52974 | TAB-RSP-PSL-2205 | Switch, Pressure,Low, Seal Water to Pump-2205 | TAB-RSP-P-2205 | Pump, Raw Sewage #5 | Switch,Pressure | Switch |  | PSL | http://www.toronto.ca/TWONTO#pressure_switch
52975 | TAB-RSP-PSL-2206 | Switch, Pressure,Low, Seal Water to Raw Sewage Pump P-2206 | TAB-RSP-P-2206 | Pump, Raw Sewage #6 | Switch,Pressure | Switch |  | PSL | http://www.toronto.ca/TWONTO#pressure_switch
52976 | TAB-RSP-PSL-2210 | Switch, Pressure,Low, Seal Water to Raw Sewage Pump P-2210 | TAB-RSP-P-2210 | Pump, Raw Sewage #10 | Switch,Pressure | Switch |  | PSL | http://www.toronto.ca/TWONTO#pressure_switch
52977 | TAB-RSP-PSL-2603 | Switch, Pressure,Low, WPS to High level RS Pump Seals | TAB-RSP-PM | M Building - Raw Sewage Pumping | Switch,Pressure | Switch |  | PSL | http://www.toronto.ca/TWONTO#pressure_switch
53011 | TAB-RSP-TSH-1220I | Switch, Temperature, High, RSPump-1220 | TAB-RSP-P-1220 | Pump,Raw Sewage Transfer #2 | Switch,Temperature | Switch |  | TSH | http://www.toronto.ca/TWONTO#temperature_switch
53012 | TAB-RSP-TSH-1230I | Switch, Temperature, High, RSPump-1230 | TAB-RSP-P-1230 | Pump,Raw Sewage Transfer #3 | Switch,Temperature | Switch |  | TSH | http://www.toronto.ca/TWONTO#temperature_switch
53013 | TAB-RSP-TSH-1240I | Switch, Temperature, High, RSPump-1240 | TAB-RSP-P-1240 | Pump,Raw Sewage Transfer #4 | Switch,Temperature | Switch |  | TSH | http://www.toronto.ca/TWONTO#temperature_switch
53014 | TAB-RSP-TSH-1250I | Switch, Temperature, High, RSPump-1250 | TAB-RSP-P-1250 | Pump,Raw Sewage Transfer #5 | Switch,Temperature | Switch |  | TSH | http://www.toronto.ca/TWONTO#temperature_switch
53102 | TAB-RUU-SW-1403 | Switch,Load Break,Power,13.8 KV Feeder,Tunnel EL1-BUS-1403 | TAB-RUU-BUS-1403 | Electrical Distribution Cabinet,13.8 KV | Load Break Switch | Switch |  | SW | http://www.toronto.ca/TWONTO#load_break_disconnect_switch
53103 | TAB-RUU-SW-1423 | Switch,Load Break,Power,13.8 KV Feeder,Spare | TAB-RUU-BUS-1403 | Electrical Distribution Cabinet,13.8 KV | Load Break Switch | Switch |  | SW | http://www.toronto.ca/TWONTO#load_break_disconnect_switch
53563 | TAB-SES-FSH-2205 | Switch, Flow, High, Emergency Eyewash/Shower, Secondary Dosing | TAB-SES-SQ-2205 | Chemical Dosing Emergency Eyewash/Shower, Secondary Dosing | Switch,Flow-High | Switch |  | FSH | http://www.toronto.ca/TWONTO#flow_switch
53564 | TAB-SES-FSH-2206 | Switch, Flow, High, Emergency Eyewash/Shower, Chemical Pipe Flushing area | TAB-SES-SQ-2206 | Emergency Eyewash/Shower, Chemical Pipe Flushing area | Switch,Flow-High | Switch |  | FSH | http://www.toronto.ca/TWONTO#flow_switch
53672 | TAB-SES-SQ-6301 | Switch, Flow switch, dry contact, Sludge Heater Room, Digester 9-12 Control Building. | 50675 | Emerg. Eyewash & Shower Stns, Dig Tanks 9-12 | Switch,Flow | Switch |  | SQ | http://www.toronto.ca/TWONTO#flow_switch
53673 | TAB-SES-SQ-6301 | Switch, Flow switch, dry contact, Sludge Heater Room, Digester 9-12 Control Building. | TAB-DIG-STRC-T9-12 | Digester Tanks 9-12 - Structure, Drains, Electrical Service(110/220V), Lighting, Plumbing, Grounds | Switch,Flow | Switch |  | SQ | http://www.toronto.ca/TWONTO#flow_switch
53778 | TAB-SLO-LSH-0301 | Switch,level,High-Hopper | TAB-SLO-T-0301 | Hopper #1, HBS-301 | Switch,Level | Switch |  | LSH | http://www.toronto.ca/TWONTO#level_switch
53779 | TAB-SLO-LSH-0302 | Switch,level,High-Hopper | TAB-SLO-T-0301 | Hopper #1, HBS-301 | Switch,Level | Switch |  | LSH | http://www.toronto.ca/TWONTO#level_switch
53780 | TAB-SLO-LSH-0303 | Switch,level,High | TAB-SLO-T-0303 | Hopper #3, HBS-305 | Switch,Level | Switch |  | LSH | http://www.toronto.ca/TWONTO#level_switch
53781 | TAB-SLO-LSH-0304 | Switch,level,High-Hopper | TAB-SLO-T-0304 | Hopper #4, HBS-307 | Switch,Level | Switch |  | LSH | http://www.toronto.ca/TWONTO#level_switch
53782 | TAB-SLO-LSH-0305 | Switch,level,High-Sludge Cake Feed-conveyor | TAB-SLO-CV-0301 | Conveyor, Screw, Hopper #1 Feed, SC-301 | Switch,Level | Switch |  | LSH | http://www.toronto.ca/TWONTO#level_switch
53783 | TAB-SLO-LSH-0306 | Switch,level,High-Sludge Cake Feed-conveyor | TAB-SLO-CV-0302 | Conveyor, Screw, Hopper #2 Feed, SC-302 | Switch,Level | Switch |  | LSH | http://www.toronto.ca/TWONTO#level_switch
53784 | TAB-SLO-LSH-0307 | Switch,level,High-Sludge Cake Feed-conveyor | TAB-SLO-CV-0303 | Conveyor, Screw,Hopper #3 Feed SC-303 | Switch,Level | Switch |  | LSH | http://www.toronto.ca/TWONTO#level_switch
53785 | TAB-SLO-LSH-0308 | Switch,level,High-Sludge Cake Feed-conveyor | TAB-SLO-CV-0304 | Conveyor, Screw, Hopper #4 Feed SC-304 | Switch,Level | Switch |  | LSH | http://www.toronto.ca/TWONTO#level_switch
53786 | TAB-SLO-LSH-8087B | Switch,Level, High, Sump Pump-8087B | TAB-SLO-P-8087B | Pump, Sump, Bio-Solid Truck Loading Facility, Ground Floor | Switch,Level | Switch |  | LSH | http://www.toronto.ca/TWONTO#level_switch
53787 | TAB-SLO-LSHH-8087 | Switch,Level, High High, Sump Pump-8087 | TAB-SLO-P-8087 | Pump, Sump, Bio-Solid Truck Loading Facility, Ground Floor | Switch,Level | Switch |  | LSHH | http://www.toronto.ca/TWONTO#level_switch
53788 | TAB-SLO-LSL-8086 | Switch,Level, Low, Sump, Pump-8086 | TAB-SLO-P-8086 | Pump, Elevator Sump | Switch,Level | Switch |  | LSL | http://www.toronto.ca/TWONTO#level_switch
53789 | TAB-SLO-LSLL-8087 | Switch,Level, Low Low, Sump, Pump-8087 | TAB-SLO-P-8087 | Pump, Sump, Bio-Solid Truck Loading Facility, Ground Floor | Switch,Level | Switch |  | LSLL | http://www.toronto.ca/TWONTO#level_switch
53830 | TAB-SLO-PSL-0412 | Switch, Pressure, Low, Water to Biofilter Cell | TAB-SLO-BCF-0402 | Filter, Bio-Filter Cell 2, BFC402 | Switch,Pressure | Switch |  | PSL | http://www.toronto.ca/TWONTO#pressure_switch
53831 | TAB-SLO-PSL-0412 | Switch, Pressure, Low, Water to Biofilter Cell | TAB-SUSPENDED ENTITY | Suspended entities | Switch,Pressure | Switch |  | PSL | http://www.toronto.ca/TWONTO#pressure_switch
53832 | TAB-SLO-PSL-0413 | Switch, Pressure, Low, Water to Biofilter Cell | TAB-SLO-BCF-0403 | Filter, Bio-Filter Cell 3, BFC403 | Switch,Pressure | Switch | 46249 | PSL | http://www.toronto.ca/TWONTO#pressure_switch
53833 | TAB-SLO-PSL-0420 | Switch, Pressure-Low, City Water, Discharge From Pump 0420, Biofilter System | TAB-SLO-P-0420 | Biofilter Pump, Humidification Booster | Switch,Pressure | Switch | 46251 | PSL | http://www.toronto.ca/TWONTO#pressure_switch
53834 | TAB-SLO-PSL-0420 | Switch, Pressure-Low, City Water, Discharge From Pump 0420, Biofilter System | TAB-SUSPENDED ENTITY | Suspended entities | Switch,Pressure | Switch | 46251 | PSL | http://www.toronto.ca/TWONTO#pressure_switch
53835 | TAB-SLO-PSL-250 | Switch, Pressure,Low, Air | TAB-SLO-T-0221 | Receiver, Air Tank, Silo Bldg, 2nd Floor | Switch,Pressure | Switch |  | PSL | http://www.toronto.ca/TWONTO#pressure_switch
53836 | TAB-SLO-PSL-378 | Switch,Pressure,Low, Air | TAB-SLO-T-0302A | Tank, Air Receiver | Switch,Pressure-Low | Switch |  | PSL | http://www.toronto.ca/TWONTO#pressure_switch
54375 | TAB-STR-LS-6094 | Switch, Level,Sump Pit | TAB-STR-P-6094 | Pump, Sump, GX2017A | Switch,Level | Switch |  | LS | http://www.toronto.ca/TWONTO#level_switch
54376 | TAB-STR-LS-6095 | Switch, Level,Sump Pit | TAB-STR-P-6095 | Pump, Sump, GX2018A | Switch,Level | Switch |  | LS | http://www.toronto.ca/TWONTO#level_switch
54377 | TAB-STR-LS-8036 | Switch, Level,Sump Pit | TAB-STR-P-8036 | Pump, Sump | Switch,Level | Switch |  | LS | http://www.toronto.ca/TWONTO#level_switch
54379 | TAB-STR-LSHH-5101 | Switch, Level High-High, Chemical Gallery, Ground Water Building | TAB-STR-P-5101 | Pump, Centrifugal, Ground Water Pumping Station |  | Switch |  | LSHH | http://www.toronto.ca/TWONTO#level_switch
54380 | TAB-STR-LSHH-5109 | Switch, Level High-High, Blower Bldg, Basement, North-East Corner | TAB-STR-P-5111 | Pump, Sump |  | Switch |  | LSHH | http://www.toronto.ca/TWONTO#level_switch
54381 | TAB-STR-LSHH-6092 | Switch, Level High-High, Aeration Gallery, East, Tank #1 | TAB-STR-P-6092 | Pump, Sump,GX2015A |  | Switch |  | LSHH | http://www.toronto.ca/TWONTO#level_switch
54382 | TAB-STR-LSHH-6093 | Switch, Level High-High, Aeration Gallery, East, Tank #3 | TAB-STR-P-6093 | Pump, Sump, GX2016A |  | Switch |  | LSHH | http://www.toronto.ca/TWONTO#level_switch
54383 | TAB-STR-LSHH-8038A | Switch, Level High-High, Blower Bldg Sub-Basement, South Tunnel Entrance | TAB-STR-P-8038A | Pump,Sump, Z Bldg |  | Switch |  | LSHH | http://www.toronto.ca/TWONTO#level_switch
54772 | FCL-ELS-DS-00B2-A | Load Break Switch,Low Lift Bldg - Switchgear Room,Isolation Disconnect Switch:FCL-ELS-BUS-00B2-A/FCL-ELS-BUS-00B1-A | FCL-ELS-BUS-00B2-A | Switchgear,Indoor,Low Lift Bldg - Switchgear Room,4.16 kV Line 2A | Load Break Switch | Switch |  | DS | http://www.toronto.ca/TWONTO#load_break_disconnect_switch
54773 | FCL-ELS-DS-0200-A | Switch,High Lift Bldg - Switchgear Room,Disconnect | FCL_ELS_120/208V_ELECABS | Electrical Distribution Cabinets,120/208V | Switch | Switch |  | DS | http://www.toronto.ca/TWONTO#disconnect_switch
54774 | FCL-ELS-DS-0200-O | Switch,High Lift Bldg - Switchgear Room,Disconnect | FCL_ELS_120/208V_ELECABS | Electrical Distribution Cabinets,120/208V | Switch | Switch |  | DS | http://www.toronto.ca/TWONTO#disconnect_switch
54775 | FCL-ELS-DS-0301-E | Switch,High Lift Bldg - Switchgear Room,UPS Load Disconnect,Fused | FCL_ELS_600V_ELECABS | Electrical Cabinets,600V | Switch | Switch |  | DS | http://www.toronto.ca/TWONTO#disconnect_switch
54776 | FCL-ELS-DS-B1B2 | Switch,High Lift Bldg - Switchgear Room,Tie:BUS-00B1/BUS-00B2 | FCL-ELS-BUS-00B2 | Switchgear,Indoor,High Lift Bldg - Switchgear Room,4.16 kV Line 2 | Load Break Switch | Switch |  |  | http://www.toronto.ca/TWONTO#level_switch
54910 | TAB-STR-ZSH-0210 | Switch, Valve Position Open, Air Supply Valve | TAB-STR-T-0200 | Aeration Tank 02 | Switch,Position-High | Switch |  | ZSH | http://www.toronto.ca/TWONTO#position_switch
54911 | TAB-STR-ZSH-0210 | Switch, Valve Position Open, Air Supply Valve | TAB-STR-V-0210 | Valve, Butterfly,Manual, Air Control Valve, Aeration Tank 2 Pass 2A Drop Leg Isolation Group 3 | Switch,Position-High | Switch |  | ZSH | http://www.toronto.ca/TWONTO#position_switch
54912 | TAB-STR-ZSH-1202 | Switch, Valve Position Open, RAS Discharge to Aerated Section, Pass 1 | TAB-STR-V-1202 | Valve, Manual, Knife Gate, c/w limit Switches, RAS discharge | Switch,Position-High | Switch |  | ZSH | http://www.toronto.ca/TWONTO#position_switch
54913 | TAB-STR-ZSL-0210 | Switch, Valve Position Closed, Air Supply Valve | TAB-STR-V-0210 | Valve, Butterfly,Manual, Air Control Valve, Aeration Tank 2 Pass 2A Drop Leg Isolation Group 3 | Switch,Position-Low | Switch |  | ZSL | http://www.toronto.ca/TWONTO#position_switch
54914 | TAB-STR-ZSL-1201 | Switch, Valve Position Closed, RAS Discharge to Fermentation Cell 1 | TAB-STR-V-1201 | Valve, Manual, Knife Gate, c/w limit Switches, RAS discharge | Switch,Position-Low | Switch |  | ZSL | http://www.toronto.ca/TWONTO#position_switch
54915 | TAB-STR-ZSL-1202 | Switch, Valve Position Closed, RAS Discharge to Aerated Section, Pass 1 | TAB-STR-V-1202 | Valve, Manual, Knife Gate, c/w limit Switches, RAS discharge | Switch,Position-Low | Switch |  | ZSL | http://www.toronto.ca/TWONTO#position_switch
54960 | TAB-THK-FSL-2301 | Switch,Flow Indication, Seal Water to Pump P-2301 | TAB-THK-P-2301 | Pump, TWAS Transfer | Switch,Flow | Switch |  | FSL | http://www.toronto.ca/TWONTO#flow_switch
54961 | TAB-THK-FSL-2302 | Switch,Flow Indication, Seal Water to Pump P-2302 | TAB-THK-P-2302 | Pump, TWAS Transfer | Switch,Flow | Switch |  | FSL | http://www.toronto.ca/TWONTO#flow_switch
54962 | TAB-THK-FSL-2501 | Switch,Flow Indication, Seal Water to Pump P-2501 | TAB-SUSPENDED ENTITY | Suspended entities | Switch,Flow | Switch |  | FSL | http://www.toronto.ca/TWONTO#flow_switch
54963 | TAB-THK-FSL-4122 | Switch,Flow Indication, Polymer inlet to Pump-P-4122 | TAB-THK-P-4122 | Pump, Polymer Solution Transfer SX2033 | Switch,Flow | Switch |  | FSL | http://www.toronto.ca/TWONTO#flow_switch
54964 | TAB-THK-FSL-4303 | Switch,Flow Indication, Polymer inlet to Pump-P-4303 | TAB-THK-P-4303 | Pump, Mixed Polymer Feed | Switch,Flow | Switch |  | FSL | http://www.toronto.ca/TWONTO#flow_switch
54965 | TAB-THK-FSL-4304 | Switch,Flow Indication, Polymer inlet to Pump-P-4304 | TAB-THK-P-4304 | Pump, Mixed Polymer Feed | Switch,Flow | Switch |  | FSL | http://www.toronto.ca/TWONTO#flow_switch
54966 | TAB-THK-FSL-4305 | Switch,Flow Indication, Polymer inlet to Pump-P-4305 | TAB-THK-P-4305 | Pump, Mixed Polymer Feed | Switch,Flow | Switch |  | FSL | http://www.toronto.ca/TWONTO#flow_switch
54967 | TAB-THK-FSL-4306 | Switch,Flow Indication, Polymer inlet to Pump-P-4306 | TAB-THK-P-4306 | Pump, Mixed Polymer Feed | Switch,Flow | Switch |  | FSL | http://www.toronto.ca/TWONTO#flow_switch
54968 | TAB-THK-FSL-4310 | Switch,Flow Indication, Polymer inlet to Pump-P-4310 | TAB-THK-P-4310 | Pump, Mixed Polymer Feed | Switch,Flow | Switch |  | FSL | http://www.toronto.ca/TWONTO#flow_switch
54969 | TAB-THK-FSL-4311 | Switch,Flow Indication, Polymer inlet to Pump-P-4311 | TAB-THK-P-4311 | Pump, Mixed Polymer Feed (Standby) | Switch,Flow | Switch |  | FSL | http://www.toronto.ca/TWONTO#flow_switch
54983 | TAB-THK-LSHH-8049A | Switch, Level High-High, Flotation Bldg, Basement, North Sump | TAB-THK-P-8049 | Pump,Sump |  | Switch |  | LSHH | http://www.toronto.ca/TWONTO#level_switch
54984 | TAB-THK-LSHH-8051A | Switch, Level High-High, 'Z' Bldg, Basement | TAB-THK-P-8051 | Pump,Sump |  | Switch |  | LSHH | http://www.toronto.ca/TWONTO#level_switch
55048 | TAB-THK-PSH-4132 | Switch,Pressure,High,Pump 4132 | TAB-THK-P-4132 | Pump, Polymer Solution Transfer SX2034 | Switch,Pressure | Switch |  | PSH | http://www.toronto.ca/TWONTO#pressure_switch
55049 | TAB-THK-PSH-4303 | Switch,Pressure,High,Pump 4303 | TAB-THK-P-4303 | Pump, Mixed Polymer Feed | Switch,Pressure | Switch |  | PSH | http://www.toronto.ca/TWONTO#pressure_switch
55050 | TAB-THK-PSH-4305 | Switch,Pressure,High,Pump 4305 | TAB-THK-P-4305 | Pump, Mixed Polymer Feed | Switch,Pressure | Switch |  | PSH | http://www.toronto.ca/TWONTO#pressure_switch
55051 | TAB-THK-PSH-4306 | Switch,Pressure,High,Pump 4306 | TAB-THK-P-4306 | Pump, Mixed Polymer Feed | Switch,Pressure | Switch |  | PSH | http://www.toronto.ca/TWONTO#pressure_switch
55052 | TAB-THK-PSH-4308 | Switch,Pressure,High,Pump 4308 | TAB-THK-P-4308 | Pump, Mixed Polymer Feed | Switch,Pressure | Switch |  | PSH | http://www.toronto.ca/TWONTO#pressure_switch
55053 | TAB-THK-PSH-4310 | Switch,Pressure,High,Pump 4310 | TAB-THK-P-4310 | Pump, Mixed Polymer Feed | Switch,Pressure | Switch |  | PSH | http://www.toronto.ca/TWONTO#pressure_switch
55054 | TAB-THK-PSH-4311 | Switch,Pressure,High,Pump 4311 | TAB-THK-P-4311 | Pump, Mixed Polymer Feed (Standby) | Switch,Pressure | Switch |  | PSH | http://www.toronto.ca/TWONTO#pressure_switch
55055 | TAB-THK-PSH-4313 | Switch,Pressure,High,Pump 4313 | TAB-THK-P-4313 | Pump, Mixed Polymer Feed (Standby) | Switch,Pressure | Switch |  | PSH | http://www.toronto.ca/TWONTO#pressure_switch
55056 | TAB-THK-PSL-0205 | Switch,Pressure,Low,AIS to Recycle Pump P-0205 Discharge | TAB-THK-P-0205 | Pump,Recycle SX2002 | Switch,Pressure | Switch |  | PSL | http://www.toronto.ca/TWONTO#pressure_switch
55057 | TAB-THK-PSL-0405 | Switch,Pressure,Low,AIS to Recycle Pump P-0405 Discharge | TAB-THK-P-0405 | Pump,Recycle SX2004 | Switch,Pressure | Switch |  | PSL | http://www.toronto.ca/TWONTO#pressure_switch
55058 | TAB-THK-PSL-0505 | Switch,Pressure,Low,AIS to Recycle Pump P-0505 Discharge | TAB-THK-P-0505 | Pump,Recycle SX2005 | Switch,Pressure | Switch |  | PSL | http://www.toronto.ca/TWONTO#pressure_switch
55059 | TAB-THK-PSL-0805 | Switch, Pressure, Low, AIS to Recycle Pump P-0805 Discharge | TAB-THK-P-0805 | Pump, Centrifugal, SUB, Flotation Tank 0800 | Switch,Pressure | Switch |  | PSL | http://www.toronto.ca/TWONTO#pressure_switch
55060 | TAB-THK-PSL-0905 | Switch,Pressure,Low,AIS to Recycle Pump P-0905 Discharge | TAB-SUSPENDED ENTITY | Suspended entities | Switch,Pressure | Switch |  | PSL | http://www.toronto.ca/TWONTO#pressure_switch
55061 | TAB-THK-PSL-0905 | Switch,Pressure,Low,AIS to Recycle Pump P-0905 Discharge | TAB-THK-P-0905 | Pump, Recycle SX2009 | Switch,Pressure | Switch |  | PSL | http://www.toronto.ca/TWONTO#pressure_switch
55116 | FCL-ELS-LB-0101-SUS | Switch, Isolation, Transformer FCL-ELS-TR-0101, Switchgear Room | FCL-ELS-PS-0001 | Uninterruptible Power Supply,High Lift Bldg - Switchgear Room,LP-0001 | Switch | Switch | 36529 | LB | http://www.toronto.ca/TWONTO#disconnect_switch
55314 | FCL-ELS-LB-01CF | Load Break Switch,Centrifuge Bldg - Electrical Room,Isolation Switch; TR-01CF | FCL-ELS-BUS-00B1-A | Switchgear,Indoor,Low Lift Bldg - Switchgear Room,4.16 kV Line 1A | Load Break Switch | Switch |  | LB | http://www.toronto.ca/TWONTO#load_break_disconnect_switch
55315 | FCL-ELS-LB-0201-SUS | Switch, Isolation, Transformer FCL-ELS-TR-0201, Switchgear Room | FCL-ELS-PS-0001 | Uninterruptible Power Supply,High Lift Bldg - Switchgear Room,LP-0001 | Switch | Switch | 36530 | LB | http://www.toronto.ca/TWONTO#disconnect_switch
55316 | FCL-ELS-LB-0201-SUS | Switch, Isolation, Transformer FCL-ELS-TR-0201, Switchgear Room | FCL-SUSPENDED | Suspended entity | Switch | Switch | 36530 | LB | http://www.toronto.ca/TWONTO#disconnect_switch
55317 | FCL-ELS-LB-0202-SUS | Switch, Main, Line 1, TR-0301, Switchgear Room | FCL-ELS-PS-0001 | Uninterruptible Power Supply,High Lift Bldg - Switchgear Room,LP-0001 | Switch | Switch | 36531 | LB | http://www.toronto.ca/TWONTO#disconnect_switch
55318 | FCL-ELS-LB-0202-SUS | Switch, Main, Line 1, TR-0301, Switchgear Room | FCL-SUSPENDED | Suspended entity | Switch | Switch | 36531 | LB | http://www.toronto.ca/TWONTO#disconnect_switch
55319 | FCL-ELS-LB-02CL | Load Break Switch,Clarification - Electrical Room,Isolation Switch; TR-02CL | FCL-ELS-BUS-00B2-A | Switchgear,Indoor,Low Lift Bldg - Switchgear Room,4.16 kV Line 2A | Load Break Switch | Switch |  | LB | http://www.toronto.ca/TWONTO#load_break_disconnect_switch
55320 | FCL-ELS-LB-0301-SUS | Switch, Isolation, Transformer FCL-ELS-TR-0301, Switchgear Room | FCL-ELS-PS-0001 | Uninterruptible Power Supply,High Lift Bldg - Switchgear Room,LP-0001 | Switch | Switch | 36532 | LB | http://www.toronto.ca/TWONTO#disconnect_switch
55862 | FCL-ELS-LSH-0001 | Switch, Level, High, Transfer Pump P-0100 Containment, Low Lift Building, Screen Room | FCL-ELS-PS-0003 | Emergency Power | Switch,Level-High | Switch |  | LSH | http://www.toronto.ca/TWONTO#level_switch
55863 | FCL-ELS-LSH-0002 | Switch, Level, High, Transfer Pump P-0200 Containment, Low Lift Building, Screen Room | FCL-ELS-PS-0003 | Emergency Power | Switch,Level-High | Switch |  | LSH | http://www.toronto.ca/TWONTO#level_switch
56133 | THC-ACC-ALR-0400A | COMMON ALARM - DIGESTER AREA,AHU,Roof,Digesters | THC-ACC-AHU-0400 | Air Handling Unit, Digester Building, bldg. U | Damper/Louver | Switch | 47556 | ALR | http://www.toronto.ca/TWONTO#alarm_device
56134 | THC-ACC-ALR-0400B | COMMON ALARM - TUNNELS AND SWITCHGEAR AREA,Roof,Digesters | THC-ACC-AHU-0400 | Air Handling Unit, Digester Building, bldg. U | Damper/Louver | Switch | 47557 | ALR | http://www.toronto.ca/TWONTO#alarm_device
56137 | THC-ACC-ASH-0412 | Transmitter,Analyzer,Methane,AHU-0412 Shutdown,Compressor Room,Building U | THC-ACC-AHU-0412 | Air Handling Unit,Compressor Room,Roof,Building U | Damper/Louver | Switch |  | ASH | http://www.toronto.ca/TWONTO#flame_or_combustion_sensing_instrument
56281 | FCL-ELS-LSL-0100 | Switch,Level-Low,Outdoor Main Substation,Transformer TR-0100 Oil | FCL-ELS-TR-0100 | Transformer,Power,Oil Filled,Outdoor Main Substation,27.6-4.16kV,10/13.3MVA | Switch,Level-Low | Switch |  | LSL | http://www.toronto.ca/TWONTO#level_switch
56701 | THC-ACC-HS-0115 | Hand Switch Fan,Centrifugal,Supply,Pressurization System,Access Building No.1,Phase 1 | THC-ACC-FN-0115 | Fan,Centrifugal,Supply,Pressurization System,Access Building No.1,Phase 1 | Air Handling Unit | Switch |  | HS | hand_switch
56702 | THC-ACC-HS-0565 | Hand Switch Fan,Centrifugal,Supply,Electrical Room,Blower Building,Lower Plant | THC-ACC-FN-0565 | Fan,Centrifugal,Exhaust,South MCC 1 Room, Old Blower (Bldg A) | Air Handling Unit | Switch |  | HS | hand_switch
56722 | FCL-ELS-PSHA-0100 | Switch,Pressure-High,Outdoor Main Substation,Transformer TR-0100 Sudden Gas | FCL-ELS-TR-0100 | Transformer,Power,Oil Filled,Outdoor Main Substation,27.6-4.16kV,10/13.3MVA | Switch,Pressure-High | Switch |  | PSHA | http://www.toronto.ca/TWONTO#pressure_switch
56723 | FCL-ELS-PSHA-0200 | Switch,Pressure-High,Outdoor Main Substation,Transformer TR-0200 Sudden Gas | FCL-ELS-TR-0200 | Transformer,Power,Oil Filled,Outdoor Main Substation,27.6-4.16kV,10/13.3MVA | Switch,Pressure-High | Switch |  | PSHA | http://www.toronto.ca/TWONTO#pressure_switch
56724 | FCL-ELS-PSHB-0100 | Switch,Pressure-High,Outdoor Main Substation,Transformer TR-0100 Relife Gas | FCL-ELS-TR-0100 | Transformer,Power,Oil Filled,Outdoor Main Substation,27.6-4.16kV,10/13.3MVA | Switch,Pressure-High | Switch |  | PSHB | http://www.toronto.ca/TWONTO#pressure_switch
56725 | FCL-ELS-PSHB-0200 | Switch,Pressure-High,Outdoor Main Substation,Transformer TR-0200 Relife Gas | FCL-ELS-TR-0200 | Transformer,Power,Oil Filled,Outdoor Main Substation,27.6-4.16kV,10/13.3MVA | Switch,Pressure-High | Switch |  | PSHB | http://www.toronto.ca/TWONTO#pressure_switch
57063 | THC-ACC-PSL-0121 | Switch,Pressure-Low,Air Handling Unit 0120,Scrubber Room,Phase 4 | THC-ACC-AHU-0120 | Air Handlling Unit,Roof,Scrubber Room,Phase 4 | Air Handling Unit | Switch |  | PSL | http://www.toronto.ca/TWONTO#pressure_switch
57064 | THC-ACC-PSL-3343 | Switch, Pressure-Low, Hot Water Pump 3307&3303, Flotation Building | THC-ACC-BLDG J | TWAS Building, HVAC | Switch,Pressure-Low | Switch |  | PSL | http://www.toronto.ca/TWONTO#pressure_switch
57065 | THC-ACC-PSL-3812 | Switch,Pressure-Low,Hot Water Supply Header,Old Section FT-0500 | THC-ACC-TUNNEL | Plant Tunnels, HVAC | Switch,Pressure-Low | Switch |  | PSL | http://www.toronto.ca/TWONTO#pressure_switch
57153 | FCL-ELS-SW-00L1 | Switch,Pole Mounted,Line 1 | FCL_ELS_CBL_00L1 | Electrical Power Line,From SW-00L1 to BUS-00L1,27.6-4.16 KV | Switch | Switch |  | SW | http://www.toronto.ca/TWONTO#disconnect_switch
57265 | THC-ACC-TSH-0412 | Switch,Temperature-High,Supply Air,FN-0412 Shutdown,Roof,Building U | THC-ACC-AHU-0412 | Air Handling Unit,Compressor Room,Roof,Building U | Damper/Louver | Switch |  | TSH | http://www.toronto.ca/TWONTO#temperature_switch
57266 | THC-ACC-TSH-0412 | Switch,Temperature-High,Supply Air,FN-0412 Shutdown,Roof,Building U | THC-ACC-F-0412B | Filter,Final,FN-0412,AHU-0412,Building U | Damper/Louver | Switch |  | TSH | http://www.toronto.ca/TWONTO#temperature_switch
57267 | THC-ACC-TSH-0413 | Switch,Temperature-High,Exhaust Air,AHU-0411 Shutdown,Roof,Building U | THC-ACC-FN-0411 | Fan,Supply,AHU-0411,Basement/Sub-Basement,AHU-0411,Building U | Damper/Louver | Switch |  | TSH | http://www.toronto.ca/TWONTO#temperature_switch
57268 | THC-ACC-TSH-0413 | Switch,Temperature-High,Exhaust Air,AHU-0411 Shutdown,Roof,Building U | THC-ACC-FN-0413 | Fan,Exhaust,AHU-0411,Basement/Sub-Basement,Roof,Building U | Damper/Louver | Switch |  | TSH | http://www.toronto.ca/TWONTO#temperature_switch
57286 | THC-ACC-TSL-0411 | Switch,Temperature-Low,Supply Air,HTR-4030,AHU-0411 Shutdown,Roof,Building U | THC-ACC-FN-0411 | Fan,Supply,AHU-0411,Basement/Sub-Basement,AHU-0411,Building U | Damper/Louver | Switch |  | TSL | http://www.toronto.ca/TWONTO#temperature_switch
57882 | THC-AER-LSHH-0134 | Switch,Level-High,Sump Pump 0133 & 0134,Phase 1 & Aeration Tank 3200 | THC-AER-P-0134 | Pump,Centrifugal,Sump,Phase 1 & Aeration Tank 3200 | Switch,Level-High | Switch |  | LSHH | http://www.toronto.ca/TWONTO#level_switch
57883 | THC-AER-LSL-7141 | Switch,Level-Low,Oil Tank 7140, Blower 7100,Phase I & IV Blower Building | THC-AER-T-7140 | Tank, Oil, Blower, Aeration | Switch,Level-Low | Switch |  | LSL | http://www.toronto.ca/TWONTO#level_switch
57884 | THC-AER-LSL-7241 | Switch,Level-Low,Oil Tank 7240, Blower 7200,Phase I & IV Blower Building | THC-AER-T-7240 | Tank, Oil, Blower, Aeration | Switch,Level-Low | Switch |  | LSL | http://www.toronto.ca/TWONTO#level_switch
57906 | THC-AER-PDSH-7122 | Switch,Pressure Differential-High,Filter 7120,Blow 7100,Phase I & IV Blower Building | THC-AER-BL-7100 | Blower, Aeration | Switch,Pressure | Switch |  | PDSH | http://www.toronto.ca/TWONTO#pressure_switch
57907 | THC-AER-PDSH-7322 | Switch,Pressure Differential-High,Filter 7320,Blow 7300,Phase I & IV Blower Building | THC-AER-BL-7300 | Blower, Aeration | Switch,Pressure | Switch |  | PDSH | http://www.toronto.ca/TWONTO#pressure_switch
57908 | THC-AER-PDSH-7422 | Switch,Pressure Differential-High,Filter 7420,Blow 7400,Phase I & IV Blower Building | THC-AER-BL-7400 | Blower, Aeration | Switch,Pressure | Switch |  | PDSH | http://www.toronto.ca/TWONTO#pressure_switch
57920 | THC-AER-PSH-7104 | Switch, Surge Protection Press-High, Outlet, Blower 7100, Phase I & IV Blower Building | THC-AER-BL-7100 | Blower, Aeration | Switch,Pressure | Switch |  | PSH | http://www.toronto.ca/TWONTO#pressure_switch
57921 | THC-AER-PSH-7161 | Switch, Press-High, Outlet, Blower 7100, Phase I & IV Blower Building | THC-AER-BL-7100 | Blower, Aeration | Switch,Pressure | Switch |  | PSH | http://www.toronto.ca/TWONTO#pressure_switch
57922 | THC-AER-PSH-7404 | Switch, Surge Protection Press-High, Outlet, Blower 7400, Phase I & IV Blower Building | THC-AER-BL-7300 | Blower, Aeration | Switch,Pressure | Switch |  | PSH | http://www.toronto.ca/TWONTO#pressure_switch
57925 | THC-AER-PSL-7151 | Switch, Pressure-Low, Outlet, Oil Pumps 7150 & 7160, Blow 7100, Phase I & IV Blower Building | THC-AER-BL-7100-I-IV | Blower, Aeration System | Switch,Pressure | Switch |  | PSL | http://www.toronto.ca/TWONTO#pressure_switch
57926 | THC-AER-PSL-7156 | Switch,Pressure-Low,Oil Pumps 7150&7160 to Blower Header,Blow 7100,Phase I & IV Blower Building | THC-AER-BL-7100-I-IV | Blower, Aeration System | Switch,Pressure | Switch |  | PSL | http://www.toronto.ca/TWONTO#pressure_switch
57927 | THC-AER-PSL-7356 | Switch,Pressure-Low,Oil Pumps 7350 & 7360 to Blower Header,Blow 7300,Phase I & IV Blower Building | THC-AER-BL-7300-I-IV | Blower, Aeration System | Switch,Pressure | Switch |  | PSL | http://www.toronto.ca/TWONTO#pressure_switch
57966 | THC-AER-TSH-7209 | Switch, Inlet, Temperature-High, Blower 7200,Phase I & IV Blower Building | THC-AER-BL-7200-I-IV | Blower, Aeration System | Switch,Temperature | Switch |  | TSH | http://www.toronto.ca/TWONTO#temperature_switch
57967 | THC-AER-TSH-7242 | Switch,Temperature-High,Oil Tank 7240,Blower 7200,Phase I & IV Blower Building | THC-AER-BL-7200-I-IV | Blower, Aeration System | Switch,Temperature | Switch |  | TSH | http://www.toronto.ca/TWONTO#temperature_switch
57968 | THC-AER-TSH-7309 | Switch, Inlet, Temperature-High, Blower 7300,Phase I & IV Blower Building | THC-AER-BL-7300-I-IV | Blower, Aeration System | Switch,Temperature | Switch |  | TSH | http://www.toronto.ca/TWONTO#temperature_switch
57969 | THC-AER-TSH-7369 | Switch,Temperature-High,Blower 7300 Room,Blower Air System Phase I &IV | THC-AER-BL-7300-I-IV | Blower, Aeration System | Switch,Temperature | Switch |  | TSH | http://www.toronto.ca/TWONTO#temperature_switch
57970 | THC-AER-TSH-7409 | Switch, Inlet, Temperature-High, Blower 7400,Phase I & IV Blower Building | THC-AER-BL-7400-I-IV | Blower, Aeration System | Switch,Temperature | Switch |  | TSH | http://www.toronto.ca/TWONTO#temperature_switch
57971 | THC-AER-TSH-7469 | Switch,Temperature-High,Blower 7400 Room,Blower Air System Phase I &IV | THC-AER-BL-7400-I-IV | Blower, Aeration System | Switch,Temperature | Switch |  | TSH | http://www.toronto.ca/TWONTO#temperature_switch
58096 | THC-AER-VSH-6026 | Switch,Vibration,Blower 6020,Old Plant Blower Building | THC-AER-BL-6020SUSP | Blower, Aeration | Switch,Vibration | Switch |  | VSH | http://www.toronto.ca/TWONTO#vibration_sensor_element
58097 | THC-AER-VSH-6046 | Switch,Vibration,Blower 6040,Old Plant Blower Building | THC-AER-BL-6040SUSP | Blower, Aeration | Switch,Vibration | Switch |  | VSH | http://www.toronto.ca/TWONTO#vibration_sensor_element
58098 | THC-AER-VSH-6086 | Switch,Vibration,Blower 6080,Old Plant Blower Building | THC-AER-BL-6080SUSP | Blower, Aeration | Switch,Vibration | Switch |  | VSH | http://www.toronto.ca/TWONTO#vibration_sensor_element
58099 | THC-AER-VSH-6306 | Switch,Vibration,Blower 6300,Old Plant Blower Building | THC-AER-BL-6300 | Blower, Aeration | Switch,Vibration | Switch |  | VSH | http://www.toronto.ca/TWONTO#vibration_sensor_element
58239 | THC-CW-PSH-3001 | Switch,Pressure-High,Incinerator City Water Supply | THC-PWA-POTAB METER | Potable Water Flow Meters | Switch,Pressure-High | Switch |  | PSH | http://www.toronto.ca/TWONTO#pressure_switch
58240 | THC-CW-PSL-3001 | Switch,Pressure-Low,Incinerator City Water Supply | THC-PWA-POTAB METER | Potable Water Flow Meters | Switch,Pressure-Low | Switch |  | PSL | http://www.toronto.ca/TWONTO#pressure_switch
58381 | THC-DCL-LSH-0101 | Level Switch High, Tank T-0100 38% Sodium Bisulphite, Dechlorination | THC-DCL-T-0100 | Tank, Storage 38% Sodium Bisulphite, Dechlorination |  | Switch |  | LSH | http://www.toronto.ca/TWONTO#level_switch
58382 | THC-DCL-LSH-0201 | Level Switch High, Tank T-0200 38% Sodium Bisulphite, Dechlorination | THC-DCL-T-0200 | Tank, Storage 38% Sodium Bisulphite, Dechlorination |  | Switch |  | LSH | http://www.toronto.ca/TWONTO#level_switch
58383 | THC-DCL-LSH-0301 | Level Switch High, SBS Dilution Tank, Dechlorination | THC-DCL-T-0100 | Tank, Storage 38% Sodium Bisulphite, Dechlorination |  | Switch |  | LSH | http://www.toronto.ca/TWONTO#level_switch
58384 | THC-DCL-LSH-0301 | Level Switch High, SBS Dilution Tank, Dechlorination | THC-DCL-T-0300 | Tank, Dilution Sodium Bisulphite, Dechlorination |  | Switch |  | LSH | http://www.toronto.ca/TWONTO#level_switch
58386 | THC-DCL-LSL-0401 | Level Switch Low, SBSS Feed Tank, Dechlorination | THC-DCL-T-0100 | Tank, Storage 38% Sodium Bisulphite, Dechlorination |  | Switch | 34142 | LSL | http://www.toronto.ca/TWONTO#level_switch
58387 | THC-DCL-LSL-0601 | Level Switch Low, SBSS Feed Tank, Dechlorination | THC-DCL-T-0100 | Tank, Storage 38% Sodium Bisulphite, Dechlorination |  | Switch | 34141 | LSL | http://www.toronto.ca/TWONTO#level_switch
58388 | THC-DCL-LSL-0601 | Level Switch Low, SBSS Feed Tank, Dechlorination | THC-DCL-T-0600 | Tank, Feed 2% SBSS, Dechlorination |  | Switch | 34141 | LSL | http://www.toronto.ca/TWONTO#level_switch
58389 | THC-DCL-LSLL-0401 | Level Switch Low-Low, SBSS Feed Tank, Dechlorination | THC-DCL-T-0400 | Tank, Feed 2% SBSS, Dechlorination |  | Switch | 34140 | LSLL | http://www.toronto.ca/TWONTO#level_switch
58390 | THC-DCL-LSLL-0401 | Level Switch Low-Low, SBSS Feed Tank, Dechlorination | THC-SUSPENDED | Suspended entity |  | Switch | 34140 | LSLL | http://www.toronto.ca/TWONTO#level_switch
58391 | THC-DCL-LSLL-0601 | Level Switch Low-Low, SBSS Feed Tank, Dechlorination | THC-DCL-T-0100 | Tank, Storage 38% Sodium Bisulphite, Dechlorination |  | Switch | 34143 | LSLL | http://www.toronto.ca/TWONTO#level_switch
58680 | THC-DEW-MSL-6201 | Switch, Motion-Low, Conveyor 6200, Dewatering Conveyance System | THC-DEW-CV-6200 | Conveyor, Main Cake Transfer, Dewatering | Switch,Motion | Switch |  | MSL | http://www.toronto.ca/TWONTO#motion_sensor_element
58764 | THC-DEW-PSH-2346 | Switch, Pressure-High, Outlet, Transfer Pump 2340, Polymer Make Up System | THC-DEW-T-2300 | Tank,Polymer Make-up,Polymer Make Up System | Switch,Pressure-High | Switch |  | PSH | http://www.toronto.ca/TWONTO#pressure_switch
58765 | THC-DEW-PSH-5826 | Switch, Pressure-High, Outlet, Blended Sludge, Centrifuge Feed Pump 5820, Solid Treatment | THC-DEW-P-5820 | Pump,Centrifugal,Blended Sludge,Feed,Centrifuge 1500(& future1600),Solid Treatment | Switch,Pressure | Switch |  | PSH | http://www.toronto.ca/TWONTO#pressure_switch
58766 | THC-DEW-PSH-5846 | Switch, Pressure-High, Outlet, Blended Sludge, Centrifuge Feed Pump 5840, Solid Treatment | THC-DEW-P-5840 | Sludge, Feed Pump, Centrifuge, System Dewatering | Switch,Pressure | Switch |  | PSH | http://www.toronto.ca/TWONTO#pressure_switch
58769 | THC-DEW-PSL-1108 | Switch, Pressure-Low, City Water, Centrifuge 1100, Solid Treatment, Incinerator building. | THC-DEW-CF-1100 | Centrifuge,Dewatering,BLS/PYS - Solid Treatment,Incinerator Building | Switch,Pressure-Low | Switch |  | PSL | http://www.toronto.ca/TWONTO#pressure_switch
59322 | FCL-ELS-TS-0500 | Switch,Low Lift Bldg - Electrical Room,Transfer | FCL-ELS-MCC-0500 | Control Panel,MCC,Low Lift Bldg - Electrical Room,600V | Switch | Switch |  | TS | http://www.toronto.ca/TWONTO#transfer_switch
59323 | FCL-ELS-TS-0613-SUS | Switch, Transfer, Generator 0100, Electrical Switchgear Room | FCL-ELS-PS-0002 | Uninterruptible Power Supply,Low Lift Bldg - Switchgear Room,LP-0002 | Switch | Switch | 36601 | TS | http://www.toronto.ca/TWONTO#transfer_switch
59324 | FCL-ELS-TS-0613-SUS | Switch, Transfer, Generator 0100, Electrical Switchgear Room | FCL-SUSPENDED | Suspended entity | Switch | Switch | 36601 | TS | http://www.toronto.ca/TWONTO#transfer_switch
59325 | FCL-ELS-TS-1011-SUS | Switch, Transfer, Generator 0200, Electrical Switchgear Room | FCL-SUSPENDED | Suspended entity | Switch | Switch | 36602 | TS | http://www.toronto.ca/TWONTO#transfer_switch
59326 | FCL-ELS-TSH-002D | Switch,Temperature-High,Low Lift Bldg - Electrical Room,Transformer TR-002D | FCL-ELS-TR-002D | Transformer,Power,Dry,Low Lift Bldg - Electrical Room,4160-600V,500KVA | Switch,Temperature-High | Switch |  | TSH | http://www.toronto.ca/TWONTO#temperature_switch
59327 | FCL-ELS-TSH-002H | Switch,Temperature-High,High Lift Bldg - Switchgear Room,Transformer TR-002H | FCL-ELS-TR-002H | Transformer,Power,Dry,High Lift Bldg - Switchgear Room,4160-600V,750KVA | Switch,Temperature-High | Switch |  | TSH | http://www.toronto.ca/TWONTO#temperature_switch
59328 | FCL-ELS-TSH-003F | Switch,Temperature-High,High Lift Bldg - Electrical Room,Transformer TR-003F | FCL-ELS-TR-003F | Transformer,Power,Dry,High Lift Bldg - Electrical Room,4160-600V,750KVA | Switch,Temperature-High | Switch |  | TSH | http://www.toronto.ca/TWONTO#temperature_switch
59329 | FCL-ELS-TSH-01CF | Switch,Temperature-High,Centrifuge Bldg - Electrical Room,Transformer TR-01CF | FCL-ELS-TR-01CF | Transformer,Power,Dry,Centrifuge Bldg - Electrical Room,4160-600V,500KVA | Switch,Temperature-High | Switch |  | TSH | http://www.toronto.ca/TWONTO#temperature_switch
59330 | FCL-ELS-TSH-01CL | Switch,Temperature-High,Clarification - Electrical Room,Transformer TR-01CL | FCL-ELS-TR-01CL | Transformer,Power,Dry,Clarification - Electrical Room,4160-600V,400KVA | Switch,Temperature-High | Switch |  | TSH | http://www.toronto.ca/TWONTO#temperature_switch
59331 | FCL-ELS-TSHB-0200 | Switch,Temperature-High,Outdoor Main Substation,Transformer TR-0200 Oil | FCL-ELS-TR-0200 | Transformer,Power,Oil Filled,Outdoor Main Substation,27.6-4.16kV,10/13.3MVA | Switch,Temperature-High | Switch |  | TSHB | http://www.toronto.ca/TWONTO#temperature_switch
59388 | THC-DIG-LSH-0114 | Switch,Level-High, Sump Pump 0114, Sludge Holding Tanks | THC-DIG-P-0114 | Pump,Centrifugal,Sump,Old Digesters | Switch,Level | Switch | 35368 | LSH | http://www.toronto.ca/TWONTO#level_switch
59389 | THC-DIG-LSH-0115 | Switch,Level-High, Sump Pump 0115,Sludge Holding Tanks | THC-DIG-P-0115 | Pump,Centrifugal,Sump,Old Digesters | Switch,Level | Switch |  | LSH | http://www.toronto.ca/TWONTO#level_switch
59390 | THC-DIG-LSH-0193 | Switch,Level-High,Sump,Tunnel Sump Pump 0193,Anerobic Filter Building | THC-DIG-P-0193 | Pump,Centrifugal,Tunnel Sump,Anerobic Filter Building | Switch,Level | Switch |  | LSH | http://www.toronto.ca/TWONTO#level_switch
59391 | THC-DIG-LSH-0194 | Switch,Level-High,Sump Pumps 0194 & 0195,Anerobic Filter Building | THC-GRK-SUMP PUMP | Sump Pumps, | Switch,Level | Switch |  | LSH | http://www.toronto.ca/TWONTO#level_switch
59392 | THC-DIG-LSH-0405 | Switch,Level-High,Sump Pumps 5290A & 5290B,Lower Basement,Building U | THC-DIG-CP-5290 | Control Panel,Electrical,Lower Basement Sump,P-5290A & P-5290B,Building U | Switch,Level | Switch |  | LSH | http://www.toronto.ca/TWONTO#level_switch
59393 | THC-DIG-LSH-0405 | Switch,Level-High,Sump Pumps 5290A & 5290B,Lower Basement,Building U | THC-GRK-SUMP PUMP | Sump Pumps, | Switch,Level | Switch |  | LSH | http://www.toronto.ca/TWONTO#level_switch
59394 | THC-DIG-LSH-3120 | Switch,Level,High,Interstage Separator,F­3120,Gas High Pressure System,Building U | THC-DIG-CYC-3120 | Cyclone,Separator,Outlet,Intercooler C­3101,Gas High Pressure System,Building U | Switch,Level-High | Switch |  | LSH | http://www.toronto.ca/TWONTO#level_switch
59395 | THC-DIG-LSH-3413 | Switch,Level,High,Wet Receiver,T­3413,Gas High Pressure System,Building U | THC-DIG-T-3413 | Tank,Wet Gas Storage,Gas High Pressure System,Building U | Switch,Level-High | Switch |  | LSH | http://www.toronto.ca/TWONTO#level_switch
59397 | THC-DIG-LSH-5240 | Eliminated Role: Switch,Level-High,Sump,Burner Sump Pump 5240,Building U | THC-DIG-P-5240 | Eliminated Role: Pump,Centrifugal,Sump,Lower Basement,Building U | Switch,Level | Switch | 40489 | LSH | http://www.toronto.ca/TWONTO#level_switch
59398 | THC-DIG-LSH-5285 | Switch,Level-High,South-West Storm Sump,CP-5285,Building U | THC-DIG-CP-5285 | Control Panel,Electrical,South-West Storm Sump,P-5285A & P-5285B,Building U | Switch,Level | Switch |  | LSH | http://www.toronto.ca/TWONTO#level_switch
59399 | THC-DIG-LSH-5286 | Switch,Level-High,South-East Storm Sump,CP-5286,Building U | THC-DIG-CP-5286 | Control Panel,Electrical,South-East Storm Sump,P-5286A & P-5286B,Building U | Switch,Level | Switch |  | LSH | http://www.toronto.ca/TWONTO#level_switch
59400 | THC-DIG-LSH-5286 | Switch,Level-High,South-East Storm Sump,CP-5286,Building U | THC-GRK-SUMP PUMP | Sump Pumps, | Switch,Level | Switch |  | LSH | http://www.toronto.ca/TWONTO#level_switch
59401 | THC-DIG-LSH-5290 | Switch,Level-High,Lower Basement Sump,CP-5290,Building U | THC-DIG-CP-5290 | Control Panel,Electrical,Lower Basement Sump,P-5290A & P-5290B,Building U | Switch,Level | Switch |  | LSH | http://www.toronto.ca/TWONTO#level_switch
59404 | THC-DIG-LSHH-0114 | Switch,Level-High High, Sump Pump 0114, Sludge Holding Tanks | THC-DIG-P-0114 | Pump,Centrifugal,Sump,Old Digesters | Switch,Level | Switch |  | LSHH | http://www.toronto.ca/TWONTO#level_switch
59405 | THC-DIG-LSHH-5240 | Eliminated Role: Switch,Level-High High, Sump,Burner Sump Pump 5240, Primary Digesters | THC-SUS | THC records of assets and roles that are no longer in service or exists | Switch,Level | Switch | 40487 | LSHH | http://www.toronto.ca/TWONTO#level_switch
59406 | THC-DIG-LSHH-5286 | Eliminated Role: Switch,Level-High High,Sump, East Storm Sump Pump 5286A, Primary Digesters,Building U | THC-DIG-P-5286A | Pump,Submersible,South-East Storm Sump,Building U | Switch,Level | Switch | 40488 | LSHH | http://www.toronto.ca/TWONTO#level_switch
59409 | THC-DIG-LSHHA-5286 | Switch,Level-High-High,South-East Storm Sump,CP-5286,Building U | THC-DIG-CP-5286 | Control Panel,Electrical,South-East Storm Sump,P-5286A & P-5286B,Building U | Valve,Gate | Switch |  | LSHHA | http://www.toronto.ca/TWONTO#level_switch
59411 | THC-DIG-LSHHB-5285 | Switch,Level-High-High,South-West Storm Sump,CP-5285,Building U | THC-DIG-CP-5285 | Control Panel,Electrical,South-West Storm Sump,P-5285A & P-5285B,Building U | Valve,Gate | Switch |  | LSHHB | http://www.toronto.ca/TWONTO#level_switch
59413 | THC-DIG-LSL-5286 | Switch,Level-Low,South-East Storm Sump,CP-5286,Building U | THC-DIG-CP-5286 | Control Panel,Electrical,South-East Storm Sump,P-5286A & P-5286B,Building U | Valve,Gate | Switch |  | LSL | http://www.toronto.ca/TWONTO#level_switch
59417 | THC-DIG-LSLL-3413 | Switch,Level,Low-Low,Wet Receiver,T­3413,Gas High Pressure System,Building U | THC-DIG-T-3413 | Tank,Wet Gas Storage,Gas High Pressure System,Building U | Switch,Level-Low-Low | Switch |  | LSLL | http://www.toronto.ca/TWONTO#level_switch
59559 | THC-DIG-PSH-0444 | Switch,Pressure-High,Discharge,Gas Mixing,C-0437,Gas Low Pressure System,Building U | THC-DIG-C-0437 | Compressor,Sliding Vane,Primary Digester Gas MIxing,PD-0400,Gas Low Pressure System,Building U | Switch,Pressure-High | Switch |  | PSH | http://www.toronto.ca/TWONTO#pressure_switch
59560 | THC-DIG-PSH-0544 | Switch,Pressure-High,Discharge,Gas Mixing,C-0537,Gas Low Pressure System,Building U | THC-DIG-C-0537 | Compressor,Sliding Vane,Primary Digester Gas MIxing,PD-0500,Gas Low Pressure System,Building U | Switch,Pressure-High | Switch |  | PSH | http://www.toronto.ca/TWONTO#pressure_switch
59561 | THC-DIG-PSH-1444 | Switch,Pressure-High,Discharge,Gas Mixing,C-5437,Gas Low Pressure System,Building U | THC-DIG-C-1437 | Compressor,Sliding Vane,Back-Up,Primary Digester Gas Mixing,PD-0400-0700,Gas Low Pressure System,Building U | Switch,Pressure-High | Switch |  | PSH | http://www.toronto.ca/TWONTO#pressure_switch
59565 | THC-DIG-PSH-3100 | Switch,Pressure-High,Discharge,C-3100B,Gas High Pressure System,Building U | THC-DIG-C-3100 | Compressor,Sliding Vane,Building U Gas Booster,Gas High Pressure System,Building U | Switch,Pressure-High | Switch |  | PSH | http://www.toronto.ca/TWONTO#pressure_switch
59566 | THC-DIG-PSH-3300 | Switch,Pressure-High,Discharge,C-3300B,Gas High Pressure System,Building U | THC-DIG-C-3300 | Compressor,Sliding Vane,Building U Gas Booster,Gas High Pressure System,Building U | Switch,Pressure-High | Switch |  | PSH | http://www.toronto.ca/TWONTO#pressure_switch
59567 | THC-DIG-PSH-3300 | Switch,Pressure-High,Discharge,C-3300B,Gas High Pressure System,Building U | THC-DIG-C-3300B | Compressor, Gas, Booster, Digester 0400-0700 | Switch,Pressure-High | Switch |  | PSH | http://www.toronto.ca/TWONTO#pressure_switch
59570 | THC-DIG-PSH-5066 | Switch,Pressure-High,Duty,Digested Gas Header,Gas Low Pressure System,Building U | THC-DIG-BURNERS | Waste Gas Burners | Switch,Pressure | Switch |  | PSH | http://www.toronto.ca/TWONTO#pressure_switch
59571 | THC-DIG-PSH-5066 | Switch,Pressure-High,Duty,Digested Gas Header,Gas Low Pressure System,Building U | THC-DIG-GAS-LOW-PRESS | Digester Gas Low Pressure System | Switch,Pressure | Switch |  | PSH | http://www.toronto.ca/TWONTO#pressure_switch
59575 | THC-DIG-PSL-5063 | Switch,Pressure-Low,Auto Reset,Digested Gas Header,Gas Low Pressure System,Building U | THC-DIG-BURNERS | Waste Gas Burners | Switch,Pressure-Low | Switch |  | PSL | http://www.toronto.ca/TWONTO#pressure_switch
59576 | THC-DIG-PSLL-5065 | Switch,Pressure-Low-Low,Manual Reset,Digested Gas Header,Gas Low Pressure System,Building U | THC-DIG-BURNERS | Waste Gas Burners | Switch,Pressure-Low | Switch |  | PSLL | http://www.toronto.ca/TWONTO#pressure_switch
59577 | THC-DIG-PSLL-5065 | Switch,Pressure-Low-Low,Manual Reset,Digested Gas Header,Gas Low Pressure System,Building U | THC-DIG-GAS-LOW-PRESS | Digester Gas Low Pressure System | Switch,Pressure-Low | Switch |  | PSLL | http://www.toronto.ca/TWONTO#pressure_switch
59628 | THC-DIG-TSH-0543 | Switch,Temperature-High,Discharge,Primary Digester Gas MIxing,C-0537,Gas Low Pressure System,Building U | THC-DIG-C-0537 | Compressor,Sliding Vane,Primary Digester Gas MIxing,PD-0500,Gas Low Pressure System,Building U | Switch,Temperature | Switch |  | TSH | http://www.toronto.ca/TWONTO#temperature_switch
59629 | THC-DIG-TSH-0643 | Switch,Temperature-High,Discharge,Primary Digester Gas MIxing,C-0637,Gas Low Pressure System,Building U | THC-DIG-C-0637 | Compressor,Sliding Vane,Primary Digester Gas MIxing,PD-0600,Gas Low Pressure System,Building U | Switch,Temperature | Switch |  | TSH | http://www.toronto.ca/TWONTO#temperature_switch
59630 | THC-DIG-TSH-1443 | Switch,Temperature-High,Discharge,Primary Digester Gas MIxing,C-5437,Gas Low Pressure System,Building U | THC-DIG-C-1437 | Compressor,Sliding Vane,Back-Up,Primary Digester Gas Mixing,PD-0400-0700,Gas Low Pressure System,Building U | Switch,Temperature | Switch |  | TSH | http://www.toronto.ca/TWONTO#temperature_switch
59631 | THC-DIG-TSH-3426 | Switch,Temperature,High,Aftercooler Discharge Header,Gas High Pressure System,Building U | THC-DIG-C-BOOST-3100 | Eliminated Role: Compressors Unit, Gas Booster, Digester 0400-0700 | Switch,Temperature-High | Switch |  | TSH | http://www.toronto.ca/TWONTO#temperature_switch
60798 | THC-ELS-LB-0900 | Switch,Load Break,Indoor 5KV,Biosolids Building | THC-ELS-SWG-0900 | Switchgear | Load Break Switch | Switch |  | LB | http://www.toronto.ca/TWONTO#load_break_disconnect_switch
60800 | THC-ELS-LB-1000 | Switch,Load Break,Indoor 5KV,Biosolids Building | THC-ELS-SWG-1000 | Switchgear | Load Break Switch | Switch |  | LB | http://www.toronto.ca/TWONTO#load_break_disconnect_switch
60850 | THC-ELS-LSH-0148 | Switch,Level-High,Sump,Sump Pump 0148,Oil Storage Building | THC-ELS-P-0148 | Pump, Sump, Building F | Switch,Level | Switch |  | LSH | http://www.toronto.ca/TWONTO#level_switch
61361 | THC-EPG-LSL-4020 | Switch, Level, Low, Fuel Tank, Diesel Generator, Headworks | THC-ELS-GEN-4020 | Standby Generator, DS00400-6S, Between old Headworks and New Head House | Switch,Level-Low | Switch |  | LSL | http://www.toronto.ca/TWONTO#level_switch
61700 | THC-FT-PSH-0996 | Switch,Pressure-High,Outlet,Scum Transfer Pump 0990,Secondary, Phase I | THC-FT-P-0990SUSPEND | Pump, for Scum Pit Tank 0980, for final tank 0900, Secondary Clarifier | Switch,Pressure-High | Switch |  | PSH | http://www.toronto.ca/TWONTO#pressure_switch
61701 | THC-FT-PSH-1096 | Switch,Pressure-High,Outlet,Scum Transfer Pump 1090,Secondary, Phase I | THC-FT-P-1090SUSPENDED | Pump, for Scum Pit Tank 1080, for final tank 1000, Secondary Clarifier | Switch,Pressure-High | Switch |  | PSH | http://www.toronto.ca/TWONTO#pressure_switch
61702 | THC-FT-PSH-1196 | Switch,Pressure-High,Outlet,Scum Transfer Pump 1190,Secondary, Phase I | THC-FT-P-1190SUSPENDED | Pump, for Scum Pit Tank 1180, for final tank 1100, Secondary Clarifier | Switch,Pressure-High | Switch |  | PSH | http://www.toronto.ca/TWONTO#pressure_switch
61703 | THC-FT-PSH-1296 | Switch,Pressure-High,Outlet,Scum Transfer Pump 1290,Secondary,Phase I | THC-FT-P-1290SUSPENDED | Pump, for Scum Pit Tank 1280, for final tank 1200, Secondary Clarifier | Switch,Pressure-High | Switch |  | PSH | http://www.toronto.ca/TWONTO#pressure_switch
61705 | THC-FT-PSH-5826 | Switch, Pressure High, Scum Control, SE Plant, SE Plant Blowers Part 1 and Train #8 | THC-FT-P-5820SP | Pump, Scum Pit, Tank 0500-0800, Secondary Clarifier | Switch,Pressure-High | Switch |  | PSH | http://www.toronto.ca/TWONTO#pressure_switch
61706 | THC-FT-PSH-5826 | Switch, Pressure High, Scum Control, SE Plant, SE Plant Blowers Part 1 and Train #8 | THC-STR-P-SP02 | Pump, Spare | Switch,Pressure-High | Switch |  | PSH | http://www.toronto.ca/TWONTO#pressure_switch
61708 | THC-FT-PSL-1095 | Switch, Inlet, Pressure-Low, Scum Transfer Pump 1090,Secondary, Phase I | THC-FT-P-1090SUSPENDED | Pump, for Scum Pit Tank 1080, for final tank 1000, Secondary Clarifier | Switch,Pressure-Low | Switch |  | PSL | http://www.toronto.ca/TWONTO#pressure_switch
61709 | THC-FT-PSL-1195 | Switch, Inlet, Pressure-Low, Scum Transfer Pump 1190,Secondary, Phase I | THC-FT-P-1190SUSPENDED | Pump, for Scum Pit Tank 1180, for final tank 1100, Secondary Clarifier | Switch,Pressure-Low | Switch |  | PSL | http://www.toronto.ca/TWONTO#pressure_switch
61710 | THC-FT-PSL-1295 | Switch, Inlet, Pressure-Low, Scum Transfer Pump 1290,Secondary, Phase I | THC-FT-P-1290SUSPENDED | Pump, for Scum Pit Tank 1280, for final tank 1200, Secondary Clarifier | Switch,Pressure-Low | Switch |  | PSL | http://www.toronto.ca/TWONTO#pressure_switch
61711 | THC-FT-PSL-1595 | Switch, Inlet, Pressure-Low, Scum Transfer Pump 1590,Secondary,Phase IV | THC-FT-P-1590-SCRP | Pump, for Scum Pit Tank 1580, for final tank 1500, Secondary Clarifier | Switch,Pressure-Low | Switch |  | PSL | http://www.toronto.ca/TWONTO#pressure_switch
61712 | THC-FT-PSL-1695 | Switch, Inlet, Pressure-Low,Scum Transfer Pump 1690,Secondary,Phase IV | THC-FT-P-1690-SCRP | Pump, for Scum Pit Tank 1680, for final tank 1600, Secondary Clarifier | Switch,Pressure-Low | Switch |  | PSL | http://www.toronto.ca/TWONTO#pressure_switch
61865 | FCL-FL-FSL-0101-SUS | Switch, Flow-Low, Feed Line, Hydrofluosilicic Acid System | FCL-FL | Fluoridation | Switch,Flow-Low | Switch | 36605 | FSL | http://www.toronto.ca/TWONTO#flow_switch
61866 | FCL-FL-FSL-0101-SUS | Switch, Flow-Low, Feed Line, Hydrofluosilicic Acid System | FCL-SUSPENDED | Suspended entity | Switch,Flow-Low | Switch | 36605 | FSL | http://www.toronto.ca/TWONTO#flow_switch
61868 | FCL-FL-LSH-0002 | Switch, Level-High, Spill Containment, Hydrofluosilicic Acid System | FCL-FL | Fluoridation | Switch,Level-High | Switch |  | LSH | http://www.toronto.ca/TWONTO#level_switch
61869 | FCL-FL-LSH-0003 | Switch, Level-High, Spill Containment, Hydrofluosilicic Acid System | FCL-FL | Fluoridation | Switch,Level-High | Switch |  | LSH | http://www.toronto.ca/TWONTO#level_switch
61870 | FCL-FL-LSH-0004 | Switch, Level-High, Spill Containment, Hydrofluosilicic Acid System | FCL-FL | Fluoridation | Switch,Level-High | Switch |  | LSH | http://www.toronto.ca/TWONTO#level_switch
61871 | FCL-FL-LSH-0101(S) | Switch, Level-High, Tank 0101, Hydrofluosilicic Acid System | FCL-FL | Fluoridation | Switch,Level-High | Switch | 35931 | LSH | http://www.toronto.ca/TWONTO#level_switch
61872 | FCL-FL-LSH-0101(S) | Switch, Level-High, Tank 0101, Hydrofluosilicic Acid System | FCL-FL-T-0101 | Tank, Non-Pressurized, Hydrofluosilicic Acid System | Switch,Level-High | Switch | 35931 | LSH | http://www.toronto.ca/TWONTO#level_switch
61873 | FCL-FL-LSH-0201(S) | Switch, Level-High, Tank 0201, Hydrofluosilicic Acid System | FCL-FL-T-0201 | Tank, Non-Pressurized, Hydrofluosilicic Acid System | Switch,Level-High | Switch | 35932 | LSH | http://www.toronto.ca/TWONTO#level_switch
62193 | THC-INC-LSH-3012 | Switch, Level-High, Sump, Air Plenum, Incinerator Area | THC-GRK-SUMP PUMP | Sump Pumps, | Switch,Level | Switch |  | LSH | http://www.toronto.ca/TWONTO#level_switch
62228 | THC-INC-PSH-0611 | Switch, Pressure-High, Digester Gas Train, Incinerators 1000 & 2000 | THC-INC | Incineration Process | Switch,Pressure-High | Switch |  | PSH | http://www.toronto.ca/TWONTO#pressure_switch
62229 | THC-INC-PSH-1064 | Switch, Pressure-High, Natural Gas Train, Incinerator 1000 | THC-INC-FU-1000 | Furnace, Incinerator 1000 | Switch,Pressure-High | Switch |  | PSH | http://www.toronto.ca/TWONTO#pressure_switch
62230 | THC-INC-PSL-0203 | Switch, Pressure-low, Digester Gas Train, Incinerators 1000 & 2000 | THC-INC | Incineration Process | Switch,Pressure-Low | Switch |  | PSL | http://www.toronto.ca/TWONTO#pressure_switch
62232 | THC-INC-PSL-1053 | Switch, Pressure-Low, Shaft Seal, Slurry Pump 1053 | THC-INC-P-1053 | Pump, Ash Slurry, Incinerator 1000 |  | Switch |  | PSL | http://www.toronto.ca/TWONTO#pressure_switch
62233 | THC-INC-PSL-1064 | Switch, Pressure-Low, Natural Gas Train, Incinerator 1000 | THC-INC-FU-1000 | Furnace, Incinerator 1000 | Switch,Pressure-Low | Switch | 34752 | PSL | http://www.toronto.ca/TWONTO#pressure_switch
62234 | THC-INC-PSL-1064 | Switch, Pressure-Low, Natural Gas Train, Incinerator 1000 | THC-SUSPENDED | Suspended entity | Switch,Pressure-Low | Switch | 34752 | PSL | http://www.toronto.ca/TWONTO#pressure_switch
62235 | THC-INC-PSL-2053 | Switch, Pressure-Low, Shaft Seal, Slurry Pump 2053 | THC-INC-P-2053 | Pump, Ash Slurry, Incinerator 2000 |  | Switch |  | PSL | http://www.toronto.ca/TWONTO#pressure_switch
62572 | FCL-FLT-FSL-0003A | Switch, Flow Low, Discharge, Filtered Water Sampling Pump 0004A, Sampling Pumps | FCL-FLT | Filtration | Switch,Flow-Low | Switch |  | FSL | http://www.toronto.ca/TWONTO#flow_switch
62573 | FCL-FLT-FSL-0003A | Switch, Flow Low, Discharge, Filtered Water Sampling Pump 0004A, Sampling Pumps | FCL-FLT-P-0004A | Pump, Centrifugal, Filtered Water, Sampling Pumps | Switch,Flow-Low | Switch |  | FSL | http://www.toronto.ca/TWONTO#flow_switch
62574 | FCL-FLT-FSL-0003B | Switch, Flow Low, Discharge, Filtered Water Sampling Pump 0004B, Sampling Pumps | FCL-FLT-P-0004B | Pump, Centrifugal, Filtered Water, Sampling Pumps | Switch,Flow-Low | Switch |  | FSL | http://www.toronto.ca/TWONTO#flow_switch
62575 | FCL-FLT-FSL-0004 | Switch, Flow, Low, Thermal, Sample to Filter Composite Analysers. Admin Building Lab | FCL-FLT | Filtration | Switch | Switch |  | FSL | http://www.toronto.ca/TWONTO#flow_switch
62576 | FCL-FLT-FSL-0005 | Switch, Flow, Low, Thermal, Sample to Turbidity Analyser AIT-0006, Admin Building Lab | FCL-FLT-SAMP | Filter Composite Sampling | Switch | Switch |  | FSL | http://www.toronto.ca/TWONTO#flow_switch
62587 | FCL-FLT-LSH-0001-SUS | Switch, Level-High, Wash Water Drain West, Filter No.1701 | FCL-FLT-F-1701 | Filter, Carbon Activated, Filter Building, Filter Gallery West | Switch,Level-High | Switch | 36606 | LSH | http://www.toronto.ca/TWONTO#level_switch
62588 | FCL-FLT-LSH-0002-SUS | Switch, Level-High, Wash Water Drain West, Filter No.0701 | FCL-SUSPENDED | Suspended entity | Switch,Level-High | Switch | 36607 | LSH | http://www.toronto.ca/TWONTO#level_switch
62594 | FCL-FLT-LSL-0005-SUS | Switch, Level-Low, Filter 0501, Filter No.0501 | FCL-FLT-F-0501 | Filter, Carbon Activated, Filter Building, Filter Gallery West | Switch,Level-Low | Switch | 36613 | LSL | http://www.toronto.ca/TWONTO#level_switch
62595 | FCL-FLT-LSL-0005-SUS | Switch, Level-Low, Filter 0501, Filter No.0501 | FCL-SUSPENDED | Suspended entity | Switch,Level-Low | Switch | 36613 | LSL | http://www.toronto.ca/TWONTO#level_switch
62596 | FCL-FLT-LSL-0006-SUS | Switch, Level-Low, Filter 0601, , Filter No.0601 | FCL-SUSPENDED | Suspended entity | Switch,Level-Low | Switch | 36614 | LSL | http://www.toronto.ca/TWONTO#level_switch
62597 | FCL-FLT-LSL-0007-SUS | Switch, Level-Low, Filter 0701, Filter No.0701 | FCL-FLT-F-0701 | Filter, Carbon Activated, Filter Building, Filter Gallery West | Switch,Level-Low | Switch | 36615 | LSL | http://www.toronto.ca/TWONTO#level_switch
62710 | THC-NGS-PSL-3042 | Switch, Pressure Low, Pilot Natural Gas, Hot Water Boiler BO-3041 | THC-ACC-BO-3041 | Boiler, Hot Water, Boiler Building |  | Switch | 33796 | PSL | http://www.toronto.ca/TWONTO#pressure_switch
62711 | THC-NGS-PSL-3052 | Switch, Pressure Low, Pilot Natural Gas, Hot Water Boiler BO-3051 | THC-ACC-BO-3051 | Boiler, Hot Water, Boiler Building |  | Switch | 33797 | PSL | http://www.toronto.ca/TWONTO#pressure_switch
62712 | THC-NGS-PSL-3052 | Switch, Pressure Low, Pilot Natural Gas, Hot Water Boiler BO-3051 | THC-SUSPENDED | Suspended entity |  | Switch | 33797 | PSL | http://www.toronto.ca/TWONTO#pressure_switch
62715 | THC-NGS-PSL-3072 | Switch, Pressure Low, Pilot Natural Gas, Hot Water Boiler BO-3071 | THC-SUSPENDED | Suspended entity |  | Switch | 33799 | PSL | http://www.toronto.ca/TWONTO#pressure_switch
62780 | FCL-FLT-LSL-0008-SUS | Switch, Level-Low, Filter 0801, , Filter No.0801 | FCL-SUSPENDED | Suspended entity | Switch,Level-Low | Switch | 36616 | LSL | http://www.toronto.ca/TWONTO#level_switch
62781 | FCL-FLT-LSL-0009-SUS | Switch, Level-Low, Filter 1101, Filter No.1101 | FCL-FLT-F-0901 | Filter, Carbon Activated, Filter Building, Filter Gallery West | Switch,Level-Low | Switch | 36617 | LSL | http://www.toronto.ca/TWONTO#level_switch
62782 | FCL-FLT-LSL-0009-SUS | Switch, Level-Low, Filter 1101, Filter No.1101 | FCL-SUSPENDED | Suspended entity | Switch,Level-Low | Switch | 36617 | LSL | http://www.toronto.ca/TWONTO#level_switch
62783 | FCL-FLT-LSL-0010-SUS | Switch, Level-Low, Filter 1001, , Filter No.1001 | FCL-SUSPENDED | Suspended entity | Switch,Level-Low | Switch | 36619 | LSL | http://www.toronto.ca/TWONTO#level_switch
62784 | FCL-FLT-LSL-0011 | Switch, Level-Low, Filter 1101, Filter No.1101 | FCL-FLT-F-1101 | Filter, Carbon Activated, Filter Building, Filter Gallery West | Switch,Level-Low | Switch |  | LSL | http://www.toronto.ca/TWONTO#level_switch
62785 | FCL-FLT-LSL-0013-SUS | Switch, Level-Low, Filter 1301, Filter No.1301 | FCL-FLT-F-1301 | Filter, Carbon Activated, Filter Building, Filter Gallery West | Switch,Level-Low | Switch | 36620 | LSL | http://www.toronto.ca/TWONTO#level_switch
62786 | FCL-FLT-LSL-0015-SUS | Switch, Level-Low, Filter 1501, Filter No.1501 | FCL-FLT-F-1501 | Filter, Carbon Activated, Filter Building, Filter Gallery West | Switch,Level-Low | Switch | 36621 | LSL | http://www.toronto.ca/TWONTO#level_switch
62787 | FCL-FLT-LSL-0017-SUS | Switch, Level-Low, Filter 1701, Filter No.1701 | FCL-FLT-F-1701 | Filter, Carbon Activated, Filter Building, Filter Gallery West | Switch,Level-Low | Switch | 36623 | LSL | http://www.toronto.ca/TWONTO#level_switch
62788 | FCL-FLT-LSL-1201-SUS | Switch, Level-Low, Filter 1201, , Filter No.1201 | FCL-SUSPENDED | Suspended entity | Switch,Level-Low | Switch | 36624 | LSL | http://www.toronto.ca/TWONTO#level_switch
62789 | FCL-FLT-LSL-1801-SUS | Switch, Level-Low, Filter 1801, , Filter No.1801 | FCL-FLT-F-1801 | Filter, Carbon Activated, Filter Building, Filter Gallery East | Switch,Level-Low | Switch | 36626 | LSL | http://www.toronto.ca/TWONTO#level_switch
62790 | FCL-FLT-LSL-1801-SUS | Switch, Level-Low, Filter 1801, , Filter No.1801 | FCL-SUSPENDED | Suspended entity | Switch,Level-Low | Switch | 36626 | LSL | http://www.toronto.ca/TWONTO#level_switch
63210 | THC-OCS-LSH-0200 | Switch, Sump Level High, Phase I/IV Biofilter Sump, Phase I/IV Odour Control | THC-OCS-P-0210 | Sump Pump No.1, Phase I/IV Biofilter Sump, Phase I/IV Odour Control | Switch,Level-High | Switch |  | LSH | http://www.toronto.ca/TWONTO#level_switch
63211 | THC-OCS-LSH-0400 | Switch, Level High, Humidification Chamber #2, Phase I/IV Odour Control | THC-OCS-HU-0400 | Integrated Humidification Chamber #2, Humidification Chamber #2, Phase I/IV Odour Control | Switch,Level-High | Switch |  | LSH | http://www.toronto.ca/TWONTO#level_switch
63213 | THC-OCS-LSH-6200 | Switch, Level, High, Sump, Biofilter, Headworks Odour Control | THC-OCS-P-6210 | Sump Pump, Biofilter, Headworks Odour Control | Switch,Level-High | Switch |  | LSH | http://www.toronto.ca/TWONTO#level_switch
63214 | THC-OCS-LSHH-0100 | Switch, Level High High, Humidification Chamber #1, Phase I/IV Odour Control | THC-OCS-HU-0100 | Integrated Humidification Chamber #1, Humidification Chamber #1, Phase I/IV Odour Control | Switch,Level-High-High | Switch |  | LSHH | http://www.toronto.ca/TWONTO#level_switch
63216 | THC-OCS-LSHH-6030 | Switch, Level, High High, Humidification Chamber HU-6030, Headworks Odour Control | THC-OCS-HU-6030 | Humidification Chamber, Biofilter, Headworks Odour Control | Switch,Level-High-High | Switch |  | LSHH | http://www.toronto.ca/TWONTO#level_switch
63217 | THC-OCS-LSL-0100 | Switch, Level Low, Humidification Chamber #1, Phase I/IV Odour Control | THC-OCS-HU-0100 | Integrated Humidification Chamber #1, Humidification Chamber #1, Phase I/IV Odour Control | Switch,Level-Low | Switch |  | LSL | http://www.toronto.ca/TWONTO#level_switch
63218 | THC-OCS-LSL-0400 | Switch, Level Low, Humidification Chamber #2, Phase I/IV Odour Control | THC-OCS-HU-0400 | Integrated Humidification Chamber #2, Humidification Chamber #2, Phase I/IV Odour Control | Switch,Level-Low | Switch |  | LSL | http://www.toronto.ca/TWONTO#level_switch
63219 | THC-OCS-LSL-6030 | Switch, Level, Low, Humidification Chamber HU-6030, Headworks Odour Control | THC-OCS-HU-6030 | Humidification Chamber, Biofilter, Headworks Odour Control | Switch,Level-Low | Switch |  | LSL | http://www.toronto.ca/TWONTO#level_switch
63220 | THC-OCS-LSLL-0100 | Switch, Level Low Low, Humidification Chamber #1, Phase I/IV Odour Control | THC-OCS-HU-0100 | Integrated Humidification Chamber #1, Humidification Chamber #1, Phase I/IV Odour Control | Switch,Level-Low-Low | Switch |  | LSLL | http://www.toronto.ca/TWONTO#level_switch
63221 | THC-OCS-LSLL-0200 | Switch, Sump Level Lo Lo, Phase I/IV Biofilter Sump, Phase I/IV Odour Control | THC-OCS-P-0210 | Sump Pump No.1, Phase I/IV Biofilter Sump, Phase I/IV Odour Control | Switch,Level-Low-Low | Switch |  | LSLL | http://www.toronto.ca/TWONTO#level_switch
63222 | THC-OCS-LSLL-0400 | Switch, Level Low Low, Humidification Chamber #2, Phase I/IV Odour Control | THC-OCS-HU-0100 | Integrated Humidification Chamber #1, Humidification Chamber #1, Phase I/IV Odour Control | Switch,Level-Low-Low | Switch |  | LSLL | http://www.toronto.ca/TWONTO#level_switch
63223 | THC-OCS-LSLL-6030 | Switch, Level, Low Low, Humidification Chamber HU-6030, Headworks Odour Control | THC-OCS-HU-6030 | Humidification Chamber, Biofilter, Headworks Odour Control | Switch,Level-Low-Low | Switch |  | LSLL | http://www.toronto.ca/TWONTO#level_switch
63490 | FCL-PAC-LS-0301A | Switch, Level, PAC Dust Collector, Dry Chemical Building Basement | FCL-PAC | Taste and Odour Control (PAC) | Switch | Switch |  | LS | http://www.toronto.ca/TWONTO#level_switch
63491 | FCL-PAC-LSH-0001 | Switch, Level High, PAC Slurry Splitter Tank Overflow, Flocculation Tanks Splitter Box Area | FCL-PAC | Taste and Odour Control (PAC) | Switch,Level-High | Switch |  | LSH | http://www.toronto.ca/TWONTO#level_switch
63492 | FCL-PAC-LSH-0201A | Switch, Position-High, Inlet, Dust Collector DCU-0201, Dry Chemical Building Basement | FCL-PAC-T-0201 | Tank, Storage, Powder Activated Carbon, Dry Chemical Building PAC Tanks | Switch,Position-High | Switch |  | LSH | http://www.toronto.ca/TWONTO#level_switch
63493 | FCL-PAC-LSH-0301A | Switch, Position-High, Inlet, Dust Collector DCU-0301, Dry Chemical Building Basement | FCL-PAC-T-0301 | Tank, Storage, Powder Activated Carbon, ry Chemical Building PAC Tanks | Switch,Position-High | Switch |  | LSH | http://www.toronto.ca/TWONTO#level_switch
63494 | FCL-PAC-LSH-0501 | Switch, Level High, Feed Tank T-0501, Dry Chemical Building Basement | FCL-PAC-T-0501 | Tank, Reservoir, PAC Slurry Calibrated Cylinder, Dry Chemical Building, Basement | Switch,Level-High | Switch |  | LSH | http://www.toronto.ca/TWONTO#level_switch
63495 | FCL-PAC-LSL-0501 | Switch, Low Level, Feed Tank T-0501, Dry Chemical Building Basement | FCL-PAC-T-0501 | Tank, Reservoir, PAC Slurry Calibrated Cylinder, Dry Chemical Building, Basement | Switch,Level-Low | Switch |  | LSL | http://www.toronto.ca/TWONTO#level_switch
63603 | THC-PLT-FSL-0610 | Switch, Flow, Low, Pump P-0610 Seal Water, Pipe Gallery, Raw Sewage Screening | THC-PLT-P-0610 | Pump, Dewatering, Screen and Bypass Channels, Pipe Gallery, Raw Sewage Screening | Switch,Flow-Low | Switch |  | FSL | http://www.toronto.ca/TWONTO#flow_switch
63604 | THC-PLT-FSL-0920 | Switch, Flow, Low, Seal Water, Pump P-0920, Vortex Grit Pipe Gallery, Grit Removal | THC-PLT-P-0920 | Pump, Grit Slurry, Vortex Grit Pipe Gallery, Grit Removal | Switch,Flow-Low | Switch |  | FSL | http://www.toronto.ca/TWONTO#flow_switch
63605 | THC-PLT-FSL-0960 | Switch, Flow, Low, Seal Water, Pump P-0960, Vortex Grit Pipe Gallery, Grit Removal | THC-PLT-P-0960 | Pump, Grit Slurry, Vortex Grit Pipe Gallery, Grit Removal | Switch,Flow-Low | Switch |  | FSL | http://www.toronto.ca/TWONTO#flow_switch
63606 | THC-PLT-FSL-1015 | Switch, Flow, Low, Classifier CL-1010 Spray Water, Grit Processing and Conveyance | THC-PLT-CL-1010 | Classifier, Grit System, Grit Processing and Conveyance | Switch,Flow-Low | Switch |  | FSL | http://www.toronto.ca/TWONTO#flow_switch
63607 | THC-PLT-FSL-1025 | Switch, Flow, Low, Classifier CL-1020 Spray Water, Grit Processing and Conveyance | THC-PLT-CL-1020 | Classifier, Grit System, Grit Processing and Conveyance | Switch,Flow-Low | Switch |  | FSL | http://www.toronto.ca/TWONTO#flow_switch
63608 | THC-PLT-FSL-6411 | Switch,Flow Low,Grit Tank 0100-5 to Fans 6410 & 6420,Odour Control,Headhouse | THC-ODOUR-HEADHOUSE | Odour Control | Switch,Flow-Low | Switch |  | FSL | http://www.toronto.ca/TWONTO#flow_switch
63609 | THC-PLT-FSL-6431 | Switch,Flow Low,Grit Tank 0100-0500 to Fans 6430&6440,Odour Control,Headhouse | THC-ODOUR-HEADHOUSE | Odour Control | Switch,Flow-Low | Switch |  | FSL | http://www.toronto.ca/TWONTO#flow_switch
63610 | THC-PLT-FSL-6451 | Switch,Flow Low,Grit Classifiers,Dewatering Press and Screens to Fans 6450&6460,Odour Control,Headhouse | THC-ODOUR-HEADHOUSE | Odour Control | Switch,Flow-Low | Switch |  | FSL | http://www.toronto.ca/TWONTO#flow_switch
63643 | THC-PLT-HS-0840 | Switch, Rope, Emergency Stop, Conveyor, Screen Room, Screenings Conveyance | THC-PLT-CV-0840 | Conveyor, Screw, Screen Room, Screenings Conveyance |  | Switch |  | HS | hand_switch
63644 | THC-PLT-HS-1020 | Switch, Rope, Emergency Stop, Classifier CL-1020, Grit Processing and Conveyance | THC-PLT-CL-1020 | Classifier, Grit System, Grit Processing and Conveyance |  | Switch |  | HS | hand_switch
63645 | THC-PLT-HS-1100 | Switch, Rope, Emergency Stop, Conveyor CV-1100, Screenings and Grit Conveyance | THC-PLT-CV-1100 | Conveyor, Screw, Conveyor, Screenings and Grit Conveyance |  | Switch |  | HS | hand_switch
63646 | THC-PLT-HS-1120 | Switch, Rope, Emergency Stop, Conveyor CV-1120, Screenings and Grit Conveyance | THC-PLT-CV-1120 | Conveyor, Screw, Conveyor, Truck Loading, Screenings and Grit Conveyance |  | Switch |  | HS | hand_switch
63666 | THC-PLT-LSH-0101 | Switch,Level-High, Sump Pump 0100, Headhouse | THC-GRK-SUMP PUMP | Sump Pumps, | Switch,Level | Switch |  | LSH | http://www.toronto.ca/TWONTO#level_switch
63667 | THC-PLT-LSH-0101 | Switch,Level-High, Sump Pump 0100, Headhouse | THC-PLT-P-0100 | Pump, Sump, Headhouse | Switch,Level | Switch |  | LSH | http://www.toronto.ca/TWONTO#level_switch
63668 | THC-PLT-LSH-0201 | Switch, Level-High, Sump Pump 0200, Headhouse | THC-GRK-SUMP PUMP | Sump Pumps, | Switch,Level | Switch |  | LSH | http://www.toronto.ca/TWONTO#level_switch
63669 | THC-PLT-LSH-0201 | Switch, Level-High, Sump Pump 0200, Headhouse | THC-PLT-P-0200 | Pump, Sump, Headhouse | Switch,Level | Switch |  | LSH | http://www.toronto.ca/TWONTO#level_switch
63670 | THC-PLT-LSH-0810 | Switch,Level-High, Washer Compactor CMP-0810, Headworks | THC-PLT-CMP-0810 | Washer Compactor, Screen Room, Screenings Conveyance | Switch,Level | Switch |  | LSH | http://www.toronto.ca/TWONTO#level_switch
63671 | THC-PLT-LSH-1010 | Switch, Level, High, Classifier CL-1010, Grit Processing and Conveyance | THC-PLT-CL-1010 | Classifier, Grit System, Grit Processing and Conveyance | Switch,Level-High | Switch |  | LSH | http://www.toronto.ca/TWONTO#level_switch
63672 | THC-PLT-LSH-1500 | Switch, Level, High, Sump, Storage Room | THC-PLT-P-1510 | Pump, Sump, Storage Room | Switch,Level-High | Switch |  | LSH | http://www.toronto.ca/TWONTO#level_switch
63673 | THC-PLT-LSH-1600 | Switch, Level, High, Sump, Vortex Common Effluent Channel | THC-PLT-P-1610 | Pump, Sump, Vortex Common Effluent Channel | Switch,Level-High | Switch |  | LSH | http://www.toronto.ca/TWONTO#level_switch
63674 | THC-PLT-LSH-5153 | Switch, Level-High, Collector channel, Headhouse | THC-PLT | Preliminary Treatment (Grit and Screenings) | Switch,Level | Switch |  | LSH | http://www.toronto.ca/TWONTO#level_switch
63675 | THC-PLT-LSH-5623 | Switch, Level-High, Overflow, Classifier 5630, East | THC-PLT-CL-5660 | Classifier 5660, West | Switch,Level | Switch |  | LSH | http://www.toronto.ca/TWONTO#level_switch
63676 | THC-PLT-LSHH-1500 | Level Switch, High High Level, Sump, Storage Room | THC-PLT-P-1510 | Pump, Sump, Storage Room | Switch,Level-High-High | Switch |  | LSHH | http://www.toronto.ca/TWONTO#level_switch
63677 | THC-PLT-LSHH-1600 | Level Switch, High High Level, Sump, Vortex Common Effluent Channel | THC-PLT-P-1610 | Pump, Sump, Vortex Common Effluent Channel | Switch,Level-High-High | Switch |  | LSHH | http://www.toronto.ca/TWONTO#level_switch
63678 | THC-PLT-LSHH-5104 | Level Switch High High,Sump, pump pit THC-PLT-P-5110 and 5120 | THC-PLT-P-5110 | Pump, Sump, Preliminary | Switch,Level | Switch |  | LSHH | http://www.toronto.ca/TWONTO#level_switch
63679 | THC-PLT-LSL-1400 | Switch, Level, Low, Sump, Vortex Gallery | THC-PLT-P-1410 | Pump, Sump, Vortex Gallery | Switch,Level-Low | Switch |  | LSL | http://www.toronto.ca/TWONTO#level_switch
63680 | THC-PLT-LSL-1500 | Switch, Level, Low, Sump, Storage Room | THC-PLT-P-1510 | Pump, Sump, Storage Room | Switch,Level-Low | Switch |  | LSL | http://www.toronto.ca/TWONTO#level_switch
63681 | THC-PLT-LSLL-1500 | Switch, Level, Low Low, Sump, Storage Room | THC-PLT-P-1510 | Pump, Sump, Storage Room | Switch,Level-Low-Low | Switch |  | LSLL | http://www.toronto.ca/TWONTO#level_switch
63682 | THC-PLT-LSLL-1600 | Switch, Level, Low Low, Sump, Vortex Gallery | THC-PLT-P-1610 | Pump, Sump, Vortex Common Effluent Channel | Switch,Level-Low-Low | Switch |  | LSLL | http://www.toronto.ca/TWONTO#level_switch
63696 | THC-PLT-MSL-0146 | Switch, Motion-Low, Bar screen 0140, Head House | THC-PLT-SC-0140 | Bar Screen 0140 | Switch,Motion | Switch |  | MSL | http://www.toronto.ca/TWONTO#motion_sensor_element
63697 | THC-PLT-MSL-0246 | Switch,Motion-Low, Bar screen 0240,Head House | THC-PLT-SC-SP | Bar Screen Spare | Switch,Motion | Switch |  | MSL | http://www.toronto.ca/TWONTO#motion_sensor_element
63698 | THC-PLT-MSL-0346 | Switch,Motion-Low, Bar screen 0340,Head House | THC-PLT-SC-0340 | Bar Screen 0340 | Switch,Motion | Switch |  | MSL | http://www.toronto.ca/TWONTO#motion_sensor_element
63699 | THC-PLT-MSL-0546 | Switch,Motion-Low,Level Bubbler System,Bar screen 0540,Head House | THC-PLT-SC-0540 | Bar Screen 0540 | Switch,Motion | Switch |  | MSL | http://www.toronto.ca/TWONTO#motion_sensor_element
63700 | THC-PLT-MSL-0710 | Switch, Motion , Low, Conveyor, Screen Room, Screenings Conveyance | THC-PLT-CV-0710 | Conveyor, Screw, Screen Room, Screenings Conveyance |  | Switch |  | MSL | http://www.toronto.ca/TWONTO#motion_sensor_element
63701 | THC-PLT-MSL-0830 | Switch, Motion , Low, Conveyor, Screen Room, Screenings Conveyance | THC-PLT-CV-0830 | Conveyor, Screw, Screen Room, Screenings Conveyance |  | Switch |  | MSL | http://www.toronto.ca/TWONTO#motion_sensor_element
63702 | THC-PLT-MSL-1010 | Switch, Motion Low, Classifier CL-1010, Grit Processing and Conveyance | THC-PLT-CL-1010 | Classifier, Grit System, Grit Processing and Conveyance |  | Switch |  | MSL | http://www.toronto.ca/TWONTO#motion_sensor_element
63703 | THC-PLT-MSL-1100 | Switch, Motion, Low, Conveyor CV-1100, Screenings and Grit Conveyance | THC-PLT-CV-1100 | Conveyor, Screw, Conveyor, Screenings and Grit Conveyance |  | Switch |  | MSL | http://www.toronto.ca/TWONTO#motion_sensor_element
63704 | THC-PLT-MSL-1120 | Switch, Motion, Low, Conveyor CV-1120, Screenings and Grit Conveyance | THC-PLT-CV-1120 | Conveyor, Screw, Conveyor, Truck Loading, Screenings and Grit Conveyance |  | Switch |  | MSL | http://www.toronto.ca/TWONTO#motion_sensor_element
63705 | THC-PLT-MSL-1200 | Switch, Motion, Low, Conveyor CV-1200, Screenings and Grit Conveyance | THC-PLT-CV-1200 | Conveyor, Screw, Conveyor, Screenings and Grit Conveyance |  | Switch |  | MSL | http://www.toronto.ca/TWONTO#motion_sensor_element
63706 | THC-PLT-MSL-1220 | Switch, Motion, Low, Conveyor CV-1220, Screenings and Grit Conveyance | THC-PLT-CV-1220 | Conveyor, Screw, Conveyor, Truck Loading, Screenings and Grit Conveyance |  | Switch |  | MSL | http://www.toronto.ca/TWONTO#motion_sensor_element
63707 | THC-PLT-MSL-5171 | Switch, Motion-Low, Screening Transfer System, Head House | THC-PLT-SC-0140 | Bar Screen 0140 | Switch,Motion | Switch |  | MSL | http://www.toronto.ca/TWONTO#motion_sensor_element
63708 | THC-PLT-MSL-5181 | Switch, Motion-Low, Screening Transfer System, Head House | THC-PLT-SC-0140 | Bar Screen 0140 | Switch,Motion | Switch |  | MSL | http://www.toronto.ca/TWONTO#motion_sensor_element
63709 | THC-PLT-MSL-5641 | Switch, Motion-Low, Screening Transfer System, Head House | THC-PLT-SC-0140 | Bar Screen 0140 | Switch,Motion | Switch |  | MSL | http://www.toronto.ca/TWONTO#motion_sensor_element
63710 | THC-PLT-MSL-5671 | Switch, Motion-Low, Screening Transfer System, Head House | THC-PLT-SC-0140 | Bar Screen 0140 | Switch,Motion | Switch |  | MSL | http://www.toronto.ca/TWONTO#motion_sensor_element
63743 | THC-PLT-PSH-0443 | Switch,Pressure-High,Level Bubbler System,Bar screen 0440,Head House | THC-PLT-SC-0240 | Bar Screen 0240 | Switch,Pressure-High | Switch |  | PSH | http://www.toronto.ca/TWONTO#pressure_switch
63744 | THC-PLT-PSH-2212 | Switch, Pressure, High, Blower BL-2200, Blower Room, Channel Aeration | THC-PLT-BL-2200 | Blower, Blower Room, Channel Aeration | Switch,Pressure-High | Switch |  | PSH | http://www.toronto.ca/TWONTO#pressure_switch
63745 | THC-PLT-PSH-2312 | Switch, Pressure, High, Blower BL-2300, Blower Room, Channel Aeration | THC-PLT-BL-2300 | Blower, Blower Room, Channel Aeration | Switch,Pressure-High | Switch |  | PSH | http://www.toronto.ca/TWONTO#pressure_switch
63746 | THC-PLT-PSH-2412 | Switch, Pressure, High, Blower BL-2400, Blower Room, Channel Aeration | THC-PLT-BL-2400 | Blower, Blower Room, Channel Aeration | Switch,Pressure-High | Switch |  | PSH | http://www.toronto.ca/TWONTO#pressure_switch
63747 | THC-PLT-PSH-6208 | Switch,Pressure-High,Outlet from Pump 6240 (post-filter) to Bar Screens,Hydr. Sys,Headhouse | THC-PLT-T-6200 | Reservoir, Oil, Hydraulic Pack 2, Bar Screens | Switch,Pressure-High | Switch |  | PSH | http://www.toronto.ca/TWONTO#pressure_switch
63748 | THC-PLT-PSL-0245 | Switch,Pressure-low,Level Bubbler System,Bar screen 0240,Head House | THC-PLT-SC-SP | Bar Screen Spare | Switch,Pressure-Low | Switch |  | PSL | http://www.toronto.ca/TWONTO#pressure_switch
63749 | THC-PLT-PSL-0345 | Switch,Pressure-low,Level Bubbler System,Bar screen 0340,Head House | THC-PLT-SC-0340 | Bar Screen 0340 | Switch,Pressure-Low | Switch |  | PSL | http://www.toronto.ca/TWONTO#pressure_switch
63750 | THC-PLT-PSL-1011 | Switch, Pressure, Low, Hydrocyclone CYC-1011 Inlet, Grit Processing and Conveyance | THC-PLT-CYC-1011 | Hydrocyclone, Classifier CL-1010, Grit Processing and Conveyance | Switch,Pressure-Low | Switch |  | PSL | http://www.toronto.ca/TWONTO#pressure_switch
63751 | THC-PLT-PSL-1022 | Switch, Pressure, Low, Hydrocyclone CYC-1022 Inlet, Grit Processing and Conveyance | THC-PLT-CYC-1022 | Hydrocyclone, Classifier CL-1020, Grit Processing and Conveyance | Switch,Pressure-Low | Switch |  | PSL | http://www.toronto.ca/TWONTO#pressure_switch
63752 | THC-PLT-PSL-2202 | Switch, Pressure Differential, Low, Blower BL-2200, Blower Room, Channel Aeration | THC-PLT-BL-2200 | Blower, Blower Room, Channel Aeration | Switch,Pressure-Low | Switch |  | PSL | http://www.toronto.ca/TWONTO#pressure_switch
63753 | THC-PLT-PSL-5305 | Switch, Pressure-Low, Mechanical Seal from Pumps 5300, Headhouse | THC-PLT-P-5300 | Grit Pump 5300 | Switch,Pressure-Low | Switch |  | PSL | http://www.toronto.ca/TWONTO#pressure_switch
63754 | THC-PLT-PSL-5325 | Switch, Pressure-Low, Mechanical Seal from Pumps 5320, Headhouse | THC-PLT-P-5320 | Grit Pump 5320 | Switch,Pressure-Low | Switch |  | PSL | http://www.toronto.ca/TWONTO#pressure_switch
63755 | THC-PLT-PSL-5345 | Switch, Pressure-Low, Mechanical Seal from Pumps 5340, Headhouse | THC-PLT-P-5340 | Grit Pump 5340 | Switch,Pressure-Low | Switch |  | PSL | http://www.toronto.ca/TWONTO#pressure_switch
63757 | THC-PLT-PSL-6109 | Switch,Pressure-Low,Outlet from Pumps 6140 & 6150 (post-filter) to Bar Screens,Hydr. Sys,Headhouse | THC-PLT-T-6100 | Reservoir, Oil, Hydraulic Pack 1, Bar Screens | Switch,Pressure-Low | Switch |  | PSL | http://www.toronto.ca/TWONTO#pressure_switch
63791 | THC-PLT-SW-5171 | Switch,Motion-Low,Conveyor 5170,Screening,Head House | THC-PLT-CV-5170 | Conveyor, Screening | Switch,Motion | Switch |  | SW | http://www.toronto.ca/TWONTO#motion_sensor_element
63792 | THC-PLT-SW-5181 | Switch,Motion-Low,Conveyor 5180,Screening,Head House | THC-PLT-CV-5180 | Conveyor, Screening | Switch,Motion | Switch |  | SW | http://www.toronto.ca/TWONTO#motion_sensor_element
63793 | THC-PLT-SW-5191 | Switch,Motion-Low,Conveyor 5190,Screening,Head House | THC-PLT-CV-5190 | Conveyor, Incline, Screening | Switch,Motion | Switch |  | SW | http://www.toronto.ca/TWONTO#motion_sensor_element
63794 | THC-PLT-SW-5641 | Switch, Motion-Low, Conveyor 5640, East | THC-PLT-CV-5640 | Conveyor, Incline, Classifier 5630, East | Switch,Motion | Switch |  | SW | http://www.toronto.ca/TWONTO#motion_sensor_element
63795 | THC-PLT-SW-5671 | Switch, Motion-Low, Conveyor 5670, West | THC-PLT-CV-5670 | Conveyor, Incline, Classifier 5660, West | Switch,Motion | Switch |  | SW | http://www.toronto.ca/TWONTO#motion_sensor_element
63808 | THC-PLT-TSH-2411 | Switch, Temperature, High, Blower BL-2400, Blower Room, Channel Aeration | THC-PLT-BL-2400 | Blower, Blower Room, Channel Aeration | Switch,Temperature-High | Switch |  | TSH | http://www.toronto.ca/TWONTO#temperature_switch
63809 | THC-PLT-TSL-6602 | Switch,Temperature Low,Ozonator Room South,Odour Control,Headhouse | THC-ODOUR-HEADHOUSE | Odour Control | Switch,Temperature | Switch | 37929 | TSL | http://www.toronto.ca/TWONTO#temperature_switch
63810 | THC-PLT-TSL-6602 | Switch,Temperature Low,Ozonator Room South,Odour Control,Headhouse | THC-SUSPENDED | Suspended entity | Switch,Temperature | Switch | 37929 | TSL | http://www.toronto.ca/TWONTO#temperature_switch
63882 | FCL-PAC-TSH-0201 | Switch,Temperature, High, Blower BL-0201 Discharge, Dry Chemical Building Basement | FCL-PAC-BL-0201 | Blower, PD, PAC Mixing Air Supply, Dry Chemical Building Basement | Switch,Temperature-High | Switch |  | TSH | http://www.toronto.ca/TWONTO#temperature_switch
63883 | FCL-PAC-TSH-0301 | Switch,Temperature, High, Blower BL-0201 Discharge, Dry Chemical Building Basement | FCL-PAC-BL-0301 | Blower, PD, PAC Mixing Air Supply, Dry Chemical Building Basement | Switch,Temperature-High | Switch |  | TSH | http://www.toronto.ca/TWONTO#temperature_switch
64076 | THC-PLT-ZSH-0147 | Switch, Torque, Rake, Bar screen 0140, Head House | THC-PLT-SC-0140 | Bar Screen 0140 | Switch,Torque | Switch |  | ZSH | http://www.toronto.ca/TWONTO#position_switch
64077 | THC-PLT-ZSH-0247 | Switch, Torque, Rake, Bar screen 0240, Head House | THC-PLT-SC-SP | Bar Screen Spare | Switch,Torque | Switch |  | ZSH | http://www.toronto.ca/TWONTO#torque_switch
64078 | THC-PLT-ZSH-0447 | Switch, Torque, Rake, Bar screen 0440, Head House | THC-PLT-SC-0240 | Bar Screen 0240 | Switch,Torque | Switch |  | ZSH | http://www.toronto.ca/TWONTO#torque_switch
64079 | THC-PLT-ZSH-0547 | Switch, Torque, Rake, Bar screen 0540, Head House | THC-PLT-SC-0540 | Bar Screen 0540 | Switch,Torque | Switch |  | ZSH | http://www.toronto.ca/TWONTO#torque_switch
64080 | THC-PLT-ZSH-0820 | Switch, Position High (Open), Washer Compactor CMP-0820, Headworks | THC-PLT-CMP-0820 | Washer Compactor, Screen Room, Screenings Conveyance | Switch,Level | Switch |  | ZSH | http://www.toronto.ca/TWONTO#position_switch
64133 | FCL-RSP-LSH-0102-SUS | Switch, Level-High, Tank 0101 B Side, Sanitary Sewage System Monitoring | FCL-RSP-T-0101 | Tank, Sewage Ejector, Admin Building B3 Sewage Ejector Room | Switch,Level-High | Switch | 36674 | LSH | http://www.toronto.ca/TWONTO#level_switch
64166 | FCL-RW-FSL-0001 | Switch,Flow Low | FCL-RW | Raw Water | Switch,Flow-Low | Switch |  | FSL | http://www.toronto.ca/TWONTO#flow_switch
64167 | FCL-RW-FSL-0003 | Switch, Flow Low, Analyzer 0003, UV, Raw Water, Low Lift PS Basement | FCL-RW-AIT-0003 | Analyzer, UV, Raw Water, Low Lift PS Basement | Switch,Flow-Low | Switch |  | FSL | http://www.toronto.ca/TWONTO#flow_switch
64168 | FCL-RW-FSL-0003-SUS | Switch,Flow Low | FCL-RW | Raw Water | Switch,Flow-Low | Switch | 36689 | FSL | http://www.toronto.ca/TWONTO#flow_switch
64169 | FCL-RW-FSL-0005 | Switch, Flow Low, Analyzer,Chlorine, Raw Water, Low Lift PS Basement | FCL-RW-AIT-0005 | Analyzer,Chlorine, Raw Water, Low Lift PS Basement | Switch,Flow-Low | Switch |  | FSL | http://www.toronto.ca/TWONTO#flow_switch
64170 | FCL-RW-FSL-0701 | Switch, Flow Low, Sampling Pump 0701, Sampling Pumps, Low Lift PS Basement | FCL-RW-P-0701 | Pump, Centrifugal, Sampling Line 1A, Sampling Pumps Offshore, Low Lift PS Basement | Switch,Flow-Low | Switch |  | FSL | http://www.toronto.ca/TWONTO#flow_switch
64171 | FCL-RW-FSL-0701 | Switch, Flow Low, Sampling Pump 0701, Sampling Pumps, Low Lift PS Basement | FCL-RW-SAMP | Raw Water Sampling | Switch,Flow-Low | Switch |  | FSL | http://www.toronto.ca/TWONTO#flow_switch
64172 | FCL-RW-FSL-0801 | Switch, Flow Low, Sampling Pump 0801, Sampling Pumps, Low Lift PS Basement | FCL-RW-SAMP | Raw Water Sampling | Switch,Flow-Low | Switch |  | FSL | http://www.toronto.ca/TWONTO#flow_switch
64173 | FCL-RW-FSL-0901 | Switch, Flow Low, Sampling Pump 0901, Sampling Pumps, Low Lift PS Basement | FCL-RW-P-0901 | Pump, Centrifugal, Sampling Line 2, Sampling Pumps Onshore, Low Lift PS Basement | Switch,Flow-Low | Switch |  | FSL | http://www.toronto.ca/TWONTO#flow_switch
64174 | FCL-RW-FSL-0901 | Switch, Flow Low, Sampling Pump 0901, Sampling Pumps, Low Lift PS Basement | FCL-RW-SAMP | Raw Water Sampling | Switch,Flow-Low | Switch |  | FSL | http://www.toronto.ca/TWONTO#flow_switch
64175 | FCL-RW-FSL-1001 | Switch, Flow Low, Sampling Pump 1001, Sampling Pumps, Low Lift PS Basement | FCL-RW-P-1001 | Pump, Centrifugal, Sampling Line 2, Sampling Pumps Onshore, Low Lift PS Basement | Switch,Flow-Low | Switch |  | FSL | http://www.toronto.ca/TWONTO#flow_switch
64176 | FCL-RW-FSL-1001 | Switch, Flow Low, Sampling Pump 1001, Sampling Pumps, Low Lift PS Basement | FCL-RW-SAMP | Raw Water Sampling | Switch,Flow-Low | Switch |  | FSL | http://www.toronto.ca/TWONTO#flow_switch
64205 | FCL-RW-LSH-0001 | Switch, Level, High, Raw Water Distribution Channel | FCL-RW | Raw Water | Switch,Level-High | Switch |  | LSH | http://www.toronto.ca/TWONTO#level_switch
64206 | FCL-RW-LSH-0001 | Switch, Level, High, Raw Water Distribution Channel | FCL-RW-SCREENS | Raw Water Sreening | Switch,Level-High | Switch |  | LSH | http://www.toronto.ca/TWONTO#level_switch
64210 | FCL-RW-LSL-0401 | Switch, Level, Low, Raw Water Pump P-0401 Loss of Prime, Low Lift Building, Pump Room | FCL-RW-P-0401 | Pump Centrifugal, Raw Water | Switch,Level-Low | Switch |  | LSL | http://www.toronto.ca/TWONTO#level_switch
64211 | FCL-RW-LSL-0501 | Switch, Level, Low, Raw Water Pump P-0501 Loss of Prime, Low Lift Building, Pump Room | FCL-RW-P-0501 | Pump Centrifugal, Raw Water | Switch,Level-Low | Switch |  | LSL | http://www.toronto.ca/TWONTO#level_switch
64231 | FCL-RW-PSH-0101 | Switch, High Pressure, Discharge, Raw Water, Pump 0101, Raw Water Pumping Station | FCL-RW-P-0101 | Pump Centrifugal, Raw Water | Switch,Pressure-High | Switch |  | PSH | http://www.toronto.ca/TWONTO#pressure_switch
64232 | FCL-RW-PSH-0301 | Switch, High Pressure, Discharge, Raw Water, Pump 0301, Raw Water Pumping Station | FCL-RW-P-0301 | Pump Centrifugal, Raw Water | Switch,Pressure-High | Switch |  | PSH | http://www.toronto.ca/TWONTO#pressure_switch
64233 | FCL-RW-PSH-0501 | Raw Water Pumping Station | FCL-RW-P-0501 | Pump Centrifugal, Raw Water | Switch,Pressure-High | Switch |  | PSH | http://www.toronto.ca/TWONTO#pressure_switch
64234 | FCL-RW-PSH-0601 | Raw Water Pumping Station | FCL-RW-P-0601 | Pump Centrifugal, Raw Water | Switch,Pressure-High | Switch |  | PSH | http://www.toronto.ca/TWONTO#pressure_switch
64410 | THC-PRM-LSH-0124 | Level Switch High,Sump,Phase 1 Prim. T15 & T14 | THC-PRM-P-0124 | Pump, Sump, Primary Treatment | Switch,Level | Switch |  | LSH | http://www.toronto.ca/TWONTO#level_switch
64411 | THC-PRM-LSH-0143 | Level Switch High | THC-PRM-P-0143 | Pump,Sump | Switch,Level | Switch |  | LSH | http://www.toronto.ca/TWONTO#level_switch
64412 | THC-PRM-LSH-0152 | Level Switch High | THC-PRM-P-0152 | Pump, Sump, Primary Treatment | Switch,Level | Switch |  | LSH | http://www.toronto.ca/TWONTO#level_switch
64413 | THC-PRM-LSH-0160 | Level Switch High,T31 East Primary Tank 0200,Building A | THC-PRM-P-0160 | Pump, Sump, Primary Treatment | Switch,Level | Switch |  | LSH | http://www.toronto.ca/TWONTO#level_switch
64414 | THC-PRM-LSH-0174 | Switch, Level, High, Pump Start, NW Plant | THC-PRM-P-0174 | Pump, Centrifugal Submersible, Drainage, NW Plant | Switch,Level | Switch |  | LSH | http://www.toronto.ca/TWONTO#level_switch
64415 | THC-PRM-LSH-0174 | Switch, Level, High, Pump Start, NW Plant | THC-PRM-P-0174SUSP | Pump, Sump, Primary Treatment | Switch,Level | Switch |  | LSH | http://www.toronto.ca/TWONTO#level_switch
64416 | THC-PRM-LSH-0175 | Switch, Level, High, Pump Start, NW Plant | THC-PRM-P-0175 | Pump, Centrifugal Submersible, Drainage, NW Plant | Sensor,Level | Switch |  | LSH | http://www.toronto.ca/TWONTO#level_switch
64417 | THC-PRM-LSH-0177 | Switch, Level, High, Pump Start, NW Plant | THC-PRM-P-0177 | Pump, Centrifugal Submersible, Drainage, NW Plant | Switch,Level | Switch |  | LSH | http://www.toronto.ca/TWONTO#level_switch
64418 | THC-PRM-LSH-0178 | Switch, Level, High, Pump Start, NW Plant | THC-PRM-P-0178 | Pump, Centrifugal Submersible, Drainage, NW Plant |  | Switch |  | LSH | http://www.toronto.ca/TWONTO#level_switch
64419 | THC-PRM-LSHH-0124 | Level Switch High,Sump,Primary Tank 0900 | THC-PRM-P-0124 | Pump, Sump, Primary Treatment | Switch,Level | Switch |  | LSHH | http://www.toronto.ca/TWONTO#level_switch
64420 | THC-PRM-LSHH-0160 | Level Switch High,Sump,T31 West Primary Tank 0700,Building A | THC-PRM-P-0102 | Pump, Sump, Primary Treatment | Switch,Level | Switch |  | LSHH | http://www.toronto.ca/TWONTO#level_switch
64421 | THC-PRM-LSHH-0174 | Switch, Level High High, Sump Pump Control, NW Plant | THC-PRM-P-0174SUSP | Pump, Sump, Primary Treatment | Switch,Level | Switch |  | LSHH | http://www.toronto.ca/TWONTO#level_switch
64422 | THC-PRM-LSLL-0905 | Switch, Float, Level-Low Low, Oil Tank 0910 | THC-PRM-T-0910 | Oil Tank, Hydraulic Power System for Sludge Bottom Scraper Mechanism, Primary Clarifier 0900, SW Plant |  | Switch |  | LSLL | http://www.toronto.ca/TWONTO#level_switch
64423 | THC-PRM-LSLL-1105 | Switch, Float, Level-Low Low, Oil Tank 1110 | THC-PRM-T-1110 | Oil Tank, Hydraulic Power System for Sludge Bottom Scraper Mechanism, Primary Clarifier 1100, NW Plant | Switch,Level-Low-Low | Switch |  | LSLL | http://www.toronto.ca/TWONTO#level_switch
64424 | THC-PRM-LSLL-1205 | Switch, Float, Level-Low Low, Oil Tank 1210 | THC-PRM-T-1210 | Oil Tank, Hydraulic Power System for Sludge Bottom Scraper Mechanism, Primary Clarifier 1200, NW Plant | Switch,Level-Low-Low | Switch |  | LSLL | http://www.toronto.ca/TWONTO#level_switch
64425 | THC-PRM-LSLL-1215 | Switch, Float, Level-Low Low, Oil Tank 1270 | THC-PRM-T-1270 | Oil Tank, Hydraulic Power System for Scum Skimmer System, Primary Clarifier 1200 | Switch,Level-Low-Low | Switch |  | LSLL | http://www.toronto.ca/TWONTO#level_switch
64585 | FCL-SA-PSH-0101 | Switch, Pressure-High, Supply Air, Service Air Monitoring - High Lift, Gaseous Chemicals, Filtration, Sedimentation and Floculation | FCL-SA | Service Air | Switch,Pressure-High | Switch |  | PSH | http://www.toronto.ca/TWONTO#pressure_switch
64586 | FCL-SA-PSH-0400 | Switch, Pressure-High, Compressor 0400, Service Air Monitoring - Low Lift Pumps, Dry Chemicals and Screen Room | FCL-SA | Service Air | Switch,Position-High | Switch |  | PSH | http://www.toronto.ca/TWONTO#pressure_switch
64637 | FCL-SED-FSL-0001A | Switch, Flow Low, Discharge, Sampling Pump 0001A, Sampling Pumps | FCL-SED-P-0001A | Pump, Centrifugal, Settled Water Sampling , Filter Building Drainage Pumping Station | Switch,Flow-Low | Switch |  | FSL | http://www.toronto.ca/TWONTO#flow_switch
64638 | FCL-SED-FSL-0001B | Switch, Flow Low, Discharge, Sampling Pump 0001B, Sampling Pumps | FCL-SED-P-0001B | Pump, Centrifugal, Settled Water Sampling , Filter Building Drainage Pumping Station | Switch,Flow-Low | Switch |  | FSL | http://www.toronto.ca/TWONTO#flow_switch
64639 | FCL-SED-FSL-0002 | Switch, Flow Low, Inlet, Settled Water Drain, Turbidity Analyzer 0001, Sampling Pumps | FCL-SED-SAMP | Sedimentation Sampling | Switch,Flow-Low | Switch |  | FSL | http://www.toronto.ca/TWONTO#flow_switch
64943 | THC-PRM-TSH-0980 | Switch, Temperature, High, Exhaust Fan Motor | THC-ACC-FN-0980 | Fan, Exhaust, PC9 HPU Building |  | Switch |  | TSH | http://www.toronto.ca/TWONTO#temperature_switch
64944 | THC-PRM-TSH-1180 | Switch, Temperature, High, Exhaust Fan Motor | THC-ACC-FN-1180 | Fan, Exhaust, PC11 HPU Building |  | Switch |  | TSH | http://www.toronto.ca/TWONTO#temperature_switch
65274 | THC-PRM-ZSH-0912 | Switch, Position High, Mech Collect, Valve 0912 | THC-PRM-V-0912 | Valve, Hydraulic Cylinder, Bottom Scraper, Primary Clarifier 0900, SW Plant |  | Switch |  | ZSH | http://www.toronto.ca/TWONTO#position_switch
65361 | THC-PRM-ZSH-0913 | Switch, Position High, Mech Collect, Valve 0913 | THC-PRM-V-0913 | Valve, Hydraulic Cylinder, Bottom Scraper, Primary Clarifier 0900, SW Plant |  | Switch |  | ZSH | http://www.toronto.ca/TWONTO#position_switch
65362 | THC-PRM-ZSH-0914 | Switch, Position High, Mech Collect, Valve 0914 | THC-PRM-V-0914 | Valve, Hydraulic Cylinder, Bottom Scraper, Primary Clarifier 0900, SW Plant |  | Switch |  | ZSH | http://www.toronto.ca/TWONTO#position_switch
65363 | THC-PRM-ZSH-0972 | Switch, Position High, Cylinder Extend, Valve 0972 | THC-PRM-V-0972 | Valve, Hydraulic Cylinder, Scum Skimmer, Primary Clarifier 0900, SW Plant |  | Switch |  | ZSH | http://www.toronto.ca/TWONTO#position_switch
65364 | THC-PRM-ZSH-0974 | Switch, Position High, Flush Water, Valve 0974 | THC-PRM-CH-5200 | Scum Pit,Tank 0900 & 1000, Primary Clarifier |  | Switch |  | ZSH | http://www.toronto.ca/TWONTO#position_switch
65365 | THC-PRM-ZSH-0976 | Switch, Position High, Mech Away, Valve 0971 | THC-PRM-V-0971 | Valve, Hydraulic Cylinder, Scum Skimmer, Primary Clarifier 0900, SW Plant |  | Switch |  | ZSH | http://www.toronto.ca/TWONTO#position_switch
65366 | THC-PRM-ZSH-0977 | Switch, Position High, Mech Home, Valve 0972 | THC-PRM-V-0972 | Valve, Hydraulic Cylinder, Scum Skimmer, Primary Clarifier 0900, SW Plant |  | Switch |  | ZSH | http://www.toronto.ca/TWONTO#position_switch
65367 | THC-PRM-ZSH-0978 | Switch, Position High, Mech Away, Valve 0972 | THC-PRM-V-0972 | Valve, Hydraulic Cylinder, Scum Skimmer, Primary Clarifier 0900, SW Plant |  | Switch |  | ZSH | http://www.toronto.ca/TWONTO#position_switch
65368 | THC-PRM-ZSH-0980 | Switch, Position High, Mech Away, Valve 0973 | THC-PRM-V-0973 | Valve, Hydraulic Cylinder, Scum Skimmer, Primary Clarifier 0900, SW Plant |  | Switch |  | ZSH | http://www.toronto.ca/TWONTO#position_switch
65372 | THC-PRM-ZSH-1113 | Switch, Position High, Mech Collect, Valve 1113 | THC-PRM-V-1113 | Valve, Hydraulic Cylinder, Bottom Scraper, Primary Clarifier 1100, NW Plant | Switch,Level-Low-Low | Switch |  | ZSH | http://www.toronto.ca/TWONTO#position_switch
65373 | THC-PRM-ZSH-1114 | Switch, Position High, Mech Collect, Valve 1114 | THC-PRM-V-1114 | Valve, Hydraulic Cylinder, Bottom Scraper, Primary Clarifier 1100, NW Plant | Switch,Level-Low-Low | Switch |  | ZSH | http://www.toronto.ca/TWONTO#position_switch
65374 | THC-PRM-ZSH-1152 | Switch, Position High, Exhaust Damper, Damper 1152 | THC-PRM-DM-1152 | Damper/Louver, Damper 1152 | Switch,Position-High | Switch |  | ZSH | http://www.toronto.ca/TWONTO#position_switch
65375 | THC-PRM-ZSH-1172 | Switch, Position High, Cylinder Extend, Valve 1172B | THC-PRM-V-1172 | Valve, Hydraulic Cylinder, Scum Skimmer, Tank 1100, Primary Clarifier, Phase IV | Switch,Position-High | Switch |  | ZSH | http://www.toronto.ca/TWONTO#position_switch
65376 | THC-PRM-ZSH-1172 | Switch, Position High, Cylinder Extend, Valve 1172B | THC-PRM-V-1172B | Valve, Knife Gate, Primary Sludge Pump (P-1170) Discharge Isolation, NW Plant | Switch,Position-High | Switch |  | ZSH | http://www.toronto.ca/TWONTO#position_switch
65377 | THC-PRM-ZSH-1175 | Switch, Position High, Mech Home, Valve 1171A | THC-PRM-V-1171 | Valve, Hydraulic Cylinder, Scum Skimmer, Tank 1100, Primary Clarifier, Phase IV | Switch,Position-High | Switch |  | ZSH | http://www.toronto.ca/TWONTO#position_switch
65378 | THC-PRM-ZSH-1177 | Switch, Position High, Mech Home, Valve 1172B | THC-PRM-V-1172 | Valve, Hydraulic Cylinder, Scum Skimmer, Tank 1100, Primary Clarifier, Phase IV | Switch,Position-High | Switch |  | ZSH | http://www.toronto.ca/TWONTO#position_switch
65379 | THC-PRM-ZSH-1177 | Switch, Position High, Mech Home, Valve 1172B | THC-PRM-V-1172B | Valve, Knife Gate, Primary Sludge Pump (P-1170) Discharge Isolation, NW Plant | Switch,Position-High | Switch |  | ZSH | http://www.toronto.ca/TWONTO#position_switch
65380 | THC-PRM-ZSH-1179 | Switch, Position High, Mech Home, Valve 1173C | THC-PRM-V-1173 | Valve, Hydraulic Cylinder, Scum Skimmer, Tank 1100, Primary Clarifier, Phase IV | Switch,Position-High | Switch |  | ZSH | http://www.toronto.ca/TWONTO#position_switch
65381 | THC-PRM-ZSH-1179 | Switch, Position High, Mech Home, Valve 1173C | THC-PRM-V-1173C | Valve, Inlet, Flow Transmitter Indicating, Primary Clarifier 1100, Primary Sludge Distribution | Switch,Position-High | Switch |  | ZSH | http://www.toronto.ca/TWONTO#position_switch
65382 | THC-PRM-ZSH-1180 | Switch, Position High, Mech Away, Valve 1173C | THC-PRM-V-1173 | Valve, Hydraulic Cylinder, Scum Skimmer, Tank 1100, Primary Clarifier, Phase IV | Switch,Position-High | Switch |  | ZSH | http://www.toronto.ca/TWONTO#position_switch
65383 | THC-PRM-ZSH-1211 | Switch, Position High, Mech Collect, Valve 1211 | THC-PRM-V-1211 | Valve, Hydraulic Cylinder, Bottom Scraper, Primary Clarifier 1200, NW Plant | Switch,Level-Low-Low | Switch |  | ZSH | http://www.toronto.ca/TWONTO#position_switch
65384 | THC-PRM-ZSH-1212 | Switch, Position High, Mech Collect, Valve 1212 | THC-PRM-V-1211 | Valve, Hydraulic Cylinder, Bottom Scraper, Primary Clarifier 1200, NW Plant | Switch,Level-Low-Low | Switch |  | ZSH | http://www.toronto.ca/TWONTO#position_switch
65385 | THC-PRM-ZSH-1214 | Switch, Position High, Mech Collect, Valve 1214 | THC-PRM-V-1214 | Valve, Hydraulic Cylinder, Bottom Scraper, Primary Clarifier 1200, NW Plant | Switch,Level-Low-Low | Switch |  | ZSH | http://www.toronto.ca/TWONTO#position_switch
65386 | THC-PRM-ZSH-1242 | Switch, Position High, Exhaust Damper, Damper 1242 | THC-PRM-DM-1242 | Damper/Louver, Exhaust Air, Fan 1240, Primary Clarifier 12 | Switch,Position-High | Switch |  | ZSH | http://www.toronto.ca/TWONTO#position_switch
65387 | THC-PRM-ZSH-1252 | Switch, Position High, Exhaust Damper, Damper 1252 | THC-PRM-DM-1252 | Damper/Louver, Damper 1252 | Switch,Position-High | Switch |  | ZSH | http://www.toronto.ca/TWONTO#position_switch
65388 | THC-PRM-ZSH-1272 | Switch, Position High, Cylinder Extend, Valve 1272 | THC-PRM-V-1272 | Valve, Hydraulic Cylinder, Scum Skimmer, Primary Clarifier 1200, NW Plant | Switch,Position-High | Switch |  | ZSH | http://www.toronto.ca/TWONTO#position_switch
65389 | THC-PRM-ZSH-1273 | Switch, Position High, Cylinder Extend, Valve 1273 | THC-PRM-V-1273 | Valve, Hydraulic Cylinder, Scum Skimmer, Primary Clarifier 1200, NW Plant | Switch,Position-High | Switch |  | ZSH | http://www.toronto.ca/TWONTO#position_switch
65390 | THC-PRM-ZSH-1274 | Switch, Position High, Flush Water, Valve 1274 | THC-PRM-V-1274 | Valve, Gate, Actuated, Discharge, Valve 1274 | Switch,Position-High | Switch |  | ZSH | http://www.toronto.ca/TWONTO#position_switch
65391 | THC-PRM-ZSH-1275 | Switch, Position High, Mech Home, Valve 1271 | THC-PRM-V-1271 | Valve, Hydraulic Cylinder, Scum Skimmer, Primary Clarifier 1200, NW Plant | Switch,Position-High | Switch |  | ZSH | http://www.toronto.ca/TWONTO#position_switch
65392 | THC-PRM-ZSH-1277 | Switch, Position High, Mech Home, Valve 1272 | THC-PRM-V-1272 | Valve, Hydraulic Cylinder, Scum Skimmer, Primary Clarifier 1200, NW Plant | Switch,Position-High | Switch |  | ZSH | http://www.toronto.ca/TWONTO#position_switch
65393 | THC-PRM-ZSL-0913 | Switch, Position Low, Mech Return, Valve 0913 | THC-PRM-V-0913 | Valve, Hydraulic Cylinder, Bottom Scraper, Primary Clarifier 0900, SW Plant |  | Switch |  | ZSL | http://www.toronto.ca/TWONTO#position_switch
65394 | THC-PRM-ZSL-0972 | Switch, Position Low, Cylinder Retract, Valve 0972 | THC-PRM-V-0972 | Valve, Hydraulic Cylinder, Scum Skimmer, Primary Clarifier 0900, SW Plant |  | Switch |  | ZSL | http://www.toronto.ca/TWONTO#position_switch
65395 | THC-PRM-ZSL-0973 | Switch, Position Low, Cylinder Retract, Valve 0973 | THC-PRM-V-0973 | Valve, Hydraulic Cylinder, Scum Skimmer, Primary Clarifier 0900, SW Plant |  | Switch |  | ZSL | http://www.toronto.ca/TWONTO#position_switch
65396 | THC-PRM-ZSL-0974 | Switch, Position Low, Flush Water, Valve 0974 | THC-PRM-CH-5200 | Scum Pit,Tank 0900 & 1000, Primary Clarifier |  | Switch |  | ZSL | http://www.toronto.ca/TWONTO#position_switch
65399 | THC-PRM-ZSL-1111 | Switch, Position Low, Mech Return, Valve 1111 | THC-PRM-V-1111 | Valve, Hydraulic Cylinder, Bottom Scraper, Primary Clarifier 1100, NW Plant | Switch,Level-Low-Low | Switch |  | ZSL | http://www.toronto.ca/TWONTO#position_switch
65400 | THC-PRM-ZSL-1113 | Switch, Position Low, Mech Return, Valve 1113 | THC-PRM-V-1113 | Valve, Hydraulic Cylinder, Bottom Scraper, Primary Clarifier 1100, NW Plant | Switch,Level-Low-Low | Switch |  | ZSL | http://www.toronto.ca/TWONTO#position_switch
65401 | THC-PRM-ZSL-1171 | Switch, Position Low, Cylinder Retract, Valve 1171A | THC-PRM-V-1171A | Valve, Knife Gate, Primary Sludge Pump (P-1170) Inlet Isolation, NW Plant | Switch,Position-Low | Switch |  | ZSL | http://www.toronto.ca/TWONTO#position_switch
65402 | THC-PRM-ZSL-1173 | Switch, Position Low, Cylinder Retract, Valve 1173C | THC-PRM-V-1173 | Valve, Hydraulic Cylinder, Scum Skimmer, Tank 1100, Primary Clarifier, Phase IV | Switch,Position-Low | Switch |  | ZSL | http://www.toronto.ca/TWONTO#position_switch
65403 | THC-PRM-ZSL-1173 | Switch, Position Low, Cylinder Retract, Valve 1173C | THC-PRM-V-1173C | Valve, Inlet, Flow Transmitter Indicating, Primary Clarifier 1100, Primary Sludge Distribution | Switch,Position-Low | Switch |  | ZSL | http://www.toronto.ca/TWONTO#position_switch
65404 | THC-PRM-ZSL-1174 | Switch, Position Low, Flush Water, Valve 1174 | THC-PRM-CH-5300 | Scum Pit,Tank 1100 & 1200, Primary Clarifier | Switch,Position-Low | Switch |  | ZSL | http://www.toronto.ca/TWONTO#position_switch
65405 | THC-PRM-ZSL-1174 | Switch, Position Low, Flush Water, Valve 1174 | THC-PRM-V-1174 | Valve, Actuated, Scum Trough Flushing Valve | Switch,Position-Low | Switch |  | ZSL | http://www.toronto.ca/TWONTO#position_switch
65406 | THC-PRM-ZSL-1212 | Switch, Position Low, Mech Return, Valve 1212 | THC-PRM-V-1212 | Valve, Hydraulic Cylinder, Bottom Scraper, Primary Clarifier 1200, NW Plant | Switch,Level-Low-Low | Switch |  | ZSL | http://www.toronto.ca/TWONTO#position_switch
65407 | THC-PRM-ZSL-1213 | Switch, Position Low, Mech Return, Valve 1213 | THC-PRM-V-1213 | Valve, Hydraulic Cylinder, Bottom Scraper, Primary Clarifier 1200, NW Plant | Switch,Level-Low-Low | Switch |  | ZSL | http://www.toronto.ca/TWONTO#position_switch
65408 | THC-PRM-ZSL-1272 | Switch, Position Low, Cylinder Retract, Valve 1272 | THC-PRM-V-1272 | Valve, Hydraulic Cylinder, Scum Skimmer, Primary Clarifier 1200, NW Plant | Switch,Position-Low | Switch |  | ZSL | http://www.toronto.ca/TWONTO#position_switch
65409 | THC-PRM-ZSL-1273 | Switch, Position Low, Cylinder Retract, Valve 1273 | THC-PRM-V-1273 | Valve, Hydraulic Cylinder, Scum Skimmer, Primary Clarifier 1200, NW Plant | Switch,Position-Low | Switch |  | ZSL | http://www.toronto.ca/TWONTO#position_switch
65410 | THC-PRM-ZSL-1274 | Switch, Position Low, Flush Water, Valve 1274 | THC-PRM-V-1274 | Valve, Gate, Actuated, Discharge, Valve 1274 | Switch,Position-Low | Switch |  | ZSL | http://www.toronto.ca/TWONTO#position_switch
65499 | FCL-SM-FSH-0001-SUS | Switch, Flow-High, Scrub 0101, Caustic Soda System | FCL-SUSPENDED | Suspended entity | Switch,Flow-High | Switch | 36711 | FSH | http://www.toronto.ca/TWONTO#flow_switch
65500 | FCL-SM-LSH-0001-SUS | Switch, Level-High, Tank Containment System, Caustic Soda System | FCL-SM | Spill Management | Switch,Level-High | Switch | 36712 | LSH | http://www.toronto.ca/TWONTO#level_switch
65596 | THC-PWA-LSH-0001 | Switch, Level, Ultrasonic, Station Flooding, S.E. Pumping Station | THC-PWA-EFFLUENT | Plant Water Effluent |  | Switch |  | LSH | http://www.toronto.ca/TWONTO#level_switch
65597 | THC-PWA-LSH-0001 | Switch, Level, Ultrasonic, Station Flooding, S.E. Pumping Station | THC-PWA-SOUTH | South Pumping Station |  | Switch |  | LSH | http://www.toronto.ca/TWONTO#level_switch
65598 | THC-PWA-LSH-0002 | Switch, Level, Capacitance, Station Flooding, S.E. Pumping Station | THC-PWA-EFFLUENT | Plant Water Effluent |  | Switch |  | LSH | http://www.toronto.ca/TWONTO#level_switch
65599 | THC-PWA-LSH-0316 | Level Switch High,Incineration. Plant Water Pumping Station | THC-PWA-P-0316 | Pump,Sump, Incineration. Plant Water Pumping Station | Switch,Level | Switch |  | LSH | http://www.toronto.ca/TWONTO#level_switch
65601 | THC-PWA-LSL-0065 | Switch,Level,Low Low,Sump,South Effluent Pump Station,Basement | THC-PWA-CP-0065 | Control Panel,Sump Pumps,South Effluent Pump Station,Intermediate Level |  | Switch |  | LSL | http://www.toronto.ca/TWONTO#level_switch
65616 | THC-PWA-PDIT-1010 | Transmitter, Pressure Differential, High, Filter, Strainer STR-1010, Plant Water System | THC-PWA-STR-1010 | Filter, Plant Water, Plant Water System | Transmitter,Pressure,Differential | Switch |  | PDIT | http://www.toronto.ca/TWONTO#pressure_transmitter
65617 | THC-PWA-PDIT-1020 | Transmitter, Pressure Differential, High, Filter, Strainer STR-1020, Plant Water System | THC-PWA-STR-1020 | Filter, Plant Water, Plant Water System | Transmitter,Pressure,Differential | Switch |  | PDIT | http://www.toronto.ca/TWONTO#pressure_transmitter
65618 | THC-PWA-PDSH-1001 | Switch, Pressure Differential, High, Local Indication, Strainer STR-1000, N.E. Pumping Station | THC-PWA-STR-1000 | Strainer, N.E. Pumping Station |  | Switch |  | PDSH | http://www.toronto.ca/TWONTO#pressure_switch
66097 | THC-SES-FSH-6010 | Switch, Flow, High, Eyewash Station, Plant Services, Headworks | THC-SES-SQ-6010 | Emergency Eyewash & Shower, New Headhouse Screen Room West Side | Switch,Flow-High | Switch |  | FSH | http://www.toronto.ca/TWONTO#flow_switch
66517 | THC-STR-LSH-0105 | Level Switch High,Sump,T33 East Final Tank 0500,Building A | THC-STR-P-0105 | Pump, Sump, Secondary Treatment | Switch,Level | Switch |  | LSH | http://www.toronto.ca/TWONTO#level_switch
66518 | THC-STR-LSH-0144 | Level Switch High,Sump,T33 West & T18 South Building A | THC-STR-P-0144 | Pump, Sump, Tunnel T15 Phase I Secondary | Switch,Level | Switch |  | LSH | http://www.toronto.ca/TWONTO#level_switch
66519 | THC-STR-LSH-0158 | Level Switch High,Sump,T33 East Final Tank 0200,Building A | THC-STR-P-0158 | Pump, Sump, Secondary Treatment | Switch,Level | Switch |  | LSH | http://www.toronto.ca/TWONTO#level_switch
66520 | THC-STR-LSH-0169 | Level Switch High,Sump,Building A Basement North | THC-STR-P-0169 | Pump, Sump, Secondary Treatment | Switch,Level | Switch |  | LSH | http://www.toronto.ca/TWONTO#level_switch
66521 | THC-STR-LSH-0179 | Switch, Level, High, Pump Start, NW Plant, Aeration Gallery | THC-STR-P-0179 | Pump, Centrifugal Submersible, Drainage, NW Plant |  | Switch |  | LSH | http://www.toronto.ca/TWONTO#level_switch
66522 | THC-STR-LSH-0182 | Switch, Level, High, Pump Start, NW Plant | THC-STR-P-0182 | Pump, Centrifugal Submersible, Drainage, NW Plant |  | Switch |  | LSH | http://www.toronto.ca/TWONTO#level_switch
66523 | THC-STR-LSH-0184 | Switch, Level, High, Pump Start, NW Plant | THC-STR-P-0184 | Pump, Centrifugal Submersible, Drainage, NW Plant |  | Switch |  | LSH | http://www.toronto.ca/TWONTO#level_switch
66524 | THC-STR-LSH-0187 | Level Switch High,Sump,T19 Phase 4 Final Area | THC-STR-P-0187 | Pump, Sump, Tunnel T19 Phase IV Secondary | Switch,Level | Switch |  | LSH | http://www.toronto.ca/TWONTO#level_switch
66525 | THC-STR-LSHH-0165 | Level Switch High,T33 West Final Tank 0700 & 0800, Old Plant | THC-STR-P-0165 | Pump, Sump, Secondary Treatment | Switch,Level | Switch |  | LSHH | http://www.toronto.ca/TWONTO#level_switch
66526 | THC-STR-LSHH-0187 | Level Switch High,Sump,T19 Phase 4 Final Area | THC-STR-P-0187 | Pump, Sump, Tunnel T19 Phase IV Secondary | Switch,Level | Switch |  | LSHH | http://www.toronto.ca/TWONTO#level_switch
66527 | THC-STR-LSHH-1301 | Level Switch High High,Sump,T15 Phase 1 Final Area | THC-STR-P-1301A | Pump, Sump, Secondary Treatment | Switch,Level | Switch |  | LSHH | http://www.toronto.ca/TWONTO#level_switch
66534 | THC-STR-LSLL-0179 | Switch, Level Low, Sump Pump Control, NW Plant | THC-STR-P-0179 | Pump, Centrifugal Submersible, Drainage, NW Plant |  | Switch |  | LSLL | http://www.toronto.ca/TWONTO#level_switch
66535 | THC-STR-LSLL-0181 | Switch, Level Low, Sump Pump Control, NW Plant | THC-STR-P-0181 | Pump, Centrifugal Submersible, Drainage, NW Plant |  | Switch |  | LSLL | http://www.toronto.ca/TWONTO#level_switch
66536 | THC-STR-LSLL-0184 | Switch, Level Low, Sump Pump Control, NW Plant | THC-STR-P-0184 | Pump, Centrifugal Submersible, Drainage, NW Plant |  | Switch |  | LSLL | http://www.toronto.ca/TWONTO#level_switch
66655 | THC-STR-PSL-0145 | Switch, Inlet, Pressure-Low, Pump 0140, Secondary Clarifiers 0100&0200 - Old Section | THC-STR-P-0140SUSP | Pump, Tank 0100-0200, Secondary Clarifier, RAS/WAS | Switch,Pressure-Low | Switch | 41052 | PSL | http://www.toronto.ca/TWONTO#pressure_switch
66656 | THC-STR-PSL-0245 | Switch, Inlet, Pressure-Low, Pump 0240, Secondary Clarifiers 0100&0200 - Old Section | THC-STR-P-0240 | Pump, Tank 0100-0200, Secondary Clarifier, RAS/WAS | Switch,Pressure-Low | Switch | 41054 | PSL | http://www.toronto.ca/TWONTO#pressure_switch
66657 | THC-STR-PSL-0345 | Switch, Inlet, Pressure-Low, Pump 0340, Secondary Clarifiers 0300&0400 - Old Section | THC-STR-P-0340 | Pump, Tank 0300-0400, Secondary Clarifier, RAS/WAS | Switch,Pressure-Low | Switch |  | PSL | http://www.toronto.ca/TWONTO#pressure_switch
66658 | THC-STR-PSL-0645 | Switch, Inlet, Pressure-Low, Pump 0640, Secondary Clarifiers 0500&0600 - Old Section | THC-STR-P-0640 | Pump, Tank 0500-0600, Secondary Clarifier, RAS/WAS | Switch,Pressure-Low | Switch |  | PSL | http://www.toronto.ca/TWONTO#pressure_switch
66659 | THC-STR-PSL-0945 | Switch, Inlet, Pressure-Low, Pump 0940,Secondary Clarifier 0900,RAS Pumping Distribution - Phase 1 | THC-STR-P-SP01UR | Pump, spare, under repair | Switch,Pressure-Low | Switch |  | PSL | http://www.toronto.ca/TWONTO#pressure_switch
66660 | THC-STR-PSL-1145 | Switch, Inlet, Pressure-Low, Pump 1140,Secondary Clarifier 1100,RAS Pumping Distribution - Phase 1 | THC-STR-P-1140 | Pump, Dewatering, Tank 1100, Secondary Clarifier, RAS/WAS | Switch,Pressure-Low | Switch |  | PSL | http://www.toronto.ca/TWONTO#pressure_switch
66661 | THC-STR-PSL-1445 | Switch, Inlet, Pressure-Low, Pump 1440,Secondary Clarifier 1400,RAS Pumping Distribution - Phase 4 | THC-STR-P-1440 | New Spare Pump, Dewatering, Tank 1400, Secondary Clarifier, RAS/WAS, Tunnel T19 Phase IV Secondary | Switch,Pressure-Low | Switch |  | PSL | http://www.toronto.ca/TWONTO#pressure_switch
66662 | THC-STR-PSL-1545 | Switch, Inlet, Pressure-Low, Pump 1540,Secondary Clarifier 1500,RAS Pumping Distribution - Phase 4 | THC-STR-P-1540 | New Spare Pump, Dewatering, Tank 1500, Secondary Clarifier, RAS/WAS, Tunnel T19 Phase IV Secondary | Switch,Pressure-Low | Switch |  | PSL | http://www.toronto.ca/TWONTO#pressure_switch
66663 | THC-STR-PSL-1645 | Switch, Inlet, Pressure-Low, Pump 1640,Secondary Clarifier 1600,RAS Pumping Distribution - Phase 4 | THC-STR-P-1640-SCRP | Pump, Dewatering, Tank 1600, Secondary Clarifier, RAS/WAS | Switch,Pressure-Low | Switch |  | PSL | http://www.toronto.ca/TWONTO#pressure_switch
66664 | THC-STR-PSL-5145 | Switch, Inlet, Pressure-Low,,Pump 5140, Secondary Clarifiers 0300&0400 - Old Section | THC-STR-P-5140 | Pump, Tank 0300-0400, Secondary Clarifier, RAS/WAS | Switch,Pressure-Low | Switch |  | PSL | http://www.toronto.ca/TWONTO#pressure_switch
66933 | THC-THK-LSH-0661 | Switch,Level-High,Sump,Sump Pump 0661,admin Building | THC-THK-P-0661 | Pump,Sump,Admin Building | Switch,Level | Switch |  | LSH | http://www.toronto.ca/TWONTO#level_switch
66941 | THC-THK-LSL-1101 | Switch, Level Low, for Mixing Tank-1100,Polymer Make-up System-1100 | THC-THK-MX-1101 | Mixing Assembly,Disperser,Polymer Make-up System-1100,Thickening Building | Mixer,Propeller | Switch |  | LSL | http://www.toronto.ca/TWONTO#level_switch
66947 | THC-THK-LSL-5973 | Switch, Level Low, Centrate Tank T-5970 | THC-THK-T-5970 | Tank,Centrate | Switch,Level-Low | Switch |  | LSL | http://www.toronto.ca/TWONTO#level_switch
66949 | THC-THK-LSL-5993 | Switch, Level Low, Centrate Tank T-5990 | THC-THK-T-5990 | Tank,Centrate | Switch,Level-Low | Switch |  | LSL | http://www.toronto.ca/TWONTO#level_switch
66997 | THC-THK-PSL-1101 | Switch, Pressure Low, Air Flow for Mixing Tank-1100,Polymer Make-up System-1100 | THC-THK-MX-1101 | Mixing Assembly,Disperser,Polymer Make-up System-1100,Thickening Building | Mixer,Propeller | Switch |  | PSL | http://www.toronto.ca/TWONTO#pressure_switch
66998 | THC-THK-PSL-1101 | Switch, Pressure Low, Air Flow for Mixing Tank-1100,Polymer Make-up System-1100 | THC-THK-T-1100 | Tank,Make-up,Polymer Make-up System-1100,Thickening Building | Mixer,Propeller | Switch |  | PSL | http://www.toronto.ca/TWONTO#pressure_switch
67305 | THC-WWW-LSHH-0003 | Switch, Float, High High, Sump Pump P-0100 & P-0200, S.E. Pumping Station | THC-PWA-EFFLUENT | Plant Water Effluent |  | Switch |  | LSHH | http://www.toronto.ca/TWONTO#level_switch
67306 | THC-WWW-LSHH-0003 | Switch, Float, High High, Sump Pump P-0100 & P-0200, S.E. Pumping Station | THC-PWA-SOUTH | South Pumping Station |  | Switch |  | LSHH | http://www.toronto.ca/TWONTO#level_switch
67307 | THC-WWW-LSL-0001 | Switch, Float, Low, Sump Pump P-0100 & P-0200, S.E. Pumping Station | THC-PWA-EFFLUENT | Plant Water Effluent |  | Switch |  | LSL | http://www.toronto.ca/TWONTO#level_switch
67308 | THC-WWW-LSL-0001 | Switch, Float, Low, Sump Pump P-0100 & P-0200, S.E. Pumping Station | THC-PWA-SOUTH | South Pumping Station |  | Switch |  | LSL | http://www.toronto.ca/TWONTO#level_switch
67323 | FCL-TRW-FSL-0003 | Switch, Flow, Low, Sample from District 2 to Analyser AIT-0003, High Lift District 2 Venturi Room | FCL-TRW | Treated Water |  | Switch |  | FSL | http://www.toronto.ca/TWONTO#flow_switch
67324 | FCL-TRW-FSL-0004 | Switch, Flow, Low, Mid Reservoir Sampling Pump P-0001 Outlet to Drain, Filter Pipe Gallery East | FCL-TRW | Treated Water |  | Switch |  | FSL | http://www.toronto.ca/TWONTO#flow_switch
67325 | FCL-TRW-FSL-0005 | Switch, Flow, Low, Orthophosphate Analyzer AIT-0007 Inlet, TW Sampling | FCL-TRW-AIT-0007 | Analyzer, Orthophosphate, Transmitter, Multichannel, District 2 venturi Room, TRW pumping station | Switch,Flow-Low | Switch |  | FSL | http://www.toronto.ca/TWONTO#flow_switch
67326 | FCL-TRW-FSL-0007 | Switch, Flow, Low, pH Analyzer AIT-0008 Inlet, TW Sampling | FCL-TRW-AIT-0008 | Analyzer, pH, TRW, High Lift PS Building, District 2 venturi Room, TRW pumping station | Switch,Flow-Low | Switch |  | FSL | http://www.toronto.ca/TWONTO#flow_switch
67348 | FCL-TRW-LSH-0001 | Switch, Level-High, Tank 0001, Surge Tank Building | FCL-TRW-T-0001 | Vessel, Pressure, Surge, Surge Tank Building | Switch,Level-High | Switch |  | LSH | http://www.toronto.ca/TWONTO#level_switch
67349 | FCL-TRW-LSH-0002 | Switch, Level-High, Tank 0002, Surge Tank Building | FCL-TRW-T-0002 | Vessel, Pressure, Surge, Surge Tank Building | Switch,Level-High | Switch |  | LSH | http://www.toronto.ca/TWONTO#level_switch
67350 | FCL-TRW-LSHH-0002 | Switch, Level-High-High, Tank 0002, Surge Tank Building | FCL-TRW-4 | Surge Suppression | Switch,Level-High-High | Switch |  | LSHH | http://www.toronto.ca/TWONTO#level_switch
67351 | FCL-TRW-LSHH-0002 | Switch, Level-High-High, Tank 0002, Surge Tank Building | FCL-TRW-T-0002 | Vessel, Pressure, Surge, Surge Tank Building | Switch,Level-High-High | Switch |  | LSHH | http://www.toronto.ca/TWONTO#level_switch
67352 | FCL-TRW-LSL-0001 | Switch, Level-Low, Tank 0001, Surge Tank Building | FCL-TRW-T-0001 | Vessel, Pressure, Surge, Surge Tank Building | Switch,Level-Low | Switch |  | LSL | http://www.toronto.ca/TWONTO#level_switch
67353 | FCL-TRW-LSL-0002 | Switch, Level-Low, Tank 0002, Surge Tank Building | FCL-TRW-T-0002 | Vessel, Pressure, Surge, Surge Tank Building | Switch,Level-Low | Switch |  | LSL | http://www.toronto.ca/TWONTO#level_switch
67354 | FCL-TRW-LSL-0700 | Switch, Level, Low, Treated Water Pump P-0700 Loss of Prime, High Lift Building, Pump Room | FCL-TRW-P-0700 | Pump, Treated Water | Switch,Level-Low | Switch |  | LSL | http://www.toronto.ca/TWONTO#level_switch
67355 | FCL-TRW-LSLL-0001 | Switch, Level-Low-Low, Tank 0001, Surge Tank Building | FCL-TRW-T-0001 | Vessel, Pressure, Surge, Surge Tank Building | Switch,Level-Low-Low | Switch |  | LSLL | http://www.toronto.ca/TWONTO#level_switch
67486 | THR-ACC-ASH-5013S | Carbon Monoxide(CO) and Smoke Detector (Eingie Room Basement-Boiler Area) | THR-ELS-HH | Electrical System, Head House and Engine Room | Fire Prevention,Heat Detector | Switch | 47418 | ASH | http://www.toronto.ca/TWONTO#flame_or_combustion_sensing_instrument
67615 | THR-ACC-DS-0711 | Switch, Disconnect, Pump 1, Glycol Skid, Compressor Building Main Floor, Glycol System | THR-ACC-P-0711 | Pump 1, Glycol Skid, Compressor Bldg Main Floor, Glycol System |  | Switch |  | DS | http://www.toronto.ca/TWONTO#disconnect_switch
67616 | THR-ACC-DS-0712 | Switch, Disconnect, Pump 2, Glycol Skid, Compressor Building Main Floor, Glycol System | THR-ACC-P-0712 | Pump 2, Glycol Skid, Compressor Bldg Main Floor, Glycol System |  | Switch |  | DS | http://www.toronto.ca/TWONTO#disconnect_switch
67764 | THR-ACC-FSH-0003 | Switch,Flow-High, Eye Wash flow,Eye wash satation,Disinfection Building | THR-ACC-EWS-0003S | Eye Wash Station,Disinfection Bldg | Valve,Ball | Switch |  | FSH | http://www.toronto.ca/TWONTO#flow_switch
67765 | THR-ACC-FSL-0001 | Switch, Flow-Low, P-0201A | THR-ACC-P-0201A | Pump, Centrifugal, Glycol Heating Supply to AHU-0001 | Switch,Flow-Low | Switch |  | FSL | http://www.toronto.ca/TWONTO#flow_switch
67766 | THR-ACC-FSL-0002 | Switch, Flow-Low, P-0201B | THR-ACC-P-0201B | Pump, Centrifugal, Glycol Heating Supply to AHU-0001 | Switch,Flow-Low | Switch |  | FSL | http://www.toronto.ca/TWONTO#flow_switch
67767 | THR-ACC-FSL-0006 | Switch, Flow-Low, P-0203B | THR-ACC-P-0203B | Pump, Centrifugal, Glycol Heating Supply to AHU-0003 | Switch,Flow-Low | Switch |  | FSL | http://www.toronto.ca/TWONTO#flow_switch
67768 | THR-ACC-FSL-0011 | Switch, Flow, Low, Main Glycol Supply, Ground Floor | THR-ACC-T-0206 | Tank, Glycol Make-Up Package, STB Basement | Switch,Flow-Low | Switch |  | FSL | http://www.toronto.ca/TWONTO#flow_switch
67769 | THR-ACC-FSL-0012 | Switch, Flow, Low, Hot Water Recirculation Pump-0101, Ground Floor | THR-ACC-P-0101 | Pump, Hot Water Recirculation, STB Ground Floor | Switch,Flow-Low | Switch |  | FSL | http://www.toronto.ca/TWONTO#flow_switch
67770 | THR-ACC-FSL-0100 | Switch, Flow, Low, Air Flow, Air Handling Unit AHU-0100, Headhouse Roof | THR-ACC-AHU-0100 | Air Handling Unit,Main Equipment Room Mezzanine,Main Equipment Room Air Handling Unit | Switch,Flow-Low | Switch |  | FSL | http://www.toronto.ca/TWONTO#flow_switch
67771 | THR-ACC-FSL-0110 | Switch, Flow, Low, Supply Air Duct, Air Handling Unit AHU-0110, Headhouse Roof | THR-ACC-AHU-0110 | Air Handling Unit, Headhouse Grit Area Air Supply, Headhouse Roof | Switch,Flow-Low | Switch |  | FSL | http://www.toronto.ca/TWONTO#flow_switch
67772 | THR-ACC-FSL-0200 | Switch, Flow, Low, Supply Air Duct, Air Handling Unit AHU-0200, North Grit South Fan Room | THR-ACC-AHU-0200 | Air Handling Unit, Air Supply, North Grit Fan Room | Switch,Flow-Low | Switch |  | FSL | http://www.toronto.ca/TWONTO#flow_switch
67773 | THR-ACC-FSL-0202A | Switch, Flow-Low, P-0202A | THR-ACC-P-0202A | Pump, Centrifugal, Glycol Heating Supply to AHU-0002 | Switch,Flow-Low | Switch |  | FSL | http://www.toronto.ca/TWONTO#flow_switch
67774 | THR-ACC-FSL-0202B | Switch, Flow-Low, P-0202B | THR-ACC-P-0202B | Pump, Centrifugal, Glycol Heating Supply to AHU-0002 | Switch,Flow-Low | Switch |  | FSL | http://www.toronto.ca/TWONTO#flow_switch
67775 | THR-ACC-FSL-0231 | Switch, Flow, Low, Discharge Air FN-0231, AHU-0230, North Grit Storage Room | THR-ACC-AHU-0230 | Air Handling Unit, Air Supply, North Grit Fan Room | Switch,Flow-Low | Switch |  | FSL | http://www.toronto.ca/TWONTO#flow_switch
67776 | THR-ACC-FSL-0750 | Switch, Flow-Low, Discharge, AHU-0750, North Grit Bldg, Gallery Ventilation, Zone 1A and 1B | THR-ACC-AHU-0750 | Air Handling Unit, Blow Thru, North Grit Bldg, Gallery Ventilation, Zone 1A and 1B | Switch,Flow-Low | Switch |  | FSL | http://www.toronto.ca/TWONTO#flow_switch
67777 | THR-ACC-FSL-0755S | Switch, Flow-Low, Air Handling Unit 0755, RAS Pump, Centrifugaling Station, T-20, Plant Services, Gallery Ventilation, Zone 3B | THR-ACC-AHU-0755S | Air Handling Unit, Blow Thru, RSPS Roof, Gallery Ventilation, Zone 3B | Switch,Flow-Low | Switch | 39340 | FSL | http://www.toronto.ca/TWONTO#flow_switch
67778 | THR-ACC-FSL-0756 | Switch, Flow-Low, Air Handling Unit 0756, East Maintenance Bldg, Plant Services, Gallery Ventilation, Zone 3A | THR-ACC-AHU-0756 | Air Handling Unit, Blow Thru, East Maintenance Bldg, Gallery Ventilation, Zone 3A | Switch,Flow-Low | Switch |  | FSL | http://www.toronto.ca/TWONTO#flow_switch
67779 | THR-ACC-FSL-0757 | Switch, Flow-Low, Air Handling Unit 0757, East Maintenance Bldg, Plant Services, Gallery Ventilation, Zone 3A | THR-ACC-AHU-0757 | Air Handling Unit, Blow Thru, East Maintenance Bldg. Roof, Gallery Ventilation, Zone 3A | Switch,Flow-Low | Switch |  | FSL | http://www.toronto.ca/TWONTO#flow_switch
67780 | THR-ACC-FSL-0840 | Switch, Flow-Low, Discharge, Exhaust Fan 0840, T12 North, Plant Services, Gallery Ventilation, Zone 1A and 1B | THR-ACC-FN-0840 | Fan, Exhaust, T12 North, Plant Services, Gallery Ventilation, Zone 1A, 1B | Switch,Flow-Low | Switch |  | FSL | http://www.toronto.ca/TWONTO#flow_switch
67781 | THR-ACC-FSL-0841 | Switch, Flow-Low, Discharge, Exhaust Fan 0841, T12 North, Plant Services, Gallery Ventilation, Zone 1A and 1B | THR-ACC-FN-0841 | Fan, Exhaust, T12 North, Plant Services, Gallery Ventilation, Zone 1A, 1B | Switch,Flow-Low | Switch |  | FSL | http://www.toronto.ca/TWONTO#flow_switch
67782 | THR-ACC-FSL-0844S | Switch, Flow-Low, Exhaust Fan 0844, T14 North, Plant Services, Gallery Ventilation, Zone 2A and 2B | THR-ACC-FN-0844 | Fan, Exhaust, T14 North, Plant Services, Gallery Ventilation, Zone 2A, 2B, 2C | Switch,Flow-Low | Switch | 39342 | FSL | http://www.toronto.ca/TWONTO#flow_switch
67783 | THR-ACC-FSL-0848 | Switch, Flow-Low, Exhaust Fan 0848, T21, Plant Services, Gallery Ventilation, Zone 3A | THR-ACC-FN-0848 | Fan, Exhaust, T21, Access House, Gallery Ventilation, Zone 3A | Switch,Flow-Low | Switch |  | FSL | http://www.toronto.ca/TWONTO#flow_switch
67784 | THR-ACC-FSL-0850 | Switch, Flow-Low, Exhaust Fan 0850, T16, Plant Services, Gallery Ventilation, Zone 3A | THR-ACC-FN-0850 | Fan, Exhaust, T16, Plant Services, Gallery Ventilation, Zone 3A | Switch,Flow-Low | Switch |  | FSL | http://www.toronto.ca/TWONTO#flow_switch
67785 | THR-ACC-FSL-0853S | Switch, Flow-Low, Exhaust Fan 0853, T19, Plant Services, Gallery Ventilation, Zone 3B | THR-ACC-FN-0853S | Fan, Exhaust, T19, Plant Services, Gallery Ventilation, Zone 3B | Switch,Flow-Low | Switch | 39346 | FSL | http://www.toronto.ca/TWONTO#flow_switch
67786 | THR-ACC-FSL-0855S | Switch, Flow-Low, Exhaust Fan 0855, T13, Plant Services, Gallery Ventilation, Zone 3B | THR-ACC-FN-0855S | Fan, Exhaust, T13, Plant Services, Gallery Ventilation, Zone 3B | Switch,Flow-Low | Switch | 39348 | FSL | http://www.toronto.ca/TWONTO#flow_switch
67787 | THR-ACC-FSL-0858 | Switch, Flow-Low, Exhaust Fan 0858, T21, Plant Services, Gallery Ventilation, Zone 3A | THR-ACC-FN-0858 | Fan, Exhaust, T21B, Access House, Gallery Ventilation, Zone 3A | Switch,Flow-Low | Switch |  | FSL | http://www.toronto.ca/TWONTO#flow_switch
67788 | THR-ACC-FSL-0860 | Switch, Flow-Low, Exhaust Fan 0846, T12 North, Plant Services, Gallery Ventilation, Zone 2A and 2B | THR-ACC-FN-0860 | Fan, Exhaust, T12 North, Plant Services, Gallery Ventilation, Zone 2A, 2B, 2C | Switch,Flow-Low | Switch |  | FSL | http://www.toronto.ca/TWONTO#flow_switch
67789 | THR-ACC-FSL-0972S | Switch, Flow-Low, Air Curtain 0972, Plant Services, Gallery Ventilation, Zone 3B | THR-ACC-FN-0972S | Fan, Air Curtain, T20, Plant Services, Gallery Ventilation, Zone 3B | Switch,Flow-Low | Switch | 39350 | FSL | http://www.toronto.ca/TWONTO#flow_switch
67790 | THR-ACC-FSL-1301 | Switch, Flow-Low, Outlet, Boiler 1301, Hot Water Supply, Plant Central Hot Water System, Hot Water Boilers | THR-ACC-BO-1301 | Boiler, Low Pressure, Hot Water, Plant Central Hot Water System, Hot Water Boilers (CRN-H9308.5,TSSA UID-65022703, SNo.-5.1103723) | Switch,Flow-Low | Switch |  | FSL | http://www.toronto.ca/TWONTO#flow_switch
67791 | THR-ACC-FSL-1401 | Switch, Flow-Low, Outlet, Boiler 1401, Hot Water Supply, Plant Central Hot Water System, Hot Water Boilers | THR-ACC-BO-1401 | Boiler, Low Pressure, Hot Water, Plant Central Hot Water System, Hot Water Boilers (CRN-H9308.5,TSSA UID-65022704, SNo.-5.1103724) | Switch,Flow-Low | Switch |  | FSL | http://www.toronto.ca/TWONTO#flow_switch
67792 | THR-ACC-FSL-1402 | Switch, Flow-Low, Discharge, Blower for Boiler 1401, Plant Central Hot Water System, Hot Water Boilers | THR-ACC-BO-1401 | Boiler, Low Pressure, Hot Water, Plant Central Hot Water System, Hot Water Boilers (CRN-H9308.5,TSSA UID-65022704, SNo.-5.1103724) | Switch,Flow-Low | Switch |  | FSL | http://www.toronto.ca/TWONTO#flow_switch
67793 | THR-ACC-FSL-1502 | Switch, Flow-Low, Discharge, Blower for Boiler 1501, Plant Central Hot Water System, Hot Water Boilers | THR-ACC-BO-1501 | Boiler, Low Pressure, Hot Water, Plant Central Hot Water System, Hot Water Boilers (CRN-H9308.5,TSSA UID-65022705, SNo.-5.1103725) | Switch,Flow-Low | Switch |  | FSL | http://www.toronto.ca/TWONTO#flow_switch
67828 | THR-ACC-HMSH-5010 | Switch, High Ventilation,HVAC,Dechlorination Building | THR-ACC-DIS | Air Conditioning, HVAC, Chlorine Building | Switch,Temperature-Low | Switch |  | HMSH | http://www.toronto.ca/TWONTO#thermostat_or_zone_controller_unit
67922 | FCL-TRW-PSH-0002 | Switch, Pressure-High, District 2, Treated Water Pumping Station | FCL-TRW-2 | Treated Water Pumping | Switch,Pressure-High | Switch |  | PSH | http://www.toronto.ca/TWONTO#pressure_switch
67923 | FCL-TRW-PSH-0003 | Switch, Pressure-High, Air Supply, Surge Tank Building | FCL-TRW | Treated Water | Switch,Pressure-High | Switch |  | PSH | http://www.toronto.ca/TWONTO#pressure_switch
67924 | FCL-TRW-PSH-0003 | Switch, Pressure-High, Air Supply, Surge Tank Building | FCL-TRW-T-0003 | Vessel, Pressure, Air Supply, Surge Tank Building | Switch,Pressure-High | Switch |  | PSH | http://www.toronto.ca/TWONTO#pressure_switch
67925 | FCL-TRW-PSH-0004 | Switch, Pressure-High, Vacuum Priming Unit, Treated Water Pumping Station | FCL-TRW | Treated Water | Switch,Pressure-High | Switch |  | PSH | http://www.toronto.ca/TWONTO#pressure_switch
67926 | FCL-TRW-PSL-0001 | Switch, Pressure-Low, District 1W, Treated Water Pumping Station | FCL-TRW-2 | Treated Water Pumping | Switch,Pressure-Low | Switch |  | PSL | http://www.toronto.ca/TWONTO#pressure_switch
67927 | FCL-TRW-PSL-0002 | Switch, Pressure-Low, District 2, Treated Water Pumping Station | FCL-TRW | Treated Water | Switch,Pressure-Low | Switch |  | PSL | http://www.toronto.ca/TWONTO#pressure_switch
67928 | FCL-TRW-PSL-0002 | Switch, Pressure-Low, District 2, Treated Water Pumping Station | FCL-TRW-2 | Treated Water Pumping | Switch,Pressure-Low | Switch |  | PSL | http://www.toronto.ca/TWONTO#pressure_switch
67953 | THR-ACC-LSL-0900 | Switch, Low Water Cut Off, North Grit Boiler 0900, Plant Central Hot Water System | THR-ACC-BO-0900 | Boiler, Low Pressure, North Grit Boilers, Plant Services, Natural Gas Overview (CRN-B9917.5,TSSA UID-65022712, SNo.-5.867337,S-87072) | Switch,Level-Low | Switch |  | LSL | http://www.toronto.ca/TWONTO#level_switch
67954 | THR-ACC-LSL-1501 | Switch, Low Water Cut Off, Boiler 1501, Plant Central Hot Water System, Hot Water Boilers | THR-ACC-BO-1501 | Boiler, Low Pressure, Hot Water, Plant Central Hot Water System, Hot Water Boilers (CRN-H9308.5,TSSA UID-65022705, SNo.-5.1103725) | Switch,Level-Low | Switch |  | LSL | http://www.toronto.ca/TWONTO#level_switch
67955 | THR-ACC-LSL-1701 | Switch, Low Water Cut Off, Boiler 1701, Plant Central Hot Water System, Hot Water Boilers | THR-ACC-BO-1701 | Boiler, Low Pressure, Hot Water, Plant Central Hot Water System, Hot Water Boilers (CRN-H9308.5,TSSA UID-65022707, SNo.-5.1103727) | Switch,Level-Low | Switch |  | LSL | http://www.toronto.ca/TWONTO#level_switch
68047 | FCL-TRW-TSH-0002 | Switch, Temperature-High, Building, Treated Water Pumping Station | FCL-TRW | Treated Water | Switch,Temperature-High | Switch |  | TSH | http://www.toronto.ca/TWONTO#temperature_switch
68048 | FCL-TRW-TSH-0002 | Switch, Temperature-High, Building, Treated Water Pumping Station | FCL-TRW-2 | Treated Water Pumping | Switch,Temperature-High | Switch |  | TSH | http://www.toronto.ca/TWONTO#temperature_switch
68049 | FCL-TRW-TSL-0001 | Switch, Temperature-Low, Building, Treated Water Pumping Station | FCL-TRW | Treated Water | Switch,Temperature-Low | Switch |  | TSL | http://www.toronto.ca/TWONTO#temperature_switch
68403 | THR-ACC-PDSH-3500 | Switch, Pressure Differential, High, Serves THR-ACC-AHU-3500 | THR-ACC-AHU-3500 | Air Handling Unit, 100% Outside Air Draw Thru, Ferrous Chloride Facility Pump Rm | Switch,Pressure | Switch |  | PDSH | http://www.toronto.ca/TWONTO#pressure_switch
68404 | THR-ACC-PDSH-4001 | Switch, Pressure Differential, High, Serves THR-ACC-AHU-4001,Gallery T17E | THR-ACC-AHU-4001 | Air Handling Unit, 100% Outside Air Draw Thru, T17E | Switch,Pressure | Switch |  | PDSH | http://www.toronto.ca/TWONTO#pressure_switch
68405 | THR-ACC-PDSH-4501 | Switch, Pressure Differential, High, Serves THR-ACC-AHU-4501,SP RAS Pumping Station | THR-ACC-AHU-4501 | Air Handling Unit, 100% Outside Air Draw Thru, RAS Pumping Station | Switch,Pressure | Switch |  | PDSH | http://www.toronto.ca/TWONTO#pressure_switch
68406 | THR-ACC-PDSL-4000 | Switch, Pressure Differential, Low, Serves THR-ACC-FN-4005,Gallery 20N | THR-ACC-FN-4005 | Fan, Supply, T20N, Vault 3 | Switch,Flow-Low | Switch |  | PDSL | http://www.toronto.ca/TWONTO#pressure_switch
68407 | THR-ACC-PDSL-4001 | Switch, Pressure Differential, Low, Serves THR-ACC-FN-4006,Gallery 20N | THR-ACC-FN-4006 | Fan, Exhaust, T20N, Vault 3 | Switch,Flow-Low | Switch |  | PDSL | http://www.toronto.ca/TWONTO#pressure_switch
68408 | THR-ACC-PDSL-4003 | Switch, Pressure Differential, Low, Serves THR-ACC-FN-4008,Gallery 20N | THR-ACC-FN-4008 | Fan, Exhaust, T20N, Vault 2,Gallery T20N | Switch,Flow-Low | Switch |  | PDSL | http://www.toronto.ca/TWONTO#pressure_switch
68409 | THR-ACC-PDSL-4004 | Switch, Pressure Differential, Low, Serves THR-ACC-FN-4009,Gallery 20N | THR-ACC-FN-4008 | Fan, Exhaust, T20N, Vault 2,Gallery T20N | Switch,Flow-Low | Switch |  | PDSL | http://www.toronto.ca/TWONTO#pressure_switch
68410 | THR-ACC-PDSL-4004 | Switch, Pressure Differential, Low, Serves THR-ACC-FN-4009,Gallery 20N | THR-ACC-FN-4009 | Fan, Supply, T20N, Vault 1,Gallery T20N | Switch,Flow-Low | Switch |  | PDSL | http://www.toronto.ca/TWONTO#pressure_switch
68411 | THR-ACC-PDSL-4005 | Switch, Pressure Differential, Low, Serves THR-ACC-FN-4010,Gallery 20N | THR-ACC-FN-4010 | Fan, Exhaust, T20N, Vault 1,Gallery T20N | Switch,Flow-Low | Switch |  | PDSL | http://www.toronto.ca/TWONTO#pressure_switch
68423 | THR-ACC-PSH-0140 | Switch, Pressure, High, Filter Gauge Status, Air Handling Unit AHU-0140, Headhouse Loading Bay Roof | THR-ACC-AHU-0140 | Air Handling Unit, Headhouse Loading Bay Air Supply, Headhouse Roof | Switch,Pressure-High | Switch |  | PSH | http://www.toronto.ca/TWONTO#pressure_switch
68424 | THR-ACC-PSH-0150 | Switch, Pressure, High, Filter Gauge Status, Air Handling Unit AHU-0150, Headhouse Loading Bay Roof | THR-ACC-AHU-0150 | Air Handling Unit, Headhouse Loading Bay Air Supply, Headhouse Roof | Switch,Pressure-High | Switch |  | PSH | http://www.toronto.ca/TWONTO#pressure_switch
68425 | THR-ACC-PSH-0200 | Switch, Pressure, High, Filter Gauge Status, Air Handling Unit AHU-0200, North Grit South Fan Room | THR-ACC-AHU-0200 | Air Handling Unit, Air Supply, North Grit Fan Room | Switch,Pressure-High | Switch |  | PSH | http://www.toronto.ca/TWONTO#pressure_switch
68426 | THR-ACC-PSH-0240 | Switch, Pressure, High, Filter Gauge Status, Air Handling Unit MUA-558, North Grit South Fan Room | THR-ACC-FN-0240 | Fan, Plenum, Supply, Existing Air Handling Unit MAU-558, North Grit Fan Room | Switch,Pressure-High | Switch |  | PSH | http://www.toronto.ca/TWONTO#pressure_switch
68427 | THR-ACC-PSH-1301 | Switch,Pressure-High, NG Valve Train, Boiler 1301, Plant Central Hot Water System, Hot Water Boilers | THR-ACC-BO-1301 | Boiler, Low Pressure, Hot Water, Plant Central Hot Water System, Hot Water Boilers (CRN-H9308.5,TSSA UID-65022703, SNo.-5.1103723) | Switch,Pressure-High | Switch |  | PSH | http://www.toronto.ca/TWONTO#pressure_switch
68428 | THR-ACC-PSH-1303 | Switch,Pressure-High, DG Valve Train, Boiler 1301, Plant Central Hot Water System, Hot Water Boilers | THR-ACC-BO-1301 | Boiler, Low Pressure, Hot Water, Plant Central Hot Water System, Hot Water Boilers (CRN-H9308.5,TSSA UID-65022703, SNo.-5.1103723) | Switch,Pressure-High | Switch |  | PSH | http://www.toronto.ca/TWONTO#pressure_switch
68429 | THR-ACC-PSH-1402 | Switch,Pressure-High, DG Valve Train, Boiler 1401, Plant Central Hot Water System, Hot Water Boilers | THR-ACC-BO-1401 | Boiler, Low Pressure, Hot Water, Plant Central Hot Water System, Hot Water Boilers (CRN-H9308.5,TSSA UID-65022704, SNo.-5.1103724) | Switch,Pressure-High | Switch |  | PSH | http://www.toronto.ca/TWONTO#pressure_switch
68430 | THR-ACC-PSH-1403 | Switch,Pressure-High, DG Valve Train, Boiler 1401, Plant Central Hot Water System, Hot Water Boilers | THR-ACC-BO-1401 | Boiler, Low Pressure, Hot Water, Plant Central Hot Water System, Hot Water Boilers (CRN-H9308.5,TSSA UID-65022704, SNo.-5.1103724) | Switch,Pressure-High | Switch |  | PSH | http://www.toronto.ca/TWONTO#pressure_switch
68431 | THR-ACC-PSH-1501 | Switch,Pressure-High, NG Valve Train, Boiler 1501, Plant Central Hot Water System, Hot Water Boilers | THR-ACC-BO-1501 | Boiler, Low Pressure, Hot Water, Plant Central Hot Water System, Hot Water Boilers (CRN-H9308.5,TSSA UID-65022705, SNo.-5.1103725) | Switch,Pressure-High | Switch |  | PSH | http://www.toronto.ca/TWONTO#pressure_switch
68432 | THR-ACC-PSH-1602 | Switch,Pressure-High, DG Valve Train, Boiler 1601, Plant Central Hot Water System, Hot Water Boilers | THR-ACC-BO-1601 | Boiler, Low Pressure, Hot Water, Plant Central Hot Water System, Hot Water Boilers (CRN-H9308.5,TSSA UID-65022706, SNo.-5.1103726) | Switch,Pressure-High | Switch |  | PSH | http://www.toronto.ca/TWONTO#pressure_switch
68433 | THR-ACC-PSH-1701 | Switch,Pressure-High, NG Valve Train, Boiler 1701, Plant Central Hot Water System, Hot Water Boilers | THR-ACC-BO-1701 | Boiler, Low Pressure, Hot Water, Plant Central Hot Water System, Hot Water Boilers (CRN-H9308.5,TSSA UID-65022707, SNo.-5.1103727) | Switch,Pressure-High | Switch |  | PSH | http://www.toronto.ca/TWONTO#pressure_switch
68434 | THR-ACC-PSH-1702 | Switch,Pressure-High, DG Valve Train, Boiler 1701, Plant Central Hot Water System, Hot Water Boilers | THR-ACC-BO-1701 | Boiler, Low Pressure, Hot Water, Plant Central Hot Water System, Hot Water Boilers (CRN-H9308.5,TSSA UID-65022707, SNo.-5.1103727) | Switch,Pressure-High | Switch |  | PSH | http://www.toronto.ca/TWONTO#pressure_switch
68435 | THR-ACC-PSH-2101 | Switch, Pressurel-High, Discharge, Pump, Centrifugal 2101, Plant Central Hot Water System, Plant Central Hot Water System, Hot Water Recirculation Pump, Centrifugals | THR-ACC-P-2101 | Pump, Centrifugal, Primary Loop Hot Water Recirculation, Plant Central Hot Water System, | Switch,Pressure-High | Switch |  | PSH | http://www.toronto.ca/TWONTO#pressure_switch
68436 | THR-ACC-PSH-2201 | Switch, Pressurel-High, Discharge, Pump, Centrifugal 2201, Plant Central Hot Water System, Plant Central Hot Water System, Hot Water Recirculation Pump, Centrifugals | THR-ACC-P-2201 | Pump, Centrifugal, Primary Loop Hot Water Recirculation, Plant Central Hot Water System, | Switch,Pressure-High | Switch |  | PSH | http://www.toronto.ca/TWONTO#pressure_switch
68437 | THR-ACC-PSH-2401 | Switch, Pressurel-High, Discharge, Pump, Centrifugal 2401, Plant Central Hot Water System, Plant Central Hot Water System, Hot Water Recirculation Pump, Centrifugals | THR-ACC-P-2401 | Pump, Centrifugal, Primary Loop Hot Water Recirculation, Plant Central Hot Water System, | Switch,Pressure-High | Switch |  | PSH | http://www.toronto.ca/TWONTO#pressure_switch
68438 | THR-ACC-PSH-2601 | Switch, Pressurel-High, Discharge, Pump, Centrifugal 2601, Plant Central Hot Water System, Plant Central Hot Water System, Hot Water Recirculation Pump, Centrifugals | THR-ACC-P-2601 | Pump, Centrifugal, Primary Loop Hot Water Recirculation, Plant Central Hot Water System, | Switch,Pressure-High | Switch |  | PSH | http://www.toronto.ca/TWONTO#pressure_switch
68439 | THR-ACC-PSL-0510 | Switch, Pressure Low, Suction, Pump, Centrifugal 0520, Boiler Bldg, Plant Services, Gallery Ventilation, Zone 2A and 2B | THR-ACC-P-0510 | Pump, Centrifugal, Hot Water, Gallery Ventilation, Zone 2A, 2B and 2C | Switch,Pressure-Low | Switch |  | PSL | http://www.toronto.ca/TWONTO#pressure_switch
68440 | THR-ACC-PSL-0801 | Switch, Pressure-Low, Inlet Digester Gas Train for Boiler 0800, North Grit Boilers | THR-ACC-BO-0800 | Boiler, Low Pressure, North Grit Boilers, Plant Services, Natural Gas Overview (CRN-B9917.5,TSSA UID-65022713, SNo.-5.867338,S-87073) | Switch,Pressure-Low | Switch |  | PSL | http://www.toronto.ca/TWONTO#pressure_switch
68441 | THR-ACC-PSL-0901 | Switch, Pressure-Low, Digeter Gas Train for Boiler 0900, North Grit Boilers | THR-ACC-BO-0900 | Boiler, Low Pressure, North Grit Boilers, Plant Services, Natural Gas Overview (CRN-B9917.5,TSSA UID-65022712, SNo.-5.867337,S-87072) | Switch,Pressure-Low | Switch |  | PSL | http://www.toronto.ca/TWONTO#pressure_switch
68442 | THR-ACC-PSL-1301 | Switch, Pressure-Low,NG Valve Train, Boiler 1301, Plant Central Hot Water System, Hot Water Boilers | THR-ACC-BO-1301 | Boiler, Low Pressure, Hot Water, Plant Central Hot Water System, Hot Water Boilers (CRN-H9308.5,TSSA UID-65022703, SNo.-5.1103723) | Switch,Pressure-Low | Switch |  | PSL | http://www.toronto.ca/TWONTO#pressure_switch
68443 | THR-ACC-PSL-1302 | Switch, Pressure-Low, DG Valve Train, Boiler 1301, Plant Central Hot Water System, Hot Water Boilers | THR-ACC-BO-1301 | Boiler, Low Pressure, Hot Water, Plant Central Hot Water System, Hot Water Boilers (CRN-H9308.5,TSSA UID-65022703, SNo.-5.1103723) | Switch,Pressure-Low | Switch |  | PSL | http://www.toronto.ca/TWONTO#pressure_switch
68444 | THR-ACC-PSL-1402 | Switch, Pressure-Low, DG Valve Train, Boiler 1401, Plant Central Hot Water System, Hot Water Boilers | THR-ACC-BO-1401 | Boiler, Low Pressure, Hot Water, Plant Central Hot Water System, Hot Water Boilers (CRN-H9308.5,TSSA UID-65022704, SNo.-5.1103724) | Switch,Pressure-Low | Switch |  | PSL | http://www.toronto.ca/TWONTO#pressure_switch
68445 | THR-ACC-PSL-1501 | Switch, Pressure-Low, NG Valve Train, Boiler 1501, Plant Central Hot Water System, Hot Water Boilers | THR-ACC-BO-1501 | Boiler, Low Pressure, Hot Water, Plant Central Hot Water System, Hot Water Boilers (CRN-H9308.5,TSSA UID-65022705, SNo.-5.1103725) | Switch,Pressure-Low | Switch |  | PSL | http://www.toronto.ca/TWONTO#pressure_switch
68446 | THR-ACC-PSL-1601 | Switch, Pressure-Low, NG Valve Train, Boiler 1601, Plant Central Hot Water System, Hot Water Boilers | THR-ACC-BO-1601 | Boiler, Low Pressure, Hot Water, Plant Central Hot Water System, Hot Water Boilers (CRN-H9308.5,TSSA UID-65022706, SNo.-5.1103726) | Switch,Pressure-Low | Switch |  | PSL | http://www.toronto.ca/TWONTO#pressure_switch
68447 | THR-ACC-PSL-1602 | Switch, Pressure-Low,DG Valve Train, Boiler 1601, Plant Central Hot Water System, Hot Water Boilers | THR-ACC-BO-1601 | Boiler, Low Pressure, Hot Water, Plant Central Hot Water System, Hot Water Boilers (CRN-H9308.5,TSSA UID-65022706, SNo.-5.1103726) | Switch,Pressure-Low | Switch |  | PSL | http://www.toronto.ca/TWONTO#pressure_switch
68448 | THR-ACC-PSL-1701 | Switch, Pressure-Low, NG Valve Train, Boiler 1701, Plant Central Hot Water System, Hot Water Boilers | THR-ACC-BO-1701 | Boiler, Low Pressure, Hot Water, Plant Central Hot Water System, Hot Water Boilers (CRN-H9308.5,TSSA UID-65022707, SNo.-5.1103727) | Switch,Pressure-Low | Switch |  | PSL | http://www.toronto.ca/TWONTO#pressure_switch
68449 | THR-ACC-PSL-2101 | Switch, Pressurel-Low, Suction, Pump, Centrifugal 2101, Plant Central Hot Water System, Plant Central Hot Water System, Hot Water Recirculation Pump, Centrifugals | THR-ACC-P-2101 | Pump, Centrifugal, Primary Loop Hot Water Recirculation, Plant Central Hot Water System, | Switch,Pressure-Low | Switch |  | PSL | http://www.toronto.ca/TWONTO#pressure_switch
68450 | THR-ACC-PSL-2201 | Switch, Pressurel-Low, Suction, Pump, Centrifugal 2201, Plant Central Hot Water System, Plant Central Hot Water System, Hot Water Recirculation Pump, Centrifugals | THR-ACC-P-2201 | Pump, Centrifugal, Primary Loop Hot Water Recirculation, Plant Central Hot Water System, | Switch,Pressure-Low | Switch |  | PSL | http://www.toronto.ca/TWONTO#pressure_switch
68451 | THR-ACC-PSL-2501 | Switch, Pressurel-Low, Suction, Pump, Centrifugal 2501, Plant Central Hot Water System, Plant Central Hot Water System, Hot Water Recirculation Pump, Centrifugals | THR-ACC-P-2501 | Pump, Centrifugal, Primary Loop Hot Water Recirculation, Plant Central Hot Water System, | Switch,Pressure-Low | Switch |  | PSL | http://www.toronto.ca/TWONTO#pressure_switch
68452 | THR-ACC-PSL-2601 | Switch, Pressurel-Low, Suction, Pump, Centrifugal 2601, Plant Central Hot Water System, Plant Central Hot Water System, Hot Water Recirculation Pump, Centrifugals | THR-ACC-P-2601 | Pump, Centrifugal, Primary Loop Hot Water Recirculation, Plant Central Hot Water System, | Switch,Pressure-Low | Switch |  | PSL | http://www.toronto.ca/TWONTO#pressure_switch
68662 | THR-ACC-TS-0750 | Switch, Temperature, AHU-0750, North Grit Bldg, Gallery Ventilation, Zone 1A and 1B | THR-ACC-AHU-0750 | Air Handling Unit, Blow Thru, North Grit Bldg, Gallery Ventilation, Zone 1A and 1B | Switch,Temperature | Switch |  | TS | http://www.toronto.ca/TWONTO#temperature_switch
68663 | THR-ACC-TS-0756 | Switch, Temperature, Air Handling Unit 0756, East Maintenance Bldg, Plant Services, Gallery Ventilation, Zone 3A | THR-ACC-AHU-0756 | Air Handling Unit, Blow Thru, East Maintenance Bldg, Gallery Ventilation, Zone 3A | Switch,Temperature | Switch |  | TS | http://www.toronto.ca/TWONTO#temperature_switch
68664 | THR-ACC-TSH-0110 | Switch, Temperature, High, Discharge Air, Air Handling Unit AHU-0110, Headhouse Roof | THR-ACC-AHU-0110 | Air Handling Unit, Headhouse Grit Area Air Supply, Headhouse Roof | Switch,Temperature-High | Switch |  | TSH | http://www.toronto.ca/TWONTO#temperature_switch
68665 | THR-ACC-TSH-0120 | Switch, Temperature, High, Discharge, Air Handling Unit AHU-0120, Headhouse Roof | THR-ACC-AHU-0120 | Air Handling Unit, Headhouse Screen Area Air Supply, Headhouse Roof | Switch,Temperature-High | Switch |  | TSH | http://www.toronto.ca/TWONTO#temperature_switch
68666 | THR-ACC-TSH-0140 | Switch, Temperature, High, Discharge Air, Air Handling Unit AHU-0140, Headhouse Loading Bay Roof | THR-ACC-AHU-0140 | Air Handling Unit, Headhouse Loading Bay Air Supply, Headhouse Roof | Switch,Temperature-High | Switch |  | TSH | http://www.toronto.ca/TWONTO#temperature_switch
68667 | THR-ACC-TSH-0210 | Switch, Temperature, High, Discharge Air, Air Handling Unit AHU-0210, North Grit Loading Bay Roof | THR-ACC-AHU-0210 | Air Handling Unit, Air Supply, North Grit Loading Bay Roof | Switch,Temperature-High | Switch |  | TSH | http://www.toronto.ca/TWONTO#temperature_switch
68668 | THR-ACC-TSH-0220 | Switch, Temperature, High, Discharge Air, Air Handling Unit AHU-0210, North Grit Loading Bay Roof | THR-ACC-AHU-0220 | Air Handling Unit, Air Supply, North Grit Loading Bay Roof | Switch,Temperature-High | Switch |  | TSH | http://www.toronto.ca/TWONTO#temperature_switch
68669 | THR-ACC-TSH-0230 | Switch, Temperature, High, Discharge Air, Air Handling Unit MUA-556, North Grit South Fan Room | THR-ACC-FN-0230 | Fan, Plenum, Supply, Existing Air Handling Unit MAU-556, North Grit Fan Room | Switch,Temperature-High | Switch |  | TSH | http://www.toronto.ca/TWONTO#temperature_switch
68670 | THR-ACC-TSH-0240 | Switch, Temperature, High ,Discharge Air, Air Handling Unit MUA-558, North Grit South Fan Room | THR-ACC-FN-0240 | Fan, Plenum, Supply, Existing Air Handling Unit MAU-558, North Grit Fan Room | Switch,Temperature-High | Switch |  | TSH | http://www.toronto.ca/TWONTO#temperature_switch
68671 | THR-ACC-TSH-0790 | Switch,Temperature, High, WGB Bldg | THR-ACC-AHU-0780 | Air handling Unit, South of WGB Bldg | Switch,Temperature-High | Switch |  | TSH | http://www.toronto.ca/TWONTO#temperature_switch
68672 | THR-ACC-TSL-0100 | Switch, Temperature, Low, Supply Air, Air Handling Unit AHU-0100, Headhouse Roof | THR-ACC-AHU-0100A | Air Handling Unit, Headhouse Grit Area Air Supply, Headhouse Roof | Switch,Temperature-Low | Switch |  | TSL | http://www.toronto.ca/TWONTO#temperature_switch
68673 | THR-ACC-TSL-0110 | Switch, Temperature, Low, Supply Air, Air Handling Unit AHU-0110, Headhouse Roof | THR-ACC-AHU-0110 | Air Handling Unit, Headhouse Grit Area Air Supply, Headhouse Roof | Switch,Temperature-Low | Switch |  | TSL | http://www.toronto.ca/TWONTO#temperature_switch
68674 | THR-ACC-TSL-0130 | Switch, Temperature, Low, Supply Air, Air Handling Unit AHU-0130, Headhouse Roof | THR-ACC-AHU-0130 | Air Handling Unit, Headhouse Screen Area Air Supply, Headhouse Roof | Switch,Temperature-Low | Switch |  | TSL | http://www.toronto.ca/TWONTO#temperature_switch
68675 | THR-ACC-TSL-0140 | Switch, Temperature, Low, Supply Air, Air Handling Unit AHU-0140, Headhouse Loading Bay Roof | THR-ACC-AHU-0140 | Air Handling Unit, Headhouse Loading Bay Air Supply, Headhouse Roof | Switch,Temperature-Low | Switch |  | TSL | http://www.toronto.ca/TWONTO#temperature_switch
68676 | THR-ACC-TSL-0150 | Switch, Temperature, Low, Supply Air, Air Handling Unit AHU-0150, Headhouse Loading Bay Roof | THR-ACC-AHU-0150 | Air Handling Unit, Headhouse Loading Bay Air Supply, Headhouse Roof | Switch,Temperature-Low | Switch |  | TSL | http://www.toronto.ca/TWONTO#temperature_switch
68677 | THR-ACC-TSL-0200 | Switch, Temperature, Low, Supply Air, Air Handling Unit AHU-0200, North Grit South Fan Room | THR-ACC-AHU-0200 | Air Handling Unit, Air Supply, North Grit Fan Room | Switch,Temperature-Low | Switch |  | TSL | http://www.toronto.ca/TWONTO#temperature_switch
68678 | THR-ACC-TSL-0220 | Switch, Temperature, Low, Supply Air, Air Handling Unit AHU-0210, North Grit Loading Bay Roof | THR-ACC-AHU-0220 | Air Handling Unit, Air Supply, North Grit Loading Bay Roof | Switch,Temperature-Low | Switch |  | TSL | http://www.toronto.ca/TWONTO#temperature_switch
68679 | THR-ACC-TSL-0230 | Switch, Temperature, Low, Supply Air, Air Handling Unit AHU-0230, North Grit Fan Room | THR-ACC-AHU-0230 | Air Handling Unit, Air Supply, North Grit Fan Room | Switch,Temperature-Low | Switch |  | TSL | http://www.toronto.ca/TWONTO#temperature_switch
68680 | THR-ACC-TSL-0240 | Switch, Temperature, Low, Supply Air, Air Handling Unit AHU-0200, North Grit Fan Room | THR-ACC-AHU-0200 | Air Handling Unit, Air Supply, North Grit Fan Room | Switch,Temperature-Low | Switch |  | TSL | http://www.toronto.ca/TWONTO#temperature_switch
68681 | THR-ACC-TSL-3610 | Switch,Alarm,Temperature-Low, Supply Air,AHU-3610,East Workshop | THR-ACC-AHU-3610 | HVAC, Air Handling Unit,East Workshop | Switch,Temperature-Low | Switch |  | TSL | http://www.toronto.ca/TWONTO#temperature_switch
68682 | THR-ACC-TSL-3630 | Switch,Alarm,Temperature-Low, Supply Air,,AHU-3630,East Workshop | THR-ACC-AHU-3630 | Air Handling Unit,East Workshop | Switch,Temperature-Low | Switch |  | TSL | http://www.toronto.ca/TWONTO#temperature_switch
68683 | THR-ACC-TSL-4702 | Switch, Temperature, Low, HTR-4702,Old Main Sub Station | THR-ACC-HTR-4702 | Unit Heater, Electric,SP RAS Electrical Building RPU Rm | Switch,Temperature-Low | Switch |  | TSL | http://www.toronto.ca/TWONTO#temperature_switch
68684 | THR-ACC-TSL-4704 | Switch, Temperature, Low, HTR-4704,Old Main Sub Station | THR-ACC-HTR-4704 | Heater,Electric, Unit, 7.5 Kw,Old Main Sub Station | Switch,Temperature-Low | Switch |  | TSL | http://www.toronto.ca/TWONTO#temperature_switch
68685 | THR-ACC-TSL-4707 | Switch, Temperature, Low, HTR-4707,Old Main Sub Station | THR-ACC-HTR-4707 | Heater,Electric, Unit, 7.5 Kw,Old Main Sub Station | Switch,Temperature-Low | Switch |  | TSL | http://www.toronto.ca/TWONTO#temperature_switch
68934 | FCL-WWW-FSL-7014 | Switch, Flow, Low, Discharge, After SO2 Chlorine and Turbidity RMF Sampling Pumps, Effluent Chamber,P-7014A | FCL-WWW-AIT-7014 | Analyzer, Turbidity, RMF Final Effluent | Switch,Flow-Low | Switch |  | FSL | http://www.toronto.ca/TWONTO#flow_switch
69082 | THR-ACC-ZSH-3410 | Switch,Position-High, Outdoor Damper,Plant Water Building,Plant Water Building | THR-ACC-FN-3410 | Fan,Blower,Supply,FPW Bldg | Switch,Temperature-High | Switch |  | ZSH | http://www.toronto.ca/TWONTO#position_switch
69291 | THR-AER-LSH-4810 | Switch, Level-High, Sump, Gallery T-14S (North End), Flood Monitoring System | THR-AER-P-4810 | Pump, Centrifugal, Sump, T14S | Switch,Level-High | Switch |  | LSH | http://www.toronto.ca/TWONTO#level_switch
69292 | THR-AER-LSH-4890 | Switch, Level-High, Sump, Gallery T-17E, Flood Monitoring System | THR-AER-P-4890 | Pump, Centrifugal, Sump, T17E | Switch,Level-High | Switch |  | LSH | http://www.toronto.ca/TWONTO#level_switch
69293 | THR-AER-LSH-4890 | Switch, Level-High, Sump, Gallery T-17E, Flood Monitoring System | THR-FPW | Filtered Plant Water | Switch,Level-High | Switch |  | LSH | http://www.toronto.ca/TWONTO#level_switch
69294 | THR-AER-LSHH-3506 | Switch, Level-High-High,Pump 3505/3506,Sump,T14 | THR-FT-P-3506 | Pump, Sump, Aeration Gallery, Tunnel 14, North | Switch,Level-High-High | Switch |  | LSHH | http://www.toronto.ca/TWONTO#level_switch
69295 | THR-AER-LSHH-4800 | Switch, Level-High-High, Sump, Gallery T-14S (South End), Flood Monitoring System | THR-AER-P-4800 | Pump, Centrifugal, Sump, T14S | Switch,Level-High | Switch |  | LSHH | http://www.toronto.ca/TWONTO#level_switch
69296 | THR-AER-LSHH-4890 | Switch, Level-High-High, Sump, Gallery T-17E, Flood Monitoring System | THR-AER-P-4890 | Pump, Centrifugal, Sump, T17E | Switch,Level-High | Switch |  | LSHH | http://www.toronto.ca/TWONTO#level_switch
69297 | THR-AER-LSHH-5712 | High High Level Switch, Pump 5712 | THR-FT-P-5712 | Pump, Sump, Aeration Gallery, Tunnel 14, South | Switch,Level-High-High | Switch |  | LSHH | http://www.toronto.ca/TWONTO#level_switch
69298 | THR-AER-LSL-1115 | Switch, Level-Low, Pump 1115, Secondary Treatment, Aeration - Blower System - South | THR-AER-P-1115 | Pump, Centrifugal, Auxiliary Oil Supply to Blower 1111, Secondary Treatment, Aeration - Blower System - South | Switch,Level-Low | Switch |  | LSL | http://www.toronto.ca/TWONTO#level_switch
69299 | THR-AER-LSL-1215 | Switch, Level-Low, Pump 1215, Secondary Treatment, Aeration - Blower System - South | THR-AER-T-1214 | Tank, Reservoir, Auxiliary Oil for Blower 1211, Secondary Treatment, Aeration - Blower System - South | Switch,Level-Low | Switch |  | LSL | http://www.toronto.ca/TWONTO#level_switch
69300 | THR-AER-LSL-1315 | Switch, Level-Low, Pump 1315, Secondary Treatment, Aeration - Blower System - South | THR-AER-P-1315 | Pump, Centrifugal, Auxiliary Oil Supply to Blower 1311, Secondary Treatment, Aeration - Blower System - South | Switch,Level-Low | Switch |  | LSL | http://www.toronto.ca/TWONTO#level_switch
69301 | THR-AER-LSL-1401 | Switch, Level-Low, Lube Oil Tank, Blower 1411, Blower Building, Air Blower System | THR-AER-BL-1411 | Blower, Centrifugal, Secondary Treatment, Aeration Blower System - Engine Room | Switch,Level-Low | Switch |  | LSL | http://www.toronto.ca/TWONTO#level_switch
69302 | THR-AER-LSL-1401 | Switch, Level-Low, Lube Oil Tank, Blower 1411, Blower Building, Air Blower System | THR-AER-P-1401 | Pump, Centrifugal, Auxilliary Oil Supply to Blower 1411, Blower Building, Blower System | Switch,Level-Low | Switch |  | LSL | http://www.toronto.ca/TWONTO#level_switch
69303 | THR-AER-LSL-1501 | Switch, Level-Low, Lube Oil Tank, Blower 1511, Blower Building, Air Blower System | THR-AER-BL-1511 | Blower, Centrifugal, Secondary Treatment, Aeration Blower System - Engine Room | Switch,Level-Low | Switch |  | LSL | http://www.toronto.ca/TWONTO#level_switch
69304 | THR-AER-LSL-1914 | Switch, Level-Low, Auxiliary Oil Tank, Blower 1911, Secondary Treatment, Aeration Blower System - North | THR-AER-BL-1911 | Blower, Centrifugal, Secondary Treatment, Aeration Blower System - HPBB | Switch,Level-Low | Switch |  | LSL | http://www.toronto.ca/TWONTO#level_switch
69305 | THR-AER-LSL-4800 | Switch, Level-Low, Sump, Gallery T-14S (South End), Flood Monitoring System | THR-AER-P-4800 | Pump, Centrifugal, Sump, T14S | Switch,Level-High | Switch |  | LSL | http://www.toronto.ca/TWONTO#level_switch
69306 | THR-AER-LSL-4890 | Switch, Level-Low, Sump, Gallery T-17E, Flood Monitoring System | THR-AER-P-4890 | Pump, Centrifugal, Sump, T17E | Switch,Level-High | Switch |  | LSL | http://www.toronto.ca/TWONTO#level_switch
69350 | THR-AER-PSH-0715 | Switch, Pressure-High, Tank 700, Secondary Treatment, Secondary Treatment, Aeration - North | THR-AER-T-0700 | Tank, Secondary Treatment, Aeration - North #07 | Switch,Pressure-High | Switch |  | PSH | http://www.toronto.ca/TWONTO#pressure_switch
69351 | THR-AER-PSH-0815 | Switch, Pressure-High, Tank 800, Secondary Treatment, Aeration - North | THR-AER-T-0800 | Tank, Secondary Treatment, Aeration - North #08 | Switch,Pressure-High | Switch |  | PSH | http://www.toronto.ca/TWONTO#pressure_switch
69352 | THR-AER-PSH-1115 | Switch, Pressure-High, Pump 1115, Secondary Treatment, Aeration - Blower System - South | THR-AER-P-1115 | Pump, Centrifugal, Auxiliary Oil Supply to Blower 1111, Secondary Treatment, Aeration - Blower System - South | Switch,Pressure-High | Switch |  | PSH | http://www.toronto.ca/TWONTO#pressure_switch
69353 | THR-AER-PSH-1115 | Switch, Pressure-High, Pump 1115, Secondary Treatment, Aeration - Blower System - South | THR-AER-T-1114 | Tank, Reservoir, Auxiliary Oil for Blower 1111, Secondary Treatment, Aeration - Blower System - South | Switch,Pressure-High | Switch |  | PSH | http://www.toronto.ca/TWONTO#pressure_switch
69354 | THR-AER-PSH-1315 | Switch, Pressure-High, Pump 1315, Secondary Treatment, Aeration - Blower System - South | THR-AER-P-1315 | Pump, Centrifugal, Auxiliary Oil Supply to Blower 1311, Secondary Treatment, Aeration - Blower System - South | Switch,Pressure-High | Switch |  | PSH | http://www.toronto.ca/TWONTO#pressure_switch
69355 | THR-AER-PSH-1401 | Switch, Pressure-High, Lube Oil Tank, Blower 1411, Blower Building, Air Blower System | THR-AER-P-1401 | Pump, Centrifugal, Auxilliary Oil Supply to Blower 1411, Blower Building, Blower System | Switch,Pressure-High | Switch |  | PSH | http://www.toronto.ca/TWONTO#pressure_switch
69356 | THR-AER-PSH-1501 | Switch, Pressure-High, Lube Oil Tank, Blower 1511, Blower Building, Air Blower System | THR-AER-T-1501 | Tank, Lube Oil, Blower 1511, Blower Building, Air Blower System | Switch,Pressure-High | Switch |  | PSH | http://www.toronto.ca/TWONTO#pressure_switch
69357 | THR-AER-PSH-1715 | Switch, Pressure-High, Lube Oil, Blower 1711, Secondary Treatment, Aeration Blower System - North | THR-AER-BL-1711 | Blower, Centrifugal, Secondary Treatment, Aeration Blower System - HPBB | Switch,Pressure-High | Switch |  | PSH | http://www.toronto.ca/TWONTO#pressure_switch
69358 | THR-AER-PSH-1715 | Switch, Pressure-High, Lube Oil, Blower 1711, Secondary Treatment, Aeration Blower System - North | THR-AER-T-1714 | Tank, Non-Pressurized, Auxiliary Oil, Blower 1711, Secondary Treatment, Aeration Blower System - North | Switch,Pressure-High | Switch |  | PSH | http://www.toronto.ca/TWONTO#pressure_switch
69359 | THR-AER-PSH-1815 | Switch, Pressure-High, Lube Oil, Blower 1811, Secondary Treatment, Aeration Blower System - North | THR-AER-BL-1811 | Blower, Centrifugal, Secondary Treatment, Aeration Blower System - HPBB | Switch,Pressure-High | Switch |  | PSH | http://www.toronto.ca/TWONTO#pressure_switch
69360 | THR-AER-PSH-1815 | Switch, Pressure-High, Lube Oil, Blower 1811, Secondary Treatment, Aeration Blower System - North | THR-AER-T-1814 | Tank, Non-Pressurized, Auxiliary Oil, Blower 1811, Secondary Treatment, Aeration Blower System - North | Switch,Pressure-High | Switch |  | PSH | http://www.toronto.ca/TWONTO#pressure_switch
69361 | THR-AER-PSH-1915 | Switch, Pressure-High, Lube Oil, Blower 1911, Secondary Treatment, Aeration Blower System - North | THR-AER-T-1914 | Tank, Non-Pressurized, Auxiliary Oil, Blower 1911, Secondary Treatment, Aeration Blower System - North | Switch,Pressure-High | Switch |  | PSH | http://www.toronto.ca/TWONTO#pressure_switch
69362 | THR-AER-PSL-0055 | Switch, Pressure-Low, Pump 0556, Secondary Treatment, Aeration - North | THR-AER-P-0055 | Pump, Centrifugal, Drain, Aeration Tanks, Secondary Treatment, Aeration - North | Switch,Pressure-Low | Switch |  | PSL | http://www.toronto.ca/TWONTO#pressure_switch
69363 | THR-AER-PSL-0615 | Switch, Pressure-Low, Tank 600, Secondary Treatment, Aeration - North | THR-AER-T-0600 | Tank, Secondary Treatment, Aeration - North #06 | Switch,Pressure-Low | Switch |  | PSL | http://www.toronto.ca/TWONTO#pressure_switch
69364 | THR-AER-PSL-0815 | Switch, Pressure-Low, Tank 800, Secondary Treatment, Aeration - North | THR-AER-T-0800 | Tank, Secondary Treatment, Aeration - North #08 | Switch,Pressure-Low | Switch |  | PSL | http://www.toronto.ca/TWONTO#pressure_switch
69365 | THR-AER-PSL-1315 | Switch, Pressure-Low, Pump 1315, Secondary Treatment, Aeration - Blower System - South | THR-AER-P-1215 | Pump, Centrifugal, Auxiliary Oil Supply to Blower 1211, Secondary Treatment, Aeration - Blower System - South | Switch,Pressure-Low | Switch |  | PSL | http://www.toronto.ca/TWONTO#pressure_switch
69366 | THR-AER-PSL-1315 | Switch, Pressure-Low, Pump 1315, Secondary Treatment, Aeration - Blower System - South | THR-AER-T-1214 | Tank, Reservoir, Auxiliary Oil for Blower 1211, Secondary Treatment, Aeration - Blower System - South | Switch,Pressure-Low | Switch |  | PSL | http://www.toronto.ca/TWONTO#pressure_switch
69367 | THR-AER-PSL-1615 | Switch, Pressure-Low, Main Oil Pump, Blower 1611, Secondary Treatment, Aeration Blower System - North | THR-AER-BL-1611 | Blower, Centrifugal, Secondary Treatment, Aeration Blower System - HPBB | Switch,Pressure-Low | Switch |  | PSL | http://www.toronto.ca/TWONTO#pressure_switch
69368 | THR-AER-PSL-1715 | Switch, Pressure-Low, Main Oil Pump, Blower 1711, Secondary Treatment, Aeration Blower System - North | THR-AER-BL-1711 | Blower, Centrifugal, Secondary Treatment, Aeration Blower System - HPBB | Switch,Pressure-Low | Switch |  | PSL | http://www.toronto.ca/TWONTO#pressure_switch
69369 | THR-AER-PSL-1715 | Switch, Pressure-Low, Main Oil Pump, Blower 1711, Secondary Treatment, Aeration Blower System - North | THR-AER-T-1714 | Tank, Non-Pressurized, Auxiliary Oil, Blower 1711, Secondary Treatment, Aeration Blower System - North | Switch,Pressure-Low | Switch |  | PSL | http://www.toronto.ca/TWONTO#pressure_switch
69370 | THR-AER-PSL-1815 | Switch, Pressure-Low, Main Oil Pump, Blower 1811, Secondary Treatment, Aeration Blower System - North | THR-AER-BL-1811 | Blower, Centrifugal, Secondary Treatment, Aeration Blower System - HPBB | Switch,Pressure-Low | Switch |  | PSL | http://www.toronto.ca/TWONTO#pressure_switch
69371 | THR-AER-PSL-1815 | Switch, Pressure-Low, Main Oil Pump, Blower 1811, Secondary Treatment, Aeration Blower System - North | THR-AER-T-1814 | Tank, Non-Pressurized, Auxiliary Oil, Blower 1811, Secondary Treatment, Aeration Blower System - North | Switch,Pressure-Low | Switch |  | PSL | http://www.toronto.ca/TWONTO#pressure_switch
69372 | THR-AER-PSL-1915 | Switch, Pressure-Low, Main Oil Pump, Blower 1911, Secondary Treatment, Aeration Blower System - North | THR-AER-BL-1911 | Blower, Centrifugal, Secondary Treatment, Aeration Blower System - HPBB | Switch,Pressure-Low | Switch |  | PSL | http://www.toronto.ca/TWONTO#pressure_switch
69373 | THR-AER-PSLL-1111 | Switch, Pressure-Low-Low, Oil Pressure Blower 1111, Secondary Treatment, Aeration - Blower System - South | THR-AER-BL-1111 | Blower, Centrifugal, Secondary Treatment, Aeration Blower System - Engine Room | Switch,Pressure-Low | Switch |  | PSLL | http://www.toronto.ca/TWONTO#pressure_switch
69374 | THR-AER-PSLL-1211 | Switch, Pressure-Low-Low, Oil Pressure Blower 1211, Secondary Treatment, Aeration - Blower System - South | THR-AER-BL-1211 | Blower, Centrifugal, Secondary Treatment, Aeration Blower System - Engine Room | Switch,Pressure-Low | Switch |  | PSLL | http://www.toronto.ca/TWONTO#pressure_switch
69375 | THR-AER-PSLL-1211 | Switch, Pressure-Low-Low, Oil Pressure Blower 1211, Secondary Treatment, Aeration - Blower System - South | THR-AER-T-1214 | Tank, Reservoir, Auxiliary Oil for Blower 1211, Secondary Treatment, Aeration - Blower System - South | Switch,Pressure-Low | Switch |  | PSLL | http://www.toronto.ca/TWONTO#pressure_switch
69376 | THR-AER-PSLL-1311 | Switch, Pressure-Low-Low, Oil Pressure Blower 1311, Secondary Treatment, Aeration - Blower System - South | THR-AER-BL-1311 | Blower, Centrifugal, Secondary Treatment, Aeration Blower System - Engine Room | Switch,Pressure-Low | Switch |  | PSLL | http://www.toronto.ca/TWONTO#pressure_switch
69377 | THR-AER-PSLL-1311 | Switch, Pressure-Low-Low, Oil Pressure Blower 1311, Secondary Treatment, Aeration - Blower System - South | THR-AER-T-1314 | Tank, Reservoir, Auxiliary Oil for Blower 1311, Secondary Treatment, Aeration - Blower System - South | Switch,Pressure-Low | Switch |  | PSLL | http://www.toronto.ca/TWONTO#pressure_switch
69378 | THR-AER-PSLL-1611 | Switch, Pressure-Low-Low, Lube Oil, Blower 1611, Secondary Treatment, Aeration Blower System - North | THR-AER-BL-1611 | Blower, Centrifugal, Secondary Treatment, Aeration Blower System - HPBB | Switch,Pressure-Low | Switch |  | PSLL | http://www.toronto.ca/TWONTO#pressure_switch
69379 | THR-AER-PSLL-1611 | Switch, Pressure-Low-Low, Lube Oil, Blower 1611, Secondary Treatment, Aeration Blower System - North | THR-AER-T-1614 | Tank, Non-Pressurized, Auxiliary Oil, Blower 1611, Secondary Treatment, Aeration Blower System - North | Switch,Pressure-Low | Switch |  | PSLL | http://www.toronto.ca/TWONTO#pressure_switch
69380 | THR-AER-PSLL-1911 | Switch, Pressure-Low-Low, Lube Oil, Blower 1911, Secondary Treatment, Aeration Blower System - North | THR-AER-T-1914 | Tank, Non-Pressurized, Auxiliary Oil, Blower 1911, Secondary Treatment, Aeration Blower System - North | Switch,Pressure-Low | Switch |  | PSLL | http://www.toronto.ca/TWONTO#pressure_switch
69432 | THR-AER-TSH-1115 | Switch, Temperature-High, Pump 1115, Secondary Treatment, Aeration - Blower System - South | THR-AER-P-1115 | Pump, Centrifugal, Auxiliary Oil Supply to Blower 1111, Secondary Treatment, Aeration - Blower System - South | Switch,Temperature-High | Switch |  | TSH | http://www.toronto.ca/TWONTO#temperature_switch
69433 | THR-AER-TSH-1115 | Switch, Temperature-High, Pump 1115, Secondary Treatment, Aeration - Blower System - South | THR-AER-T-1114 | Tank, Reservoir, Auxiliary Oil for Blower 1111, Secondary Treatment, Aeration - Blower System - South | Switch,Temperature-High | Switch |  | TSH | http://www.toronto.ca/TWONTO#temperature_switch
69434 | THR-AER-TSH-1215 | Switch, Temperature-High, Pump 1215, Secondary Treatment, Aeration - Blower System - South | THR-AER-T-1214 | Tank, Reservoir, Auxiliary Oil for Blower 1211, Secondary Treatment, Aeration - Blower System - South | Switch,Temperature-High | Switch |  | TSH | http://www.toronto.ca/TWONTO#temperature_switch
69435 | THR-AER-TSH-1315 | Switch, Temperature-High, Pump 1315, Secondary Treatment, Aeration - Blower System - South | THR-AER-T-1314 | Tank, Reservoir, Auxiliary Oil for Blower 1311, Secondary Treatment, Aeration - Blower System - South | Switch,Temperature-High | Switch |  | TSH | http://www.toronto.ca/TWONTO#temperature_switch
69436 | THR-AER-TSL-1401 | Switch, Temperature, Lube Oil Heater, Blower 1411, Blower Building, Air Blower System | THR-AER-BL-1411 | Blower, Centrifugal, Secondary Treatment, Aeration Blower System - Engine Room | Switch,Temperature-Low | Switch |  | TSL | http://www.toronto.ca/TWONTO#temperature_switch
69437 | THR-AER-TSL-1501 | Switch, Temperature, Lube Oil Heater, Blower 1511, Blower Building, Air Blower System | THR-AER-BL-1511 | Blower, Centrifugal, Secondary Treatment, Aeration Blower System - Engine Room | Switch,Temperature | Switch |  | TSL | http://www.toronto.ca/TWONTO#temperature_switch
69712 | THR-BG-FS-1101 | Switch, Flow, Discharge Header, Oil Pump, Centrifugal, Engine Lubrication Oil System-Unit No 1, Engine-Generator & Heat Recovery System | THR-CG-ENG-1101 | Engine, Generator 1101, Engine Room, Engine-Generator & Heat Recovery System | Switch,Flow | Switch |  | FS | http://www.toronto.ca/TWONTO#flow_switch
69713 | THR-BG-FS-1201 | Switch, Flow, Discharge, Used Oil Pump, Centrifugals, Engine Lubrication Oil System-Unit No 2, Engine-Generator & Heat Recovery System | THR-CG-ENG-1201 | Engine, Generator NT1788901, Engine Room, Engine-Generator & Heat Recovery System | Switch,Flow | Switch |  | FS | http://www.toronto.ca/TWONTO#flow_switch
69714 | THR-BG-FSL-0112 | Switch, Flow, Low, Lube Oil Discharge, Stage 2 Inlet, Compressor 0101, Gas Compressor Bldg | THR-BG-C-0101 | Compressor, Centrifugal, Fuel Gas, Compressor Building, Gas Compressor (And Dryer) for COGEN |  | Switch |  | FSL | http://www.toronto.ca/TWONTO#flow_switch
69715 | THR-BG-FSL-0211 | Switch, Flow, Low, Lube Oil Discharge, Stage 2 Inlet, Compressor 0201, Gas Compressor Bldg | THR-BG-C-0201 | Compressor, Centrifugal, Fuel Gas, Compressor Building, Gas Compressor (And Dryer), for COGEN |  | Switch |  | FSL | http://www.toronto.ca/TWONTO#flow_switch
69727 | THR-BG-LSH-0112 | Switch, Level, High, Condensate, Heat Exch 0102, High Press Gas Cond Sys Train 1, Gas Comp Bldg | THR-BG-HE-0102 | Heat Exchanger, Oil for Fuel Gas Compressor 0101, Compressor Building, Gas Compressor (And Dryer) |  | Switch |  | LSH | http://www.toronto.ca/TWONTO#level_switch
69728 | THR-BG-LSH-0203 | Switch, Level, High, Condensate, Condensor 0203, High Press Gas Cond Sys Train 2, Gas Comp Bldg | THR-BG-CU-0203 | Condensor, Fuel Gas, High Press Gas Conditioning System Train 2, Gas Comp Bldg |  | Switch |  | LSH | http://www.toronto.ca/TWONTO#level_switch
69729 | THR-BG-LSH-0301 | Switch, Level-High, Water in Condensate Separator Tank F-0102, Compressor Building, Gas Compressor (And Dryer) | THR-BG-F-0102 | Condensate Separator, Fuel Gas, Compressor Building, Gas Compressor (And Dryer) | Switch,Level-High | Switch |  | LSH | http://www.toronto.ca/TWONTO#level_switch
69730 | THR-BG-LSH-0601 | Switch, Level-High, Water in Condensate Separator 0402, Compressor Building, Gas Compressor (And Dryer) | THR-BG-F-0402 | Condensate Separator, Fuel Gas, Compressor Building, Gas Compressor (And Dryer) | Switch,Level-High | Switch |  | LSH | http://www.toronto.ca/TWONTO#level_switch
69731 | THR-BG-LSH-0904 | Switch, Level-High, Liquid in West Dewatering System, Compressor Building, Digester and Natural Gas Supply System | THR-BG | Blended Gas | Switch,Level-High | Switch |  | LSH | http://www.toronto.ca/TWONTO#level_switch
69732 | THR-BG-LSH-0905 | Switch, Level-High, Liquid in East Dewatering System, Compressor Building, Digester and Natural Gas Supply System | THR-BG | Blended Gas | Switch,Level-High | Switch |  | LSH | http://www.toronto.ca/TWONTO#level_switch
69733 | THR-BG-LSL-0601 | Switch, Level_low-Low, Lube Oil 0400, Compressor Building, Gas Compressor (And Dryer) | THR-BG-T-0400 | Oil Separator, Compressor 0401, Compressor Building, Gas Compressor (And Dryer) | Switch,Level-Low | Switch |  | LSL | http://www.toronto.ca/TWONTO#level_switch
69734 | THR-BG-LSL-0901 | Switch, Level-Low, Liquid in West Dewatering System, Compressor Building, Digester and Natural Gas Supply System | THR-BG | Blended Gas | Switch,Level-Low | Switch |  | LSL | http://www.toronto.ca/TWONTO#level_switch
69735 | THR-BG-LSL-0902 | Switch, Level-Low, Liquid in East Dewatering System, Compressor Building, Digester and Natural Gas Supply System | THR-BG | Blended Gas | Switch,Level-Low | Switch |  | LSL | http://www.toronto.ca/TWONTO#level_switch
69755 | THR-BG-PSH-0023 | Switch, Pressure, High, Lines D and E De-Pressurization, DG and NG Transmission Sys, Gas Comp Bldg | THR-BG | Blended Gas |  | Switch |  | PSH | http://www.toronto.ca/TWONTO#pressure_switch
69756 | THR-BG-PSH-0102 | Switch,Pressurel-High, Condensate Separator Tank F-0102, Compressor Building, Gas Compressor (And Dryer) | THR-BG-F-0102 | Condensate Separator, Fuel Gas, Compressor Building, Gas Compressor (And Dryer) | Switch,Pressure-High | Switch |  | PSH | http://www.toronto.ca/TWONTO#pressure_switch
69757 | THR-BG-PSH-0301 | Switch,Pressurel-High, Inlet to Dryer System, Compressor Building, Gas Compressor (And Dryer) | THR-BG-DRY-0300 | Dryer, Fuel Gas, Compressor Building, Gas Compressor (And Dryer) | Switch,Pressure-High | Switch |  | PSH | http://www.toronto.ca/TWONTO#pressure_switch
69758 | THR-BG-PSH-0502 | Switch, Pressurel-High, DG Valve Train, Compressor Building, Gas Compressor (And Dryer) | THR-DIG-CG | Digester Gas, Co-Generation | Switch,Pressure-High | Switch |  | PSH | http://www.toronto.ca/TWONTO#pressure_switch
69759 | THR-BG-PSH-0504 | Switch,Pressurel-High, NG Valve Train, Compressor Building, Gas Compressor (And Dryer) | THR-NGS-CG | Natural Gas System, Co-Generation | Switch,Pressure-High | Switch |  | PSH | http://www.toronto.ca/TWONTO#pressure_switch
69760 | THR-BG-PSH-0901 | Switch,Pressure High,Plant Water Supply Inlet Strainer,Compressor Building, Digester and Natural Gas Supply System | THR-BG-P-0901 | Pump, Centrifugal, West Dewatering System, Compressor Building, Digester and Natural Gas Supply System | Switch,Pressure-High | Switch |  | PSH | http://www.toronto.ca/TWONTO#pressure_switch
69761 | THR-BG-PSHH-0101 | Switch,Pressurel-High-High, Emergency Purge System, Compressor Building, Gas Compressor (And Dryer) | THR-BG-C-0101 | Compressor, Centrifugal, Fuel Gas, Compressor Building, Gas Compressor (And Dryer) for COGEN | Switch,Pressure-High | Switch |  | PSHH | http://www.toronto.ca/TWONTO#pressure_switch
69762 | THR-BG-PSL-0109 | Switch, Pressure, Low, Compressed Air, Compressor 0101, Gas Compressor Bldg | THR-BG-C-0101 | Compressor, Centrifugal, Fuel Gas, Compressor Building, Gas Compressor (And Dryer) for COGEN |  | Switch |  | PSL | http://www.toronto.ca/TWONTO#pressure_switch
69763 | THR-BG-PSL-0501 | Switch, Pressure-Low, DG Valve Train, Compressor Building, Gas Compressor (And Dryer) | THR-DIG-CG | Digester Gas, Co-Generation | Switch,Pressure-Low | Switch |  | PSL | http://www.toronto.ca/TWONTO#pressure_switch
69764 | THR-BG-PSL-0503 | Switch,Pressure-Low, NG Valve Train, Compressor Building, Gas Compressor (And Dryer) | THR-NGS-CG | Natural Gas System, Co-Generation | Switch,Pressure-Low | Switch |  | PSL | http://www.toronto.ca/TWONTO#pressure_switch
69765 | THR-BG-PSL-1201 | Switch, Pressure Low, Engine 1201 Gas Valve Train, Engine Fuel System-Unit No 2, Engine-Generator & Heat Recovery System | THR-CG-ENG-1201 | Engine, Generator NT1788901, Engine Room, Engine-Generator & Heat Recovery System | Switch,Pressure-Low | Switch |  | PSL | http://www.toronto.ca/TWONTO#pressure_switch
69766 | THR-BG-PSLL-0101 | Sensor, Pressure-Low-Low, Emergency Purge System, Compressor Building, Gas Compressor (And Dryer) | THR-BG-C-0101 | Compressor, Centrifugal, Fuel Gas, Compressor Building, Gas Compressor (And Dryer) for COGEN | Switch,Pressure-Low | Switch |  | PSLL | http://www.toronto.ca/TWONTO#pressure_switch
69767 | THR-BG-PSLL-0401 | Sensor, Pressure-Low-Low, Emergency Purge System, Compressor Building, Gas Compressor (And Dryer) | THR-BG-CP-0403 | Control Panel, Operator, Fuel Gas Compressor 1401, Compressor Building, Gas Compressor (And Dryer) | Switch,Pressure-Low | Switch |  | PSLL | http://www.toronto.ca/TWONTO#pressure_switch
69845 | THR-BG-TSH-0101 | Switch, Temperature, High, Heat Exchanger 0101 Cooling Water, Gas Compressor Bldg | THR-BG-C-0101 | Compressor, Centrifugal, Fuel Gas, Compressor Building, Gas Compressor (And Dryer) for COGEN |  | Switch |  | TSH | http://www.toronto.ca/TWONTO#temperature_switch
69846 | THR-BG-TSH-0111 | Switch, Temperature, High, Fuel Gas, Heat Exchanger 0101 Inlet, Gas Compressor Bldg | THR-BG-C-0101 | Compressor, Centrifugal, Fuel Gas, Compressor Building, Gas Compressor (And Dryer) for COGEN |  | Switch |  | TSH | http://www.toronto.ca/TWONTO#temperature_switch
69847 | THR-BG-TSH-0112 | Switch, Temperature, High, Fuel Gas, Compressor 0101 Discharge, Gas Compressor Bldg | THR-BG-C-0101 | Compressor, Centrifugal, Fuel Gas, Compressor Building, Gas Compressor (And Dryer) for COGEN |  | Switch |  | TSH | http://www.toronto.ca/TWONTO#temperature_switch
69848 | THR-BG-TSH-0201 | Switch, Temperature, High, Heat Exchanger 0201 Cooling Water, Gas Compressor Bldg | THR-BG-C-0201 | Compressor, Centrifugal, Fuel Gas, Compressor Building, Gas Compressor (And Dryer), for COGEN |  | Switch |  | TSH | http://www.toronto.ca/TWONTO#temperature_switch
69849 | THR-BG-TSL-0401 | Switch,Temperature Low, Lube Oil for Fuel Gas Compressor 1401, Compressor Building, Gas Compressor (And Dryer) | THR-BG-T-0400 | Oil Separator, Compressor 0401, Compressor Building, Gas Compressor (And Dryer) | Switch,Temperature-Low | Switch |  | TSL | http://www.toronto.ca/TWONTO#temperature_switch
69959 | THR-BG-VSH-0113 | Switch, Vibration, High, Gearbox, Compressor 0101 Stage 2, Gas Compressor Bldg | THR-BG-C-0101 | Compressor, Centrifugal, Fuel Gas, Compressor Building, Gas Compressor (And Dryer) for COGEN |  | Switch |  | VSH | http://www.toronto.ca/TWONTO#vibration_sensor_element
69961 | THR-BG-VSH-0211 | Switch, Vibration, High, Compressor 0201 Stage 1, Gas Compressor Bldg | THR-BG-C-0201 | Compressor, Centrifugal, Fuel Gas, Compressor Building, Gas Compressor (And Dryer), for COGEN |  | Switch |  | VSH | http://www.toronto.ca/TWONTO#vibration_sensor_element
69962 | THR-BG-VSH-0212 | Switch, Vibration, High, Compressor 0201 Stage 2, Gas Compressor Bldg | THR-BG-C-0201 | Compressor, Centrifugal, Fuel Gas, Compressor Building, Gas Compressor (And Dryer), for COGEN |  | Switch |  | VSH | http://www.toronto.ca/TWONTO#vibration_sensor_element
69963 | THR-BG-VSH-0213 | Switch, Vibration, High, Gearbox, Compressor 0201 Stage 2, Gas Compressor Bldg | THR-BG-C-0201 | Compressor, Centrifugal, Fuel Gas, Compressor Building, Gas Compressor (And Dryer), for COGEN |  | Switch |  | VSH | http://www.toronto.ca/TWONTO#vibration_sensor_element
69964 | THR-BG-VSH-0214 | Switch, Vibration, High, Motor 0201, Compressor 0201, Gas Compressor Bldg | THR-BG-C-0201 | Compressor, Centrifugal, Fuel Gas, Compressor Building, Gas Compressor (And Dryer), for COGEN |  | Switch |  | VSH | http://www.toronto.ca/TWONTO#vibration_sensor_element
70004 | THR-CG-FSL-0001 | Switch, Flow, Low, Fan 0001, Engine 1101 Enclosure, Engine House | THR-CG-ENG-1101 | Engine, Generator 1101, Engine Room, Engine-Generator & Heat Recovery System |  | Switch |  | FSL | http://www.toronto.ca/TWONTO#flow_switch
70005 | THR-CG-FSL-0004 | Switch, Flow, Low, Fan 0004, Engine 1201 Enclosure, Engine House | THR-CG-ENG-1201 | Engine, Generator NT1788901, Engine Room, Engine-Generator & Heat Recovery System |  | Switch |  | FSL | http://www.toronto.ca/TWONTO#flow_switch
70006 | THR-CG-FSL-0150 | Switch, Flow, Low, Outlet, Chiller 0150, Coolant Supply, Gas Coolant System, Gas Comp Bldg | THR-CG-CI-0150 | Chiller, Glycol, Gas Coolant System, High Press Gas Cond Sys Train 1, Gas Compressor Building |  | Switch |  | FSL | http://www.toronto.ca/TWONTO#flow_switch
70014 | THR-CG-LSH-1101 | Switch, Level, High, Tank 1109, Lube Oil System, Engine-Gen 1101 | THR-DIG-T-0110 | Tank, New Oil, Lube Oil System, Gas Compressor Building | Switch,Level-High | Switch |  | LSH | http://www.toronto.ca/TWONTO#level_switch
70015 | THR-CG-LSH-1163 | Switch, Level, High, Engine Oil Sump, Lube Oil System, Engine-Gen 1101 | THR-CG-ENG-1101 | Engine, Generator 1101, Engine Room, Engine-Generator & Heat Recovery System |  | Switch |  | LSH | http://www.toronto.ca/TWONTO#level_switch
70016 | THR-CG-LSH-1263 | Switch, Level, High, Engine Oil Sump, Lube Oil System, Engine-Gen 1201 | THR-CG-ENG-1201 | Engine, Generator NT1788901, Engine Room, Engine-Generator & Heat Recovery System |  | Switch |  | LSH | http://www.toronto.ca/TWONTO#level_switch
70029 | THR-CG-PSH-0901 | Switch, Pressure, High, Strainer 0901, Gas Compressor Building | THR-DIG | Digester |  | Switch |  | PSH | http://www.toronto.ca/TWONTO#pressure_switch
70030 | THR-CG-PSH-1265 | Switch, Pressure High, P-1264 Pump Lube Oil, Air Starting System, Engine-Gen 1201 | THR-CG-ENG-1201 | Engine, Generator NT1788901, Engine Room, Engine-Generator & Heat Recovery System |  | Switch |  | PSH | http://www.toronto.ca/TWONTO#pressure_switch
70031 | THR-CG-PSH-1407 | Switch, Pressure, High, Engine Exhaust System, Engine-Gen 1101 | THR-CG-ENG-1101 | Engine, Generator 1101, Engine Room, Engine-Generator & Heat Recovery System |  | Switch |  | PSH | http://www.toronto.ca/TWONTO#pressure_switch
70032 | THR-CG-PSH-1417 | Switch, Pressure, High, Engine Exhaust System, Engine-Gen 1201 | THR-CG-ENG-1201 | Engine, Generator NT1788901, Engine Room, Engine-Generator & Heat Recovery System |  | Switch |  | PSH | http://www.toronto.ca/TWONTO#pressure_switch
70034 | THR-CG-PSL-1161 | Switch, Pressure, Low, Lube Oil System, Engine-Gen 1101 | THR-CG-ENG-1101 | Engine, Generator 1101, Engine Room, Engine-Generator & Heat Recovery System |  | Switch |  | PSL | http://www.toronto.ca/TWONTO#pressure_switch
70287 | FHA-ALM-FSL-0001 | Switch, Flow, Low, Alum Gravity Line, Service Building, Alum Room | FHA-ALM-T-0101 | Tank, Alum Storage #1, Service Building | Switch,Flow | Switch |  | FSL | http://www.toronto.ca/TWONTO#flow_switch
70386 | FHA-AM-LSHH-0201 | Switch, Level High, Aqua Ammonia | FHA-AM-T-0201 | Tank, Aqua Ammonia, RMF Ammonia Storage Room South Tank |  | Switch |  | LSHH | http://www.toronto.ca/TWONTO#level_switch
70392 | FHA-AM-PSH-0101 | Switch, Pressure, Ammonia Tank 1. | FHA-AM-T-0101 | Tank, Aqua Ammonia, RMF Ammonia Storage Room North Tank |  | Switch |  | PSH | http://www.toronto.ca/TWONTO#pressure_switch
70702 | THR-DCL-FSL-0201 | Switch, Flow, Low, NaSO3 Dosing P-0200 | THR-DCL-P-0200 | Pump, SBS Dosing to Outfall | Switch,Flow-Low | Switch |  | FSL | http://www.toronto.ca/TWONTO#flow_switch
70703 | THR-DCL-FSL-0701 | Switch, Flow, Low, NaSO3 Dosing P-0700 | THR-DCL-P-0700 | Pump, SBS Dosing to Outfall | Switch,Flow-Low | Switch |  | FSL | http://www.toronto.ca/TWONTO#flow_switch
70751 | THR-DCL-LSH-0002 | Switch, Level High, Containment Tank, Sodium Bisulphite | THR-DCL-T-0002 | Tank, Containment, SBS, NaHSO3 Pump 0600 & 0700 | Switch,Level-High | Switch |  | LSH | http://www.toronto.ca/TWONTO#level_switch
70764 | THR-DCL-PSH-0301 | Switch, Pressure, High, Discharge P-0300 | THR-DCL-P-0300 | Pump, Dechlorination Sample, Dechlorination Simulation Room | Switch,Pressure-High | Switch |  | PSH | http://www.toronto.ca/TWONTO#pressure_switch
70765 | THR-DCL-PSH-0601 | Switch, Pressure, High, NaSO3 Dosing P-0600 | THR-DCL-P-0600 | Pump, SBS Dosing to Outfall | Switch,Pressure-High | Switch |  | PSH | http://www.toronto.ca/TWONTO#pressure_switch
70766 | THR-DCL-PSH-0701 | Switch, Pressure, High, NaSO3 Dosing P-0700 | THR-DCL-P-0700 | Pump, SBS Dosing to Outfall | Switch,Pressure-High | Switch |  | PSH | http://www.toronto.ca/TWONTO#pressure_switch
70768 | THR-DCL-SBCP-0001 | Control Panel, Containment Tank, Sodium Bisulphite | THR-ELS-DIS | Electrical System, Disinfection, Chlorine Building | Switch,Level-High | Switch |  | SBCP | http://www.toronto.ca/TWONTO#process_control_panel
70907 | THR-DGHT-LSHH | Switch,High High Level, Sump Pumps, Digesters/Grit/Headhouse/Thickening | THR-GRK-DRN-WA3 | Drains, Floor, Gratings,Work Area 3 | Switch,Level-High-High | Switch |  |  | http://www.toronto.ca/TWONTO#level_switch
71144 | FHA-BW-PSL-1100 | Switch, Pressure, Air Intake, Filter Building, Blower Room,BL-1100 | FHA-BW-BL-1100 | Blower, Air, Filter Building, Blower Room | Switch,Pressure-Low | Switch |  | PSL | http://www.toronto.ca/TWONTO#pressure_switch
71148 | FHA-BW-TSH-0501 | Switch, Temperature High, Backwash Pump P-0501 Motor, Low Lift PS | FHA-BW-M-0501 | Motor, Wash Water to Filter Bldg. | Switch,Temperature-High | Switch |  | TSH | http://www.toronto.ca/TWONTO#temperature_switch
71149 | FHA-BW-TSH-0503 | Switch, Temperature High, Backwash Pump P-0501 Bearing, Low Lift PS | FHA-BW-P-0501 | Pump Centrifugal, Wash Water to Filter Bldg. | Switch,Temperature-High | Switch |  | TSH | http://www.toronto.ca/TWONTO#temperature_switch
71150 | FHA-BW-TSH-0504 | Switch, Temperature High, Backwash Pump P-0501 Bearing, Low Lift PS | FHA-BW-P-0501 | Pump Centrifugal, Wash Water to Filter Bldg. | Switch,Temperature-High | Switch |  | TSH | http://www.toronto.ca/TWONTO#temperature_switch
71151 | FHA-BW-TSH-0602 | Switch, Temperature High, Backwash Pump P-0501 Motor, Low Lift PS | FHA-BW-M-0501 | Motor, Wash Water to Filter Bldg. | Switch,Temperature-High | Switch |  | TSH | http://www.toronto.ca/TWONTO#temperature_switch
71152 | FHA-BW-TSH-0603 | Switch, Temperature High, Backwash Pump P-0501 Bearing, Low Lift PS | FHA-BW-P-0501 | Pump Centrifugal, Wash Water to Filter Bldg. | Switch,Temperature-High | Switch |  | TSH | http://www.toronto.ca/TWONTO#temperature_switch
71153 | FHA-BW-TSH-0604 | Switch, Temperature High, Backwash Pump P-0501 Bearing, Low Lift PS | FHA-BW-P-0501 | Pump Centrifugal, Wash Water to Filter Bldg. | Switch,Temperature-High | Switch |  | TSH | http://www.toronto.ca/TWONTO#temperature_switch
71154 | FHA-BW-TSH-0702 | Switch, Temperature High, Backwash Pump P-0701 Bearing, Low Lift PS | FHA-BW-P-0701 | Pump Centrifugal, Wash Water to Filter Bldg. | Switch,Temperature-High | Switch |  | TSH | http://www.toronto.ca/TWONTO#temperature_switch
71194 | THR-DIG-FSL-2214 | Flow Switch, Pump Seal Water | THR-DIG-P-2214 | Pump, Centrifugal, Primary Sludge Recirculation to Tank 0700 | Transmitter,Pressure | Switch |  | FSL | http://www.toronto.ca/TWONTO#flow_switch
71195 | THR-DIG-FSL-2319 | Flow Switch, Pump Seal Water | THR-DIG-P-2319 | Pump, Centrifugal, Sludge Recirculation, Tank 0900 | Transmitter,Pressure | Switch |  | FSL | http://www.toronto.ca/TWONTO#flow_switch
71196 | THR-DIG-FSL-2368 | Flow Switch, Pump Seal Water | THR-DIG-P-2368 | Pump, Centrifugal, Sludge Recirculation, Tank 1000 | Transmitter,Pressure | Switch |  | FSL | http://www.toronto.ca/TWONTO#flow_switch
71197 | THR-DIG-FSL-3115 | Flow Switch, Pump Seal Water | THR-DIG-T | Digester, Tanks | Transmitter,Pressure | Switch |  | FSL | http://www.toronto.ca/TWONTO#flow_switch
71198 | THR-DIG-FSL-3116 | Flow Switch, Pump Seal Water | THR-DIG-P-3116 | Pump, Centrifugal, Sludge Transfer, Digester Tank 0700 | Transmitter,Pressure | Switch |  | FSL | http://www.toronto.ca/TWONTO#flow_switch
71199 | THR-DIG-FSL-3116 | Flow Switch, Pump Seal Water | THR-DIG-T-7-10 | Digester, Entities Common to Tanks 7-10 | Transmitter,Pressure | Switch |  | FSL | http://www.toronto.ca/TWONTO#flow_switch
71200 | THR-DIG-FSL-3211 | Flow Switch, Pump Seal Water | THR-DIG-P-3211 | Pump, Centrifugal, Sludge Transfer, Digester Tank 0900 | Transmitter,Pressure | Switch |  | FSL | http://www.toronto.ca/TWONTO#flow_switch
71201 | THR-DIG-FSL-3212 | Flow Switch, Pump Seal Water | THR-DIG-T-9-10 | Digester, Entities Common to Tanks 9-10 | Transmitter,Pressure | Switch |  | FSL | http://www.toronto.ca/TWONTO#flow_switch
71202 | THR-DIG-FSL-3271 | Flow Switch, Pump Seal Water | THR-DIG-T-9-10 | Digester, Entities Common to Tanks 9-10 | Transmitter,Pressure | Switch |  | FSL | http://www.toronto.ca/TWONTO#flow_switch
71203 | THR-DIG-FSL-3272 | Flow Switch, Pump Seal Water | THR-DIG-P-3272 | Pump, Centrifugal, Sludge Transfer, Digester Tank 1000 | Transmitter,Pressure | Switch |  | FSL | http://www.toronto.ca/TWONTO#flow_switch
71204 | THR-DIG-FSL-3272 | Flow Switch, Pump Seal Water | THR-DIG-T-9-10 | Digester, Entities Common to Tanks 9-10 | Transmitter,Pressure | Switch |  | FSL | http://www.toronto.ca/TWONTO#flow_switch
71205 | THR-DIG-FSL-4710 | Flow Switch, Pump Seal Water (Removed from service as per D. Campolucci) | THR-DIG-P-4710 | Pump, Centrifugal, Hot Water Recirculation, Tank 0700 | Transmitter,Pressure | Switch | 34898 | FSL | http://www.toronto.ca/TWONTO#flow_switch
71206 | THR-DIG-FSL-4711 | Flow Switch, Pump Seal Water (Removed from service as per D. Campolucci) | THR-DIG-P-4711 | Pump, Centrifugal, Hot Water Recirculation, Tank 0700 | Transmitter,Pressure | Switch | 34899 | FSL | http://www.toronto.ca/TWONTO#flow_switch
71207 | THR-DIG-FSL-4760 | Flow Switch, Pump Seal Water (Removed from service as per D. Campolucci) | THR-DIG-P-4760 | Pump, Centrifugal, Hot Water Recirculation, Tank 0800 | Transmitter,Pressure | Switch | 34900 | FSL | http://www.toronto.ca/TWONTO#flow_switch
71208 | THR-DIG-FSL-4761 | Flow Switch, Pump Seal Water (Removed from service as per D. Campolluci | THR-DIG-P-4761 | Pump, Centrifugal, Hot Water Recirculation, Tank 0800 | Transmitter,Pressure | Switch | 34908 | FSL | http://www.toronto.ca/TWONTO#flow_switch
71209 | THR-DIG-FSL-4761 | Flow Switch, Pump Seal Water (Removed from service as per D. Campolluci | THR-S-E | SUSPENDED ENTITY | Transmitter,Pressure | Switch | 34908 | FSL | http://www.toronto.ca/TWONTO#flow_switch
71210 | THR-DIG-FSL-5240C | Switch, Flow-Low, Lube Oil, C-5240, Gas Mixing System | THR-DIG-T-5240 | Tank, Reservoir, Auxiliary Oil, Gas Compressor 5240, Digester Mixing System | Switch,Flow-Low | Switch |  | FSL | http://www.toronto.ca/TWONTO#flow_switch
71211 | THR-DIG-FSL-5280C | Switch, Flow-Low, Lube Oil, C-5280, Gas Mixing System | THR-DIG-T-5280 | Tank, Reservoir, Auxiliary Oil, Gas Compressor 5280, Digester Mixing System | Switch,Flow-Low | Switch |  | FSL | http://www.toronto.ca/TWONTO#flow_switch
71212 | THR-DIG-FSL-5440C | Switch, Flow-Low, Lube Oil, C-5440, Gas Mixing System | THR-DIG-T-5440 | Tank, Reservoir, Auxiliary Oil, Gas Compressor 5440, Digester Mixing System | Switch,Flow-Low | Switch |  | FSL | http://www.toronto.ca/TWONTO#flow_switch
71213 | THR-DIG-FSL-5480C | Switch, Flow-Low, Lube Oil, C-5480, Gas Mixing System | THR-DIG-T-5480 | Tank, Reservoir, Auxiliary Oil, Gas Compressor 5480, Digester Mixing System | Switch,Flow-Low | Switch |  | FSL | http://www.toronto.ca/TWONTO#flow_switch
71214 | THR-DIG-FSL-5640 | Switch, Flow-Low, Condensate Tank 5631 | THR-DIG-T-5631 | Tank, Condensate and Sediment Accumulator, C-5640, Digester Mixing System | Switch,Flow-Low | Switch |  | FSL | http://www.toronto.ca/TWONTO#flow_switch
71215 | THR-DIG-FSL-5642 | Switch, Flow-Low, Lube Oil, C-5640, Gas Mixing System | THR-DIG-C-5640 | Compressor, Gas, Mixing System, Digester Tank#7 | Switch,Flow-Low | Switch |  | FSL | http://www.toronto.ca/TWONTO#flow_switch
71216 | THR-DIG-FSL-5642 | Switch, Flow-Low, Lube Oil, C-5640, Gas Mixing System | THR-DIG-T-5641 | Tank, Reservoir, Auxiliary Oil, Gas Compressor 5640, Digester Mixing System | Switch,Flow-Low | Switch |  | FSL | http://www.toronto.ca/TWONTO#flow_switch
71217 | THR-DIG-FSL-5660 | Switch, Flow-Low, Condensate T-5651 | THR-DIG-T-5651 | Tank, Condensate and Sediment Accumulator, C-5660, Digester Mixing System | Switch,Flow-Low | Switch |  | FSL | http://www.toronto.ca/TWONTO#flow_switch
71218 | THR-DIG-FSL-5662 | Switch, Flow-Low, Lube Oil, C-5660, Gas Mixing System | THR-DIG-C-5660 | Compressor, Gas, Mixing System, Digester Tank#7/8 | Switch,Flow-Low | Switch |  | FSL | http://www.toronto.ca/TWONTO#flow_switch
71219 | THR-DIG-FSL-5662 | Switch, Flow-Low, Lube Oil, C-5660, Gas Mixing System | THR-DIG-T-5661 | Tank, Reservoir, Auxiliary Oil, Gas Compressor 5660, Digester Mixing System | Switch,Flow-Low | Switch |  | FSL | http://www.toronto.ca/TWONTO#flow_switch
71220 | THR-DIG-FSL-5680 | Switch, Flow-Low, Condensate, Tank 5671, Solids Treatment, Mixing System - Digesters - Tank 0700 & Tank 0800, Compressors | THR-DIG-T-5671 | Tank, Condensate and Sediment Accumulator, C-5680, Digester Mixing System | Switch,Flow-Low | Switch |  | FSL | http://www.toronto.ca/TWONTO#flow_switch
71221 | THR-DIG-FSL-5840 | Switch, Flow-Low, Condensate T-5832 | THR-DIG-T-5831 | Tank, Condensate and Sediment Accumulator, C-5840, Digester Mixing System | Switch,Flow-Low | Switch |  | FSL | http://www.toronto.ca/TWONTO#flow_switch
71222 | THR-DIG-FSL-5842 | Switch, Flow-Low, Lube Oil, C-5840, Gas Mixing System | THR-DIG-C-5840 | Compressor, Gas, Mixing System, Digester Tank#10 | Switch,Flow-Low | Switch |  | FSL | http://www.toronto.ca/TWONTO#flow_switch
71223 | THR-DIG-FSL-5860 | Switch, Flow-Low, Condensate T-5852 | THR-DIG-T-5851 | Tank, Condensate and Sediment Accumulator, C-5860, Digester Mixing System | Switch,Flow-Low | Switch |  | FSL | http://www.toronto.ca/TWONTO#flow_switch
71224 | THR-DIG-FSL-5882 | Switch, Flow-Low, Lube Oil, C-5880, Gas Mixing System | THR-DIG-C-5880 | Compressor, Gas, Mixing System, Digester Tank#09 | Switch,Flow-Low | Switch |  | FSL | http://www.toronto.ca/TWONTO#flow_switch
71325 | THR-DIG-LSH-0112 | Switch, Level, High, New Oil, Tank 0110, Lube Oil System, Gas Compressor Building | THR-DIG-T-0110 | Tank, New Oil, Lube Oil System, Gas Compressor Building |  | Switch |  | LSH | http://www.toronto.ca/TWONTO#level_switch
71326 | THR-DIG-LSH-0122 | Switch, Level, High, Waste Oil, Tank 0120, Lube Oil System, Gas Compressor Building | THR-DIG-T-0120 | Tank, Waste Oil, Lube Oil System, Gas Compressor Building |  | Switch |  | LSH | http://www.toronto.ca/TWONTO#level_switch
71327 | THR-DIG-LSH-0306 | Switch, Level-High, Over Flow Chamber, Tank 0300, Solids Treatment, Digester 3 Overflow Chamber | THR-DIG-PD-0300 | Tank, Primary Digester-3, Solids Treatment | Switch,Level-High | Switch |  | LSH | http://www.toronto.ca/TWONTO#level_switch
71328 | THR-DIG-LSH-0411 | Switch, Level-High, Liquid in Scrubber 0412, Digester Compressor Bldg. Basement South | THR-DIG-SB-0410 | Scrubber, Gas, Low Pressure Digester Gas, Gas Compressor Building | Switch,Level-High | Switch |  | LSH | http://www.toronto.ca/TWONTO#level_switch
71329 | THR-DIG-LSH-0421 | Switch, Level-High, Liquid in Scrubber 0420, Digester Gas Compressor Bldg. Basement South | THR-DIG-SB-0420 | Scrubber, Gas, Low Pressure Digester Gas, Gas Compressor Building | Switch,Level-High | Switch |  | LSH | http://www.toronto.ca/TWONTO#level_switch
71330 | THR-DIG-LSH-0431 | Switch, Level-High, Liquid in Scrubber 0430, Digester Gas Compressor Bldg. Basement South | THR-DIG-SB-0430 | Scrubber, Gas, Low Pressure Digester Gas, Gas Compressor Building | Switch,Level-High | Switch |  | LSH | http://www.toronto.ca/TWONTO#level_switch
71331 | THR-DIG-LSH-0606 | Switch, Level-High, Overflow Chamber,Tank 0600, Solids Treatment, Digester - Tanks 1-6 | THR-DIG-SD-0600 | Tank, Secondary Digester-6, Solids Treatment | Switch,Level-High | Switch |  | LSH | http://www.toronto.ca/TWONTO#level_switch
71332 | THR-DIG-LSH-1006 | Switch, Level-High, Tank 1000 Coffin Overflow, Primary Sludge, Solids Treatment, Transfer System - Digesters - Tank 0900 & Tank 1000 | THR-DIG-PD-1000 | Tank, Primary Digester-10, Solids Treatment | Switch,Level-High | Switch |  | LSH | http://www.toronto.ca/TWONTO#level_switch
71333 | THR-DIG-LSH-2171B | Switch, Level, High, Sump Pump, Near Digester Tank 6 | THR-DIG-CP-2171 | Control Panel, Duplex Sump, Near Digester Tank 6 | Pump,Centrifugal | Switch |  | LSH | http://www.toronto.ca/TWONTO#level_switch
71334 | THR-DIG-LSH-3850 | Switch, Level High, Separator Overfill, Oil Tank, Gas Compressor Bldg Bsmnt, Oil Water Separator Sys | THR-BG-F-0102 | Condensate Separator, Fuel Gas, Compressor Building, Gas Compressor (And Dryer) | Switch,Level-High | Switch |  | LSH | http://www.toronto.ca/TWONTO#level_switch
71335 | THR-DIG-LSH-3850 | Switch, Level High, Separator Overfill, Oil Tank, Gas Compressor Bldg Bsmnt, Oil Water Separator Sys | THR-DIG-T-3850 | Tank, Seperator, Oil Water, Gas Compressor Bldg Bsmnt, Oil Water Separator System | Switch,Level-High | Switch |  | LSH | http://www.toronto.ca/TWONTO#level_switch
71336 | THR-DIG-LSH-3851 | Switch, Level High, Integral Oil Storage Tank, Gas Compressor Bldg Bsmnt, Oil Water Separator Sys | THR-DIG-T-3850 | Tank, Seperator, Oil Water, Gas Compressor Bldg Bsmnt, Oil Water Separator System | Switch,Level-High | Switch |  | LSH | http://www.toronto.ca/TWONTO#level_switch
71337 | THR-DIG-LSHH-0207 | Switch, Level-High-High, Over Flow Chamber, Tank 0200, Solids Treatment, Digester 2 Overflow Chamber | THR-DIG-PD-0200 | Tank, Primary Digester-2, Solids Treatment | Switch,Level-High-High | Switch |  | LSHH | http://www.toronto.ca/TWONTO#level_switch
71338 | THR-DIG-LSHH-0507 | Switch, Level-High-High,Overflow Chamber,Tank 0500, Solids Treatment, Digester - Tanks 1-6 | THR-DIG-PD-0500 | Tank, Primary Digester-5, Solids Treatment | Switch,Level-High-High | Switch |  | LSHH | http://www.toronto.ca/TWONTO#level_switch
71339 | THR-DIG-LSHH-0607 | Switch, Level-High-High,Overflow Chamber,Tank 0600, Solids Treatment, Digester - Tanks 1-6 | THR-DIG-SD-0600 | Tank, Secondary Digester-6, Solids Treatment | Switch,Level-High-High | Switch |  | LSHH | http://www.toronto.ca/TWONTO#level_switch
71340 | THR-DIG-LSHH-3971 | Switch, Level-High-High,Pump 3171/3172,Sump, Tank 0700 & Tank 0800 | THR-DIG-P-3171 | Pump, Sump, Centrifugal, Tank 0700 & Tank 0800 | Pump,Centrifugal | Switch |  | LSHH | http://www.toronto.ca/TWONTO#level_switch
71341 | THR-DIG-LSHH-3971 | Switch, Level-High-High,Pump 3171/3172,Sump, Tank 0700 & Tank 0800 | THR-DIG-P-3977A | Pump, Sump, Digesters, Plant Services,Gallery T-10 Basement, Flood Monitoring System | Pump,Centrifugal | Switch |  | LSHH | http://www.toronto.ca/TWONTO#level_switch
71342 | THR-DIG-LSHH-3977 | Switch, Level-High-High,Pump 3977A/B,Sump, Digesters, Plant Services, Flood Monitoring System | THR-DIG-CP-2171 | Control Panel, Duplex Sump, Near Digester Tank 6 | Pump,Centrifugal | Switch |  | LSHH | http://www.toronto.ca/TWONTO#level_switch
71343 | THR-DIG-LSHH-3977 | Switch, Level-High-High,Pump 3977A/B,Sump, Digesters, Plant Services, Flood Monitoring System | THR-DIG-P-3977A | Pump, Sump, Digesters, Plant Services,Gallery T-10 Basement, Flood Monitoring System | Pump,Centrifugal | Switch |  | LSHH | http://www.toronto.ca/TWONTO#level_switch
71344 | THR-DIG-LSHH-3978 | Switch, Level-High-High,Pump 3978A/B,Sump, Digesters, Plant Services, Flood Monitoring System | THR-DIG-P-3978A | Pump, Sump, Digesters, Plant Services,Gallery T-10 Basement, Flood Monitoring System | Pump,Centrifugal | Switch |  | LSHH | http://www.toronto.ca/TWONTO#level_switch
71345 | THR-DIG-LSL-0123 | Switch, Level, Low, Waste Oil, Tank 0120, Lube Oil System, Gas Compressor Building | THR-DIG-T-0120 | Tank, Waste Oil, Lube Oil System, Gas Compressor Building |  | Switch |  | LSL | http://www.toronto.ca/TWONTO#level_switch
71346 | THR-DIG-LSL-5240C | Switch, Level-Low, Lube Oil, C-5240, Gas Mixing System | THR-DIG-T-5240 | Tank, Reservoir, Auxiliary Oil, Gas Compressor 5240, Digester Mixing System | Switch,Level-Low | Switch |  | LSL | http://www.toronto.ca/TWONTO#level_switch
71347 | THR-DIG-LSL-5440C | Switch, Level-Low, Lube Oil, C-5440, Gas Mixing System | THR-DIG-T-5440 | Tank, Reservoir, Auxiliary Oil, Gas Compressor 5440, Digester Mixing System | Switch,Level-Low | Switch |  | LSL | http://www.toronto.ca/TWONTO#level_switch
71348 | THR-DIG-LSL-5480C | Switch, Level-Low, Lube Oil, C-5480, Gas Mixing System | THR-DIG-T-5480 | Tank, Reservoir, Auxiliary Oil, Gas Compressor 5480, Digester Mixing System | Switch,Level-Low | Switch |  | LSL | http://www.toronto.ca/TWONTO#level_switch
71349 | THR-DIG-LSL-5641 | Switch, Level-Low, Lube Oil, C-5640, Gas Mixing System | THR-DIG-P-5642 | Pump,Lube Oil for C-5640, Mixing System, Tank 7 & 8 | Switch,Level-Low | Switch |  | LSL | http://www.toronto.ca/TWONTO#level_switch
71350 | THR-DIG-LSL-5641 | Switch, Level-Low, Lube Oil, C-5640, Gas Mixing System | THR-DIG-T-5641 | Tank, Reservoir, Auxiliary Oil, Gas Compressor 5640, Digester Mixing System | Switch,Level-Low | Switch |  | LSL | http://www.toronto.ca/TWONTO#level_switch
71351 | THR-DIG-LSL-5661 | Switch, Level-Low, Lube Oil, C-5660, Gas Mixing System | THR-DIG-P-5662 | Pump,Lube Oil for C-5660, Gas Mixing System | Switch,Level-Low | Switch |  | LSL | http://www.toronto.ca/TWONTO#level_switch
71352 | THR-DIG-LSL-5841 | Switch, Level-Low, Lube Oil, C-5840, Gas Mixing System | THR-DIG-T-5841 | Tank, Reservoir, Auxiliary Oil, Gas Compressor 5840, Digester Mixing System | Switch,Level-Low | Switch |  | LSL | http://www.toronto.ca/TWONTO#level_switch
71353 | THR-DIG-LSL-5861 | Switch, Level-Low, Lube Oil, C-5860, Gas Mixing System | THR-DIG-T-5861 | Tank, Reservoir, Auxiliary Oil, Gas Compressor 5860, Digester Mixing System | Switch,Level-Low | Switch |  | LSL | http://www.toronto.ca/TWONTO#level_switch
71628 | THR-DIG-PSH-0101 | Switch, Pressure, High, Discharge, Pump 0101, Lube Oil System, Gas Compressor Building | THR-DIG-P-0101 | Pump, Positive Displacement, Transfer, New Oil, Lube Oil System, Gas Compressor Building |  | Switch |  | PSH | http://www.toronto.ca/TWONTO#pressure_switch
71629 | THR-DIG-PSH-0801 | Switch, Pressure High, Tank 0800 Sampling Pump Discharge, Digester Tanks - Sampling System | THR-DIG-P-0801 | Pump, Tank 0800 Sampling, Digester Tanks - Sampling System | Switch,Pressure-High | Switch |  | PSH | http://www.toronto.ca/TWONTO#pressure_switch
71630 | THR-DIG-PSH-0901 | Switch, Pressure High, Tank 0900 Sampling Pump Discharge, Digester Tanks - Sampling System | THR-DIG-P-0901 | Pump, Tank 0900 Sampling, Digester Tanks - Sampling System | Switch,Pressure-High | Switch |  | PSH | http://www.toronto.ca/TWONTO#pressure_switch
71631 | THR-DIG-PSH-2264 | Switch, Pressure-High, Discharge, Pump 2264, Solids Treatment, Heating System - Digesters - Tank 0700 & Tank 0800 | THR-DIG-P-2264 | Pump, Centrifugal, Primary Sludge Recirculation Tank 0800 | Switch,Pressure-High | Switch |  | PSH | http://www.toronto.ca/TWONTO#pressure_switch
71632 | THR-DIG-PSH-2265 | Switch, Pressure-High, Discharge, Pump 2265, Solids Treatment, Heating System - Digesters - Tank 0700 & Tank 0800 | THR-DIG-P-2265 | Pump, Centrifugal, Primary Sludge Recirculation Tank 0800 | Switch,Pressure-High | Switch |  | PSH | http://www.toronto.ca/TWONTO#pressure_switch
71633 | THR-DIG-PSH-2318 | Switch, Pressure-High, Discharge, Pump 2318, Solids Treatment, Heating System - Digesters - Tank 0900 Tank 1000 | THR-DIG-P-2318 | Pump, Centrifugal, Sludge Recirculation, Tank 0900 | Switch,Pressure-High | Switch |  | PSH | http://www.toronto.ca/TWONTO#pressure_switch
71634 | THR-DIG-PSH-2368 | Switch, Pressure-High, Discharge, Pump 2368, Solids Treatment, Heating System - Digesters - Tank 0900 Tank 1000 | THR-DIG-P-2368 | Pump, Centrifugal, Sludge Recirculation, Tank 1000 | Switch,Pressure-High | Switch |  | PSH | http://www.toronto.ca/TWONTO#pressure_switch
71635 | THR-DIG-PSH-2369 | Switch, Pressure-High, Discharge, Pump 2369, Solids Treatment, Heating System - Digesters - Tank 0900 Tank 1000 | THR-DIG-P-2369 | Pump, Centrifugal, Sludge Recirculation, Tank 1000 | Switch,Pressure-High | Switch |  | PSH | http://www.toronto.ca/TWONTO#pressure_switch
71636 | THR-DIG-PSH-2501 | Switch, Pressure-High, Discharge Pump 2501, Digester Tank 0100 | THR-DIG-P-2501 | Pump, Centrifugal, Sludge Recirculation, Tank 0100 | Switch,Pressure-High | Switch |  | PSH | http://www.toronto.ca/TWONTO#pressure_switch
71637 | THR-DIG-PSH-2503 | Switch, Pressure-High, Discharge Pump 2503, Digester Tank 0100 | THR-DIG-P-2503 | Pump, Centrifugal, Sludge Transfer, Tank 0100 | Switch,Pressure-High | Switch |  | PSH | http://www.toronto.ca/TWONTO#pressure_switch
71638 | THR-DIG-PSH-2504 | Switch, Pressure-High, Discharge Pump 2504, Digester Tank 0100 | THR-DIG-P-2504 | Pump, Centrifugal, Sludge Transfer, Tank 0100 | Switch,Pressure-High | Switch |  | PSH | http://www.toronto.ca/TWONTO#pressure_switch
71639 | THR-DIG-PSH-2512 | Switch, Pressure-High, Discharge Pump 2512, Digester Tank 0200 | THR-DIG-P-2512 | Pump, Centrifugal, Sludge Recirculation, Tank 0200 | Switch,Pressure-High | Switch |  | PSH | http://www.toronto.ca/TWONTO#pressure_switch
71640 | THR-DIG-PSH-2514 | Switch, Pressure-High, Discharge Pump 2514, Digester Tank 0200 | THR-DIG-P-2514 | Pump, Centrifugal, Sludge Transfer, Tank 0200 | Switch,Pressure-High | Switch |  | PSH | http://www.toronto.ca/TWONTO#pressure_switch
71641 | THR-DIG-PSH-2524 | Switch, Pressure-High, Discharge Pump 2524, Digester Tank 0300 | THR-DIG-P-2524 | Pump, Centrifugal, Sludge Transfer, Tank 0300 | Switch,Pressure-High | Switch |  | PSH | http://www.toronto.ca/TWONTO#pressure_switch
71642 | THR-DIG-PSH-2532 | Switch, Pressure-High, Discharge Pump 2532, Digester Tank 0500 | THR-DIG-P-2532 | Pump, Centrifugal, Sludge Recirculation, Tank 0500 | Switch,Pressure-High | Switch |  | PSH | http://www.toronto.ca/TWONTO#pressure_switch
71643 | THR-DIG-PSH-2533 | Switch, Pressure-High, Discharge Pump 2533, Digester Tank 0500 | THR-DIG-P-2533 | Pump, Centrifugal, Sludge Transfer, Tank 0500 | Switch,Pressure-High | Switch |  | PSH | http://www.toronto.ca/TWONTO#pressure_switch
71644 | THR-DIG-PSH-3041 | Switch, Pressure-High, Discharge Pump 3041, Digester Tank 0600, Digester Tank 1-6 | THR-DIG-P-3041 | Centrifugal Pump, Sludge Transfer to MTI Line 1 & 2, Tank 0400 | Switch,Pressure-High | Switch |  | PSH | http://www.toronto.ca/TWONTO#pressure_switch
71645 | THR-DIG-PSH-3042 | Switch, Pressure-High, Discharge Pump 3042, Digester Tank 0600, Digester Tank 1-6 | THR-DIG-P-3042 | Centrifugal Pump, Sludge Transfer to MTI Line 1 & 2, Tank 0400 | Switch,Pressure-High | Switch |  | PSH | http://www.toronto.ca/TWONTO#pressure_switch
71646 | THR-DIG-PSH-3071 | Switch, Pressure-High, Discharge Pump 3071, Digester Tank 0600, Digester Tank 1-6 | THR-DIG-P-3071 | Centrifugal Pump, Sludge Transfer to MTI Line 1 & 2, Tank 0600 | Switch,Pressure-High | Switch |  | PSH | http://www.toronto.ca/TWONTO#pressure_switch
71647 | THR-DIG-PSH-3116 | Switch, Pressure-High, Pump 3116, Solids Treatment, Transfer System - Digesters - Tank 0700 & Tank 0800 | THR-DIG-P-3116 | Pump, Centrifugal, Sludge Transfer, Digester Tank 0700 | Switch,Pressure-High | Switch |  | PSH | http://www.toronto.ca/TWONTO#pressure_switch
71648 | THR-DIG-PSH-3165 | Switch, Pressure-High, Pump 3165, Solids Treatment, Transfer System - Digesters - Tank 0700 & Tank 0800 | THR-DIG-P-3165 | Pump, Centrifugal, Sludge Transfer, Digester Tank 0800 | Switch,Pressure-High | Switch |  | PSH | http://www.toronto.ca/TWONTO#pressure_switch
71649 | THR-DIG-PSH-3166 | Switch, Pressure-High, Pump 3166, Solids Treatment, Transfer System - Digesters - Tank 0700 & Tank 0800 | THR-DIG-P-3166 | Pump, Centrifugal, Sludge Transfer, Digester Tank 0800 | Switch,Pressure-High | Switch |  | PSH | http://www.toronto.ca/TWONTO#pressure_switch
71650 | THR-DIG-PSH-3211 | Switch, Pressure-High, Discharge, Pump 3211, Solids Treatment, Transfer System - Digesters - Tank 0900 & Tank 1000 | THR-DIG-P-3211 | Pump, Centrifugal, Sludge Transfer, Digester Tank 0900 | Switch,Pressure-High | Switch |  | PSH | http://www.toronto.ca/TWONTO#pressure_switch
71651 | THR-DIG-PSH-3212 | Switch, Pressure-High, Discharge, Pump 3212, Solids Treatment, Transfer System - Digesters - Tank 0900 & Tank 1000 | THR-DIG-P-3212 | Pump, Centrifugal, Sludge Transfer, Digester Tank 0900 | Switch,Pressure-High | Switch |  | PSH | http://www.toronto.ca/TWONTO#pressure_switch
71652 | THR-DIG-PSH-3272 | Switch, Pressure-High, Discharge, Pump 3272, Solids Treatment, Transfer System - Digesters - Tank 0900 & Tank 1000 | THR-DIG-P-3272 | Pump, Centrifugal, Sludge Transfer, Digester Tank 1000 | Switch,Pressure-High | Switch |  | PSH | http://www.toronto.ca/TWONTO#pressure_switch
71653 | THR-DIG-PSH-4011 | Switch, Pressure-High, Discharge Pump 4011/4012, Digester Tank 0200, Solid Treatment, Mezzanine Floor | THR-DIG-HE-4014 | Heat Exchanger, Tank 0200, Solids Treatment, Digester Tank 2 | Switch,Pressure-High | Switch |  | PSH | http://www.toronto.ca/TWONTO#pressure_switch
71654 | THR-DIG-PSH-4031 | Switch, Pressure-High, Discharge Pump 4031/4032, Digester Tank 0100, Solid Treatment | THR-DIG-HE-4036 | Heat Exchanger, Tank 0100, Solids Treatment, Digester Tank 1 | Switch,Pressure-High | Switch |  | PSH | http://www.toronto.ca/TWONTO#pressure_switch
71655 | THR-DIG-PSH-4051 | Switch, Pressure-High, Discharge Pump 4051/4052, Digester Tank 0300, Solid Treatment, Mezzanine Floor | THR-DIG-P-4051 | Pump, Centrifugal, Hot Water Recirculation, Tank 0300 | Switch,Pressure-High | Switch |  | PSH | http://www.toronto.ca/TWONTO#pressure_switch
71656 | THR-DIG-PSH-4071 | Switch, Pressure-High, Discharge Pump 4071/4072, Digester Tank 0500, Solid Treatment | THR-DIG-HE-4077 | Heat Exchanger, Tank 0500, Solids Treatment, Digester Tank 5 | Switch,Pressure-High | Switch |  | PSH | http://www.toronto.ca/TWONTO#pressure_switch
71657 | THR-DIG-PSH-4710 | Switch, Pressure-High, Discharge, Pump 4710, Solids Treatment, Heating System - Digesters - Tank 0700 & Tank 0800 | THR-DIG-P-4710 | Pump, Centrifugal, Hot Water Recirculation, Tank 0700 | Switch,Pressure-High | Switch |  | PSH | http://www.toronto.ca/TWONTO#pressure_switch
71658 | THR-DIG-PSH-4760 | Switch, Pressure-High, Discharge, Pump 4760, Solids Treatment, Heating System - Digesters - Tank 0700 & Tank 0800 | THR-DIG-P-4760 | Pump, Centrifugal, Hot Water Recirculation, Tank 0800 | Switch,Pressure-High | Switch |  | PSH | http://www.toronto.ca/TWONTO#pressure_switch
71659 | THR-DIG-PSH-4806 | Switch, Pressure-High, Discharge, Pump 4806, Solids Treatment, Heating System - Digesters - Tank 0900 Tank 1000 | THR-DIG-P-4806 | Pump, Centrifugal, Hot Water Recirculation, Tank 0900 | Switch,Pressure-High | Switch |  | PSH | http://www.toronto.ca/TWONTO#pressure_switch
71660 | THR-DIG-PSH-5240 | Switch, Pressure-High, Outlet Gas compressor 5240 | THR-DIG-C-5240 | Compressor, Gas, Mixing System, Digester Tank#1 | Switch,Pressure-High | Switch |  | PSH | http://www.toronto.ca/TWONTO#pressure_switch
71661 | THR-DIG-PSH-5260 | Switch, Pressure-High, Outlet Gas compressor 5260 | THR-DIG-C-5260 | Compressor, Gas, Mixing System, Digester Tank#1/2 | Switch,Pressure-High | Switch |  | PSH | http://www.toronto.ca/TWONTO#pressure_switch
71662 | THR-DIG-PSH-5440 | Switch, Pressure-High, Outlet Gas compressor 5440 | THR-DIG-C-5440 | Compressor, Gas, Mixing System, Digester Tank#3 | Switch,Pressure-High | Switch |  | PSH | http://www.toronto.ca/TWONTO#pressure_switch
71663 | THR-DIG-PSH-5460 | Switch, Pressure-High, Outlet Gas compressor 5460 | THR-DIG-C-5460 | Compressor, Gas, Mixing System, Digester Tank#3/5 | Switch,Pressure-High | Switch |  | PSH | http://www.toronto.ca/TWONTO#pressure_switch
71664 | THR-DIG-PSH-5480 | Switch, Pressure-High, Outlet Gas compressor 5480 | THR-DIG-C-5480 | Compressor, Gas, Mixing System, Digester Tank#5 | Switch,Pressure-High | Switch |  | PSH | http://www.toronto.ca/TWONTO#pressure_switch
71665 | THR-DIG-PSH-5640 | Switch, Pressure-High, Discharge, C-5640, Mixing System, Tank 7 & 8 | THR-DIG-C-5640 | Compressor, Gas, Mixing System, Digester Tank#7 | Switch,Pressure-High | Switch |  | PSH | http://www.toronto.ca/TWONTO#pressure_switch
71666 | THR-DIG-PSH-5680 | Switch, Pressure-High, Discharge, Compress 5680, Solids Treatment, Mixing System - Digesters - Tank 0700 & Tank 0800, Compressors | THR-DIG-C-5680 | Compressor, Gas, Mixing System, Digester Tank#8 | Switch,Pressure-High | Switch |  | PSH | http://www.toronto.ca/TWONTO#pressure_switch
71667 | THR-DIG-PSH-5860 | Switch, Pressure-High, Discharge, Compressor 5860, Solids Treatment - Thickening - Mixing System - Digesters - Tank 0900 & Tank 1000, Compressors | THR-DIG-C-5860 | Compressor, Gas, Mixing System, Digester Tank#9/10 | Switch,Pressure-High | Switch |  | PSH | http://www.toronto.ca/TWONTO#pressure_switch
71668 | THR-DIG-PSH-6401 | Switch, Pressure-High, Discharge Pump 6401, Tank 0400 | THR-DIG-P-6401 | Centrifugal Pump, Sampling, Tank 0400 | Switch,Pressure-High | Switch |  | PSH | http://www.toronto.ca/TWONTO#pressure_switch
71669 | THR-DIG-PSL-0301 | Switch, Pressure, Low, DG Fuel Train, Compressor 0201 Fuel Gas Train, Gas Compressor Building | THR-BG-C-0201 | Compressor, Centrifugal, Fuel Gas, Compressor Building, Gas Compressor (And Dryer), for COGEN |  | Switch |  | PSL | http://www.toronto.ca/TWONTO#pressure_switch
71670 | THR-DIG-PSL-0701 | Switch, Pressure Low, Tank 0700 Sampling Pump Suction, Digester Tanks - Sampling System | THR-DIG-P-0701 | Pump, Tank 0700 Sampling, Digester Tanks - Sampling System | Switch,Pressure-Low | Switch |  | PSL | http://www.toronto.ca/TWONTO#pressure_switch
71671 | THR-DIG-PSL-2214 | Switch, Pressure-Low, Suction, Pump 2214, Solids Treatment, Heating System - Digesters - Tank 0700 & Tank 0800 | THR-DIG-P-2214 | Pump, Centrifugal, Primary Sludge Recirculation to Tank 0700 | Switch,Pressure-Low | Switch |  | PSL | http://www.toronto.ca/TWONTO#pressure_switch
71672 | THR-DIG-PSL-2215 | Switch, Pressure-Low, Suction, Pump 2215, Solids Treatment, Heating System - Digesters - Tank 0700 & Tank 0800 | THR-DIG-P-2215 | Pump, Centrifugal, Primary Sludge Recirculation to Tank 0700 | Switch,Pressure-Low | Switch |  | PSL | http://www.toronto.ca/TWONTO#pressure_switch
71673 | THR-DIG-PSL-2264 | Switch, Pressure-Low, Suction, Pump 2264, Solids Treatment, Heating System - Digesters - Tank 0700 & Tank 0800 | THR-DIG-P-2264 | Pump, Centrifugal, Primary Sludge Recirculation Tank 0800 | Switch,Pressure-Low | Switch |  | PSL | http://www.toronto.ca/TWONTO#pressure_switch
71674 | THR-DIG-PSL-2501 | Switch, Pressure-Low, Inlet Pump 2501, Digester Tank 0100 | THR-DIG-P-2501 | Pump, Centrifugal, Sludge Recirculation, Tank 0100 | Switch,Pressure-Low | Switch |  | PSL | http://www.toronto.ca/TWONTO#pressure_switch
71675 | THR-DIG-PSL-2502 | Switch, Pressure-Low, Inlet Pump 2502, Digester Tank 0100 | THR-DIG-P-2502 | Pump, Centrifugal, Sludge Recirculation, Tank 0100 | Switch,Pressure-Low | Switch |  | PSL | http://www.toronto.ca/TWONTO#pressure_switch
71676 | THR-DIG-PSL-2504 | Switch, Pressure-Low, Inlet Pump 2504, Digester Tank 0100 | THR-DIG-P-2504 | Pump, Centrifugal, Sludge Transfer, Tank 0100 | Switch,Pressure-Low | Switch |  | PSL | http://www.toronto.ca/TWONTO#pressure_switch
71677 | THR-DIG-PSL-2513 | Switch, Pressure-Low, Inlet Pump 2513, Digester Tank 0200 | THR-DIG-P-2513 | Pump, Centrifugal, Sludge Transfer, Tank 0200 | Switch,Pressure-Low | Switch |  | PSL | http://www.toronto.ca/TWONTO#pressure_switch
71678 | THR-DIG-PSL-2522 | Switch, Pressure-Low, Inlet Pump 2522, Digester Tank 0300 | THR-DIG-P-2522 | Pump, Centrifugal, Sludge Recirculation, Tank 0300 | Switch,Pressure-Low | Switch |  | PSL | http://www.toronto.ca/TWONTO#pressure_switch
71679 | THR-DIG-PSL-2523 | Switch, Pressure-Low, Inlet Pump 2523, Digester Tank 0300 | THR-DIG-P-2523 | Pump, Centrifugal, Sludge Transfer, Tank 0300 | Switch,Pressure-Low | Switch |  | PSL | http://www.toronto.ca/TWONTO#pressure_switch
71680 | THR-DIG-PSL-2524 | Switch, Pressure-Low, Inlet Pump 2524, Digester Tank 0300 | THR-DIG-P-2524 | Pump, Centrifugal, Sludge Transfer, Tank 0300 | Switch,Pressure-Low | Switch |  | PSL | http://www.toronto.ca/TWONTO#pressure_switch
71681 | THR-DIG-PSL-2531 | Switch, Pressure-Low, Inlet Pump 2531, Digester Tank 0500 | THR-DIG-P-2531 | Pump, Centrifugal, Sludge Recirculation, Tank 0500 | Switch,Pressure-Low | Switch |  | PSL | http://www.toronto.ca/TWONTO#pressure_switch
71682 | THR-DIG-PSL-2532 | Switch, Pressure-Low, Inlet Pump 2532, Digester Tank 0500 | THR-DIG-P-2532 | Pump, Centrifugal, Sludge Recirculation, Tank 0500 | Switch,Pressure-Low | Switch |  | PSL | http://www.toronto.ca/TWONTO#pressure_switch
71683 | THR-DIG-PSL-2534 | Switch, Pressure-Low, Inlet Pump 2534, Digester Tank 0500 | THR-DIG-P-2534 | Pump, Centrifugal, Sludge Transfer, Tank 0500 | Switch,Pressure-Low | Switch |  | PSL | http://www.toronto.ca/TWONTO#pressure_switch
71684 | THR-DIG-PSL-3042 | Switch, Pressure-Low, Inlet Pump 3042, Digester Tank 0600, Digester Tank 1-6 | THR-DIG-P-3042 | Centrifugal Pump, Sludge Transfer to MTI Line 1 & 2, Tank 0400 | Switch,Pressure-Low | Switch |  | PSL | http://www.toronto.ca/TWONTO#pressure_switch
71685 | THR-DIG-PSL-3115 | Switch, Pressure-Low, Pump 3115, Solids Treatment, Transfer System - Digesters - Tank 0700 & Tank 0800 | THR-DIG-P-3115 | Pump, Centrifugal, Sludge Transfer, Digester Tank 0700, | Switch,Pressure-Low | Switch |  | PSL | http://www.toronto.ca/TWONTO#pressure_switch
71686 | THR-DIG-PSL-3272 | Switch, Pressure-Low, Suction, Pump 3272, Solids Treatment, Transfer System - Digesters - Tank 0900 & Tank 1000 | THR-DIG-P-3272 | Pump, Centrifugal, Sludge Transfer, Digester Tank 1000 | Switch,Pressure-Low | Switch |  | PSL | http://www.toronto.ca/TWONTO#pressure_switch
71687 | THR-DIG-PSL-4761 | Switch, Pressure-Low, Suction, Pump 4761, Solids Treatment, Heating System - Digesters - Tank 0700 & Tank 0800 | THR-DIG-P-4761 | Pump, Centrifugal, Hot Water Recirculation, Tank 0800 | Switch,Pressure-Low | Switch |  | PSL | http://www.toronto.ca/TWONTO#pressure_switch
71688 | THR-DIG-PSL-5161 | Switch, Pressure-Low, Inlet Pump 5161, Solids Treatment, Digester - Tanks 1-6 | THR-DIG-GBP-5161 | Gas Booster, Tank 0600, Solids Treatment | Switch,Pressure-Low | Switch |  | PSL | http://www.toronto.ca/TWONTO#pressure_switch
71689 | THR-DIG-PSL-5240C | Switch, Pressure-Low, Lube Oil, C-5240, Gas Mixing System | THR-DIG-T-5240 | Tank, Reservoir, Auxiliary Oil, Gas Compressor 5240, Digester Mixing System | Switch,Pressure-Low | Switch |  | PSL | http://www.toronto.ca/TWONTO#pressure_switch
71690 | THR-DIG-PSL-5260 | Switch, Pressure-Low, Inlet Gas compressor 5260 | THR-DIG-C-5260 | Compressor, Gas, Mixing System, Digester Tank#1/2 | Switch,Pressure-Low | Switch |  | PSL | http://www.toronto.ca/TWONTO#pressure_switch
71691 | THR-DIG-PSL-5260C | Switch, Pressure-Low, Lube Oil, C-5260, Gas Mixing System | THR-DIG-T-5260 | Tank, Reservoir, Auxiliary Oil, Gas Compressor 5260, Digester Mixing System | Switch,Pressure-Low | Switch |  | PSL | http://www.toronto.ca/TWONTO#pressure_switch
71692 | THR-DIG-PSL-5440 | Switch, Pressure-Low, Inlet Gas compressor 5440 | THR-DIG-C-5440 | Compressor, Gas, Mixing System, Digester Tank#3 | Switch,Pressure-Low | Switch |  | PSL | http://www.toronto.ca/TWONTO#pressure_switch
71693 | THR-DIG-PSL-5480 | Switch, Pressure-Low, Inlet Gas compressor 5480 | THR-DIG-C-5480 | Compressor, Gas, Mixing System, Digester Tank#5 | Switch,Pressure-Low | Switch |  | PSL | http://www.toronto.ca/TWONTO#pressure_switch
71694 | THR-DIG-PSL-5480C | Switch, Pressure-Low, Lube Oil, C-5480, Gas Mixing System | THR-DIG-T-5480 | Tank, Reservoir, Auxiliary Oil, Gas Compressor 5480, Digester Mixing System | Switch,Pressure-Low | Switch |  | PSL | http://www.toronto.ca/TWONTO#pressure_switch
71695 | THR-DIG-PSL-5654 | Switch, Pressure-Low, Inlet Gas compressor 5660 | THR-DIG-C-5660 | Compressor, Gas, Mixing System, Digester Tank#7/8 | Switch,Pressure-Low | Switch |  | PSL | http://www.toronto.ca/TWONTO#pressure_switch
71696 | THR-DIG-PSL-5682 | Switch, Pressure-Low, Lube Oil, C-5680, Gas Mixing System | THR-DIG-T-5680 | Tank, Reservoir, Auxiliary Oil, Gas Compressor 5680, Digester Mixing System | Switch,Pressure-Low | Switch |  | PSL | http://www.toronto.ca/TWONTO#pressure_switch
71697 | THR-DIG-PSL-5840A | Switch, Pressure-Low, Inlet Gas compressor 5840 | THR-DIG-C-5840 | Compressor, Gas, Mixing System, Digester Tank#10 | Switch,Pressure-Low | Switch |  | PSL | http://www.toronto.ca/TWONTO#pressure_switch
71698 | THR-DIG-PSL-5842 | Switch, Pressure-Low, Lube Oil, C-5840, Gas Mixing System | THR-DIG-T-5840 | Tank, Reservoir, Auxiliary Oil, Gas Compressor 5840, Digester Mixing System | Switch,Pressure-Low | Switch |  | PSL | http://www.toronto.ca/TWONTO#pressure_switch
71699 | THR-DIG-PSL-5862 | Switch, Pressure-Low, Lube Oil, C-5860, Gas Mixing System | THR-DIG-T-5860 | Tank, Reservoir, Auxiliary Oil, Gas Compressor 5860, Digester Mixing System | Switch,Pressure-Low | Switch |  | PSL | http://www.toronto.ca/TWONTO#pressure_switch
71700 | THR-DIG-PSL-5880A | Switch, Pressure-Low, Inlet Gas compressor 5880 | THR-DIG-C-5880 | Compressor, Gas, Mixing System, Digester Tank#09 | Switch,Pressure-Low | Switch |  | PSL | http://www.toronto.ca/TWONTO#pressure_switch
71743 | THR-DIG-SSH-5104A | Switch, Speed-High, Digester Gas Mixing, Tank 0100, Solids Treatment, Digester Tanks 1-6 | THR-DIG-MX-0100 | Digester Gas Mixing, Digester Tank 0100 | Switch,Speed-High | Switch |  | SSH | http://www.toronto.ca/TWONTO#speed_switch
71744 | THR-DIG-SSH-5113A | Switch, Speed-High, Digester Gas Mixing, Tank 0100, Solids Treatment, Digester Tanks 1-6 | THR-DIG-MX-0100 | Digester Gas Mixing, Digester Tank 0100 | Switch,Speed-High | Switch |  | SSH | http://www.toronto.ca/TWONTO#speed_switch
71745 | THR-DIG-SSH-5116A | Switch, Speed-High, Digester Gas Mixing, Tank 0100, Solids Treatment, Digester Tanks 1-6 | THR-DIG-MX-0100 | Digester Gas Mixing, Digester Tank 0100 | Switch,Speed-High | Switch |  | SSH | http://www.toronto.ca/TWONTO#speed_switch
71746 | THR-DIG-SSH-5128A | Switch, Speed-High, Digester Gas Mixing, Tank 0100, Solids Treatment, Digester Tanks 1-6 | THR-DIG-MX-0100 | Digester Gas Mixing, Digester Tank 0100 | Switch,Speed-High | Switch |  | SSH | http://www.toronto.ca/TWONTO#speed_switch
71747 | THR-DIG-SSH-5137A | Switch, Speed-High, Digester Gas Mixing, Tank 0100, Solids Treatment, Digester Tanks 1-6 | THR-DIG-MX-0100 | Digester Gas Mixing, Digester Tank 0100 | Switch,Speed-High | Switch |  | SSH | http://www.toronto.ca/TWONTO#speed_switch
71748 | THR-DIG-SSH-5140A | Switch, Speed-High, Digester Gas Mixing, Tank 0100, Solids Treatment, Digester Tanks 1-6 | THR-DIG-MX-0100 | Digester Gas Mixing, Digester Tank 0100 | Switch,Speed-High | Switch |  | SSH | http://www.toronto.ca/TWONTO#speed_switch
71749 | THR-DIG-SSH-5160A | Digester Gas Mixing, Tank 0200, Solids Treatment, Digester Tanks 1-6 | THR-DIG-MX-0200 | Digester Gas Mixing, Digester Tank 0200 | Switch,Speed-High | Switch |  | SSH | http://www.toronto.ca/TWONTO#speed_switch
71750 | THR-DIG-SSH-5163A | Digester Gas Mixing, Tank 0200, Solids Treatment, Digester Tanks 1-6 | THR-DIG-MX-0200 | Digester Gas Mixing, Digester Tank 0200 | Switch,Speed-High | Switch |  | SSH | http://www.toronto.ca/TWONTO#speed_switch
71751 | THR-DIG-SSH-5172A | Digester Gas Mixing, Tank 0200, Solids Treatment, Digester Tanks 1-6 | THR-DIG-MX-0200 | Digester Gas Mixing, Digester Tank 0200 | Switch,Speed-High | Switch |  | SSH | http://www.toronto.ca/TWONTO#speed_switch
71752 | THR-DIG-SSH-5178A | Digester Gas Mixing, Tank 0200, Solids Treatment, Digester Tanks 1-6 | THR-DIG-MX-0200 | Digester Gas Mixing, Digester Tank 0200 | Switch,Speed-High | Switch |  | SSH | http://www.toronto.ca/TWONTO#speed_switch
71753 | THR-DIG-SSH-5187A | Digester Gas Mixing, Tank 0200, Solids Treatment, Digester Tanks 1-6 | THR-DIG-MX-0200 | Digester Gas Mixing, Digester Tank 0200 | Switch,Speed-High | Switch |  | SSH | http://www.toronto.ca/TWONTO#speed_switch
71754 | THR-DIG-SSL-5107A | Switch, Speed-Low, Digester Gas Mixing, Tank 0100, Solids Treatment, Digester Tanks 1-6 | THR-DIG-MX-0100 | Digester Gas Mixing, Digester Tank 0100 | Switch,Speed-Low | Switch |  | SSL | http://www.toronto.ca/TWONTO#speed_switch
71755 | THR-DIG-SSL-5128A | Switch, Speed-Low, Digester Gas Mixing, Tank 0100, Solids Treatment, Digester Tanks 1-6 | THR-DIG-MX-0100 | Digester Gas Mixing, Digester Tank 0100 | Switch,Speed-Low | Switch |  | SSL | http://www.toronto.ca/TWONTO#speed_switch
71756 | THR-DIG-SSL-5131A | Switch, Speed-Low, Digester Gas Mixing, Tank 0100, Solids Treatment, Digester Tanks 1-6 | THR-DIG-MX-0100 | Digester Gas Mixing, Digester Tank 0100 | Switch,Speed-Low | Switch |  | SSL | http://www.toronto.ca/TWONTO#speed_switch
71757 | THR-DIG-SSL-5134A | Switch, Speed-Low, Digester Gas Mixing, Tank 0100, Solids Treatment, Digester Tanks 1-6 | THR-DIG-MX-0100 | Digester Gas Mixing, Digester Tank 0100 | Switch,Speed-Low | Switch |  | SSL | http://www.toronto.ca/TWONTO#speed_switch
71758 | THR-DIG-SSL-5137A | Switch, Speed-Low, Digester Gas Mixing, Tank 0100, Solids Treatment, Digester Tanks 1-6 | THR-DIG-MX-0100 | Digester Gas Mixing, Digester Tank 0100 | Switch,Speed-Low | Switch |  | SSL | http://www.toronto.ca/TWONTO#speed_switch
71759 | THR-DIG-SSL-5154A | Digester Gas Mixing, Tank 0200, Solids Treatment, Digester Tanks 1-6 | THR-DIG-MX-0200 | Digester Gas Mixing, Digester Tank 0200 | Switch,Speed-Low | Switch |  | SSL | http://www.toronto.ca/TWONTO#speed_switch
71760 | THR-DIG-SSL-5157A | Digester Gas Mixing, Tank 0200, Solids Treatment, Digester Tanks 1-6 | THR-DIG-MX-0200 | Digester Gas Mixing, Digester Tank 0200 | Switch,Speed-Low | Switch |  | SSL | http://www.toronto.ca/TWONTO#speed_switch
71761 | THR-DIG-SSL-5160A | Digester Gas Mixing, Tank 0200, Solids Treatment, Digester Tanks 1-6 | THR-DIG-MX-0200 | Digester Gas Mixing, Digester Tank 0200 | Switch,Speed-Low | Switch |  | SSL | http://www.toronto.ca/TWONTO#speed_switch
71762 | THR-DIG-SSL-5166A | Digester Gas Mixing, Tank 0200, Solids Treatment, Digester Tanks 1-6 | THR-DIG-MX-0200 | Digester Gas Mixing, Digester Tank 0200 | Switch,Speed-Low | Switch |  | SSL | http://www.toronto.ca/TWONTO#speed_switch
71763 | THR-DIG-SSL-5169A | Digester Gas Mixing, Tank 0200, Solids Treatment, Digester Tanks 1-6 | THR-DIG-MX-0200 | Digester Gas Mixing, Digester Tank 0200 | Switch,Speed-Low | Switch |  | SSL | http://www.toronto.ca/TWONTO#speed_switch
71764 | THR-DIG-SSL-5172A | Digester Gas Mixing, Tank 0200, Solids Treatment, Digester Tanks 1-6 | THR-DIG-MX-0200 | Digester Gas Mixing, Digester Tank 0200 | Switch,Speed-Low | Switch |  | SSL | http://www.toronto.ca/TWONTO#speed_switch
71765 | THR-DIG-SSL-5175A | Digester Gas Mixing, Tank 0200, Solids Treatment, Digester Tanks 1-6 | THR-DIG-MX-0200 | Digester Gas Mixing, Digester Tank 0200 | Switch,Speed-Low | Switch |  | SSL | http://www.toronto.ca/TWONTO#speed_switch
71766 | THR-DIG-SSL-5181A | Digester Gas Mixing, Tank 0200, Solids Treatment, Digester Tanks 1-6 | THR-DIG-MX-0200 | Digester Gas Mixing, Digester Tank 0200 | Switch,Speed-Low | Switch |  | SSL | http://www.toronto.ca/TWONTO#speed_switch
71767 | THR-DIG-SSL-5184A | Digester Gas Mixing, Tank 0200, Solids Treatment, Digester Tanks 1-6 | THR-DIG-MX-0200 | Digester Gas Mixing, Digester Tank 0200 | Switch,Speed-Low | Switch |  | SSL | http://www.toronto.ca/TWONTO#speed_switch
71768 | THR-DIG-SSL-5187A | Digester Gas Mixing, Tank 0200, Solids Treatment, Digester Tanks 1-6 | THR-DIG-MX-0200 | Digester Gas Mixing, Digester Tank 0200 | Switch,Speed-Low | Switch |  | SSL | http://www.toronto.ca/TWONTO#speed_switch
71769 | THR-DIG-SSL-5190A | Digester Gas Mixing, Tank 0200, Solids Treatment, Digester Tanks 1-6 | THR-DIG-MX-0200 | Digester Gas Mixing, Digester Tank 0200 | Switch,Speed-Low | Switch |  | SSL | http://www.toronto.ca/TWONTO#speed_switch
71857 | FHA-CLA-PSH-0102 | Switch, Pressure, High, Discharge Evaporator CLA-EV-0101, Chemical Storage Room, Filter Building | FHA-CLA-EV-0101 | Evaporator, Chlorine, Filtration Bldg., Chlorine Storage Room | Switch,Pressure | Switch |  | PSH | http://www.toronto.ca/TWONTO#pressure_switch
71859 | FHA-CLA-PSH-0202 | Switch, Pressure, High, Discharge Evaporator CLA-EV-0201, Chemical Storage Room, Filter Building | FHA-CLA-EV-0201 | Evaporator, Chlorine, Filtration Bldg., Chlorine Storage Room | Switch,Pressure | Switch |  | PSH | http://www.toronto.ca/TWONTO#pressure_switch
71882 | THR-DIG-TSH-5141 | Switch, Tempreature-High, Outlet Pump 5141, Solids Treatment, Digester Tank 1-6 | THR-DIG-GBP-5141 | Gas Booster, Tank 0400, Solids Treatment | Switch,Temperature-High | Switch |  | TSH | http://www.toronto.ca/TWONTO#temperature_switch
71883 | THR-DIG-TSH-5142 | Switch, Tempreature-High, Outlet Pump 5142, Solids Treatment, Digester Tank 1-6 | THR-DIG-GBP-5142 | Gas Booster, Tank 0400, Solids Treatment | Switch,Temperature-High | Switch |  | TSH | http://www.toronto.ca/TWONTO#temperature_switch
71884 | THR-DIG-TSH-5280 | Switch, Tempreature-High, Outlet Gas compressor 5280 | THR-DIG-C-5280 | Compressor, Gas, Mixing System, Digester Tank#2 | Switch,Temperature-High | Switch |  | TSH | http://www.toronto.ca/TWONTO#temperature_switch
71885 | THR-DIG-TSH-5480 | Switch, Tempreature-High, Outlet Gas compressor 5480 | THR-DIG-C-5480 | Compressor, Gas, Mixing System, Digester Tank#5 | Switch,Temperature-High | Switch |  | TSH | http://www.toronto.ca/TWONTO#temperature_switch
71886 | THR-DIG-TSH-5640 | Switch, Temperature-High, Discharge, C-5640, Mixing System, Tank 7 & 8 | THR-DIG-C-5640 | Compressor, Gas, Mixing System, Digester Tank#7 | Switch,Temperature-High | Switch |  | TSH | http://www.toronto.ca/TWONTO#temperature_switch
71887 | THR-DIG-TSH-5680 | Switch, Temperature-High, Discharge, Compress 5680, Solids Treatment, Mixing System - Digesters - Tank 0700 & Tank 0800, Compressors | THR-DIG-C-5680 | Compressor, Gas, Mixing System, Digester Tank#8 | Switch,Temperature-High | Switch |  | TSH | http://www.toronto.ca/TWONTO#temperature_switch
71888 | THR-DIG-TSH-5840A | Switch, Temperature-High, Discharge, Compressor 5840, Solids Treatment - Thickening - Mixing System - Digesters - Tank 0900 & Tank 1000, Compressors | THR-DIG-C-5840 | Compressor, Gas, Mixing System, Digester Tank#10 | Switch,Temperature-High | Switch |  | TSH | http://www.toronto.ca/TWONTO#temperature_switch
71889 | THR-DIG-TSH-7750 | Switch, Temperature High, Burner 7750, Waste Gas Burner | THR-DIG-BU-7750S | Burner, Waste Gas | Analyzer,UV | Switch |  | TSH | http://www.toronto.ca/TWONTO#temperature_switch
71890 | THR-DIG-TSH-7780 | Switch, Temperature High, Burner 7780, Waste Gas Burner | THR-DIG-BU-7780S | Burner, Waste Gas | Analyzer,UV | Switch |  | TSH | http://www.toronto.ca/TWONTO#temperature_switch
71891 | THR-DIG-TSL-7752B | Switch, Temperature Low, Burner BU-7750 Condensate Drain Heat Tracing, WGB Bldg Roof | THR-DIG-BU-7750 | Waste Gas Burner, Burner 7750, WGB Bldg Roof | Switch,Temperature-Low | Switch |  | TSL | http://www.toronto.ca/TWONTO#temperature_switch
72701 | THR-DIS-ASH-0004S | Switch, Analyses, High, Smoke Detector, RPU-0004, Disinfection Building Upper Floor | THR-DIS | Disinfection | Fire Prevention,Heat Detector | Switch | 42094 | ASH | http://www.toronto.ca/TWONTO#flame_or_combustion_sensing_instrument
72702 | THR-DIS-ASH-0200S | Switch, Analyses, High, Smoke Detector, Fire Alarm, Disinfection Building Electrical Room Main Floor | THR-DIS | Disinfection | Fire Prevention,Heat Detector | Switch | 46209 | ASH | http://www.toronto.ca/TWONTO#flame_or_combustion_sensing_instrument
72745 | FHA-CLB-PSH-0102 | Switch, Pressure, High, Discharge, CLB-EV-0101, Filter Building, Cl2/SO2 Storage Room | FHA-CLB-CHL-0101 | Chlorinator, Solution Feed Gas Dispenser, Vacuum Operated, Filtration Building, Cl2/SO2 Feeder Room | Switch,Pressure | Switch |  | PSH | http://www.toronto.ca/TWONTO#pressure_switch
72817 | THR-DIS-FSL-1305 | Switch, Flow, Low, Seal Water, Scrubber Recirculating Pump | THR-DIS-P-1305 | Pump, Recirculation, Scrubber Caustic Soda SB-1300 | Valve,Butterfly,Act. | Switch |  | FSL | http://www.toronto.ca/TWONTO#flow_switch
72818 | THR-DIS-FSL-1311 | Switch, Flow, Low, Scrubber Recirculating Pump | THR-DIS-SB-1300 | Scrubber, Caustic Soda SB-1300 | Valve,Butterfly,Act. | Switch |  | FSL | http://www.toronto.ca/TWONTO#flow_switch
72819 | THR-DIS-FSL-1317 | Switch, Flow, Low, Foul Air from Chlorine Trench to Scrubber 1300 | THR-DIS-SB-1300 | Scrubber, Caustic Soda SB-1300 | Valve,Butterfly,Act. | Switch |  | FSL | http://www.toronto.ca/TWONTO#flow_switch
72820 | THR-DIS-FSL-1355 | Switch, Flow, Low, Seal Water, Scrubber Recirculating Pump | THR-DIS-P-1355 | Pump, Recirculation, Scrubber Caustic Soda SB-1350 | Valve,Butterfly,Act. | Switch |  | FSL | http://www.toronto.ca/TWONTO#flow_switch
72821 | THR-DIS-FSL-1361 | Switch, Flow, Low, Scrubber Recirculating Pump | THR-DIS-SB-1350 | Scrubber, Caustic Soda SB-1350 | Valve,Butterfly,Act. | Switch |  | FSL | http://www.toronto.ca/TWONTO#flow_switch
72822 | THR-DIS-FSL-1367 | Switch, Flow, Low, Foul Air from Chlorine Trench to Scrubber 1350 | THR-DIS-SB-1350 | Scrubber, Caustic Soda SB-1350 | Valve,Butterfly,Act. | Switch |  | FSL | http://www.toronto.ca/TWONTO#flow_switch
72830 | THR-DIS-LSH-1001 | Switch, Level, High, Capacitive, Hypochlorite Tank T-1000, Disinfection Building Main Floor | THR-DIS-T-1000 | Tank, Sodium Hypochlorite Storage, Disinfection Building | Switch,Level-Low | Switch |  | LSH | http://www.toronto.ca/TWONTO#level_switch
72831 | THR-DIS-LSH-2001 | Switch, Level, High, Capacitive, Hypochlorite Tank T-2000, Disinfection Building Main Floor | THR-DIS-T-2000 | Tank, Sodium Hypochlorite Storage, Disinfection Building | Switch,Level-High | Switch |  | LSH | http://www.toronto.ca/TWONTO#level_switch
72832 | THR-DIS-LSH-3001 | Switch, Level, High, Capacitive, Hypochlorite Tank T-3000, Disinfection Building Main Floor | THR-DIS-T-3000 | Tank, Sodium Hypochlorite Storage, Disinfection Building | Switch,Level-High | Switch |  | LSH | http://www.toronto.ca/TWONTO#level_switch
72833 | THR-DIS-LSH-7001 | Switch, Level, High, Capacitive, Hypochlorite Tank T-7000, Disinfection Building Main Floor | THR-DIS-T-7000 | Tank, Sodium Hypochlorite Storage, Disinfection Building | Switch,Level-High | Switch |  | LSH | http://www.toronto.ca/TWONTO#level_switch
72834 | THR-DIS-LSHH-1520 | Switch, Level-High-High,Pump 1520/1530,Sump, Disinfection Storage, Disinfection Facility Building, Plant Services, Flood Monitoring System | THR-DIS-P-1520 | Pump, Sump, Disinfection Storage, Disinfection Facility Building, Plant Services, Flood Monitoring System | Switch,Level-High-High | Switch |  | LSHH | http://www.toronto.ca/TWONTO#level_switch
72835 | THR-DIS-LSHH-3937 | Switch, Level-High-High,Pump 3937A,Sump, Disinfection Facility Building,Near storage,Plant Services, Flood Monitoring System | THR-DIS-P-1520 | Pump, Sump, Disinfection Storage, Disinfection Facility Building, Plant Services, Flood Monitoring System | Switch,Level-High-High | Switch |  | LSHH | http://www.toronto.ca/TWONTO#level_switch
72836 | THR-DIS-LSL-2001 | Switch, Level, Low, Capacitive, Hypochlorite Tank T-2000, Disinfection Building Main Floor | THR-DIS-T-2000 | Tank, Sodium Hypochlorite Storage, Disinfection Building | Switch,Level-Low | Switch |  | LSL | http://www.toronto.ca/TWONTO#level_switch
72837 | THR-DIS-LSL-3001 | Switch, Level, Low, Capacitive, Hypochlorite Tank T-3000, Disinfection Building Main Floor | THR-DIS-T-3000 | Tank, Sodium Hypochlorite Storage, Disinfection Building | Switch,Level-Low | Switch |  | LSL | http://www.toronto.ca/TWONTO#level_switch
72838 | THR-DIS-LSL-7001 | Switch, Level, Low, Capacitive, Hypochlorite Tank T-7000, Disinfection Building Main Floor | THR-DIS-T-7000 | Tank, Sodium Hypochlorite Storage, Disinfection Building | Switch,Level-Low | Switch |  | LSL | http://www.toronto.ca/TWONTO#level_switch
72889 | THR-DIS-PSH-0100 | Switch, Pressure, High, Pump skid 1, Disinfection Building Main Floor | THR-DIS-P-0110 | Pump, Diaphragm, Chemical Metering, Skid#1 Disinfection Building Main Floor | Switch,Pressure-High | Switch |  | PSH | http://www.toronto.ca/TWONTO#pressure_switch
72890 | THR-DIS-PSH-0200 | Switch, Pressure, High, Pump skid 2, Disinfection Building Main Floor | THR-DIS-P-0210 | Pump, Diaphragm, Chemical Metering, Skid#2 Disinfection Building Main Floor | Switch,Pressure-High | Switch |  | PSH | http://www.toronto.ca/TWONTO#pressure_switch
72891 | THR-DIS-PSH-0200 | Switch, Pressure, High, Pump skid 2, Disinfection Building Main Floor | THR-DIS-P-EFF | Pumps, Disinfection, Effluent | Switch,Pressure-High | Switch |  | PSH | http://www.toronto.ca/TWONTO#pressure_switch
72892 | THR-DIS-PSH-0300 | Switch, Pressure, High, Pump skid 3, Disinfection Building Main Floor | THR-DIS-P-0310 | Pump, Diaphragm, Chemical Metering, Skid#3 Disinfection Building Main Floor | Switch,Pressure-High | Switch |  | PSH | http://www.toronto.ca/TWONTO#pressure_switch
72893 | THR-DIS-PSH-0500 | Switch, Pressure, High, Pump skid 5, Disinfection Building Main Floor | THR-DIS-P-0510 | Pump, Diaphragm, Chemical Metering, Skid#5 Disinfection Building Main Floor | Switch,Pressure-High | Switch |  | PSH | http://www.toronto.ca/TWONTO#pressure_switch
72894 | THR-DIS-PSH-0600 | Switch, Pressure, High, Pump skid 6, Disinfection Building Main Floor | THR-DIS-P-0610 | Pump, Diaphragm, Chemical Metering, Skid#6 Disinfection Building Main Floor | Switch,Pressure-High | Switch |  | PSH | http://www.toronto.ca/TWONTO#pressure_switch
72895 | THR-DIS-PSH-1001 | Switch, Pressure-High, Chlorine Bank 1 Header, Chlorination Building, Disinfection, Chlorination System | THR-DIS-WSC-1000 | Disinfection, Weigh Scale, Chlorine Cylinders Bank 1 | Switch,Pressure-High | Switch | 34838 | PSH | http://www.toronto.ca/TWONTO#pressure_switch
72896 | THR-DIS-PSH-1021 | Switch, Pressure-High, Chlorine Bank 2 Header, Chlorination Building, Disinfection, Chlorination System | THR-DIS-WSC-1020 | Disinfection, Weigh Scale, Chlorine Cylinders Bank 2 | Switch,Pressure-High | Switch | 34839 | PSH | http://www.toronto.ca/TWONTO#pressure_switch
72897 | THR-DIS-PSH-1041 | Switch, Pressure-High, Chlorine Bank 3 Header, Chlorination Building, Disinfection, Chlorination System | THR-DIS-WIT-1040 | Transmitter, Weight Indicating, Chlorine Bank 3, Chlorination Building, Disinfection, Chlorination System | Switch,Pressure-High | Switch | 34840 | PSH | http://www.toronto.ca/TWONTO#pressure_switch
72898 | THR-DIS-PSH-1041 | Switch, Pressure-High, Chlorine Bank 3 Header, Chlorination Building, Disinfection, Chlorination System | THR-DIS-WSC-1040 | Disinfection, Weigh Scale, Chlorine Cylinders Bank 3 | Switch,Pressure-High | Switch | 34840 | PSH | http://www.toronto.ca/TWONTO#pressure_switch
72899 | THR-DIS-PSH-1101 | Switch, Pressure-High, Chlorine Header, Liquid Chlorine | THR-DIS-CHL | Disinfection, Chlorination System | Switch,Pressure-High | Switch |  | PSH | http://www.toronto.ca/TWONTO#pressure_switch
72900 | THR-DIS-PSH-1103 | Switch, Pressure-High, Chlorine Header, Liquid Chlorine | THR-DIS-CHL | Disinfection, Chlorination System | Switch,Pressure-High | Switch |  | PSH | http://www.toronto.ca/TWONTO#pressure_switch
72901 | THR-DIS-PSH-1120 | Switch, Pressure-High, Outlet, Evaporator 1120, Chlorination Building, Disinfection, Chlorination System | THR-DIS-EV-1120 | Evaporator, Chlorine, Chlorination Building, Disinfection, Chlorination System | Switch,Pressure-High | Switch | 34842 | PSH | http://www.toronto.ca/TWONTO#pressure_switch
72902 | THR-DIS-PSH-1130 | Switch, Pressure-High, Outlet, Evaporator 1130, Chlorination Building, Disinfection, Chlorination System | THR-DIS-EV-1130 | Evaporator, Chlorine, Chlorination Building, Disinfection, Chlorination System | Switch,Pressure-High | Switch | 34843 | PSH | http://www.toronto.ca/TWONTO#pressure_switch
72903 | THR-DIS-PSH-1305 | Switch, Pressure, High, Scrubber Recirculating Pumps | THR-DIS-SB-1300 | Scrubber, Caustic Soda SB-1300 | Valve,Butterfly,Act. | Switch |  | PSH | http://www.toronto.ca/TWONTO#pressure_switch
72904 | THR-DIS-PSH-1355 | Switch, Pressure, High, Scrubber Recirculating Pumps | THR-DIS-SB-1350 | Scrubber, Caustic Soda SB-1350 | Valve,Butterfly,Act. | Switch |  | PSH | http://www.toronto.ca/TWONTO#pressure_switch
72905 | THR-DIS-PSL-0111 | Switch, Pressure-Low, Chlorine Injector 0114 Water, Chlorination Building, Disinfection, Chlorination System | THR-DIS-CHL-1211 | Chlorinator, Chlorination Building, Disinfection, Chlorination System | Switch,Pressure-Low | Switch | 34845 | PSL | http://www.toronto.ca/TWONTO#pressure_switch
72906 | THR-DIS-PSL-0711 | Switch, Pressure, Low, Transfer Line, Transfer Pump P-0710, Disinfection Building Main Floor | THR-DIS-P-0710 | Pump, Centrifugal, Chemical Transfer, Disinfection Building Main Floor | Switch,Pressure-Low | Switch |  | PSL | http://www.toronto.ca/TWONTO#pressure_switch
72907 | THR-DIS-PSL-0721 | Switch, Pressure, Low, Transfer Line, Transfer Pump P-0720, Disinfection Building Main Floor | THR-DIS-P-0720 | Pump, Centrifugal, Chemical Transfer, Disinfection Building Main Floor | Switch,Pressure-Low | Switch |  | PSL | http://www.toronto.ca/TWONTO#pressure_switch
72908 | THR-DIS-PSL-1007A | Switch, Pressure-Low, Chlorine Gas Flow to Chlorinator Header | THR-DIS-CHL | Disinfection, Chlorination System | Switch,Pressure-Low | Switch |  | PSL | http://www.toronto.ca/TWONTO#pressure_switch
72909 | THR-DIS-PSL-1007B | Switch, Pressure-Low, Chlorine Gas Flow to Chlorinator Header | THR-DIS-CHL | Disinfection, Chlorination System | Switch,Pressure-Low | Switch |  | PSL | http://www.toronto.ca/TWONTO#pressure_switch
72910 | THR-DIS-PSL-1104 | Switch, Pressure-Low, Chlorine Header, Liquid Chlorine | THR-DIS-CHL | Disinfection, Chlorination System | Switch,Pressure-Low | Switch | 33985 | PSL | http://www.toronto.ca/TWONTO#pressure_switch
72940 | THR-DIS-TSH-0100S | Switch, Temperature, High, Heat Detector, Fire Alarm, Disinfection Building Electrical Room Main Floor | THR-DIS | Disinfection | Switch,Temperature-High | Switch | 42497 | TSH | http://www.toronto.ca/TWONTO#temperature_switch
73389 | THR-ELS-ATS-3701 | Automatic Transfer Switch, MCC-3701 & 3702, Aeration Tank Electrical Building | THR-ELS-AER | Electrical System, Aeration and Galleries | Circuit Breaker | Switch |  | ATS | http://www.toronto.ca/TWONTO#transfer_switch
73789 | THR-ELS-LSH-0002 | Switch,Level-High,Basement South Center Wall,Basement Sump Pump CP-0102 Start Lead Pump Float | THR-ELS-CP-0102 | Control Panel,Electrical,Basement South Wall,Basement Sump Pump Control Panel |  | Switch |  | LSH | http://www.toronto.ca/TWONTO#level_switch
73790 | THR-ELS-LSH-0003 | Switch,Level-High,Basement South Center Wall,Basement Sump Pump CP-0102 Flood Alarm | THR-ELS-CP-0102 | Control Panel,Electrical,Basement South Wall,Basement Sump Pump Control Panel |  | Switch |  | LSH | http://www.toronto.ca/TWONTO#level_switch
73791 | THR-ELS-LSH-0006 | Switch,Level-High,Manhole 1 North-East,Manhole Sump Pump CP-0304 Start Lead Pump Float | THR-ELS-CP-0304 | Control Panel,Electrical,Outside North-East,Manhole 1 Sump Pump Control Panel |  | Switch |  | LSH | http://www.toronto.ca/TWONTO#level_switch
73792 | THR-ELS-LSH-0008 | Switch,Level-High,Manhole 1 North-East,Manhole Sump Pump CP-0304 Flood Alarm | THR-ELS-CP-0304 | Control Panel,Electrical,Outside North-East,Manhole 1 Sump Pump Control Panel |  | Switch |  | LSH | http://www.toronto.ca/TWONTO#level_switch
73793 | THR-ELS-LSH-0012 | Switch,Level-High,Basement South-West Wall,Basement Flood Alarm | THR-ELS-MAINSUB | Electrical Equipment at the Main Substation |  | Switch |  | LSH | http://www.toronto.ca/TWONTO#level_switch
73794 | THR-ELS-LSH-0014 | Switch,Level-High,Basement North-East Wall,Basement Flood Alarm | THR-ELS-MAINSUB | Electrical Equipment at the Main Substation |  | Switch |  | LSH | http://www.toronto.ca/TWONTO#level_switch
73795 | THR-ELS-LSH-0100 | Switch, Level, High, Sump Pump 0100A/0101, Old Main Sub Station | THR-ELS-CP-0100 | Control Panel,Sump Pump 0100A/0101,Old Main Sub Station | Switch,Level-High-High | Switch |  | LSH | http://www.toronto.ca/TWONTO#level_switch
73800 | THR-ELS-LSL-0001 | Switch,Level-Low,Basement South Center Wall,Basement Sump Pump CP-0102 Stop Float | THR-ELS-CP-0102 | Control Panel,Electrical,Basement South Wall,Basement Sump Pump Control Panel |  | Switch |  | LSL | http://www.toronto.ca/TWONTO#level_switch
73958 | THR-ELS-SW-0010 | Switch, Push Button, Fire Modulator Alarm Sytem, Main Control Room | THR-ELS-ADM | Electrical System, Administration Building | Circuit Breaker | Switch |  | SW | http://www.toronto.ca/TWONTO#disconnect_switch
74070 | THR-ELS-TS-0521 | Transfer Switch, 600V, Manual, Electrical Room, West Substation | THR-ELS-PDP-0602 | Control Panel, Power Distribution Panel, Line 0105, 600V Switchgear, Electrical Room, West Substation | Switch | Switch |  | TS | http://www.toronto.ca/TWONTO#transfer_switch
74071 | THR-ELS-TS-9563B | Transfer Switch, Digester 7-10 Electrical Bldg, Main Floor | THR-ELS-PDP-0602 | Control Panel, Power Distribution Panel, Line 0105, 600V Switchgear, Electrical Room, West Substation | Switch | Switch |  | TS | http://www.toronto.ca/TWONTO#transfer_switch
74112 | THR-EPS-FSL-0110 | Switch, Flow-Low, Water Supply, Heat Exchanger 0111, Plant Service, Effluent Pump, Centrifugaling | THR-EPS-P-0110 | Pump, Centrifugal, Screw | Switch,Flow-Low | Switch |  | FSL | http://www.toronto.ca/TWONTO#flow_switch
74113 | THR-EPS-FSL-0210 | Switch, Flow-Low, Water Supply, Heat Exchanger 0211, Plant Service, Effluent Pump, Centrifugaling | THR-EPS-P-0210 | Pump, Centrifugal, Screw | Switch,Flow-Low | Switch |  | FSL | http://www.toronto.ca/TWONTO#flow_switch
74121 | THR-EPS-LSH-0093 | Switch, Level-High, (Pump, Centrifugal Start) Pump, Centrifugal 0093, Plant Service, Effluent Pump, Centrifugaling | THR-EPS-P-0093 | Pump, Centrifugal, (Sump), Plant Service,Centrifugal truck port, Effluent Pump, Centrifugaling | Switch,Level-High | Switch |  | LSH | http://www.toronto.ca/TWONTO#level_switch
74122 | THR-EPS-LSL-0093 | Switch, Level-Low, (Pump, Centrifugal Stop) Pump, Centrifugal 0093, Plant Service, Effluent Pump, Centrifugaling | THR-EPS-P-0093 | Pump, Centrifugal, (Sump), Plant Service,Centrifugal truck port, Effluent Pump, Centrifugaling | Switch,Level-Low | Switch |  | LSL | http://www.toronto.ca/TWONTO#level_switch
74123 | THR-EPS-LSL-0115 | Switch, Level-Low, Grease Tank 0115, Plant Service, Effluent Pump, Centrifugaling | THR-EPS-P-0110 | Pump, Centrifugal, Screw | Switch,Level-Low | Switch |  | LSL | http://www.toronto.ca/TWONTO#level_switch
74124 | THR-EPS-LSL-0415 | Switch, Level-Low, Grease Tank 0415, Plant Service, Effluent Pump, Centrifugaling | THR-EPS-P-0410 | Pump, Centrifugal, Screw | Switch,Level-Low | Switch |  | LSL | http://www.toronto.ca/TWONTO#level_switch
74136 | THR-EPS-PSH-0110 | Switch, Pressurel-High, Oil Pump, Centrifugal 0111, Plant Service, Effluent Pump, Centrifugaling | THR-EPS-P-0110 | Pump, Centrifugal, Screw | Switch,Pressure-High | Switch |  | PSH | http://www.toronto.ca/TWONTO#pressure_switch
74137 | THR-EPS-PSH-0210 | Switch, Pressurel-High, Oil Pump, Centrifugal 0211, Plant Service, Effluent Pump, Centrifugaling | THR-EPS-P-0210 | Pump, Centrifugal, Screw | Switch,Pressure-High | Switch |  | PSH | http://www.toronto.ca/TWONTO#pressure_switch
74138 | THR-EPS-PSH-0216 | Switch, Pressurel-High, Grease Pump, Centrifugal 0216, Plant Service, Effluent Pump, Centrifugaling | THR-EPS-P-0210 | Pump, Centrifugal, Screw | Switch,Pressure-High | Switch |  | PSH | http://www.toronto.ca/TWONTO#pressure_switch
74139 | THR-EPS-PSH-0310 | Switch, Pressurel-High, Oil Pump, Centrifugal 0311, Plant Service, Effluent Pump, Centrifugaling | THR-EPS-P-0310 | Pump, Centrifugal, Screw | Switch,Pressure-High | Switch |  | PSH | http://www.toronto.ca/TWONTO#pressure_switch
74140 | THR-EPS-PSH-0410 | Switch, Pressurel-High, Oil Pump, Centrifugal 0411, Plant Service, Effluent Pump, Centrifugaling | THR-EPS-P-0410 | Pump, Centrifugal, Screw | Switch,Pressure-High | Switch |  | PSH | http://www.toronto.ca/TWONTO#pressure_switch
74141 | THR-EPS-PSL-0116 | Switch, Pressurel-Low, Grease Pump, Centrifugal 0116, Plant Service, Effluent Pump, Centrifugaling | THR-EPS-P-0110 | Pump, Centrifugal, Screw | Switch,Pressure-Low | Switch |  | PSL | http://www.toronto.ca/TWONTO#pressure_switch
74142 | THR-EPS-PSL-0210 | Switch, Pressurel-Low, Oil Pump, Centrifugal 0211, Plant Service, Effluent Pump, Centrifugaling | THR-EPS-P-0210 | Pump, Centrifugal, Screw | Switch,Pressure-Low | Switch |  | PSL | http://www.toronto.ca/TWONTO#pressure_switch
74143 | THR-EPS-PSL-0310 | Switch, Pressurel-Low, Oil Pump, Centrifugal 0311, Plant Service, Effluent Pump, Centrifugaling | THR-EPS-P-0310 | Pump, Centrifugal, Screw | Switch,Pressure-Low | Switch |  | PSL | http://www.toronto.ca/TWONTO#pressure_switch
74144 | THR-EPS-PSL-0410 | Switch, Pressurel-Low, Oil Pump, Centrifugal 0411, Plant Service, Effluent Pump, Centrifugaling | THR-EPS-P-0410 | Pump, Centrifugal, Screw | Switch,Pressure-Low | Switch |  | PSL | http://www.toronto.ca/TWONTO#pressure_switch
74145 | THR-EPS-PSL-0416 | Switch, Pressurel-Low, Grease Pump, Centrifugal 0416, Plant Service, Effluent Pump, Centrifugaling | THR-EPS-P-0410 | Pump, Centrifugal, Screw | Switch,Pressure-Low | Switch |  | PSL | http://www.toronto.ca/TWONTO#pressure_switch
74146 | THR-EPS-SSL-0110 | Switch, Speed-Low, Pump, Centrifugal 0110, Plant Service, Effluent Pump, Centrifugaling | THR-EPS-P-0110 | Pump, Centrifugal, Screw | Switch,Speed-Low | Switch |  | SSL | http://www.toronto.ca/TWONTO#speed_switch
74147 | THR-EPS-SSL-0210 | Switch, Speed-Low, Pump, Centrifugal 0210, Plant Service, Effluent Pump, Centrifugaling | THR-EPS-P-0210 | Pump, Centrifugal, Screw | Switch,Speed-Low | Switch |  | SSL | http://www.toronto.ca/TWONTO#speed_switch
74148 | THR-EPS-SSL-0410 | Switch, Speed-Low, Pump, Centrifugal 0410, Plant Service, Effluent Pump, Centrifugaling | THR-EPS-P-0410 | Pump, Centrifugal, Screw | Switch,Speed-Low | Switch |  | SSL | http://www.toronto.ca/TWONTO#speed_switch
74203 | THR-FPW-FSL-1041 | Switch, Flow-Low, RAS Pumps Seal Water | THR-FPW-FW | Filtered Plant Water, Flushing Water | Switch,Flow-Low | Switch |  | FSL | http://www.toronto.ca/TWONTO#flow_switch
74206 | THR-FPW-LSHH-0001 | Switch, Level-High High, Clearwell, Filter Water Building | THR-FPW | Filtered Plant Water | Switch,Level-High-High | Switch |  | LSHH | http://www.toronto.ca/TWONTO#level_switch
74207 | THR-FPW-LSHH-0003 | Switch, Level-High High, Sump, Basement Pump, Filter Water Building | THR-FPW | Filtered Plant Water | Switch,Level-High-High | Switch |  | LSHH | http://www.toronto.ca/TWONTO#level_switch
74236 | THR-FPW-PSH-0010 | Switch,Pressurel-High, Pump, Centrifugal 0010, Gallery T21, Flushing Water Piping Detail | THR-FPW-P-0010S | Pump, Centrifugal, Flushing Water, Gallery T21 | Switch,Pressure-High | Switch |  | PSH | http://www.toronto.ca/TWONTO#pressure_switch
74237 | THR-FPW-PSH-4901 | Switch, Pressure-High, Valve Chamber, Raw Plant Water Pumping | THR-FPW-P-4901 | Pump, Submersible, Raw Plant Water | Switch,Pressure-High | Switch |  | PSH | http://www.toronto.ca/TWONTO#pressure_switch
74238 | THR-FPW-PSH-4903 | Switch, Pressure-High, Valve Chamber, Raw Plant Water Pumping | THR-FPW-P-4903 | Pump, Submersible, Plant Water | Switch,Pressure-High | Switch |  | PSH | http://www.toronto.ca/TWONTO#pressure_switch
74239 | THR-FPW-PSL-1031 | Switch, Pressure-Low, RAS Pumps Seal Water | THR-FPW-FW | Filtered Plant Water, Flushing Water | Switch,Pressure-Low | Switch |  | PSL | http://www.toronto.ca/TWONTO#pressure_switch
74240 | THR-FPW-PSL-1032 | Switch, Pressure-Low, WAS Pumps Seal Water | THR-FPW-FW | Filtered Plant Water, Flushing Water | Switch,Pressure-Low | Switch |  | PSL | http://www.toronto.ca/TWONTO#pressure_switch
74241 | THR-FPW-PSL-1034 | Switch, Pressure-Low, Drain Pumps Seal Water | THR-FT-DRN | Final Tank, Drainage, Sump Pumps | Switch,Flow-Low | Switch |  | PSL | http://www.toronto.ca/TWONTO#pressure_switch
74247 | THR-FPW-SEN-0001 | Switch, High Level, Effluent Inlet Channel, Filtered Plant Water Bldg. | THR-FPW | Filtered Plant Water | Switch,Level-High | Switch |  | SEN | http://www.toronto.ca/TWONTO#level_switch
74507 | THR-FT-FSL-2320 | Switch, Flow-Low, Pump 2320, Seal Water, RAS Pumping - North | THR-FT-P-2320 | Pump, Centrifugal, Secondary Treatment, RAS Pumping - North | Switch,Pressure-Low | Switch |  | FSL | http://www.toronto.ca/TWONTO#flow_switch
74508 | THR-FT-FSL-2322 | Switch, Flow-Low, Pump 2322, Seal Water, RAS Pumping - North | THR-FT-P-2322 | Pump, Centrifugal, Secondary Treatment, RAS Pumping - North | Switch,Pressure-Low | Switch |  | FSL | http://www.toronto.ca/TWONTO#flow_switch
74509 | THR-FT-FSL-2520 | Switch, Flow-Low, Pump P-2520 Discharge, FT 16/17 RAS Pumps, South | THR-FT-P-2520 | Pump, Centrifugal, Tank 1600 & 1700, RAS Pumping,Tunnel 23, South | Switch,Pressure-Low | Switch |  | FSL | http://www.toronto.ca/TWONTO#flow_switch
74510 | THR-FT-FSL-2524 | Switch, Flow-Low, Pump P-2524 Discharge, FT 16/17 RAS Pumps,South | THR-FT-P-2524 | Pump, Centrifugal, Tank 1600 & 1700, RAS Pumping,Tunnel 23, South | Switch,Pressure-Low | Switch |  | FSL | http://www.toronto.ca/TWONTO#flow_switch
74511 | THR-FT-FSL-2622 | Switch, Flow-Low, Pump 2622, Seal Water, RAS Pumping - North | THR-FT-P-2622 | Pump, Centrifugal, Secondary Treatment,Tunnel 23 East, RAS Pumping - North | Switch,Pressure-Low | Switch |  | FSL | http://www.toronto.ca/TWONTO#flow_switch
74512 | THR-FT-FSL-2624 | Switch, Flow-Low, Pump 2624, Seal Water, RAS Pumping - North | THR-FT-P-2624 | Pump, Centrifugal, Secondary Treatment,Tunnel 23 East, RAS Pumping - North | Switch,Pressure-Low | Switch |  | FSL | http://www.toronto.ca/TWONTO#flow_switch
74513 | THR-FT-FSL-2720 | Switch, Flow-Low, Pump 2720, Seal Water, RAS Pumping - North | THR-FT-P-2720 | Pump, Centrifugal, Secondary Treatment,Tunnel 23 North, RAS Pumping - North | Switch,Pressure-Low | Switch |  | FSL | http://www.toronto.ca/TWONTO#flow_switch
74514 | THR-FT-FSL-2721 | Switch, Flow-Low, Pump 2721, Seal Water, RAS Pumping - North | THR-FT-P-2721 | Pump, Centrifugal, Secondary Treatment,Tunnel 23 North, RAS Pumping - North | Switch,Pressure-Low | Switch |  | FSL | http://www.toronto.ca/TWONTO#flow_switch
74515 | THR-FT-FSL-2722 | Switch, Flow-Low, Pump 2722, Seal Water, RAS Pumping - North | THR-FT-P-2722 | Pump, Centrifugal, Secondary Treatment,Tunnel 23 North, RAS Pumping - North | Switch,Pressure-Low | Switch |  | FSL | http://www.toronto.ca/TWONTO#flow_switch
74516 | THR-FT-FSL-2723 | Switch, Flow-Low, Pump 2723, Seal Water, RAS Pumping - North | THR-FT-P-2723 | Pump, Centrifugal, Secondary Treatment,Tunnel 23 North, RAS Pumping - North | Switch,Pressure-Low | Switch |  | FSL | http://www.toronto.ca/TWONTO#flow_switch
74517 | THR-FT-FSL-3005S | Switch, Flow-Low, WAW, Tank 0100, Secondary Treatment, Scum Pumping | THR-FT-T-0100 | Tank, Final Settling, Mixed Liquor, Secondary Clarification - South (Tank#01) | Switch,Flow-Low | Switch | 39473 | FSL | http://www.toronto.ca/TWONTO#flow_switch
74518 | THR-FT-FSL-3006S | Switch, Flow-Low, WAW, Tank 0300, Secondary Treatment, Scum Pumping | THR-FT-T-0300 | Tank, Final Settling, Mixed Liquor, Secondary Clarification - South (Tank#03) | Switch,Flow-Low | Switch | 39474 | FSL | http://www.toronto.ca/TWONTO#flow_switch
74519 | THR-FT-FSL-3020 | Switch, Flow-Low, Seal Water, Pump 3020, Secondary Treatment, Scum PumpingPmp. | THR-FT-P-3020 | Pump, Rotary Lobe, Scum from Tank 3000, Scum Pumping | Switch,Flow-Low | Switch | 39475 | FSL | http://www.toronto.ca/TWONTO#flow_switch
74520 | THR-FT-FSL-3035S | Switch, Flow-Low, WAW, Tank 0200, Secondary Treatment, Scum Pumping | THR-FT-T-0200 | Tank, Final Settling, Mixed Liquor, Secondary Clarification - South (Tank#02) | Switch,Flow-Low | Switch | 39476 | FSL | http://www.toronto.ca/TWONTO#flow_switch
74521 | THR-FT-FSL-3046S | Switch, Flow-Low, WHF, Suction, Pump 3040, Secondary Treatment, Scum Pumping | THR-FT-P-3040 | Pump, Rotary Lobe, Scum from Tank 3030, Scum Pumping | Switch,Flow-Low | Switch | 39479 | FSL | http://www.toronto.ca/TWONTO#flow_switch
74522 | THR-FT-FSL-3105S | Switch, Flow-Low, WAW, Tank 0500, Secondary Treatment, Scum Pumping | THR-FT-T-0500S | Tank, Final Settling, Mixed Liquor, Secondary Clarification - South | Switch,Flow-Low | Switch | 39481 | FSL | http://www.toronto.ca/TWONTO#flow_switch
74523 | THR-FT-FSL-3106S | Switch, Flow-Low, WAW, Tank 0700, Secondary Treatment, Scum Pumping | THR-FT-T-0700S | Tank, Final Settling, Mixed Liquor, Secondary Clarification - South | Switch,Flow-Low | Switch | 39482 | FSL | http://www.toronto.ca/TWONTO#flow_switch
74524 | THR-FT-FSL-3120S | Switch, Flow-Low, Seal Water, Pump 3120, Secondary Treatment, Scum Pumping | THR-FT-P-3120S | Pump, Rotary Vane, Scum Tank 3100, System 2A, Scum Pumping | Switch,Flow-Low | Switch | 39483 | FSL | http://www.toronto.ca/TWONTO#flow_switch
74525 | THR-FT-FSL-3135S | Switch, Flow-Low, WAW, Tank 0600, Secondary Treatment, Scum Pumping | THR-FT-T-0600S | Tank, Final Settling, Mixed Liquor, Secondary Treatment, Secondary Clarification - South | Switch,Flow-Low | Switch | 39484 | FSL | http://www.toronto.ca/TWONTO#flow_switch
74526 | THR-FT-FSL-3136S | Switch, Flow-Low, WAW, Tank 0800, Secondary Treatment, Scum Pumping | THR-FT-T-0800S | Tank, Final Settling, Mixed Liquor, Secondary Treatment, Secondary Clarification - South | Switch,Flow-Low | Switch | 39485 | FSL | http://www.toronto.ca/TWONTO#flow_switch
74527 | THR-FT-FSL-3235S | Switch, Flow-Low, WAW, Tank 1000, Secondary Treatment, Scum Pumping | THR-FT-T-1000S | Tank, Final Settling, Mixed Liquor, Secondary Treatment, Secondary Clarification - South | Switch,Flow-Low | Switch | 39490 | FSL | http://www.toronto.ca/TWONTO#flow_switch
74528 | THR-FT-FSL-3320 | Switch, Flow-Low, Seal Water, Pump 3320, Secondary Treatment, Secondary Scum Pumping - North Plant | THR-FT-P-3320 | Pump, Rotary Vane, Scum Tank 3300, System 4, Scum Pumping | Switch,Flow-Low | Switch |  | FSL | http://www.toronto.ca/TWONTO#flow_switch
74529 | THR-FT-FSL-3326 | Switch, Flow-Low, WHF, Pump 3320, Secondary Treatment, Scum Pumping - North | THR-FT-P-3320 | Pump, Rotary Vane, Scum Tank 3300, System 4, Scum Pumping | Switch,Flow-Low | Switch |  | FSL | http://www.toronto.ca/TWONTO#flow_switch
74530 | THR-FT-FSL-3340 | Switch, Flow-Low, Seal Water, Pump 3340, Secondary Treatment, Secondary Scum Pumping - North Plant | THR-FT-P-3340 | Pump, Rotary Vane, Scum Tank 3300, System 4, Scum Pumping | Switch,Flow-Low | Switch |  | FSL | http://www.toronto.ca/TWONTO#flow_switch
74531 | THR-FT-FSL-3346 | Switch, Flow-Low, WHF, Pump 3340, Secondary Treatment, Scum Pumping - North | THR-FT-P-3340 | Pump, Rotary Vane, Scum Tank 3300, System 4, Scum Pumping | Switch,Flow-Low | Switch |  | FSL | http://www.toronto.ca/TWONTO#flow_switch
74532 | THR-FT-FSL-3420 | Switch, Flow-Low, Seal Water, Pump 3420, Secondary Treatment, Secondary Scum Pumping - North Plant | THR-FT-P-3420 | Pump, Rotary Vane, Scum Tank 3400, System 5, Scum Pumping | Switch,Flow-Low | Switch |  | FSL | http://www.toronto.ca/TWONTO#flow_switch
74533 | THR-FT-FSL-3430 | Switch, Flow-Low, Seal Water, Pump 3430, Secondary Treatment, Secondary Scum Pumping - North Plant | THR-FT-P-3430 | Pump, Rotary Vane, Scum Tank 3400, System 5, Scum Pumping | Switch,Flow-Low | Switch |  | FSL | http://www.toronto.ca/TWONTO#flow_switch
74534 | THR-FT-FSL-3436 | Switch, Flow-Low, WHF, Pump 3430, Secondary Treatment, Scum Pumping - North | THR-FT-P-3430 | Pump, Rotary Vane, Scum Tank 3400, System 5, Scum Pumping | Switch,Flow-Low | Switch |  | FSL | http://www.toronto.ca/TWONTO#flow_switch
74535 | THR-FT-FSL-3440 | Switch, Flow-Low, Seal Water, Pump 3440, Secondary Treatment, Secondary Scum Pumping - North Plant | THR-FT-P-3440 | Pump, Rotary Vane, Scum Tank 3400, System 5, Scum Pumping | Switch,Flow-Low | Switch |  | FSL | http://www.toronto.ca/TWONTO#flow_switch
74536 | THR-FT-FSL-3446 | Switch, Flow-Low, WHF, Pump 3440, Secondary Treatment, Scum Pumping - North | THR-FT-P-3440 | Pump, Rotary Vane, Scum Tank 3400, System 5, Scum Pumping | Switch,Flow-Low | Switch |  | FSL | http://www.toronto.ca/TWONTO#flow_switch
74537 | THR-FT-FSL-3536 | Switch, Flow-Low, WHF, Suction, Pump 3530, Secondary Treatment, Scum Pumping | THR-FT-P-3530 | Pump, Rotary Vane, Scum Tank 3500, System 7, Scum Pumping | Switch,Flow-Low | Switch |  | FSL | http://www.toronto.ca/TWONTO#flow_switch
74538 | THR-FT-FSL-3540 | Switch, Flow-Low, Seal Water, Pump 3540, Secondary Treatment, Scum Pumping | THR-FT-P-3540 | Pump, Rotary Vane, Scum Tank 3500, System 7, Scum Pumping | Switch,Flow-Low | Switch |  | FSL | http://www.toronto.ca/TWONTO#flow_switch
74539 | THR-FT-FSL-3605 | Switch, Flow-Low, WAW, Tank 1800, Secondary Treatment, Scum Pumping - North | THR-FT-T-1800 | Tank, Final Settling, Mixed Liquor, Secondary Treatment, Secondary Clarification - North (Tank#18) | Switch,Flow-Low | Switch |  | FSL | http://www.toronto.ca/TWONTO#flow_switch
74540 | THR-FT-FSL-3626 | Switch, Flow-Low, WHF, Pump 3620, Secondary Treatment, Scum Pumping - North | THR-FT-P-3620 | Pump, Rotary Vane, Scum Tank 3600, System 9, Scum Pumping | Switch,Flow-Low | Switch |  | FSL | http://www.toronto.ca/TWONTO#flow_switch
74541 | THR-FT-FSL-3636 | Switch, Flow-Low, WHF, Pump 3630, Secondary Treatment, Scum Pumping - North | THR-FT-P-3630 | Pump, Rotary Vane, Scum Tank 3600, System 9, Scum Pumping | Switch,Flow-Low | Switch |  | FSL | http://www.toronto.ca/TWONTO#flow_switch
74542 | THR-FT-FSL-3720 | Switch, Flow-Low, Seal Water, Pump 3720, Secondary Treatment, Secondary Scum Pumping - North Plant | THR-FT-P-3720 | Pump, Rotary Vane, Scum Tank 3700, System 8, Scum Pumping | Switch,Flow-Low | Switch |  | FSL | http://www.toronto.ca/TWONTO#flow_switch
74543 | THR-FT-FSL-3730 | Switch, Flow-Low, Seal Water, Pump 3730, Secondary Treatment, Secondary Scum Pumping - North Plant | THR-FT-P-3730 | Pump, Rotary Vane, Scum Tank 3700, System 8, Scum Pumping | Switch,Flow-Low | Switch |  | FSL | http://www.toronto.ca/TWONTO#flow_switch
74544 | THR-FT-FSL-3736 | Switch, Flow-Low, WHF, Pump 3730, Secondary Treatment, Scum Pumping - North | THR-FT-P-3730 | Pump, Rotary Vane, Scum Tank 3700, System 8, Scum Pumping | Switch,Flow-Low | Switch |  | FSL | http://www.toronto.ca/TWONTO#flow_switch
74545 | THR-FT-FSL-3740 | Switch, Flow-Low, Seal Water, Pump 3740, Secondary Treatment, Secondary Scum Pumping - North Plant | THR-FT-P-3740 | Pump, Rotary Vane, Scum Tank 3700, System 8, Scum Pumping | Switch,Flow-Low | Switch |  | FSL | http://www.toronto.ca/TWONTO#flow_switch
74546 | THR-FT-FSL-4401 | Switch, Flow-Low, Seal Water, Pump P-4401, RAS Pumping - South | THR-FT-P-2724 | Pump, Centrifugal, Secondary Treatment,Tunnel 23 North, RAS Pumping - North | Switch,Pressure-Low | Switch |  | FSL | http://www.toronto.ca/TWONTO#flow_switch
74547 | THR-FT-FSL-4403 | Switch, Flow-Low, Seal Water, Pump P-4403, RAS Pumping - South | THR-FT-P-2724 | Pump, Centrifugal, Secondary Treatment,Tunnel 23 North, RAS Pumping - North | Switch,Pressure-Low | Switch |  | FSL | http://www.toronto.ca/TWONTO#flow_switch
74548 | THR-FT-FSL-4403 | Switch, Flow-Low, Seal Water, Pump P-4403, RAS Pumping - South | THR-FT-P-4403 | Pump, Centrifugal, RAS, RAS Pumping Station - South | Switch,Pressure-Low | Switch |  | FSL | http://www.toronto.ca/TWONTO#flow_switch
74549 | THR-FT-FSL-4404 | Switch, Flow-Low, Seal Water, Pump P-4404, RAS Pumping - South | THR-FT-P-2724 | Pump, Centrifugal, Secondary Treatment,Tunnel 23 North, RAS Pumping - North | Switch,Pressure-Low | Switch |  | FSL | http://www.toronto.ca/TWONTO#flow_switch
74550 | THR-FT-FSL-4404 | Switch, Flow-Low, Seal Water, Pump P-4404, RAS Pumping - South | THR-FT-P-4404 | Pump, Centrifugal, RAS, RAS Pumping Station - South | Switch,Pressure-Low | Switch |  | FSL | http://www.toronto.ca/TWONTO#flow_switch
74551 | THR-FT-FSL-4405 | Switch, Flow-Low, Seal Water, Pump P-4405, RAS Pumping - South | THR-FT-P-4405 | Pump, Centrifugal, RAS, RAS Pumping Station - South | Switch,Pressure-Low | Switch |  | FSL | http://www.toronto.ca/TWONTO#flow_switch
74552 | THR-FT-FSL-4502 | Switch, Flow-Low, Seal Water, Pump P-4502, WAS Pumping - South | THR-FT-P-4502 | Pump, Centrifugal, WAS, RAS Pumping Station - South | Switch,Pressure-Low | Switch |  | FSL | http://www.toronto.ca/TWONTO#flow_switch
74553 | THR-FT-FSL-4503 | Switch, Flow-Low, Seal Water, Pump P-4503, WAS Pumping - South | THR-FT-P-4503 | Pump, Self-Prime Centrifugal, Drain, RAS Pumping Station - South | Switch,Pressure-Low | Switch |  | FSL | http://www.toronto.ca/TWONTO#flow_switch
74554 | THR-FT-FSL-4504 | Switch, Flow-Low, Seal Water, Pump P-4504, WAS Pumping - South | THR-FT-P-4504 | Pump, Self-Prime Centrifugal, Drain, RAS Pumping Station - South | Switch,Pressure-Low | Switch |  | FSL | http://www.toronto.ca/TWONTO#flow_switch
74555 | THR-FT-FSL-4624 | Switch, Flow-Low, Pump P-4824 Seal Water, Drain Pumping - South | THR-FT-P-4624 | Pump, Centrifugal, Drain, Gallery T20N | Switch,Pressure-Low | Switch |  | FSL | http://www.toronto.ca/TWONTO#flow_switch
74556 | THR-FT-FSL-4625 | Gallery T20N, Seal Water Line for Pump P-4625 | THR-FT-P-4625 | Pump, Centrifugal, Drain, Gallery T20N | Switch,Pressure-Low | Switch |  | FSL | http://www.toronto.ca/TWONTO#flow_switch
74557 | THR-FT-FSL-4710 | Switch, Flow-Low, Seal Water, Pump P-4710, Cross Feed Pumping - South | THR-FT-P-4710 | Pump, Centrifugal, Sludge Cross Feed, RAS Pumping Station - South | Switch,Pressure-Low | Switch |  | FSL | http://www.toronto.ca/TWONTO#flow_switch
74558 | THR-FT-FSL-4730 | Switch, Flow-Low, Seal Water, Pump P-4730, Cross Feed Pumping - South | THR-FT-P-4730 | Pump, Centrifugal, Sludge Cross Feed, RAS Pumping Station - South | Switch,Pressure-Low | Switch |  | FSL | http://www.toronto.ca/TWONTO#flow_switch
74857 | THR-FT-LSH-4820 | Switch, Level-High, Sump, Gallery T-20S, Flood Monitoring System | THR-FT-P-4820 | Pump, Centrifugal, Sump, T20s | Switch,Level-High-High | Switch |  | LSH | http://www.toronto.ca/TWONTO#level_switch
74858 | THR-FT-LSH-4880 | Switch, Level-High, Sump, Gallery T-19, Flood Monitoring System | THR-FT-P-4880 | Pump, Centrifugal, Sump, Gallery T19 | Switch,Level-High-High | Switch |  | LSH | http://www.toronto.ca/TWONTO#level_switch
74859 | THR-FT-LSHH-2655 | High High Level Switch, Pump 2655, Final Tank 21,Tunnel 23 | THR-FT-P-0518 | Pump, Sump, Drainage Pumping for FT-18 & FT-21 | Switch,Level-High-High | Switch |  | LSHH | http://www.toronto.ca/TWONTO#level_switch
74860 | THR-FT-LSHH-2655 | High High Level Switch, Pump 2655, Final Tank 21,Tunnel 23 | THR-FT-P-2655 | Pump, Sump, Portable Plug-in, Drainage Pumping for FT-18 & FT-21 | Switch,Level-High-High | Switch |  | LSHH | http://www.toronto.ca/TWONTO#level_switch
74861 | THR-FT-LSHH-3975 | Switch, Level-High-High,Pump 3975,Sump, Portable Plug-in, Gallery T-19 Between FT 10-12 | THR-FT-P-3981 | Pump, Sump, Flood Monitoring, Finals, Tunnel 20 | Switch,Level-High-High | Switch |  | LSHH | http://www.toronto.ca/TWONTO#level_switch
74862 | THR-FT-LSHH-3977 | Switch, Level-High-High,Pump 3981,Sump,T20 | THR-FT-P-3970A | Pump, Sump, Flood Monitoring, Finals, Tunnel 20, #2 Chamber | Switch,Level-High-High | Switch |  | LSHH | http://www.toronto.ca/TWONTO#level_switch
74863 | THR-FT-LSHH-3977 | Switch, Level-High-High,Pump 3981,Sump,T20 | THR-FT-P-3977A | Pump, Sump, Flood Monitoring, Finals, Tunnel 20 | Switch,Level-High-High | Switch |  | LSHH | http://www.toronto.ca/TWONTO#level_switch
74864 | THR-FT-LSHH-3980 | Switch,High High Level,Sump, Pump 3980, Final Tank,Tunnel 15 | THR-FT-P-3980AS | Pump, Sump, Gallery T-15. Plant Services, Flood Monitoring System | Switch,Level-High-High | Switch |  | LSHH | http://www.toronto.ca/TWONTO#level_switch
74865 | THR-FT-LSHH-3990 | High High Level Switch, Pump 3990, Final Tank,T-13 | THR-FT-P-3990 | Pump, Sump, Final Tanks, Sump Pit No.34,T-13,Plant Services, Flood Monitoring System | Switch,Level-High-High | Switch |  | LSHH | http://www.toronto.ca/TWONTO#level_switch
74866 | THR-FT-LSHH-3990 | High High Level Switch, Pump 3990, Final Tank,T-13 | THR-FT-P-3990S | Pump, Sump, Gallery T-13, Plant Services, Flood Monitoring System | Switch,Level-High-High | Switch |  | LSHH | http://www.toronto.ca/TWONTO#level_switch
74867 | THR-FT-LSHH-4820 | Switch, Level-High-High, Sump, Gallery T-20S, Flood Monitoring System | THR-FT-P-4830 | Pump, Sump, Final Tanks, Sump Pit No.34,T-13,Plant Services, Flood Monitoring System | Switch,Level-High-High | Switch |  | LSHH | http://www.toronto.ca/TWONTO#level_switch
74868 | THR-FT-LSHH-4830 | Switch, Level-High-High, Sump, Gallery T-13, Flood Monitoring System | THR-FT-P-4830 | Pump, Sump, Final Tanks, Sump Pit No.34,T-13,Plant Services, Flood Monitoring System | Switch,Level-High-High | Switch |  | LSHH | http://www.toronto.ca/TWONTO#level_switch
74869 | THR-FT-LSHH-4870 | Switch, Level-High-High, Sump, Gallery T-20N, Flood Monitoring System | THR-FT-P-4870 | Pump, Centrifugal, Sump, T20N | Switch,Level-High-High | Switch |  | LSHH | http://www.toronto.ca/TWONTO#level_switch
74870 | THR-FT-LSHH-4890 | Switch, Level-High-High,Pump 4890/4891,Sump,T17 | THR-FT-P-4890 | Pump, Sump, Flood Monitoring, Finals, Tunnel 17 | Switch,Level-High-High | Switch |  | LSHH | http://www.toronto.ca/TWONTO#level_switch
74871 | THR-FT-LSHH-5698 | High High Level Switch, Pump 5698, Final Tank | THR-FT-P-5698S | Pump, Sump, Gallery T-17 (East End), Plant Services, Flood Monitoring System | Switch,Level-High-High | Switch |  | LSHH | http://www.toronto.ca/TWONTO#level_switch
74872 | THR-FT-LSHH-5711 | Switch, Level-High-High,Pump 5711, Sump, Aeration Gallery, Tunnel 14, South | THR-FT-P-5711 | Pump, Sump, Aeration Gallery, Tunnel 14 South | Switch,Level-High-High | Switch |  | LSHH | http://www.toronto.ca/TWONTO#level_switch
74873 | THR-FT-LSHH-5712 | Switch, Level-High-High,Pump 5712, Sump, Aeration Gallery, Tunnel 14, South | THR-FT-P-5712 | Pump, Sump, Aeration Gallery, Tunnel 14, South | Switch,Level-High-High | Switch |  | LSHH | http://www.toronto.ca/TWONTO#level_switch
74874 | THR-FT-LSHH-6315 | High High Level Switch, Pump 6315, T-21,Final Tank | THR-FT-P-6315 | Pump, Sump, Final Tanks, Gallery T-16, Plant Services, Flood Monitoring System | Switch,Level-High-High | Switch |  | LSHH | http://www.toronto.ca/TWONTO#level_switch
74875 | THR-FT-LSHH-6317 | High High Level Switch, Pump 6317,T16/23 Final Tank | THR-FT-P-6317 | Pump, Sump, Gallery T-16, Plant Services, Flood Monitoring System | Switch,Level-High-High | Switch |  | LSHH | http://www.toronto.ca/TWONTO#level_switch
74876 | THR-FT-LSHH-6318 | Switch, Level-High-High,Pump 6318A/B,Sump, Flood Monitoring, Finals, Tunnel 18 | THR-FT-P-6318A | Pump, Sump, Flood Monitoring, Finals, Tunnel 18 | Switch,Level-High-High | Switch |  | LSHH | http://www.toronto.ca/TWONTO#level_switch
74877 | THR-FT-LSL-4820 | Switch, Level-Low, Sump, Gallery T-20S, Flood Monitoring System | THR-FT-P-4820 | Pump, Centrifugal, Sump, T20s | Switch,Level-High-High | Switch |  | LSL | http://www.toronto.ca/TWONTO#level_switch
74878 | THR-FT-LSL-4850 | Switch, Level-Low, Sump, SP RAS PS, Flood Monitoring System | THR-FT-P-4850 | Pump, Centrifugal, Sump,Sump Pit No. 31,SP RAS PS | Switch,Level-High-High | Switch |  | LSL | http://www.toronto.ca/TWONTO#level_switch
74927 | THR-FT-LSL-4880 | Switch, Level-Low, Sump, Gallery T-19, Flood Monitoring System | THR-FT-P-4880 | Pump, Centrifugal, Sump, Gallery T19 | Switch,Level-High-High | Switch |  | LSL | http://www.toronto.ca/TWONTO#level_switch
75086 | THR-FT-PSH-2521 | Switch, Pressure-Low, Pump P-2521 Discharge, FT 16/17 RAS Pumps | THR-FT-P-2521 | Pump, Centrifugal, Tank 1600 & 1700, RAS Pumping,Tunnel 23, South | Switch,Pressure-High | Switch |  | PSH | http://www.toronto.ca/TWONTO#pressure_switch
75087 | THR-FT-PSH-2522 | Switch, Pressure-Low, Pump P-2522 Discharge, FT 16/17 RAS Pumps | THR-FT-P-2522 | Pump, Centrifugal, Tank 1600 & 1700, RAS Pumping,Tunnel 23, South | Switch,Pressure-High | Switch |  | PSH | http://www.toronto.ca/TWONTO#pressure_switch
75088 | THR-FT-PSH-2524 | Switch, Pressure-Low, Pump P-2524 Discharge, FT 16/17 RAS Pumps | THR-FT-P-2524 | Pump, Centrifugal, Tank 1600 & 1700, RAS Pumping,Tunnel 23, South | Switch,Pressure-High | Switch |  | PSH | http://www.toronto.ca/TWONTO#pressure_switch
75089 | THR-FT-PSH-3041 | Switch, Pressure-High, Pump P-3040 Discharge, Scum Pumping - South | THR-FT-P-3040 | Pump, Rotary Lobe, Scum from Tank 3030, Scum Pumping | Switch,Pressure-High | Switch |  | PSH | http://www.toronto.ca/TWONTO#pressure_switch
75090 | THR-FT-PSH-3120 | Switch, Pressure-High, Discharge, Pump 3120, Secondary Treatment, Scum Pumping | THR-FT-P-3120S | Pump, Rotary Vane, Scum Tank 3100, System 2A, Scum Pumping | Switch,Pressure-High | Switch |  | PSH | http://www.toronto.ca/TWONTO#pressure_switch
75091 | THR-FT-PSH-3320 | Switch, Pressure-High, Discharge, Pump 3320, Secondary Treatment, Scum Pumping - North | THR-FT-P-3320 | Pump, Rotary Vane, Scum Tank 3300, System 4, Scum Pumping | Switch,Pressure-High | Switch |  | PSH | http://www.toronto.ca/TWONTO#pressure_switch
75092 | THR-FT-PSH-3330 | Switch, Pressure-High, Discharge, Pump 3330, Secondary Treatment, Scum Pumping - North | THR-FT-P-3330 | Pump, Rotary Vane, Scum Tank 3300, System 4, Scum Pumping | Switch,Pressure-High | Switch |  | PSH | http://www.toronto.ca/TWONTO#pressure_switch
75093 | THR-FT-PSH-3420 | Switch, Pressure-High, Discharge, Pump 3420, Secondary Treatment, Scum Pumping - North | THR-FT-P-3420 | Pump, Rotary Vane, Scum Tank 3400, System 5, Scum Pumping | Switch,Pressure-High | Switch |  | PSH | http://www.toronto.ca/TWONTO#pressure_switch
75094 | THR-FT-PSH-3430 | Switch, Pressure-High, Discharge, Pump 3430, Secondary Treatment, Scum Pumping - North | THR-FT-P-3430 | Pump, Rotary Vane, Scum Tank 3400, System 5, Scum Pumping | Switch,Pressure-High | Switch |  | PSH | http://www.toronto.ca/TWONTO#pressure_switch
75095 | THR-FT-PSH-3520 | Switch, Pressure-High, Discharge, Pump 3520, Secondary Treatment, Scum Pumping | THR-FT-P-3520 | Pump, Rotary Vane, Scum Tank 3500, System 7, Scum Pumping | Switch,Pressure-High | Switch |  | PSH | http://www.toronto.ca/TWONTO#pressure_switch
75096 | THR-FT-PSH-3530 | Switch, Pressure-High, Discharge, Pump 3530, Secondary Treatment, Scum Pumping | THR-FT-P-3530 | Pump, Rotary Vane, Scum Tank 3500, System 7, Scum Pumping | Switch,Pressure-High | Switch |  | PSH | http://www.toronto.ca/TWONTO#pressure_switch
75097 | THR-FT-PSH-3620 | Switch, Pressure-High, Discharge, Pump 3620, Secondary Treatment, Scum Pumping - North | THR-FT-P-3620 | Pump, Rotary Vane, Scum Tank 3600, System 9, Scum Pumping | Switch,Pressure-High | Switch |  | PSH | http://www.toronto.ca/TWONTO#pressure_switch
75098 | THR-FT-PSH-3640 | Switch, Pressure-High, Discharge, Pump 3640, Secondary Treatment, Scum Pumping - North | THR-FT-P-3640 | Pump, Rotary Vane, Scum Tank 3600, System 9, Scum Pumping | Switch,Pressure-High | Switch |  | PSH | http://www.toronto.ca/TWONTO#pressure_switch
75099 | THR-FT-PSH-3730 | Switch, Pressure-High, Discharge, Pump 3730, Secondary Treatment, Scum Pumping - North | THR-FT-P-3730 | Pump, Rotary Vane, Scum Tank 3700, System 8, Scum Pumping | Switch,Pressure-High | Switch |  | PSH | http://www.toronto.ca/TWONTO#pressure_switch
75100 | THR-FT-PSH-4063S | Switch, Pressure-High, WAS Pump 4063 Discharge, Secondary Treatment, WAS Pumping | THR-FT-P-4063 | Pump, Centrifugal, WAS, Secondary Treatment, WAS Pumping | Switch,Pressure-High | Switch | 39548 | PSH | http://www.toronto.ca/TWONTO#pressure_switch
75101 | THR-FT-PSH-4064S | Switch, Pressure-High, WAS Pump 4064 Discharge, Secondary Treatment, WAS Pumping | THR-FT-P-4064 | Pump, Centrifugal, WAS, Secondary Treatment, WAS Pumping | Switch,Pressure-High | Switch | 39549 | PSH | http://www.toronto.ca/TWONTO#pressure_switch
75102 | THR-FT-PSH-4401 | Switch, Pressure-High, Pump P-4401 Discharge, RAS Pumping - South | THR-FT-P-4401 | Pump, Centrifugal, RAS, RAS Pumping Station - South | Switch,Pressure-High | Switch |  | PSH | http://www.toronto.ca/TWONTO#pressure_switch
75103 | THR-FT-PSH-4403 | Switch, Pressure-High, Pump P-4402 Discharge, RAS Pumping - South | THR-FT-P-4402 | Pump, Centrifugal, RAS, RAS Pumping Station - South | Switch,Pressure-High | Switch |  | PSH | http://www.toronto.ca/TWONTO#pressure_switch
75104 | THR-FT-PSH-4510 | Switch, Pressure-High, Pump P-4501 Discharge, WAS Pumping - South | THR-FT-P-4501 | Pump, Centrifugal, WAS, RAS Pumping Station - South | Switch,Pressure-High | Switch |  | PSH | http://www.toronto.ca/TWONTO#pressure_switch
75105 | THR-FT-PSH-4520 | Switch, Pressure-High, Pump P-4502 Discharge, WAS Pumping - South | THR-FT-P-4502 | Pump, Centrifugal, WAS, RAS Pumping Station - South | Switch,Pressure-High | Switch |  | PSH | http://www.toronto.ca/TWONTO#pressure_switch
75106 | THR-FT-PSH-4530 | Switch, Pressure-High, Pump P-4503 Discharge, WAS Pumping - South | THR-FT-P-4503 | Pump, Self-Prime Centrifugal, Drain, RAS Pumping Station - South | Switch,Pressure-High | Switch |  | PSH | http://www.toronto.ca/TWONTO#pressure_switch
75107 | THR-FT-PSH-4710 | Switch, Pressure-High, Pump P-4710 Discharge, Cross Feed Pumping - South | THR-FT-P-4710 | Pump, Centrifugal, Sludge Cross Feed, RAS Pumping Station - South | Switch,Pressure-High | Switch |  | PSH | http://www.toronto.ca/TWONTO#pressure_switch
75108 | THR-FT-PSH-4720 | Switch, Pressure-High, Pump P-4720 Discharge, Cross Feed Pumping - South | THR-FT-P-4720 | Pump, Centrifugal, Sludge Cross Feed, RAS Pumping Station - South | Switch,Pressure-High | Switch |  | PSH | http://www.toronto.ca/TWONTO#pressure_switch
75109 | THR-FT-PSL-2170 | Switch, Pressure-Low, Pump 2170, Secondary Treatment, RAS Pumping - South | THR-FT-P-2170S | Pump, Centrifugal, Secondary Treatment, RAS Pumping,Tunnel 20, - South | Switch,Pressure-Low | Switch |  | PSL | http://www.toronto.ca/TWONTO#pressure_switch
75110 | THR-FT-PSL-2174 | Switch, Pressure-Low, Pump 2174, Secondary Treatment, RAS Pumping - South | THR-FT-P-2174S | Pump, Centrifugal, Secondary Treatment, RAS Pumping,Tunnel 20,- South | Switch,Pressure-Low | Switch |  | PSL | http://www.toronto.ca/TWONTO#pressure_switch
75111 | THR-FT-PSL-2175 | Switch, Pressure-Low, Pump 2175, Secondary Treatment, RAS Pumping - South | THR-FT-P-2175S | Pump, Centrifugal, RAS from Drain Header to Mixed Liquor Conduit, RAS Pumping,Tunnel 20, South | Switch,Pressure-Low | Switch |  | PSL | http://www.toronto.ca/TWONTO#pressure_switch
75112 | THR-FT-PSL-2176 | Switch, Pressure-Low, Pump 2176, Secondary Treatment, RAS Pumping - South | THR-FT-P-2176S | Pump, Centrifugal, RAS from Drain Header to Mixed Liquor Conduit, RAS Pumping,Tunnel 20, South | Switch,Pressure-Low | Switch |  | PSL | http://www.toronto.ca/TWONTO#pressure_switch
75166 | THR-FT-PSL-2321 | Switch, Pressure-Low, Pump 2321, Secondary Treatment, RAS Pumping - North | THR-FT-P-2321 | Pump, Centrifugal, Secondary Treatment, RAS Pumping - North | Switch,Pressure-Low | Switch |  | PSL | http://www.toronto.ca/TWONTO#pressure_switch
75167 | THR-FT-PSL-2324 | Switch, Pressure-Low, Pump 2324, Secondary Treatment, RAS Pumping - North | THR-FT-P-2324 | Pump, Centrifugal, Secondary Treatment, RAS Pumping - North | Switch,Pressure-Low | Switch |  | PSL | http://www.toronto.ca/TWONTO#pressure_switch
75168 | THR-FT-PSL-2401S | Switch, Pressure-Low, Suction, Pump 2401, RAS Pumping - South | THR-FT-P-2401 | Pump, Centrifugal, Tank 1500, RAS Pumping,Tunnel 20 East of T-15,South | Switch,Pressure-Low | Switch | 39554 | PSL | http://www.toronto.ca/TWONTO#pressure_switch
75169 | THR-FT-PSL-2402S | Switch, Pressure-Low, Suction, Pump 2402, RAS Pumping - South | THR-FT-P-2402S | Pump, Centrifugal, Tank 1500, RAS Pumping,Tunnel 20 East of T-15, South | Switch,Pressure-Low | Switch | 39555 | PSL | http://www.toronto.ca/TWONTO#pressure_switch
75170 | THR-FT-PSL-2521 | Switch, Pressure-Low, Pump P-2521 Discharge, FT 16/17 RAS Pumps- South | THR-FT-P-2521 | Pump, Centrifugal, Tank 1600 & 1700, RAS Pumping,Tunnel 23, South | Switch,Pressure-Low | Switch |  | PSL | http://www.toronto.ca/TWONTO#pressure_switch
75171 | THR-FT-PSL-2522 | Switch, Pressure-Low, Pump P-2522 Discharge, FT 16/17 RAS Pumps- South | THR-FT-P-2522 | Pump, Centrifugal, Tank 1600 & 1700, RAS Pumping,Tunnel 23, South | Switch,Pressure-Low | Switch |  | PSL | http://www.toronto.ca/TWONTO#pressure_switch
75172 | THR-FT-PSL-2522S | Switch, Pressure-Low, Suction, Pump 2522, RAS Pumping - South | THR-FT-P-2522 | Pump, Centrifugal, Tank 1600 & 1700, RAS Pumping,Tunnel 23, South | Switch,Pressure-Low | Switch | 39558 | PSL | http://www.toronto.ca/TWONTO#pressure_switch
75173 | THR-FT-PSL-2622 | Switch, Pressure-Low, Suction, Pump 2622, Secondary Treatment, RAS Pumping - North | THR-FT-P-2622 | Pump, Centrifugal, Secondary Treatment,Tunnel 23 East, RAS Pumping - North | Switch,Pressure-Low | Switch |  | PSL | http://www.toronto.ca/TWONTO#pressure_switch
75174 | THR-FT-PSL-2723 | Switch, Pressure-Low, Pump 2723, Secondary Treatment, RAS Pumping - North | THR-FT-P-2723 | Pump, Centrifugal, Secondary Treatment,Tunnel 23 North, RAS Pumping - North | Switch,Pressure-Low | Switch |  | PSL | http://www.toronto.ca/TWONTO#pressure_switch
75175 | THR-FT-PSL-2724 | Switch, Pressure-Low, Pump 2724, Secondary Treatment, RAS Pumping - North | THR-FT-P-2724 | Pump, Centrifugal, Secondary Treatment,Tunnel 23 North, RAS Pumping - North | Switch,Pressure-Low | Switch |  | PSL | http://www.toronto.ca/TWONTO#pressure_switch
75176 | THR-FT-PSL-3040 | Switch, Pressure-Low, Pump P-3040 Suction, Scum Pumping - South | THR-FT-P-3040 | Pump, Rotary Lobe, Scum from Tank 3030, Scum Pumping | Switch,Pressure-High | Switch |  | PSL | http://www.toronto.ca/TWONTO#pressure_switch
75177 | THR-FT-PSL-3120 | Switch, Pressure-Low, Pump P-3120 Suction, Scum Pumping - South | THR-FT-P-3120 | Pump, Rotary Lobe, Scum from Tank 3100, Scum Pumping | Switch,Pressure-High | Switch |  | PSL | http://www.toronto.ca/TWONTO#pressure_switch
75178 | THR-FT-PSL-3220 | Switch, Pressure-Low, Pump P-3220 Suction, Scum Pumping - South | THR-FT-P-3220 | Pump, Rotary Lobe, Scum from Tank 3200, Scum Pumping | Switch,Pressure-High | Switch |  | PSL | http://www.toronto.ca/TWONTO#pressure_switch
75179 | THR-FT-PSL-3240 | Switch, Pressure-Low, Pump P-3240 Suction, Scum Pumping - South | THR-FT-P-3240 | Pump, Rotary Lobe, Scum from Tank 3230, Scum Pumping | Switch,Pressure-High | Switch |  | PSL | http://www.toronto.ca/TWONTO#pressure_switch
75180 | THR-FT-PSL-3260 | Switch, Pressure-Low, Pump P-3260 Suction, Scum Pumping - South | THR-FT-P-3260 | Pump, Rotary Lobe, Scum from Tank 3250, Scum Pumping | Switch,Pressure-High | Switch |  | PSL | http://www.toronto.ca/TWONTO#pressure_switch
75181 | THR-FT-PSL-4065S | Switch, Pressure-Low, WAS Pump 4065 Suction, Secondary Treatment, WAS Pumping | THR-FT-P-4065 | Pump, Centrifugal, WAS, Secondary Treatment, WAS Pumping | Switch,Pressure-Low | Switch | 39562 | PSL | http://www.toronto.ca/TWONTO#pressure_switch
75182 | THR-FT-PSL-4066S | Switch, Pressure-Low, WAS Pump 4066 Suction, Secondary Treatment, WAS Pumping | THR-FT-P-4066 | Pump, Centrifugal, WAS, Secondary Treatment, WAS Pumping | Switch,Pressure-Low | Switch | 39563 | PSL | http://www.toronto.ca/TWONTO#pressure_switch
75183 | THR-FT-PSL-4404 | Switch, Pressure-Low, Pump P-4403 Suction, RAS Pumping - South | THR-FT-P-4403 | Pump, Centrifugal, RAS, RAS Pumping Station - South | Switch,Pressure-Low | Switch |  | PSL | http://www.toronto.ca/TWONTO#pressure_switch
75184 | THR-FT-PSL-4408 | Switch, Pressure-Low, Pump P-4405 Suction, RAS Pumping - South | THR-FT-P-4405 | Pump, Centrifugal, RAS, RAS Pumping Station - South | Switch,Pressure-Low | Switch |  | PSL | http://www.toronto.ca/TWONTO#pressure_switch
75185 | THR-FT-PSL-4519 | Switch, Pressure-Low, Pump P-4501 Suction, Scum Pumping - South | THR-FT-P-4501 | Pump, Centrifugal, WAS, RAS Pumping Station - South | Switch,Pressure-High | Switch |  | PSL | http://www.toronto.ca/TWONTO#pressure_switch
75186 | THR-FT-PSL-4539 | Switch, Pressure-Low, Pump P-4503 Suction, Scum Pumping - South | THR-FT-P-4503 | Pump, Self-Prime Centrifugal, Drain, RAS Pumping Station - South | Switch,Pressure-High | Switch |  | PSL | http://www.toronto.ca/TWONTO#pressure_switch
75187 | THR-FT-PSL-4602 | Switch, Pressure-Low, Pump P-4602 Suction, Scum Pumping - South | THR-FT-P-4602 | Pump, Self-Prime Centrifugal, Drain, RAS Pumping Station - South | Switch,Pressure-Low | Switch |  | PSL | http://www.toronto.ca/TWONTO#pressure_switch
75188 | THR-FT-PSL-4621 | Switch, Pressure-Low, Pump P-4624 Suction, Scum Pumping - South | THR-FT-P-4624 | Pump, Centrifugal, Drain, Gallery T20N | Switch,Pressure-High | Switch |  | PSL | http://www.toronto.ca/TWONTO#pressure_switch
75189 | THR-FT-PSL-4631 | Switch, Pressure-Low, Pump P-4626 Suction, Scum Pumping - South | THR-FT-P-4626 | Pump, Centrifugal, Drain, Gallery T20N | Switch,Pressure-High | Switch |  | PSL | http://www.toronto.ca/TWONTO#pressure_switch
75190 | THR-FT-PSL-4719 | Switch, Pressure-Low, Pump P-4720 Suction, Cross Feed Pumping - South | THR-FT-P-4720 | Pump, Centrifugal, Sludge Cross Feed, RAS Pumping Station - South | Switch,Pressure-Low | Switch |  | PSL | http://www.toronto.ca/TWONTO#pressure_switch
75191 | THR-FT-PSL-4729 | Switch, Pressure-Low, Pump P-4730 Suction, Cross Feed Pumping - South | THR-FT-P-4730 | Pump, Centrifugal, Sludge Cross Feed, RAS Pumping Station - South | Switch,Pressure-Low | Switch |  | PSL | http://www.toronto.ca/TWONTO#pressure_switch
76246 | THR-NAFT-LSHH | Switch,High High Level, Sump Pumps, North Aeration and Final Tank | THR-FT-DRN | Final Tank, Drainage, Sump Pumps | Switch,Level-High-High | Switch |  |  | http://www.toronto.ca/TWONTO#level_switch
76256 | THR-NGS-PSL-0201 | Switch,Pressure-Low, NG Valve Train, Compressor Building, Gas Compressor (And Dryer) | THR-NGS-CG | Natural Gas System, Co-Generation | Switch,Pressure-Low | Switch |  | PSL | http://www.toronto.ca/TWONTO#pressure_switch
76257 | THR-NGS-PSL-0301 | Switch, Pressure, Low, NG Fuel Train, Compressor 0201 Fuel Gas Train, Gas Compressor Building | THR-BG-C-0201 | Compressor, Centrifugal, Fuel Gas, Compressor Building, Gas Compressor (And Dryer), for COGEN |  | Switch |  | PSL | http://www.toronto.ca/TWONTO#pressure_switch
76258 | THR-NGS-PSL-0801 | Switch,Pressure-Low, Pilot Gas Train for Boiler 0800, North Grit Boilers, Plant Services, Natural Gas Overview | THR-ACC-BO-0800 | Boiler, Low Pressure, North Grit Boilers, Plant Services, Natural Gas Overview (CRN-B9917.5,TSSA UID-65022713, SNo.-5.867338,S-87073) | Switch,Pressure-Low | Switch |  | PSL | http://www.toronto.ca/TWONTO#pressure_switch
76259 | THR-NGS-PSL-0802 | Switch,Pressure-Low, Natural Gas Train for Boiler 0800, North Grit Boilers, Plant Services, Natural Gas Overview | THR-ACC-BO-0800 | Boiler, Low Pressure, North Grit Boilers, Plant Services, Natural Gas Overview (CRN-B9917.5,TSSA UID-65022713, SNo.-5.867338,S-87073) | Switch,Pressure-Low | Switch |  | PSL | http://www.toronto.ca/TWONTO#pressure_switch
76305 | THR-NGS-PSL-0901 | Switch,Pressure-Low, Pilot Gas Train for Boiler 0900, North Grit Boilers, Plant Services, Natural Gas Overview | THR-ACC-BO-0900 | Boiler, Low Pressure, North Grit Boilers, Plant Services, Natural Gas Overview (CRN-B9917.5,TSSA UID-65022712, SNo.-5.867337,S-87072) | Switch,Pressure-Low | Switch |  | PSL | http://www.toronto.ca/TWONTO#pressure_switch
76445 | THR-OCS-FSL-0045 | Switch, Flow, Low, Discharge, Fan 0040, South Biofilter | THR-OCS-FN-0040 | Fan, Centrifugal, Odourous Air, South Biofilter | Switch,Flow-Low | Switch |  | FSL | http://www.toronto.ca/TWONTO#flow_switch
76446 | THR-OCS-FSL-0055 | Switch, Flow, Low, Discharge, Fan 0050, South Biofilter | THR-OCS-FN-0050 | Fan, Centrifugal, Odourous Air, South Biofilter | Switch,Flow-Low | Switch |  | FSL | http://www.toronto.ca/TWONTO#flow_switch
76447 | THR-OCS-FSL-2205 | Switch, Flow, Low, Discharge, Fan 2200, North Biofilter | THR-OCS-FN-2200 | Fan, Centrifugal, Odourous Air, North Biofilter | Switch,Flow-Low | Switch |  | FSL | http://www.toronto.ca/TWONTO#flow_switch
76448 | THR-OCS-FSL-2215 | Switch, Flow, Low, Discharge, Fan 2210, North Biofilter | THR-OCS-FN-2210 | Fan, Centrifugal, Odourous Air, North Biofilter | Switch,Flow-Low | Switch |  | FSL | http://www.toronto.ca/TWONTO#flow_switch
76449 | THR-OCS-FSL-2225 | Switch, Flow, Low, Discharge, Fan 2220, North Biofilter | THR-OCS-FN-2220 | Fan, Centrifugal, Odourous Air, North Biofilter | Switch,Flow-Low | Switch |  | FSL | http://www.toronto.ca/TWONTO#flow_switch
76450 | THR-OCS-FSL-3956B | Switch, Flow-Low, Filtered Air Inlet, Ozone Generator 3956, Ozonator Room, Plant Services, Odour Control System | THR-OCS-OZ-3956S | Ozone Generator, Odour Control System | Switch,Flow-Low | Switch |  | FSL | http://www.toronto.ca/TWONTO#flow_switch
76451 | THR-OCS-FSL-3956D | Switch, Flow-Low, Plant Water to Ozone Generator 3956, Ozonator Room, Plant Services, Odour Control System | THR-OCS-OZ-3956S | Ozone Generator, Odour Control System | Switch,Flow-Low | Switch |  | FSL | http://www.toronto.ca/TWONTO#flow_switch
76452 | THR-OCS-FSL-3957B | Switch, Flow-Low, Filtered Air Inlet, Ozone Generator 3957, Ozonator Room, Plant Services, Odour Control System | THR-OCS-OZ-3957S | Ozone Generator, Odour Control System | Switch,Flow-Low | Switch |  | FSL | http://www.toronto.ca/TWONTO#flow_switch
76455 | THR-OCS-LSLH-0551 | Sensor, Bed Level, Scrubber 0551, Plant Services, Odour Control System | THR-OCS-SB-0551 | Scrubber, Plant Services, Odour Control System | Switch,Level | Switch |  | LSLH | http://www.toronto.ca/TWONTO#level_switch
76486 | THR-OCS-PSH-2927 | Switch, Pressure-High, Pump 2927, Plant Services, Odour Control System | THR-OCS-P-2927 | Pump, Centrifugal, Hypochlorite to Scrubber 0551, Plant Services, Odour Control System | Switch,Pressure-High | Switch |  | PSH | http://www.toronto.ca/TWONTO#pressure_switch
76487 | THR-OCS-PSH-2938 | Switch, Pressure-High, Pump 2938, Plant Services, Odour Control System | THR-OCS-P-2938 | Pump,Centrifugal,Hypochlorite to Scrubber 0552 & Scrubber 0553,Plant Services, Odour Control System | Switch,Pressure-High | Switch |  | PSH | http://www.toronto.ca/TWONTO#pressure_switch
76488 | THR-OCS-PSH-3966 | Switch, Pressure-High, Foul Air Plenum to Atmosphere, Plant Services, Odour Control System | THR-OCS-SB-0555 | Scrubber, Plant Services, Odour Control System | Switch,Pressure-High | Switch |  | PSH | http://www.toronto.ca/TWONTO#pressure_switch
76489 | THR-OCS-PSH-6386 | Switch, Pressure-High, Pump 6386, Plant Services, Odour Control System | THR-OCS-P-6386 | Pump, Centrifugal, Hypochlorite from Storage Tanks to Day Tanks, Plant Services, Odour Control System | Switch,Pressure-High | Switch |  | PSH | http://www.toronto.ca/TWONTO#pressure_switch
76490 | THR-OCS-PSL-3952 | Switch, Pressure-Low, Foul Air Plenum to Atmosphere, Plant Services, Odour Control System | THR-OCS-SB-0554 | Scrubber, Plant Services, Odour Control System | Switch,Pressure-Low | Switch |  | PSL | http://www.toronto.ca/TWONTO#pressure_switch
76497 | THR-OCS-TSH-3956 | Switch, Temperature-High, Outlet to Drain, Ozone Generator 3956, Ozonator Room, Plant Services, Odour Control System | THR-OCS-OZ-3956S | Ozone Generator, Odour Control System | Switch,Pressure-Low | Switch |  | TSH | http://www.toronto.ca/TWONTO#temperature_switch
76806 | THR-PLT-FSL-0101 | Switch, Flow, Low, Flushing Water, Washer Compactor CMP-0100, Headhouse | THR-PLT-CMP-0100 | Compactor, Bar Screen 0102, Prelimiry Treatment | Switch,Flow-Low | Switch |  | FSL | http://www.toronto.ca/TWONTO#flow_switch
76807 | THR-PLT-FSL-1404 | Switch, Flow, Low, Water Scour, Grit Vortex Chamber CYC-1101, Headhouse | THR-PLT-CYC-1101 | Cyclone, Prelimary Treatment, Grit Removal - Vortex Chambers #1 (OLD Tag THR-PLT-CYC-1102) | Switch,Flow-Low | Switch |  | FSL | http://www.toronto.ca/TWONTO#flow_switch
76808 | THR-PLT-FSL-1424 | Switch, Flow, Low, Seal Water, Grit Pump P-1420, Headhouse | THR-PLT-P-1420 | Pump, Centrifugal (Dry), Grit, Vortex Prime Tank T-1400, Headhouse | Switch,Flow-Low | Switch |  | FSL | http://www.toronto.ca/TWONTO#flow_switch
76851 | THR-PLT-FSL-1503 | Switch, Flow, Low, Water Scour, Grit Vortex Chamber CYC-1116, Headhouse | THR-PLT-CYC-1116 | Cyclone, Prelimary Treatment, Grit Removal - Vortex Chambers #2 (OLDTag THR-PLT-CYC-1117) | Switch,Flow-Low | Switch |  | FSL | http://www.toronto.ca/TWONTO#flow_switch
76852 | THR-PLT-FSL-1514 | Switch, Flow, Low, Seal Water, Grit Pump P-1510, Headhouse | THR-PLT-P-1510 | Pump, Centrifugal (Dry), Grit, Vortex Prime Tank T-1500, Headhouse | Switch,Flow-Low | Switch |  | FSL | http://www.toronto.ca/TWONTO#flow_switch
76853 | THR-PLT-FSL-1604 | Switch, Flow, Low, Water Scour, Grit Vortex Chamber CYC-1131, Headhouse | THR-PLT-CYC-1131 | Cyclone, Prelimary Treatment, Grit Removal - Vortex Chambers # 3 (OLD Tag THR-PLT-CYC-1132) | Switch,Flow-Low | Switch |  | FSL | http://www.toronto.ca/TWONTO#flow_switch
76854 | THR-PLT-FSL-1614 | Switch, Flow, Low, Seal Water, Grit Pump P-1610, Headhouse | THR-PLT-P-1610 | Pump, Centrifugal (Dry), Grit, Vortex Prime Tank T-1600, Headhouse | Switch,Flow-Low | Switch |  | FSL | http://www.toronto.ca/TWONTO#flow_switch
76855 | THR-PLT-FSL-1624 | Switch, Flow, Low, Seal Water, Grit Pump P-1620, Headhouse | THR-PLT-P-1620 | Pump, Centrifugal (Dry), Grit, Vortex Prime Tank T-1600, Headhouse | Switch,Flow-Low | Switch |  | FSL | http://www.toronto.ca/TWONTO#flow_switch
76856 | THR-PLT-FSL-1703 | Switch, Flow, Low, Water Scour, Grit Vortex Chamber CYC-1146, Headhouse | THR-PLT-CYC-1146 | Cyclone, Prelimary Treatment, Grit Removal - Vortex Chambers #4 (OLD Tag THR-PLT-CYC-1147) | Switch,Flow-Low | Switch |  | FSL | http://www.toronto.ca/TWONTO#flow_switch
76857 | THR-PLT-FSL-1704 | Switch, Flow, Low, Water Scour, Grit Vortex Chamber CYC-1146, Headhouse | THR-PLT-CYC-1146 | Cyclone, Prelimary Treatment, Grit Removal - Vortex Chambers #4 (OLD Tag THR-PLT-CYC-1147) | Switch,Flow-Low | Switch |  | FSL | http://www.toronto.ca/TWONTO#flow_switch
76858 | THR-PLT-FSL-1714 | Switch, Flow, Low, Seal Water, Grit Pump P-1710, Headhouse | THR-PLT-P-1710 | Pump, Centrifugal (Dry), Grit, Vortex Prime Tank T-1700, Headhouse | Switch,Flow-Low | Switch |  | FSL | http://www.toronto.ca/TWONTO#flow_switch
76859 | THR-PLT-FSL-1724 | Switch, Flow, Low, Seal Water, Grit Pump P-1720, Headhouse | THR-PLT-P-1720 | Pump, Centrifugal (Dry), Grit, Vortex Prime Tank T-1700, Headhouse | Switch,Flow-Low | Switch |  | FSL | http://www.toronto.ca/TWONTO#flow_switch
76860 | THR-PLT-FSL-1803 | Switch, Flow, Low, Water Scour, Grit Vortex Chamber CYC-1161, Headhouse | THR-PLT-CYC-1161 | Cyclone, Prelimary Treatment, Grit Removal - Vortex Chambers #5 (OLD Tag THR-PLT-CYC-1162) | Switch,Flow-Low | Switch |  | FSL | http://www.toronto.ca/TWONTO#flow_switch
76861 | THR-PLT-FSL-1804 | Switch, Flow, Low, Water Scour, Grit Vortex Chamber CYC-1161, Headhouse | THR-PLT-CYC-1161 | Cyclone, Prelimary Treatment, Grit Removal - Vortex Chambers #5 (OLD Tag THR-PLT-CYC-1162) | Switch,Flow-Low | Switch |  | FSL | http://www.toronto.ca/TWONTO#flow_switch
76862 | THR-PLT-FSL-1814 | Switch, Flow, Low, Seal Water, Grit Pump P-1810, Headhouse | THR-PLT-P-1810 | Pump, Centrifugal (Dry), Grit Vortex Prime Tank T-1800, Headhouse | Switch,Flow-Low | Switch |  | FSL | http://www.toronto.ca/TWONTO#flow_switch
76863 | THR-PLT-FSL-1824 | Switch, Flow, Low, Seal Water, Grit Pump P-1820, Headhouse | THR-PLT-P-1820 | Pump, Centrifugal (Dry), Grit Vortex Prime Tank T-1800, Headhouse | Switch,Flow-Low | Switch |  | FSL | http://www.toronto.ca/TWONTO#flow_switch
76864 | THR-PLT-FSL-1903 | Switch, Flow, Low, Water Scour, Grit Vortex Chamber CYC-1176, Headhouse | THR-PLT-CYC-1176 | Cyclone, Prelimary Treatment, Grit Removal - Vortex Chambers# 6(OLD Tag THR-PLT-CYC-1177) | Switch,Flow-Low | Switch |  | FSL | http://www.toronto.ca/TWONTO#flow_switch
76865 | THR-PLT-FSL-1904 | Switch, Flow, Low, Water Scour, Grit Vortex Chamber CYC-1176, Headhouse | THR-PLT-CYC-1176 | Cyclone, Prelimary Treatment, Grit Removal - Vortex Chambers# 6(OLD Tag THR-PLT-CYC-1177) | Switch,Flow-Low | Switch |  | FSL | http://www.toronto.ca/TWONTO#flow_switch
76866 | THR-PLT-FSL-1914 | Switch, Flow, Low, Seal Water, Grit Pump P-1910, Headhouse | THR-PLT-P-1910 | Pump, Centrifugal (Dry), Grit Vortex Chamber CYC-1176, Headhouse | Switch,Flow-Low | Switch |  | FSL | http://www.toronto.ca/TWONTO#flow_switch
76867 | THR-PLT-FSL-1947 | Switch, Flow, Low, Flushing Water, Grit Classifer CL-1940, North Grit Building | THR-PLT-CL-1940 | Classifier, Grit, for Headhouse | Switch,Flow-Low | Switch |  | FSL | http://www.toronto.ca/TWONTO#flow_switch
76868 | THR-PLT-FSL-2170 | Switch, Flow-Low, Discharge, Blower 2170, Preliminary Treatment, Grit Removal - Grit Tanks - North Plant | THR-PLT-BL-2170(SUSP) | Blower, Centrifugal, Foul Air Removal, Tank 0100, Preliminary Treatment, Grit Removal - Grit Tanks - North Plant | Switch,Flow-Low | Switch |  | FSL | http://www.toronto.ca/TWONTO#flow_switch
76869 | THR-PLT-FSL-2202 | Switch, Flow, Low, Water Scour, Aerated Grit Tank T-0100, North Grit Building | THR-PLT-T-0100 | Tank, Grit Removal, Grit Tank, North Grit Building | Switch,Flow-Low | Switch |  | FSL | http://www.toronto.ca/TWONTO#flow_switch
76870 | THR-PLT-FSL-2222 | Switch, Flow, Low, Water Scour, Aerated Grit Tank T-0300, North Grit Building | THR-PLT-T-0300 | Tank, Grit Removal, Grit Tanks, North Grit Building | Switch,Flow-Low | Switch |  | FSL | http://www.toronto.ca/TWONTO#flow_switch
76871 | THR-PLT-FSL-2501 | Switch, Flow, Low, Seal Water, Grit Pump P-2500, North Grit Building | THR-PLT-P-2500 | Pump, Centrifugal (Dry), Grit Tank T-0100, North Grit Building | Switch,Flow-Low | Switch |  | FSL | http://www.toronto.ca/TWONTO#flow_switch
76872 | THR-PLT-FSL-2601 | Switch, Flow, Low, Seal Water, Grit Pump P-2600, North Grit Building | THR-PLT-P-2600 | Pump, Centrifugal (Dry), Grit Tank T-0200, North Grit Building | Switch,Flow-Low | Switch |  | FSL | http://www.toronto.ca/TWONTO#flow_switch
76873 | THR-PLT-FSL-2901 | Switch, Flow, Low, Seal Water, Grit Pump P-2900, North Grit Building | THR-PLT-P-2900 | Pump, Centrifugal (Dry), Grit Tank T-0300, North Grit Building | Switch,Flow-Low | Switch |  | FSL | http://www.toronto.ca/TWONTO#flow_switch
76935 | THR-PLT-HS-0200 | Switch, Hand, Conveyor 0200, Head house, Preliminary Treatment, Screening | THR-PLT-CV-0200 | Conveyor, Screw, Bar Screen 0102, Head house, Preliminary Treatment-S | Switch,Hand | Switch |  | HS | hand_switch
76936 | THR-PLT-HS-0202 | Switch, Hand, Conveyor 0202, Head house, Preliminary Treatment, Screening | THR-PLT-CV-0202 | Conveyor, Screw, Bar Screen 0112, Head house, Preliminary Treatment - S | Switch,Hand | Switch |  | HS | hand_switch
76937 | THR-PLT-HS-0210 | Switch, Hand, Conveyor 0210, Head house, Preliminary Treatment, Screening | THR-PLT-CV-0210 | Conveyor, Screw, Bar Screen 0122, Head house, Preliminary Treatment - S | Switch,Hand | Switch |  | HS | hand_switch
76938 | THR-PLT-HS-0212 | Switch, Hand, Conveyor 0212, Head house, Preliminary Treatment, Screening | THR-PLT-CV-0212 | Conveyor, Screw, Bar Screen 0132, Head house, Preliminary Treatment - S | Switch,Hand | Switch |  | HS | hand_switch
76939 | THR-PLT-HS-0213 | Switch, Hand, Conveyor 0213, Path A,B, Head house, Preliminary Treatment, Screening | THR-PLT-CV-0213 | Conveyor, Screw, Bar Screen 0132, Path A,B, Head house, Preliminary Treatment - S | Switch,Hand | Switch |  | HS | hand_switch
76940 | THR-PLT-HS-0216 | Switch, Hand, Conveyor 0216, Path B, Head house, Preliminary Treatment, Screening | THR-PLT-CV-0216 | Conveyor, Screw, Bar Screen 0122 & Bar Screen 0132, Path A, Head house, Preliminary Treatment - S | Switch,Hand | Switch |  | HS | hand_switch
76941 | THR-PLT-HS-0221 | Switch, Hand, Conveyor 0221, Path A,B, Head house, Preliminary Treatment, Screening | THR-PLT-CV-0221 | Conveyor, Screw, Bar Screen, Path B, Head house, Preliminary Treatment - S | Switch,Hand | Switch |  | HS | hand_switch
76942 | THR-PLT-HS-0224 | Switch, Hand, Conveyor 0224, Path B, Head house, Preliminary Treatment, Screening | THR-PLT-CV-0224 | Conveyor, Screw, Bar Screen 0142, Path B, Head house, Preliminary Treatment - S | Switch,Hand | Switch |  | HS | hand_switch
76943 | THR-PLT-HS-0230 | Switch, Hand, Conveyor 0230, Path A, Head house, Preliminary Treatment, Screening | THR-PLT-CV-0230 | Conveyor, Screw, Bar Screens, Path A, Head house, Preliminary Treatment - S | Switch,Hand | Switch |  | HS | hand_switch
76944 | THR-PLT-HS-0231 | Switch, Hand, Conveyor 0231, Path B, Head house, Preliminary Treatment, Screening | THR-PLT-CV-0231 | Conveyor, Screw, Bar Screens, Path B, Head house, Preliminary Treatment - S | Switch,Hand | Switch |  | HS | hand_switch
76945 | THR-PLT-HS-0240 | Switch, Hand, Conveyor 0240, Path A, Head house, Preliminary Treatment, Screening | THR-PLT-CV-0240 | Conveyor, Screw, Trailer, Inlet, Path A, Head house, Preliminary Treatment - S | Switch,Hand | Switch |  | HS | hand_switch
76946 | THR-PLT-HS-0250 | Switch, Hand, Conveyor 0250, Path B, Head house, Preliminary Treatment, Screening | THR-PLT-CV-0250 | Conveyor, Screw, Trailer, Inlet, Path B, Head house, Preliminary Treatment - S | Switch,Hand | Switch |  | HS | hand_switch
76947 | THR-PLT-HS-1172 | Switch, Hand, Classifier 1172, Preliminary Treatment, Grit Removal - Vortex - South Plant (Head house) | THR-PLT-CL-1172 | Classifier, Cyclone, 1161, Preliminary Treatment, Grit Removal - Vortex | Switch,Hand | Switch |  | HS | hand_switch
76948 | THR-PLT-HS-1187 | Switch, Hand, Classifier 1187, Preliminary Treatment, Grit Removal - Vortex - South Plant (Head house) | THR-PLT-CL-1187 | Classifier, Cyclone, 1177, Preliminary Treatment, Grit Removal - Vortex | Switch,Hand | Switch |  | HS | hand_switch
76949 | THR-PLT-HS-1230 | Switch, Hand, Conveyor 1230, Path A, Preliminary Treatment, Grit Removal - Vortex - South Plant (Head house) | THR-PLT-CV-1230 | Conveyor, Screw, Path 3, Preliminary Treatment, Grit Removal - Vortex - S | Switch,Hand | Switch |  | HS | hand_switch
76950 | THR-PLT-HS-1240 | Switch, Hand, Conveyor 1240, Path A, Preliminary Treatment, Grit Removal - Vortex - South Plant (Head house) | THR-PLT-CV-1240 | Conveyor, Screw, Path 1, Preliminary Treatment, Grit Removal - Vortex - S | Switch,Hand | Switch |  | HS | hand_switch
76951 | THR-PLT-HS-1244 | Switch, Hand, Conveyor 1244, Path A, Preliminary Treatment, Grit Removal - Vortex - South Plant (Head house) | THR-PLT-CV-1244 | Conveyor, Screw, Conveyor, Path B, To Trailer Conveyor 0250 - S | Switch,Hand | Switch |  | HS | hand_switch
76952 | THR-PLT-HS-1246 | Switch, Hand, Conveyor 1246, Path A, Preliminary Treatment, Grit Removal - Vortex - South Plant (Head house) | THR-PLT-CV-1246 | Conveyor, Screw, Conveyor, Path B, To Trailer Conveyor 0250 - S | Switch,Hand | Switch |  | HS | hand_switch
76953 | THR-PLT-HS-1247 | Switch, Hand, Conveyor 1247, Path B, Preliminary Treatment, Grit Removal - Vortex - South Plant (Head house) | THR-PLT-CV-1247 | Conveyor, Screw, Classifiers, Path A, To Trailer Conveyor 0240 - S | Switch,Hand | Switch |  | HS | hand_switch
76954 | THR-PLT-HS-2132 | Switch, Hand, Tank 0300, Preliminary Treatment, Grit Removal - Grit Tanks - North Plant | THR-PLT-T-0300 | Tank, Grit Removal, Grit Tanks, North Grit Building | Switch,Hand | Switch |  | HS | hand_switch
76955 | THR-PLT-HS-2142 | Switch, Hand, Tank 0200, Preliminary Treatment, Grit Removal - Grit Tanks - North Plant | THR-PLT-T-0200 | Tank, Grit Removal, Grit Tank, North Grit Building | Switch,Hand | Switch |  | HS | hand_switch
76999 | THR-PLT-LSH-0102 | Switch, Level-High, Screen 0102, Preliminary Treatment, Screening | THR-PLT-SC-0102 | Bar Screen, Preliminary Treatment | Switch,Level-High | Switch |  | LSH | http://www.toronto.ca/TWONTO#level_switch
77000 | THR-PLT-LSH-0112 | Switch, Level-High, Screen 0112, Preliminary Treatment, Screening | THR-PLT-SC-0112 | Bar Screen, Preliminary Treatment | Switch,Level-High | Switch |  | LSH | http://www.toronto.ca/TWONTO#level_switch
77001 | THR-PLT-LSH-0132 | Switch, Level-High, Screen 0132, Preliminary Treatment, Screening | THR-PLT-SC-0132 | Bar Screen, Preliminary Treatment | Switch,Level-High | Switch |  | LSH | http://www.toronto.ca/TWONTO#level_switch
77002 | THR-PLT-LSH-0142 | Switch, Level-High, Screen 0142, Preliminary Treatment, Screening | THR-PLT-SC-0142 | Bar Screen, Preliminary Treatment | Switch,Level-High | Switch |  | LSH | http://www.toronto.ca/TWONTO#level_switch
77004 | THR-PLT-LSL-1127 | Switch, Level-Low, Grit Classifier 1127, Preliminary Treatment, Grit Removal - Vortex - South Plant (Head house) | THR-PLT-CL-1127 | Classifier, Cyclone, 1117, Preliminary Treatment, Grit Removal - Vortex | Switch,Level-Low | Switch |  | LSL | http://www.toronto.ca/TWONTO#level_switch
77005 | THR-PLT-LSL-1142 | Switch, Level-Low, Grit Classifier 1142, Preliminary Treatment, Grit Removal - Vortex - South Plant (Head house) | THR-PLT-CL-1142 | Classifier, Cyclone, 1132, Preliminary Treatment, Grit Removal - Vortex | Switch,Level-Low | Switch |  | LSL | http://www.toronto.ca/TWONTO#level_switch
77006 | THR-PLT-LSL-1157 | Switch, Level-Low, Grit Classifier 1157, Preliminary Treatment, Grit Removal - Vortex - South Plant (Head house) | THR-PLT-CL-1157 | Classifier, Cyclone, 1147, Preliminary Treatment, Grit Removal - Vortex | Switch,Level-Low | Switch |  | LSL | http://www.toronto.ca/TWONTO#level_switch
77007 | THR-PLT-LSL-2200S | Switch, Level-Low, Tank 0100, Preliminary Treatment, Grit Removal - Grit Tanks - North Plant | THR-PLT-T-0100 | Tank, Grit Removal, Grit Tank, North Grit Building | Switch,Level-Low | Switch | 37982 | LSL | http://www.toronto.ca/TWONTO#level_switch
77008 | THR-PLT-LSL-2210S | Switch, Level-Low, Tank 0200, Preliminary Treatment, Grit Removal - Grit Tanks - North Plant | THR-PLT-T-0200 | Tank, Grit Removal, Grit Tank, North Grit Building | Switch,Level-Low | Switch | 37919 | LSL | http://www.toronto.ca/TWONTO#level_switch
77009 | THR-PLT-LSL-2220S | Switch, Level-Low, Tank 0300, Preliminary Treatment, Grit Removal - Grit Tanks - North Plant | THR-PLT-T-0300 | Tank, Grit Removal, Grit Tanks, North Grit Building | Switch,Level-Low | Switch | 37920 | LSL | http://www.toronto.ca/TWONTO#level_switch
77036 | THR-PLT-PSH-2302 | Switch, Pressure-High, North Grit Drainage Header, Preliminary Treatment, Grit Removal - Grit Tanks - North Plant | THR-PLT-P-2301 | Pump, Centrifugal, Unwatering, Preliminary Treatment, Grit Removal - Grit Tanks - North Plant | Switch,Pressure-High | Switch |  | PSH | http://www.toronto.ca/TWONTO#pressure_switch
77037 | THR-PLT-PSL-1120 | Switch, Pressure-Low, Discharge Air, Blower 1120, Preliminary Treatment, Grit Removal - Vortex Chambers | THR-PLT-BL-1120 | Blower, Centrifugal, Preliminary Treatment, Grit Removal - Vortex Chambers | Switch,Pressure-Low | Switch |  | PSL | http://www.toronto.ca/TWONTO#pressure_switch
77038 | THR-PLT-PSL-1135 | Switch, Pressure-Low, Discharge Air, Blower 1135, Preliminary Treatment, Grit Removal - Vortex Chambers | THR-PLT-BL-1135(SUSP) | Blower, Centrifugal, Preliminary Treatment, Grit Removal - Vortex Chambers | Switch,Pressure-Low | Switch |  | PSL | http://www.toronto.ca/TWONTO#pressure_switch
77039 | THR-PLT-PSL-1180 | Switch, Pressure-Low, Discharge Air, Blower 1180, Preliminary Treatment, Grit Removal - Vortex Chambers | THR-PLT-BL-1180 | Blower, Centrifugal, Preliminary Treatment, Grit Removal - Vortex Chambers | Switch,Pressure-Low | Switch |  | PSL | http://www.toronto.ca/TWONTO#pressure_switch
77040 | THR-PLT-PSL-2120 | Switch, Pressure-Low, Discharge, Blower 2120, Preliminary Treatment, Grit Removal - Grit Tanks - North Plant | THR-PLT-BL-2120 | Blower, Centrifugal, Process Air, Preliminary Treatment, Grit Removal - Grit Tanks - North Plant | Switch,Pressure-Low | Switch |  | PSL | http://www.toronto.ca/TWONTO#pressure_switch
77041 | THR-PLT-PSL-2300 | Switch, Pressure-Low, Suction, Pump 2300, Preliminary Treatment, Grit Removal - Grit Tanks - North Plant | THR-PLT-P-2300 | Pump, Centrifugal, Unwatering, Preliminary Treatment, Grit Removal - Grit Tanks - North Plant | Switch,Pressure-Low | Switch |  | PSL | http://www.toronto.ca/TWONTO#pressure_switch
77042 | THR-PLT-PSL-2301 | Switch, Pressure-Low, Suction, Pump 2301, Preliminary Treatment, Grit Removal - Grit Tanks - North Plant | THR-PLT-P-2301 | Pump, Centrifugal, Unwatering, Preliminary Treatment, Grit Removal - Grit Tanks - North Plant | Switch,Pressure-Low | Switch |  | PSL | http://www.toronto.ca/TWONTO#pressure_switch
77081 | THR-PLT-TSH-2100 | Switch, Temperature-High, Blower 2100, Preliminary Treatment, Grit Removal - Grit Tanks - North Plant | THR-PLT-BL-2100 | Blower, Centrifugal, Process Air, Preliminary Treatment, Grit Removal - Grit Tanks - North Plant | Switch,Temperature-High | Switch |  | TSH | http://www.toronto.ca/TWONTO#temperature_switch
77082 | THR-PLT-TSH-2110 | Switch, Temperature-High, Blower 2110, Preliminary Treatment, Grit Removal - Grit Tanks - North Plant | THR-PLT-BL-2110 | Blower, Centrifugal, Process Air, Preliminary Treatment, Grit Removal - Grit Tanks - North Plant | Switch,Temperature-High | Switch |  | TSH | http://www.toronto.ca/TWONTO#temperature_switch
77083 | THR-PLT-TSH-2120 | Switch, Temperature-High, Blower 2120, Preliminary Treatment, Grit Removal - Grit Tanks - North Plant | THR-PLT-BL-2120 | Blower, Centrifugal, Process Air, Preliminary Treatment, Grit Removal - Grit Tanks - North Plant | Switch,Temperature-High | Switch |  | TSH | http://www.toronto.ca/TWONTO#temperature_switch
77593 | THR-PRM-DRV-2120 | Drive, Variable Frequency P-2120, South Primary Station 3, T-12 basement | THR-PRM-P-2120 | Pump, Centrifugal, Sludge, Primary Station 1 | Switch,Pressure-Low | Switch |  | DRV | http://www.toronto.ca/TWONTO#VFD
77594 | THR-PRM-DRV-2121 | Drive, Variable Frequency P-2121, South Primary Station 3, T-12 basement | THR-PRM-P-2121 | Pump, Centrifugal, Sludge, Primary Station 1 | Switch,Pressure-Low | Switch |  | DRV | http://www.toronto.ca/TWONTO#VFD
77610 | THR-PRM-FSL-2221 | Switch, Flow-Low, Seal Water, Pump 2221, Sludge Pumping - South | THR-PRM-P-2221 | Pump, Centrifugal, Sludge, South Primary Station 2 | Switch,Pressure-Low | Switch |  | FSL | http://www.toronto.ca/TWONTO#flow_switch
77611 | THR-PRM-FSL-2341 | Switch, Flow-Low, Seal Water, Pump 2341, Sludge Pumping - South | THR-PRM-P-2341 | Pump, Centrifugal, Sludge, South Primary Station 3 | Switch,Pressure-Low | Switch |  | FSL | http://www.toronto.ca/TWONTO#flow_switch
77726 | THR-PRM-PSH-2221 | Switch, Pressure-High, Discharge, Pump 2221, Sludge Pumping - South | THR-PRM-P-2221 | Pump, Centrifugal, Sludge, South Primary Station 2 | Switch,Pressure-Low | Switch |  | PSH | http://www.toronto.ca/TWONTO#pressure_switch
77727 | THR-PRM-PSH-2241 | Switch, Pressure-High, Discharge, Pump 2241, Sludge Pumping - South | THR-PRM-P-2241 | Pump, Centrifugal, Sludge, South Primary Station 2 | Switch,Pressure-Low | Switch |  | PSH | http://www.toronto.ca/TWONTO#pressure_switch
77728 | THR-PRM-PSH-2341 | Switch, Pressure-High, Discharge, Pump 2341,Sludge Pumping - South | THR-PRM-P-2341 | Pump, Centrifugal, Sludge, South Primary Station 3 | Switch,Pressure-Low | Switch |  | PSH | http://www.toronto.ca/TWONTO#pressure_switch
77729 | THR-PRM-PSH-3130 | Switch, Pressure-High, Scum Pump 3130, Scum Pumping - South | THR-PRM-P-3130 | Pump, Rotary Lobe, Scum from Tank 3100, Scum Pumping - South | Switch,Pressure-High | Switch |  | PSH | http://www.toronto.ca/TWONTO#pressure_switch
77730 | THR-PRM-PSH-3223 | Switch, Pressure-High, Scum Pump 3223, Scum Pumping - South | THR-PRM-P-3223 | Pump, Rotary Lobe, Scum from Tank 3200, Scum Pumping - South | Switch,Pressure-Low | Switch |  | PSH | http://www.toronto.ca/TWONTO#pressure_switch
77732 | THR-PRM-PSL-2120 | Switch, Pressure-Low, Suction, Pump 2120, Sludge Pumping - South | THR-PRM-P-2120 | Pump, Centrifugal, Sludge, Primary Station 1 | Switch,Pressure-Low | Switch |  | PSL | http://www.toronto.ca/TWONTO#pressure_switch
77733 | THR-PRM-PSL-2121 | Switch, Pressure-Low, Suction, Pump 2121, Sludge Pumping - South | THR-PRM-P-2121 | Pump, Centrifugal, Sludge, Primary Station 1 | Switch,Pressure-Low | Switch |  | PSL | http://www.toronto.ca/TWONTO#pressure_switch
77734 | THR-PRM-PSL-2221 | Switch, Pressure-Low, Suction, Pump 2221, Sludge Pumping - South | THR-PRM-P-2221 | Pump, Centrifugal, Sludge, South Primary Station 2 | Switch,Pressure-Low | Switch |  | PSL | http://www.toronto.ca/TWONTO#pressure_switch
77735 | THR-PRM-PSL-2231 | Switch, Pressure-Low, Suction, Pump 2231, Sludge Pumping - South | THR-PRM-P-2231 | Pump, Centrifugal, Sludge, South Primary Station 2 | Switch,Pressure-Low | Switch |  | PSL | http://www.toronto.ca/TWONTO#pressure_switch
77736 | THR-PRM-PSL-2340 | Switch, Pressure-Low, Suction, Pump 2340, Primary Treatment, Sludge Pumping - South | THR-PRM-P-2340 | Pump, Centrifugal, Sludge, South Primary Station 3 | Switch,Pressure-Low | Switch |  | PSL | http://www.toronto.ca/TWONTO#pressure_switch
77737 | THR-PRM-PSL-2341 | Switch, Pressure-Low, Suction, Pump 2341, Sludge Pumping - South | THR-PRM-P-2341 | Pump, Centrifugal, Sludge, South Primary Station 3 | Switch,Pressure-Low | Switch |  | PSL | http://www.toronto.ca/TWONTO#pressure_switch
77743 | THR-PRM-PSL-3120 | Switch, Pressure-Low, Scum Pump 3120, Scum Pumping - South | THR-PRM-P-3120 | Pump, Rotary Lobe, Scum from Tank 3100, Scum Pumping - South | Switch,Flow-Low | Switch |  | PSL | http://www.toronto.ca/TWONTO#pressure_switch
77744 | THR-PRM-PSL-3223 | Switch, Pressure Low, Scum Pump 3223, Scum Pumping - South | THR-PRM-P-3223 | Pump, Rotary Lobe, Scum from Tank 3200, Scum Pumping - South | Switch,Flow-Low | Switch |  | PSL | http://www.toronto.ca/TWONTO#pressure_switch
77745 | THR-PRM-PSL-3223 | Switch, Pressure Low, Scum Pump 3223, Scum Pumping - South | THR-PRM-T-3200 | Tank, Scum, from Hopper T-0330 & 0730, South Primary Tank | Switch,Flow-Low | Switch |  | PSL | http://www.toronto.ca/TWONTO#pressure_switch
77746 | THR-PRM-PSL-3233 | Switch, Pressure-Low, Scum Pump 3233, Scum Pumping - South | THR-PRM-P-3233 | Pump, Rotary Lobe, Scum from Tank 3200, Scum Pumping - South | Switch,Pressure-Low | Switch |  | PSL | http://www.toronto.ca/TWONTO#pressure_switch
77747 | THR-PRM-PSL-3330 | Switch, Pressure-Low, Diischarge, Pump 3330, Sludge Pumping - South | THR-PRM-P-3330 | Pump, Rotary Lobe, Scum from Tank 3300, Scum Pumping - South | Switch,Pressure-Low | Switch |  | PSL | http://www.toronto.ca/TWONTO#pressure_switch
78125 | THR-PRS-LSH-9001 | Switch, Level High, Sump System, Chemical Building, (TEMPORARY) | THR-PRS-P | Phosphorous Removal System, Pumps | Transmitter,Level | Switch |  | LSH | http://www.toronto.ca/TWONTO#level_switch
78126 | THR-PRS-LSH-9001 | Switch, Level High, Sump System, Chemical Building, (TEMPORARY) | THR-PRS-T-0110S | Tank, Ferrous Chloride Storage, (Future) Chemical Building, Secondary Treatment, Phosphorous Removal | Transmitter,Level | Switch |  | LSH | http://www.toronto.ca/TWONTO#level_switch
78127 | THR-PRS-LSHH-0054 | Switch, Level-High-High, Ferrous Chloride Pumps 0054,0057, Ferrous Chloride System | THR-PRS-P | Phosphorous Removal System, Pumps | Transmitter,Level | Switch |  | LSHH | http://www.toronto.ca/TWONTO#level_switch
78128 | THR-PRS-LSHH-0054 | Switch, Level-High-High, Ferrous Chloride Pumps 0054,0057, Ferrous Chloride System | THR-PRS-P-0054 | Pump, Ferrous Chloride, Primary, Chemical Building | Transmitter,Level | Switch |  | LSHH | http://www.toronto.ca/TWONTO#level_switch
78129 | THR-PRS-LSL-0050 | Switch, Level-Low, Sump Tank, Ferrous Chloride System | THR-PRS-P | Phosphorous Removal System, Pumps | Transmitter,Level | Switch |  | LSL | http://www.toronto.ca/TWONTO#level_switch
78152 | THR-PRS-PDIT-9001 | Transmitter,Pressure,, Differential,Unloading Strainer,Temp. Chemical Building | THR-PRS-P | Phosphorous Removal System, Pumps | Switch,Pressure | Switch |  | PDIT | http://www.toronto.ca/TWONTO#pressure_transmitter
78153 | THR-PRS-PDIT-9001 | Transmitter,Pressure,, Differential,Unloading Strainer,Temp. Chemical Building | THR-PRS-STR-9001 | Strainer, Storage Tank Fill, Chemical Building, (TEMPORARY) | Switch,Pressure | Switch |  | PDIT | http://www.toronto.ca/TWONTO#pressure_transmitter
78154 | THR-PRS-PDIT-9002 | Transmitter,Pressure,, Differential,Unloading Strainer,Temp. Chemical Building | THR-PRS-STR-9003 | Strainer, Storage Tank Fill, Chemical Building, (TEMPORARY) | Switch,Pressure | Switch |  | PDIT | http://www.toronto.ca/TWONTO#pressure_transmitter
78157 | THR-PRS-PSH-0053 | Switch, Pressure-High, Pump P-0053 Discharge, Ferrous Chloride System | THR-PRS-P-0053 | Pump, Ferrous Chloride, Primary Standby, Chemical Building | Switch,Pressure-High | Switch |  | PSH | http://www.toronto.ca/TWONTO#pressure_switch
78158 | THR-PRS-PSH-0054 | Switch, Pressure-High, Pump P-0054 Discharge, Ferrous Chloride System | THR-PRS-P-0054 | Pump, Ferrous Chloride, Primary, Chemical Building | Switch,Pressure-High | Switch |  | PSH | http://www.toronto.ca/TWONTO#pressure_switch
78159 | THR-PRS-PSH-0056 | Switch, Pressure-High, Pump P-0056 Discharge, Ferrous Chloride System | THR-PRS-P-0056 | Pump, Ferrous Chloride, Secondary Standby, Chemical Building | Switch,Pressure-High | Switch |  | PSH | http://www.toronto.ca/TWONTO#pressure_switch
78160 | THR-PRS-PSH-0057 | Switch, Pressure-High, Pump P-0057 Discharge, Ferrous Chloride System | THR-PRS-P-0057 | Pump, Ferrous Chloride, Secondary Standby, Chemical Building | Switch,Pressure-High | Switch |  | PSH | http://www.toronto.ca/TWONTO#pressure_switch
78161 | THR-PRS-PSH-0315S | Switch, Pressure-High, Ferrous Chloride to South Aeration Tank 0100 & South Aeration Tank 0200 Standby Pump Discharge, Chemical Building, Secondary Treatment, Phosphorous Removal | THR-PRS-P-0315S | Pump, Diaphragm, Ferrous Chloride to South Aeration Tank 0100 & Aeration Tank 0200, Chemical Building, Secondary Treatment, Phosphorous Removal | Switch,Pressure-High | Switch | 39855 | PSH | http://www.toronto.ca/TWONTO#pressure_switch
78162 | THR-PRS-PSH-0320S | Switch, Pressure-High, Ferrous Chloride to South Aeration Tank 0200 Feed Pump Discharge, Chemical Building, Secondary Treatment, Phosphorous Removal | THR-PRS-P-0320S | Pump, Diaphragm, Ferrous Chloride to South Aeration Tank 0200, Chemical Building, Secondary Treatment, Phosphorous Removal | Switch,Pressure-High | Switch | 39856 | PSH | http://www.toronto.ca/TWONTO#pressure_switch
78163 | THR-PRS-PSH-0355S | Switch, Pressure-High, Ferrous Chloride to South Aeration Tank 0300 & South Aeration Tank 0400 Standby Pump Discharge, Chemical Building, Secondary Treatment, Phosphorous Removal | THR-PRS-P-0355S | Pump, Diaphragm, Ferrous Chloride to South Aeration Tank 0300 & Aeration Tank 0400, Chemical Building, Secondary Treatment, Phosphorous Removal | Switch,Pressure-High | Switch | 39858 | PSH | http://www.toronto.ca/TWONTO#pressure_switch
78164 | THR-PRS-PSH-0360S | Switch, Pressure-High, Ferrous Chloride to South Aeration Tank 0400 Feed Pump Discharge, Chemical Building, Secondary Treatment, Phosphorous Removal | THR-PRS-P-0360S | Pump, Diaphragm, Ferrous Chloride to South Aeration Tank 0400, Chemical Building, Secondary Treatment, Phosphorous Removal | Switch,Pressure-High | Switch | 39825 | PSH | http://www.toronto.ca/TWONTO#pressure_switch
78165 | THR-PRS-PSH-0380S | Switch, Pressure-High, Ferrous Chloride to South Aeration Tank 0500 Feed Pump Discharge, Chemical Building, Secondary Treatment, Phosphorous Removal | THR-PRS-P-0380S | Pump, Diaphragm, Ferrous Chloride to South Aeration Tank 0500, Chemical Building, Secondary Treatment, Phosphorous Removal | Switch,Pressure-High | Switch | 39826 | PSH | http://www.toronto.ca/TWONTO#pressure_switch
78166 | THR-PRS-PSH-0395S | Switch, Pressure-High, Ferrous Chloride to South Aeration Tank 0500 & North Aeration Tank 0600 Standby Pump Discharge, Chemical Building, Secondary Treatment, Phosphorous Removal | THR-PRS-P-0395S | Pump, Diaphragm, Ferrous Chloride to South Aeration Tank 0500 & North Aeration Tank 0600, Chemical Building, Secondary Treatment, Phosphorous Removal | Switch,Pressure-High | Switch | 39827 | PSH | http://www.toronto.ca/TWONTO#pressure_switch
78167 | THR-PRS-PSH-0435S | Switch, Pressure-High, Ferrous Chloride to North Aeration Tank 0700 & North Aeration Tank 0800 Standby Pump Discharge, Chemical Building, Secondary Treatment, Phosphorous Removal | THR-PRS-P-0435S | Pump, Diaphragm, Ferrous Chloride to North Aeration Tank 0700 & North Aeration Tank 0800, Chemical Building, Secondary Treatment, Phosphorous Removal | Switch,Pressure-High | Switch | 39830 | PSH | http://www.toronto.ca/TWONTO#pressure_switch
78168 | THR-PRS-PSH-0440S | Switch, Pressure-High, Ferrous Chloride to North Aeration Tank 0800 Feed Pump Discharge, Chemical Building, Secondary Treatment, Phosphorous Removal | THR-PRS-P-0440S | Pump, Diaphragm, Ferrous Chloride to North Aeration Tank 0800, Chemical Building, Secondary Treatment, Phosphorous Removal | Switch,Pressure-High | Switch | 39831 | PSH | http://www.toronto.ca/TWONTO#pressure_switch
78169 | THR-PRS-PSL-0056 | Switch, Pressure-Low, Pump P-0056 Suction, Ferrous Chloride System | THR-PRS-P-0056 | Pump, Ferrous Chloride, Secondary Standby, Chemical Building | Switch,Pressure-Low | Switch |  | PSL | http://www.toronto.ca/TWONTO#pressure_switch
78201 | THR-PRS-PSL-0174S | Switch, Pressure-Low, Ferrous Chloride to Aeration Tank Pumps Suction Header, Chemical Building, Secondary Treatment, Phosphorous Removal | THR-PRS-P | Phosphorous Removal System, Pumps | Switch,Pressure-Low | Switch | 39832 | PSL | http://www.toronto.ca/TWONTO#pressure_switch
78202 | THR-PRS-PSL-9001 | Switch, Pressure-Low, Pumps Suction Header, Chemical Building, (TEMPORARY) | THR-PRS-P | Phosphorous Removal System, Pumps | Switch,Pressure-Low | Switch |  | PSL | http://www.toronto.ca/TWONTO#pressure_switch
78216 | THR-PRS-TSH-0171S | Switch, Temperature-High, Ferrous Chloride to Aeration Tank Pumps Suction Header, Chemical Building, Secondary Treatment, Phosphorous Removal | THR-PRS-P | Phosphorous Removal System, Pumps | Switch,Temperature-High | Switch | 39866 | TSH | http://www.toronto.ca/TWONTO#temperature_switch
78217 | THR-PRS-TSL-0170S | Switch, Temperature-Low, Ferrous Chloride to Aeration Tank Pumps Suction Header, Chemical Building, Secondary Treatment, Phosphorous Removal | THR-PRS-P | Phosphorous Removal System, Pumps | Switch,Temperature-Low | Switch | 39868 | TSL | http://www.toronto.ca/TWONTO#temperature_switch
78295 | THR-SAFT-LSHH | Switch,High High Level, Sump Pumps, South Aeration and Final Tank | THR-GRK-DRN-WA3 | Drains, Floor, Gratings,Work Area 3 | Switch,Level-High-High | Switch |  |  | http://www.toronto.ca/TWONTO#level_switch
79360 | THR-THK-LSH-1001 | Switch, Level High, WAS Storage Tank | THR-THK-T-1001 | Tank, WAS Storage, STB | Switch,Level-High | Switch |  | LSH | http://www.toronto.ca/TWONTO#level_switch
79361 | THR-THK-LSH-1002 | Switch, Level High, WAS Storage Tank | THR-THK-T-1002 | Tank, WAS Storage, STB | Switch,Level-High | Switch |  | LSH | http://www.toronto.ca/TWONTO#level_switch
79362 | THR-THK-LSH-2001 | Switch, Level High, WAS Storage Tank | THR-THK-T-2001 | Tank, WAS Storage, STB | Switch,Level-High | Switch |  | LSH | http://www.toronto.ca/TWONTO#level_switch
79363 | THR-THK-LSH-5002 | Switch, Level High, TWAS Holding Tank | THR-THK-T-5002 | Tank, TWAS Holding | Switch,Level-High | Switch |  | LSH | http://www.toronto.ca/TWONTO#level_switch
79364 | THR-THK-LSH-5004 | Switch, Level High, TWAS Holding Tank | THR-THK-T-5004 | Tank, TWAS Holding | Switch,Level-High | Switch |  | LSH | http://www.toronto.ca/TWONTO#level_switch
79365 | THR-THK-LSH-6002 | Switch, Level High, Centrate Tank | THR-THK-T-6002 | Tank, Centrate from Centrifuges | Switch,Level-High | Switch |  | LSH | http://www.toronto.ca/TWONTO#level_switch
79366 | THR-THK-LSHH-0553 | Level Switch, High, High, Sump Pump Well STB Basement, NW Corner | THR-THK-CP-1101 | Control Panel, Sump Pump 0553, STB Basement, NW Corner | Switch,Level-High-High | Switch |  | LSHH | http://www.toronto.ca/TWONTO#level_switch
79367 | THR-THK-LSHH-4818 | Switch, Level-High-High,Pump 6471,Sump, T11 North to Thickening building | THR-THK-P-6471 | Pump, Sump, T11 North to Thickening building | Switch,Level-High-High | Switch |  | LSHH | http://www.toronto.ca/TWONTO#level_switch
79451 | THR-THK-PSH-5040 | Switch, Pressure High, TWAS Transfer P-5040 | THR-THK-P-5040 | TWAS Transfer Pump | Switch,Pressure-High | Switch |  | PSH | http://www.toronto.ca/TWONTO#pressure_switch
79452 | THR-THK-PSH-5050 | Switch, Pressure High, TWAS Transfer P-5050 | THR-THK-P-5050 | TWAS Transfer Pump | Switch,Pressure-High | Switch |  | PSH | http://www.toronto.ca/TWONTO#pressure_switch
79453 | THR-THK-PSH-5060 | Switch, Pressure High, TWAS Transfer P-5060 | THR-THK-P-5060 | TWAS Transfer Pump | Switch,Pressure-High | Switch |  | PSH | http://www.toronto.ca/TWONTO#pressure_switch
79454 | THR-THK-PSH-6011B | Switch, Pressure High, Centrate Pump-6011 | THR-THK-P-6011 | Centrate Transfer Pump | Switch,Pressure-High | Switch |  | PSH | http://www.toronto.ca/TWONTO#pressure_switch
79455 | THR-THK-PSH-6012B | Switch, Pressure High, Centrate Pump-6012 | THR-THK-P-6012 | Centrate Transfer Pump | Switch,Pressure-High | Switch |  | PSH | http://www.toronto.ca/TWONTO#pressure_switch
79456 | THR-THK-PSH-6013B | Switch, Pressure, High, Centrate Pump-6013 | THR-THK-P-6013 | Centrate Transfer Pump | Switch,Pressure-High | Switch |  | PSH | http://www.toronto.ca/TWONTO#pressure_switch
79457 | THR-THK-PSH-6014B | Switch, Pressure, High, Centrate Pump-6014 | THR-THK-P-6014 | Centrate Transfer Pump | Switch,Pressure-High | Switch |  | PSH | http://www.toronto.ca/TWONTO#pressure_switch
79458 | THR-THK-PSL-3020 | Switch, Pressure Low, Centrifuge Feed Pump-3020 | THR-THK-P-3020 | Centrifuge Feed Pump | Switch,Pressure-Low | Switch |  | PSL | http://www.toronto.ca/TWONTO#pressure_switch
79459 | THR-THK-PSL-3030 | Switch, Pressure Low, Centrifuge Feed Pump-3030 | THR-THK-P-3030 | Centrifuge Feed Pump | Switch,Pressure-Low | Switch |  | PSL | http://www.toronto.ca/TWONTO#pressure_switch
79460 | THR-THK-PSL-3040 | Switch, Pressure Low, Centrifuge Feed Pump-3040 | THR-THK-P-3040 | Centrifuge Feed Pump | Switch,Pressure-Low | Switch |  | PSL | http://www.toronto.ca/TWONTO#pressure_switch
79461 | THR-THK-PSL-3060 | Switch, Pressure Low, Centrifuge Feed Pump-3060 | THR-THK-P-3060 | Centrifuge Feed Pump | Switch,Pressure-Low | Switch |  | PSL | http://www.toronto.ca/TWONTO#pressure_switch
79462 | THR-THK-PSL-5020 | Switch, Pressure Low, TWAS Transfer P-5020 | THR-THK-P-5020 | TWAS Transfer Pump | Switch,Pressure-Low | Switch |  | PSL | http://www.toronto.ca/TWONTO#pressure_switch
79463 | THR-THK-PSL-5030 | Switch, Pressure Low, TWAS Transfer P-5030 | THR-THK-P-5030 | TWAS Transfer Pump | Switch,Pressure-Low | Switch |  | PSL | http://www.toronto.ca/TWONTO#pressure_switch
79464 | THR-THK-PSL-5040 | Switch, Pressure Low, TWAS Transfer P-5040 | THR-THK-P-5040 | TWAS Transfer Pump | Switch,Pressure-Low | Switch |  | PSL | http://www.toronto.ca/TWONTO#pressure_switch
79465 | THR-THK-PSL-5050 | Switch, Pressure Low, TWAS Transfer P-5050 | THR-THK-P-5050 | TWAS Transfer Pump | Switch,Pressure-Low | Switch |  | PSL | http://www.toronto.ca/TWONTO#pressure_switch
79466 | THR-THK-PSL-5070 | Switch, Pressure Low, TWAS Transfer P-5070 | THR-THK-P-5070 | TWAS Transfer Pump | Switch,Pressure-Low | Switch |  | PSL | http://www.toronto.ca/TWONTO#pressure_switch
79467 | THR-THK-PSL-5080 | Switch, Pressure Low, TWAS Transfer P-5080 | THR-THK-P-5080 | TWAS Transfer Pump | Switch,Pressure-Low | Switch |  | PSL | http://www.toronto.ca/TWONTO#pressure_switch
79468 | THR-THK-PSL-6014A | Indicator, Pressure, Suction, Centrate Pump-6014 | THR-THK-P-6014 | Centrate Transfer Pump | Switch,Pressure-Low | Switch |  | PSL | http://www.toronto.ca/TWONTO#pressure_switch
79469 | THR-THK-PSL-7010 | Switch, Pressure, Low, Suction, MTI Transfer Pump | THR-THK-P-7010 | MTI Transfer Pump | Switch,Pressure-Low | Switch |  | PSL | http://www.toronto.ca/TWONTO#pressure_switch
79470 | THR-THK-PSL-7020 | Switch, Pressure, Low, Suction, MTI Transfer Pump | THR-THK-P-7020 | MTI Transfer Pump | Switch,Pressure-Low | Switch |  | PSL | http://www.toronto.ca/TWONTO#pressure_switch
80179 | TNT-ACC-FSL-5201 | Switch,Flow,Low, Boiler #5200 | TNT-ACC-BO-5200 | Boiler, Hot Water | Switch,Flow | Switch |  | FSL | http://www.toronto.ca/TWONTO#flow_switch
80321 | TNT-ACC-TS-5101 | Switch,Temerature, Boiler #5100 | TNT-ACC-BO-5100 | Boiler, Hot Water | Switch,Temperature | Switch |  | TS | http://www.toronto.ca/TWONTO#temperature_switch
80322 | TNT-ACC-TS-5102 | Switch,Temperature, Boiler #5100 | TNT-ACC-BO-5100 | Boiler, Hot Water | Switch,Temperature | Switch |  | TS | http://www.toronto.ca/TWONTO#temperature_switch
80323 | TNT-ACC-TS-5201 | Switch,Temperature, Boiler #5200 | TNT-ACC-BO-5200 | Boiler, Hot Water | Switch,Temperature | Switch |  | TS | http://www.toronto.ca/TWONTO#temperature_switch
80324 | TNT-ACC-TSH-0001 | Switch,Temperature,High, Boiler #5200 | TNT-ACC-BO-5200 | Boiler, Hot Water | Switch,Temperature | Switch |  | TSH | http://www.toronto.ca/TWONTO#temperature_switch
80325 | TNT-ACC-TSH-5101 | Switch,Temperature,High, Boiler #51200 | TNT-ACC-BO-5100 | Boiler, Hot Water | Switch,Temperature | Switch |  | TSH | http://www.toronto.ca/TWONTO#temperature_switch
80570 | TNT-AER-FSL-2201 | Flow Switch, Low, Mabr Blower 2 - Flow Switch Low, Aeration | TNT-AER-BL-2200 | Blower, Rotary Compressor, Mabr Blower 2, Aeration | Switch,Flow | Switch |  | FSL | http://www.toronto.ca/TWONTO#flow_switch
80589 | TNT-AER-PSL-2001 | Pressure Switch, Low, Mabr Compressors - Effluent Pressure Level Switch 1, Aeration | TNT-AER-C-2100 | Compressor, Reciprocating, Mabr Compressor 1, Aeration | Switch,Pressure-Low | Switch |  | PSL | http://www.toronto.ca/TWONTO#pressure_switch
80763 | TNT-CSO-FSL-2301 | Switch, Flow, Low Neat Polymer Flow, Polymer Make-Down Skid No. 3 | TNT-CSO-P-2301 | Pump, Progressive Cavity, Neat Polymer Metering, Polymer Make-Down Skid No. 3 | Switch,Flow-Low | Switch |  | FSL | http://www.toronto.ca/TWONTO#flow_switch
80764 | TNT-CSO-FSL-2401 | Switch, Flow, Low Neat Polymer Flow, Polymer Make-Down Skid No. 4 | TNT-CSO-P-2401 | Pump, Progressive Cavity, Neat Polymer Metering, Polymer Make-Down Skid No. 4 | Switch,Flow-Low | Switch |  | FSL | http://www.toronto.ca/TWONTO#flow_switch
80765 | TNT-CSO-FSL-2501 | Switch, Flow, Low Neat Polymer Flow, Polymer Make-Down Skid No. 5 | TNT-CSO-P-2501 | Pump, Progressive Cavity, Neat Polymer Metering, Polymer Make-Down Skid No. 5 | Switch,Flow-Low | Switch |  | FSL | http://www.toronto.ca/TWONTO#flow_switch
80770 | TNT-CSO-LSL-0001 | Switch, Level Low, Inlet Channel | TNT-CSO | Combined Sewer Overflow and storage system | Switch,Level-Low | Switch |  | LSL | http://www.toronto.ca/TWONTO#level_switch
80771 | TNT-CSO-LSL-0301 | Switch, Level, Dry Pit Pumping Station, | TNT-CSO-P-0300 | Pump, Centrifugal, Dry Pit Sump, Dry Pit Pump Station | Switch,Level | Switch |  | LSL | http://www.toronto.ca/TWONTO#level_switch
80772 | TNT-CSO-LSL-0401 | Switch, Level Low, Maintenance Hole No. 1 | TNT-CSO-TJB1 | Maintenance Hole#MH1 | Switch,Level-Low | Switch |  | LSL | http://www.toronto.ca/TWONTO#level_switch
80841 | TNT-CSO-ZS-0402 | Switch, Limit, Cell 1, TPB-0402 | TNT-CSO-TPB-0404 | Tipping Bucket, CSO Storage Tank Flushing | Switch,Position | Switch |  | ZS | http://www.toronto.ca/TWONTO#position_switch
80842 | TNT-CSO-ZS-0403 | Switch, Limit, Cell 2, TPB-0403 | TNT-CSO-TPB-0404 | Tipping Bucket, CSO Storage Tank Flushing | Switch,Position | Switch |  | ZS | http://www.toronto.ca/TWONTO#position_switch
80843 | TNT-CSO-ZS-0404 | Switch, Limit, Cell 3, TPB-0404 | TNT-CSO-TPB-0404 | Tipping Bucket, CSO Storage Tank Flushing | Switch,Position | Switch |  | ZS | http://www.toronto.ca/TWONTO#position_switch
80885 | TNT-DCL-LSH-0301 | Switch, Level, High, Containment | TNT-DCL-P-0300 | Pump, Metering | Switch,Level-High | Switch |  | LSH | http://www.toronto.ca/TWONTO#level_switch
80887 | TNT-DCL-PSH-0301 | Switch, Pressure, High | TNT-DCL-P-0300 | Pump, Metering | Switch,Pressure-High | Switch |  | PSH | http://www.toronto.ca/TWONTO#pressure_switch
80942 | TNT-DIG-PSH-5110 | Switch, Pressure, High | TNT-DIG-BL-5100 | Digester Gas header-Boiler BO-5100 | Switch,Pressure | Switch |  | PSH | http://www.toronto.ca/TWONTO#pressure_switch
81108 | TNT-DIS-FS-0701 | Switch, Flow | TNT-DIS-P-0700 | Pump,Chlorination Dosing | Switch,Flow | Switch |  | FS | http://www.toronto.ca/TWONTO#flow_switch
81109 | TNT-DIS-FS-0801 | Switch, Flow | TNT-DIS-P-0800 | Pump,Chlorination Dosing | Switch,Flow | Switch |  | FS | http://www.toronto.ca/TWONTO#flow_switch
81112 | TNT-DIS-LSH-0701 | Switch, Level,High | TNT-DIS-P-0700 | Pump,Chlorination Dosing | Switch,Level-High | Switch |  | LSH | http://www.toronto.ca/TWONTO#level_switch
81113 | TNT-DIS-LSH-0801 | Switch, Level,High | TNT-DIS-P-0800 | Pump,Chlorination Dosing | Switch,Level-High | Switch |  | LSH | http://www.toronto.ca/TWONTO#level_switch
81296 | TNT-ELS-TS-6004A | Power Distribution, Automatic Transfer Switch, 600v PDP-6001 & 6002 | TNT-ELS-PDP-6001 | 600V Power Distribution Panel | Switchgear,Indoor | Switch |  | TS | http://www.toronto.ca/TWONTO#transfer_switch
81297 | TNT-ELS-TS-6004B | Power Distribution, Automatic Transfer Switch, 600v PDP-6001 & 6002 | TNT-ELS-PDP-6002 | 600V Power Distribution Panel | Switchgear,Indoor | Switch |  | TS | http://www.toronto.ca/TWONTO#transfer_switch
81299 | TNT-ELS-TS-6104A | Power Distribution, Automatic Transfer Switch, 600v | TNT-ELS-MCC-6104 | Control Centre, Motor, Electrical Sub-Station | Switchgear,Indoor | Switch |  | TS | http://www.toronto.ca/TWONTO#transfer_switch
81300 | TNT-ELS-TS-6104B | Power Distribution, Automatic Transfer Switch, 600v | TNT-ELS-MCC-6104 | Control Centre, Motor, Electrical Sub-Station | Switchgear,Indoor | Switch |  | TS | http://www.toronto.ca/TWONTO#transfer_switch
81332 | TNT-FT-LS-1201 | Switch, Level, | TNT-FT-T-1200 | SumpTank # 2 | Switch,Level | Switch |  | LS | http://www.toronto.ca/TWONTO#level_switch
81333 | TNT-FT-LSH-1301 | Switch, Level,High | TNT-FT-T-1300 | SumpTank # 3 | Switch,Level | Switch |  | LSH | http://www.toronto.ca/TWONTO#level_switch
81334 | TNT-FT-LSH-1401 | Switch, Level,High | TNT-FT-T-1400 | SumpTank # 4 | Switch,Level | Switch |  | LSH | http://www.toronto.ca/TWONTO#level_switch
81335 | TNT-FT-LSL-1401 | Switch, Level,Low | TNT-FT-T-1400 | SumpTank # 4 | Switch,Level | Switch |  | LSL | http://www.toronto.ca/TWONTO#level_switch
81437 | TNT-MCS-LS-0101 | Switch, Level, Sump Well | TNT-MCS-T-0100 | Tank, Reservoir, Sump Well | Switch,Level | Switch |  | LS | http://www.toronto.ca/TWONTO#level_switch
81438 | TNT-MCS-LSH-0201 | Switch,Level,High | TNT-MCS-T-0200 | Tank, Reservoir, Sump Well | Switch,Level-High | Switch |  | LSH | http://www.toronto.ca/TWONTO#level_switch
81524 | TNT-PLT-LS-1102 | Switch, Level | TNT-PLT-T-1100 | Tank, Wet Well,Drainage | Switch,Level | Switch |  | LS | http://www.toronto.ca/TWONTO#level_switch
81545 | TNT-PRM-LS-0504 | Switch, Level Indicating, | TNT-PRM-T-0500 | Wet Well, Primary Sludge | Switch,Level | Switch |  | LS | http://www.toronto.ca/TWONTO#level_switch
81547 | TNT-PRM-PSH-1101 | Switch, Pressure, High, Pump Discharge | TNT-PRM-P-1101 | Pump, Primary Sludge # 1 | Switch,Pressure | Switch |  | PSH | http://www.toronto.ca/TWONTO#pressure_switch
81548 | TNT-PRM-PSH-1201 | Switch, Pressure, High, Pump Discharge | TNT-PRM-P-1201 | Pump, Primary Sludge # 2 | Switch,Pressure | Switch |  | PSH | http://www.toronto.ca/TWONTO#pressure_switch
81600 | TNT-PWA-PSH-0001 | Switch, Pressure-High, Effluent Water System | TNT-PWA-P-0002 | Pump, Centrifugal Single Speed, Effluent Water Pump, Effluent Water System | Switch,Pressure-High | Switch |  | PSH | http://www.toronto.ca/TWONTO#pressure_switch
81601 | TNT-PWA-PSL-0001 | Switch, Pressure-Low, Effluent Water System | TNT-PWA-P-0002 | Pump, Centrifugal Single Speed, Effluent Water Pump, Effluent Water System | Switch,Pressure-Low | Switch |  | PSL | http://www.toronto.ca/TWONTO#pressure_switch
81680 | TNT-STR-FSL-1201 | Switsh,Flow,Low, C.W to Gland | TNT-STR-P-1201 | Pump, Return Sludge # 2 | Switch,Flow | Switch |  | FSL | http://www.toronto.ca/TWONTO#flow_switch
81681 | TNT-STR-FSL-1301 | Switsh,Flow,Low, C.W to Gland | TNT-STR-P-1301 | Pump, Return Sludge # 3 | Switch,Flow | Switch |  | FSL | http://www.toronto.ca/TWONTO#flow_switch
81682 | TNT-STR-FSL-1801 | Switsh,Flow,Low, C.W to Gland | TNT-STR-P-1801 | Pump, Return Sludge # 8 | Switch,Flow | Switch |  | FSL | http://www.toronto.ca/TWONTO#flow_switch
82308 | WTR-029B-LSH-0016 | Switch, Level, High, Flood Alarm, Chamber 029B-16, Dupont & Davenport | CH 029B 16 | Chamber | Switch,Level-High | Switch |  | LSH | http://www.toronto.ca/TWONTO#level_switch
82313 | WTR-037-LSH-0001 | Switch, Level, High, Flood Alarm, Chamber 037-01, Gerrard & Kingswood | CH 037 01 | Chamber | Switch,Level-High | Switch |  | LSH | http://www.toronto.ca/TWONTO#level_switch
82567 | WTR-108-LSH-0001 | Switch, Level, High, Flood Alarm, Chamber 108-01, Queen & Nursewood | CH 108 01 | Chamber | Switch,Level-High | Switch |  | LSH | http://www.toronto.ca/TWONTO#level_switch
82777 | WTR-153-LSH-0002 | Switch, Level, High, Flood Alarm, Chamber 153-02, Celeste & Kingston | CH 153 02 | Chamber | Switch,Level-High | Switch |  | LSH | http://www.toronto.ca/TWONTO#level_switch
82937 | WTR-176-LSH-0009A | Switch, Level, High, Flood Alarm, Chamber 176-09, New Toronto St & Kipling Avenue | CH 176 09 | Chamber | Switch,Level-High | Switch |  | LSH | http://www.toronto.ca/TWONTO#level_switch
82942 | WTR-176-TSL-0009A | Switch, Temperature, Low, Chamber 176-09, New Toronto St & Kipling Avenue | CH 176 09 | Chamber | Switch,Temperature-Low | Switch |  | TSL | http://www.toronto.ca/TWONTO#temperature_switch
83095 | WTR-194-LSH-0701 | Switch, Level High, Flood Alarm | WTR-194-CH-0006A | Chamber,Revenue Meter,Keele-Steeles (Magmeter) | Control Panel,Instrumentation | Switch |  | LSH | http://www.toronto.ca/TWONTO#level_switch
83298 | WTR-250-LSH-3B01 | Switch, Level High, Flood Alarm | WTR-250-CP-3B01 | Control Panel, Electrical | Control Panel,Instrumentation | Switch |  | LSH | http://www.toronto.ca/TWONTO#level_switch
83470 | WTR-282-LSH-0201 | Switch, Level High, Flood Alarm | WTR-282-CH-0003 | Chamber,Revenue Meter,Yonge-Elgin (Magmeter) | Transmitter,Pressure | Switch |  | LSH | http://www.toronto.ca/TWONTO#level_switch
83471 | WTR-282-LSH-0201 | Switch, Level High, Flood Alarm | WTR-282-CP-0201 | Control Panel, Electrical, Revenue Meter | Transmitter,Pressure | Switch |  | LSH | http://www.toronto.ca/TWONTO#level_switch
83569 | FHA-SM-PDS-0100 | Switch, Pressure Differential, High/Low, Cl2/SO2 Scrubber SB-0100, Filter Building, East Pipe Gallery | FHA-SES-SCRUBBER | Scrubber System | Switch | Switch |  | PDS | http://www.toronto.ca/TWONTO#pressure_switch
83761 | WTR-307-LSH-1601 | Switch, Level High, Flood Alarm | WTR-307-CH-0016 | Chamber,Revenue Meter,Adesso-Steeles (Magmeter) | Transmitter,Pressure | Switch |  | LSH | http://www.toronto.ca/TWONTO#level_switch
83817 | WTR-316-LSH-0601 | Switch, Level High, Flood Alarm | WTR-316-CP-0601 | Control Panel, Electrical | Transmitter,Pressure | Switch |  | LSH | http://www.toronto.ca/TWONTO#level_switch
83837 | WTR-317-LSH-0401 | Switch, Level High, Flood Alarm | WTR-317-CH-0004 | Chamber,Revenue Meter,Keele Reservoir, Valve House, North of the Station | Control Panel,Instrumentation | Switch |  | LSH | http://www.toronto.ca/TWONTO#level_switch
83901 | FHA-TRW-TSH-0001 | Switch, Temperature, High, Pump Building First Floor, South Vault | FHA-TRW-TWP | Treated Water Pumping | Switch,Temperature-High | Switch |  | TSH | http://www.toronto.ca/TWONTO#temperature_switch
83902 | FHA-TRW-TSL-0001 | Switch, Temperature, Low, Pump Building, First Floor, South Vault | FHA-TRW-TWP | Treated Water Pumping | Switch,Temperature-Low | Switch |  | TSL | http://www.toronto.ca/TWONTO#temperature_switch
83983 | WTR-333-LSH-0013 | Switch, Level, High, Flood Alarm, Chamber 333-13, Lessard Park | CH 333 13 | Chamber (LessardPark) | Switch,Level-High | Switch |  | LSH | http://www.toronto.ca/TWONTO#level_switch
84237 | WTR-365-LSH-0601 | Switch, Level High, Flood Alarm | WTR-365-CH-0006 | Chamber,Revenue Meter,Dufferin-Steeles (Magmeter) | Transmitter,Pressure | Switch |  | LSH | http://www.toronto.ca/TWONTO#level_switch
84559 | WTR-PAH-PS-0002 | Switch, Pressure, (High/Low), Line to District 5E | WTR-PAH-TRW | Treated Water (Transmission) | Switch | Switch |  | PS | http://www.toronto.ca/TWONTO#pressure_switch
84560 | WTR-PAH-PSL-0001 | Switch, Pressure, (High/Low), Line from District 4 | WTR-PAH-TRW | Treated Water (Transmission) | Switch | Switch |  | PSL | http://www.toronto.ca/TWONTO#pressure_switch
84570 | WTR-PAH-TSH-0001 | Switch, Temperature-High, Building Alarm | WTR-PAH-AUX | Auxiliary Equipment (Building Facilities) | Switch,Temperature-High | Switch |  | TSH | http://www.toronto.ca/TWONTO#temperature_switch
84590 | WTR-PAH-ZS-0001 | Position Switch, open/close | WTR-PAH-AUX | Auxiliary Equipment (Building Facilities) | Switch,Position | Switch |  | ZS | http://www.toronto.ca/TWONTO#position_switch
84591 | WTR-PAH-ZS-0002 | Position Switch, open/close | WTR-PAH-AUX | Auxiliary Equipment (Building Facilities) | Switch,Position | Switch |  | ZS | http://www.toronto.ca/TWONTO#position_switch
84620 | WTR-PDS-LSH-0001 | Switch,Level High,Flood Alarm | WTR-PDS-P-0001 | Pump, Submersible, Sump, Dorset PS | Switch,Level-High | Switch |  | LSH | http://www.toronto.ca/TWONTO#level_switch
84621 | WTR-PDS-LSH-0001S | Switch,Level High,Flood Alarm | WTR-PDSS | Dorset Pumping station (Chamber Replaced with Pod) | Switch,Level-High | Switch | 38625 | LSH | http://www.toronto.ca/TWONTO#level_switch
84640 | WTR-PDS-PSL-0001 | Switch,Pressure,Low,Suction | WTR-PDS-TRW | Treated Water (Transmission) | Switch,Pressure-Low | Switch |  | PSL | http://www.toronto.ca/TWONTO#pressure_switch
84641 | WTR-PDS-PSL-0002S | Switch,Pressure,Low,Discharge | WTR-PDS-TRW | Treated Water (Transmission) | Switch,Pressure-Low | Switch | 38632 | PSL | http://www.toronto.ca/TWONTO#pressure_switch
84642 | WTR-PDS-PSL-0002S | Switch,Pressure,Low,Discharge | WTR-PDSS | Dorset Pumping station (Chamber Replaced with Pod) | Switch,Pressure-Low | Switch | 38632 | PSL | http://www.toronto.ca/TWONTO#pressure_switch
84649 | WTR-PDS-TSH-0002 | Switch, Temperature, High, Heat Detector, Dorset PS | WTR-PDS-AUX | Auxiliary Equipment (Building Facilities) | Sensor,Temperature | Switch |  | TSH | http://www.toronto.ca/TWONTO#temperature_switch
84650 | WTR-PDS-TSH-0002S | Switch,Temperature,High | WTR-PDS-AUX | Auxiliary Equipment (Building Facilities) | Switch | Switch | 38634 | TSH | http://www.toronto.ca/TWONTO#temperature_switch
84651 | WTR-PDS-TSH-0002S | Switch,Temperature,High | WTR-PDSS | Dorset Pumping station (Chamber Replaced with Pod) | Switch | Switch | 38634 | TSH | http://www.toronto.ca/TWONTO#temperature_switch
84653 | WTR-PDS-TSL-0001S | Switch,Temperature,Low | WTR-PDSS | Dorset Pumping station (Chamber Replaced with Pod) | Switch | Switch | 38635 | TSL | http://www.toronto.ca/TWONTO#temperature_switch
84729 | WTR-PEG-LSH-0002 | Switch, Level, High, Flood Alarm, Eglinton Pumping Station, Basement | WTR-PEG-CH-04 | Chamber, Pump 0400 Discharge Header, Eglinton Pumping Station, Basement | Switch,Level-High | Switch |  | LSH | http://www.toronto.ca/TWONTO#level_switch
84730 | WTR-PEG-LSL-0100 | Switch,Level-Low, Pump 0100 | WTR-PEG-P-0100 | Pump, Centrifugal, District 3E | Switch,Level-Low | Switch |  | LSL | http://www.toronto.ca/TWONTO#level_switch
84731 | WTR-PEG-LSL-0200 | Switch,Level-Low, Pump 0200 | WTR-PEG-P-0200 | Pump, Centrifugal, District 3E | Switch,Level-Low | Switch |  | LSL | http://www.toronto.ca/TWONTO#level_switch
84732 | WTR-PEG-LSL-0300 | Switch,Level-Low, Pump 0300 | WTR-PEG-P-0300 | Pump, Centrifugal, District 3E | Switch,Level-Low | Switch |  | LSL | http://www.toronto.ca/TWONTO#level_switch
84733 | WTR-PEG-LSL-0400 | Switch,Level-Low, Pump 0400 | WTR-PEG-P-0400 | Pump, Centrifugal, District 4 | Switch,Level-Low | Switch |  | LSL | http://www.toronto.ca/TWONTO#level_switch
84799 | WTR-PEG-PSH-0003 | Switch,Pressure-High, Discharge to District 4 | WTR-PEG-TRW | Treated Water (Transmission) | Switch,Pressure-High | Switch |  | PSH | http://www.toronto.ca/TWONTO#pressure_switch
84800 | WTR-PEG-PSL-0001 | Switch,Pressure-Low, Suction Header | WTR-PEG-TRW | Treated Water (Transmission) | Switch,Pressure-Low | Switch |  | PSL | http://www.toronto.ca/TWONTO#pressure_switch
84805 | WTR-PEG-SW-0001 | Switch, Basement South | WTR-PEG-ELS | Electrical System | Switch | Switch |  | SW | http://www.toronto.ca/TWONTO#disconnect_switch
84808 | WTR-PEG-TSH-0002 | Switch, Temperature-High, Building | WTR-PEG-AUX | Auxiliary Equipment (Building Facilities) | Switch,Temperature-High | Switch |  | TSH | http://www.toronto.ca/TWONTO#temperature_switch
84809 | WTR-PEG-TSL-0001 | Switch, Temperature-Low, Building | WTR-PEG-AUX | Auxiliary Equipment (Building Facilities) | Switch,Temperature-Low | Switch |  | TSL | http://www.toronto.ca/TWONTO#temperature_switch
84852 | WTR-PEG-ZS-0005 | Switch, Position,Door Security | WTR-PEG-AUX | Auxiliary Equipment (Building Facilities) | Switch,Position | Switch |  | ZS | http://www.toronto.ca/TWONTO#position_switch
84853 | WTR-PEG-ZS-0006 | Switch, Position,Door Security | WTR-PEG-AUX | Auxiliary Equipment (Building Facilities) | Switch,Position | Switch |  | ZS | http://www.toronto.ca/TWONTO#position_switch
85035 | WTR-PEL-FSL-0301 | Switch, Flow-Low, Fan 0301 | WTR-PEL-FN-0301 | Fan, Supply, Air, Pump 0300 | Switch,Flow-Low | Switch |  | FSL | http://www.toronto.ca/TWONTO#flow_switch
85036 | WTR-PEL-FSL-0401 | Switch, Flow-Low, Fan 0401 | WTR-PEL-FN-0401 | Fan, Supply, Air, Pump 0400 | Switch,Flow-Low | Switch |  | FSL | http://www.toronto.ca/TWONTO#flow_switch
85037 | WTR-PEL-FSL-0501 | Switch, Flow-Low, Fan 0501 | WTR-PEL-FN-0501 | Fan, Supply, Air, Pump 0500 | Switch,Flow-Low | Switch |  | FSL | http://www.toronto.ca/TWONTO#flow_switch
85038 | WTR-PEL-FSL-0701 | Switch, Flow-Low, Fan 0701 | WTR-PEL-FN-0701 | Fan, Supply, Air, Pump 0700 | Switch,Flow-Low | Switch |  | FSL | http://www.toronto.ca/TWONTO#flow_switch
85119 | WTR-PEL-LS-0002 | Switch, Level-High-High, Surge Tank 0002 | WTR-PEL-T-0002 | Tank, Surge | Switch,Level-High-High | Switch |  | LS | http://www.toronto.ca/TWONTO#level_switch
85120 | WTR-PEL-LS-0003 | Switch, Level-High, Surge Tank 0002 | WTR-PEL-T-0002 | Tank, Surge | Switch,Level-High | Switch |  | LS | http://www.toronto.ca/TWONTO#level_switch
85121 | WTR-PEL-LSH-1012 | Switch, Level, High, Leak Diesel Fuel Storage Tank T-1010, Generator Building, Bulk Fuel Storage Room | WTR-PEL-T-1010 | Tank, Non-Pressurized, Diesel Fuel Storage, Generator Building, Bulk Fuel Storage Room | Switch,Level-High | Switch |  | LSH | http://www.toronto.ca/TWONTO#level_switch
85122 | WTR-PEL-LSH-1021 | Switch, Level, High, Diesel Fuel Storage Tank T-1020, Generator Building, Bulk Fuel Storage Room | WTR-PEL-T-1020 | Tank, Non-Pressurized, Diesel Fuel Storage, Generator Building, Bulk Fuel Storage Room | Switch,Level-High | Switch |  | LSH | http://www.toronto.ca/TWONTO#level_switch
85123 | WTR-PEL-LSH-1061 | Switch, Flood, Basement, Ellesmere PS | WTR-PEL-AUX | Auxilliary Equipment (Building Facilities) | Switch,Level-High | Switch |  | LSH | http://www.toronto.ca/TWONTO#level_switch
85124 | WTR-PEL-LSH-1101 | Switch, Level, High, Diesel Fuel Day Tank T-1100, Generator Building, Product Handling Room | WTR-PEL-T-1100 | Tank, Non-Pressurized, Diesel Fuel Day, Generator Building, Product Handling Room | Switch,Level-High | Switch |  | LSH | http://www.toronto.ca/TWONTO#level_switch
85125 | WTR-PEL-LSH-1302 | Switch, Level, High, Fuel Day Tank T-1300, Generator Building, Product Handling Room | WTR-PEL-T-1300 | Tank, Non-Pressurized, Diesel Fuel Day, Generator Building, Product Handling Room | Switch,Level-High | Switch |  | LSH | http://www.toronto.ca/TWONTO#level_switch
85126 | WTR-PEL-LSHH-1021 | Switch, Level, High High, Diesel Fuel Storage Tank T-1020, Generator Building, Bulk Fuel Storage Room | WTR-PEL-T-1020 | Tank, Non-Pressurized, Diesel Fuel Storage, Generator Building, Bulk Fuel Storage Room | Switch,Level-High-High | Switch |  | LSHH | http://www.toronto.ca/TWONTO#level_switch
85127 | WTR-PEL-LSHH-1101 | Switch, Level, High High, Diesel Fuel Day Tank T-1100, Generator Building, Product Handling Room | WTR-PEL-T-1100 | Tank, Non-Pressurized, Diesel Fuel Day, Generator Building, Product Handling Room | Switch,Level-High-High | Switch |  | LSHH | http://www.toronto.ca/TWONTO#level_switch
85128 | WTR-PEL-LSHH-1102 | Switch, Level, High High, Diesel Fuel Day Tank T-1100, Generator Building, Product Handling Room | WTR-PEL-T-1100 | Tank, Non-Pressurized, Diesel Fuel Day, Generator Building, Product Handling Room | Switch,Level-High-High | Switch |  | LSHH | http://www.toronto.ca/TWONTO#level_switch
85129 | WTR-PEL-LSHH-1302 | Switch, Level, High High, Diesel Fuel Day Tank T-1300, Generator Building, Product Handling Room | WTR-PEL-T-1300 | Tank, Non-Pressurized, Diesel Fuel Day, Generator Building, Product Handling Room | Switch,Level-High-High | Switch |  | LSHH | http://www.toronto.ca/TWONTO#level_switch
85130 | WTR-PEL-LSL-0300 | Switch, Level-Low, Pump 0300 | WTR-PEL-P-0300 | Pump, Centrifugal, Water | Switch,Level-Low | Switch |  | LSL | http://www.toronto.ca/TWONTO#level_switch
85131 | WTR-PEL-LSL-0500 | Switch, Level-Low, Pump 0500 | WTR-PEL-P-0500 | Pump, Centrifugal, Water | Switch,Level-Low | Switch |  | LSL | http://www.toronto.ca/TWONTO#level_switch
85132 | WTR-PEL-LSL-0800 | Switch, Level-Low, Pump 0800 | WTR-PEL-P-0800 | Pump, Centrifugal, Water | Switch,Level-Low | Switch |  | LSL | http://www.toronto.ca/TWONTO#level_switch
85133 | WTR-PEL-LSL-1021 | Switch, Level, Low, Diesel Fuel Storage Tank T-1020, Generator Building, Bulk Fuel Storage Room | WTR-PEL-T-1020 | Tank, Non-Pressurized, Diesel Fuel Storage, Generator Building, Bulk Fuel Storage Room | Switch,Level-Low | Switch |  | LSL | http://www.toronto.ca/TWONTO#level_switch
85134 | WTR-PEL-LSL-1201 | Switch, Level, Low, Diesel Fuel Day Tank T-1200, Generator Building, Product Handling Room | WTR-PEL-T-1200 | Tank, Non-Pressurized, Diesel Fuel Day, Generator Building, Product Handling Room | Switch,Level-Low | Switch |  | LSL | http://www.toronto.ca/TWONTO#level_switch
85135 | WTR-PEL-LSL-1301 | Switch, Level, Low, Diesel Fuel Day Tank T-1300, Generator Building, Product Handling Room | WTR-PEL-T-1300 | Tank, Non-Pressurized, Diesel Fuel Day, Generator Building, Product Handling Room | Switch,Level-Low | Switch |  | LSL | http://www.toronto.ca/TWONTO#level_switch
85136 | WTR-PEL-LSL-1501 | Switch, Level, Low, New Oil Tank T-1500, Generator Building, Product Handling Room | WTR-PEL-T-1500 | Tank, Non-Pressurized, New Oil, Generator Building, Product Handling Room | Switch,Level-Low | Switch |  | LSL | http://www.toronto.ca/TWONTO#level_switch
85137 | WTR-PEL-LSL-1601 | Switch, Level, Low, New Oil Tank T-1600, Generator Building, Generator Room | WTR-PEL-T-1600 | Tank, Non-Pressurized, New Oil, Generator Building, Product Handling Room | Switch,Level-Low | Switch |  | LSL | http://www.toronto.ca/TWONTO#level_switch
85196 | WTR-PEL-PS-0002 | Switch, Pressure High/Low,, Water to District 4 | WTR-PEL-TRW | Treated Water (Transmission) | Switch,Pressure | Switch |  | PS | http://www.toronto.ca/TWONTO#pressure_switch
85197 | WTR-PEL-PSH-0003 | Switch, Pressure-High, Water to District 2E | WTR-PEL-TRW | Treated Water (Transmission) | Switch,Pressure-High | Switch |  | PSH | http://www.toronto.ca/TWONTO#pressure_switch
85198 | WTR-PEL-PSL-0005 | Switch, Pressure-Low, Air Header | WTR-PEL-TRW | Treated Water (Transmission) | Switch,Pressure-Low | Switch |  | PSL | http://www.toronto.ca/TWONTO#pressure_switch
85226 | WTR-PEL-TS-0001 | Transfer Switch, MCC Room, 120 VAC | WTR-PEL-ELS | Electrical System | Switch | Switch |  | TS | http://www.toronto.ca/TWONTO#transfer_switch
85227 | WTR-PEL-TSH-0001 | Switch, Temperature-High, Building Alarm | WTR-PEL-AUX | Auxilliary Equipment (Building Facilities) | Switch,Temperature-High | Switch |  | TSH | http://www.toronto.ca/TWONTO#temperature_switch
85228 | WTR-PEL-TSH-1001 | Switch, Temperature High, Generator Building, Electrical Room | WTR-PEL-AUX | Auxilliary Equipment (Building Facilities) | Switch,Temperature-High | Switch |  | TSH | http://www.toronto.ca/TWONTO#temperature_switch
85229 | WTR-PEL-TSL-0401 | Switch, Temperature-Low, Fan 0401 | WTR-PEL-FN-0401 | Fan, Supply, Air, Pump 0400 | Switch,Temperature-Low | Switch |  | TSL | http://www.toronto.ca/TWONTO#temperature_switch
85230 | WTR-PEL-TSL-0501 | Switch, Temperature-Low, Fan 0501 | WTR-PEL-FN-0501 | Fan, Supply, Air, Pump 0500 | Switch,Temperature-Low | Switch |  | TSL | http://www.toronto.ca/TWONTO#temperature_switch
85231 | WTR-PEL-TSL-0701 | Switch, Temperature-Low, Fan 0701 | WTR-PEL-FN-0701 | Fan, Supply, Air, Pump 0700 | Switch,Temperature-Low | Switch |  | TSL | http://www.toronto.ca/TWONTO#temperature_switch
85276 | FHA-WWW-HS-2420 | Switch, Emergency Rope Switch, CV-2420, RMF,Centrifuge Room | FHA-WWW-CV-2420 | Conveyor, Cross Over, RMF, Centrifuge Service Platform | Switch | Switch |  | HS | hand_switch
85277 | FHA-WWW-HS-2430 | Switch, Emergency Rope Switch, CV-2430, RMF, Dewatering Cake Loading Area | FHA-WWW-CV-2430 | Conveyor, Bin 1 Loading, RMF, Dewatering Cake Loading Area | Switch | Switch |  | HS | hand_switch
85278 | FHA-WWW-HS-2510 | Switch, Emergency Rope Switch, CV-2510, RMF,Centrifuge Room | FHA-WWW-CV-2510 | Conveyor, Centrifuge CF-2501, RMF, Centrifuge Service Platform | Switch | Switch |  | HS | hand_switch
85279 | FHA-WWW-HS-2530 | Switch, Emergency Rope Switch, CV-2530, RMF, Dewatering Cake Loading Area | FHA-WWW-CV-2530 | Conveyor, Bin 2 Loading, RMF, Dewatering Cake Loading Area | Switch | Switch |  | HS | hand_switch
85374 | FHA-WWW-MSL-2420 | Switch, Motion-Low, CV-2410, RMF, Centrifuge Room | FHA-WWW-CF-2401 | Centrifuge, Dewatering, RMF, Centrifuge Service Platform | Switch | Switch |  | MSL | http://www.toronto.ca/TWONTO#motion_sensor_element
85375 | FHA-WWW-MSL-2510 | Switch, Motion-Low, CV-2520, RMF,Centrifuge Room | FHA-WWW-CF-2501 | Centrifuge, Dewatering, RMF, Centrifuge Service Platform | Switch | Switch |  | MSL | http://www.toronto.ca/TWONTO#motion_sensor_element
85376 | FHA-WWW-MSL-2530 | Switch, Motion-Low, CV-2530, RMF, Dewatering Cake Loading Area | FHA-WWW-CF-2501 | Centrifuge, Dewatering, RMF, Centrifuge Service Platform | Switch | Switch |  | MSL | http://www.toronto.ca/TWONTO#motion_sensor_element
85440 | WTR-PEL-ZS-0003 | Switch, Position,Door Security | WTR-PEL-AUX | Auxilliary Equipment (Building Facilities) | Switch,Position | Switch |  | ZS | http://www.toronto.ca/TWONTO#position_switch
85441 | WTR-PEL-ZS-0004 | Switch, Position,Door Security | WTR-PEL-AUX | Auxilliary Equipment (Building Facilities) | Switch,Position | Switch |  | ZS | http://www.toronto.ca/TWONTO#position_switch
85442 | WTR-PEL-ZS-0005 | Switch, Position,Door Security | WTR-PEL-AUX | Auxilliary Equipment (Building Facilities) | Switch,Position | Switch |  | ZS | http://www.toronto.ca/TWONTO#position_switch
85443 | WTR-PEL-ZS-0006 | Switch, Position,Door Security | WTR-PEL-AUX | Auxilliary Equipment (Building Facilities) | Switch,Position | Switch |  | ZS | http://www.toronto.ca/TWONTO#position_switch
85444 | WTR-PEL-ZS-0010 | Switch, Position,Door Security | WTR-PEL-AUX | Auxilliary Equipment (Building Facilities) | Switch,Position | Switch |  | ZS | http://www.toronto.ca/TWONTO#position_switch
85659 | WTR-PHL-LSH-0001 | Switch, Level-High, Building Flood Alarm, South pump room, basement, West Side | WTR-PHL-AUX | Auxiliary Equipment (Building Facilities) | Switch,Level-High | Switch |  | LSH | http://www.toronto.ca/TWONTO#level_switch
85660 | WTR-PHL-LSH-0002 | Switch, Level-High, Building Flood Alarm,North Pump room, basement, south side | WTR-PHL-AUX | Auxiliary Equipment (Building Facilities) | Switch,Level-High | Switch |  | LSH | http://www.toronto.ca/TWONTO#level_switch
85756 | WTR-PHL-PSL-0002 | Switch, Pressure-Low, Line to District 2 | WTR-PHL-TRW | Treated Water (Transmission) | Switch,Pressure-Low | Switch |  | PSL | http://www.toronto.ca/TWONTO#pressure_switch
85757 | WTR-PHL-PSL-0003 | Switch, Pressure-Low, Line to Local Distribution and District 3 | WTR-PHL-TRW | Treated Water (Transmission) | Switch,Pressure-Low | Switch |  | PSL | http://www.toronto.ca/TWONTO#pressure_switch
85761 | WTR-PHL-SW-0101 | Switch, Load Break, Incoming Line 1 (Primary) | WTR-PHL-TR-0101 | Transformer, Power, Line 1, 13.8 kV/4.16 kV | Load Break Switch | Switch |  | SW | http://www.toronto.ca/TWONTO#load_break_disconnect_switch
85784 | WTR-PHL-TS-2201 | Transfer Switch , Trans. Feed | WTR-PHL-PDP-0201 | Switchgear, 600v Bus T2 | Switch | Switch |  | TS | http://www.toronto.ca/TWONTO#transfer_switch
85785 | WTR-PHL-TSH-0001 | Switch, Temperature-High, Building Alarm | WTR-PHL-AUX | Auxiliary Equipment (Building Facilities) | Switch,Temperature-High | Switch |  | TSH | http://www.toronto.ca/TWONTO#temperature_switch
85838 | WTR-PHL-ZS-0001 | Switch, Position,Door Security | WTR-PHL-AUX | Auxiliary Equipment (Building Facilities) | Switch,Position | Switch |  | ZS | http://www.toronto.ca/TWONTO#position_switch
85839 | WTR-PHL-ZS-0002 | Switch, Position,Door Security | WTR-PHL-AUX | Auxiliary Equipment (Building Facilities) | Switch,Position | Switch |  | ZS | http://www.toronto.ca/TWONTO#position_switch
85840 | WTR-PHL-ZS-0004 | Switch, Position,Door Security | WTR-PHL-AUX | Auxiliary Equipment (Building Facilities) | Switch,Position | Switch |  | ZS | http://www.toronto.ca/TWONTO#position_switch
85841 | WTR-PHL-ZS-0007 | Switch, Position,Door Security | WTR-PHL-AUX | Auxiliary Equipment (Building Facilities) | Switch,Position | Switch |  | ZS | http://www.toronto.ca/TWONTO#position_switch
85842 | WTR-PHL-ZS-0009 | Switch, Position,Door Security | WTR-PHL-AUX | Auxiliary Equipment (Building Facilities) | Switch,Position | Switch |  | ZS | http://www.toronto.ca/TWONTO#position_switch
85843 | WTR-PHL-ZS-0012 | Switch, Position,Door Security | WTR-PHL-AUX | Auxiliary Equipment (Building Facilities) | Switch,Position | Switch |  | ZS | http://www.toronto.ca/TWONTO#position_switch
85844 | WTR-PHL-ZS-0013 | Switch, Position,Door Security | WTR-PHL-AUX | Auxiliary Equipment (Building Facilities) | Switch,Position | Switch |  | ZS | http://www.toronto.ca/TWONTO#position_switch
85845 | WTR-PHL-ZS-0014 | Switch, Position,Door Security | WTR-PHL-AUX | Auxiliary Equipment (Building Facilities) | Switch,Position | Switch |  | ZS | http://www.toronto.ca/TWONTO#position_switch
85846 | WTR-PHL-ZS-0015 | Switch, Position,Door Security | WTR-PHL-AUX | Auxiliary Equipment (Building Facilities) | Switch,Position | Switch |  | ZS | http://www.toronto.ca/TWONTO#position_switch
85847 | WTR-PHL-ZS-0018 | Switch, Position,Door Security | WTR-PHL-AUX | Auxiliary Equipment (Building Facilities) | Switch,Position | Switch |  | ZS | http://www.toronto.ca/TWONTO#position_switch
85908 | WTR-PJO-PSH-0001 | Switch, Pressure, (High), Line to District 3 | WTR-PJO-TRW | Treated Water (Transmission) | Switch | Switch |  | PSH | http://www.toronto.ca/TWONTO#pressure_switch
85909 | WTR-PJO-PSL-0002 | Switch, Pressure, (Low), Line to District 4W | WTR-PJO-TRW | Treated Water (Transmission) | Switch | Switch |  | PSL | http://www.toronto.ca/TWONTO#pressure_switch
86167 | WTR-PJS-LSH-0002 | Switch, Level-High, Building Flood | WTR-PJS-AUX | Auxiliary Equipment (Building Facilities) | Switch,Level-High | Switch |  | LSH | http://www.toronto.ca/TWONTO#level_switch
86168 | WTR-PJS-LSH-0004 | Switch, Level, High, Flood Alarm, CH3 (12A), John Street Pumping Station, Basement | WTR-PJS-CH-03 | Chamber, Isolation to Harris Surge Tank (V 12A), John Street Pumping Station, Basement | Switch,Level-High | Switch |  | LSH | http://www.toronto.ca/TWONTO#level_switch
86169 | WTR-PJS-LSH-0101 | Switch, Level-High, Spadina Surge Tank | WTR-PJS-T-0101 | Tank, (Surge), Spadina Main | Switch,Level-High | Switch |  | LSH | http://www.toronto.ca/TWONTO#level_switch
86170 | WTR-PJS-LSH-0102 | Switch, Level-High, John Street Surge Tank 1 | WTR-PJS-T-0102 | Tank, (Surge), John St #1 | Switch,Level-High | Switch |  | LSH | http://www.toronto.ca/TWONTO#level_switch
86171 | WTR-PJS-LSH-1702 | Switch, Level-High, Chamber 4 | WTR-PJS-AUX | Auxiliary Equipment (Building Facilities) | Switch,Level-High | Switch |  | LSH | http://www.toronto.ca/TWONTO#level_switch
86172 | WTR-PJS-LSH-2001 | Switch, Level-High, Sump | WTR-PJS-AUX | Auxiliary Equipment (Building Facilities) | Switch,Level-High | Switch |  | LSH | http://www.toronto.ca/TWONTO#level_switch
86173 | WTR-PJS-LSHH-0101 | Switch, Level-High-High, Spadina Surge Tank | WTR-PJS-T-0101 | Tank, (Surge), Spadina Main | Switch,Level-High-High | Switch |  | LSHH | http://www.toronto.ca/TWONTO#level_switch
86174 | WTR-PJS-LSHH-0102 | Switch,Level-High-High, John Street Surge Tank 1 | WTR-PJS-T-0102 | Tank, (Surge), John St #1 | Switch,Level-High-High | Switch |  | LSHH | http://www.toronto.ca/TWONTO#level_switch
86175 | WTR-PJS-LSHH-0103 | Switch, Level-High-High, John Street Surge Tank 2 | WTR-PJS-T-0103 | Tank, (Surge), John St #2 | Switch,Level-High-High | Switch |  | LSHH | http://www.toronto.ca/TWONTO#level_switch
86176 | WTR-PJS-LSL-0100 | Switch, Level-Low, Pump 0100 | WTR-PJS-P-0100 | Pump, Centrifugal, To DLWC | Switch,Level-Low | Switch |  | LSL | http://www.toronto.ca/TWONTO#level_switch
86177 | WTR-PJS-LSL-0102 | Switch, Level-Low, John Street Surge Tank 1 | WTR-PJS-T-0102 | Tank, (Surge), John St #1 | Switch,Level-Low | Switch |  | LSL | http://www.toronto.ca/TWONTO#level_switch
86178 | WTR-PJS-LSL-0103 | Switch, Level-Low, John Street Surge Tank 2 | WTR-PJS-T-0103 | Tank, (Surge), John St #2 | Switch,Level-Low | Switch |  | LSL | http://www.toronto.ca/TWONTO#level_switch
86179 | WTR-PJS-LSL-0200 | Switch, Level-Low, (Priming Status Switch), Pump 0200 | WTR-PJS-P-0200 | Pump, Centrifugal, To DLWC | Switch,Level-Low | Switch |  | LSL | http://www.toronto.ca/TWONTO#level_switch
86180 | WTR-PJS-LSL-0400 | Switch, Level-Low, (Priming Status Switch), Pump 0400 | WTR-PJS-P-0400 | Pump, Centrifugal, To DLWC | Switch,Level-Low | Switch |  | LSL | http://www.toronto.ca/TWONTO#level_switch
86181 | WTR-PJS-LSL-0500 | Switch, Level-Low, (Priming Status Switch), Pump 0500 | WTR-PJS-P-0500 | Pump, Centrifugal, To DLWC | Switch,Level-Low | Switch |  | LSL | http://www.toronto.ca/TWONTO#level_switch
86182 | WTR-PJS-LSL-0600 | Switch, Level-Low, (Priming Status Switch), Pump 0600 | WTR-PJS-P-0600 | Pump, Centrifugal | Switch,Level-Low | Switch |  | LSL | http://www.toronto.ca/TWONTO#level_switch
86183 | WTR-PJS-LSL-0700 | Switch, Level-Low, (Priming Status Switch), Pump0700 | WTR-PJS-P-0700 | Pump, Centrifugal | Switch,Level-Low | Switch |  | LSL | http://www.toronto.ca/TWONTO#level_switch
86184 | WTR-PJS-LSL-0800 | Switch, Level-Low, (Priming Status Switch), Pump 0800 | WTR-PJS-P-0800 | Pump, Centrifugal | Switch,Level-Low | Switch |  | LSL | http://www.toronto.ca/TWONTO#level_switch
86185 | WTR-PJS-LSL-0900 | Switch, Level-Low, (Priming Status Switch), Pump0900 | WTR-PJS-P-0900 | Pump, Centrifugal | Switch,Level-Low | Switch |  | LSL | http://www.toronto.ca/TWONTO#level_switch
86186 | WTR-PJS-LSLL-0102 | Switch, Level-Low-Low, John Street Surge Tank 1 | WTR-PJS-T-0102 | Tank, (Surge), John St #1 | Switch,Level-Low-Low | Switch |  | LSLL | http://www.toronto.ca/TWONTO#level_switch
86307 | WTR-PJS-PSH-0002 | Switch, Pressure-High, Line to Spadina Main | WTR-PJS-TRW | Treated Water (Transmission) | Switch,Pressure-High | Switch |  | PSH | http://www.toronto.ca/TWONTO#pressure_switch
86308 | WTR-PJS-PSH-0004 | Switch, Pressure-High | WTR-PJS-TRW | Treated Water (Transmission) | Switch,Pressure-High | Switch |  | PSH | http://www.toronto.ca/TWONTO#pressure_switch
86309 | WTR-PJS-PSL-0001 | Switch, Pressure-Low, Island Surge Tank | WTR-PJS-T-0001 | Island Suction Surge Tank | Switch,Pressure-Low | Switch |  | PSL | http://www.toronto.ca/TWONTO#pressure_switch
86310 | WTR-PJS-PSL-0004 | Switch, Pressure-Low | WTR-PJS-TRW | Treated Water (Transmission) | Switch,Pressure-Low | Switch |  | PSL | http://www.toronto.ca/TWONTO#pressure_switch
86311 | WTR-PJS-PSL-0005 | Switch, Pressure-Low, Harris Surge Tank | WTR-PJS-T-0002 | Harris Suction Surge Tank | Switch,Pressure-Low | Switch |  | PSL | http://www.toronto.ca/TWONTO#pressure_switch
86312 | WTR-PJS-PSL-0102 | Switch, Pressure-Low, John Street Surge Tank 1 | WTR-PJS-T-0102 | Tank, (Surge), John St #1 | Switch,Pressure-Low | Switch |  | PSL | http://www.toronto.ca/TWONTO#pressure_switch
86313 | WTR-PJS-PSL-0103 | Switch, Pressure-Low, John Street Surge Tank 2 | WTR-PJS-T-0103 | Tank, (Surge), John St #2 | Switch,Pressure-Low | Switch |  | PSL | http://www.toronto.ca/TWONTO#pressure_switch
86369 | WTR-PJS-TSH-0001 | Switch, Temperature-High, Bulding | WTR-PJS-AUX | Auxiliary Equipment (Building Facilities) | Switch,Temperature-High | Switch |  | TSH | http://www.toronto.ca/TWONTO#temperature_switch
86370 | WTR-PJS-TSL-0001 | Switch, Temperature-High, Building Temperature Low | WTR-PJS-AUX | Auxiliary Equipment (Building Facilities) | Switch,Temperature-Low | Switch |  | TSL | http://www.toronto.ca/TWONTO#temperature_switch
86476 | WTR-PJS-ZS-0009 | Position Switch, open/close | WTR-PJS-AUX | Auxiliary Equipment (Building Facilities) | Switch,Position | Switch |  | ZS | http://www.toronto.ca/TWONTO#position_switch
86514 | WTR-PKL-FS-0002 | Switch,Flow,Station Flow Directional Switch District 6 | WTR-PKL-TRW | Treated Water (Transmission) | Switch,Flow | Switch |  | FS | http://www.toronto.ca/TWONTO#flow_switch
86531 | WTR-PKL-LSH-0001 | Switch,Level-High, Building Flood Alarm | WTR-PKL-TRW | Treated Water (Transmission) | Switch,Level-High | Switch |  | LSH | http://www.toronto.ca/TWONTO#level_switch
86532 | WTR-PKL-LSL-0100 | Switch,Level-Low,Priming Status Switch,Pump 0100 | WTR-PKL-P-0100 | Pump, Centrifugal, District 5 | Switch,Level-Low | Switch |  | LSL | http://www.toronto.ca/TWONTO#level_switch
86533 | WTR-PKL-LSL-0300 | Switch,Level-Low,Priming Status Switch,Pump 0300 | WTR-PKL-P-0300 | Pump, Centrifugal, District 5 | Switch,Level-Low | Switch |  | LSL | http://www.toronto.ca/TWONTO#level_switch
86534 | WTR-PKL-LSL-0400 | Switch,Level-Low,Priming Status Switch,Pump 0400 | WTR-PKL-P-0400 | Pump, Centrifugal, District 6 | Switch,Level-Low | Switch |  | LSL | http://www.toronto.ca/TWONTO#level_switch
86535 | WTR-PKL-LSL-0700 | Switch,Level-Low,Priming Status Switch,Pump 0700 | WTR-PKL-P-0700 | Pump, Centrifugal, District 6 | Switch,Level-Low | Switch |  | LSL | http://www.toronto.ca/TWONTO#level_switch
86536 | WTR-PKL-LSL-0801 | Switch,Level-Low,Pump 0801 & Pump 0802 | WTR-PKL-CP-0801 | Control Panel,Operator,Pump 0801 & Pump 0802 | Switch,Level-Low | Switch |  | LSL | http://www.toronto.ca/TWONTO#level_switch
86561 | WTR-PKL-PSH-0001 | Switch,Pressure-High,Sucton Side of Pump 0100 | WTR-PKL-TRW | Treated Water (Transmission) | Switch,Pressure-High | Switch |  | PSH | http://www.toronto.ca/TWONTO#pressure_switch
86562 | WTR-PKL-PSH-0002 | Switch,Pressure-High, Line to District 5 | WTR-PKL-TRW | Treated Water (Transmission) | Switch,Pressure-High | Switch |  | PSH | http://www.toronto.ca/TWONTO#pressure_switch
86563 | WTR-PKL-PSH-0003 | Switch,Pressure-High,Main 194 to District 6 | WTR-PKL-TRW | Treated Water (Transmission) | Switch,Pressure-High | Switch |  | PSH | http://www.toronto.ca/TWONTO#pressure_switch
86564 | WTR-PKL-PSH-0901 | Switch,Pressure-High,Vacuum Pump System | WTR-PKL-AUX | Auxiliary Equipment (Building Facilities) | Switch,Pressure-High | Switch |  | PSH | http://www.toronto.ca/TWONTO#pressure_switch
86565 | WTR-PKL-PSL-0002 | Switch,Pressure-Low, Line to District 5 | WTR-PKL-TRW | Treated Water (Transmission) | Switch,Pressure-Low | Switch |  | PSL | http://www.toronto.ca/TWONTO#pressure_switch
86566 | WTR-PKL-PSL-0003 | Switch,Pressure-Low,Main 194 to District 6 | WTR-PKL-TRW | Treated Water (Transmission) | Switch,Pressure-Low | Switch |  | PSL | http://www.toronto.ca/TWONTO#pressure_switch
86575 | WTR-PKL-TSH-0001 | Switch,Temperature-High, Building Alarm | WTR-PKL-AUX | Auxiliary Equipment (Building Facilities) | Switch,Temperature-High | Switch |  | TSH | http://www.toronto.ca/TWONTO#temperature_switch
86576 | WTR-PKL-TSH-0002 | Switch,Temperature-High,Building | WTR-PKL-AUX | Auxiliary Equipment (Building Facilities) | Switch,Temperature-High | Switch |  | TSH | http://www.toronto.ca/TWONTO#temperature_switch
86577 | WTR-PKL-TSH-0003 | Switch, Temperature-High, Station | WTR-PKL-AUX | Auxiliary Equipment (Building Facilities) | Switch,Temperature-Low | Switch |  | TSH | http://www.toronto.ca/TWONTO#temperature_switch
86616 | WTR-PKL-ZS-0001 | Switch, Position,Door Security | WTR-PKL-AUX | Auxiliary Equipment (Building Facilities) | Switch,Position | Switch |  | ZS | http://www.toronto.ca/TWONTO#position_switch
86617 | WTR-PKL-ZS-0002 | Switch, Position,Door Security | WTR-PKL-AUX | Auxiliary Equipment (Building Facilities) | Switch,Position | Switch |  | ZS | http://www.toronto.ca/TWONTO#position_switch
86618 | WTR-PKL-ZS-0003 | Switch, Position,Door Security | WTR-PKL-AUX | Auxiliary Equipment (Building Facilities) | Switch,Position | Switch |  | ZS | http://www.toronto.ca/TWONTO#position_switch
86653 | WTR-PKN-LS-0600 | Switch, Level | WTR-PKN-AUX | Auxiliary Equipment (Building Facilities) | Switch,Level-High | Switch |  | LS | http://www.toronto.ca/TWONTO#level_switch
86654 | WTR-PKN-LSH-0001 | Switch, Level-High, Flood | WTR-PKN-AUX | Auxiliary Equipment (Building Facilities) | Switch,Level-High | Switch |  | LSH | http://www.toronto.ca/TWONTO#level_switch
86668 | WTR-PKN-PS-0002 | Switch, Pressure-Low, Water Transmission To District 5 | WTR-PKN-TRW | Treated Water (Transmission) | Switch,Pressure-Low | Switch |  | PS | http://www.toronto.ca/TWONTO#pressure_switch
86669 | WTR-PKN-PSL-0001 | Switch, Pressure-Low, Water Transmission From District 4 and Milliken Reservoir, Kennedy Pumping Station | WTR-PKN-TRW | Treated Water (Transmission) | Switch,Pressure-Low | Switch |  | PSL | http://www.toronto.ca/TWONTO#pressure_switch
86670 | WTR-PKN-PSL-0003 | Switch, Pressure-Low, Pressurization Fan Thermostat | WTR-PKN-AUX | Auxiliary Equipment (Building Facilities) | Switch,Pressure-Low | Switch |  | PSL | http://www.toronto.ca/TWONTO#pressure_switch
86684 | WTR-PKN-TSH-0001 | Switch, Temperature, High, Smoke Alarm, Kennedy Pumping Station | WTR-PKN-AUX | Auxiliary Equipment (Building Facilities) | Switch,Temperature-High | Switch |  | TSH | http://www.toronto.ca/TWONTO#temperature_switch
86685 | WTR-PKN-TSH-0001 | Switch, Temperature, High, Smoke Alarm, Kennedy Pumping Station | WTR-SUSPENDED | Suspended Obsolete entity for storage purpose | Switch,Temperature-High | Switch |  | TSH | http://www.toronto.ca/TWONTO#temperature_switch
86686 | WTR-PKN-TSH-0002 | Switch, Temperature-High, Building | WTR-PKN-AUX | Auxiliary Equipment (Building Facilities) | Switch,Temperature-High | Switch |  | TSH | http://www.toronto.ca/TWONTO#temperature_switch
86687 | WTR-PKN-TSL-0001 | Switch, Temperature-Low, Building | WTR-PKN-AUX | Auxiliary Equipment (Building Facilities) | Switch,Temperature-Low | Switch |  | TSL | http://www.toronto.ca/TWONTO#temperature_switch
86688 | WTR-PKN-TSL-0003 | Switch, Temperature-Low, AHU 0901 | WTR-PKN-AHU-0901 | Air Handling Unit | Switch,Temperature-Low | Switch | 33810 | TSL | http://www.toronto.ca/TWONTO#temperature_switch
86712 | WTR-PKN-VSH-0202 | Switch, Vibration-High, Pump 0200 Outer | WTR-PKN-P-0200 | Pump, Centrifugal | Switch | Switch |  | VSH | http://www.toronto.ca/TWONTO#vibration_sensor_element
86713 | WTR-PKN-VSH-0203 | Switch, Vibration-High, Motor 0200 Outer | WTR-PKN-P-0200 | Pump, Centrifugal | Switch | Switch |  | VSH | http://www.toronto.ca/TWONTO#vibration_sensor_element
86714 | WTR-PKN-VSH-0204 | Switch, Vibration-High, Motor 0200 Inner | WTR-PKN-P-0200 | Pump, Centrifugal | Switch | Switch |  | VSH | http://www.toronto.ca/TWONTO#vibration_sensor_element
86716 | WTR-PKN-ZS-0001 | Position Switch, open/close | WTR-PKN-AUX | Auxiliary Equipment (Building Facilities) | Switch,Position | Switch |  | ZS | http://www.toronto.ca/TWONTO#position_switch
86717 | WTR-PKN-ZS-0002 | Position Switch, open/close | WTR-PKN-AUX | Auxiliary Equipment (Building Facilities) | Switch,Position | Switch |  | ZS | http://www.toronto.ca/TWONTO#position_switch
86718 | WTR-PKN-ZS-0003 | Position Switch, open/close | WTR-PKN-AUX | Auxiliary Equipment (Building Facilities) | Switch,Position | Switch |  | ZS | http://www.toronto.ca/TWONTO#position_switch
86827 | WTR-PLW-LSH-0002 | Switch, Level-High, Flood Alarm, Building | WTR-PLW-AUX | Auxilliary Equipment (Building Facilities) |  | Switch |  | LSH | http://www.toronto.ca/TWONTO#level_switch
86866 | WTR-PLW-PSHL-0002 | Switch, Pressure, (High/Low), Line to District 5W | WTR-PLW-TRW | Treated Water (Transmission) | Switch | Switch |  | PSHL | http://www.toronto.ca/TWONTO#pressure_switch
86883 | WTR-PLW-TSH-0001 | Switch, Temperature-High, Building Alarm | WTR-PLW-AUX | Auxilliary Equipment (Building Facilities) | Switch,Temperature-High | Switch |  | TSH | http://www.toronto.ca/TWONTO#temperature_switch
86884 | WTR-PLW-TSL-0001 | Switch, Temperature-Low, Building | WTR-PLW-AUX | Auxilliary Equipment (Building Facilities) | Switch,Temperature-Low | Switch |  | TSL | http://www.toronto.ca/TWONTO#temperature_switch
86918 | WTR-PLW-ZS-0001 | Switch, Position,Door Security | WTR-PLW-AUX | Auxilliary Equipment (Building Facilities) | Switch,Position | Switch |  | ZS | http://www.toronto.ca/TWONTO#position_switch
86919 | WTR-PLW-ZS-0002 | Switch, Position,Door Security | WTR-PLW-AUX | Auxilliary Equipment (Building Facilities) | Switch,Position | Switch |  | ZS | http://www.toronto.ca/TWONTO#position_switch
86920 | WTR-PLW-ZS-0003 | Switch, Position,Door Security | WTR-PLW-AUX | Auxilliary Equipment (Building Facilities) | Switch,Position | Switch |  | ZS | http://www.toronto.ca/TWONTO#position_switch
86921 | WTR-PLW-ZS-0004 | Switch, Position,Door Security | WTR-PLW-AUX | Auxilliary Equipment (Building Facilities) | Switch,Position | Switch |  | ZS | http://www.toronto.ca/TWONTO#position_switch
86984 | WTR-PMI-DS-0502 | Switch, Fused Disconnect, Water Transmission | WTR-PMI-AUX | Auxiliary Equipment (Building Facilities) | Damper/Louver | Switch |  | DS | http://www.toronto.ca/TWONTO#disconnect_switch
87072 | WTR-PMI-LSH-0001 | Switch, Level-High, Station Flood Alarm Unit, | WTR-PMI-TRW | Treated Water (Transmission) | Switch,Level-High | Switch |  | LSH | http://www.toronto.ca/TWONTO#level_switch
87073 | WTR-PMI-LSH-0002 | Switch, Level-High, Flood, | WTR-PMI-AUX | Auxiliary Equipment (Building Facilities) | Switch,Level-High | Switch |  | LSH | http://www.toronto.ca/TWONTO#level_switch
87074 | WTR-PMI-LSH-0003 | Instrument, Level Switch, High, Water Transmission | WTR-PMI-AUX | Auxiliary Equipment (Building Facilities) |  | Switch |  | LSH | http://www.toronto.ca/TWONTO#level_switch
87075 | WTR-PMI-LSH-0004 | Instrument, Level Switch, High, Water Transmission | WTR-PMI-AUX | Auxiliary Equipment (Building Facilities) |  | Switch |  | LSH | http://www.toronto.ca/TWONTO#level_switch
87076 | WTR-PMI-LSH-0006 | Switch, Level-High, Flood, | WTR-PMI-30P-05 | Chamber | Switch,Level-High | Switch |  | LSH | http://www.toronto.ca/TWONTO#level_switch
87077 | WTR-PMI-LSHH-0801 | Switch, Level-High-High, Sump Pump, South Lower Level Gallery, | WTR-PMI-AUX | Auxiliary Equipment (Building Facilities) | Switch,Level-High-High | Switch |  | LSHH | http://www.toronto.ca/TWONTO#level_switch
87078 | WTR-PMI-LSHH-0802 | Switch, Level-High, Sump Pump, South Lower Level Gallery, | WTR-PMI-AUX | Auxiliary Equipment (Building Facilities) | Switch,Level-High | Switch |  | LSHH | http://www.toronto.ca/TWONTO#level_switch
87079 | WTR-PMI-LSHH-0803 | Switch, Level-High, Sump Pump, South Lower Level Gallery, | WTR-PMI-AUX | Auxiliary Equipment (Building Facilities) | Switch,Level-High | Switch |  | LSHH | http://www.toronto.ca/TWONTO#level_switch
87080 | WTR-PMI-LSHH-0902 | Switch, Level-High, Sump Pump, South Lower Level Gallery, | WTR-PMI-AUX | Auxiliary Equipment (Building Facilities) | Switch,Level-High | Switch |  | LSHH | http://www.toronto.ca/TWONTO#level_switch
87081 | WTR-PMI-LSL-0100 | Instrument, Level Switch, Low, Water Transmission | WTR-PMI-AUX | Auxiliary Equipment (Building Facilities) | Switch,Level-Low | Switch |  | LSL | http://www.toronto.ca/TWONTO#level_switch
87082 | WTR-PMI-LSL-0400 | Switch, Level-Low, Pump 0400, | WTR-PMI-P-0400 | Pump, Centrifugal, District 5, East Pump Room | Switch,Level-Low | Switch |  | LSL | http://www.toronto.ca/TWONTO#level_switch
87083 | WTR-PMI-LSL-0700 | Switch, Level-Low, Pump 0700 | WTR-PMI-P-0700 | Pump, Centrifugal, Water Transmission (VFD), West Pump Room | Switch,Level-Low | Switch |  | LSL | http://www.toronto.ca/TWONTO#level_switch
87084 | WTR-PMI-LSL-0800 | Switch, Level-Low, Pump 0800 | WTR-PMI-P-0800 | Pump, Centrifugal, Water Transmission, West Pump Room | Switch,Level-Low | Switch |  | LSL | http://www.toronto.ca/TWONTO#level_switch
87085 | WTR-PMI-LSL-1100 | Switch, Level-Low, Pump 1100 | WTR-PMI-P-1100 | Pump, Centrifugal, Water Transmission, West Pump Room | Switch,Level-Low | Switch |  | LSL | http://www.toronto.ca/TWONTO#level_switch
87183 | WTR-PMI-PHL-0007 | Pressure Switch, High, | WTR-PMI-TRW | Treated Water (Transmission) |  | Switch |  | PHL | http://www.toronto.ca/TWONTO#pressure_switch
87192 | WTR-PMI-PS-0002 | Switch, Pressure, Low/High, Discharge, District 6S, | WTR-PMI-TRW | Treated Water (Transmission) | Switch | Switch |  | PS | http://www.toronto.ca/TWONTO#pressure_switch
87193 | WTR-PMI-PSH-0006 | Pressure Switch, High, | WTR-PMI-TRW | Treated Water (Transmission) |  | Switch |  | PSH | http://www.toronto.ca/TWONTO#pressure_switch
87205 | WTR-PMI-TSH-0002 | Switch, Temperature-High, Building Temp., | WTR-PMI-AUX | Auxiliary Equipment (Building Facilities) | Switch,Temperature-High | Switch |  | TSH | http://www.toronto.ca/TWONTO#temperature_switch
87206 | WTR-PMI-TSH-0005 | Switch, Temperature, High, Water Transmission | WTR-PMI-AUX | Auxiliary Equipment (Building Facilities) | Switch,Temperature-High | Switch |  | TSH | http://www.toronto.ca/TWONTO#temperature_switch
87207 | WTR-PMI-TSH-0007 | Switch, Temperature-High, Mechanical Room, Ventilation, | WTR-PMI-AUX | Auxiliary Equipment (Building Facilities) | Switch,Temperature-High | Switch |  | TSH | http://www.toronto.ca/TWONTO#temperature_switch
87208 | WTR-PMI-TSH-0008 | Switch, Temperature-High, Operation Deck, | WTR-PMI-AUX | Auxiliary Equipment (Building Facilities) | Switch,Temperature-High | Switch |  | TSH | http://www.toronto.ca/TWONTO#temperature_switch
87209 | WTR-PMI-TSL-0001 | Switch, Temperature-Low, Building Temp., | WTR-PMI-AUX | Auxiliary Equipment (Building Facilities) | Switch,Temperature-Low | Switch |  | TSL | http://www.toronto.ca/TWONTO#temperature_switch
87210 | WTR-PMI-TSL-0004 | Switch, Temperature, Low, Water Transmission | WTR-PMI-AUX | Auxiliary Equipment (Building Facilities) |  | Switch |  | TSL | http://www.toronto.ca/TWONTO#temperature_switch
87211 | WTR-PMI-TSL-0006 | Switch, Temperature, Low, Water Transmission | WTR-PMI-AUX | Auxiliary Equipment (Building Facilities) |  | Switch |  | TSL | http://www.toronto.ca/TWONTO#temperature_switch
87212 | WTR-PMI-TSL-0007 | Switch, Temperature-Low, Mechanical Room, Ventilation, | WTR-PMI-AUX | Auxiliary Equipment (Building Facilities) | Switch,Temperature-Low | Switch |  | TSL | http://www.toronto.ca/TWONTO#temperature_switch
87213 | WTR-PMI-TSL-0010 | Instrument, Temperature Switch, Low, Water Transmission | WTR-PMI-AUX | Auxiliary Equipment (Building Facilities) |  | Switch |  | TSL | http://www.toronto.ca/TWONTO#temperature_switch
87287 | WTR-PMI-ZS-0003 | Switch, Position,Door Security | WTR-PMI-AUX | Auxiliary Equipment (Building Facilities) | Switch,Position | Switch |  | ZS | http://www.toronto.ca/TWONTO#position_switch
87288 | WTR-PMI-ZS-0005 | Switch, Position,Door Security | WTR-PMI-AUX | Auxiliary Equipment (Building Facilities) | Switch,Position | Switch |  | ZS | http://www.toronto.ca/TWONTO#position_switch
87289 | WTR-PMI-ZS-0006 | Switch, Position,Door Security | WTR-PMI-AUX | Auxiliary Equipment (Building Facilities) | Switch,Position | Switch |  | ZS | http://www.toronto.ca/TWONTO#position_switch
87290 | WTR-PMI-ZS-0008 | Switch, Position,Door Security | WTR-PMI-AUX | Auxiliary Equipment (Building Facilities) | Switch,Position | Switch |  | ZS | http://www.toronto.ca/TWONTO#position_switch
87291 | WTR-PMI-ZS-0010 | Switch, Position,Door Security | WTR-PMI-AUX | Auxiliary Equipment (Building Facilities) | Switch,Position | Switch |  | ZS | http://www.toronto.ca/TWONTO#position_switch
87292 | WTR-PMI-ZS-0011 | Switch, Position,Door Security | WTR-PMI-AUX | Auxiliary Equipment (Building Facilities) | Switch,Position | Switch |  | ZS | http://www.toronto.ca/TWONTO#position_switch
87293 | WTR-PMI-ZS-0013 | Switch, Position,Door Security | WTR-PMI-AUX | Auxiliary Equipment (Building Facilities) | Switch,Position | Switch |  | ZS | http://www.toronto.ca/TWONTO#position_switch
87294 | WTR-PMI-ZS-0016 | Switch, Position,Door Security | WTR-PMI-AUX | Auxiliary Equipment (Building Facilities) | Switch,Position | Switch |  | ZS | http://www.toronto.ca/TWONTO#position_switch
87295 | WTR-PMI-ZS-0017 | Switch, Position,Door Security | WTR-PMI-AUX | Auxiliary Equipment (Building Facilities) | Switch,Position | Switch |  | ZS | http://www.toronto.ca/TWONTO#position_switch
87296 | WTR-PMI-ZS-0018 | Switch, Position,Door Security | WTR-PMI-AUX | Auxiliary Equipment (Building Facilities) | Switch,Position | Switch |  | ZS | http://www.toronto.ca/TWONTO#position_switch
87297 | WTR-PMI-ZS-0019 | Switch, Position,Door Security | WTR-PMI-AUX | Auxiliary Equipment (Building Facilities) | Switch,Position | Switch |  | ZS | http://www.toronto.ca/TWONTO#position_switch
87298 | WTR-PMI-ZS-0022 | Switch, Position,Door Security | WTR-PMI-AUX | Auxiliary Equipment (Building Facilities) | Switch,Position | Switch |  | ZS | http://www.toronto.ca/TWONTO#position_switch
87299 | WTR-PMI-ZS-0023 | Switch, Position,Door Security | WTR-PMI-AUX | Auxiliary Equipment (Building Facilities) | Switch,Position | Switch |  | ZS | http://www.toronto.ca/TWONTO#position_switch
87300 | WTR-PMI-ZS-0024 | Switch, Position,Door Security | WTR-PMI-AUX | Auxiliary Equipment (Building Facilities) | Switch,Position | Switch |  | ZS | http://www.toronto.ca/TWONTO#position_switch
87301 | WTR-PMI-ZS-0025 | Switch, Position,Door Security | WTR-PMI-AUX | Auxiliary Equipment (Building Facilities) | Switch,Position | Switch |  | ZS | http://www.toronto.ca/TWONTO#position_switch
87367 | WTR-PPD-LSH-0001 | Switch, Level-High, Flood Switch | WTR-PPD-AUX | Auxiliary Equipment (Building Facilities) | Switch,Level-High | Switch |  | LSH | http://www.toronto.ca/TWONTO#level_switch
87368 | WTR-PPD-LSH-0002 | Switch, Level-High, Sump Switch | WTR-PPD-AUX | Auxiliary Equipment (Building Facilities) | Switch,Level-High | Switch |  | LSH | http://www.toronto.ca/TWONTO#level_switch
87406 | WTR-PPD-PSH-0002 | Switch, Pressure-High, Line To District 1 | WTR-PPD-TRW | Treated Water (Transmission) | Switch,Pressure-High | Switch |  | PSH | http://www.toronto.ca/TWONTO#pressure_switch
87407 | WTR-PPD-PSH-0003 | Switch, Pressure-High, Line to District 2 | WTR-PPD-TRW | Treated Water (Transmission) | Switch,Pressure-High | Switch |  | PSH | http://www.toronto.ca/TWONTO#pressure_switch
87449 | WTR-PPD-PSL-0003 | Switch, Pressure-Low, Line to District 2 | WTR-PPD-TRW | Treated Water (Transmission) | Switch,Pressure-Low | Switch |  | PSL | http://www.toronto.ca/TWONTO#pressure_switch
87463 | WTR-PPD-TSL-0001 | Switch, Temperature-Low, Building | WTR-PPD-AUX | Auxiliary Equipment (Building Facilities) | Switch,Temperature-Low | Switch |  | TSL | http://www.toronto.ca/TWONTO#temperature_switch
87494 | WTR-PPD-ZS-0001 | Position Switch, open/close | WTR-PPD-AUX | Auxiliary Equipment (Building Facilities) | Switch,Position | Switch |  | ZS | http://www.toronto.ca/TWONTO#position_switch
87495 | WTR-PPD-ZS-0002 | Position Switch, open/close | WTR-PPD-AUX | Auxiliary Equipment (Building Facilities) | Switch,Position | Switch |  | ZS | http://www.toronto.ca/TWONTO#position_switch
87496 | WTR-PPD-ZS-0003 | Position Switch, open/close | WTR-PPD-AUX | Auxiliary Equipment (Building Facilities) | Switch,Position | Switch |  | ZS | http://www.toronto.ca/TWONTO#position_switch
87603 | WTR-PRH-FS-1101 | Switch, Air Flow, SCR-1100 ,Generator Room | WTR-PRH-SCR-1100 | Selective Catalytic Reduction, Reactor, Generator Room | Switch,Flow | Switch |  | FS | http://www.toronto.ca/TWONTO#flow_switch
87604 | WTR-PRH-FS-1201 | Switch, Air Flow, SCR-1200, Generator Room | WTR-PRH-SCR-1200 | Selective Catalytic Reduction, Reactor , Generator Room | Switch,Flow | Switch |  | FS | http://www.toronto.ca/TWONTO#flow_switch
87635 | WTR-PRH-LSH-0002 | Switch, Level, High, Fuel Vault Room Flood Alarm | WTR-PRH-AUX | Auxiliary Equipment (Building Facilities) | Switch,Level-High | Switch |  | LSH | http://www.toronto.ca/TWONTO#level_switch
87636 | WTR-PRH-LSH-0003 | Switch, Level High, Transfer Pump Containment, Fuel Vault Room | WTR-PRH-AUX | Auxiliary Equipment (Building Facilities) | Switch,Level-High | Switch |  | LSH | http://www.toronto.ca/TWONTO#level_switch
87637 | WTR-PRH-LSH-0004 | Switch, Level High, Generator 1100 Containment, Generator Room | WTR-PRH-GEN-1100 | Generator, Diesel, Generator Room | Switch,Level-High | Switch |  | LSH | http://www.toronto.ca/TWONTO#level_switch
87638 | WTR-PRH-LSH-0007 | Switch, Level High, Fuel Day Tank Containment Generator Room | WTR-PRH-AUX | Auxiliary Equipment (Building Facilities) | Switch,Level-High | Switch |  | LSH | http://www.toronto.ca/TWONTO#level_switch
87639 | WTR-PRH-LSL-0001 | Switch, Level Low, UREA Storage Tank | WTR-PRH-AUX | Auxiliary Equipment (Building Facilities) | Switch,Level-Low | Switch |  | LSL | http://www.toronto.ca/TWONTO#level_switch
87640 | WTR-PRH-LSL-1010 | Switch, Level Low, Diesel Fuel Storage Tank | WTR-PRH-AUX | Auxiliary Equipment (Building Facilities) | Switch,Level-Low | Switch |  | LSL | http://www.toronto.ca/TWONTO#level_switch
87641 | WTR-PRH-LSL-1020 | Switch, Level Low, Diesel Fuel Storage Tank | WTR-PRH-AUX | Auxiliary Equipment (Building Facilities) | Switch,Level-Low | Switch |  | LSL | http://www.toronto.ca/TWONTO#level_switch
87642 | WTR-PRH-LSL-1102 | Switch, Level Low, Radiator AC Expansion Tank | WTR-PRH-AUX | Auxiliary Equipment (Building Facilities) | Switch,Level-Low | Switch |  | LSL | http://www.toronto.ca/TWONTO#level_switch
87643 | WTR-PRH-LSL-1201 | Switch, Level Low, Radiator JW Expansion Tank | WTR-PRH-AUX | Auxiliary Equipment (Building Facilities) | Switch,Level-Low | Switch |  | LSL | http://www.toronto.ca/TWONTO#level_switch
87644 | WTR-PRH-LSL-1202 | Switch, Level Low, Radiator AC Expansion Tank | WTR-PRH-AUX | Auxiliary Equipment (Building Facilities) | Switch,Level-Low | Switch |  | LSL | http://www.toronto.ca/TWONTO#level_switch
87645 | WTR-PRH-LSLL-1100 | Switch, Level Low Low, Fuel Day Tank | WTR-PRH-AUX | Auxiliary Equipment (Building Facilities) | Switch,Level-Low-Low | Switch |  | LSLL | http://www.toronto.ca/TWONTO#level_switch
87680 | WTR-PRH-PSH-0002 | Switch, Pressure-High, Line to District 4 | WTR-PRH-TRW | Treated Water (Transmission) | Switch,Pressure-High | Switch |  | PSH | http://www.toronto.ca/TWONTO#pressure_switch
87681 | WTR-PRH-PSH-0003 | Switch, Pressure High, Basement, Transfer Pump P-0001/P-0002 Common Pipe | WTR-PRH-ELS | Electrical System | Switch,Pressure-High | Switch |  | PSH | http://www.toronto.ca/TWONTO#pressure_switch
87682 | WTR-PRH-PSH-1010 | Switch, Vacuum, Diesel Fuel Storage Tank | WTR-PRH-T-1100 | Tank, Bulk Fuel Storage, Generator Room | Vacuum | Switch |  | PSH | http://www.toronto.ca/TWONTO#pressure_switch
87704 | WTR-PRH-TSH-0002 | Switch, Temperature-High, Building | WTR-PRH-AUX | Auxiliary Equipment (Building Facilities) | Switch,Temperature-High | Switch |  | TSH | http://www.toronto.ca/TWONTO#temperature_switch
87705 | WTR-PRH-TSH-0003 | Switch, Temperature High, Generator Room | WTR-PRH-P-0300 | Pump, Centrifugal | Switch,Temperature-High | Switch |  | TSH | http://www.toronto.ca/TWONTO#temperature_switch
87706 | WTR-PRH-TSH-0004 | Switch, Temperature, High, TSH-0004, Switchgear Room | WTR-PRH-RPU-0001 | Control Panel, Process Control Unit, RPU 0001 | Switch,Temperature-High | Switch |  | TSH | http://www.toronto.ca/TWONTO#temperature_switch
87707 | WTR-PRH-TSL-0003 | Switch, Temperature, Low, TSL-0003, Generator Room | WTR-PRH-RPU-0002 | Remote Processing Unit, Control Panel, Switchgear Room | Switch,Temperature-Low | Switch |  | TSL | http://www.toronto.ca/TWONTO#temperature_switch
87708 | WTR-PRH-TSL-0101-TAL | Switch, Temperature, Low, Heat Tracing HTR-0101, Roof | WTR-PRH-P-0300 | Pump, Centrifugal | Switch,Temperature-Low | Switch |  | TSL | http://www.toronto.ca/TWONTO#temperature_switch
87709 | WTR-PRH-TSL-0102-TAL | Switch, Temperature, Low, Heat Tracing HT-0102, Roof | WTR-PRH-P-0300 | Pump, Centrifugal | Switch,Temperature-Low | Switch |  | TSL | http://www.toronto.ca/TWONTO#temperature_switch
87729 | WTR-PRH-ZS-0002 | Switch, Position,Door Security | WTR-PRH-AUX | Auxiliary Equipment (Building Facilities) | Switch,Position | Switch |  | ZS | http://www.toronto.ca/TWONTO#position_switch
87730 | WTR-PRH-ZS-0003 | Switch, Position,Door Security | WTR-PRH-AUX | Auxiliary Equipment (Building Facilities) | Switch,Position | Switch |  | ZS | http://www.toronto.ca/TWONTO#position_switch
87731 | WTR-PRH-ZS-0005 | Switch, Position,Door Security | WTR-PRH-AUX | Auxiliary Equipment (Building Facilities) | Switch,Position | Switch |  | ZS | http://www.toronto.ca/TWONTO#position_switch
87732 | WTR-PRH-ZS-0006 | Switch, Position,Door Security | WTR-PRH-AUX | Auxiliary Equipment (Building Facilities) | Switch,Position | Switch |  | ZS | http://www.toronto.ca/TWONTO#position_switch
87843 | WTR-PRV-LSL-0001 | Switch, Level, Flood | WTR-PRV-AUX | Auxiliary Equipment (Building Facilities) | Switch,Level-High | Switch |  | LSL | http://www.toronto.ca/TWONTO#level_switch
87844 | WTR-PRV-LSL-0100 | Switch,Level-Low,Pump 0100 | WTR-PRV-P-0100 | Pump,Centrifugal | Switch,Level-Low | Switch |  | LSL | http://www.toronto.ca/TWONTO#level_switch
87920 | WTR-PRV-PS-0002 | Switch,Pressure-Low,Water Transmission To District 4W South | WTR-PRV-TRW | Treated Water (Transmission) | Switch,Pressure-Low | Switch |  | PS | http://www.toronto.ca/TWONTO#pressure_switch
87921 | WTR-PRV-PS-0601 | Switch,Pressure-High,Oil,Pump 0601 | WTR-PRV-P-0601 | Pump,Centrifugal,Oil Lubrication,Pump 0600 Bearings | Switch,Pressure-High | Switch |  | PS | http://www.toronto.ca/TWONTO#pressure_switch
87922 | WTR-PRV-PSH-0701 | Switch,Pressure-High,Service Water,Tank 0700 | WTR-PRV-AUX | Auxiliary Equipment (Building Facilities) | Switch,Pressure-High | Switch |  | PSH | http://www.toronto.ca/TWONTO#pressure_switch
87923 | WTR-PRV-PSL-0001 | Switch,Pressure-Low,Water Transmission From District 2 | WTR-PRV-TRW | Treated Water (Transmission) | Switch,Pressure-Low | Switch |  | PSL | http://www.toronto.ca/TWONTO#pressure_switch
87934 | WTR-PRV-TSH-0001 | Switch,Temperature-High,Building | WTR-PRV-AUX | Auxiliary Equipment (Building Facilities) | Switch,Temperature-High | Switch |  | TSH | http://www.toronto.ca/TWONTO#temperature_switch
87935 | WTR-PRV-TSH-0002 | Switch,Temperature-High, Building Alarm | WTR-PRV-AUX | Auxiliary Equipment (Building Facilities) | Switch,Temperature-High | Switch |  | TSH | http://www.toronto.ca/TWONTO#temperature_switch
87971 | WTR-PRV-ZS-0001 | Switch, Position,Door Security | WTR-PRV-AUX | Auxiliary Equipment (Building Facilities) | Switch,Position | Switch |  | ZS | http://www.toronto.ca/TWONTO#position_switch
88017 | WTR-PSA-LSH-0701 | Switch, Level-High, Pump 0701 | WTR-PSA-P-0701 | Pump, Sump | Switch,Level-High | Switch |  | LSH | http://www.toronto.ca/TWONTO#level_switch
88018 | WTR-PSA-LSHH-0701 | Switch, Level-High-High,Pump 0701 | WTR-PSA-P-0701 | Pump, Sump | Switch,Level-High | Switch |  | LSHH | http://www.toronto.ca/TWONTO#level_switch
88050 | WTR-PSA-SW-0101 | Switch, Incoming Primary Line 1 | WTR-PSA-TR-0101 | Transformer, Power, Line 1, 27.6 kV/4.16 kV | Switch | Switch |  | SW | http://www.toronto.ca/TWONTO#disconnect_switch
88063 | WTR-PSA-TS-0904 | Switch | WTR-PSA-ELS | Electrical System | Switch | Switch |  | TS | ?
88064 | WTR-PSA-TS-0905 | Switch | WTR-PSA-ELS | Electrical System | Switch | Switch |  | TS | ?
88101 | WTR-PSA-TSH-0801 | Switch, Temperature-High, Discharge, AHU 0801 | WTR-PSA-AHU-0801 | Air Handling Unit | Switch,Temperature-High | Switch |  | TSH | http://www.toronto.ca/TWONTO#temperature_switch
88102 | WTR-PSA-TSH-0901 | Switch, Temperature-High | WTR-PSA-AUX | Auxiliary Equipment (Building Facilities) | Switch,Temperature-High | Switch |  | TSH | http://www.toronto.ca/TWONTO#temperature_switch
88103 | WTR-PSA-TSL-0801 | Switch, Temperature-Low, Suction, AHU 0801 | WTR-PSA-AHU-0801 | Air Handling Unit | Switch,Temperature-Low | Switch |  | TSL | http://www.toronto.ca/TWONTO#temperature_switch
88104 | WTR-PSA-TSL-0901 | Switch, Temperature-Low | WTR-PSA-AUX | Auxiliary Equipment (Building Facilities) | Switch,Temperature-Low | Switch |  | TSL | http://www.toronto.ca/TWONTO#temperature_switch
88105 | WTR-PSA-TSLL-0901 | Switch, Temperature-Low | WTR-PSA-AUX | Auxiliary Equipment (Building Facilities) | Switch,Temperature-Low | Switch |  | TSLL | http://www.toronto.ca/TWONTO#temperature_switch
88127 | WTR-PSA-ZS-0001 | Position Switch, open/close | WTR-PSA-AUX | Auxiliary Equipment (Building Facilities) | Switch,Position | Switch |  | ZS | http://www.toronto.ca/TWONTO#position_switch
88254 | WTR-PSC-LSH-0002 | Switch, Level-High, Reservoir Overflow | WTR-PSC-AUX | Auxiliary Equipment (Building Facilities) | Switch,Level-High | Switch |  | LSH | http://www.toronto.ca/TWONTO#level_switch
88255 | WTR-PSC-LSL-1100 | Switch, Level-Low, Pump 1100 to Vacuum Air System | WTR-PSC-P-1100 | Pump, Centrifugal, District 3E | Switch,Level-Low | Switch |  | LSL | http://www.toronto.ca/TWONTO#level_switch
88256 | WTR-PSC-LSL-1200 | Switch, Level-Low, Pump 1200 to Vacuum Air System | WTR-PSC-P-1200 | Pump, Centrifugal, District 3E | Switch,Level-Low | Switch |  | LSL | http://www.toronto.ca/TWONTO#level_switch
88257 | WTR-PSC-LSL-1800 | Switch, Level-Low, Pump 1800 to Vacuum Air System | WTR-PSC-P-1800 | Pump, Centrifugal, District 4 | Switch,Level-Low | Switch |  | LSL | http://www.toronto.ca/TWONTO#level_switch
88258 | WTR-PSC-LSL-1900 | Switch, Level-Low, Pump 1900 to Vacuum Air System | WTR-PSC-P-1900 | Pump, Centrifugal, District 4 | Switch,Level-Low | Switch |  | LSL | http://www.toronto.ca/TWONTO#level_switch
88304 | WTR-PSC-PS-0501 | Switch, Vacuum | WTR-PSC-C-0001 | Vacuum, Pump System, Vacuum Pump | Switch,Pressure | Switch |  | PS | http://www.toronto.ca/TWONTO#pressure_switch
88305 | WTR-PSC-PSH-0002 | Switch, Pressure-High, Discharge to District 4 | WTR-PSC-TRW | Treated Water (Transmission) | Switch,Pressure-High | Switch |  | PSH | http://www.toronto.ca/TWONTO#pressure_switch
88306 | WTR-PSC-PSL-0002 | Switch, Pressure-Low, Discharge to District 4 | WTR-PSC-TRW | Treated Water (Transmission) | Switch,Pressure-Low | Switch |  | PSL | http://www.toronto.ca/TWONTO#pressure_switch
88311 | WTR-PSC-SW-0003 | Switch, Splitter | WTR-PSC-ELS | Electrical System | Switch | Switch |  | SW | http://www.toronto.ca/TWONTO#disconnect_switch
88312 | WTR-PSC-SW-0101 | Switch, Transformer 0301 Disconnect | WTR-PSC-ELS | Electrical System | Switch | Switch |  | SW | http://www.toronto.ca/TWONTO#disconnect_switch
88313 | WTR-PSC-SW-0101 | Switch, Transformer 0301 Disconnect | WTR-PSC-TR-0301 | Transformer, Power, SST1 | Switch | Switch |  | SW | http://www.toronto.ca/TWONTO#disconnect_switch
88334 | WTR-PSC-TR-2202 | Switch, Transformer Load | WTR-PSC-ELS | Electrical System | Switch | Switch |  | TR | http://www.toronto.ca/TWONTO#transformer
88368 | WTR-PSC-ZS-0003 | Switch, Position,Door Security | WTR-PSC-AUX | Auxiliary Equipment (Building Facilities) | Switch,Position | Switch |  | ZS | http://www.toronto.ca/TWONTO#position_switch
88369 | WTR-PSC-ZS-0004 | Switch, Position,Door Security | WTR-PSC-AUX | Auxiliary Equipment (Building Facilities) | Switch,Position | Switch |  | ZS | http://www.toronto.ca/TWONTO#position_switch
88370 | WTR-PSC-ZS-0005 | Switch, Position,Door Security | WTR-PSC-AUX | Auxiliary Equipment (Building Facilities) | Switch,Position | Switch |  | ZS | http://www.toronto.ca/TWONTO#position_switch
88371 | WTR-PSC-ZS-0006 | Reservoir Access Alarm, Hatch 1 | WTR-PSC-AUX | Auxiliary Equipment (Building Facilities) | Switch,Position | Switch |  | ZS | http://www.toronto.ca/TWONTO#position_switch
88372 | WTR-PSC-ZS-0007 | Reservoir Access Alarm, Hatch 2 | WTR-PSC-AUX | Auxiliary Equipment (Building Facilities) | Switch,Position | Switch |  | ZS | http://www.toronto.ca/TWONTO#position_switch
88373 | WTR-PSC-ZS-0008 | Reservoir Access Alarm, Hatch 3 | WTR-PSC-AUX | Auxiliary Equipment (Building Facilities) | Switch,Position | Switch |  | ZS | http://www.toronto.ca/TWONTO#position_switch
88374 | WTR-PSC-ZS-0009 | Reservoir Access Alarm, Hatch 4 | WTR-PSC-AUX | Auxiliary Equipment (Building Facilities) | Switch,Position | Switch |  | ZS | http://www.toronto.ca/TWONTO#position_switch
88444 | WTR-PTH-LSH-0002 | Switch, Level High, Flood Alarm | WTR-PTH-FIT-0001 | Transmitter, Flow, Water Transmission to District 5 (Revenue), Magmeter | Transmitter,Pressure | Switch |  | LSH | http://www.toronto.ca/TWONTO#level_switch
88459 | WTR-PTH-PS-0002 | Switch, Pressure-Low, Water Transmission to District 5 | WTR-PTH-TRW | Treated Water (Transmission) | Switch,Pressure-Low | Switch |  | PS | http://www.toronto.ca/TWONTO#pressure_switch
88460 | WTR-PTH-PSL-0001 | Switch, Pressure-Low, Water Transmission from District 4 | WTR-PTH-TRW | Treated Water (Transmission) | Switch,Pressure-Low | Switch |  | PSL | http://www.toronto.ca/TWONTO#pressure_switch
88468 | WTR-PTH-TSH-0401 | Switch, Temperature-High, AHU 0401 | WTR-PTH-AHU-0401 | Air Handling Unit | Switch,Temperature-High | Switch |  | TSH | http://www.toronto.ca/TWONTO#temperature_switch
88469 | WTR-PTH-TSL-0402 | Switch, Temperature-Low, AHU 0401 | WTR-PTH-AHU-0401 | Air Handling Unit | Switch,Temperature-Low | Switch |  | TSL | http://www.toronto.ca/TWONTO#temperature_switch
88470 | WTR-PTH-TSL-0403 | Switch, Temperature-Low, AHU 0401 | WTR-PTH-AHU-0401 | Air Handling Unit | Switch,Temperature-Low | Switch |  | TSL | http://www.toronto.ca/TWONTO#temperature_switch
88487 | WTR-PTH-ZS-0002 | Switch, Position,Door Security | WTR-PTH-AUX | Auxiliary Equipment (Building Facilities) | Switch,Position | Switch |  | ZS | http://www.toronto.ca/TWONTO#position_switch
88596 | WTR-PWT-LSHH-1100 | Switch, Level, High High, Fuel Day Tank | WTR-PWT-GEN-1100 | Generator, Diesel, Standby Power, Outdoor, West Tor PS | Switch,Level-High-High | Switch |  | LSHH | http://www.toronto.ca/TWONTO#level_switch
88597 | WTR-PWT-LSL-1010 | Switch, Level, Low, Fuel Bulk Storage Tank | WTR-PWT-T-1010 | Tank, Fuel, Bulk Storage, Pumping Station, Outdoor Generator Enclosure | Switch,Level-Low | Switch |  | LSL | http://www.toronto.ca/TWONTO#level_switch
88598 | WTR-PWT-LSL-1100 | Switch, Level, Low, Fuel Day Tank | WTR-PWT-GEN-1100 | Generator, Diesel, Standby Power, Outdoor, West Tor PS | Switch,Level-Low | Switch |  | LSL | http://www.toronto.ca/TWONTO#level_switch
88599 | WTR-PWT-LSLL-1010 | Switch, Level, Low Low, Fuel Bulk Storage Tank | WTR-PWT-T-1010 | Tank, Fuel, Bulk Storage, Pumping Station, Outdoor Generator Enclosure | Switch,Level-Low-Low | Switch |  | LSLL | http://www.toronto.ca/TWONTO#level_switch
88600 | WTR-PWT-LSLL-1100 | Switch, Level, Low Low, Fuel Day Tank | WTR-PWT-GEN-1100 | Generator, Diesel, Standby Power, Outdoor, West Tor PS | Switch,Level-Low-Low | Switch |  | LSLL | http://www.toronto.ca/TWONTO#level_switch
88632 | WTR-PWT-PSH-0002 | Switch, Pressure-High, Main 98 to District 3 | WTR-PWT-TRW | Treated Water (Transmission) | Switch,Pressure-High | Switch |  | PSH | http://www.toronto.ca/TWONTO#pressure_switch
88633 | WTR-PWT-PSL-0002 | Switch, Pressure-Low, Main 98 to District 3 | WTR-PWT-TRW | Treated Water (Transmission) | Switch,Pressure-Low | Switch |  | PSL | http://www.toronto.ca/TWONTO#pressure_switch
88644 | WTR-PWT-TSH-0001 | Switch, Temperature-High, Building Alarm | WTR-PWT-AUX | Auxiliary Equipment (Building Facilities) | Switch,Temperature-High | Switch |  | TSH | http://www.toronto.ca/TWONTO#temperature_switch
88645 | WTR-PWT-TSH-0002 | Switch, Temperature-High, Building | WTR-PWT-AUX | Auxiliary Equipment (Building Facilities) | Switch,Temperature-High | Switch |  | TSH | http://www.toronto.ca/TWONTO#temperature_switch
88675 | WTR-PWT-ZS-0001 | Position Switch, open/close | WTR-PWT-AUX | Auxiliary Equipment (Building Facilities) | Switch,Position | Switch |  | ZS | http://www.toronto.ca/TWONTO#position_switch
88676 | WTR-PWT-ZS-0003 | Position Switch, open/close | WTR-PWT-AUX | Auxiliary Equipment (Building Facilities) | Switch,Position | Switch |  | ZS | http://www.toronto.ca/TWONTO#position_switch
88691 | WTR-RBV-LSH-0101 | Switch, Level-High, Tank 0100 | WTR-RBV-T-0100 | Tank, Reservoir, (Northwest Basin) | Switch,Level-High | Switch |  | LSH | http://www.toronto.ca/TWONTO#level_switch
88692 | WTR-RBV-LSH-0201 | Switch, Level-High, Tank 0200 | WTR-RBV-T-0200 | Tank, Reservoir, (Southwest Basin) | Switch,Level-High | Switch |  | LSH | http://www.toronto.ca/TWONTO#level_switch
88697 | WTR-RBV-PSH-0001 | Switch, Pressure-High, Pump 0001 | WTR-RBV-AUX | Auxiliary Equipment (Building Facilities) | Switch,Pressure-High | Switch |  | PSH | http://www.toronto.ca/TWONTO#pressure_switch
88703 | WTR-RBV-TSH-0001 | Switch, Temperature-High, Pump 0001 | WTR-RBV-AUX | Auxiliary Equipment (Building Facilities) | Switch,Temperature-High | Switch |  | TSH | http://www.toronto.ca/TWONTO#temperature_switch
88719 | WTR-RBV-ZS-0001 | Switch, Position,Door Security | WTR-RBV-AUX | Auxiliary Equipment (Building Facilities) | Switch,Position | Switch |  | ZS | http://www.toronto.ca/TWONTO#position_switch
88765 | WTR-RDF-LSH-0401 | Switch, Level-High, Tank 0400 | WTR-RDF-T-0400 | Tank, Reservoir | Switch,Level-High | Switch |  | LSH | http://www.toronto.ca/TWONTO#level_switch
88818 | FHO-ACC-FS-0102 | Switch, Flow, Loss of Airflow AHU-0101 Outlet, S1 Admin Building AHU Room | FHO-ACC-AHU-0101 | Air Handling Unit, Administration Ofices HVAC, S1 Admin Building AHU Room |  | Switch |  | FS | http://www.toronto.ca/TWONTO#flow_switch
88819 | FHO-ACC-FS-0103 | Switch, Flow, Loss of Airflow FN-0107 Outlet, Admin Building, S1, AHU Room | FHO-ACC-FN-0107 | Fan, Supply, Wokshop Ventilation System, S1 Admin Building AHU Room |  | Switch |  | FS | http://www.toronto.ca/TWONTO#flow_switch
88820 | FHO-ACC-FS-0104 | Switch, Flow, Loss of Airflow FN-0107 to Staff WashRoom, S1 Admin Building AHU Room | FHO-ACC-FN-0107 | Fan, Supply, Wokshop Ventilation System, S1 Admin Building AHU Room |  | Switch |  | FS | http://www.toronto.ca/TWONTO#flow_switch
88821 | FHO-ACC-FS-0105 | Switch, Flow, Loss of Airflow FN-0109 Outlet, S1 Admin Building Mechanical Room | FHO-ACC-FN-0109 | Fan, Supply, Gallery Ventilation System, S1 Admin Building AHU Room |  | Switch |  | FS | http://www.toronto.ca/TWONTO#flow_switch
88822 | FHO-ACC-FS-0106 | Switch, Flow, Loss of Airflow AHU-0102 Outlet, S1 Admin Building AHU Room | FHO-ACC-AHU-0102 | Air Handling Unit, Admin Building Lobby Air Conditioning System, Admin Building, S1, AHU Room |  | Switch |  | FS | http://www.toronto.ca/TWONTO#flow_switch
88839 | WTR-RDF-PSH-0401 | Switch, Pressure-High, Pump 0401 | WTR-RDF-P-0401 | Pump, Centrifugal, Water to Sprinkler System, South Valve House | Switch,Pressure-High | Switch |  | PSH | http://www.toronto.ca/TWONTO#pressure_switch
88843 | WTR-RDF-SW-0001 | Switch, Power to Control Panel 0001 and Lighting Panel 0001 | WTR-RDF-ELS | Electrical System | Switch | Switch |  | SW | http://www.toronto.ca/TWONTO#disconnect_switch
88870 | WTR-RDF-ZS-0002 | Switch, Position, Door Security, South Access House | WTR-RDF-AUX | Auxiliary Equipment (Building Facilities) | Switch,Position | Switch |  | ZS | http://www.toronto.ca/TWONTO#position_switch
88871 | WTR-RDF-ZS-0005 | Switch, Position,Door Security | WTR-RDF-AUX | Auxiliary Equipment (Building Facilities) | Switch,Position | Switch |  | ZS | http://www.toronto.ca/TWONTO#position_switch
88872 | WTR-RDF-ZS-0006 | Switch, Position,Door Security | WTR-RDF-AUX | Auxiliary Equipment (Building Facilities) | Switch,Position | Switch |  | ZS | http://www.toronto.ca/TWONTO#position_switch
88873 | WTR-RDF-ZS-0007 | Switch, Position,Door Security | WTR-RDF-AUX | Auxiliary Equipment (Building Facilities) | Switch,Position | Switch |  | ZS | http://www.toronto.ca/TWONTO#position_switch
88874 | WTR-RDF-ZS-0102 | Switch, Position,Door Security | WTR-RDF-AUX | Auxiliary Equipment (Building Facilities) | Switch,Position | Switch |  | ZS | http://www.toronto.ca/TWONTO#position_switch
88875 | WTR-RDF-ZS-0201 | Switch, Position,Door Security | WTR-RDF-AUX | Auxiliary Equipment (Building Facilities) | Switch,Position | Switch |  | ZS | http://www.toronto.ca/TWONTO#position_switch
88876 | WTR-RDF-ZS-0202 | Switch, Position,Door Security | WTR-RDF-AUX | Auxiliary Equipment (Building Facilities) | Switch,Position | Switch |  | ZS | http://www.toronto.ca/TWONTO#position_switch
88877 | WTR-RDF-ZS-0203 | Switch, Position,Door Security | WTR-RDF-AUX | Auxiliary Equipment (Building Facilities) | Switch,Position | Switch |  | ZS | http://www.toronto.ca/TWONTO#position_switch
88878 | WTR-RDF-ZS-0302 | Switch, Position,Door Security | WTR-RDF-AUX | Auxiliary Equipment (Building Facilities) | Switch,Position | Switch |  | ZS | http://www.toronto.ca/TWONTO#position_switch
88879 | WTR-RDF-ZS-0304 | Switch, Position,Door Security | WTR-RDF-AUX | Auxiliary Equipment (Building Facilities) | Switch,Position | Switch |  | ZS | http://www.toronto.ca/TWONTO#position_switch
88880 | WTR-RDF-ZS-0305 | Switch, Position,Door Security | WTR-RDF-AUX | Auxiliary Equipment (Building Facilities) | Switch,Position | Switch |  | ZS | http://www.toronto.ca/TWONTO#position_switch
88881 | WTR-RDF-ZS-0307 | Switch, Position,Door Security | WTR-RDF-AUX | Auxiliary Equipment (Building Facilities) | Switch,Position | Switch |  | ZS | http://www.toronto.ca/TWONTO#position_switch
88882 | WTR-RDF-ZS-0402 | Switch, Position,Door Security | WTR-RDF-AUX | Auxiliary Equipment (Building Facilities) | Switch,Position | Switch |  | ZS | http://www.toronto.ca/TWONTO#position_switch
88883 | WTR-RDF-ZS-0404 | Switch, Position,Door Security | WTR-RDF-AUX | Auxiliary Equipment (Building Facilities) | Switch,Position | Switch |  | ZS | http://www.toronto.ca/TWONTO#position_switch
88884 | WTR-RDF-ZS-0405 | Switch, Position,Door Security | WTR-RDF-AUX | Auxiliary Equipment (Building Facilities) | Switch,Position | Switch |  | ZS | http://www.toronto.ca/TWONTO#position_switch
88885 | WTR-RDF-ZS-0406 | Switch, Position,Door Security | WTR-RDF-AUX | Auxiliary Equipment (Building Facilities) | Switch,Position | Switch |  | ZS | http://www.toronto.ca/TWONTO#position_switch
88886 | WTR-RDF-ZS-0407 | Switch, Position,Door Security | WTR-RDF-AUX | Auxiliary Equipment (Building Facilities) | Switch,Position | Switch |  | ZS | http://www.toronto.ca/TWONTO#position_switch
88907 | WTR-REG-LSH-0101 | Switch, Level-High, Tank 0100 | WTR-REG-T-0100 | Tank, Reservoir, West Basin | Switch,Level-High | Switch |  | LSH | http://www.toronto.ca/TWONTO#level_switch
88908 | WTR-REG-LSH-0201 | Switch, Level-High, Tank 0200 | WTR-REG-T-0200 | Tank, Reservoir, East Basin | Switch,Level-High | Switch |  | LSH | http://www.toronto.ca/TWONTO#level_switch
88922 | FHO-ACC-FS-0201 | Switch, Flow, Air, AHU-0201 Outlet, Ammonia Area HVAC,Chemical Building, North Penthouse | FHO-ACC-AHU-0201 | Air Handling Unit, Ammonia Area HVAC, Chemical Building North Penthouse |  | Switch |  | FS | http://www.toronto.ca/TWONTO#flow_switch
88923 | FHO-ACC-FS-0203 | Switch, Flow, Supply Air AHU-0202, Chemical Building, North Penthouse | FHO-ACC-AHU-0202 | Air Handling Unit, General Chemical Building HVAC, Chemical Building, North Penthouse, N/E Corner |  | Switch |  | FS | http://www.toronto.ca/TWONTO#flow_switch
88924 | FHO-ACC-FS-0301 | Switch, Flow, Air, Chlorine Area Supply Fan FN-0305 Outlet, Chemical Building, L2, South Penthouse | FHO-ACC-FN-0305 | Fan, Supply, Chlorine Area Ventilation System, L2 Chemical Building, South Penthouse |  | Switch |  | FS | http://www.toronto.ca/TWONTO#flow_switch
88925 | FHO-ACC-FS-0302 | Switch, Flow, Air, Scrubber Fan CL-FN-0001 Outlet, L2 Chemical Building, South Penthouse | FHO-CL-FN-0001 | Fan, Exhaust, Cl2/SO2 Scrubber to Exhaust Stack, Chemical Building, Cl2/SO4 Scrubber Room |  | Switch |  | FS | http://www.toronto.ca/TWONTO#flow_switch
88926 | FHO-ACC-FS-0601 | Switch, Flow, Air, Raw Water Area Supply Fan FN-0601 Outlet, Admin Building, L2, Mechanical Room | FHO-ACC-FN-0601 | Fan, Fresh Air Supply, Raw Water Dehumidifier, L2 Admin Building, East Wing, Mechanical Room |  | Switch |  | FS | http://www.toronto.ca/TWONTO#flow_switch
88927 | FHO-ACC-FS-0801 | Switch, Flow, Air Supply to Waste Water Blower Room, TWPS, S5, Waste Water Blower Room | FHO-MCS-HVAC | Plant HVAC |  | Switch |  | FS | http://www.toronto.ca/TWONTO#flow_switch
88928 | FHO-ACC-FS-0901 | Switch, Flow, Air, Supply Fan FN-0903, Filter Building, S2, HVAC Room | FHO-ACC-FN-0903 | Fan, Fresh Air Supply, Electrical Room, Filter Bldg, S2, West of Pipe Gallery, HVAC Room |  | Switch |  | FS | http://www.toronto.ca/TWONTO#flow_switch
88929 | FHO-ACC-FS-1001 | Switch, Flow, Air, Filter Gallery Supply Fan FN-1001 Outlet, S2 TW Reservoir Gallery, South | FHO-ACC-FN-1001 | Fan. Fresh Air Supply Filter Gallery, Treated Water Reservoir Gallery, South |  | Switch |  | FS | http://www.toronto.ca/TWONTO#flow_switch
88930 | FHO-ACC-FS-1514 | Switch, Flow, Air, FN-1514 Outlet, Ozone Building, S2, Sampling Area No.1 | FHO-ACC-FN-1514 | Blower, Centrifugal SWSI Stainless Steel, Exhaust, Ozone Building, S2, Sampling Area No.1 |  | Switch |  | FS | http://www.toronto.ca/TWONTO#flow_switch
88931 | FHO-ACC-FS-1515 | Switch, Flow, Air, FN-1515 Outlet, Ozone Building, S2, Sampling Area No.2 | FHO-ACC-FN-1515 | Blower, Centrifugal SWSI Stainless Steel, Exhaust, Ozone Building, S2, Sampling Area No.2 |  | Switch |  | FS | http://www.toronto.ca/TWONTO#flow_switch
88932 | FHO-ACC-FS-1522 | Switch,Flow,Air,FN-1522 Outlet,Filter 9-13 Gallery Ventilation, Ozone Building, L1,Mechanical Room 2 | FHO-ACC-FN-1522 | Fan, Exhaust, Filter 9-13 Gallery Ventilation, Ozone Building, L1, Mechanical Room 2 |  | Switch |  | FS | http://www.toronto.ca/TWONTO#flow_switch
88933 | FHO-ACC-FS-1541 | Switch, Flow, Air, AHU-1541 Outlet, Ozone Building, L1, Mechanical Room 1 | FHO-ACC-AHU-1541 | Air Handling Unit, Ozone Equipment Room Ventilation, Ozone Building, L1, Mechanical Room 1 |  | Switch |  | FS | http://www.toronto.ca/TWONTO#flow_switch
88934 | FHO-ACC-FS-1552 | Switch, Flow, Air, FN-1552 Outlet, Ozone Building, L1, Electrical Room | FHO-ACC-FN-1552 | Fan, Centrifugal Square Inline, Electrical Room Exhaust, Ozone Building, Electrical Room |  | Switch |  | FS | http://www.toronto.ca/TWONTO#flow_switch
88935 | FHO-ACC-FS-1561 | Switch, Flow, Air, FN-1561 Outlet, Ozone Building, L1, Mechanocal Room 1 | FHO-ACC-FN-1561 | Fan, Centrifugal Square Inline, Mechanical Room 1 Exhaust, Ozone Building, Mechanical Room 1 |  | Switch |  | FS | http://www.toronto.ca/TWONTO#flow_switch
88936 | FHO-ACC-FS-1562 | Switch, Flow, Air, FN-1562 Outlet, Ozone Building, L1, Mechanocal Room 2 | FHO-ACC-FN-1562 | Fan, Centrifugal Square Inline, Mechanical Room 1 Exhaust, Ozone Building, Mechanical Room 2 |  | Switch |  | FS | http://www.toronto.ca/TWONTO#flow_switch
88937 | FHO-ACC-FS-1568 | Switch, Flow, Air, FN-1568 Outlet, Ozone Building, L1, Equipment Storage Room 3 | FHO-ACC-FN-1568 | Fan, Exhaust, Ozone Building, L1, Equipment Storage Room 3 |  | Switch |  | FS | http://www.toronto.ca/TWONTO#flow_switch
88938 | FHO-ACC-FS-1641 | Switch, Flow, Air, Fan FN-1641 Outlet, Standby Power Building, S4 Hallway, North | FHO-ACC-FN-1641 | Fan, Centrifugal Square Inline, Hallway Supply, Standby Power Building, S4, Hallway, North |  | Switch |  | FS | http://www.toronto.ca/TWONTO#flow_switch
88939 | FHO-ACC-FS-1642 | Switch, Flow, Air, Fan FN-1642 Outlet, Standby Power Building, S4, CCS Room, N/W | FHO-ACC-FN-1642 | Fan, Centrifugal Square Exhaust, Standby Power Building, S4, CCS Room, N/W |  | Switch |  | FS | http://www.toronto.ca/TWONTO#flow_switch
88940 | FHO-ACC-FS-1701 | Switch, Flow, Air, Fan FN-1701 Outlet, Filter Building, L1, West End | FHO-ACC-FN-1701 | Fan, Exhaust, West Filter Area, Filter Building, L1, West End |  | Switch |  | FS | http://www.toronto.ca/TWONTO#flow_switch
88941 | FHO-ACC-FS-1704 | Switch, Flow, Air, AHU-1702 Outlet, Filter Building, L1, Filter Gallery, East | FHO-ACC-FN-1702 | Fan, Exhaust, East Filter Area, Filter Building, L1, East End |  | Switch |  | FS | http://www.toronto.ca/TWONTO#flow_switch
89005 | WTR-REG-ZS-0003 | Switch, Position,Door Security | WTR-REG-AUX | Auxiliary Equipment (Building Facilities) | Switch,Position | Switch |  | ZS | http://www.toronto.ca/TWONTO#position_switch
89015 | WTR-REL-LSH-0101 | Switch, Level-High, Tank 0100 | WTR-REL-T-0100 | Tank, South-East Basin (Cell 1) | Switch,Level-High | Switch |  | LSH | http://www.toronto.ca/TWONTO#level_switch
89016 | WTR-REL-LSH-0401 | Switch, Level-High, Pump 0402 | WTR-REL-P-0402 | Pump, Sump, Centrifugal | Switch,Level-High | Switch |  | LSH | http://www.toronto.ca/TWONTO#level_switch
89017 | WTR-REL-LSH-0501 | Switch, Level-High, Pump 0501 | WTR-REL-P-0501 | Pump, Sump, Centrifugal | Switch,Level-High | Switch |  | LSH | http://www.toronto.ca/TWONTO#level_switch
89018 | WTR-REL-LSH-0502 | Switch, Level-High, Pump 0502 | WTR-REL-P-0502 | Pump, Sump, Centrifugal | Switch,Level-High | Switch |  | LSH | http://www.toronto.ca/TWONTO#level_switch
89019 | WTR-REL-LSL-0401 | Switch, Level-Low, Pump 0402 | WTR-REL-P-0402 | Pump, Sump, Centrifugal | Switch,Level-Low | Switch |  | LSL | http://www.toronto.ca/TWONTO#level_switch
89039 | WTR-RKL-LSH-0001 | Switch, Level-High, Building Flood Alarm | WTR-RKL-AUX | Auxiliary Equipment (Building Facilities) | Switch,Level-High | Switch |  | LSH | http://www.toronto.ca/TWONTO#level_switch
89132 | WTR-RLL-LSH-0001 | Switch, Level-High, Flood Level | WTR-RLL-AUX | Auxiliary Equipment (Building Facilities) | Switch,Level-High | Switch |  | LSH | http://www.toronto.ca/TWONTO#level_switch
89133 | WTR-RLL-LSH-0002 | Switch, Tank Overflow Alarm | WTR-RLL-TRW | Treated Water (Transmission) | Switch,Level-High | Switch |  | LSH | http://www.toronto.ca/TWONTO#level_switch
89134 | WTR-RLL-LSH-0003 | Switch, Level-High, P-0001 | WTR-RLL-TRW | Treated Water (Transmission) | Switch,Level-High | Switch |  | LSH | http://www.toronto.ca/TWONTO#level_switch
89137 | WTR-RLL-SW-0001 | Switch, Hand, Electrical System, LP-0001 | WTR-RLL-ELS | Electrical System | Switch,Hand | Switch |  | SW | http://www.toronto.ca/TWONTO#disconnect_switch
89139 | WTR-RLL-TSH-0001 | Switch, Temperature-High, Building Alarm | WTR-RLL-AUX | Auxiliary Equipment (Building Facilities) | Switch,Temperature-High | Switch |  | TSH | http://www.toronto.ca/TWONTO#temperature_switch
89140 | WTR-RLL-TSL-0001 | Switch, Temperature-Low, Building | WTR-RLL-AUX | Auxiliary Equipment (Building Facilities) | Switch,Temperature-Low | Switch |  | TSL | http://www.toronto.ca/TWONTO#temperature_switch
89219 | WTR-RLW-ZS-0001 | Switch, Position,Door Security | WTR-RLW-AUX | Auxiliary Equipment (Building Facilities) | Switch,Position | Switch |  | ZS | http://www.toronto.ca/TWONTO#position_switch
89222 | WTR-RMA-LSH-0101 | Switch, Level-High, Tank 0100 | WTR-RMA-T-0100 | Tank, Reservoir | Switch,Level-High | Switch | 36098 | LSH | http://www.toronto.ca/TWONTO#level_switch
89223 | WTR-RMA-LSH-0201 | Switch, Level-High, Tank 0200 | WTR-RMA-T-0200 | Tank, Reservoir | Switch,Level-High | Switch | 36099 | LSH | http://www.toronto.ca/TWONTO#level_switch
89253 | WTR-RMI-DS-0201 | Switch, Fused Disconnect, Water Transmission | WTR-RMI-ELS | Electrical System |  | Switch |  | DS | http://www.toronto.ca/TWONTO#disconnect_switch
89267 | WTR-RMI-LSH-0001 | Instrument, Level Switch, High, Water Transmission | WTR-RMI-AUX | Auxiliary Equipment (Building Facilities) | Switch,Level-High | Switch |  | LSH | http://www.toronto.ca/TWONTO#level_switch
89268 | WTR-RMI-LSH-0002 | Switch, Level-High, Pump 0002 | WTR-RMI-AUX | Auxiliary Equipment (Building Facilities) | Switch,Level-High | Switch |  | LSH | http://www.toronto.ca/TWONTO#level_switch
89269 | WTR-RMI-LSH-0101 | Switch, Level-High, Tank 0100 | WTR-RMI-T-0100 | Tank, Reservoir (South-East Basin) | Switch,Level-High | Switch |  | LSH | http://www.toronto.ca/TWONTO#level_switch
89270 | WTR-RMI-LSH-0201 | Switch, Level-High, Tank 0200 | WTR-RMI-T-0200 | Tank, Reservoir (North-East Basin) | Switch,Level-High | Switch |  | LSH | http://www.toronto.ca/TWONTO#level_switch
89271 | WTR-RMI-LSH-0301 | Instrument, Level Switch, High, Tank 0300 | WTR-RMI-AUX | Auxiliary Equipment (Building Facilities) |  | Switch |  | LSH | http://www.toronto.ca/TWONTO#level_switch
89272 | WTR-RMI-LSH-0401 | Instrument, Level Switch, High, Tank 0400 | WTR-RMI-AUX | Auxiliary Equipment (Building Facilities) |  | Switch |  | LSH | http://www.toronto.ca/TWONTO#level_switch
89291 | WTR-RMI-TSL-0001 | Switch, Temperature-Low, (Building) | WTR-RMI-AUX | Auxiliary Equipment (Building Facilities) | Switch,Temperature-Low | Switch |  | TSL | http://www.toronto.ca/TWONTO#temperature_switch
89292 | WTR-RMI-TSL-0013 | Instrument, Temperature Switch, Low, Water Transmission | WTR-RMI-AUX | Auxiliary Equipment (Building Facilities) |  | Switch |  | TSL | http://www.toronto.ca/TWONTO#temperature_switch
89321 | WTR-RMI-ZS-0001 | Switch, Position,Door Security | WTR-RMI-AUX | Auxiliary Equipment (Building Facilities) | Switch,Position | Switch |  | ZS | http://www.toronto.ca/TWONTO#position_switch
89322 | WTR-RMI-ZS-0006 | Switch, Position,Door Security | WTR-RMI-AUX | Auxiliary Equipment (Building Facilities) | Switch,Position | Switch |  | ZS | http://www.toronto.ca/TWONTO#position_switch
89323 | WTR-RMI-ZS-0007 | Switch, Position,Door Security | WTR-RMI-AUX | Auxiliary Equipment (Building Facilities) | Switch,Position | Switch |  | ZS | http://www.toronto.ca/TWONTO#position_switch
89324 | WTR-RMI-ZS-0008 | Switch, Position,Door Security | WTR-RMI-AUX | Auxiliary Equipment (Building Facilities) | Switch,Position | Switch |  | ZS | http://www.toronto.ca/TWONTO#position_switch
89325 | WTR-RMI-ZS-0009 | Switch, Position,Door Security | WTR-RMI-AUX | Auxiliary Equipment (Building Facilities) | Switch,Position | Switch |  | ZS | http://www.toronto.ca/TWONTO#position_switch
89326 | WTR-RMI-ZS-0010 | Switch, Position,Door Security | WTR-RMI-AUX | Auxiliary Equipment (Building Facilities) | Switch,Position | Switch |  | ZS | http://www.toronto.ca/TWONTO#position_switch
89327 | WTR-RMI-ZS-0013 | Switch, Position,Door Security | WTR-RMI-AUX | Auxiliary Equipment (Building Facilities) | Switch,Position | Switch |  | ZS | http://www.toronto.ca/TWONTO#position_switch
89328 | WTR-RMI-ZS-0014 | Switch, Position,Door Security | WTR-RMI-AUX | Auxiliary Equipment (Building Facilities) | Switch,Position | Switch |  | ZS | http://www.toronto.ca/TWONTO#position_switch
89329 | WTR-RMI-ZS-0015 | Switch, Position,Door Security | WTR-RMI-AUX | Auxiliary Equipment (Building Facilities) | Switch,Position | Switch |  | ZS | http://www.toronto.ca/TWONTO#position_switch
89330 | WTR-RMI-ZS-0016 | Switch, Position,Door Security | WTR-RMI-AUX | Auxiliary Equipment (Building Facilities) | Switch,Position | Switch |  | ZS | http://www.toronto.ca/TWONTO#position_switch
89331 | WTR-RMI-ZS-0021 | Switch, Position,Door Security,Access House | WTR-RMI-AUX | Auxiliary Equipment (Building Facilities) | Switch,Position | Switch |  | ZS | http://www.toronto.ca/TWONTO#position_switch
89332 | WTR-RMI-ZS-0022 | Switch, Position,Door Security,Access House | WTR-RMI-AUX | Auxiliary Equipment (Building Facilities) | Switch,Position | Switch |  | ZS | http://www.toronto.ca/TWONTO#position_switch
89333 | WTR-RMI-ZS-0024 | Switch, Position,Door Security,Access House | WTR-RMI-AUX | Auxiliary Equipment (Building Facilities) | Switch,Position | Switch |  | ZS | http://www.toronto.ca/TWONTO#position_switch
89334 | WTR-RMI-ZS-0027 | Instrument, Door Contact, Water Transmission | WTR-RMI-AUX | Auxiliary Equipment (Building Facilities) |  | Switch |  | ZS | http://www.toronto.ca/TWONTO#position_switch
89335 | WTR-RMI-ZS-0028 | Instrument, Door Contact, Water Transmission | WTR-RMI-AUX | Auxiliary Equipment (Building Facilities) |  | Switch |  | ZS | http://www.toronto.ca/TWONTO#position_switch
89336 | WTR-RMI-ZS-0034 | Instrument, Door Contact, Water Transmission | WTR-RMI-AUX | Auxiliary Equipment (Building Facilities) |  | Switch |  | ZS | http://www.toronto.ca/TWONTO#position_switch
89337 | WTR-RMI-ZS-0035 | Instrument, Door Contact, Water Transmission | WTR-RMI-AUX | Auxiliary Equipment (Building Facilities) |  | Switch |  | ZS | http://www.toronto.ca/TWONTO#position_switch
89338 | WTR-RMI-ZS-0036 | Instrument, Door Contact, Water Transmission | WTR-RMI-AUX | Auxiliary Equipment (Building Facilities) |  | Switch |  | ZS | http://www.toronto.ca/TWONTO#position_switch
89339 | WTR-RMI-ZS-0045 | Instrument, Door Position Switch, Water Transmission | WTR-RMI-AUX | Auxiliary Equipment (Building Facilities) |  | Switch |  | ZS | http://www.toronto.ca/TWONTO#position_switch
89340 | WTR-RMI-ZS-0046 | Instrument, Door Position Switch, Water Transmission | WTR-RMI-AUX | Auxiliary Equipment (Building Facilities) |  | Switch |  | ZS | http://www.toronto.ca/TWONTO#position_switch
89341 | WTR-RMI-ZS-0050 | Instrument, Door Position Switch, Water Transmission | WTR-RMI-AUX | Auxiliary Equipment (Building Facilities) |  | Switch |  | ZS | http://www.toronto.ca/TWONTO#position_switch
89342 | WTR-RMI-ZS-0052 | Instrument, Door Position Switch, Water Transmission | WTR-RMI-AUX | Auxiliary Equipment (Building Facilities) |  | Switch |  | ZS | http://www.toronto.ca/TWONTO#position_switch
89343 | WTR-RMI-ZS-0053 | Instrument, Door Position Switch, Water Transmission | WTR-RMI-AUX | Auxiliary Equipment (Building Facilities) |  | Switch |  | ZS | http://www.toronto.ca/TWONTO#position_switch
89345 | WTR-RMP-LSH-0101S | Switch, Level-High, South Basin | WTR-RMP-T-0100S | Tank, Reservoir, (South Basin) | Switch,Level-High | Switch | 38603 | LSH | http://www.toronto.ca/TWONTO#level_switch
89349 | WTR-RMT-LSH-0001 | Switch, Level-High | WTR-RMT-TRW | Treated Water (Transmission) | Switch,Level-High | Switch |  | LSH | http://www.toronto.ca/TWONTO#level_switch
89365 | WTR-RRG-LSH-0001 | Switch, Level-High, Flood | WTR-RRG-AUX | Auxiliary Equipment (Building Facilities) | Switch,Level-High | Switch |  | LSH | http://www.toronto.ca/TWONTO#level_switch
89370 | WTR-RRG-SW-0002 | Switch, Hand | WTR-RRG-ELS | Electrical System | Switch | Switch |  | SW | http://www.toronto.ca/TWONTO#disconnect_switch
89371 | WTR-RRG-TSL-0001 | Switch, Temperature-Low, Building | WTR-RRG-AUX | Auxiliary Equipment (Building Facilities) | Switch,Temperature-Low | Switch |  | TSL | http://www.toronto.ca/TWONTO#temperature_switch
89455 | WTR-RRH-LSH-0001 | Switch, Level-High, (Flood Alarm) | WTR-RRH-AUX | Auxiliary Equipment (Building Facilities) | Switch,Level-High | Switch |  | LSH | http://www.toronto.ca/TWONTO#level_switch
89456 | WTR-RRH-LSH-0101 | Switch, Level, High, Rosehill Reservoir, Tank T-0100 | WTR-RRH-T-0100 | Tank, Reservoir, (West Basin) | Switch,Level | Switch |  | LSH | http://www.toronto.ca/TWONTO#level_switch
89457 | WTR-RRH-LSHH-0401 | Switch, Level, High, High, Rosehill Reservoir, Interconnection Chamber | WTR-RRH-P-0401 | Pump, Submersible, Rosehill Reservoir, Interconnection Chamber | Switch,Level | Switch |  | LSHH | http://www.toronto.ca/TWONTO#level_switch
89480 | WTR-RRH-TSL-0001 | Switch, Temperature-Low, Building | WTR-RRH-AUX | Auxiliary Equipment (Building Facilities) | Switch,Temperature-Low | Switch |  | TSL | http://www.toronto.ca/TWONTO#temperature_switch
89550 | WTR-RRH-ZS-0001 | Sensor, Door, Security, East Door, Rosehill Reservoir, Valve House, Electrical Room | WTR-RRH-AUX | Auxiliary Equipment (Building Facilities) | Sensor,Position | Switch |  | ZS | http://www.toronto.ca/TWONTO#position_switch
89551 | WTR-RRH-ZS-0001 | Sensor, Door, Security, East Door, Rosehill Reservoir, Valve House, Electrical Room | WTR-RRH-CP-0001 | Control Panel, Security Alarms, Rosehill Reservoir, Valve House | Sensor,Position | Switch |  | ZS | http://www.toronto.ca/TWONTO#position_switch
89552 | WTR-RRH-ZS-0002 | Sensor, Door, Security, North Door, Rosehill Reservoir, Valve House, Storage Room | WTR-RRH-AUX | Auxiliary Equipment (Building Facilities) | Sensor,Position | Switch |  | ZS | http://www.toronto.ca/TWONTO#position_switch
89553 | WTR-RRH-ZS-0002 | Sensor, Door, Security, North Door, Rosehill Reservoir, Valve House, Storage Room | WTR-RRH-CP-0001 | Control Panel, Security Alarms, Rosehill Reservoir, Valve House | Sensor,Position | Switch |  | ZS | http://www.toronto.ca/TWONTO#position_switch
89554 | WTR-RRH-ZS-0003 | Sensor, Door, Security, Overhead Door, Rosehill Reservoir, Valve House | WTR-RRH-CP-0001 | Control Panel, Security Alarms, Rosehill Reservoir, Valve House | Sensor,Position | Switch |  | ZS | http://www.toronto.ca/TWONTO#position_switch
89555 | WTR-RRH-ZS-0004 | Sensor, Door, Security, North Door, Rosehill Reservoir, Access House | WTR-RRH-CP-0002 | Control Panel, Security Alarms, Rosehill Reservoir, Access House | Sensor,Position | Switch |  | ZS | http://www.toronto.ca/TWONTO#position_switch
89556 | WTR-RRH-ZS-0008 | Sensor, Latch, Security, North Door, Rosehill Reservoir, Valve House, Storage Room | WTR-RRH-CP-0001 | Control Panel, Security Alarms, Rosehill Reservoir, Valve House | Sensor,Position | Switch |  | ZS | http://www.toronto.ca/TWONTO#position_switch
89579 | WTR-RRV-LSH-0201 | Switch, Level-High, Tank 0200 | WTR-RRV-T-0200 | Tank, Reservoir, (North West Basin) | Switch,Level-High | Switch |  | LSH | http://www.toronto.ca/TWONTO#level_switch
89590 | WTR-RRV-TSL-0001 | Switch, Temperature-Low, (Building) | WTR-RRV-AUX | Auxiliary Equipment (Building Facilities) | Switch,Temperature-Low | Switch |  | TSL | http://www.toronto.ca/TWONTO#temperature_switch
89597 | WTR-RRV-ZS-0001 | Switch, Position,Door Security | WTR-RRV-AUX | Auxiliary Equipment (Building Facilities) | Switch,Position | Switch |  | ZS | http://www.toronto.ca/TWONTO#position_switch
89598 | WTR-RRV-ZS-0002 | Switch, Position,Door Security | WTR-RRV-AUX | Auxiliary Equipment (Building Facilities) | Switch,Position | Switch |  | ZS | http://www.toronto.ca/TWONTO#position_switch
89618 | WTR-RST-LSH-0101 | Switch, Level-High, Tank 0100, Reservoir Cell | WTR-RST-T-0100 | Tank, Reservoir, (East Basin) | Switch,Level-High | Switch |  | LSH | http://www.toronto.ca/TWONTO#level_switch
89619 | WTR-RST-LSH-0101S | Switch, Level-High, Tank 0100 | WTR-RST-T-0100 | Tank, Reservoir, (East Basin) | Switch,Level-High | Switch | 38668 | LSH | http://www.toronto.ca/TWONTO#level_switch
89628 | WTR-RST-TSL-0001 | Switch, Temperature-Low, Building | WTR-RST-AUX | Auxiliary Equipment (Building Facilities) | Switch,Temperature-Low | Switch |  | TSL | http://www.toronto.ca/TWONTO#temperature_switch
89644 | WTR-RST-ZS-0001 | Switch, Position,Door Security | WTR-RST-AUX | Auxiliary Equipment (Building Facilities) | Switch,Position | Switch |  | ZS | http://www.toronto.ca/TWONTO#position_switch
89645 | WTR-RST-ZS-0002 | Switch, Position,Door Security | WTR-RST-AUX | Auxiliary Equipment (Building Facilities) | Switch,Position | Switch |  | ZS | http://www.toronto.ca/TWONTO#position_switch
89646 | WTR-RST-ZS-0003 | Switch, Position,Door Security | WTR-RST-AUX | Auxiliary Equipment (Building Facilities) | Switch,Position | Switch |  | ZS | http://www.toronto.ca/TWONTO#position_switch
89655 | WTR-RWA-LSH-0001 | Switch, Level-High, Flood Alarm, Building | WTR-RWA-AUX | Auxiliary Equipment (Building Facilities) | Switch,Level-High | Switch |  | LSH | http://www.toronto.ca/TWONTO#level_switch
89667 | WTR-RWB-LSH-0001S | Switch, Level-High, Overflow Alarm | WTR-RWB-TRWS | Treated Water (Transmission) | Switch,Level-High | Switch | 35937 | LSH | http://www.toronto.ca/TWONTO#level_switch
89685 | WTR-RWL-TSH-0002 | Switch, Temperature-High, Fan 0001 | WTR-RWL-FN-0001 | Fan, Control Room | Switch,Temperature-High | Switch |  | TSH | http://www.toronto.ca/TWONTO#temperature_switch
89995 | YTF-ACC-LSH-0001 | Switch, Level-High-High, A Building Sump, Miscellaneous Devices | YTF-ACC | HVAC Equipment | Switch,Level-High-High | Switch |  | LSH | http://www.toronto.ca/TWONTO#level_switch
89996 | YTF-ACC-LSL-0201 | Switch, Level-Low, Generator Fuel Tank, Miscellaneous Devices | YTF-ACC | HVAC Equipment | Switch,Level-Low | Switch |  | LSL | http://www.toronto.ca/TWONTO#level_switch
90111 | YTF-ELS-SW-0203 | Switch, Isoaltion, Normal Operation, Utility Power, Transfer Switch and Generator | YTF-ELS | Electrical Equipment | Switch | Switch |  | SW | http://www.toronto.ca/TWONTO#disconnect_switch
90112 | YTF-ELS-SW-0204 | Switch, Isoaltion, YTF-ELS-DP-0204, Transfer Switch and Generator | YTF-ELS | Electrical Equipment | Switch | Switch |  | SW | http://www.toronto.ca/TWONTO#disconnect_switch
90113 | YTF-ELS-SW-0206 | Switch, Isoaltion, Generator Bypass, Generator Power, Transfer Switch and Generator | YTF-ELS | Electrical Equipment | Switch | Switch |  | SW | http://www.toronto.ca/TWONTO#disconnect_switch
90278 | FHO-ACC-ZS-0101 | Switch, Overhead Door DR-0201 Closed Limit Switch, Admin Building, S2, Loading Bay | FHO-GRK-DR-0201 | Door, Overhead, Admin Building S2 Loading Bay West Door |  | Switch |  | ZS | http://www.toronto.ca/TWONTO#position_switch
90279 | FHO-ACC-ZS-0102 | Switch, Overhead Door DR-0201 Opened Limit Switch, Admin Building, S2, Loading Bay | FHO-GRK-DR-0201 | Door, Overhead, Admin Building S2 Loading Bay West Door |  | Switch |  | ZS | http://www.toronto.ca/TWONTO#position_switch
90444 | FHO-AM-FS-0202 | Switch, Flow, Water Supply to Ammonia Scrubber, Chemical Building, North Penthouse | FHO-AM-SB-0001 | Scrubber, Ammonia, Chemical Building, North Penthouse |  | Switch |  | FS | http://www.toronto.ca/TWONTO#flow_switch
90445 | FHO-AM-FSL-0001 | Switch, Flow-Low, Inlet, Siphon Breaker, Ammonia to Primary TRW W-Chem Mix Channel, S2,Mix Gallery,S | FHO-AM SCRUBBER-SU | Ammonia Scrubber System | Switch,Flow-Low | Switch |  | FSL | http://www.toronto.ca/TWONTO#flow_switch
90449 | FHO-AM-LSH-0002 | Switch, Level, Right Sensor, Ammonia Spill Containment, S4, Ammonia Storage Room, Pit, N/E | FHO-AM | Ammoniation | Switch,Level-High | Switch |  | LSH | http://www.toronto.ca/TWONTO#level_switch
90450 | FHO-AM-LSL-0002 | Switch, Level-Low, Ammonia Dispersion, Secondary TRWS Channel, Ozone Building, S2, Dispersion Pump Room | FHO-AM-T-0201 | Tank, Aqua Ammonia, Ammonia System, S4 Ammonia Storage Room | Switch,Level-Low | Switch |  | LSL | http://www.toronto.ca/TWONTO#level_switch
90545 | FHO-BW-FSL-1401 | Switch, Flow-Low, Seal Water, Backwash Pump P-1401, S2, Backwash Pump Gallery | FHO-BW-P-1401 | Pump, Backwash Pump 14, S2 Wash Water Pump Gallery |  | Switch |  | FSL | http://www.toronto.ca/TWONTO#flow_switch
90546 | FHO-BW-FSL-1501 | Switch, Flow-Low, Seal Water, Backwash Pump P-1501, S2, Backwash Pump Gallery | FHO-BW-P-1501 | Pump, Backwash Pump 15, S2 Wash Water Pump Gallery |  | Switch |  | FSL | http://www.toronto.ca/TWONTO#flow_switch
90547 | FHO-BW-FSL-1601 | Switch, Flow-Low, Seal Water, Backwash Pump P-1601, S2, Backwash Pump Gallery | FHO-BW-P-1601 | Pump, Backwash Pump 16, S2 Wash Water Pump Gallery |  | Switch |  | FSL | http://www.toronto.ca/TWONTO#flow_switch
90641 | FHO-CCS-LSH-0001 | Switch, Level-High, Phosphoric Acid Spill Containment, S4, Corrosion Control Tank Room | FHO-CCS-T-0101 | Tank, Phosphoric Acid Storage Tank, S4,Corrossion Control Tank Room |  | Switch |  | LSH | http://www.toronto.ca/TWONTO#level_switch
90642 | FHO-CCS-LSH-0201 | Switch, Level, High, Phosphoric Acid Storage Tank T-0201, S4,Corrossion Control Tank Room | FHO-FL-T-0201 | Tank, Fluoride Storage Tank 2, Fluoride System, S4 Fluoride Room |  | Switch |  | LSH | http://www.toronto.ca/TWONTO#level_switch
90751 | FHO-CLA-PSH-0101 | Sensor, Liquid Pressure, Evaporator Suction Pre Chlorination Train 1, Chemical Bldg, L1,Machine Room | FHO-CLA-CHL-0101 | Chlorinator, Pre Chlorination Train 1, Chemical Building, L1, Machine Room | Switch,Pressure-High | Switch |  | PSH | http://www.toronto.ca/TWONTO#pressure_switch
90752 | FHO-CLA-PSH-0102 | Switch, Pressure, Evaporator Discharge Pre Chlorination Train 1, Chemical Building, L1,Machine Room | FHO-CLA-CHL-0101 | Chlorinator, Pre Chlorination Train 1, Chemical Building, L1, Machine Room | Switch,Pressure-High | Switch |  | PSH | http://www.toronto.ca/TWONTO#pressure_switch
90753 | FHO-CLA-PSH-0201 | Switch, Liquid Pressure, Evaporator Suction, Pre Chlorination Train 2,Chemical Bldg, L1,Machine Room | FHO-CLA-CHL-0201-KQ | Pre Chlorination Train 2 | Switch,Pressure-High | Switch |  | PSH | http://www.toronto.ca/TWONTO#pressure_switch
90754 | FHO-CLA-PSH-0202 | Switch, Pressure, Evaporator Discharge Pre Chlorination Train 2, Chemical Building, L1,Machine Room | FHO-CLA-CHL-0201 | Chlorinator, Pre Chlorination Train 2, Chemical Building, L1, Machine Room | Switch,Pressure-High | Switch |  | PSH | http://www.toronto.ca/TWONTO#pressure_switch
90755 | FHO-CLA-PSH-0202 | Switch, Pressure, Evaporator Discharge Pre Chlorination Train 2, Chemical Building, L1,Machine Room | FHO-CLA-CHL-0201-KQ | Pre Chlorination Train 2 | Switch,Pressure-High | Switch |  | PSH | http://www.toronto.ca/TWONTO#pressure_switch
90756 | FHO-CLA-PSL-0101 | Switch, Liquid Pressure, Pre Chlorination Header Train 1, S2 Chem. Storage Rm | FHO-CLA-CHL-0101-KQ | Pre Chlorination Train 1 | Switch,Pressure-Low | Switch |  | PSL | http://www.toronto.ca/TWONTO#pressure_switch
90757 | FHO-CLA-PSL-0102 | Switch, Pressure on Liquid Header Post Chlorination Train 1, Chemical Bldg, L1,Machine Room | FHO-CLA-CHL-0101-KQ | Pre Chlorination Train 1 | Switch,Pressure-Low | Switch |  | PSL | http://www.toronto.ca/TWONTO#pressure_switch
90758 | FHO-CLA-PSL-0201 | Switch, Liquid Pressure, Pre Chlorination Header Train 2, S2 Chem. Storage Rm | FHO-CLA-CHL-0201-KQ | Pre Chlorination Train 2 | Switch,Pressure-Low | Switch |  | PSL | http://www.toronto.ca/TWONTO#pressure_switch
90759 | FHO-CLA-PSL-0202 | Switch, Pressure on Liquid Header Post Chlorination Train 2, Chemical Bldg, L1,Machine Room | FHO-CLA-CHL-0101 | Chlorinator, Pre Chlorination Train 1, Chemical Building, L1, Machine Room | Switch,Pressure-Low | Switch |  | PSL | http://www.toronto.ca/TWONTO#pressure_switch
90857 | FHO-CLB-FSL-0002A | Switch, Flow, Primary Post Resid. Analyzer Supply, AIT-0001A, Filter Pipe Gallery1-8, Upper Lvl. S/E | FHO CLEARWELL | Sampling | Switch,Flow-Low | Switch |  | FSL | http://www.toronto.ca/TWONTO#flow_switch
90870 | FHO-CLB-PSH-0101 | Switch, Pressure, Post ChlorinationTrain 1 Evaporator Inlet, Chemical Bldg, Main Floor, Machine Rm | FHO-CLB-CHL-0101 | Chlorinator, Post Chlorination Train 1 West, Chemical Building, L1, Evaporator Room | Switch,Pressure-High | Switch |  | PSH | http://www.toronto.ca/TWONTO#pressure_switch
90871 | FHO-CLB-PSH-0101 | Switch, Pressure, Post ChlorinationTrain 1 Evaporator Inlet, Chemical Bldg, Main Floor, Machine Rm | FHO-CLB-CHL-0101-KQ | Post ChlorinationTrain 1 | Switch,Pressure-High | Switch |  | PSH | http://www.toronto.ca/TWONTO#pressure_switch
90872 | FHO-CLB-PSH-0102 | Switch,Pressure High,Post Chl. West Train 1,Vent from Evaporator to Emerg.Vent Header,Chem.Supp.Rm. | FHO-CLB-CHL-0101-KQ | Post ChlorinationTrain 1 | Switch,Pressure-High | Switch |  | PSH | http://www.toronto.ca/TWONTO#pressure_switch
90873 | FHO-CLB-PSH-0301 | Switch, Pressure, Post ChlorinationTrain 3 Evapororator Inlet, Chemical Bldg, Main Floor, Machine Rm | FHO-CLB | Post Chlorination System | Switch,Pressure-High | Switch |  | PSH | http://www.toronto.ca/TWONTO#pressure_switch
90874 | FHO-CLB-PSH-0301 | Switch, Pressure, Post ChlorinationTrain 3 Evapororator Inlet, Chemical Bldg, Main Floor, Machine Rm | FHO-CLB-CHL-0301 | Chlorinator, Post Chlorination East Train 3, Chemical Building, L1, Evaporator Room | Switch,Pressure-High | Switch |  | PSH | http://www.toronto.ca/TWONTO#pressure_switch
90875 | FHO-CLB-PSL-0101 | Switch,Pressure Low,Outlet from Post East Chlorine Train 1 Tanks to Expansion Tank,Chem.Storage Rm. | FHO-CLB-CHL-0101-KQ | Post ChlorinationTrain 1 | Switch,Pressure-Low | Switch |  | PSL | http://www.toronto.ca/TWONTO#pressure_switch
90876 | FHO-CLB-PSL-0201 | Switch,Pressure Low,Outlet from Post East Chlorine Train 2 Tanks to Expansion Tank,Chem.Storage Rm. | FHO-CLB-CHL-0201 | Chlorinator, Post Chlorination Train 2 West, Chemical Building, L1, Evaporator Room | Switch,Pressure-Low | Switch |  | PSL | http://www.toronto.ca/TWONTO#pressure_switch
90877 | FHO-CLB-PSL-0201 | Switch,Pressure Low,Outlet from Post East Chlorine Train 2 Tanks to Expansion Tank,Chem.Storage Rm. | FHO-CLB-CHL-0201-KQ | Post Chlorination Train 2 | Switch,Pressure-Low | Switch |  | PSL | http://www.toronto.ca/TWONTO#pressure_switch
90878 | FHO-CLB-PSL-0202 | Switch, Pressure Low, Post East, Train 2, Outlet from Evaporator,Chem Bldg. Main Floor, Machine Rm | FHO-CLB-CHL-0201-KQ | Post Chlorination Train 2 | Switch,Pressure-Low | Switch |  | PSL | http://www.toronto.ca/TWONTO#pressure_switch
90879 | FHO-CLB-PSL-0301 | Switch,Pressure Low,Outlet from Post East Chlorine Train 3 Tanks to Expansion Tank,Chem.Storage Rm. | FHO-CLB-CHL-0301 | Chlorinator, Post Chlorination East Train 3, Chemical Building, L1, Evaporator Room | Switch,Pressure-Low | Switch |  | PSL | http://www.toronto.ca/TWONTO#pressure_switch
90880 | FHO-CLB-PSL-0301 | Switch,Pressure Low,Outlet from Post East Chlorine Train 3 Tanks to Expansion Tank,Chem.Storage Rm. | FHO-CLC-CHL-0201-KQ | Trim ChlorinationTrain 2 | Switch,Pressure-Low | Switch |  | PSL | http://www.toronto.ca/TWONTO#pressure_switch
90881 | FHO-CLB-PSL-0302 | Switch, Pressure Low, Post East, Train 3, Outlet from Evaporator,Main Floor, Chemical Supply Room | FHO-CLB-CHL-0301 | Chlorinator, Post Chlorination East Train 3, Chemical Building, L1, Evaporator Room | Switch,Pressure-Low | Switch |  | PSL | http://www.toronto.ca/TWONTO#pressure_switch
90882 | FHO-CLB-PSL-0302 | Switch, Pressure Low, Post East, Train 3, Outlet from Evaporator,Main Floor, Chemical Supply Room | FHO-CLC-CHL-0201-KQ | Trim ChlorinationTrain 2 | Switch,Pressure-Low | Switch |  | PSL | http://www.toronto.ca/TWONTO#pressure_switch
90997 | FHO-CLC-PSH-0102 | Switch,Pressure High,Trim Chlorine Train 1 Vent from Evaporator to Emerg.Vent Header, ChemicalSupp.Room | FHO-CLC-CHL-0101-KQ | Trim Chlorination Train 1 | Switch,Pressure-High | Switch |  | PSH | http://www.toronto.ca/TWONTO#pressure_switch
90998 | FHO-CLC-PSL-0101 | Switch, Liquid Pressure, Trim Chlorination Header Train 1, S2 Chemical Storage Room | FHO-CLC-CHL-0101 | Chlorinator, Trim Chlorination Train 1, Chemical Building, L1, Machine Room | Switch,Pressure-Low | Switch |  | PSL | http://www.toronto.ca/TWONTO#pressure_switch
90999 | FHO-CLC-PSL-0101 | Switch, Liquid Pressure, Trim Chlorination Header Train 1, S2 Chemical Storage Room | FHO-CLC-CHL-0101-KQ | Trim Chlorination Train 1 | Switch,Pressure-Low | Switch |  | PSL | http://www.toronto.ca/TWONTO#pressure_switch
91000 | FHO-CLC-PSL-0102 | Switch, Pressure Low, Trim Chlorination, Outlet from Evaporator,Chem Bldg. Main Floor, Machine Rm | FHO-CLC-CHL-0101-KQ | Trim Chlorination Train 1 | Switch,Pressure-Low | Switch |  | PSL | http://www.toronto.ca/TWONTO#pressure_switch
91047 | FHO-DCL-FSL-0401 | Switch, Flow, Discharge Header Before SO2 Sampling Analyzers, S2 TW Trans. channel Gallery E-wall, S | FHO BEFORE SO2 | Sampling | Switch,Flow-Low | Switch |  | FSL | http://www.toronto.ca/TWONTO#flow_switch
91048 | FHO-DCL-FSL-0402 | Switch, Flow, Residual Chlorine Analyzer Before SO2 AIT-0001, S2 TW Trans. channel Gallery E-wall, S | FHO BEFORE SO2 | Sampling | Switch,Flow-Low | Switch |  | FSL | http://www.toronto.ca/TWONTO#flow_switch
91049 | FHO-DCL-FSL-0501 | Switch, Flow, Header to Residual Chlorine Analyzers,S2 South TW Transfer Channel Gallery E-Wall | FHO AFTER SO2 | Sampling | Switch,Flow | Switch |  | FSL | http://www.toronto.ca/TWONTO#flow_switch
91050 | FHO-DCL-FSL-0502B | Switch, Flow, Residual Chlorine Analyzer Seco. AIT-0002B,S2 South TW Transfer Channel Gallery E-Wall | FHO AFTER SO2 | Sampling | Switch,Flow | Switch |  | FSL | http://www.toronto.ca/TWONTO#flow_switch
91060 | FHO-DCL-PSH-0202 | Switch, Pressure-High, Vent Header Dechlorination Train 2 Evaporator, Chemical Bldg, Machine Room | FHO-DCL-SO-0201-KQ | Dechlorination Train 2 | Switch,Pressure-High | Switch |  | PSH | http://www.toronto.ca/TWONTO#pressure_switch
91061 | FHO-DCL-PSH-0301 | Switch, Pressure-High, Liquid Header Inlet to Dechlorination Evap. Train 3, Chemical Bldg,Machine Rm | FHO-DCL-SO-0301-KQ | Dechlorination Train 3 | Switch,Pressure-High | Switch |  | PSH | http://www.toronto.ca/TWONTO#pressure_switch
91062 | FHO-DCL-PSH-0302 | Switch, Pressure-High, Vent Header Dechlorination Train 3 Evaporator, Chemical Bldg, Machine Room | FHO-DCL-SO-0301 | Sulphonator, Dechlorination Train 3, Chemical Building, Main Floor, Machine Room | Switch,Pressure-High | Switch |  | PSH | http://www.toronto.ca/TWONTO#pressure_switch
91063 | FHO-DCL-PSL-0201 | Switch, Pressure-Low, Expansion Tank Header, Liquid Supply Dechlor.Train 2, S2 Chemical Storage Rm | FHO-DCL-SO-0201 | Sulphonator, Dechlorination Train 2, Chemical Building, Main Floor, Machine Room | Switch,Pressure-Low | Switch |  | PSL | http://www.toronto.ca/TWONTO#pressure_switch
91064 | FHO-DCL-PSL-0202 | Switch, Pressure-Low, Gaseous Supply Header to Dechlorination Train 2 Sulphonator, Chem. Machine Rm | FHO-DCL-SO-0201 | Sulphonator, Dechlorination Train 2, Chemical Building, Main Floor, Machine Room | Switch,Pressure-Low | Switch |  | PSL | http://www.toronto.ca/TWONTO#pressure_switch
91065 | FHO-DCL-PSL-0202 | Switch, Pressure-Low, Gaseous Supply Header to Dechlorination Train 2 Sulphonator, Chem. Machine Rm | FHO-DCL-SO-0201-KQ | Dechlorination Train 2 | Switch,Pressure-Low | Switch |  | PSL | http://www.toronto.ca/TWONTO#pressure_switch
91067 | FHO-DCL-PSL-0302 | Switch, Pressure-Low, Gaseous Supply Header to Dechlorination Train 3 Sulphonator, Chem. Machine Rm | FHO-DCL-SO-0301 | Sulphonator, Dechlorination Train 3, Chemical Building, Main Floor, Machine Room | Switch,Pressure-Low | Switch |  | PSL | http://www.toronto.ca/TWONTO#pressure_switch
91068 | FHO-DCL-PSL-0302 | Switch, Pressure-Low, Gaseous Supply Header to Dechlorination Train 3 Sulphonator, Chem. Machine Rm | FHO-DCL-SO-0301-KQ | Dechlorination Train 3 | Switch,Pressure-Low | Switch |  | PSL | http://www.toronto.ca/TWONTO#pressure_switch
91144 | FHO-DEW-LS-0003 | Switch, Level, Sump Pumps P-0501 & P-0601 Control, Filter 1-8 Building, S2, Reservoir Gallery South | FHO-DEW | Dewatering & Drainage | Switch,Level | Switch |  | LS | http://www.toronto.ca/TWONTO#level_switch
91146 | FHO-DEW-LS-1001 | Switch, Level, Sump Pump P-1001 Control, Chemical Building, S4, Fluoride Room | FHO-DEW | Dewatering & Drainage | Switch,Level | Switch |  | LS | http://www.toronto.ca/TWONTO#level_switch
91147 | FHO-DEW-LS-1101 | Switch, Level, Sump Pump P-1101 Control, Chemical Building, S4 Ammonia Room | FHO-DEW | Dewatering & Drainage | Switch,Level | Switch |  | LS | http://www.toronto.ca/TWONTO#level_switch
91148 | FHO-DEW-LS-1601 | Switch, Level, Sump Pumps P-1601 & P-1701 Controls, Standby Power Bldg, S4, Surge Tank Room | FHO-DEW-P-1601 | Pump, Centrifugal, Submersible, DeWatering Well, Standby Power Building, S4, Surge Tank Room |  | Switch |  | LS | http://www.toronto.ca/TWONTO#level_switch
91149 | FHO-DEW-LS-1801 | Switch, Level, Foundation Drain Sump Pumps P-1801 & P-1902 Control, Ozone Building, S2, Outside, N Wall | FHO-DEW-P-1801 | Pump, Centrifugal, Submersible, Foundation Drain Well, Ozone Building, S2, Outside, North Wall |  | Switch |  | LS | http://www.toronto.ca/TWONTO#level_switch
91150 | FHO-DEW-LS-2001 | Switch, Level, Basement Drain Sump Pump P-2001 Control, Ozone Building, S2, Outside, North Wall | FHO-DEW-P-2001 | Pump, Centrifugal, Submersible, Basement Drain Sump, Ozone Building, S2, Outside, North Wall |  | Switch |  | LS | http://www.toronto.ca/TWONTO#level_switch
91151 | FHO-DEW-LS-2101 | Switch, Level, Sump Pumps P-2101 & P-2102 Control, Ozone Building, S2, Raw Water Process Room | FHO-DEW-P-2101 | Pump, Submersible, Centrifugal, DeWatering, Foundation Drain, S2, Raw Water Process Room |  | Switch |  | LS | http://www.toronto.ca/TWONTO#level_switch
91152 | FHO-DEW-LS-2201 | Switch, Level, Sump Pumps P-2201 & P-2202 Control, Ozone Building, S2, Pipe Gallery 2, S/E of T-2100 | FHO-DEW-P-2201 | Pump, Submersible, Centrifugal, Drain Sump Well, Ozone Building, S2, Pipe Gallery 2, S/E of T-2100 |  | Switch |  | LS | http://www.toronto.ca/TWONTO#level_switch
91288 | FHO-DOZ-LSL-0100 | Switch, Level, Low, LOX Tank T-0100, LOX Storage Area | FHO-DOZ-T-0100 | Tank, Liquid Oxigen, LOX Storage Area |  | Switch |  | LSL | http://www.toronto.ca/TWONTO#level_switch
91352 | FHO-DOZ-PS-1150 | Power Supply Unit, Ozone Generator OZ-1100, Ozone Building, L1, Ozone Equipment Room | FHO-DOZ-GEN | FHO OZONE GENERATION SYSTEM | Generator,Electricity | Switch |  | PS | power_supply
91353 | FHO-DOZ-PS-1250 | Power Supply Unit, Ozone Generator OZ-1200, Ozone Building, L1, Ozone Equipment Room | FHO-DOZ-GEN | FHO OZONE GENERATION SYSTEM | Generator,Electricity | Switch |  | PS | power_supply
91354 | FHO-DOZ-PS-1250 | Power Supply Unit, Ozone Generator OZ-1200, Ozone Building, L1, Ozone Equipment Room | FHO-DOZ-OZ-1200 | Ozonator, Ozone Generator 2, Ozone Building, L1, Ozone Equipment Room, Ozone Generator Skid | Generator,Electricity | Switch |  | PS | power_supply
91357 | FHO-DOZ-PSH-0500 | Switch, Pressure, High, Air Storage Tank T-0500, Ozone Building, S2, RW Process Room, Nitrogen Skid | FHO-DOZ-T-0500 | Tank, Air Storage, Ozone Building, S2, Raw Water Process Room, Nitrogen Skid | Switch,Pressure-High | Switch |  | PSH | http://www.toronto.ca/TWONTO#pressure_switch
91358 | FHO-DOZ-PSL-5020 | Switch,Pressure,Low,Cooling Water Expansion Tank T-5002,Ozone Building,L1,Ozone Equipment Room | FHO-DOZ-T-5002 | Tank, Closed Loop Cooling Water Expansion, Ozone Building,L1,Ozone Equipment Room,Cooling Water Skid | Switch,Pressure-Low | Switch |  | PSL | http://www.toronto.ca/TWONTO#pressure_switch
91406 | FHO-DOZ-TSH-4404 | Switch, Temperature, High, Off-Gas Preheater,Ozone Building, L1, Ozone Equipment Room | FHO-DOZ-OFFGAS | OFFGAS DESTRUCTION |  | Switch |  | TSH | http://www.toronto.ca/TWONTO#temperature_switch
91407 | FHO-DOZ-TSH-4504 | Switch, Temperature, High, Off-Gas Preheater,Ozone Building, L1, Ozone Equipment Room | FHO-DOZ-OFFGAS | OFFGAS DESTRUCTION |  | Switch |  | TSH | http://www.toronto.ca/TWONTO#temperature_switch
91409 | FHO-DOZ-TSL-4104 | Switch, Temperature, Low, Off-Gas Preheater HTR-4104 Outlet,Ozone Building, L1, Ozone Equipment Room | FHO-DOZ-HTR-4104 | Heater, Off-Gas Preheater,Off Gas Distruct Skid 4100, Ozone Building, L1, Ozone Equipment Room | Switch,Temperature-Low | Switch |  | TSL | http://www.toronto.ca/TWONTO#temperature_switch
91410 | FHO-DOZ-TSL-4204 | Switch, Temperature, Low, Off-Gas Preheater HTR-4204 Outlet,Ozone Building, L1, Ozone Equipment Room | FHO-DOZ-HTR-4204 | Heater, Off-Gas Preheater,Off Gas Distruct Skid 4200, Ozone Building, L1, Ozone Equipment Room | Switch,Temperature-Low | Switch |  | TSL | http://www.toronto.ca/TWONTO#temperature_switch
91411 | FHO-DOZ-TSL-4304 | Switch, Temperature, Low, Off-Gas Preheater HTR-4304 Outlet,Ozone Building, L1, Ozone Equipment Room | FHO-DOZ-HTR-4304 | Heater, Off-Gas Preheater, Off Gas Distruct Skid 4300, Ozone Building, L1, Ozone Equipment Room | Switch,Temperature-Low | Switch |  | TSL | http://www.toronto.ca/TWONTO#temperature_switch
91412 | FHO-DOZ-TSL-4404 | Switch, Temperature, Low, Off-Gas Preheater HTR-4404 Outlet,Ozone Building, L1, Ozone Equipment Room | FHO-DOZ-HTR-4404 | Heater, Off-Gas Preheater, Off Gas Distruct Skid 4400, Ozone Building, L1, Ozone Equipment Room | Switch,Temperature-Low | Switch |  | TSL | http://www.toronto.ca/TWONTO#temperature_switch
91837 | FHO-ELS-LSL-0001SUSP | Switch, Level Low, Tank 0001, Emergency Power System, Near Outdoor Substation | FHO-EPG-T-0001 | Tank, Diesel Storage, Underground, Near Outdoor Substation |  | Switch | 42117 | LSL | http://www.toronto.ca/TWONTO#level_switch
92514 | FHO-FEQ-FSH-0001 | Switch, Flow-High, Fire System, Ozone Fire Room | FHO-SES-FEQ-1000 | Fire Equipment, Built In |  | Switch |  | FSH | http://www.toronto.ca/TWONTO#flow_switch
92515 | FHO-FEQ-FSH-0004 | Switch, Flow-High, Fire System, Admin Building, S5, Cable Tray Room, East | FHO-SES-FEQ-1000 | Fire Equipment, Built In |  | Switch |  | FSH | http://www.toronto.ca/TWONTO#flow_switch
92645 | FHO-FL-FSL-0002 | Switch,Flow Low,Diluted Fluoride Solution to E.Chem.Mixing Conduit,Filter 9-13 Pipe Gallery, S Wall | FHO-FL | Fluoridation | Switch,Flow-Low | Switch |  | FSL | http://www.toronto.ca/TWONTO#flow_switch
92646 | FHO-FL-FSL-0301 | Switch, Flow, Reservoir Sampling Pump Main Discharge Header, S2, Sluice Gate Hall East | FHO RESERVOIR | Sampling | Switch,Flow-Low | Switch |  | FSL | http://www.toronto.ca/TWONTO#flow_switch
92647 | FHO-FL-FSL-0303 | Switch, Flow, Sample Line to Fluoride Residual Analyzer FL-AIT-0002, S2, Sluice Gate Hall East | FHO RESERVOIR | Sampling | Switch,Flow-Low | Switch |  | FSL | http://www.toronto.ca/TWONTO#flow_switch
92748 | FHO-FLO-FSL-0001 | Switch, Flow, Flocculation Sampling Pumps Main Discharge Header, Filter Pipe Gallery 1-8, N/W | FHO PRE FILTERED | Sampling | Switch,Flow-Low | Switch |  | FSL | http://www.toronto.ca/TWONTO#flow_switch
92956 | FHO-FLT-FSL-5001 | Switch, Flow, Filtered Water Sample Header to Analyzer, Filter Pipe Gallery1-8, Lower Lvl, S/E | FHO FILTERED WATER | Composite Sampling | Switch,Flow-Low | Switch |  | FSL | http://www.toronto.ca/TWONTO#flow_switch
92957 | FHO-FLT-FSL-5002 | Switch, Flow, Filtered Water Sample to FLT-AIT-5001, Filter Pipe Gallery1-8,Upper Lvl, S/E | FHO FILTERED WATER | Composite Sampling | Switch,Flow-Low | Switch |  | FSL | http://www.toronto.ca/TWONTO#flow_switch
93513 | FHO-MCS-PSL-0101 | Switch, Pressure, Low, Service Water to Vacuum Priming Pump P-0101, S3, Compressor Room | FHO-MCS-P-0101 | Pump, Centrifugal, Vacuum Tanks T-0101&0201, S3, Compressor Room | Switch,Pressure-Low | Switch |  | PSL | http://www.toronto.ca/TWONTO#pressure_switch
93514 | FHO-MCS-PSL-0201 | Switch, Pressure, Low, Service Water to Vacuum Priming Pump P-0201, S3, Compressor Room | FHO-MCS-P-0201 | Pump, Centrifugal, Vacuum Tanks T-0101&0201, S3, Compressor Room | Switch,Pressure-Low | Switch |  | PSL | http://www.toronto.ca/TWONTO#pressure_switch
93515 | FHO-MCS-PSL-0201 | Switch, Pressure, Low, Service Water to Vacuum Priming Pump P-0201, S3, Compressor Room | FHO-MCS-P-0201-KQ | Vacuum Priming Pump 2 | Switch,Pressure-Low | Switch |  | PSL | http://www.toronto.ca/TWONTO#pressure_switch
93516 | FHO-MCS-PSL-0301 | Switch, Pressure, Low, Service Water to Vacuum Priming Pump P-0301, S3, Compressor Room | FHO-MCS-P-0301 | Pump, Centrifugal, Vacuum Tanks T-0101&0201, S3, Compressor Room | Switch,Pressure-Low | Switch |  | PSL | http://www.toronto.ca/TWONTO#pressure_switch
93517 | FHO-MCS-PSL-0301 | Switch, Pressure, Low, Service Water to Vacuum Priming Pump P-0301, S3, Compressor Room | FHO-MCS-P-0301-KQ | Vacuum Priming Pump 3 | Switch,Pressure-Low | Switch |  | PSL | http://www.toronto.ca/TWONTO#pressure_switch
93775 | FHO-PLT-PSH-0201 | Switch, Pressure High, Discharge, Pretreatment Chemical Dispersion Pump 0201,Ozone Building,S2 Level | FHO-PLT-P-0101 | Pump, Centrifugal, Pretreatment Chemical Dispersion,Ozone Building, S2, Ozone Pipe Gallery #2 | Switch,Pressure-High | Switch |  | PSH | http://www.toronto.ca/TWONTO#pressure_switch
93987 | FHO-RW-FSL-0006 | Switch, Flow,Supply Header from On-shore Sampling System to Raw Water Analyzers, S10, Basement | FHO RAW H2O | Raw water Sampling | Switch,Flow-Low | Switch |  | FSL | http://www.toronto.ca/TWONTO#flow_switch
93997 | FHO-RW-LSL-2401 | Switch, Level, Low, Raw Water Pump P-2401 Loss of Prime, S9, RW Pump Room | FHO-RW-P-2401 | Pump, Centrifugal, RW Pump 2401. S9, RW Pump Room |  | Switch |  | LSL | http://www.toronto.ca/TWONTO#level_switch
94030 | FHO-RW-PSL-1801 | Switch, Pressure, Low, Raw Water Pump P-1801 Loss of Prime, S9 RW Pump Room | FHO-RW-P-1801 | Pump, Centrifugal, RW Pump 1801. S9, RW Pump Room |  | Switch |  | PSL | http://www.toronto.ca/TWONTO#pressure_switch
94031 | FHO-RW-PSL-1901 | Switch, Pressure, Low, Raw Water Pump P-1901 Loss of Prime, S9 RW Pump Room | FHO-RW-P-1901 | Pump, Centrifugal, RW Pump 1901. S9, RW Pump Room |  | Switch |  | PSL | http://www.toronto.ca/TWONTO#pressure_switch
94219 | FHO-SBS-FSH-0001 | Switch, Flow, High, Rupture Disk, SBS-SC-0001, Chemical Building, S2, Chlorine Storage Room, | FHO-SBS | Ozone Quenching |  | Switch |  | FSH | http://www.toronto.ca/TWONTO#flow_switch
94221 | FHO-SBS-LSH-0002 | Switch, Level High, SBS Tank Spill Containment,S4 Level, SBS Tank Room | FHO-SBS | Ozone Quenching | Switch,Level-High | Switch |  | LSH | http://www.toronto.ca/TWONTO#level_switch
95132 | FHO-TRW-FSL-0005 | Switch,Flow,Low,Secondary TRW Suction Channel Sampling Line,Ozone Building,S2,Dispersion Pump Room | FHO-TRW | Treated Water System | Switch,Flow-Low | Switch |  | FSL | http://www.toronto.ca/TWONTO#flow_switch
95133 | FHO-TRW-FSL-0101 | Switch, Flow, Low, Output Sampling Pumps Discharge, TRW Building, S5, Basement, Valve Chamber Hall | FHO TRW OUTPUT | Treated Water Output Sampling | Switch,Flow-Low | Switch |  | FSL | http://www.toronto.ca/TWONTO#flow_switch
95134 | FHO-TRW-FSL-0102 | Switch,Flow,Low,Sample to Chlorine Residual Analyzer AIT-0001,TRW Bldg.,S5,Bsmnt.,Valve Chamber Hall | FHO TRW OUTPUT | Treated Water Output Sampling | Switch,Flow-Low | Switch |  | FSL | http://www.toronto.ca/TWONTO#flow_switch
95135 | FHO-TRW-FSL-0103 | Switch, Flow, Low, Sample to Turbidity and Fluoride Analyser, TRW Bldg, S5, Bsmnt,Valve Chamber Hall | FHO TRW OUTPUT | Treated Water Output Sampling | Switch,Flow-Low | Switch |  | FSL | http://www.toronto.ca/TWONTO#flow_switch
95136 | FHO-TRW-FSL-0104 | Switch, Flow, Low, Sample to Chloramination Analyzers, TRW Building, S5, Basement,Valve Chamber Hall | FHO TRW OUTPUT | Treated Water Output Sampling | Switch,Flow-Low | Switch |  | FSL | http://www.toronto.ca/TWONTO#flow_switch
95137 | FHO-TRW-FSL-0106 | Switch, Flow, Low, pH Analyzer AIT-0010 Inlet, TRW Building, S5, Basement, Valve Chamber Hall | FHO TRW OUTPUT | Treated Water Output Sampling |  | Switch |  | FSL | http://www.toronto.ca/TWONTO#flow_switch
95162 | FHO-TRW-LSH-0001 | Switch, Level, High, Surge Tank T-0001, Surge Building, S4, Tank Room | FHO-TRW-T-0001 | Tank, Surge, District 1E1, Surge Building, S4, Tank Room | Switch,Level-High | Switch |  | LSH | http://www.toronto.ca/TWONTO#level_switch
95163 | FHO-TRW-LSH-0001 | Switch, Level, High, Surge Tank T-0001, Surge Building, S4, Tank Room | FHO-TRW-T-0001-KQ | Surge Tank 1 | Switch,Level-High | Switch |  | LSH | http://www.toronto.ca/TWONTO#level_switch
95164 | FHO-TRW-LSH-0002 | Switch, Level, High, Surge Tank T-0002, Surge Building, S4, Tank Room | FHO-TRW-T-0002 | Tank, Surge, District 1E2, Surge Building, S4, Tank Room | Switch,Level-High | Switch |  | LSH | http://www.toronto.ca/TWONTO#level_switch
95165 | FHO-TRW-LSH-0003 | Switch, Level, High, Surge Tank T-0003, Surge Building, S4, Tank Room | FHO-TRW-T-0003 | Tank, Surge, District 2E1, Surge Building, S4, Tank Room | Switch,Level-High | Switch |  | LSH | http://www.toronto.ca/TWONTO#level_switch
95172 | FHO-TRW-LSL-0001 | Switch, Level, High, Surge Tank T-0001, Surge Building, S4, Tank Room | FHO-TRW-T-0001 | Tank, Surge, District 1E1, Surge Building, S4, Tank Room | Switch,Level-Low | Switch |  | LSL | http://www.toronto.ca/TWONTO#level_switch
95173 | FHO-TRW-LSL-0001 | Switch, Level, High, Surge Tank T-0001, Surge Building, S4, Tank Room | FHO-TRW-T-0001-KQ | Surge Tank 1 | Switch,Level-Low | Switch |  | LSL | http://www.toronto.ca/TWONTO#level_switch
95174 | FHO-TRW-LSL-0002 | Switch, Level, High, Surge Tank T-0002, Surge Building, S4, Tank Room | FHO-TRW-T-0002-KQ | Surge Tank 2 | Switch,Level-Low | Switch |  | LSL | http://www.toronto.ca/TWONTO#level_switch
95175 | FHO-TRW-LSL-0003 | Switch, Level, High, Surge Tank T-0003, Surge Building, S4, Tank Room | FHO-TRW-T-0003-KQ | Surge Tank 3 | Switch,Level-Low | Switch |  | LSL | http://www.toronto.ca/TWONTO#level_switch
95176 | FHO-TRW-LSL-0100 | Switch, Level, Low, Pump P-0100 Loss of Prime, Treated Water Building, S3, Pump Room | FHO-TRW-P-0100 | Pump, Centrifugal, Treated Water Building, S3, Treated Water Pump Room | Switch,Level-Low | Switch |  | LSL | http://www.toronto.ca/TWONTO#level_switch
95177 | FHO-TRW-LSL-0500 | Switch, Level, Low, Pump P-0500 Loss of Prime, Treated Water Building, S3, Pump Room | FHO-TRW-P-0500 | Pump, Centrifugal, Treated Water Building, S3, Treated Water Pump Room |  | Switch |  | LSL | http://www.toronto.ca/TWONTO#level_switch
95178 | FHO-TRW-LSL-0600 | Switch, Level, Low, Pump P-0600 Loss of Prime, Treated Water Building, S3, Pump Room | FHO-TRW-P-0600 | Pump, Centrifugal, Treated Water Building, S3, Treated Water Pump Room | Switch,Level-Low | Switch |  | LSL | http://www.toronto.ca/TWONTO#level_switch
95179 | FHO-TRW-LSL-0800 | Switch, Level, Low, Pump P-0800 Loss of Prime, Treated Water Building, S3, Pump Room | FHO-TRW-P-0800 | Pump, Centrifugal, Treated Water Building, S3, Treated Water Pump Room | Switch,Level-Low | Switch |  | LSL | http://www.toronto.ca/TWONTO#level_switch
95180 | FHO-TRW-LSL-0800 | Switch, Level, Low, Pump P-0800 Loss of Prime, Treated Water Building, S3, Pump Room | FHO-TRW-P-0800-KQ | TRW Pump Unit 8 | Switch,Level-Low | Switch |  | LSL | http://www.toronto.ca/TWONTO#level_switch
95183 | FHO-TRW-LSL-1000 | Switch, Level, Low, Pump P-1000 Loss of Prime, Treated Water Building, S3, Pump Room | FHO-TRW-P-1000 | Pump, Centrifugal, Treated Water Building, S3, Treated Water Pump Room | Switch,Level-Low | Switch |  | LSL | http://www.toronto.ca/TWONTO#level_switch
95185 | FHO-TRW-LSL-2900 | Switch, Level, Low, Pump P-2900 Loss of Prime, Treated Water Building, S3, Pump Room | FHO-TRW-P-2900 | Pump, Centrifugal, Treated Water Building, S3, Treated Water Pump Room |  | Switch |  | LSL | http://www.toronto.ca/TWONTO#level_switch
95241 | FHO-TRW-PSH-0001 | Switch, Pressure, High, RW & TW Pumps Priming Header, TRW Building, S3, Compressor Room | FHO-TRW-VP | Vacuum Priming | Switch,Pressure-High | Switch |  | PSH | http://www.toronto.ca/TWONTO#pressure_switch
95242 | FHO-TRW-PSH-0003 | Switch, High Pressure, Air Supply Header, Surge Protection System, Surge Bldg, S2, Compressore Rm, E | FHO-TRW- SURGE | Surge Protection System | Switch,Pressure-High | Switch |  | PSH | http://www.toronto.ca/TWONTO#pressure_switch
95243 | FHO-TRW-PSL-0005 | Switch, Pressure, Low, Priming Pump Control, TRW Building, S3, Compressor Room | FHO-TRW-VP | Vacuum Priming | Switch,Pressure-Low | Switch |  | PSL | http://www.toronto.ca/TWONTO#pressure_switch
95280 | FHO-TRW-TSH-0001 | Switch, Temperature, High, TRW Building, S3, TRW Pump Room, South Wall | FHO TRW PUMPING | Treated Water Pumping | Transmitter,Temperature | Switch |  | TSH | http://www.toronto.ca/TWONTO#temperature_switch
95281 | FHO-TRW-TSL-0001 | Switch, Temperature, Low, TRW Building, S3, TRW Pump Room, South Wall | FHO TRW PUMPING | Treated Water Pumping | Transmitter,Temperature | Switch |  | TSL | http://www.toronto.ca/TWONTO#temperature_switch
95552 | FHO-WWW-LSH-0102 | Switch, Level-High, Clarifier 1, Clarifier Building, S4, Basement | FHO-WWW-T-0102 | Tank, Clarifier 0102, Waste Water System, Clarifier Building, West |  | Switch |  | LSH | http://www.toronto.ca/TWONTO#level_switch
95581 | FHO-WWW-PSH-0001 | Switch, Pressure-High, Sludge Transfer to Highland Creek, Clarifier Building, S4, Basement | FHO-WWW-P-0501 | Pump, Sludge Transfer to Highland Creek, Clarifier Building, S4, Basement |  | Switch |  | PSH | http://www.toronto.ca/TWONTO#pressure_switch
95582 | FHO-WWW-PSH-0601 | Switch, Pressure High, Discharge WW Blower WWW-BL-0601, S5 Blower Room | FHO-WWW-BL-0601 | Blower, Process Air to Waste Water Tank 1, S5 Blower Room | Switch,Pressure-High | Switch |  | PSH | http://www.toronto.ca/TWONTO#pressure_switch
95583 | FHO-WWW-PSH-0701 | Switch, Pressure High, Discharge WW Blower WWW-BL-0701, S5 Blower Room | FHO-WWW-BL-0701 | Blower, Back-up to Process Air to Waste Water Tank # 1 & 2, S5 Blower Room | Switch,Pressure-High | Switch |  | PSH | http://www.toronto.ca/TWONTO#pressure_switch
95691 | FHO-WWW-XSH-0101 | Switch, Torque, High, Rake, Clarifier 1 | FHO-WWW-T-0102-KQ | Clarifier 1 | Sensor,Position | Switch |  | XSH | http://www.toronto.ca/TWONTO#torque_switch
95692 | FHO-WWW-XSH-0201 | Switch, Torque, High, Rake Drive, Clarifier 2 | FHO-WWW-T-0202 | Tank, Clarifier 0202, Waste Water System, Clarifier Building, East | Sensor,Position | Switch |  | XSH | http://www.toronto.ca/TWONTO#torque_switch
96022 | FIS-AM-FSL-0102 | Switch, Flow, Low, Ammonia Feed Line to Reservoir, Meter & Sampling Building, Upper Level, North | FIS-AM | Ammoniation | Sensor,Flow | Switch |  | FSL | http://www.toronto.ca/TWONTO#flow_switch
96023 | FIS-AM-FSL-0801 | Switch, Flow, Low, Inlet Water, Ammonia Scrubber SB-0801, Ammonia & Fluoride Building, Main Floor, Scrubber Room | FIS-AM-SB-0801 | Scrubber, Ammonia, Ammonia & Fluoride Building, Main Floor, Scrubber Room |  | Switch |  | FSL | http://www.toronto.ca/TWONTO#flow_switch
96028 | FIS-AM-LSH-0001 | Switch, Level, High, Ammonia Tank T-0101 Spill Containment, Ammonia & Fluoride Building,Storage Room | FIS-AM | Ammoniation | Switch,Level-High | Switch |  | LSH | http://www.toronto.ca/TWONTO#level_switch
96029 | FIS-AM-LSH-0003 | Switch, Level, High, Ammonia Tank T-0201 Spill Containment, Ammonia & Fluoride Building,Storage Room | FIS-AM-T-0201 | Tank, Ammonia Bulk Storage, Ammonia & Fluoride Building, Storage Room |  | Switch |  | LSH | http://www.toronto.ca/TWONTO#level_switch
96030 | FIS-AM-LSHH-0201 | Switch, Level, High High, Tank 0201, Aqua Ammonia Storage | FIS-AM-T-0201 | Tank, Ammonia Bulk Storage, Ammonia & Fluoride Building, Storage Room |  | Switch |  | LSHH | http://www.toronto.ca/TWONTO#level_switch
96084 | FIS-AMT-ST-0001 | Transmitter, Wind Speed, Filter Building Roof, Weather Monitoring Station AMT-WS-0001 | FIS-AMT-WS-0001 | Weather Monitoring Station, Filter Building Roof |  | Switch |  | ST | http://www.toronto.ca/TWONTO#instrument_transmitter
96127 | FIS-BW-LSL-0101 | Switch, Level, Low, Backwash Pump P-0101 Priming, Filter Building, Pump Room | FIS-BW-P-0101 | Circuit Breaker,4.16 kV,Filter Building,Mezzanine,West,Solid State Starter,FIS-BW-P-0101 |  | Switch |  | LSL | http://www.toronto.ca/TWONTO#level_switch
96133 | FIS-BW-TSH-0101 | Switch, Temperature, High, Motor Outboard Bearing, Backwash Pump P-0101, Filter Building, Pump Room | FIS-BW-P-0101 | Circuit Breaker,4.16 kV,Filter Building,Mezzanine,West,Solid State Starter,FIS-BW-P-0101 |  | Switch |  | TSH | http://www.toronto.ca/TWONTO#temperature_switch
96134 | FIS-BW-TSH-0102 | Switch, Temperature, High, Motor Inboard Bearing, Backwash Pump P-0101, Filter Building, Pump Room | FIS-BW-P-0101 | Circuit Breaker,4.16 kV,Filter Building,Mezzanine,West,Solid State Starter,FIS-BW-P-0101 |  | Switch |  | TSH | http://www.toronto.ca/TWONTO#temperature_switch
96135 | FIS-BW-TSH-0201 | Switch, Temperature, High, Motor Outboard Bearing, Backwash Pump P-0201, Filter Building, Pump Room | FIS-BW-P-0201 | Circuit Breaker,4.16 kV,Filter Building,Mezzanine,East,Solid State Starter,FIS-BW-P-0201 |  | Switch |  | TSH | http://www.toronto.ca/TWONTO#temperature_switch
96136 | FIS-BW-TSH-0202 | Switch, Temperature, High, Motor Inboard Bearing, Backwash Pump P-0201, Filter Building, Pump Room | FIS-BW-P-0201 | Circuit Breaker,4.16 kV,Filter Building,Mezzanine,East,Solid State Starter,FIS-BW-P-0201 |  | Switch |  | TSH | http://www.toronto.ca/TWONTO#temperature_switch
96137 | FIS-BW-TSH-0204 | Switch, Temperature, High, Pump Outboard Bearing, Backwash Pump P-0201, Filter Building, Pump Room | FIS-BW-P-0201 | Circuit Breaker,4.16 kV,Filter Building,Mezzanine,East,Solid State Starter,FIS-BW-P-0201 |  | Switch |  | TSH | http://www.toronto.ca/TWONTO#temperature_switch
96138 | FIS-BW-TSH-0205 | Switch, Temperature, High, Pump Casing Temperature, Backwash Pump P-0201, Filter Building, Pump Room | FIS-BW-P-0201 | Circuit Breaker,4.16 kV,Filter Building,Mezzanine,East,Solid State Starter,FIS-BW-P-0201 |  | Switch |  | TSH | http://www.toronto.ca/TWONTO#temperature_switch
96247 | FIS-CLA-FSL-0001 | Switch, Flow, Low, Pre-Filtered Residual Chlorine Analyser AIT-0001, Filter Building, Pump Room E | FIS-CLA | Pre-Chorination System | Transmitter,Flow | Switch |  | FSL | http://www.toronto.ca/TWONTO#flow_switch
96248 | FIS-CLA-FSL-0001 | Switch, Flow, Low, Pre-Filtered Residual Chlorine Analyser AIT-0001, Filter Building, Pump Room E | FIS-CLA-AIT-0001 | Analyzer, Chlorine, Pre-Filtered Residual, Filter Building, Pump Room East | Transmitter,Flow | Switch |  | FSL | http://www.toronto.ca/TWONTO#flow_switch
96250 | FIS-CLA-PSH-0101 | Switch, Pressure, High, Pre-Chlorine Train 1,Rupture Disc Outlet, Gaseous Chemical Bldg,Storage Rm | FIS-CLA-CHL-0101 | Chlorinator, Pre Chlorination Train 1, Gaseous Chemical Building, Machine Room | Sensor,Pressure | Switch |  | PSH | http://www.toronto.ca/TWONTO#pressure_switch
96251 | FIS-CLA-PSH-0102 | Switch, Pressure, High, Pre-Chlorine Evaporator EV-0101 Discharge, Gaseous Chemical Bldg, Machine Rm | FIS-CLA-CHL-0101 | Chlorinator, Pre Chlorination Train 1, Gaseous Chemical Building, Machine Room | Sensor,Pressure | Switch |  | PSH | http://www.toronto.ca/TWONTO#pressure_switch
96252 | FIS-CLA-PSL-0102 | Switch, Pressure, Low, Pre-Chlorine Evaporator EV-0101 Discharge, Gaseous Chemical Bldg,Storage Room | FIS-CLA-CHL-0101 | Chlorinator, Pre Chlorination Train 1, Gaseous Chemical Building, Machine Room | Sensor,Pressure | Switch |  | PSL | http://www.toronto.ca/TWONTO#pressure_switch
96305 | FIS-CLB-FSL-0001 | Switch, Flow, Low, After Post Residual Chlorine Analyser AIT-0001A, Filter Building, Pump Room East | FIS-CLB | Post-Chlorination | Sensor,Level | Switch |  | FSL | http://www.toronto.ca/TWONTO#flow_switch
96306 | FIS-CLB-FSL-0002 | Switch, Flow, Low, Before SO2 Analysers AIT-0002A & B, Chemical Sampling Bldg, Upper Level, N Wall | FIS-CLB | Post-Chlorination | Sensor,Level | Switch |  | FSL | http://www.toronto.ca/TWONTO#flow_switch
96307 | FIS-CLB-FSL-0002 | Switch, Flow, Low, Before SO2 Analysers AIT-0002A & B, Chemical Sampling Bldg, Upper Level, N Wall | FIS-CLB-AIT-0002B | Analyzer, Chlorine, Standby Before SO2 Residual Chemical Sampling Building, Upper Level | Sensor,Level | Switch |  | FSL | http://www.toronto.ca/TWONTO#flow_switch
96314 | FIS-CLB-PSH-0101 | Switch, Pressure, High,Post-Chlorine Train 1,Rupture Disc Outlet Gaseous Chemical Bldg,Storage Rm | FIS-CLB-T-0102 | Tank, Expansion, Cl2 Liquid to Evaporator EV-0101, Gaseous Chemical Building,Storage Room | Sensor,Pressure | Switch |  | PSH | http://www.toronto.ca/TWONTO#pressure_switch
96315 | FIS-CLB-PSH-0102 | Switch, Pressure, High, Post-Chlorine Evaporator EV-0101 Discharge,Gaseous Chemical Bldg, Machine Rm | FIS-CLC-CHL-0101 | Chemical Feeder, Gas, Chlorine, Trim Chlorination, Chlorination System | Sensor,Pressure | Switch |  | PSH | http://www.toronto.ca/TWONTO#pressure_switch
96316 | FIS-CLB-PSH-0202 | Switch, Pressure, High, Post-Chlorine Evaporator EV-0201 Discharge,Gaseous Chemical Bldg, Machine Rm | FIS-CLB-CHL-0201 | Chlorinator, Post Chlorination Train 2, Gaseous Chemical Building, Machine Room | Sensor,Pressure | Switch |  | PSH | http://www.toronto.ca/TWONTO#pressure_switch
96319 | FIS-CLB-PSL-0101 | Switch, Pressure, Low, Post-Chlorine Gas, WCS-0101 Discharge, Gaseous Chemical Bldg, Storage Room | FIS-CLB-EV-0101 | Evaporator, Post Chlorination Train 1, Gaseous Chemical Building, Storage Room | Sensor,Pressure | Switch |  | PSL | http://www.toronto.ca/TWONTO#pressure_switch
96320 | FIS-CLB-PSL-0101 | Switch, Pressure, Low, Post-Chlorine Gas, WCS-0101 Discharge, Gaseous Chemical Bldg, Storage Room | FIS-CLC-CHL-0101 | Chemical Feeder, Gas, Chlorine, Trim Chlorination, Chlorination System | Sensor,Pressure | Switch |  | PSL | http://www.toronto.ca/TWONTO#pressure_switch
96321 | FIS-CLB-PSL-0201 | Switch, Pressure, Low, Post-Chlorine Gas, WCS-0201 Discharge, Gaseous Chemical Bldg, Storage Room | FIS-CLB-CHL-0201 | Chlorinator, Post Chlorination Train 2, Gaseous Chemical Building, Machine Room | Sensor,Pressure | Switch |  | PSL | http://www.toronto.ca/TWONTO#pressure_switch
96322 | FIS-CLB-PSL-0201 | Switch, Pressure, Low, Post-Chlorine Gas, WCS-0201 Discharge, Gaseous Chemical Bldg, Storage Room | FIS-CLB-EV-0201 | Evaporator, Post Chlorination Train 2, Gaseous Chemical Building, Storage Room | Sensor,Pressure | Switch |  | PSL | http://www.toronto.ca/TWONTO#pressure_switch
96332 | FIS-CLB-TSL-0101 | Switch, Temperature, Low, Post-Chlorine EV-0101 Discharge, Gaseous Chemical Building, Main Floor, Machine Room | FIS-CLB-EV-0101 | Evaporator, Post Chlorination Train 1, Gaseous Chemical Building, Storage Room |  | Switch |  | TSL | http://www.toronto.ca/TWONTO#temperature_switch
96421 | FIS-DCL-FSL-0001 | Switch, Flow, Low, After SO2 Sample to Analysers AIT-0001A & 0001B, Sampling Building, Upper Level | FIS-DCL-AIT-0001B | Analyzer, Chlorine, Standby After SO2 Residual, Chemical Sampling Building, Upper Level | Valve | Switch |  | FSL | http://www.toronto.ca/TWONTO#flow_switch
96427 | FIS-DCL-PSH-0101 | Switch, Pressure, High, SO2 Train 1, Rupture Disc Outlet, Gaseous Chemical Building, Storage Room | FIS-DCL-T-0101 | Tank, Expansion, SO2 Liquid to Evaporator EV-0101, Gaseous Chemical Building,Storage Room | Sensor,Level | Switch |  | PSH | http://www.toronto.ca/TWONTO#pressure_switch
96428 | FIS-DCL-PSH-0201 | Switch, Pressure, High, SO2 Train 2, Rupture Disc Outlet, Gaseous Chemical Building, Storage Room | FIS-DCL-SO-0201 | Sulphonator, Gaseous Chemical Building, Machine Room | Sensor,Level | Switch |  | PSH | http://www.toronto.ca/TWONTO#pressure_switch
96429 | FIS-DCL-PSL-0101 | Switch, Pressure, Low, SO2 Gas, WCS-0101 Discharge, Gaseous Chemical Building, Storage Room | FIS-DCL | De-Chlorination | Sensor,Level | Switch |  | PSL | http://www.toronto.ca/TWONTO#pressure_switch
96430 | FIS-DCL-PSL-0102 | Switch, Pressure, Low, SO2 Evaporator EV-0101 Discharge, Gaseous Chemical Building, Storage Room | FIS-DCL-SO-0201 | Sulphonator, Gaseous Chemical Building, Machine Room | Valve | Switch |  | PSL | http://www.toronto.ca/TWONTO#pressure_switch
96431 | FIS-DCL-PSL-0201 | Switch, Pressure, Low, SO2 Gas, WCS-0201 Discharge, Gaseous Chemical Building, Storage Room | FIS-DCL-SO-0201 | Sulphonator, Gaseous Chemical Building, Machine Room | Sensor,Level | Switch |  | PSL | http://www.toronto.ca/TWONTO#pressure_switch
96432 | FIS-DCL-PSL-0201 | Switch, Pressure, Low, SO2 Gas, WCS-0201 Discharge, Gaseous Chemical Building, Storage Room | FIS-DCL-T-0201 | Tank, Expansion, SO2 Liquid to Evaporator EV-0101, Gaseous Chemical Building,Storage Room | Sensor,Level | Switch |  | PSL | http://www.toronto.ca/TWONTO#pressure_switch
96497 | FIS-DEW-LS-0001 | Switch, Level, Assembly, Tank T-0001 Dewatering Pumps Control, Filter Building, Pump Room East Side | FIS-DEW-P-0001A | Pump, Submersible, Vertical Turbine, Tank T- 0001, Filter Building, Pump Room, East Side |  | Switch |  | LS | http://www.toronto.ca/TWONTO#level_switch
96498 | FIS-DEW-LS-0002 | Switch,Level,Assembly,Tank T-0002 Dewatering Pump Control,Workshop Bldg,Below Machine Shop Mezzanine | FIS-DEW-P-0006A | Pump, Submersible, Dewatering Tank T-0002, Workshop Building, Below Machine Shop Mezzanine |  | Switch |  | LS | http://www.toronto.ca/TWONTO#level_switch
96499 | FIS-DEW-LSH-0003 | Switch, Level, High, Main Sump Pit Tank T-0005, Filter Building, Sub Basement | FIS-DEW | Dewatering & Drainage | Sensor,Level | Switch |  | LSH | http://www.toronto.ca/TWONTO#level_switch
96500 | FIS-DEW-LSH-0003 | Switch, Level, High, Main Sump Pit Tank T-0005, Filter Building, Sub Basement | FIS-DEW-T-0005 | Tank, Dewatering Chamber, Filter Building Sub Basement, Main Sump Pit Area | Sensor,Level | Switch |  | LSH | http://www.toronto.ca/TWONTO#level_switch
96501 | FIS-DEW-LSH-0004 | Switch, Level, High, Low Lift Pumps & Screen Room Drain Sump Tank T-0003, Pump Building, Pump Room | FIS-DEW | Dewatering & Drainage | Sensor,Level | Switch |  | LSH | http://www.toronto.ca/TWONTO#level_switch
96502 | FIS-DEW-LSH-0004 | Switch, Level, High, Low Lift Pumps & Screen Room Drain Sump Tank T-0003, Pump Building, Pump Room | FIS-DEW-T-0003 | Tank, Low Lift Pumps & Screen Room Drain Sump, Raw Water Pump Building, Pump Room, South | Sensor,Level | Switch |  | LSH | http://www.toronto.ca/TWONTO#level_switch
96503 | FIS-DEW-LSH-0005 | Switch, Level, High, Main Sump Pit Area Tank T-0006, Filter Complex, Entrance | FIS-DEW | Dewatering & Drainage | Sensor,Level | Switch |  | LSH | http://www.toronto.ca/TWONTO#level_switch
96504 | FIS-DEW-LSH-0005 | Switch, Level, High, Main Sump Pit Area Tank T-0006, Filter Complex, Entrance | FIS-DEW-T-0006 | Tank, Dewatering Chamber, Main Sump Pit Area, Admin Bldg Entrance | Sensor,Level | Switch |  | LSH | http://www.toronto.ca/TWONTO#level_switch
96505 | FIS-DEW-LSH-0006 | Switch, Level, High, Maintenance Hole No.5 Tank T-0004, Metering Building, Maintenance Hole No.5 | FIS-DEW | Dewatering & Drainage | Sensor,Level | Switch |  | LSH | http://www.toronto.ca/TWONTO#level_switch
96506 | FIS-DEW-LSH-0006 | Switch, Level, High, Maintenance Hole No.5 Tank T-0004, Metering Building, Maintenance Hole No.5 | FIS-DEW-T-0004 | Tank, Dewatering, Maintenance Hole No.5, Flow Metering Building | Sensor,Level | Switch |  | LSH | http://www.toronto.ca/TWONTO#level_switch
96635 | FIS-ELS-DS-0616 | Switch, Disconnect,600V, Polymer Skids Feed, Polymer Storage Room | FIS-ELS-TR-0616 | Transformer, 15kVA,600/120/208V, RMF Polymer Storage & Feeder Building, Polymer Storage Room | Switch | Switch |  | DS | http://www.toronto.ca/TWONTO#disconnect_switch
96636 | FIS-ELS-DS-0616A | Disconnect Switch, Polymer Skid 1, RMF Polymer Storage & Feeder Building, Polymer Storage Room | FIS-ELS-TR-0616 | Transformer, 15kVA,600/120/208V, RMF Polymer Storage & Feeder Building, Polymer Storage Room | Switch | Switch |  | DS | http://www.toronto.ca/TWONTO#disconnect_switch
96637 | FIS-ELS-DS-0616B | Disconnect Switch, Polymer Skid 2, RMF Polymer Storage & Feeder Building, Polymer Storage Room | FIS-ELS-MCC-0600 | MCC,600 V,Filter Building,Mezzanine,West | Switch | Switch |  | DS | http://www.toronto.ca/TWONTO#disconnect_switch
96640 | FIS-ELS-ESP-0611 | Splitter, Electrical, 600V, Chemical Mixing Building, East Wall | FIS-ELS-MCC-0600 | MCC,600 V,Filter Building,Mezzanine,West |  | Switch |  | ESP | ?
96721 | FIS-ELS-LS-2103 | Switch, Level, Float, Fuel Oil Day Tank T-2102 Spill Containment, Workshop Building, Main Floor, Generator Room | FIS-ELS-T-2102 | Tank, 450 L, Generator GEN-2100 Fuel Oil Day Tank, Workshop Building, Generator Room |  | Switch |  | LS | http://www.toronto.ca/TWONTO#level_switch
96723 | FIS-ELS-LSH-2001 | Switch, Level, High, Fuel Oil Storage Tanks Spill Containment, Workshop Building, Storage Tank Room | FIS-ELS-T-2201 | Tank, 2500 L, Generator GEN-02200 Fuel Oil Storage, Workshop Building, Fuel Storage Tank Room |  | Switch |  | LSH | http://www.toronto.ca/TWONTO#level_switch
96794 | FIS-ELS-PS-2102 | Switch, Pressure, High, Fuel Oil Day Tank T-2102, Workshop Building, Generator Room | FIS-ELS-T-2102 | Tank, 450 L, Generator GEN-2100 Fuel Oil Day Tank, Workshop Building, Generator Room |  | Switch |  | PS | http://www.toronto.ca/TWONTO#pressure_switch
96795 | FIS-ELS-PS-2201 | Switch, Pressure, High, Fuel Oil Storage Tank T 2201, Workshop Building, Storage Tank Room | FIS-ELS-T-2201 | Tank, 2500 L, Generator GEN-02200 Fuel Oil Storage, Workshop Building, Fuel Storage Tank Room |  | Switch |  | PS | http://www.toronto.ca/TWONTO#pressure_switch
97067 | FIS-FL-FSL-0001 | Switch, Flow, Low, Sampling to Fluoride Residual Analyser AIT-0001, Filter Building, Pump Room East | FIS-FL-AIT-0001 | Analyzer, Fluoride Residual, Filter Complex, Basement Floor, Pump Room East | Switch,Flow-Low | Switch |  | FSL | http://www.toronto.ca/TWONTO#flow_switch
97072 | FIS-FL-LSH-0001 | Switch, Level, High, Tanks T-0101 & 0201 Spill Containment, Ammonia & Fluoride Building,Storage Room | FIS-FL | Fluoridation | Switch,Level-High | Switch |  | LSH | http://www.toronto.ca/TWONTO#level_switch
97073 | FIS-FL-LSH-0003 | Switch, Level, High, Tanks T-0301 Spill Containment, Ammonia & Fluoride Building, Main Floor,T-0301 Room | FIS-FL | Fluoridation | Switch,Level-High | Switch |  | LSH | http://www.toronto.ca/TWONTO#level_switch
97143 | FIS-FLT-FSL-0001-SUS | Switch, Flow-Low, SMP, AIT 0001, Filter Building Pump Room, Sampling Pumps - Filter Pipe Gallery | FIS-FLT | Filtration |  | Switch | 38235 | FSL | http://www.toronto.ca/TWONTO#flow_switch
97144 | FIS-FLT-FSL-0002SUS | Switch, Flow, Low, Filter Composite Particle Counter Analyser AIT 0002, Filter Building, Pump Room E | FIS-FLT | Filtration | Switch,Flow-Low | Switch | 38916 | FSL | http://www.toronto.ca/TWONTO#flow_switch
97145 | FIS-FLT-FSL-0002SUS | Switch, Flow, Low, Filter Composite Particle Counter Analyser AIT 0002, Filter Building, Pump Room E | FIS-FLT-AIT-0002SUS | Analyzer, Particle Counter, Filter Composite Sampling, Filter Building, Pump Room East | Switch,Flow-Low | Switch | 38916 | FSL | http://www.toronto.ca/TWONTO#flow_switch
97146 | FIS-FLT-FSL-0004 | Switch, Flow, Low, Filter Composite pH Analyser AIT 0004, Filter Building, Pump Room East | FIS-FLT-AIT-0004 | Analyzer, pH, Filter Composite Sampling, Filter Building, Pump Room East | Switch,Flow-Low | Switch |  | FSL | http://www.toronto.ca/TWONTO#flow_switch
97162 | FIS-FLT-TSH-0001-SUS | Switch, Temperature-High, Surface Wash Pump Motor 0001, Backwash Pumps | FIS-SUSPENDED | Obsolete Entities/Processes | Switch,Temperature-High | Switch | 38239 | TSH | http://www.toronto.ca/TWONTO#temperature_switch
97396 | FIS-PCL-FSL-0003 | Switch, Flow, Low, PACL Dosing Line 1 to Raw Water Flume, Workshop Building, Main Floor, Chemical Storage Room, South Wal | FIS-PCL-P-0101 | Pump, Metering, PACL Dosing, Workshop Building, Chemical Storage |  | Switch |  | FSL | http://www.toronto.ca/TWONTO#flow_switch
97397 | FIS-PCL-FSL-0201-SUS | Switch, Flow-Low, PACL To Mixer 0201, Raw Water Pumping Station | FIS-PCL | PACL System | Sensor,Level | Switch | 38273 | FSL | http://www.toronto.ca/TWONTO#flow_switch
97398 | FIS-PCL-FSL-0202-SUS | Switch, Flow-Low, PACL to Backwash Pumps Discharge Header | FIS-SUSPENDED | Obsolete Entities/Processes | Sensor,Level | Switch | 38274 | FSL | http://www.toronto.ca/TWONTO#flow_switch
97399 | FIS-PCL-FSL-0301-SUS | Switch, Flow-Low, PACL, To Mixer 0301, Raw Water Pumping Station | FIS-SUSPENDED | Obsolete Entities/Processes |  | Switch | 38275 | FSL | http://www.toronto.ca/TWONTO#flow_switch
97400 | FIS-PCL-FSL-0401-SUS | Switch, Flow-Low, PACL, To Mixer 0401, Raw Water Pumping Station | FIS-SUSPENDED | Obsolete Entities/Processes |  | Switch | 38276 | FSL | http://www.toronto.ca/TWONTO#flow_switch
97401 | FIS-PCL-FSL-0501-SUS | Switch, Flow-Low, PACL, To Mixer 0501, Raw Water Pumping Station | FIS-PCL | PACL System |  | Switch | 38277 | FSL | http://www.toronto.ca/TWONTO#flow_switch
97406 | FIS-PCL-LSHH-0201 | Switch, Level, High High, Float, PACL Tank T-0201, Workshop Building, Chemical Storage | FIS-PCL-T-0201 | Tank, PACL Storage, Workshop Building, Chemical Storage | Switch,Level-High | Switch |  | LSHH | http://www.toronto.ca/TWONTO#level_switch
97515 | FIS-POL-FE-1001 | Switch,Flow-Low, Service Water Low Flow Alarm, Mixing Chamber Inlet, Skid 1000, Polymer Storage room | FIS-POL-P-1001 | Pump,Diaphragm, Skid 1000, Polymer Storage room | Switch,Flow-Low | Switch |  | FE | http://www.toronto.ca/TWONTO#flow_switch
97628 | FIS-RW-FSL-0002-SUS | Switch, Flow-Low, Chlorine Intake Valve Chamber Upper Level, Sampling Pumps Intake | FIS-RW | Raw Water Production | Switch,Flow-Low | Switch | 38337 | FSL | http://www.toronto.ca/TWONTO#flow_switch
97629 | FIS-RW-FSL-0002-SUS | Switch, Flow-Low, Chlorine Intake Valve Chamber Upper Level, Sampling Pumps Intake | FIS-RW-AIT-0002-SUS | Analyzer, Chlorine, Intake Valve Chamber Upper Level, Sampling Pumps Intake | Switch,Flow-Low | Switch | 38337 | FSL | http://www.toronto.ca/TWONTO#flow_switch
97630 | FIS-RW-FSL-0003 | Switch, Flow, Low, PH Analyser AIT-0003 Inlet, Intake Valve Chamber Upper Level | FIS-RW | Raw Water Production | Switch,Flow-Low | Switch |  | FSL | http://www.toronto.ca/TWONTO#flow_switch
97631 | FIS-RW-FSL-0004-SUS | Switch, Flow-Low, Turbidity, Intake Valve Chamber Upper Level, Sampling Pumps Intake | FIS-RW | Raw Water Production | Switch,Flow-Low | Switch | 38338 | FSL | http://www.toronto.ca/TWONTO#flow_switch
97632 | FIS-RW-FSL-0004-SUS | Switch, Flow-Low, Turbidity, Intake Valve Chamber Upper Level, Sampling Pumps Intake | FIS-RW-AIT-0004 | Analyzer, Turbidity, Intake Valve Chamber Upper Level, Sampling Pumps Intake | Switch,Flow-Low | Switch | 38338 | FSL | http://www.toronto.ca/TWONTO#flow_switch
97633 | FIS-RW-FSL-0004-SUS | Switch, Flow-Low, Turbidity, Intake Valve Chamber Upper Level, Sampling Pumps Intake | FIS-SUSPENDED | Obsolete Entities/Processes | Switch,Flow-Low | Switch | 38338 | FSL | http://www.toronto.ca/TWONTO#flow_switch
97634 | FIS-RW-FSL-0006SUS | Switch, Flow, Low, Particle Counter AIT-0006, Intake Valve Chamber Upper Level,Sampling Pumps Intake | FIS-RW-AIT-0006SUS | Analyzer, Particle Counter, Intake Valve Building, Upper Level, Sampling Pumps Intake | Switch,Flow-Low | Switch | 38917 | FSL | http://www.toronto.ca/TWONTO#flow_switch
97635 | FIS-RW-FSL-0007-SUS | Switch, Flow-Low, Deep Well Submersible Sampling Pump 0001, Intake & Intake Valve Chamber | FIS-RW-P-0001-SUS | Pump, Submersible, Deep Well Raw Water Sampling, Intake Valve Chamber Upper Level, Intake & Intake Valve Chamber | Switch,Flow-Low | Switch | 38340 | FSL | http://www.toronto.ca/TWONTO#flow_switch
97636 | FIS-RW-FSL-0007-SUS | Switch, Flow-Low, Deep Well Submersible Sampling Pump 0001, Intake & Intake Valve Chamber | FIS-SUSPENDED | Obsolete Entities/Processes | Switch,Flow-Low | Switch | 38340 | FSL | http://www.toronto.ca/TWONTO#flow_switch
97637 | FIS-RW-FSL-0008-SUS | Switch, Flow-Low, Deep Well Submersible Sampling Pump 0002, Intake & Intake Valve Chamber | FIS-RW-P-0002-SUS | Pump, Submersible, Deep Well Raw Water Sampling, Intake Valve Chamber Upper Level, Intake & Intake Valve Chamber | Switch,Flow-Low | Switch | 38341 | FSL | http://www.toronto.ca/TWONTO#flow_switch
97638 | FIS-RW-FSL-0009-SUS | Switch, Flow-Low, Deep Well Submersible Sampling Pump 0003, Intake & Intake Valve Chamber | FIS-RW | Raw Water Production | Switch,Flow-Low | Switch | 38342 | FSL | http://www.toronto.ca/TWONTO#flow_switch
97639 | FIS-RW-FSL-0009-SUS | Switch, Flow-Low, Deep Well Submersible Sampling Pump 0003, Intake & Intake Valve Chamber | FIS-SUSPENDED | Obsolete Entities/Processes | Switch,Flow-Low | Switch | 38342 | FSL | http://www.toronto.ca/TWONTO#flow_switch
97640 | FIS-RW-FSL-0601 | Switch, Flow, Low, Sampling Pump P-0601 Discharge, Intake Valve Chamber , Lower Level | FIS-RW-SAMP | Sampling | Switch,Flow-Low | Switch |  | FSL | http://www.toronto.ca/TWONTO#flow_switch
97641 | FIS-RW-FSL-0701 | Switch, Flow, Low, Sampling Pump P-0701 Discharge, Intake Valve Chamber , Lower Level | FIS-RW | Raw Water Production | Switch,Flow-Low | Switch |  | FSL | http://www.toronto.ca/TWONTO#flow_switch
97642 | FIS-RW-FSL-0701 | Switch, Flow, Low, Sampling Pump P-0701 Discharge, Intake Valve Chamber , Lower Level | FIS-RW-SAMP | Sampling | Switch,Flow-Low | Switch |  | FSL | http://www.toronto.ca/TWONTO#flow_switch
97658 | FIS-RW-LSL-0001-SUS | Switch, Level-Low, Deep Well Submersible Sampling Pump 0001, Intake & Intake Valve Chamber | FIS-RW-SAMP | Sampling | Switch,Level-Low | Switch | 38344 | LSL | http://www.toronto.ca/TWONTO#level_switch
97672 | FIS-RW-PSH-0101 | Switch, Pressure-High/Low, Seal Water, Pump 0101, Raw Water Pumping Station | FIS-RW-P-0101 | Circuit Breaker,4.16 kV,Raw Water Pump Station,Upper Level,West,Solid State Starter,FIS-RW-P-0101 | Switch,Pressure-High | Switch |  | PSH | http://www.toronto.ca/TWONTO#pressure_switch
97673 | FIS-RW-PSH-0301 | Switch, Pressure-High, Seal Water, Pump 0301, Raw Water Pumping Station, Pump Room | FIS-RW-P-0301 | Circuit Breaker,4.16 kV,Raw Water Pump Station,Upper Level,West,Solid State Starter,FIS-RW-P-0301 | Switch,Pressure-High | Switch |  | PSH | http://www.toronto.ca/TWONTO#pressure_switch
97674 | FIS-RW-PSH-0401 | Switch, Pressure-High, Seal Water, Pump 0401, Raw Water Pumping Station, Pump Room | FIS-RW-P-0401 | Circuit Breaker,4.16 kV,Raw Water Pump Station,Upper Level,East,Solid State Starter,FIS-RW-P-0401 | Switch,Pressure-High | Switch |  | PSH | http://www.toronto.ca/TWONTO#pressure_switch
97675 | FIS-RW-PSH-0501 | Switch, Pressure-High, Seal Water, Pump 0501, Raw Water Pumping Station, Pump Room | FIS-RW-P-0501 | Circuit Breaker,4.16 kV,Raw Water Pump Station,Upper Level,East,Solid State Starter,FIS-RW-P-0501 | Switch,Pressure-High | Switch |  | PSH | http://www.toronto.ca/TWONTO#pressure_switch
97676 | FIS-RW-PSL-0401-SUS | Switch, Pressure-Low, Seal Water, Pump 0401, Raw Water Pumping Station | FIS-RW-P-0401 | Circuit Breaker,4.16 kV,Raw Water Pump Station,Upper Level,East,Solid State Starter,FIS-RW-P-0401 | Switch,Pressure-High | Switch | 38351 | PSL | http://www.toronto.ca/TWONTO#pressure_switch
97677 | FIS-RW-PSL-0401-SUS | Switch, Pressure-Low, Seal Water, Pump 0401, Raw Water Pumping Station | FIS-SUSPENDED | Obsolete Entities/Processes | Switch,Pressure-High | Switch | 38351 | PSL | http://www.toronto.ca/TWONTO#pressure_switch
97825 | FIS-SA-PS-0201-SUS | Switch, Pressure-High, Instrument Air, Compressor 0200, Service Air Monitoring | FIS-SA-C-0200 | Compressor, Reciprocating, Constant Speed, Insturment Air to Dryer 0201, Filter Building, Service Air Monitoring | Switch,Pressure-High | Switch | 38401 | PS | http://www.toronto.ca/TWONTO#pressure_switch
97861 | FIS-SBS-LSHH-0201 | Switch, Level, High High, Float, SBS Tank T-0201, Workshop Building, Chemical Storage | FIS-SBS-T-0201 | Tank, SBS Storage, Workshop Building, Chemical Storage | Switch,Level-High | Switch |  | LSHH | http://www.toronto.ca/TWONTO#level_switch
97998 | FIS-SES-FSH-1011 | Switch,Flow-High, Eyewash Shower, Polymer room | FIS-SES-SQ-1011 | Safety,Plant,Safety Gloves - Pair 11 | Switch,Flow-High | Switch |  | FSH | http://www.toronto.ca/TWONTO#flow_switch
98406 | FIS-TRW-FSL-0001 | Switch, Flow, Low, Treated Water Output Sample to AIT-0001 & 0004, Sampling Bldg, Upper Lvl, N Wall | FIS-TRW-AIT-0001 | Analyzer, Chlorine, TRW Output Residual (Secondary), Chemical Sampling Building, Upper Level | Switch,Flow-Low | Switch |  | FSL | http://www.toronto.ca/TWONTO#flow_switch
98407 | FIS-TRW-FSL-0001 | Switch, Flow, Low, Treated Water Output Sample to AIT-0001 & 0004, Sampling Bldg, Upper Lvl, N Wall | FIS-TRW-AIT-0002 | Analyzer, Turbidity, TRW Output Sampling Building, Upper Floor, North East Wall, Sampling Pumps Metering Room | Switch,Flow-Low | Switch |  | FSL | http://www.toronto.ca/TWONTO#flow_switch
98408 | FIS-TRW-FSL-0002 | Switch, Flow, Low, Treated Water Output Sample to AIT-0002 & 0003, Sampling Bldg, Upper Lvl, E Wall | FIS-TRW | Treated Water Production | Switch,Flow-Low | Switch |  | FSL | http://www.toronto.ca/TWONTO#flow_switch
98409 | FIS-TRW-FSL-0002 | Switch, Flow, Low, Treated Water Output Sample to AIT-0002 & 0003, Sampling Bldg, Upper Lvl, E Wall | FIS-TRW-AIT-0001 | Analyzer, Chlorine, TRW Output Residual (Secondary), Chemical Sampling Building, Upper Level | Switch,Flow-Low | Switch |  | FSL | http://www.toronto.ca/TWONTO#flow_switch
98410 | FIS-TRW-FSL-0002 | Switch, Flow, Low, Treated Water Output Sample to AIT-0002 & 0003, Sampling Bldg, Upper Lvl, E Wall | FIS-TRW-AIT-0002 | Analyzer, Turbidity, TRW Output Sampling Building, Upper Floor, North East Wall, Sampling Pumps Metering Room | Switch,Flow-Low | Switch |  | FSL | http://www.toronto.ca/TWONTO#flow_switch
98467 | FIS-TRW-TSH-0301 | Switch, Temperature-High, TRW-P-0300, Workshop Building, High Lift Pumping Station | FIS-TRW-P-0300 | Pump, Centrifugal, Treated Water to Island Distribution System, Workshop Building, High Lift PS |  | Switch |  | TSH | http://www.toronto.ca/TWONTO#temperature_switch
98656 | FIS-WWW-LSH-0001 | Switch, Level-High, WasteWater, To East Raw Water Intake, Intake & Intake Valve Chamber, Lower Level | FIS-BW | Backwash System | Switch,Level-High | Switch |  | LSH | http://www.toronto.ca/TWONTO#level_switch
98657 | FIS-WWW-LSH-0001 | Switch, Level-High, WasteWater, To East Raw Water Intake, Intake & Intake Valve Chamber, Lower Level | FIS-WWW | Waste Water | Switch,Level-High | Switch |  | LSH | http://www.toronto.ca/TWONTO#level_switch
98658 | FIS-WWW-LSHH-0502 | Switch,Level-High-High, Pump Well, Settling Basin 0501 | FIS-WWW-T-0501 | Tank, RMF Settling Basin 5, Filter Backwash Waste, Settling Basin Area | Switch,Level-High-High | Switch |  | LSHH | http://www.toronto.ca/TWONTO#level_switch
98659 | FIS-WWW-LSHH-0701 | Switch,Level-High-High, Pump Well, Settling Basin 0701 | FIS-WWW-T-0701 | Tank, RMF Settling Basin 7, Filter Backwash Waste, Settling Basin Area | Switch,Level-High-High | Switch |  | LSHH | http://www.toronto.ca/TWONTO#level_switch
98660 | FIS-WWW-LSHH-0901 | Switch, Level-High-High, Settling Basin 0901 | FIS-WWW-T-0901 | Tank, RMF Settling Basin 9, Filter Backwash Waste, Settling Basin Area | Switch,Level-High-High | Switch |  | LSHH | http://www.toronto.ca/TWONTO#level_switch
105502 | SWM-PBL-FA-0001S | Switch, Temperature-High | COL-W-OBSOLETE | Col West Obsolete Entities | Fire Prevention,Alarm | Switch | 42935 | FA | http://www.toronto.ca/TWONTO#temperature_switch
105512 | SWM-PBL-LSH-0103 | Switch, Level-High | SWM-PBL-MISC | Miscellaneous Equipment | Switch,Level | Switch |  | LSH | http://www.toronto.ca/TWONTO#level_switch
105513 | SWM-PBL-LSH-0104 | Switch, Level-High | SWM-PBL-MISC | Miscellaneous Equipment | Switch,Level | Switch |  | LSH | http://www.toronto.ca/TWONTO#level_switch
105514 | SWM-PBL-LSH-0105 | Switch, Level-High | SWM-PBL | Bloor Storm Pumping Station | Switch,Level | Switch |  | LSH | http://www.toronto.ca/TWONTO#level_switch
105515 | SWM-PBL-LSH-0105 | Switch, Level-High | SWM-PBL-MISC | Miscellaneous Equipment | Switch,Level | Switch |  | LSH | http://www.toronto.ca/TWONTO#level_switch
105516 | SWM-PBL-LSHH-0106 | Switch, Level High-High | SWM-PBL | Bloor Storm Pumping Station | Switch,Level | Switch |  | LSHH | http://www.toronto.ca/TWONTO#level_switch
105517 | SWM-PBL-LSHH-0106 | Switch, Level High-High | SWM-PBL-MISC | Miscellaneous Equipment | Switch,Level | Switch |  | LSHH | http://www.toronto.ca/TWONTO#level_switch
105518 | SWM-PBL-LSL-0102 | Switch, Level-Low | SWM-PBL | Bloor Storm Pumping Station | Switch,Level | Switch |  | LSL | http://www.toronto.ca/TWONTO#level_switch
105519 | SWM-PBL-LSLL-0101 | Switch, Level Low-Low | SWM-PBL-MISC | Miscellaneous Equipment | Switch,Level | Switch |  | LSLL | http://www.toronto.ca/TWONTO#level_switch
105526 | SWM-PBL-SW-0001 | Switch, Main Electrical Disconnect | SWM-PBL | Bloor Storm Pumping Station | Switch | Switch |  | SW | http://www.toronto.ca/TWONTO#disconnect_switch
105527 | SWM-PBL-SW-0002 | Switch, Generator | SWM-PBL-MISC | Miscellaneous Equipment | Switch | Switch |  | SW | http://www.toronto.ca/TWONTO#disconnect_switch
105528 | SWM-PBL-SW-0003 | Switch, Transformer | SWM-PBL | Bloor Storm Pumping Station | Switch | Switch |  | SW | http://www.toronto.ca/TWONTO#disconnect_switch
105529 | SWM-PBL-SW-0003 | Switch, Transformer | SWM-PBL-MISC | Miscellaneous Equipment | Switch | Switch |  | SW | http://www.toronto.ca/TWONTO#disconnect_switch
105530 | SWM-PBL-SW-0004 | Switch, Main Electrical Disconnect | SWM-PBL-MISC | Miscellaneous Equipment | Switch | Switch |  | SW | http://www.toronto.ca/TWONTO#disconnect_switch
105638 | SWM-PIT-LSH-0001 | Switch, Level-High | SWM-PBL-MISC | Miscellaneous Equipment | Switch,Level | Switch |  | LSH | http://www.toronto.ca/TWONTO#level_switch
105639 | SWM-PIT-LSH-0101 | Switch, Level-High | SWM-PIT | Islington Storm Pumping Station | Switch,Level | Switch |  | LSH | http://www.toronto.ca/TWONTO#level_switch
105640 | SWM-PIT-LSH-0101 | Switch, Level-High | SWM-PIT-MISC | Miscellaneous Equipment | Switch,Level | Switch |  | LSH | http://www.toronto.ca/TWONTO#level_switch
105641 | SWM-PIT-LSH-0103 | Switch, Level-High | SWM-PIT | Islington Storm Pumping Station | Switch,Level | Switch |  | LSH | http://www.toronto.ca/TWONTO#level_switch
105642 | SWM-PIT-LSH-0103 | Switch, Level-High | SWM-PIT-MISC | Miscellaneous Equipment | Switch,Level | Switch |  | LSH | http://www.toronto.ca/TWONTO#level_switch
105643 | SWM-PIT-LSHH-0104 | Switch, Level High-High | SWM-PIT-MISC | Miscellaneous Equipment | Switch,Level | Switch |  | LSHH | http://www.toronto.ca/TWONTO#level_switch
105646 | SWM-PIT-SW-0001 | Switch, Main Electrical Disconnect | SWM-PIT-MISC | Miscellaneous Equipment | Switch | Switch |  | SW | http://www.toronto.ca/TWONTO#disconnect_switch
105647 | SWM-PIT-SW-0003 | Switch, Electric Heaters | SWM-PIT | Islington Storm Pumping Station | Switch | Switch |  | SW | http://www.toronto.ca/TWONTO#disconnect_switch
105648 | SWM-PIT-SW-0004 | Switch, Transformer | SWM-PIT | Islington Storm Pumping Station | Switch | Switch |  | SW | http://www.toronto.ca/TWONTO#disconnect_switch
105649 | SWM-PIT-SW-0004 | Switch, Transformer | SWM-PIT-MISC | Miscellaneous Equipment | Switch | Switch |  | SW | http://www.toronto.ca/TWONTO#disconnect_switch
105650 | SWM-PIT-TS-0001 | Switch, Transfer | SWM-PIT | Islington Storm Pumping Station | Switch | Switch |  | TS | http://www.toronto.ca/TWONTO#transfer_switch
105651 | SWM-PIT-TS-0001 | Switch, Transfer | SWM-PIT-MISC | Miscellaneous Equipment | Switch | Switch |  | TS | http://www.toronto.ca/TWONTO#transfer_switch
105689 | SWM-PMG-LSH-0103 | Switch, Level-High | SWM-PMG-MISC | Miscellaneous Equipment | Switch,Level | Switch |  | LSH | http://www.toronto.ca/TWONTO#level_switch
105690 | SWM-PMG-LSH-0104 | Switch, Level-High | SWM-PMG-MISC | Miscellaneous Equipment | Switch,Level | Switch |  | LSH | http://www.toronto.ca/TWONTO#level_switch
105691 | SWM-PMG-LSH-0105 | Switch, Level-High | SWM-PMG-MISC | Miscellaneous Equipment | Switch,Level | Switch |  | LSH | http://www.toronto.ca/TWONTO#level_switch
105692 | SWM-PMG-LSH-0106 | Switch, Level-High | SWM-PMG-MISC | Miscellaneous Equipment | Switch,Level | Switch |  | LSH | http://www.toronto.ca/TWONTO#level_switch
105693 | SWM-PMG-LSL-0102 | Switch, Level-Low | SWM-PMG-MISC | Miscellaneous Equipment | Switch | Switch |  | LSL | http://www.toronto.ca/TWONTO#level_switch
105694 | SWM-PMG-LSLL-0101 | Switch, Level Low-Low | SWM-PMG | Martin Grove Storm Pumping Station | Switch,Level | Switch |  | LSLL | http://www.toronto.ca/TWONTO#level_switch
105695 | SWM-PMG-LSLL-0101 | Switch, Level Low-Low | SWM-PMG-MISC | Miscellaneous Equipment | Switch,Level | Switch |  | LSLL | http://www.toronto.ca/TWONTO#level_switch
105701 | SWM-PMG-SW-0002 | Switch, Transformer | SWM-PMG | Martin Grove Storm Pumping Station | Switch | Switch |  | SW | http://www.toronto.ca/TWONTO#disconnect_switch
105704 | SWM-PMG-TSH-0001 | Switch, Temperature-High | SWM-PMG | Martin Grove Storm Pumping Station | Switch | Switch |  | TSH | http://www.toronto.ca/TWONTO#temperature_switch
105705 | SWM-PMG-TSH-0001 | Switch, Temperature-High | SWM-PMG-MISC | Miscellaneous Equipment | Switch | Switch |  | TSH | http://www.toronto.ca/TWONTO#temperature_switch
105706 | SWM-PMG-TSL-0002 | Switch, Temperature-Low | SWM-PMG | Martin Grove Storm Pumping Station | Switch | Switch |  | TSL | http://www.toronto.ca/TWONTO#temperature_switch
105707 | SWM-PMG-TSL-0002 | Switch, Temperature-Low | SWM-PMG-MISC | Miscellaneous Equipment | Switch | Switch |  | TSL | http://www.toronto.ca/TWONTO#temperature_switch
105744 | SWM-PNQ-LS-0102 | Switch, Level | SWM-PNQ | North Queen Storm Pumping Station | Switch,Level | Switch |  | LS | http://www.toronto.ca/TWONTO#level_switch
105745 | SWM-PNQ-LSH-0103 | Switch, Level-High | SWM-PNQ-MISC | Miscellaneous Equipment | Switch,Level | Switch |  | LSH | http://www.toronto.ca/TWONTO#level_switch
105746 | SWM-PNQ-LSLL-0101 | Switch, Level-Low Low | SWM-PNQ | North Queen Storm Pumping Station | Switch | Switch |  | LSLL | http://www.toronto.ca/TWONTO#level_switch
105747 | SWM-PNQ-LSLL-0101 | Switch, Level-Low Low | SWM-PNQ-MISC | Miscellaneous Equipment | Switch | Switch |  | LSLL | http://www.toronto.ca/TWONTO#level_switch
105756 | SWM-PNQ-TS-0001 | Switch, Transfer | SWM-PNQ | North Queen Storm Pumping Station | Switch | Switch |  | TS | http://www.toronto.ca/TWONTO#transfer_switch
105757 | SWM-PNQ-TSH-0001 | Switch, Temperature-High | SWM-PNQ | North Queen Storm Pumping Station | Switch | Switch |  | TSH | http://www.toronto.ca/TWONTO#temperature_switch
105758 | SWM-PNQ-TSH-0001 | Switch, Temperature-High | SWM-PNQ-MISC | Miscellaneous Equipment | Switch | Switch |  | TSH | http://www.toronto.ca/TWONTO#temperature_switch
105846 | SWM-PWI-LSH-0103 | Switch, Level-High | SWM-PWI-MISC | Miscellaneous Equipment | Switch,Level | Switch |  | LSH | http://www.toronto.ca/TWONTO#level_switch
105847 | SWM-PWI-LSHH-0104 | Switch, Level High-High | SWM-PWI-MISC | Miscellaneous Equipment | Switch,Level | Switch |  | LSHH | http://www.toronto.ca/TWONTO#level_switch
105848 | SWM-PWI-LSL-0102 | Switch, Level-Low | SWM-PWI | Wilson Storm Pumping Station | Switch,Level | Switch |  | LSL | http://www.toronto.ca/TWONTO#level_switch
105849 | SWM-PWI-LSLL-0101 | Switch, Level Low-Low | SWM-PWI | Wilson Storm Pumping Station | Switch,Level | Switch |  | LSLL | http://www.toronto.ca/TWONTO#level_switch
105873 | SWM-SOS-CB-0001 | Breaker, Main Incoming Power | SWM-SOS | Old Sheppard Park Storm Water Tank | Circuit Breaker | Switch |  | CB | http://www.toronto.ca/TWONTO#breaker
106404 | TAB-ACC-FLS-0311 | Switch,Flow,Low,Water to Heat Exchanger | TAB-ACC-P-0311 | Pump, Circulating, Hot Water, Heat Exchanger | Switch,Flow | Switch |  | FLS | http://www.toronto.ca/TWONTO#flow_switch
106405 | TAB-ACC-FLS-1014 | Switch,Flow,Low,Water to Pump | TAB-ACC-P-1014 | Pump, Hot Water Circulating, Pri Tank 10-12 & Grit Tank 13-16 Process and Space Heating | Switch,Flow | Switch |  | FLS | http://www.toronto.ca/TWONTO#flow_switch
106602 | TAB-ACC-FS-0060 | Switch,Flow,Feed Water Pump, Boiler #6 | TAB-ACC-P-0060 | Pump, Feed Water, Plant Hot Water Boiler # 6, PB-6 | Switch,Flow | Switch |  | FS | http://www.toronto.ca/TWONTO#flow_switch
106603 | TAB-ACC-FS-1303 | Switch,Air Flow,North Substation,Battery Room,East Wall | TAB-ACC-FN-1303 | Fan, Exhaust, New North Sub Station, | Switch,Flow | Switch |  | FS | http://www.toronto.ca/TWONTO#flow_switch
106604 | TAB-ACC-FS-8220 | Switch,Flow,Glycol From Pump | TAB-ACC-P-8220 | Pump, Circulating, M Bldg | Switch,Flow | Switch |  | FS | http://www.toronto.ca/TWONTO#flow_switch
106606 | TAB-ACC-FSL-0030 | Switch,Flow,Low,Feed Water Pump, Boiler No3 | TAB-ACC-P-0030 | Pump, Feed Water, Hot Water Boiler #3 | Switch,Flow | Switch |  | FSL | http://www.toronto.ca/TWONTO#flow_switch
106607 | TAB-ACC-FSL-0050 | Switch, Flow, Low, Air, Exhaust Fan 0050, Grit Bldg. Rooftop | TAB-ACC-FN-0050 | Fan, Exhaust, Exist. Screen Room Roof | Switch,Flow-Low | Switch |  | FSL | http://www.toronto.ca/TWONTO#flow_switch
106608 | TAB-ACC-FSL-0060 | Switch, Flow, Low, Air, Exhaust Fan 0060, Grit Bldg. Rooftop | TAB-ACC-FN-0060A | Fan, Forced Draft, Hot Water Boiler #6 | Switch,Flow-Low | Switch |  | FSL | http://www.toronto.ca/TWONTO#flow_switch
106609 | TAB-ACC-FSL-0090 | Switch, Flow, Low, Air, Exhaust Fan 0090, Grit Bldg. Rooftop | TAB-ACC-FN-0090 | Fan, Exhaust, Grit Building Rooftop | Switch,Flow-Low | Switch |  | FSL | http://www.toronto.ca/TWONTO#flow_switch
106610 | TAB-ACC-FSL-0130 | Switch, Flow, Low, Air, Supply Fan 0130, Vestibule 112A, Exist. Screen Room | TAB-ACC-FN-0130 | Fan, Supply, Vestibule Pressurization, Vestibule 112A | Switch,Flow-Low | Switch |  | FSL | http://www.toronto.ca/TWONTO#flow_switch
106611 | TAB-ACC-FSL-0140 | Switch, Flow, Low, Air, Supply Fan 0140, Vestibule 112B, Exist. Screen Room | TAB-ACC-FN-0120 | Fan, Supply, Vestibule Pressurization, Vestibule 112 | Switch,Flow-Low | Switch |  | FSL | http://www.toronto.ca/TWONTO#flow_switch
106612 | TAB-ACC-FSL-0150 | Switch, Flow, Low, Air, Supply Fan 0150, Vestibule 116, Exist. Screen Room | TAB-ACC-FN-0150 | Fan, Supply, Vestibule Pressurization, Vestibule 116 | Switch,Flow-Low | Switch |  | FSL | http://www.toronto.ca/TWONTO#flow_switch
106613 | TAB-ACC-FSL-0160 | Switch, Flow, Low, Air, Supply Fan 0160, Vestibule 118, Exist. Screen Room | TAB-ACC-FN-0160 | Fan, Supply, Vestibule Pressurization, Vestibule 116 | Switch,Flow-Low | Switch |  | FSL | http://www.toronto.ca/TWONTO#flow_switch
106614 | TAB-ACC-FSL-0211 | Switch,Flow,Low,Water to Heat Exchanger | TAB-ACC-P-0211 | Pump, Circulating, Primary Hot Water,Heat Exchanger | Switch,Flow | Switch |  | FSL | http://www.toronto.ca/TWONTO#flow_switch
106615 | TAB-ACC-FSL-0212 | Switch,Flow,Low,City Water to Heat Exchanger | TAB-ACC-P-0212 | Pump,Circulating, City water, Admin. Domestic Hot Water, P20-2, | Switch,Flow | Switch |  | FSL | http://www.toronto.ca/TWONTO#flow_switch
106616 | TAB-ACC-FSL-0230 | Switch, Flow, Low, Air, Exhaust Fan 0230, Old Primary Treatment Bldg. | TAB-ACC-FN-0192 | Fan, Exhaust, Primary Treatment Bldg. (FN-0191A) | Switch,Flow-Low | Switch |  | FSL | http://www.toronto.ca/TWONTO#flow_switch
106617 | TAB-ACC-FSL-0230 | Switch, Flow, Low, Air, Exhaust Fan 0230, Old Primary Treatment Bldg. | TAB-ACC-FN-0230 | Fan, Exhaust, Primary Treatment Bldg. Rooftop | Switch,Flow-Low | Switch |  | FSL | http://www.toronto.ca/TWONTO#flow_switch
106618 | TAB-ACC-FSL-0232 | Switch, Flow, Low, Air, Exhaust Fan 0232, Old Primary Treatment Bldg. | TAB-ACC-FN-0232 | Fan, Exhaust, Primary Treatment Bldg. Rooftop | Switch,Flow-Low | Switch |  | FSL | http://www.toronto.ca/TWONTO#flow_switch
106619 | TAB-ACC-FSL-0234 | Switch, Flow, Low, Air, Exhaust Fan 0234, Old Primary Treatment Bldg. | TAB-ACC-FN-0234 | Fan, Exhaust, Primary Treatment Bldg. Rooftop | Switch,Flow-Low | Switch |  | FSL | http://www.toronto.ca/TWONTO#flow_switch
106620 | TAB-ACC-FSL-0312 | Switch,Flow,Low,City Water to Heat Exchanger | TAB-ACC-P-0312 | Pump, Circulating, City water, Admin. Domestic Hot Water, P21-2, | Switch,Flow | Switch |  | FSL | http://www.toronto.ca/TWONTO#flow_switch
106621 | TAB-ACC-FSL-0380 | Switch, Flow, Low, Air, Fan 0380, Ferrous Chloride Room | TAB-ACC-FN-0380 | Fan, Supply, Ferrous Chloride Room, D. Bldg. | Switch,Flow-Low | Switch |  | FSL | http://www.toronto.ca/TWONTO#flow_switch
106622 | TAB-ACC-FSL-0611 | Switch,Flow,Low,Water to Pump | TAB-ACC-P-0611 | Pump, Hot Water Circulating, Secondary Loop 3, Admin Reheat Coils-P3-1 | Switch,Flow | Switch |  | FSL | http://www.toronto.ca/TWONTO#flow_switch
106623 | TAB-ACC-FSL-0811 | Switch,Flow,Low,Water to Pump | TAB-ACC-P-0811 | Pump, Hot Water Circulating, Secondary Loop 2, Admin Radiant Heating, P2-1 | Switch,Flow | Switch |  | FSL | http://www.toronto.ca/TWONTO#flow_switch
106624 | TAB-ACC-FSL-0812 | Switch,Flow,Low,Water to Pump | TAB-ACC-P-0812 | Pump, Hot Water Circulating, Secondary Loop 2, Admin Radiant Heating P2-2 | Switch,Flow | Switch |  | FSL | http://www.toronto.ca/TWONTO#flow_switch
106625 | TAB-ACC-FSL-0910 | Switch, Flow, Low, Air, Supply Fan 0910, Vest. 003, Primary Treatment Bldg. | TAB-ACC-FN-0910 | Fan, Supply, Vestibule Pressurization, Vestibule 003 | Switch,Flow-Low | Switch |  | FSL | http://www.toronto.ca/TWONTO#flow_switch
106626 | TAB-ACC-FSL-0920 | Switch, Flow, Low, Air, Supply Fan 0920, Vest.122, Primary Treatment Bldg. | TAB-ACC-FN-0920 | Fan, Supply, Vestibule Pressurization, Vestibule 122 | Switch,Flow-Low | Switch |  | FSL | http://www.toronto.ca/TWONTO#flow_switch
106627 | TAB-ACC-FSL-0950 | Switch, Flow, Low, Air, Supply Fan 0950, Old Primary Treatment Bldg. | TAB-ACC-AHU-0950 | Air Handling Unit, Old D Bldg. Rooftop | Switch,Flow-Low | Switch |  | FSL | http://www.toronto.ca/TWONTO#flow_switch
106628 | TAB-ACC-FSL-1013 | Switch,Flow,Low,Water to Pump | TAB-ACC-P-1013 | Pump, Hot Water Circulating, P24-3, Pri Tank 10-12 & Grit Tank 13-16 Process and Space Heating | Switch,Flow | Switch |  | FSL | http://www.toronto.ca/TWONTO#flow_switch
106629 | TAB-ACC-FSL-1210 | Switch,Flow,Low,Water From Pump | TAB-ACC-P-1210 | Pump, Hot Water Circulating, Floatation Bldg-P-25-1 | Switch,Flow | Switch |  | FSL | http://www.toronto.ca/TWONTO#flow_switch
106630 | TAB-ACC-FSL-1211 | Switch,Flow,Low,Water to Pump | TAB-ACC-P-1211 | Pump, Hot Water Circulating, Floatation Bldg-P25-2 | Switch,Flow | Switch |  | FSL | http://www.toronto.ca/TWONTO#flow_switch
106631 | TAB-ACC-FSL-1231 | Switch,Flow,Low,Glycol from Pump | TAB-ACC-P-1231 | Pump, Glycol Circulating, Floatation Bldg, PG 25-2 | Switch,Flow | Switch |  | FSL | http://www.toronto.ca/TWONTO#flow_switch
106632 | TAB-ACC-FSL-1250 | Swtich, Flow, Low, Air, Supply Fan 1255, Vestibule 101, Loading Bay Rooftop | TAB-ACC-FN-1255 | Fan, Supply, Vestibule Pressurization, Vestibule 101(1250) | Switch,Flow-Low | Switch |  | FSL | http://www.toronto.ca/TWONTO#flow_switch
106633 | TAB-ACC-FSL-1310 | Switch, Flow, Low, Air Supply Fan 1310, Screen Area Rooftop | TAB-ACC-AHU-1300 | Air Handling Unit, D Bldg Roof | Switch,Flow-Low | Switch |  | FSL | http://www.toronto.ca/TWONTO#flow_switch
106634 | TAB-ACC-FSL-1320 | Switch, Flow, Low, Air, Exhaust Fan 1320, Screen Area Rooftop | TAB-ACC-AHU-1300 | Air Handling Unit, D Bldg Roof | Switch,Flow-Low | Switch |  | FSL | http://www.toronto.ca/TWONTO#flow_switch
106635 | TAB-ACC-FSL-1401 | Switch, Flow-Low, Pump, Secondary Hot Water Circulating | TAB-ACC-P-1401 | Pump,Centrifugal, Secondary Hot Water Circulating | Switch,Flow-Low | Switch |  | FSL | http://www.toronto.ca/TWONTO#flow_switch
106636 | TAB-ACC-FSL-1402 | Switch, Flow-Low, Pump, Secondary Hot Water Circulating | TAB-ACC-P-1410 | Pump,Centrifugal, Secondary Hot Water Circulating | Switch,Flow-Low | Switch |  | FSL | http://www.toronto.ca/TWONTO#flow_switch
106637 | TAB-ACC-FSL-1403 | Switch, Flow-Low, Pump, Tertiary Glycol Circulating | TAB-ACC-P-1440 | Pump,Centrifugal, Tertiary Glycol Circulating | Switch,Flow-Low | Switch |  | FSL | http://www.toronto.ca/TWONTO#flow_switch
106638 | TAB-ACC-FSL-1410 | Switch, Flow, Low, Air, Supply Fan 1410, Loading Bay Rooftop | TAB-ACC-AHU-1400 | Air Handling Unit, D Bldg Roof | Switch,Flow-Low | Switch |  | FSL | http://www.toronto.ca/TWONTO#flow_switch
106639 | TAB-ACC-FSL-1420 | Switch, Flow, Low, Air, Exhaust Fan 1420, Loading Bay Rooftop | TAB-ACC-AHU-1400 | Air Handling Unit, D Bldg Roof | Switch,Flow-Low | Switch |  | FSL | http://www.toronto.ca/TWONTO#flow_switch
106640 | TAB-ACC-FSL-1700 | Switch, Flow, Low, Air, Supply Fan 1700, Loading Bay Rooftop | TAB-ACC-AHU-1700 | Air Handling Unit, D Bldg Roof | Switch,Flow-Low | Switch |  | FSL | http://www.toronto.ca/TWONTO#flow_switch
106641 | TAB-ACC-FSL-1750 | Switch, Flow, Low, Air, Supply Fan 1750, Vest. 209, Screen Platform | TAB-ACC-FN-1750 | Fan, Supply, Vestibule Pressurization, Vestibule 209 | Switch,Flow-Low | Switch |  | FSL | http://www.toronto.ca/TWONTO#flow_switch
106642 | TAB-ACC-FSL-1800 | Switch, Flow, Low, Air, Supply Fan 1800, Loading Bay Rooftop | TAB-ACC-AHU-1800 | Air Handling Unit, D Bldg Roof | Switch,Flow-Low | Switch |  | FSL | http://www.toronto.ca/TWONTO#flow_switch
106643 | TAB-ACC-FSL-1810 | Switch,Flow,Low,Water From Pump | TAB-ACC-P-1810 | Pump, Hot Water Circulating, Blower Bldg,,P28-1 | Switch,Flow | Switch |  | FSL | http://www.toronto.ca/TWONTO#flow_switch
106644 | TAB-ACC-FSL-1811 | Switch,Flow,Low,Water From Pump | TAB-ACC-P-1811 | Pump, Hot Water Circulating, Blower Bldg,,P28-1 | Switch,Flow | Switch |  | FSL | http://www.toronto.ca/TWONTO#flow_switch
106645 | TAB-ACC-FSL-1830 | Switch,Flow,Low,Glycol from Pump | TAB-ACC-P-1830 | Pump, Glycol Circulating, Blower Bldg,PG-28-1 | Switch,Flow | Switch |  | FSL | http://www.toronto.ca/TWONTO#flow_switch
106646 | TAB-ACC-FSL-1831 | Switch,Flow,Low,Glycol from Pump | TAB-ACC-P-1831 | Pump, Glycol Circulating, Blower Bldg,PG-28-2 | Switch,Flow | Switch |  | FSL | http://www.toronto.ca/TWONTO#flow_switch
106647 | TAB-ACC-FSL-1850 | Switch, Flow, Low, Air, Supply Fan 1855, Vest. 101A, Blower Room | TAB-ACC-FN-1750 | Fan, Supply, Vestibule Pressurization, Vestibule 209 | Switch,Flow-Low | Switch |  | FSL | http://www.toronto.ca/TWONTO#flow_switch
106648 | TAB-ACC-FSL-1900 | Switch, Flow, Low, Air, Supply Fan 1900, Loading Bay Rooftop | TAB-ACC-AHU-1900 | Air Handling Unit, D Bldg Roof | Switch,Flow-Low | Switch |  | FSL | http://www.toronto.ca/TWONTO#flow_switch
106649 | TAB-ACC-FSL-2051 | Switch,Flow,Low,Glycol From Pump | TAB-ACC-P-2051 | Pump, Circulating,Glycol,Aeration and Chemical Gallery,PG37-2 | Switch,Flow | Switch |  | FSL | http://www.toronto.ca/TWONTO#flow_switch
106650 | TAB-ACC-FSL-2812 | Switch,Flow,Low,Water From Pump | TAB-ACC-P-2811 | Pump, Hot Water Circulating,Secondary Loop 7, Dewatering Space Heating, P7-2, | Switch,Flow | Switch |  | FSL | http://www.toronto.ca/TWONTO#flow_switch
106651 | TAB-ACC-FSL-3011 | Switch,Flow,Low,Water From Pump | TAB-ACC-P-3011 | Pump, Hot Water Circulating,Chlorination Bldg Space Heating,(P8-2) | Switch,Flow | Switch |  | FSL | http://www.toronto.ca/TWONTO#flow_switch
106652 | TAB-ACC-FSL-3411 | Switch,Flow,Low,Water From Pump | TAB-ACC-P-3411 | Pump, Circulating, Hot water,Filter Bldg, S-6 & S-7,P38-1, | Switch,Flow | Switch |  | FSL | http://www.toronto.ca/TWONTO#flow_switch
106653 | TAB-ACC-FSL-3412 | Switch,Flow,Low,Water From Pump | TAB-ACC-P-3412 | Pump, Circulating, Hot Water,Filter Bldg, S-6 & S-7, P38-2, | Switch,Flow | Switch |  | FSL | http://www.toronto.ca/TWONTO#flow_switch
106654 | TAB-ACC-FSL-3431 | Switch,Flow,Low,Glycol From Pump | TAB-ACC-P-3431 | Pump, Circulating, Glycol,Filter Bldg, S-6 & S-7,PG38-1, | Switch,Flow | Switch |  | FSL | http://www.toronto.ca/TWONTO#flow_switch
106655 | TAB-ACC-FSL-3611 | Switch,Flow,Low,Water From Pump | TAB-ACC-P-3611 | Pump, Circulating, Hot Water , Secondary Loop 5, Old Admin Bldg, P5-1, | Switch,Flow | Switch |  | FSL | http://www.toronto.ca/TWONTO#flow_switch
106656 | TAB-ACC-FSL-3612 | Switch,Flow,Low,Water From Pump | TAB-ACC-P-3612 | Pump,Circulating, Hot Water ,Secondary Loop 5,Old Admin Bldg, P5-2, | Switch,Flow | Switch |  | FSL | http://www.toronto.ca/TWONTO#flow_switch
106657 | TAB-ACC-FSL-3650 | Switch, Flow, Low | TAB-ACC-P-3650 | Pump, Circulation Glycol | Switch,Flow-Low | Switch |  | FSL | http://www.toronto.ca/TWONTO#flow_switch
106658 | TAB-ACC-FSL-3651 | Switch, Flow, Low | TAB-ACC-P-3650 | Pump, Circulation Glycol | Switch,Flow-Low | Switch |  | FSL | http://www.toronto.ca/TWONTO#flow_switch
106659 | TAB-ACC-FSL-3810 | Switch,Flow,Low,Water From Pump | TAB-ACC-P-3810 | Pump, Circulating, Hot Water ,P29/30/31-1 | Switch,Flow | Switch |  | FSL | http://www.toronto.ca/TWONTO#flow_switch
106660 | TAB-ACC-FSL-3880 | Switch,Flow,Low,Glycol From Pump | TAB-ACC-P-3880 | Pump,Clrculating, Glycol , PG29/30/31-1 | Switch,Flow | Switch |  | FSL | http://www.toronto.ca/TWONTO#flow_switch
106661 | TAB-ACC-FSL-3881 | Switch,Flow,Low,Glycol From Pump | TAB-ACC-P-3881 | Pump, Circulating, Glycol, PG29/30/31-1 | Switch,Flow | Switch |  | FSL | http://www.toronto.ca/TWONTO#flow_switch
106662 | TAB-ACC-FSL-4010 | Switch,Flow,Water From Pump | TAB-ACC-P-4010 | Pump, Booster, Primary Loop, SILO Bldg Heating, Bsmt North-East Corner,P22-1 | Switch,Flow | Switch |  | FSL | http://www.toronto.ca/TWONTO#flow_switch
106663 | TAB-ACC-FSL-4011 | Switch,Flow,Low,Water From Pump | TAB-ACC-P-4011 | Pump, Booster, Primary Loop, SILO Bldg Heating, P22-2 | Switch,Flow | Switch |  | FSL | http://www.toronto.ca/TWONTO#flow_switch
106664 | TAB-ACC-FSL-4410 | Switch,Flow,Low,Water From Pump | TAB-ACC-P-4410 | Pump , Circulating , Hot Water System | Switch,Flow | Switch |  | FSL | http://www.toronto.ca/TWONTO#flow_switch
106665 | TAB-ACC-FSL-4450 | Switch,Flow,Glycol from Pump | TAB-ACC-P-4450 | Pump , Circulating , Glycol water System | Switch,Flow | Switch |  | FSL | http://www.toronto.ca/TWONTO#flow_switch
106666 | TAB-ACC-FSL-4451 | Switch,Flow,Low,Glycol from Pump | TAB-ACC-P-4451 | Pump , Circulating , Glycol water System | Switch,Flow | Switch |  | FSL | http://www.toronto.ca/TWONTO#flow_switch
106667 | TAB-ACC-FSL-4502 | Switch,Flow, Low, Discharge | TAB-ACC-AHU-4502 | AHU, Digester 1-4, Drip Trap Room | Switch,Flow-Low | Switch |  | FSL | http://www.toronto.ca/TWONTO#flow_switch
106668 | TAB-ACC-FSL-4504 | Switch, Flow, Low, Discharge | TAB-ACC-AHU-4504 | AHU, Digester 1-4, Pump Room | Switch,Flow-Low | Switch |  | FSL | http://www.toronto.ca/TWONTO#flow_switch
106669 | TAB-ACC-FSL-4506 | Switch, Flow, Low, Exhaust Fan Inlet | TAB-ACC-FN-4506 | Fan, Exhaust, Drip Trap Room Exhaust Dig .1~4 | Switch,Flow-Low | Switch |  | FSL | http://www.toronto.ca/TWONTO#flow_switch
106670 | TAB-ACC-FSL-4507 | Switch, Flow, Low, Exhaust Fan Inlet | TAB-ACC-FN-4507 | Fan, Exhaust, Sldge Heater Room Exhaust Dig .1~4 | Switch,Flow-Low | Switch |  | FSL | http://www.toronto.ca/TWONTO#flow_switch
106671 | TAB-ACC-FSL-4509 | Switch, Flow, Low, Exhaust Fan Inlet | TAB-ACC-FN-4509 | Fan, Exhaust, Pump Room Exhaust Dig .1~4 | Switch,Flow-Low | Switch |  | FSL | http://www.toronto.ca/TWONTO#flow_switch
106672 | TAB-ACC-FSL-4510 | Switch, Flow, Low, Exhaust Fan Inlet | TAB-ACC-FN-4510 | Fan, Exhaust, Pump Room Exhaust Dig .1~4 | Switch,Flow-Low | Switch |  | FSL | http://www.toronto.ca/TWONTO#flow_switch
106673 | TAB-ACC-FSL-4511 | Switch, Flow, Low, Exhaust Fan Inlet | TAB-ACC-FN-4511 | Fan, Exhaust, Pump Room Heat Relief Exhaust Dig .1~4 | Switch,Flow-Low | Switch |  | FSL | http://www.toronto.ca/TWONTO#flow_switch
106674 | TAB-ACC-FSL-4512 | Switch, Flow, Low, Exhaust Fan Inlet | TAB-ACC-FN-4512 | Fan, Exhaust, Pump Room Heat Relief Exhaust Dig .1~4 | Switch,Flow-Low | Switch |  | FSL | http://www.toronto.ca/TWONTO#flow_switch
106675 | TAB-ACC-FSL-4535 | Switch, Flow, Low, Pump Discharge | TAB-ACC-P-4534A | Pump, Hydronic Heating, Glycol, Digester 1~4, PGXX-1 | Switch,Flow-Low | Switch |  | FSL | http://www.toronto.ca/TWONTO#flow_switch
106676 | TAB-ACC-FSL-4611 | Switch,Flow,Low,Water From Pump | TAB-ACC-P-4611 | Pump, Circulating, Hot Water, Dig 19-22 Space Heating,,P16-1, | Switch,Flow | Switch |  | FSL | http://www.toronto.ca/TWONTO#flow_switch
106677 | TAB-ACC-FSL-4812 | Switch,Flow,Low,Hot water From Pump | TAB-ACC-P-4812 | Pump, Circulating, Hot Water ,Dig 19-22 Sludge Heating,P17-2, | Switch,Flow | Switch |  | FSL | http://www.toronto.ca/TWONTO#flow_switch
106678 | TAB-ACC-FSL-4901 | Switch, Flow-Low, Secondary Hot Water loop, Seawall Tunnel, East | TAB-ACC-P-4901 | Pump, Centrifugal, Hot Water Pump, Seawall Tunnel, East | Switch,Flow-Low | Switch |  | FSL | http://www.toronto.ca/TWONTO#flow_switch
106679 | TAB-ACC-FSL-4903 | Switch, Low-Low, Tertiary Pump, Seawall Tunnel, East | TAB-ACC-P-4903 | Pump, Tertiary, Glycol, Seawall Tunnel, East | Switch,Flow-Low | Switch |  | FSL | http://www.toronto.ca/TWONTO#flow_switch
106680 | TAB-ACC-FSL-5010 | Switch,Flow,Water From Pump | TAB-ACC-P-5010 | Pump, Circulating, Hot Water , P15-1, New Gas Control Building Basement, Mid Section | Switch,Flow | Switch |  | FSL | http://www.toronto.ca/TWONTO#flow_switch
106681 | TAB-ACC-FSL-5050 | Switch,Flow,Low,Hot Water From Pump | TAB-ACC-P-5050 | Pump, Circulating, Glycol, HWCP -3, New Gas Control Building Basement, Mid Section | Switch,Flow | Switch |  | FSL | http://www.toronto.ca/TWONTO#flow_switch
106682 | TAB-ACC-FSL-5211 | Switch,Flow,Low,Water From Pump | TAB-ACC-P-5211 | Pump, Circulating, Hot Water , Dig 13-16 Space Heating, P13-1, | Switch,Flow | Switch |  | FSL | http://www.toronto.ca/TWONTO#flow_switch
106683 | TAB-ACC-FSL-5411 | Switch,Flow,Low,Water From Pump | TAB-ACC-P-5411 | Pump, Hot Water Circulating, P.W.P.S. Space Heating, P11-1 | Switch,Flow | Switch |  | FSL | http://www.toronto.ca/TWONTO#flow_switch
106684 | TAB-ACC-FSL-5412 | Switch,Flow,Low,Water From Pump | TAB-ACC-P-5412 | Pump, Hot Water Circulating, P.W.P.S. Space Heating,P11-2, | Switch,Flow | Switch |  | FSL | http://www.toronto.ca/TWONTO#flow_switch
106685 | TAB-ACC-FSL-5811 | Switch,Flow,Water From Pump | TAB-ACC-P-5811 | Pump, Booster, Primary Loop, Bio-Solids Loading Bldg,P12-2 | Switch,Flow | Switch |  | FSL | http://www.toronto.ca/TWONTO#flow_switch
106686 | TAB-ACC-FSL-5854 | Switch,Flow,Low,Pump Discharge | TAB-ACC-P-5854 | Pump,Glycol Make Up | Switch,Flow | Switch |  | FSL | http://www.toronto.ca/TWONTO#flow_switch
106687 | TAB-ACC-FSL-5883 | Switch,Flow,Water From Pump | TAB-ACC-P-5883 | Pump, Glycol, Recirculation, Bio-Solid Loading Bay | Switch,Flow | Switch |  | FSL | http://www.toronto.ca/TWONTO#flow_switch
106688 | TAB-ACC-FSL-6012 | Switch,Flow,Low,Water From Pump | TAB-ACC-P-6012 | Pump, Circulating, Hot Water,Dig 13-16 Sludge Heating, P14-2, | Switch,Flow | Switch |  | FSL | http://www.toronto.ca/TWONTO#flow_switch
106689 | TAB-ACC-FSL-6103 | Switch,Flow, Low, Discharge | TAB-ACC-AHU-6103 | AHU, Digester 5-8 Sludge Heat. Room | Switch,Flow-Low | Switch |  | FSL | http://www.toronto.ca/TWONTO#flow_switch
106690 | TAB-ACC-FSL-6104 | Switch,Flow, Low, | TAB-ACC-AHU-6104 | AHU, Digester 5-8 Pump Room | Switch,Flow-Low | Switch |  | FSL | http://www.toronto.ca/TWONTO#flow_switch
106691 | TAB-ACC-FSL-6105 | Switch, Flow, Low, Exhausht | TAB-ACC-FN-6105 | Fan, Exhaust, Digester 5-8 Drip Trap room | Switch,Flow-Low | Switch |  | FSL | http://www.toronto.ca/TWONTO#flow_switch
106692 | TAB-ACC-FSL-6108 | Switch, Flow, Low, Exhausht | TAB-ACC-FN-6108 | Fan, Exhaust, Digester 5-8 Sludge Heater room | Switch,Flow-Low | Switch |  | FSL | http://www.toronto.ca/TWONTO#flow_switch
106693 | TAB-ACC-FSL-6112 | Switch, Flow, Low, Exhausht | TAB-ACC-FN-6112 | Fan, Exhaust, Digester 5-8 Pump Room Heat Relief | Switch,Flow-Low | Switch |  | FSL | http://www.toronto.ca/TWONTO#flow_switch
106694 | TAB-ACC-FSL-6211 | Switch,Flow,Low,Water From Pump | TAB-ACC-P-6211 | Pump, Hot Water Circulating, , Dig 5 - 12 Process & Space Heating,P1-1 | Switch,Flow | Switch |  | FSL | http://www.toronto.ca/TWONTO#flow_switch
106695 | TAB-ACC-FSL-6301 | Switch, Flow Switch-Low, AHU-6301, Mechanical Room, Dig 9-12 Control Building. | TAB-ACC-AHU-6301 | Air Handling Unit, Gas Room Ventilation, Mechanical Room, Dig 9-12 Control Building. | Switch,Flow-Low | Switch |  | FSL | http://www.toronto.ca/TWONTO#flow_switch
106696 | TAB-ACC-FSL-6303 | Switch, Flow Switch-Low, AHU-6303, Mechanical Room, Dig 9-12 Control Building. | TAB-ACC-AHU-6303 | Air Handling Unit, Sludge Heating Room Ventilation, Mechanical Room, Dig 9-12 Control Building. | Switch,Flow-Low | Switch |  | FSL | http://www.toronto.ca/TWONTO#flow_switch
106697 | TAB-ACC-FSL-6305 | Switch, Flow Switch-Low, FN-6305, Roof, Dig 9-12 Control Building. | TAB-ACC-FN-6305 | Fan, Exhaust, Centrifugal, Explosion Proof, Gas Room Exhaust, Roof, Dig 9-12 Control Building. | Switch,Flow-Low | Switch |  | FSL | http://www.toronto.ca/TWONTO#flow_switch
106698 | TAB-ACC-FSL-6306 | Switch, Flow Switch-Low, FN-6306, Roof, Dig 9-12 Control Building. | TAB-ACC-FN-6306 | Fan, Exhaust, Centrifugal, Explosion Proof, Gas Room Exhaust, Roof, Dig 9-12 Control Building. | Switch,Flow-Low | Switch |  | FSL | http://www.toronto.ca/TWONTO#flow_switch
106699 | TAB-ACC-FSL-6307 | Switch, Flow Switch-Low, FN-6308, Roof, Dig 9-12 Control Building. | TAB-ACC-FN-6308 | Fan, Exhaust, Centrifugal, Sludge Heating Room Exhaust, Roof, Dig 9-12 Control Building. | Switch,Flow-Low | Switch |  | FSL | http://www.toronto.ca/TWONTO#flow_switch
106700 | TAB-ACC-FSL-6309 | Switch, Flow Switch-Low, FN-6310, Ground Floor, Dig 9-12 Control Building. | TAB-ACC-FN-6310 | Fan, Exhaust, Centrifugal, Basement Exhaust, Ground Mount, Dig 9-12 Control Building. | Switch,Flow-Low | Switch |  | FSL | http://www.toronto.ca/TWONTO#flow_switch
106701 | TAB-ACC-FSL-6312 | Switch, Flow Switch-Low, FN-6319, Roof, Dig 9-12 Control Building. | TAB-ACC-FN-6319 | Fan, Exhaust, Centrifugal, Mechanical Room Exhaust, Roof, Dig 9-12 Control Building. | Switch,Flow-Low | Switch |  | FSL | http://www.toronto.ca/TWONTO#flow_switch
106702 | TAB-ACC-FSL-6319 | Switch, Flow Switch-Low, FN-6320, Sludge Heating Room, Dig 9-12 Control Building. | TAB-ACC-FN-6320 | Fan, Supply, Propeller Type, Sludge Heating Room Heat Relief Ventilation, Sludge Heating Room, Dig 9-12 Control Building. | Switch,Flow-Low | Switch |  | FSL | http://www.toronto.ca/TWONTO#flow_switch
106703 | TAB-ACC-FSL-6321 | Switch, Flow Switch-Low, MAU-0313, Roof, Dig 9-12 Control Building. | TAB-ACC-MAU-6313 | Air Handling Unit, Supply Make Up Air Unit, Basement Heat Relief Ventilation, Roof, Dig 9-12 Control Building. | Switch,Flow-Low | Switch |  | FSL | http://www.toronto.ca/TWONTO#flow_switch
106704 | TAB-ACC-FSL-6322 | Switch, Flow Switch-Low, P-6320/ P-6330, Mechanical Room, Dig 9-12 Control Building. | TAB-ACC-P-6320 | Pump, Centrifugal, Glycol Circulating, Mechanical Room, Dig 9-12 Control Building. | Switch,Flow-Low | Switch |  | FSL | http://www.toronto.ca/TWONTO#flow_switch
106705 | TAB-ACC-FSL-6323 | Switch, Flow Switch-Low, FN-6307, Roof, Dig 9-12 Control Building. | TAB-ACC-FN-6307 | Fan, Exhaust, Centrifugal, Sludge Heating Room Exhaust, Roof, Dig 9-12 Control Building. | Switch,Flow-Low | Switch |  | FSL | http://www.toronto.ca/TWONTO#flow_switch
106706 | TAB-ACC-FSL-7310 | Suction Diffuser/Strainer, Inlet, Boiler 0030, Plant Wide Heating System | TAB-ACC-P-7310 | Pump, Centrifugal, Hot Water, Boiler 0030, Plant Wide Heating System | Switch,Flow-Low | Switch |  | FSL | http://www.toronto.ca/TWONTO#flow_switch
106783 | TAB-ACC-HS-4513 | Switch, Occupancy, Dig 1-4 Drip room | TAB-ACC-AHU-DIG | AHUs/Supply Fans Dig. Bldg. | Switch | Switch |  | HS | hand_switch
106784 | TAB-ACC-HS-4536 | Switch, Occupancy, Dig 1-4 Heat room | TAB-ACC-AHU-DIG | AHUs/Supply Fans Dig. Bldg. | Switch | Switch |  | HS | hand_switch
106785 | TAB-ACC-HS-4537 | Switch, Occupancy, Dig 1-4 Pump room | TAB-ACC-AHU-DIG | AHUs/Supply Fans Dig. Bldg. | Switch | Switch |  | HS | hand_switch
107149 | TAB-ACC-LS-0795 | Switch,Level | TAB-ACC-T-0795 | Tank, Chemical Mixing- Boiler No.20 (0500) | Switch,Level | Switch |  | LS | http://www.toronto.ca/TWONTO#level_switch
107150 | TAB-ACC-LS-7201 | Switch, Level, Z Bldg 2nd Flr, Deaerator 2 | TAB-ACC-MEQ-7201 | Tank, Deaerator No.2 | Switch,Level | Switch |  | LS | http://www.toronto.ca/TWONTO#level_switch
107151 | TAB-ACC-LS-7301 | Switch, Level, Z Bldg 2nd Flr, Flash Tank 7301 | TAB-ACC-T-7302 | Tank, Float Chamber | Switch,Level | Switch |  | LS | http://www.toronto.ca/TWONTO#level_switch
107152 | TAB-ACC-LS-7401 | Switch, Level, Z Bldg 2nd Flr, Flash Tank 7401 | TAB-ACC-T-7402 | Tank, Float Chamber | Switch,Level | Switch |  | LS | http://www.toronto.ca/TWONTO#level_switch
107153 | TAB-ACC-LS-8801 | Switch, Level, Z Bldg, Bsmt North West, T-8801 | TAB-ACC-T-8801 | Tank, Condensation, Main | Tank | Switch |  | LS | http://www.toronto.ca/TWONTO#level_switch
107154 | TAB-ACC-LSH-0170 | Switch,Level,high | TAB-ACC-P-0170B | Pump, Sump, Digester 1-4 | Switch,Level-High | Switch |  | LSH | http://www.toronto.ca/TWONTO#level_switch
107155 | TAB-ACC-LSH-0270 | Switch,Level,high | TAB-ACC-P-0270B | Pump, Sump, Digester 5-8 | Switch,Level-High | Switch |  | LSH | http://www.toronto.ca/TWONTO#level_switch
107156 | TAB-ACC-LSH-0870 | Switch,Level,Low | TAB-ACC-P-0870B | Pump, Sump,Eqalizing tank Bldg-Sludge Pump Room | Switch,Level-High | Switch |  | LSH | http://www.toronto.ca/TWONTO#level_switch
107157 | TAB-ACC-LSL--1401 | Switch,Level-Low, Glycol Make-up Tank | TAB-ACC-T-1470 | Tank, Glycol Make-up | Switch,Level-Low | Switch |  |  | http://www.toronto.ca/TWONTO#level_switch
107159 | TAB-ACC-LSL-0165 | Switch,Level,Low, primary Hot Loop Expansion Tanks | TAB-ACC-T-0140 | Tank #1, Expansion, Primary Loop | Switch,Level | Switch |  | LSL | http://www.toronto.ca/TWONTO#level_switch
107160 | TAB-ACC-LSL-0170 | Switch,Level,Low | TAB-ACC-P-0170A | Pump, Sump, Digester 1-4 | Switch,Level-Low | Switch |  | LSL | http://www.toronto.ca/TWONTO#level_switch
107161 | TAB-ACC-LSL-0270 | Switch,Level,Low | TAB-ACC-P-0270A | Pump, Sump, Digester 5-8 | Switch,Level-Low | Switch |  | LSL | http://www.toronto.ca/TWONTO#level_switch
107162 | TAB-ACC-LSL-0870 | Switch,Level,Low | TAB-ACC-P-0870A | Pump, Sump,Eqalizing tank Bldg-Sludge Pump Room | Switch,Level-Low | Switch |  | LSL | http://www.toronto.ca/TWONTO#level_switch
107163 | TAB-ACC-LSL-1222 | Switch,Level,Low,Glycol Make Up Line | TAB-ACC-T-1222 | Tank, Make Up, Glycol Make Up Line | Switch,Level | Switch |  | LSL | http://www.toronto.ca/TWONTO#level_switch
107164 | TAB-ACC-LSL-1822 | Switch,Level, Low,Glycol Make Up Line Tank | TAB-ACC-T-1822 | Tank, Make Up, Glycol Make Up Line | Switch,Level | Switch |  | LSL | http://www.toronto.ca/TWONTO#level_switch
107165 | TAB-ACC-LSL-2100S | Level Switch Low, Glycol Low Level Switch | TAB-ACC-T-2101 | Tank, Glycol Expansion Tank |  | Switch | 45509 | LSL | http://www.toronto.ca/TWONTO#level_switch
107166 | TAB-ACC-LSL-2230 | Level Switch Low, Glycol Low Level Switch | TAB-ACC-T-2221 | Tank, Hot Water Air Separator |  | Switch |  | LSL | http://www.toronto.ca/TWONTO#level_switch
107167 | TAB-ACC-LSL-3872 | Switch,Level,Low,Glycol Make Up Line tank | TAB-ACC-T-3872 | Tank, Make Up, Glycol Make Up Line | Switch,Level | Switch |  | LSL | http://www.toronto.ca/TWONTO#level_switch
107168 | TAB-ACC-LSL-4422 | Switch,Level,Low,Glycol Make Up Line Tank | TAB-ACC-T-4422 | Tank, Make Up, Glycol Make Up Line | Switch,Level | Switch |  | LSL | http://www.toronto.ca/TWONTO#level_switch
107169 | TAB-ACC-LSL-4551 | Switch, Level, Low, | TAB-ACC-T-0151 | Tank, Glycol Feed | Switch,Level-Low | Switch |  | LSL | http://www.toronto.ca/TWONTO#level_switch
107170 | TAB-ACC-LSL-4901 | Switch, Level-Low, Glycol Makeup Tank, Seawall Tunnel, East | TAB-ACC-T-4903 | Tank, Glycol Makeup, Seawall Tunnel, East | Switch,Level-Low | Switch |  | LSL | http://www.toronto.ca/TWONTO#level_switch
107171 | TAB-ACC-LSL-6151 | Switch, Level, Low, | TAB-ACC-T-6151 | Tank, Feed & Mixing, Glycol | Switch,Level-Low | Switch |  | LSL | http://www.toronto.ca/TWONTO#level_switch
107172 | TAB-ACC-LSL-8212 | Switch,Level,Low,Glycol Make Up Line tank | TAB-ACC-HE-8210 | Heat Exchanger,M Bldg Space Heating, | Switch,Level | Switch |  | LSL | http://www.toronto.ca/TWONTO#level_switch
107308 | TAB-ACC-PDS-1244C | Switch,Pressure ,Supply Air, AHU1244 | TAB-ACC-AHU-1244 | Air Handing unit,Flotation Bldg | Switch,Pressure | Switch |  | PDS | http://www.toronto.ca/TWONTO#pressure_switch
107309 | TAB-ACC-PDS-1250A | Switch,Pressure ,Filter, AHU1250 | TAB-ACC-AHU-1250 | Air Handing unit,Flotation Bldg | Switch,Pressure | Switch |  | PDS | http://www.toronto.ca/TWONTO#pressure_switch
107310 | TAB-ACC-PDS-1836B | Switch,Pressure ,Supply Air, AHU1836 | TAB-ACC-AHU-1836 | AHU, Blower Bldg | Switch,Pressure | Switch |  | PDS | http://www.toronto.ca/TWONTO#pressure_switch
107311 | TAB-ACC-PDS-1837B | Switch,Pressure ,Supply Air, AHU1837 | TAB-ACC-AHU-1837 | AHU, Blower Bldg | Switch,Pressure | Switch |  | PDS | http://www.toronto.ca/TWONTO#pressure_switch
107312 | TAB-ACC-PDS-1840A | Switch,Pressure ,Filter, AHU11840 | TAB-ACC-AHU-1840 | AHU, Blower Bldg | Switch,Pressure | Switch |  | PDS | http://www.toronto.ca/TWONTO#pressure_switch
107313 | TAB-ACC-PDS-1840B | Switch,Pressure Differential ,Supply Air, AHU1840 | TAB-ACC-AHU-1840 | AHU, Blower Bldg | Switch,Pressure | Switch |  | PDS | http://www.toronto.ca/TWONTO#pressure_switch
107314 | TAB-ACC-PDS-1845A | Switch,Pressure ,Filter, AHU11845 | TAB-ACC-AHU-1845 | AHU, Blower Bldg | Switch,Pressure | Switch |  | PDS | http://www.toronto.ca/TWONTO#pressure_switch
107315 | TAB-ACC-PDS-1847A | Switch,Pressure ,Filter, AHU11847 | TAB-ACC-AHU-1847 | AHU, Blower Bldg | Switch,Pressure | Switch |  | PDS | http://www.toronto.ca/TWONTO#pressure_switch
107316 | TAB-ACC-PDS-1848A | Switch,Pressure ,Filter, AHU1848 | TAB-ACC-AHU-1848 | AHU, Blower Bldg | Switch,Pressure | Switch |  | PDS | http://www.toronto.ca/TWONTO#pressure_switch
107317 | TAB-ACC-PDS-1850B | Switch,Pressure ,Supply Air, AHU1850 | TAB-ACC-AHU-1850 | AHU, Blower Bldg | Switch,Pressure | Switch |  | PDS | http://www.toronto.ca/TWONTO#pressure_switch
107318 | TAB-ACC-PDS-1851B | Switch,Pressure ,Supply Air, AHU1851 | TAB-ACC-AHU-1851 | AHU, Blower Bldg | Switch,Pressure | Switch |  | PDS | http://www.toronto.ca/TWONTO#pressure_switch
107319 | TAB-ACC-PDS-1852A | Switch,Pressure ,Filter, AHU1852 | TAB-ACC-AHU-1852 | AHU, Blower Bldg | Switch,Pressure | Switch |  | PDS | http://www.toronto.ca/TWONTO#pressure_switch
107320 | TAB-ACC-PDS-1852B | Switch,Pressure ,Supply Air, AHU1852 | TAB-ACC-AHU-1852 | AHU, Blower Bldg | Switch,Pressure | Switch |  | PDS | http://www.toronto.ca/TWONTO#pressure_switch
107321 | TAB-ACC-PDS-3894B | Switch,Pressure ,Silancer B, AHU3894 | TAB-ACC-AHU-3894SUS | AHU,Incinerator Bldg | Switch,Pressure | Switch |  | PDS | http://www.toronto.ca/TWONTO#pressure_switch
107322 | TAB-ACC-PDS-3894C | Switch,Pressure ,Silancer C, AHU3894 | TAB-ACC-AHU-3894SUS | AHU,Incinerator Bldg | Switch,Pressure | Switch |  | PDS | http://www.toronto.ca/TWONTO#pressure_switch
107323 | TAB-ACC-PDS-3907A | Switch,Pressure ,Filter, AHU3907 | TAB-ACC-AHU-3907SUS | AHU, Heat Recovery Bldg | Switch,Pressure | Switch |  | PDS | http://www.toronto.ca/TWONTO#pressure_switch
107324 | TAB-ACC-PDS-3918B | Switch,Pressure ,Supply fan, AHU3918 | TAB-ACC-AHU-3918SUS | AHU, Heat Recovery Bldg | Switch,Pressure | Switch |  | PDS | http://www.toronto.ca/TWONTO#pressure_switch
107325 | TAB-ACC-PDS-3922B | Switch,Pressure ,Supply fan, AHU3922 | TAB-ACC-AHU-3922 | AHU, Old Dewatering Building Roof | Switch,Pressure | Switch |  | PDS | http://www.toronto.ca/TWONTO#pressure_switch
107326 | TAB-ACC-PDS-4455A | Switch,Pressure ,Filter, AHU4455 | TAB-ACC-AHU-4455 | AHU, Aux. Bldg Basement | Switch,Pressure | Switch |  | PDS | http://www.toronto.ca/TWONTO#pressure_switch
107327 | TAB-ACC-PDS-4476A | Switch,Pressure ,Filter, AHU4476 | TAB-ACC-AHU-4476 | AHU, Aux Bldg | Switch,Pressure | Switch |  | PDS | http://www.toronto.ca/TWONTO#pressure_switch
107329 | TAB-ACC-PDS-4477A | Switch,Pressure ,Filter, AHU4477 | TAB-ACC-AHU-4477 | AHU, Aux Bldg | Switch,Pressure | Switch |  | PDS | http://www.toronto.ca/TWONTO#pressure_switch
107330 | TAB-ACC-PDS-8402 | Switch,Pressure ,Supply fan, M Bldg., FN 8402 | TAB-ACC-FN-8402 | Fan, Supply, M Bldg. | Switch,Pressure | Switch |  | PDS | http://www.toronto.ca/TWONTO#pressure_switch
107331 | TAB-ACC-PDS-9401 | Switch,Pressure, Supply Fan, Mechnical Room, Above MCC, T Building | TAB-ACC-FN-9401 | Fan, Supply, Mechanical Room,Above MCC,T Building | Switch,Pressure | Switch |  | PDS | http://www.toronto.ca/TWONTO#pressure_switch
107332 | TAB-ACC-PDS-9402 | Switch,Pressure, Supply Fan, Mechnical Room, Above MCC, T Building | TAB-ACC-FN-9401 | Fan, Supply, Mechanical Room,Above MCC,T Building | Switch,Pressure | Switch |  | PDS | http://www.toronto.ca/TWONTO#pressure_switch
107333 | TAB-ACC-PDSH | Switch, Pressure, Differencial, High, Tertiary Glycol loop, Seawall Tunnel, East | TAB-ACC-F-4901 | Filter, Glycol, Seawall Tunnel, East | Switch,Pressure-High | Switch |  |  | http://www.toronto.ca/TWONTO#pressure_switch
107334 | TAB-ACC-PDSH-1401 | Switch, Filter Differential Pressure | TAB-ACC-AHU-1460 | Air Handling Unit, Lunch Room | Switch,Pressure-High | Switch |  | PDSH | http://www.toronto.ca/TWONTO#pressure_switch
107335 | TAB-ACC-PDSH-1401 | Switch, Filter Differential Pressure | TAB-ACC-F-1460 | Filter, Glycol Concentration Measurement | Switch,Pressure-High | Switch |  | PDSH | http://www.toronto.ca/TWONTO#pressure_switch
107336 | TAB-ACC-PDSH-1431 | Switch, Filter Differential Pressure High,AHU,Boiler Room and Basement | TAB-ACC-F-1431 | Filter, AHU-1430, Air filter | Switch,Pressure-High | Switch |  | PDSH | http://www.toronto.ca/TWONTO#pressure_switch
107337 | TAB-ACC-PDSH-1441 | Switch, Filter Differential Pressure High, AHU,Boiler Room and Basement | TAB-ACC-F-1441 | Filter, AHU-1440, Air filter | Switch,Pressure-High | Switch |  | PDSH | http://www.toronto.ca/TWONTO#pressure_switch
107338 | TAB-ACC-PDSH-1451 | Switch, Filter Differential Pressure High,AHU,Boiler Room and Basement | TAB-ACC-AHU-1450 | Air Handling Unit, Locker Room | Switch,Pressure-High | Switch |  | PDSH | http://www.toronto.ca/TWONTO#pressure_switch
107339 | TAB-ACC-PDSH-1461 | Switch, Filter Differential Pressure High, AHU,Boiler Room and Basement | TAB-ACC-F-1461 | Filter, AHU-1460, Air filter | Switch,Pressure-High | Switch |  | PDSH | http://www.toronto.ca/TWONTO#pressure_switch
107340 | TAB-ACC-PDSH-4501 | Switch, Presure Diferential, High | TAB-ACC-AHU-4501 | AHU, Digester 1-4, Drip Trap Room | Switch,Pressure-High | Switch |  | PDSH | http://www.toronto.ca/TWONTO#pressure_switch
107341 | TAB-ACC-PDSH-4503 | Switch, Presure Diferential, High | TAB-ACC-AHU-4503 | AHU, Digester 1-4, Sludge Heater Room | Switch,Pressure-High | Switch |  | PDSH | http://www.toronto.ca/TWONTO#pressure_switch
107342 | TAB-ACC-PDSH-4504 | Switch, Presure Diferential, High | TAB-ACC-AHU-4504 | AHU, Digester 1-4, Pump Room | Switch,Pressure-High | Switch |  | PDSH | http://www.toronto.ca/TWONTO#pressure_switch
107343 | TAB-ACC-PDSH-4901 | Switch, Pressure, Differencial, High, Waste Gas Burner Station | TAB-ACC-AHU-4901 | Air Handling Unit, Waste Gas Buner Station | Switch,Pressure-High | Switch |  | PDSH | http://www.toronto.ca/TWONTO#pressure_switch
107344 | TAB-ACC-PDSH-6102 | Switch,Pressure Differential, High, Filter | TAB-ACC-AHU-6102 | AHU, Digester 5-8 Drip Trap Room | Switch,Pressure-High | Switch |  | PDSH | http://www.toronto.ca/TWONTO#pressure_switch
107345 | TAB-ACC-PDSH-6301 | Switch, Pressure Differential Switch High, AHU-6301, Mechanical Room, Dig 9-12 Control Building. | TAB-ACC-AHU-6301 | Air Handling Unit, Gas Room Ventilation, Mechanical Room, Dig 9-12 Control Building. | Switch,Pressure-High | Switch |  | PDSH | http://www.toronto.ca/TWONTO#pressure_switch
107346 | TAB-ACC-PDSH-6303 | Switch, Pressure Differential Switch High, AHU-6303, Mechanical Room, Dig 9-12 Control Building. | TAB-ACC-AHU-6303 | Air Handling Unit, Sludge Heating Room Ventilation, Mechanical Room, Dig 9-12 Control Building. | Switch,Pressure-High | Switch |  | PDSH | http://www.toronto.ca/TWONTO#pressure_switch
107347 | TAB-ACC-PDSH-6304 | Switch, Pressure Differential Switch High, AHU-6304, Mechanical Room, Dig 9-12 Control Building. | TAB-ACC-AHU-6304 | Air Handling Unit, Basement Ventilation, Mechanical Room, Dig 9-12 Control Building. | Switch,Pressure-High | Switch |  | PDSH | http://www.toronto.ca/TWONTO#pressure_switch
107348 | TAB-ACC-PDSH-6305 | Switch, Pressure Differential Switch High, F-6301, Mechanical Room, Dig 9-12 Control Building. | TAB-ACC-F-6301 | Filter, Bypass, Glycol System, Mechanical Room, Dig 9-12 Control Building. | Switch,Pressure-High | Switch |  | PDSH | http://www.toronto.ca/TWONTO#pressure_switch
107349 | TAB-ACC-PDSH-6313 | Switch, Pressure Differential Switch High, MAU-0313, Mechanical Room, Dig 9-12 Control Building. | TAB-ACC-MAU-6313 | Air Handling Unit, Supply Make Up Air Unit, Basement Heat Relief Ventilation, Roof, Dig 9-12 Control Building. | Switch,Pressure-High | Switch |  | PDSH | http://www.toronto.ca/TWONTO#pressure_switch
107350 | TAB-ACC-PDSL-1421 | Switch, Filter Differential Pressure, Air Handling Unit,Boiler Room and Basement | TAB-ACC-AHU-1420 | Air Handling Unit,Boiler Room and Basement | Switch,Pressure-High | Switch |  | PDSL | http://www.toronto.ca/TWONTO#pressure_switch
107351 | TAB-ACC-PDSL-1431 | Switch, Filter Differential Pressure, AHU,Boiler Room and Basement | TAB-ACC-AHU-1430 | Air Handling Unit,Boiler Room and Basement | Switch,Pressure-Low | Switch |  | PDSL | http://www.toronto.ca/TWONTO#pressure_switch
107352 | TAB-ACC-PDSL-1461 | Switch, Filter Differential Pressure Low,AHU,Boiler Room and Basement | TAB-ACC-AHU-1460 | Air Handling Unit, Lunch Room | Switch,Pressure-Low | Switch |  | PDSL | http://www.toronto.ca/TWONTO#pressure_switch
107353 | TAB-ACC-PDSL-4901 | Pressure Differential Switch, Low, AHU-4901, Waste Gas Burner Station | TAB-ACC-AHU-4901 | Air Handling Unit, Waste Gas Buner Station | Switch,Pressure-Low | Switch |  | PDSL | http://www.toronto.ca/TWONTO#pressure_switch
107377 | TAB-ACC-PS-7202 | Switch, Pressure, Z Bldg 2nd Flr, Deaerator 2 | TAB-ACC-MEQ-7201 | Tank, Deaerator No.2 | Switch,Pressure | Switch |  | PS | http://www.toronto.ca/TWONTO#pressure_switch
107378 | TAB-ACC-PS-7301 | Switch, Pressure, Z Bldg 2nd Flr, Flash Tank 7301 | TAB-ACC-T-7301 | Tank, Flash | Switch,Pressure | Switch |  | PS | http://www.toronto.ca/TWONTO#pressure_switch
107381 | TAB-ACC-PSH-0200 | Switch, Pressure, High, Filter, AHU-0200, Exist. Grit Bldg. Rooftop | TAB-ACC-AHU-0200 | Air Handling Unit, Old D Bldg. Rooftop | Switch,Pressure-High | Switch |  | PSH | http://www.toronto.ca/TWONTO#pressure_switch
107382 | TAB-ACC-PSH-0724 | Switch, Pressure, High,Pump Discharge | TAB-ACC-P-0720 | Pump, Boiler Feed No.2 | Switch,Pressure-High | Switch |  | PSH | http://www.toronto.ca/TWONTO#pressure_switch
107383 | TAB-ACC-PSH-0734 | Switch, Pressure, High,Pump Discharge | TAB-ACC-P-0730 | Pump, Boiler Feed No.3 | Switch,Pressure-High | Switch |  | PSH | http://www.toronto.ca/TWONTO#pressure_switch
107384 | TAB-ACC-PSH-0900 | Switch, Pressure, High, Filter, AHU-0900, Exist. Primary Treatment Bldg. | TAB-ACC-AHU-0900 | Air Handling Unit, Old D Bldg. Rooftop | Switch,Pressure-High | Switch |  | PSH | http://www.toronto.ca/TWONTO#pressure_switch
107385 | TAB-ACC-PSH-0950 | Switch, Pressure, High, Filter, AHU-0950, Exist. Primary Treatment Bldg. | TAB-ACC-AHU-0950 | Air Handling Unit, Old D Bldg. Rooftop | Switch,Pressure-High | Switch |  | PSH | http://www.toronto.ca/TWONTO#pressure_switch
107386 | TAB-ACC-PSH-1210 | Switch, Pressure, High, Filter, Fan 1210, AHU-1200, Screen Bldg. Rooftop | TAB-ACC-AHU-1200 | Air Handling Unit, D Bldg Roof | Switch,Pressure-High | Switch |  | PSH | http://www.toronto.ca/TWONTO#pressure_switch
107387 | TAB-ACC-PSH-1220 | Switch, Pressure, High, Filter, Fan 1220, AHU-1200, Screen Bldg. Rooftop | TAB-ACC-AHU-1200 | Air Handling Unit, D Bldg Roof | Switch,Pressure-High | Switch |  | PSH | http://www.toronto.ca/TWONTO#pressure_switch
107388 | TAB-ACC-PSH-1310 | Switch, Pressure, High, Filter, Fan 1310, AHU-1300, Screen Bldg. Rooftop | TAB-ACC-AHU-1300 | Air Handling Unit, D Bldg Roof | Switch,Pressure-High | Switch |  | PSH | http://www.toronto.ca/TWONTO#pressure_switch
107389 | TAB-ACC-PSH-1320 | Switch, Pressure, High, Filter, Fan, 1320, AHU-1300, Screen Bldg. Rooftop | TAB-ACC-AHU-1300 | Air Handling Unit, D Bldg Roof | Switch,Pressure-High | Switch |  | PSH | http://www.toronto.ca/TWONTO#pressure_switch
107390 | TAB-ACC-PSH-1410 | Switch, Pressure, High, Filter, Fan 1410, AHU-1400, Loading Bay Rooftop | TAB-ACC-AHU-1400 | Air Handling Unit, D Bldg Roof | Switch,Pressure-High | Switch |  | PSH | http://www.toronto.ca/TWONTO#pressure_switch
107391 | TAB-ACC-PSH-1420 | Switch, Pressure, High, Filter, Fan 1420, AHU-1400, Loading Bay Rooftop | TAB-ACC-AHU-1400 | Air Handling Unit, D Bldg Roof | Switch,Pressure-High | Switch |  | PSH | http://www.toronto.ca/TWONTO#pressure_switch
107392 | TAB-ACC-PSH-1600 | Switch, Pressure, High, Filter, Fan, 1600, AHU-1600, Loading Bay Rooftop | TAB-ACC-AHU-1600 | Air Handling Unit, D Bldg Roof | Switch,Pressure-High | Switch |  | PSH | http://www.toronto.ca/TWONTO#pressure_switch
107393 | TAB-ACC-PSH-1650 | Switch, Pressure, High, Filter, Fan 1650, Vestibule 101, Loading Bay | TAB-ACC-FN-1000 | Fan, Supply, Ex. D--Bldg. Ex. Air Heating Room | Switch,Pressure-High | Switch |  | PSH | http://www.toronto.ca/TWONTO#pressure_switch
107394 | TAB-ACC-PSH-1650 | Switch, Pressure, High, Filter, Fan 1650, Vestibule 101, Loading Bay | TAB-ACC-FN-1650 | Fan, Supply, Vestibule Pressurization, Vestibule 101 | Switch,Pressure-High | Switch |  | PSH | http://www.toronto.ca/TWONTO#pressure_switch
107395 | TAB-ACC-PSH-1700 | Switch, Pressure, High, Filter, Fan, 1700, AHU-1700, Loading Bay Rooftop | TAB-ACC-AHU-1700 | Air Handling Unit, D Bldg Roof | Switch,Pressure-High | Switch |  | PSH | http://www.toronto.ca/TWONTO#pressure_switch
107396 | TAB-ACC-PSH-1800 | Switch, Pressure, High, Filter, Fan, 1800, AHU-1800, Loading Bay Rooftop | TAB-ACC-AHU-1800 | Air Handling Unit, D Bldg Roof | Switch,Pressure-High | Switch |  | PSH | http://www.toronto.ca/TWONTO#pressure_switch
107400 | TAB-ACC-PSL-0732 | Switch, Pressure, Low,Pump Suction | TAB-ACC-P-0730 | Pump, Boiler Feed No.3 | Switch,Pressure-Low | Switch |  | PSL | http://www.toronto.ca/TWONTO#pressure_switch
107401 | TAB-ACC-PSL-1401 | Switch,Pressure-Low, Hot Water/Glycol Heating System | TAB-ACC-T-1470 | Tank, Glycol Make-up | Switch,Pressure-Low | Switch |  | PSL | http://www.toronto.ca/TWONTO#pressure_switch
107402 | TAB-ACC-PSL-1822 | Switch,Pressure,Low,Glycol Make Up Line | TAB-ACC-P-1822 | Pump, Glycol Circulating,Make Up Line | Switch,Level | Switch |  | PSL | http://www.toronto.ca/TWONTO#pressure_switch
107403 | TAB-ACC-PSL-2042 | Switch,Pressure,Low,Glycol Make Up Line | TAB-ACC-P-2042 | Pump, Glycol Circulating,Make Up Line | Switch,Level | Switch |  | PSL | http://www.toronto.ca/TWONTO#pressure_switch
107404 | TAB-ACC-PSL-2800 | Switch, Pressure Low, Boiler Make-up Water Tanks, 'Z' Bldg Main Floor | TAB-ACC-BO | Hot Water Boilers |  | Switch |  | PSL | http://www.toronto.ca/TWONTO#pressure_switch
107405 | TAB-ACC-PSL-7331 | Switch, Digester Gas Pressure Low,Boiler 0030, Plant Wide Heating System | TAB-ACC-DIG-0030 | Digester Gas Train, Boiler #3, Z Building | Switch,Pressure-Low | Switch |  | PSL | http://www.toronto.ca/TWONTO#pressure_switch
107406 | TAB-ACC-PSL-8212 | Switch,Pressure,Low,Glycol Make Up Line | TAB-ACC-HE-8210 | Heat Exchanger,M Bldg Space Heating, | Switch,Level | Switch |  | PSL | http://www.toronto.ca/TWONTO#pressure_switch
107776 | TAB-ACC-TS-0103 | Switch, temperature | TAB-ACC-AHU-4503 | AHU, Digester 1-4, Sludge Heater Room | Switch,Temperature | Switch |  | TS | http://www.toronto.ca/TWONTO#temperature_switch
107781 | TAB-ACC-TSH-0100 | Switch, Temperature, High, AHU-0100, Exist. Grit Bldg. Rooftop | TAB-ACC-AHU-0100 | Air Handling Unit, Old D Bldg. Rooftop | Switch,Temperature-High | Switch |  | TSH | http://www.toronto.ca/TWONTO#temperature_switch
107782 | TAB-ACC-TSH-0150 | Switch, Temperature, High, Fan 1000, Exist. Primary Treatment Bldg. | TAB-ACC-FN-1000 | Fan, Supply, Ex. D--Bldg. Ex. Air Heating Room | Switch,Temperature-High | Switch |  | TSH | http://www.toronto.ca/TWONTO#temperature_switch
107783 | TAB-ACC-TSH-0200 | Switch, Temperature, High, AHU-0200, Exist. Grit Bldg. Rooftop | TAB-ACC-AHU-0200 | Air Handling Unit, Old D Bldg. Rooftop | Switch,Temperature-High | Switch |  | TSH | http://www.toronto.ca/TWONTO#temperature_switch
107784 | TAB-ACC-TSH-0950 | Switch, Temperature, High, AHU-0950, Exist. Primary Treatment Bldg. | TAB-ACC-AHU-0950 | Air Handling Unit, Old D Bldg. Rooftop | Switch,Temperature-High | Switch |  | TSH | http://www.toronto.ca/TWONTO#temperature_switch
107785 | TAB-ACC-TSH-1410 | Switch, Temperature, High, AHU-1400, Loading Bay Rooftop | TAB-ACC-AHU-1400 | Air Handling Unit, D Bldg Roof | Switch,Temperature-High | Switch |  | TSH | http://www.toronto.ca/TWONTO#temperature_switch
107786 | TAB-ACC-TSH-4901 | Temperature Switch. High, Indoor Air, Waste Gas Burner Station | TAB-ACC-AC-4901 | Split Cooling Unit, HVAC, Waste Gas Burner Station | Switch,Temperature-High | Switch |  | TSH | http://www.toronto.ca/TWONTO#temperature_switch
107788 | TAB-ACC-TSL-0100 | Switch, Temperature, Low, AHU-0100, Exist. Grit Bldg. Rooftop | TAB-ACC-AHU-0100 | Air Handling Unit, Old D Bldg. Rooftop | Switch,Temperature-Low | Switch |  | TSL | http://www.toronto.ca/TWONTO#temperature_switch
107789 | TAB-ACC-TSL-0200 | Switch, Temperature, Low, AHU-0200, Exist. Grit Bldg. Rooftop | TAB-ACC-AHU-0200 | Air Handling Unit, Old D Bldg. Rooftop | Switch,Temperature-Low | Switch |  | TSL | http://www.toronto.ca/TWONTO#temperature_switch
107790 | TAB-ACC-TSL-0900 | Switch, Temperature, Low, AHU-9000, Exist. Primary Treatment Bldg. | TAB-ACC-AHU-0900 | Air Handling Unit, Old D Bldg. Rooftop | Switch,Temperature-Low | Switch |  | TSL | http://www.toronto.ca/TWONTO#temperature_switch
107791 | TAB-ACC-TSL-0950 | Switch, Temperature, Low, AHU-0950, Exist. Primary Treatment Bldg. | TAB-ACC-AHU-0950 | Air Handling Unit, Old D Bldg. Rooftop | Switch,Temperature-Low | Switch |  | TSL | http://www.toronto.ca/TWONTO#temperature_switch
107792 | TAB-ACC-TSL-1210 | Switch, Temperature, Low, AHU-1200, Screen Bldg. Rooftop | TAB-ACC-AHU-1200 | Air Handling Unit, D Bldg Roof | Switch,Temperature-Low | Switch |  | TSL | http://www.toronto.ca/TWONTO#temperature_switch
107793 | TAB-ACC-TSL-1244 | Switch,Temperature,Low,Supply Air , | TAB-ACC-AHU-1244 | Air Handing unit,Flotation Bldg | Switch,Temperature | Switch |  | TSL | http://www.toronto.ca/TWONTO#temperature_switch
107794 | TAB-ACC-TSL-1247 | Switch,Temperature,Low, AHU1247 | TAB-ACC-AHU-1247 | Air Handing unit,Flotation Bldg | Switch,Temperature | Switch |  | TSL | http://www.toronto.ca/TWONTO#temperature_switch
107795 | TAB-ACC-TSL-1410 | Switch, Temperature, Low, AHU-1400, Loading Bay Rooftop | TAB-ACC-AHU-1400 | Air Handling Unit, D Bldg Roof | Switch,Temperature-Low | Switch |  | TSL | http://www.toronto.ca/TWONTO#temperature_switch
107796 | TAB-ACC-TSL-1451 | Switch, Temperature-Low, Air Handling Unit, Locker Room | TAB-ACC-AHU-1450 | Air Handling Unit, Locker Room | Switch,Temperature-Low | Switch |  | TSL | http://www.toronto.ca/TWONTO#temperature_switch
107797 | TAB-ACC-TSL-1471 | Switch, Temperature-Low, Air Handling Unit, Boiler Room Supply | TAB-ACC-AHU-1470 | Air Handling Unit, VFD, Boiler Room Supply | Switch,Temperature-Low | Switch |  | TSL | http://www.toronto.ca/TWONTO#temperature_switch
107798 | TAB-ACC-TSL-1510 | Switch, Temperature, Low, AHU-1500, Loading Bay Rooftop | TAB-ACC-AHU-1400 | Air Handling Unit, D Bldg Roof | Switch,Temperature-Low | Switch |  | TSL | http://www.toronto.ca/TWONTO#temperature_switch
107799 | TAB-ACC-TSL-1510 | Switch, Temperature, Low, AHU-1500, Loading Bay Rooftop | TAB-ACC-AHU-1500 | Air Handling Unit, D Bldg Roof | Switch,Temperature-Low | Switch |  | TSL | http://www.toronto.ca/TWONTO#temperature_switch
107800 | TAB-ACC-TSL-1700 | Switch, Temperature, Low, AHU-1700, Loading Bay Rooftop | TAB-ACC-AHU-1700 | Air Handling Unit, D Bldg Roof | Switch,Temperature-Low | Switch |  | TSL | http://www.toronto.ca/TWONTO#temperature_switch
107801 | TAB-ACC-TSL-1840 | Switch,Temperature,Low,Supply Air , | TAB-ACC-AHU-1840 | AHU, Blower Bldg | Switch,Temperature | Switch |  | TSL | http://www.toronto.ca/TWONTO#temperature_switch
107802 | TAB-ACC-TSL-1845 | Switch,Temperature,Low,Supply Air , | TAB-ACC-AHU-1845 | AHU, Blower Bldg | Switch,Temperature | Switch |  | TSL | http://www.toronto.ca/TWONTO#temperature_switch
107803 | TAB-ACC-TSL-1848 | Switch,Temperature,Low,Supply Air , | TAB-ACC-AHU-1848 | AHU, Blower Bldg | Switch,Temperature | Switch |  | TSL | http://www.toronto.ca/TWONTO#temperature_switch
107804 | TAB-ACC-TSL-1850 | Switch,Temperature,Low,Supply Air , | TAB-ACC-AHU-1850 | AHU, Blower Bldg | Switch,Temperature | Switch |  | TSL | http://www.toronto.ca/TWONTO#temperature_switch
107805 | TAB-ACC-TSL-1852 | Switch,Temperature,Low,Supply Air , | TAB-ACC-AHU-1852 | AHU, Blower Bldg | Switch,Temperature | Switch |  | TSL | http://www.toronto.ca/TWONTO#temperature_switch
107806 | TAB-ACC-TSL-1900 | Switch, Temperature, Low, AHU-1900, Loading Bay Rooftop | TAB-ACC-AHU-1900 | Air Handling Unit, D Bldg Roof | Switch,Temperature-Low | Switch |  | TSL | http://www.toronto.ca/TWONTO#temperature_switch
107807 | TAB-ACC-TSL-2053 | Switch,Temperature,Low, | TAB-ACC-AHU-2053 | AHU, Chemical & Aeration Gallery | Switch,Temperature | Switch |  | TSL | http://www.toronto.ca/TWONTO#temperature_switch
107808 | TAB-ACC-TSL-2821 | Switch,Temperature,Low,Supply Air , | TAB-ACC-AHU-2821 | AHU, North of Old Dewatering Bldg | Switch,Temperature | Switch |  | TSL | http://www.toronto.ca/TWONTO#temperature_switch
107809 | TAB-ACC-TSL-3905 | Switch,Temperature,Low,Supply Air , | TAB-ACC-AHU-3905SUS | AHU, Heat Recovery Bldg | Switch,Temperature | Switch |  | TSL | http://www.toronto.ca/TWONTO#temperature_switch
107810 | TAB-ACC-TSL-3907 | Switch,Temperature,Low,Supply Air , | TAB-ACC-AHU-3907SUS | AHU, Heat Recovery Bldg | Switch,Temperature | Switch |  | TSL | http://www.toronto.ca/TWONTO#temperature_switch
107811 | TAB-ACC-TSL-3918 | Switch,Temperature,Low,Supply Air , | TAB-ACC-AHU-3918SUS | AHU, Heat Recovery Bldg | Switch,Temperature | Switch |  | TSL | http://www.toronto.ca/TWONTO#temperature_switch
107812 | TAB-ACC-TSL-3922 | Switch,Temperature,Low,Supply Air , | TAB-ACC-AHU-3922 | AHU, Old Dewatering Building Roof | Switch,Temperature | Switch |  | TSL | http://www.toronto.ca/TWONTO#temperature_switch
107813 | TAB-ACC-TSL-4455 | Switch,Temperature,Low,Supply Air , | TAB-ACC-AHU-4455 | AHU, Aux. Bldg Basement | Switch,Temperature | Switch |  | TSL | http://www.toronto.ca/TWONTO#temperature_switch
107814 | TAB-ACC-TSL-4502 | Switch, Temperature, Low, Freeze | TAB-ACC-AHU-4502 | AHU, Digester 1-4, Drip Trap Room | Switch,Temperature-Low | Switch |  | TSL | http://www.toronto.ca/TWONTO#temperature_switch
107815 | TAB-ACC-TSL-4503 | Switch, Temperature, Low, Freeze | TAB-ACC-AHU-4503 | AHU, Digester 1-4, Sludge Heater Room | Switch,Temperature-Low | Switch |  | TSL | http://www.toronto.ca/TWONTO#temperature_switch
107816 | TAB-ACC-TSL-4902 | Temperatue Switch, Low, Indoor Air, Waste Gas Burner Station | TAB-ACC-HTR-4901 | Unit Heater, HVAC, Waste Gas Burner Station | Switch,Temperature-Low | Switch |  | TSL | http://www.toronto.ca/TWONTO#temperature_switch
107817 | TAB-ACC-TSL-6101 | Switch,Temperature, Low, Freeze | TAB-ACC-AHU-6101 | AHU, Digester 5-8 Drip Trap Room | Switch,Temperature-Low | Switch |  | TSL | http://www.toronto.ca/TWONTO#temperature_switch
107818 | TAB-ACC-TSL-6102 | Switch,Temperature, Low, Freeze | TAB-ACC-AHU-6102 | AHU, Digester 5-8 Drip Trap Room | Switch,Temperature-Low | Switch |  | TSL | http://www.toronto.ca/TWONTO#temperature_switch
107822 | TAB-ACC-TSL-8230 | Switch,Temperature,Low,Supply Air , | TAB-ACC-AHU-8230 | AHU,M Bldg | Switch,Temperature | Switch |  | TSL | http://www.toronto.ca/TWONTO#temperature_switch
107823 | TAB-ACC-TSL-8232 | Switch,Temperature,Low,Supply Air , | TAB-ACC-AHU-8232 | AHU,M Bldg | Switch,Temperature | Switch |  | TSL | http://www.toronto.ca/TWONTO#temperature_switch
107824 | TAB-ACC-TSL-8234 | Switch,Temperature,Low,Supply Air , | TAB-ACC-AHU-8234 | AHU,M Bldg | Switch,Temperature | Switch |  | TSL | http://www.toronto.ca/TWONTO#temperature_switch
108757 | TAB-ACC-ZSH-0021 | Switch,Position,Damper,Flue Gas Out let, Boiler #2 | TAB-ACC-BO-0020 | Boiler # 2, Hot Water Heating, Volcano, B-2 | Switch,Position | Switch |  | ZSH | http://www.toronto.ca/TWONTO#position_switch
108758 | TAB-ACC-ZSH-1853A | Switch,Position,High, Fresh Air Damper, | TAB-ACC-AHU-1853 | AHU, Blower Bldg | Switch,Position | Switch |  | ZSH | http://www.toronto.ca/TWONTO#position_switch
108759 | TAB-ACC-ZSH-8230 | Switch,Position,High, Fresh Air Damper, | TAB-ACC-AHU-8230 | AHU,M Bldg | Switch,Position | Switch |  | ZSH | http://www.toronto.ca/TWONTO#position_switch
108803 | TAB-AHU-LSL-5002 | Switch, Level-Low, Sanitary, Sump, Auxiliary Systems Building, Sub-Basement | TAB-AUX-P-5113 | Pump, Submersible, Sanitary, Auxiliary Systems Building, Sub-Basement | Switch,Level-Low | Switch |  | LSL | http://www.toronto.ca/TWONTO#level_switch
108828 | TAB-AUX-LSH-5002 | Switch, Level-High, Sanitary, Sump, Auxiliary Systems Building, Sub-Basement | TAB-AUX-P-5113 | Pump, Submersible, Sanitary, Auxiliary Systems Building, Sub-Basement | Switch,Level-High | Switch |  | LSH | http://www.toronto.ca/TWONTO#level_switch
108829 | TAB-AUX-LSHH-2078A | Switch, Level High-High, Auxiliary Bldg, Sub-Basement, South West Sump | TAB-THK-P-2078 | Pump, Submersible, Process, Auxiliary Systems Building, Sub-Basement |  | Switch |  | LSHH | http://www.toronto.ca/TWONTO#level_switch
108830 | TAB-AUX-LSHH-5002 | Switch, Level-High-High, Sanitary, Sump, Auxiliary Systems Building, Sub-Basement | TAB-AUX-P-5113 | Pump, Submersible, Sanitary, Auxiliary Systems Building, Sub-Basement | Switch,Level-High-High | Switch |  | LSHH | http://www.toronto.ca/TWONTO#level_switch
108833 | TAB-AUX-LSHH-8032 | Switch, Level High-High, Auxiliary Bldg, North 'M' Tunnel | TAB-AUX-P-8032 | Pump, Submersible, Storm Water, Auxiliary Systems Building, Tunnel I |  | Switch |  | LSHH | http://www.toronto.ca/TWONTO#level_switch
108834 | TAB-AUX-LSHH-8033A | Switch, Level High-High, Auxiliary Bldg, South 'M' Tunnel | TAB-AUX-P-8033 | Pump, Submersible, Auxiliary Systems Building, Tunnel I |  | Switch |  | LSHH | http://www.toronto.ca/TWONTO#level_switch
108835 | TAB-AUX-LSHH-8034A | Switch, Level High-High, Auxiliary Bldg Elevator Sump | TAB-AUX-P-8034 | Pump, Submersible, Elevator Shaft, Auxiliary Systems Building, Sub-Basement |  | Switch |  | LSHH | http://www.toronto.ca/TWONTO#level_switch
109073 | TAB-CW-FS-6001 | Switch, Flow, Tempered Water to Emergency Eyewash Station, DEW Bldg | TAB-CW-SQ-6001 | Emergency Eye Wash station, Dewatering Bldg. Basement |  | Switch |  | FS | http://www.toronto.ca/TWONTO#flow_switch
109074 | TAB-CW-FS-6004 | Switch, Flow, Tempered Water to Emergency Eyewash Station, DEW Bldg | TAB-CW-SQ-6004 | Emergency Eye Wash Station, 2nd Floor, North side |  | Switch |  | FS | http://www.toronto.ca/TWONTO#flow_switch
109075 | TAB-CW-FS-6005 | Switch, Flow, Tempered Water to Emergency Eyewash Station, DEW Bldg | TAB-CW-SQ-6005 | Emergency Eye Wash Station, 3rd Floor, West side |  | Switch |  | FS | http://www.toronto.ca/TWONTO#flow_switch
109076 | TAB-CW-FS-6006 | Switch, Flow, Tempered Water to Emergency Eyewash Station, DEW Bldg | TAB-CW-SQ-6006 | Emergency Eye Wash Station, 3rd Floor, East side |  | Switch |  | FS | http://www.toronto.ca/TWONTO#flow_switch
109493 | TAB-DEW-FSL-0211 | Switch, Flow, Low,Seal water, Sludge Feed Pump 0211 | TAB-DEW-P-0211 | Pump, Sludge Feed 0211 | Switch,Flow | Switch |  | FSL | http://www.toronto.ca/TWONTO#flow_switch
109494 | TAB-DEW-FSL-0311 | Switch, Flow, Low,Seal water, Sludge Feed Pump 0311 | TAB-DEW-P-0311 | Pump, Sludge Feed 0311 | Switch,Flow | Switch |  | FSL | http://www.toronto.ca/TWONTO#flow_switch
109495 | TAB-DEW-FSL-0611 | Switch, Flow, Low,Seal water, Sludge Feed Pump 0611 | TAB-DEW-P-0611 | Pump, Sludge Feed 0611 | Switch,Flow | Switch |  | FSL | http://www.toronto.ca/TWONTO#flow_switch
109584 | TAB-DEW-LSH-4010 | Switch, Level, High, Tank 3910 | TAB-DEW-T-3910 | Equalization Tank #1 | Switch,Level-High | Switch |  | LSH | http://www.toronto.ca/TWONTO#level_switch
109585 | TAB-DEW-LSH-4020 | Switch, Level, High, Tank 3920 | TAB-DEW-T-3920 | Equalization Tank #2 | Switch,Level-High | Switch |  | LSH | http://www.toronto.ca/TWONTO#level_switch
109586 | TAB-DEW-LSHH-5111 | Switch, Level High-High, Dewatering Bldg, Basement, Centrate Pump Room | TAB-STR-P-5111 | Pump, Sump |  | Switch |  | LSHH | http://www.toronto.ca/TWONTO#level_switch
109587 | TAB-DEW-LSHH-8040A | Switch, Level High-High, Old Dewatering Bldg, Basement, Center | TAB-DEW-P-8040 | Pump, Sump |  | Switch |  | LSHH | http://www.toronto.ca/TWONTO#level_switch
109588 | TAB-DEW-LSHH-8041A | Switch, Level High-High, Dewatering Bldg, Basement, North-West Sump | TAB-DEW-P-8041 | Pump, Sump |  | Switch |  | LSHH | http://www.toronto.ca/TWONTO#level_switch
109589 | TAB-DEW-LSHH-8042 | Switch, Level High-High, Dewatering Bldg, Basement, West Elevator Sump | TAB-DEW-P-8042 | Pump, Sump, Elevator Pit |  | Switch |  | LSHH | http://www.toronto.ca/TWONTO#level_switch
109590 | TAB-DEW-LSHH-8043A | Switch, Level High-High, Dewatering Bldg, Basement, South-West Sump | TAB-DEW-P-8043 | Pump, Sump |  | Switch |  | LSHH | http://www.toronto.ca/TWONTO#level_switch
109591 | TAB-DEW-LSHH-8052A | Switch, Level High-High, 'Z' Bldg, Basment, West Sump | TAB-DEW-P-8052 | Pump,Sump |  | Switch |  | LSHH | http://www.toronto.ca/TWONTO#level_switch
109592 | TAB-DEW-LSHH-8055 | Switch, Level High-High, 'Z' Bldg, Basment, West at Softeners | TAB-DEW-P-8055 | Pump,Sump, Z Bldg |  | Switch |  | LSHH | http://www.toronto.ca/TWONTO#level_switch
109593 | TAB-DEW-LSHH-8151 | Switch, Level High-High, 'Z' Bldg, Basment, East Sump | TAB-DEW-P-8151 | Pump,Sump |  | Switch |  | LSHH | http://www.toronto.ca/TWONTO#level_switch
109726 | TAB-DEW-PSH-0411 | Switch, Pressure,High, Sludge Feed Pump 0411 | TAB-DEW-P-0411 | Pump, Sludge Feed 0411 | Switch,Pressure-High | Switch |  | PSH | http://www.toronto.ca/TWONTO#pressure_switch
109727 | TAB-DEW-PSH-0511 | Switch, Pressure,High, Sludge Feed Pump 0511 | TAB-DEW-P-0411 | Pump, Sludge Feed 0411 | Switch,Pressure-High | Switch |  | PSH | http://www.toronto.ca/TWONTO#pressure_switch
109728 | TAB-DEW-PSH-0511 | Switch, Pressure,High, Sludge Feed Pump 0511 | TAB-DEW-P-0511 | Pump, Sludge Feed # 5 (DP0105) | Switch,Pressure-High | Switch |  | PSH | http://www.toronto.ca/TWONTO#pressure_switch
109729 | TAB-DEW-PSH-3101 | Switch Pressure,High,Delivery, Pump-3131&P-3141 | TAB-DEW-P-3141 | Pump, Polymer Solution Transfer #4 | Switch,Pressure | Switch |  | PSH | http://www.toronto.ca/TWONTO#pressure_switch
109730 | TAB-DEW-PSH-3111 | Switch Pressure,High,Delivery, Pump-3111 | TAB-DEW-P-3111 | Pump, Polymer Solution Transfer #1 | Switch,Pressure | Switch |  | PSH | http://www.toronto.ca/TWONTO#pressure_switch
109731 | TAB-DEW-PSH-3121 | Switch Pressure,High,Delivery, Pump-3121 | TAB-DEW-P-3121 | Pump, Polymer Solution Transfer #2 | Switch,Pressure | Switch |  | PSH | http://www.toronto.ca/TWONTO#pressure_switch
109732 | TAB-DEW-PSH-3131 | Switch Pressure,High,Delivery, Pump-3131 | TAB-DEW-P-3131 | Pump, Polymer Solution Transfer #3 | Switch,Pressure | Switch |  | PSH | http://www.toronto.ca/TWONTO#pressure_switch
109733 | TAB-DEW-PSH-3151 | Switch Pressure,High,Delivery, Pump-3151 | TAB-DEW-P-3151 | Pump, Polymer Solution Transfer #5 | Switch,Pressure | Switch |  | PSH | http://www.toronto.ca/TWONTO#pressure_switch
109734 | TAB-DEW-PSH-3330 | Switch Pressure,High,Delivery, Pump-3330 | TAB-DEW-P-3330 | Pump, Polymer Solution Feed #3 | Switch,Pressure | Switch |  | PSH | http://www.toronto.ca/TWONTO#pressure_switch
109735 | TAB-DEW-PSH-3350 | Switch Pressure,High,Delivery, Pump-3350 | TAB-DEW-P-3350 | Pump , Polymer Solution Feed #5 | Switch,Pressure | Switch |  | PSH | http://www.toronto.ca/TWONTO#pressure_switch
109736 | TAB-DEW-PSH-3380 | Switch Pressure,High,Delivery, Pump-3380 | TAB-DEW-P-3380 | Pump, Polymer Solution Feed #8 | Switch,Pressure | Switch |  | PSH | http://www.toronto.ca/TWONTO#pressure_switch
109737 | TAB-DEW-PSH-3401 | Switch Pressure,High,Delivery,Centrate Pump-3401 | TAB-DEW-P-3401 | Pump, Old Wet Well #1 | Switch,Pressure | Switch |  | PSH | http://www.toronto.ca/TWONTO#pressure_switch
109738 | TAB-DEW-PSH-3402 | Switch Pressure,High,Delivery,Centrate Pump-3402 | TAB-DEW-P-3402 | Pump, Old Wet Well #2 | Switch,Pressure | Switch |  | PSH | http://www.toronto.ca/TWONTO#pressure_switch
109739 | TAB-DEW-PSH-3403 | Switch Pressure,High,Delivery,Centrate Pump-3403 | TAB-DEW-P-3403 | Pump, Old Wet Well # 3 | Switch,Pressure | Switch |  | PSH | http://www.toronto.ca/TWONTO#pressure_switch
109740 | TAB-DEW-PSH-3501 | Switch Pressure,High,Delivery,Centrate Pump-3501 | TAB-DEW-P-3501 | Pump, Decant # 1,New Wet Well | Switch,Pressure | Switch |  | PSH | http://www.toronto.ca/TWONTO#pressure_switch
109741 | TAB-DEW-PSH-3502 | Switch Pressure,High,Delivery,Centrate Pump-3502 | TAB-DEW-P-3502 | Pump, Decant #2 New Wet Well | Switch,Pressure | Switch |  | PSH | http://www.toronto.ca/TWONTO#pressure_switch
109785 | TAB-DEW-SSL-6002 | Speed Switch-low, Conveyor DEW-CV-6002, DEW Level 2 | TAB-DEW-CV-6002 | Transfer Conveyor, Dewatered Solids from DEW-CF-0521&1121 to Main Conv DEW-CV-6009&6011, DEW Level 2 |  | Switch |  | SSL | http://www.toronto.ca/TWONTO#speed_switch
109786 | TAB-DEW-SSL-6004 | Speed Switch-low, Conveyor DEW-CV-6004, DEW Level 2 | TAB-DEW-CV-6004 | Transfer Conveyor, Dewatered Solids from DEW-CF-0121&0921 to Main Conv DEW-CV-6010&6012, DEW Level 2 |  | Switch |  | SSL | http://www.toronto.ca/TWONTO#speed_switch
109787 | TAB-DEW-SSL-6007 | Speed Switch-low, Conveyor DEW-CV-6007, DEW Level 3 | TAB-DEW-CV-6007 | Transfer Conveyor, Dewatered Solids from DEW-CF-0421 to Main Conv DEW-CV-6010&6012, DEW Level 3 |  | Switch |  | SSL | http://www.toronto.ca/TWONTO#speed_switch
109788 | TAB-DEW-SSL-6009 | Speed Switch-low, Conveyor DEW-CV-6009, DEW Level 2 | TAB-DEW-CV-6009 | Conveyor, Main Distribution, Dewatered Solids West, DEW Level 2 |  | Switch |  | SSL | http://www.toronto.ca/TWONTO#speed_switch
109789 | TAB-DEW-SSL-6011 | Speed Switch-low, Conveyor DEW-CV-6011, DEW Level 2 | TAB-DEW-CV-6011 | Conveyor, Main Distribution, Dewatered Solids West, DEW Level 2 |  | Switch |  | SSL | http://www.toronto.ca/TWONTO#speed_switch
109814 | TAB-DEW-TSH-0121A | Switch, Temperature, High, Lub Oil Return from Bearing back drive end | TAB-DEW-CF-0121 | Centrifuge # 1 | Switch,Temperature | Switch |  | TSH | http://www.toronto.ca/TWONTO#temperature_switch
109815 | TAB-DEW-TSH-0121B | Switch, Temperature, High, Lub Oil Return from Bearing, Drive end | TAB-DEW-CF-0121 | Centrifuge # 1 | Switch,Temperature | Switch |  | TSH | http://www.toronto.ca/TWONTO#temperature_switch
109816 | TAB-DEW-TSH-0221A | Switch, Temperature, High, Lub Oil Return from Bearing back drive end | TAB-DEW-CF-0221 | Centrifuge # 2 | Switch,Temperature | Switch |  | TSH | http://www.toronto.ca/TWONTO#temperature_switch
109817 | TAB-DEW-TSH-0321A | Switch, Temperature, High, Lub Oil Return from Bearing back drive end | TAB-DEW-CF-0321 | Centrifuge # 3 | Switch,Temperature | Switch |  | TSH | http://www.toronto.ca/TWONTO#temperature_switch
109818 | TAB-DEW-TSH-0321B | Switch, Temperature, High, Lub Oil Return from Bearing, Drive end | TAB-DEW-CF-0321 | Centrifuge # 3 | Switch,Temperature | Switch |  | TSH | http://www.toronto.ca/TWONTO#temperature_switch
109819 | TAB-DEW-TSH-0421B | Switch, Temperature, High, Lub Oil Return from Bearing, Drive end | TAB-DEW-CF-0421 | Centrifuge # 4 | Switch,Temperature | Switch |  | TSH | http://www.toronto.ca/TWONTO#temperature_switch
109820 | TAB-DEW-TSH-0521A | Switch, Temperature, High, Lub Oil Return from Bearing back drive end | TAB-DEW-CF-0521 | Centrifuge # 5 | Switch,Temperature | Switch |  | TSH | http://www.toronto.ca/TWONTO#temperature_switch
109821 | TAB-DEW-TSH-1021A | Switch, Temperature, High, Lub Oil Return from Bearing back drive end | TAB-DEW-CF-1021 | Centrifuge # 10 | Switch,Temperature | Switch |  | TSH | http://www.toronto.ca/TWONTO#temperature_switch
109822 | TAB-DEW-TSH-1021B | Switch, Temperature, High, Lub Oil Return from Bearing, Drive end | TAB-DEW-CF-1021 | Centrifuge # 10 | Switch,Temperature | Switch |  | TSH | http://www.toronto.ca/TWONTO#temperature_switch
109823 | TAB-DEW-TSH-1121B | Switch, Temperature, High, Lub Oil Return from Bearing, Drive end | TAB-DEW-CF-1121 | Centrifuge # 11 | Switch,Temperature | Switch |  | TSH | http://www.toronto.ca/TWONTO#temperature_switch
109824 | TAB-DEW-TSH-1221A | Switch, Temperature, High, Lub Oil Return from Bearing back drive end | TAB-DEW-CF-1221 | Centrifuge # 12 | Switch,Temperature | Switch |  | TSH | http://www.toronto.ca/TWONTO#temperature_switch
109825 | TAB-DEW-TSH-1221B | Switch, Temperature, High, Lub Oil Return from Bearing, Drive end | TAB-DEW-CF-1221 | Centrifuge # 12 | Switch,Temperature | Switch |  | TSH | http://www.toronto.ca/TWONTO#temperature_switch
110457 | TAB-DIG-ASH-0909 | Switch, Smoke, High, Panel TAP-DIG-RPU-0909, Digester 5-12 Electrical Control Room | TAB-DIG-RPU-0909 | RPU Control Panel, PLC, Digester 5-12 Electrical Control Room | Fire Prevention,Smoke Detector | Switch |  | ASH | http://www.toronto.ca/TWONTO#flame_or_combustion_sensing_instrument
110458 | TAB-DIG-ASH-0909B | Switch, Smoke, High, Panel TAP-DIG-RPU-0909B, Dig 9-12 Electrical/MCC Control Building | TAB-DIG-RPU-0909B | RPU Control Panel, PLC, Digester 5-12 Electrical Control Room. | Fire Prevention,Smoke Detector | Switch |  | ASH | http://www.toronto.ca/TWONTO#flame_or_combustion_sensing_instrument
110672 | TAB-DIG-FSH-9703 | Switch,Flow,High, Eye Wash Station, Gas Control Bldg.Mail Flr | TAB-DIG-SQ-9703 | Eye Wash & Shower Station, Gas Control Bldg. Bsmt | Switch,Flow-High | Switch |  | FSH | http://www.toronto.ca/TWONTO#flow_switch
110673 | TAB-DIG-FSH-9703 | Switch,Flow,High, Eye Wash Station, Gas Control Bldg.Mail Flr | TAB-DIG-SQ-9704 | Eye Wash Station, Gas Control Bldg.Main Flr | Switch,Flow-High | Switch |  | FSH | http://www.toronto.ca/TWONTO#flow_switch
110674 | TAB-DIG-FSL-1333 | Switch ,Flow, Low,Seal water to Pump-1333 | TAB-DIG-P-1333 | Pump, Sludge Recirculation (DX2611) Digester Tank 13 | Switch,Flow | Switch |  | FSL | http://www.toronto.ca/TWONTO#flow_switch
110675 | TAB-DIG-FSL-1334 | Switch ,Flow, Low,Seal water to Pump-1334 | TAB-DIG-P-1334 | Pump, Sludge Recirculation (DX2612) Digester Tank 13 | Switch,Flow | Switch |  | FSL | http://www.toronto.ca/TWONTO#flow_switch
110676 | TAB-DIG-FSL-1533 | Switch ,Flow, Low,Seal water to Pump-1533 | TAB-DIG-P-1533 | Pump, Sludge Recirculation (DX2615) Digester Tank 15 | Switch,Flow | Switch |  | FSL | http://www.toronto.ca/TWONTO#flow_switch
110677 | TAB-DIG-FSL-1534 | Switch ,Flow, Low,Seal water to Pump-1533 | TAB-DIG-P-1534 | Pump, Sludge Recirculation (DX2616), Digester Tank 15 | Switch,Flow | Switch |  | FSL | http://www.toronto.ca/TWONTO#flow_switch
110678 | TAB-DIG-FSL-1633 | Switch ,Flow, Low,Seal water to Pump-1633 | TAB-DIG-P-1633 | Pump, Sludge Recirculation (DX2617) Digester Tank 16 | Switch,Flow | Switch |  | FSL | http://www.toronto.ca/TWONTO#flow_switch
110679 | TAB-DIG-FSL-4130 | Switch ,Flow, Low,Chill water Supply to Compressor C-4130 | TAB-DIG-C-4130 | Compressor # 1, Gas (DX2601) | Switch,Flow | Switch |  | FSL | http://www.toronto.ca/TWONTO#flow_switch
110680 | TAB-DIG-FSL-4140 | Switch ,Flow, Low,Chill water Supply to Compressor C-4140 | TAB-DIG-C-4140 | Compressor # 4, Gas(DX2604) | Switch,Flow | Switch |  | FSL | http://www.toronto.ca/TWONTO#flow_switch
110681 | TAB-DIG-FSL-4145 | Switch ,Flow, Low,Chill water Supply to Compressor C-4145 | TAB-DIG-C-4145 | Compressor # 5, Gas(DX2605) | Switch,Flow | Switch |  | FSL | http://www.toronto.ca/TWONTO#flow_switch
110682 | TAB-DIG-FSL-4190 | Switch ,Flow, Low,Chill water Supply to Compressor C-4190 | TAB-DIG-C-4190 | Compressor #1,Gas (DX5001A) Digester Tank 19 & 21 | Switch,Flow | Switch |  | FSL | http://www.toronto.ca/TWONTO#flow_switch
110683 | TAB-DIG-FSL-4195 | Switch ,Flow, Low,Chill water Supply to Compressor C-4195 | TAB-DIG-C-4195 | Compressor #2,Gas (DX5002A) Digester Tank 19 & 21 | Switch,Flow | Switch |  | FSL | http://www.toronto.ca/TWONTO#flow_switch
110684 | TAB-DIG-FSL-4205 | Switch ,Flow, Low,Chill water Supply to Compressor C-4205 | TAB-DIG-C-4205 | Compressor #5, Gas (DX5005A) Digester Tank 20 & 22 | Switch,Flow | Switch |  | FSL | http://www.toronto.ca/TWONTO#flow_switch
110685 | TAB-DIG-FSL-6496 | Switch ,Flow, Low,Cooling Water to Compressors | TAB-DIG-C-6140 | Compressor #1, Digester Gas | Switch,Flow | Switch |  | FSL | http://www.toronto.ca/TWONTO#flow_switch
110779 | TAB-DIG-LSH-0123 | Switch,Level, High, Digester # 1 | TAB-DIG-T-0100 | Digestion Tank 01 | Switch,Level-High | Switch |  | LSH | http://www.toronto.ca/TWONTO#level_switch
110780 | TAB-DIG-LSH-0223 | Switch,Level, High, Digester # 2 | TAB-DIG-T-0200 | Digestion Tank 02 | Switch,Level-High | Switch |  | LSH | http://www.toronto.ca/TWONTO#level_switch
110781 | TAB-DIG-LSH-0323 | Switch,Level, High, Digester # 3 | TAB-DIG-T-0300 | Digestion Tank 03 | Switch,Level-High | Switch |  | LSH | http://www.toronto.ca/TWONTO#level_switch
110782 | TAB-DIG-LSH-0423 | Switch,Level, High, Digester # 4 | TAB-DIG-T-0400 | Digestion Tank 04 | Switch,Level-High | Switch |  | LSH | http://www.toronto.ca/TWONTO#level_switch
110783 | TAB-DIG-LSH-0523 | Switch,Level, High, Digester # 5 | TAB-DIG-T-0500 | Digestion Tank 05 | Switch,Level-High | Switch |  | LSH | http://www.toronto.ca/TWONTO#level_switch
110784 | TAB-DIG-LSH-0723 | Switch,Level, High, Digester # 7 | TAB-DIG-T-0700 | Digestion Tank 07 | Switch,Level-High | Switch |  | LSH | http://www.toronto.ca/TWONTO#level_switch
110785 | TAB-DIG-LSH-0823 | Switch,Level, High, Digester # 8 | TAB-DIG-T-0800 | Digestion Tank 08 | Switch,Level-High | Switch |  | LSH | http://www.toronto.ca/TWONTO#level_switch
110786 | TAB-DIG-LSH-0903 | Switch, Level-High, Alarm, Digester 9 Roof, Digester 9-12 Control Building. | TAB-DIG-T-0900 | Tank, Digester tank, Digester 9 | Switch,Level-High | Switch |  | LSH | http://www.toronto.ca/TWONTO#level_switch
110787 | TAB-DIG-LSH-1003 | Switch, Level-High, Alarm, Digester 10 Roof, Digester 9-12 Control Building. | TAB-DIG-T-1000 | Tank, Digester tank, Digester 10 | Switch,Level-High | Switch |  | LSH | http://www.toronto.ca/TWONTO#level_switch
110788 | TAB-DIG-LSH-1101 | Switch, Level-High, Emergency Overflow, Digester 11 Roof S/E | TAB-DIG-T-1100 | Tank, Digester tank, Digester 11 | Switch,Level-High | Switch |  | LSH | http://www.toronto.ca/TWONTO#level_switch
110789 | TAB-DIG-LSH-1103 | Switch, Level-High, Alarm, Digester 11 Roof, Digester 9-12 Control Building. | TAB-DIG-T-1100 | Tank, Digester tank, Digester 11 | Switch,Level-High | Switch |  | LSH | http://www.toronto.ca/TWONTO#level_switch
110790 | TAB-DIG-LSH-1201 | Switch, Level-High, Emergency Overflow, Digester 12 Roof S/W, Digester 9-12 Control Building. | TAB-DIG-T-1200 | Tank, Digester tank, Digester 12 | Switch,Level-High | Switch |  | LSH | http://www.toronto.ca/TWONTO#level_switch
110791 | TAB-DIG-LSH-1421 | Switch,Level -High, Digester Tank T-1400 | TAB-DIG-T-1400 | Digestion Tank 14 | Switch,Level | Switch |  | LSH | http://www.toronto.ca/TWONTO#level_switch
110792 | TAB-DIG-LSH-2121 | Switch,Level -High,Digester Tank T-2100 | TAB-DIG-T-2100 | Digestion Tank 21 | Switch,Level | Switch |  | LSH | http://www.toronto.ca/TWONTO#level_switch
110793 | TAB-DIG-LSH-2221 | Switch,Level -High,Digester Tank T-2200 | TAB-DIG-T-2200 | Digestion Tank 22 | Switch,Level | Switch |  | LSH | http://www.toronto.ca/TWONTO#level_switch
110797 | TAB-DIG-LSH-6701 | Switch, Level, High | TAB-DIG-P-6701 | Pump, Sump, #1, Digester Gas Control Building | Switch,Level-High | Switch |  | LSH | http://www.toronto.ca/TWONTO#level_switch
110798 | TAB-DIG-LSH-8062 | Switch, Level-High, Sump Pump 8062 & 8063, Pump Room, Digesters 9-12 Control Building. | TAB-DIG-P-8062 | Pump, Centrifugal, Submersible Sump Pump, Digester 9-12 Control Building Basement | Switch,Level-High | Switch |  | LSH | http://www.toronto.ca/TWONTO#level_switch
110799 | TAB-DIG-LSHH-0124 | Switch,Level -High-High,Digester Tank T-0100 | TAB-DIG-T-0100 | Digestion Tank 01 | Switch,Level-High-High | Switch |  | LSHH | http://www.toronto.ca/TWONTO#level_switch
110800 | TAB-DIG-LSHH-0524 | Switch,Level, High,High, Digester # 5 | TAB-DIG-T-0500 | Digestion Tank 05 | Switch,Level-High-High | Switch |  | LSHH | http://www.toronto.ca/TWONTO#level_switch
110801 | TAB-DIG-LSHH-0624 | Switch,Level, High,High, Digester #6 | TAB-DIG-T-0600 | Digestion Tank 06 | Switch,Level-High-High | Switch |  | LSHH | http://www.toronto.ca/TWONTO#level_switch
110802 | TAB-DIG-LSHH-0724 | Switch,Level, High,High, Digester #7 | TAB-DIG-T-0700 | Digestion Tank 07 | Switch,Level-High-High | Switch |  | LSHH | http://www.toronto.ca/TWONTO#level_switch
110803 | TAB-DIG-LSHH-0824 | Switch,Level, High,High, Digester # 8 | TAB-DIG-T-0800 | Digestion Tank 08 | Switch,Level-High-High | Switch |  | LSHH | http://www.toronto.ca/TWONTO#level_switch
110804 | TAB-DIG-LSHH-0902 | Switch, Level-High-High, Emergency Overflow, Digester 9 Roof N/E, Digester 9-12 Control Building. | TAB-DIG-T-0900 | Tank, Digester tank, Digester 9 | Switch,Level-High-High | Switch |  | LSHH | http://www.toronto.ca/TWONTO#level_switch
110805 | TAB-DIG-LSHH-1202 | Switch, Level -High- High, Emergency Overflow, Digester 12 Roof S/W, Digester 9-12 Control Building. | TAB-DIG-T-1200 | Tank, Digester tank, Digester 12 | Switch,Level-High-High | Switch |  | LSHH | http://www.toronto.ca/TWONTO#level_switch
110806 | TAB-DIG-LSHH-1422 | Switch,Level -High,High, Digester Tank T-1400 | TAB-DIG-T-1400 | Digestion Tank 14 | Switch,Level | Switch |  | LSHH | http://www.toronto.ca/TWONTO#level_switch
110807 | TAB-DIG-LSHH-7070 | Switch, Level-High-High, Waste Gas Burner Sump | TAB-DIG-P-7070 | Pump 1, Waste Water, Waste Gas Burner Station |  | Switch |  | LSHH | http://www.toronto.ca/TWONTO#level_switch
110808 | TAB-DIG-LSHH-8062 | Switch,Level-High-High, Pump 8062 & 8063, Flood Alarm, Pump Room, Digesters 9-12 Control Building. | TAB-DIG-P-8062 | Pump, Centrifugal, Submersible Sump Pump, Digester 9-12 Control Building Basement | Switch,Level-High-High | Switch |  | LSHH | http://www.toronto.ca/TWONTO#level_switch
110809 | TAB-DIG-LSHH-8065A | Switch, Level High-High, Digesters 5-12 Basement | TAB-DIG-P-8065 | Pump,Sump, Submersible, Digesters 5-12 Tunnel D Sump |  | Switch |  | LSHH | http://www.toronto.ca/TWONTO#level_switch
110810 | TAB-DIG-LSHH-8078A | Switch, Level High-High, Digesters 19-22, Basement, North-West Sump | TAB-DIG-P-8078 | Pump, Sanitary Sump, 1A, Digestion Tank #19 - 22 Basement |  | Switch |  | LSHH | http://www.toronto.ca/TWONTO#level_switch
110811 | TAB-DIG-LSHH-8081A | Switch, Level High-High, Digesters 13-16, Basement, North-West Sump | TAB-DIG-P-8081 | Pump,Sump |  | Switch |  | LSHH | http://www.toronto.ca/TWONTO#level_switch
110812 | TAB-DIG-LSHH-8082 | Switch, Level High-High, Digesters 13-16, Basement, North-East Sump | TAB-DIG-P-8082 | Pump,Sump |  | Switch |  | LSHH | http://www.toronto.ca/TWONTO#level_switch
110813 | TAB-DIG-LSHH-8084A | Switch, Level High-High, Digesters 13-16, Basement, South-West Sump | TAB-DIG-P-8084 | Pump,Sump |  | Switch |  | LSHH | http://www.toronto.ca/TWONTO#level_switch
110814 | TAB-DIG-LSL-4130 | Switch,Level,Low,Lube Oil, G.Compr. C4130 | TAB-DIG-C-4130 | Compressor # 1, Gas (DX2601) | Switch,Level | Switch |  | LSL | http://www.toronto.ca/TWONTO#level_switch
110815 | TAB-DIG-LSL-4135 | Switch,Level,Low,Lube Oil, G.Compr. C4135 | TAB-DIG-C-4135 | Compressor # 2, Gas (DX2602) | Switch,Level | Switch |  | LSL | http://www.toronto.ca/TWONTO#level_switch
110816 | TAB-DIG-LSL-4140 | Switch,Level,Low,Lube Oil, G.Compr. C4140 | TAB-DIG-C-4140 | Compressor # 4, Gas(DX2604) | Switch,Level | Switch |  | LSL | http://www.toronto.ca/TWONTO#level_switch
110817 | TAB-DIG-LSL-4150 | Switch,Level,Low,Lube Oil, G.Compr. C4150 | TAB-DIG-C-4150 | Compressor # 3, Gas(DX2603) | Switch,Level | Switch |  | LSL | http://www.toronto.ca/TWONTO#level_switch
110818 | TAB-DIG-LSL-4160 | Switch,Level,Low,Lube Oil, G.Compr. C4160 | TAB-DIG-C-4160 | Compressor # 6, Gas(DX2606) | Switch,Level | Switch |  | LSL | http://www.toronto.ca/TWONTO#level_switch
110819 | TAB-DIG-LSL-4190 | Switch,Level,Low,Lube Oil, G.Compr. C4190 | TAB-DIG-C-4190 | Compressor #1,Gas (DX5001A) Digester Tank 19 & 21 | Switch,Level | Switch |  | LSL | http://www.toronto.ca/TWONTO#level_switch
110825 | TAB-DIG-LSL-8062 | Switch, Level-Low, Monitoring, Sump Pump 8062 & 8063, Pump Room, Digesters 9-12 Control Building. | TAB-DIG-P-8062 | Pump, Centrifugal, Submersible Sump Pump, Digester 9-12 Control Building Basement | Switch,Level-Low | Switch |  | LSL | http://www.toronto.ca/TWONTO#level_switch
110827 | TAB-DIG-LSLL-6701 | Switch, Level, low,low | TAB-DIG-P-6701 | Pump, Sump, #1, Digester Gas Control Building | Switch,Level-Low | Switch |  | LSLL | http://www.toronto.ca/TWONTO#level_switch
110936 | TAB-DIG-PDSL-0340 | Switch,Pressure Differential, Low ( between Hotwater & Sludge) | TAB-DIG-HE-0348 | Heat Exchanger #03 | Switch,Pressure-Low | Switch |  | PDSL | http://www.toronto.ca/TWONTO#pressure_switch
110937 | TAB-DIG-PDSL-0440 | Switch,Pressure Differential, Low ( between Hotwater & Sludge) | TAB-DIG-HE-0348 | Heat Exchanger #03 | Switch,Pressure-Low | Switch |  | PDSL | http://www.toronto.ca/TWONTO#pressure_switch
110938 | TAB-DIG-PDSL-0440 | Switch,Pressure Differential, Low ( between Hotwater & Sludge) | TAB-DIG-HE-0448 | Heat Exchanger #04 | Switch,Pressure-Low | Switch |  | PDSL | http://www.toronto.ca/TWONTO#pressure_switch
110939 | TAB-DIG-PDSL-0640 | Switch,Pressure Differential, Low ( between Hotwater & Sludge) | TAB-DIG-HE-0548 | Heat Exchanger #5, DS, | Switch,Pressure-Low | Switch |  | PDSL | http://www.toronto.ca/TWONTO#pressure_switch
110940 | TAB-DIG-PDSL-0740 | Switch,Pressure Differential, Low ( between Hotwater & Sludge) | TAB-DIG-HE-0748 | Heat Exchanger #7, DS, | Switch,Pressure-Low | Switch |  | PDSL | http://www.toronto.ca/TWONTO#pressure_switch
110941 | TAB-DIG-PDSL-0840 | Switch,Pressure Differential, Low ( between Hotwater & Sludge) | TAB-DIG-HE-0848 | Heat Exchanger #8, DS, | Switch,Pressure-Low | Switch |  | PDSL | http://www.toronto.ca/TWONTO#pressure_switch
111019 | TAB-DIG-PSH-0234 | Switch,Pressure, High | TAB-DIG-P-0234 | Pump, Sludge Recirculation #2 | Switch,Pressure-High | Switch |  | PSH | http://www.toronto.ca/TWONTO#pressure_switch
111020 | TAB-DIG-PSH-0634 | Switch,Pressure, High | TAB-DIG-P-0634 | Pump, Sludge Recirculation #6 | Switch,Pressure-High | Switch |  | PSH | http://www.toronto.ca/TWONTO#pressure_switch
111021 | TAB-DIG-PSH-0734 | Switch,Pressure, High | TAB-DIG-P-0734 | Pump, Sludge Recirculation #7 | Switch,Pressure-High | Switch |  | PSH | http://www.toronto.ca/TWONTO#pressure_switch
111022 | TAB-DIG-PSH-0834 | Switch,Pressure, High | TAB-DIG-P-0834 | Pump, Sludge Recirculation #8 | Switch,Pressure-High | Switch |  | PSH | http://www.toronto.ca/TWONTO#pressure_switch
111023 | TAB-DIG-PSH-1333 | Switch Pressure,High,Delivery,Recirc. Pump-13373 | TAB-DIG-P-1333 | Pump, Sludge Recirculation (DX2611) Digester Tank 13 | Switch,Pressure | Switch |  | PSH | http://www.toronto.ca/TWONTO#pressure_switch
111024 | TAB-DIG-PSH-1434 | Switch Pressure,High,Delivery,Recirc. Pump-1434 | TAB-DIG-P-1434 | Pump, Sludge Recirculation (DX2614) Digester Tank 14 | Switch,Pressure | Switch |  | PSH | http://www.toronto.ca/TWONTO#pressure_switch
111025 | TAB-DIG-PSH-1472 | Switch,Pressure, High | TAB-DIG-P-1472 | Pump, Sludge Transfer #1A | Switch,Pressure-High | Switch |  | PSH | http://www.toronto.ca/TWONTO#pressure_switch
111026 | TAB-DIG-PSH-1473 | Switch, Pressure,High,Sludge Delivery Transfer Pump-1473 | TAB-DIG-P-1473 | Pump, Centrifugal, Sludge Transfer (DX2621), Digester Tank 14 | Switch,Pressure | Switch |  | PSH | http://www.toronto.ca/TWONTO#pressure_switch
111027 | TAB-DIG-PSH-1482 | Switch,Pressure, High | TAB-DIG-P-1472 | Pump, Sludge Transfer #1A | Switch,Pressure-High | Switch |  | PSH | http://www.toronto.ca/TWONTO#pressure_switch
111029 | TAB-DIG-PSH-1534 | Switch Pressure,High,Delivery,Recirc. Pump-1534 | TAB-DIG-P-1534 | Pump, Sludge Recirculation (DX2616), Digester Tank 15 | Switch,Pressure | Switch |  | PSH | http://www.toronto.ca/TWONTO#pressure_switch
111030 | TAB-DIG-PSH-1573 | Switch Pressure,High,Delivery,Sludge Transfer Pump-1573 | TAB-DIG-P-1573 | Pump, Sludge Transfer (DX2623), Digester Tank 15 | Switch,Pressure | Switch |  | PSH | http://www.toronto.ca/TWONTO#pressure_switch
111031 | TAB-DIG-PSH-1674 | Switch Pressure,High,Delivery,Sludge Transfer Pump-1674 | TAB-DIG-P-1674 | Pump, Sludge Transfer (DX2626) Digester Tank 16 | Switch,Pressure | Switch |  | PSH | http://www.toronto.ca/TWONTO#pressure_switch
111032 | TAB-DIG-PSH-4023 | Switch,Pressure, High | TAB-DIG-P-4023 | Pump, Digester Mixing #2A | Switch,Pressure-High | Switch |  | PSH | http://www.toronto.ca/TWONTO#pressure_switch
111033 | TAB-DIG-PSH-4033 | Switch,Pressure, High | TAB-DIG-P-4033 | Pump, Digester Mixing #3A | Switch,Pressure-High | Switch |  | PSH | http://www.toronto.ca/TWONTO#pressure_switch
111034 | TAB-DIG-PSH-4044 | Switch,Pressure, High | TAB-DIG-P-4044 | Pump, Digester Mixing #4B | Switch,Pressure-High | Switch |  | PSH | http://www.toronto.ca/TWONTO#pressure_switch
111035 | TAB-DIG-PSH-4053 | Switch, Pressure, High, | TAB-DIG-P-4053 | Pump, Sludge Mixing, Digester, #5A | Switch,Pressure-High | Switch |  | PSH | http://www.toronto.ca/TWONTO#pressure_switch
111036 | TAB-DIG-PSH-4054 | Switch, Pressure, High, | TAB-DIG-P-4054 | Pump, Sludge Mixing, Digester # 5B | Switch,Pressure-High | Switch |  | PSH | http://www.toronto.ca/TWONTO#pressure_switch
111037 | TAB-DIG-PSH-4064 | Switch, Pressure, High, | TAB-DIG-P-4064 | Pump, Sludge Mixing, Digester # 6B | Switch,Pressure-High | Switch |  | PSH | http://www.toronto.ca/TWONTO#pressure_switch
111038 | TAB-DIG-PSH-4073 | Switch, Pressure, High, | TAB-DIG-P-4073 | Pump, Sludge Mixing, Digester # 7A | Switch,Pressure-High | Switch |  | PSH | http://www.toronto.ca/TWONTO#pressure_switch
111039 | TAB-DIG-PSH-4074 | Switch, Pressure, High, | TAB-DIG-P-4074 | Pump, Sludge Mixing, Digester # 7B | Switch,Pressure-High | Switch |  | PSH | http://www.toronto.ca/TWONTO#pressure_switch
111040 | TAB-DIG-PSH-4084 | Switch, Pressure, High, | TAB-DIG-P-4084 | Pump, Sludge Mixing Digester # -8B | Switch,Pressure-High | Switch |  | PSH | http://www.toronto.ca/TWONTO#pressure_switch
111041 | TAB-DIG-PSH-4130 | Switch Pressure,High,Delivery,Digester Gas Compressor C-4130 | TAB-DIG-C-4130 | Compressor # 1, Gas (DX2601) | Switch,Pressure | Switch |  | PSH | http://www.toronto.ca/TWONTO#pressure_switch
111042 | TAB-DIG-PSH-4135 | Switch Pressure,High,Delivery,Digester Gas Compressor C-4135 | TAB-DIG-C-4135 | Compressor # 2, Gas (DX2602) | Switch,Pressure | Switch |  | PSH | http://www.toronto.ca/TWONTO#pressure_switch
111043 | TAB-DIG-PSH-4140 | Switch Pressure,High,Delivery,Digester Gas Compressor C-4140 | TAB-DIG-C-4140 | Compressor # 4, Gas(DX2604) | Switch,Pressure | Switch |  | PSH | http://www.toronto.ca/TWONTO#pressure_switch
111044 | TAB-DIG-PSH-4145 | Switch Pressure,High,Delivery,Digester Gas Compressor C-4145 | TAB-DIG-C-4145 | Compressor # 5, Gas(DX2605) | Switch,Pressure | Switch |  | PSH | http://www.toronto.ca/TWONTO#pressure_switch
111045 | TAB-DIG-PSH-4150 | Switch Pressure,High,Delivery,Digester Gas Compressor C-4150 | TAB-DIG-C-4150 | Compressor # 3, Gas(DX2603) | Switch,Pressure | Switch |  | PSH | http://www.toronto.ca/TWONTO#pressure_switch
111046 | TAB-DIG-PSH-4210 | Switch Pressure,High,Delivery,Digester Gas Compressor C-4210 | TAB-DIG-C-4210 | Compressor #3, Gas (DX5003A) Digester Tank 19 & 21 | Switch,Pressure | Switch |  | PSH | http://www.toronto.ca/TWONTO#pressure_switch
111047 | TAB-DIG-PSH-4220 | Switch Pressure,High,Delivery,Digester Gas Compressor C-4220 | TAB-DIG-C-4220 | Compressor #6, Gas (DX5006A) Digester Tank 20 & 22 | Switch,Pressure | Switch |  | PSH | http://www.toronto.ca/TWONTO#pressure_switch
111048 | TAB-DIG-PSH-5872 | Switch,Pressure, High | TAB-DIG-P-5872 | Pump, Sludge Transfer, Digester 5-8 | Switch,Pressure-High | Switch |  | PSH | http://www.toronto.ca/TWONTO#pressure_switch
111049 | TAB-DIG-PSH-5882 | Switch,Pressure, High | TAB-DIG-P-5882 | Pump, Sludge Transfer, Digester 5-8 | Switch,Pressure-High | Switch |  | PSH | http://www.toronto.ca/TWONTO#pressure_switch
111050 | TAB-DIG-PSH-9101 | Switch,Pressure,High,PSH300-1, Digester Gas Train, Boiler #1, Z Building | TAB-ACC-DIG-0010 | Digester Gas Train, Boiler #1, Z Building | Switch,Pressure | Switch |  | PSH | http://www.toronto.ca/TWONTO#pressure_switch
111051 | TAB-DIG-PSH-9201 | Switch, Pressure,High, PSH300-2, Digester Gas Train, Boiler #2, Z Building | TAB-ACC-DIG-0020 | Digester Gas Train, Boiler #2, Z Building | Switch,Pressure | Switch |  | PSH | http://www.toronto.ca/TWONTO#pressure_switch
111052 | TAB-DIG-PSH-9401 | Switch,Pressure, High,PSH300-4, Digester Gas Train, Boiler #4, Z Building | TAB-ACC-DIG-0040 | Digester Gas Train, Boiler #4, Z Building | Switch,Pressure | Switch |  | PSH | http://www.toronto.ca/TWONTO#pressure_switch
111053 | TAB-DIG-PSH-9701 | Switch, Pressure,High, Digester Gas Train, | TAB-DIG-BLR19 | Digester Gas Train,#19 Volcano Steam Boiler | Switch,Pressure | Switch |  | PSH | http://www.toronto.ca/TWONTO#pressure_switch
111056 | TAB-DIG-PSL-4130A | Switch,Pressure,Low, Oil supply to G.Compr. C4130 | TAB-DIG-C-4130 | Compressor # 1, Gas (DX2601) | Switch,Pressure | Switch |  | PSL | http://www.toronto.ca/TWONTO#pressure_switch
111057 | TAB-DIG-PSL-4135 | Switch,Pressure,Low, Digester Gas, Compressor-C4135 | TAB-DIG-C-4135 | Compressor # 2, Gas (DX2602) | Switch,Pressure | Switch |  | PSL | http://www.toronto.ca/TWONTO#pressure_switch
111058 | TAB-DIG-PSL-4135A | Switch,Pressure,Low, Oil supply to G.Compr. C4135 | TAB-DIG-C-4135 | Compressor # 2, Gas (DX2602) | Switch,Pressure | Switch |  | PSL | http://www.toronto.ca/TWONTO#pressure_switch
111059 | TAB-DIG-PSL-4145 | Switch,Pressure,Low, Digester Gas, Compressor-C4145 | TAB-DIG-C-4145 | Compressor # 5, Gas(DX2605) | Switch,Pressure | Switch |  | PSL | http://www.toronto.ca/TWONTO#pressure_switch
111060 | TAB-DIG-PSL-4150A | Switch,Pressure,Low, Oil supply to G.Compr. C4150 | TAB-DIG-C-4150 | Compressor # 3, Gas(DX2603) | Switch,Pressure | Switch |  | PSL | http://www.toronto.ca/TWONTO#pressure_switch
111061 | TAB-DIG-PSL-4195G | Switch,Pressure,Low, Digester Gas,Inlet, Compressor-C4195 | TAB-DIG-C-4195 | Compressor #2,Gas (DX5002A) Digester Tank 19 & 21 | Switch,Pressure | Switch |  | PSL | http://www.toronto.ca/TWONTO#pressure_switch
111062 | TAB-DIG-PSL-4200G | Switch,Pressure,Low, Digester Gas,Inlet, Compressor-C4200 | TAB-DIG-C-4200 | Compressor #4, Gas (DX5004A) Digester Tank 20 & 22, | Switch,Pressure | Switch |  | PSL | http://www.toronto.ca/TWONTO#pressure_switch
111063 | TAB-DIG-PSL-6133 | Switch, Pressure,Low, Gas Inlet to Compressor | TAB-DIG-C-6140 | Compressor #1, Digester Gas | Switch,Pressure | Switch |  | PSL | http://www.toronto.ca/TWONTO#pressure_switch
111064 | TAB-DIG-PSL-6333 | Switch, Pressure,Low, Gas Inlet to Compressor | TAB-DIG-C-9714 | Compressor #3, Digester Gas | Switch,Pressure | Switch |  | PSL | http://www.toronto.ca/TWONTO#pressure_switch
111066 | TAB-DIG-PSL-9101 | Switch,Pressure,Low,PSL300-1, Digester Gas Train, Boiler #1, Z Building | TAB-ACC-DIG-0010 | Digester Gas Train, Boiler #1, Z Building | Switch,Pressure | Switch |  | PSL | http://www.toronto.ca/TWONTO#pressure_switch
111067 | TAB-DIG-PSL-9301S | Switch,Pressure,Low,PSL300, Digester Gas Train, Boiler #3, Z Building | TAB-ACC-DIG-0030 | Digester Gas Train, Boiler #3, Z Building | Switch,Pressure | Switch | 47596 | PSL | http://www.toronto.ca/TWONTO#pressure_switch
111068 | TAB-DIG-PSL-9301S | Switch,Pressure,Low,PSL300, Digester Gas Train, Boiler #3, Z Building | TAB-SUSPENDED ENTITY | Suspended entities | Switch,Pressure | Switch | 47596 | PSL | http://www.toronto.ca/TWONTO#pressure_switch
111069 | TAB-DIG-PSL-9701 | Switch, Pressure,Low, Digester Gas Train, | TAB-DIG-BLR19 | Digester Gas Train,#19 Volcano Steam Boiler | Switch,Pressure | Switch |  | PSL | http://www.toronto.ca/TWONTO#pressure_switch
111070 | TAB-DIG-PSL-9727 | Switch, Pressure,Low, | TAB-DIG-P-9727 | Pump, Chilled Water Circulating, CWCP-2, Digester Gas Control Build, Basement | Switch,Pressure | Switch |  | PSL | http://www.toronto.ca/TWONTO#pressure_switch
111071 | TAB-DIG-PSL-9801 | Switch,Pressure,Low, Digester Gas Train, | TAB-DIG-BLR20 | #20 Vocano Boiler , Digester Gas Train | Switch,Pressure | Switch |  | PSL | http://www.toronto.ca/TWONTO#pressure_switch
111221 | TAB-DIG-TSH-4130B | Switch,Temperature, High, Chill Water Return, Compressor C-4130 | TAB-DIG-C-4130 | Compressor # 1, Gas (DX2601) | Switch,Temperature | Switch |  | TSH | http://www.toronto.ca/TWONTO#temperature_switch
111222 | TAB-DIG-TSH-4135 | Switch,Temperature, High, Discharge, Digester Gas, Compressor C-4135 | TAB-DIG-C-4135 | Compressor # 2, Gas (DX2602) | Switch,Temperature | Switch |  | TSH | http://www.toronto.ca/TWONTO#temperature_switch
111223 | TAB-DIG-TSH-4140 | Switch,Temperature, High, Discharge, Digester Gas, Compressor C-4140 | TAB-DIG-C-4140 | Compressor # 4, Gas(DX2604) | Switch,Temperature | Switch |  | TSH | http://www.toronto.ca/TWONTO#temperature_switch
111224 | TAB-DIG-TSH-4140B | Switch,Temperature, High, Chill Water Return, Compressor C-4140 | TAB-DIG-C-4140 | Compressor # 4, Gas(DX2604) | Switch,Temperature | Switch |  | TSH | http://www.toronto.ca/TWONTO#temperature_switch
111225 | TAB-DIG-TSH-4150 | Switch,Temperature, High, Discharge, Digester Gas, Compressor C-4150 | TAB-DIG-C-4150 | Compressor # 3, Gas(DX2603) | Switch,Temperature | Switch |  | TSH | http://www.toronto.ca/TWONTO#temperature_switch
111226 | TAB-DIG-TSH-4190 | Switch,Temperature, High, Discharge, Digester Gas, Compressor C-4190 | TAB-DIG-C-4190 | Compressor #1,Gas (DX5001A) Digester Tank 19 & 21 | Switch,Temperature | Switch |  | TSH | http://www.toronto.ca/TWONTO#temperature_switch
111227 | TAB-DIG-TSH-4200 | Switch,Temperature, High, Discharge, Digester Gas, Compressor C-4200 | TAB-DIG-C-4200 | Compressor #4, Gas (DX5004A) Digester Tank 20 & 22, | Switch,Temperature | Switch |  | TSH | http://www.toronto.ca/TWONTO#temperature_switch
111228 | TAB-DIG-TSH-4205 | Switch,Temperature, High, Discharge, Digester Gas, Compressor C-4205 | TAB-DIG-C-4205 | Compressor #5, Gas (DX5005A) Digester Tank 20 & 22 | Switch,Temperature | Switch |  | TSH | http://www.toronto.ca/TWONTO#temperature_switch
112194 | TAB-DIS-FSL-2203 | Switch ,Flow, Low,Return Pump Discharge | TAB-DIS-P-2203 | Pump, Return | Switch,Flow | Switch |  | FSL | http://www.toronto.ca/TWONTO#flow_switch
112195 | TAB-DIS-FSL-2205 | Switch ,Flow, Low,KOH to Scrubber, Chlorine Bldg | TAB-DIS-P-2205 | Pump, Spray,KOH | Switch,Flow | Switch |  | FSL | http://www.toronto.ca/TWONTO#flow_switch
112196 | TAB-DIS-LSH-2005 | Switch, Level, High,Scrubber SB2002 | TAB-DIS-SB-2002 | Scrubber, # 2,Chlorine Bldg., | Switch,Level | Switch |  | LSH | http://www.toronto.ca/TWONTO#level_switch
112197 | TAB-DIS-LSHH-2006 | Switch, Level, High,High,Scrubber SB2002 | TAB-DIS-SB-2002 | Scrubber, # 2,Chlorine Bldg., | Switch,Level | Switch |  | LSHH | http://www.toronto.ca/TWONTO#level_switch
112198 | TAB-DIS-LSHH-2631 | Switch, Level High-High, Chlorine Bldg, Scrubber Room, North Sump | TAB-DIS-P-2631 | Pump, Sump |  | Switch |  | LSHH | http://www.toronto.ca/TWONTO#level_switch
112199 | TAB-DIS-LSHH-8091A | Switch, Level High-High, Chlorine Bldg, Basement, North Sump | TAB-DIS-P-8091 | Pump, Sump |  | Switch |  | LSHH | http://www.toronto.ca/TWONTO#level_switch
112200 | TAB-DIS-LSL-0401 | Switch, Level, Low | TNT-DIS-P-0401 | Pump, Centrifugal,Drain Sump | Switch,Level-Low | Switch |  | LSL | http://www.toronto.ca/TWONTO#level_switch
112201 | TAB-DIS-LSL-2004 | Switch, Level, Low,Scrubber SB2002 | TAB-DIS-SB-2002 | Scrubber, # 2,Chlorine Bldg., | Switch,Level | Switch |  | LSL | http://www.toronto.ca/TWONTO#level_switch
112244 | TAB-DIS-PSH-0012 | Switch, Pressure,High, Chlorine , Relief Valve Line | TAB-DIS-CHL-2 | Chlorination Train #2 | Switch,Pressure-High | Switch |  | PSH | http://www.toronto.ca/TWONTO#pressure_switch
112245 | TAB-DIS-PSH-0013 | Switch, Pressure,High, Chlorine , Relief Valve Line | TAB-DIS-CHL-3 | ChlorinatIon Train #3 | Switch,Pressure-High | Switch |  | PSH | http://www.toronto.ca/TWONTO#pressure_switch
112246 | TAB-DIS-PSH-0014 | Switch, Pressure,High, Chlorine , Relief Valve Line | TAB-DIS-CHL-4 | Chlorination Train #4 | Switch,Pressure-High | Switch |  | PSH | http://www.toronto.ca/TWONTO#pressure_switch
112247 | TAB-DIS-PSL-0001 | Switch, Pressure,Low, Chlorine From North Tank Car | TAB-DIS-CHL-ROUTE | Chlorination & Filtered Effluent Routeing | Switch,Pressure | Switch |  | PSL | http://www.toronto.ca/TWONTO#pressure_switch
112248 | TAB-DIS-PSL-0002 | Switch, Pressure,Low, Chlorine From South Tank Car | TAB-DIS-CHL-ROUTE | Chlorination & Filtered Effluent Routeing | Switch,Pressure | Switch |  | PSL | http://www.toronto.ca/TWONTO#pressure_switch
112249 | TAB-DIS-PSL-0003 | Switch, Pressure,Low, Chlorine to Expansion Tank #3 | TAB-DIS-T-0003 | Tank,Expansion, Chlorine From Tank Cars | Switch,Pressure | Switch |  | PSL | http://www.toronto.ca/TWONTO#pressure_switch
112250 | TAB-DIS-PSL-0004 | Switch, Pressure,Low, Expansion Tank Line | TAB-DIS-T-0001 | Tank,Expansion, Chlorine From North Tank Car | Switch,Pressure | Switch |  | PSL | http://www.toronto.ca/TWONTO#pressure_switch
112251 | TAB-DIS-PSL-0005 | Switch, Pressure,Low, Expansion Tank Line | TAB-DIS-T-0002 | Tank,Expansion, Chlorine From south Tank Car | Switch,Pressure | Switch |  | PSL | http://www.toronto.ca/TWONTO#pressure_switch
112674 | TAB-EL1-LS-8061 | Switch,Limit,North Substation,Basement | NORTH SUBSTATION_BASEMENT | MSA Substation,Basement | Switch,Level | Switch |  | LS | http://www.toronto.ca/TWONTO#level_switch
112675 | TAB-EL1-LS-8061 | Switch,Limit,North Substation,Basement | TAB-EL1-P-8061 | Pump,Sump,North Substation,Basement | Switch,Level | Switch |  | LS | http://www.toronto.ca/TWONTO#level_switch
112676 | TAB-EL1-LSH-8060 | Switch,Level-High,Sump Pump,North Substation,Outdoor Chamber | TAB-EL1-P-8060 | Pump,Submersible,North Substation,Outdoor Chamber | Switch,Level-High | Switch |  | LSH | http://www.toronto.ca/TWONTO#level_switch
112677 | TAB-EL1-LSHH-8060 | Switch,Level-High-High,Sump Flood,North Substation,Outdoor Chamber | TAB-EL1-P-8060 | Pump,Submersible,North Substation,Outdoor Chamber | Switch,Level-High-High | Switch |  | LSHH | http://www.toronto.ca/TWONTO#level_switch
112678 | TAB-EL1-LSHH-8060A | Switch,Level-High-High,Sump Pump,North Substation,Outdoor Chamber | TAB-EL1-P-8060 | Pump,Submersible,North Substation,Outdoor Chamber | Switch,Level-High-High | Switch |  | LSHH | http://www.toronto.ca/TWONTO#level_switch
112679 | TAB-EL1-LSL-1501 | Switch,Level,Low,Oil,EL1-TR-1501,North Substation | TAB-EL1-TR-1501 | Transformer,EL1-TR-1501,13.8-4.16KV,3 PH | Switch,Level-Low | Switch |  | LSL | http://www.toronto.ca/TWONTO#level_switch
112680 | TAB-EL1-LSL-1502 | Switch,Level,Low,Oil,EL1-TR-1502,North Substation | TAB-EL1-TR-1502 | Transformer,EL1-TR-1502,13.8-4.16KV,3 PH | Switch,Level-Low | Switch |  | LSL | http://www.toronto.ca/TWONTO#level_switch
112681 | TAB-EL1-LSL-1504 | Switch,Level,Low,Oil,EL1-TR-1504,North Substation | TAB-EL1-TR-1504 | Transformer,EL1-TR-1504,13.8-4.16KV,3 PH | Switch,Level-Low | Switch |  | LSL | http://www.toronto.ca/TWONTO#level_switch
112682 | TAB-EL1-LSL-1505 | Switch,Level,Low,Oil,EL1-TR-1505,North Substation | TAB-EL1-TR-1505 | Transformer,EL1-TR-1505,13.8-4.16KV,3 PH | Switch,Level-Low | Switch |  | LSL | http://www.toronto.ca/TWONTO#level_switch
112683 | TAB-EL1-LSL-8060 | Switch,Level-Low,Sump Pump,North Substation,Outdoor Chamber | TAB-EL1-P-8060 | Pump,Submersible,North Substation,Outdoor Chamber | Switch,Level-Low | Switch |  | LSL | http://www.toronto.ca/TWONTO#level_switch
112807 | TAB-EL1-PSH-1504A | Switch,Pressure,High,EL1-TR-1504,North Substation | TAB-EL1-TR-1504 | Transformer,EL1-TR-1504,13.8-4.16KV,3 PH | Switch,Pressure-High | Switch |  | PSH | http://www.toronto.ca/TWONTO#pressure_switch
112808 | TAB-EL1-PSH-1504B | Switch,Sudden Pressure,EL1-TR-1504,North Substation | TAB-EL1-TR-1504 | Transformer,EL1-TR-1504,13.8-4.16KV,3 PH | Switch,Pressure-High | Switch |  | PSH | http://www.toronto.ca/TWONTO#pressure_switch
112809 | TAB-EL1-PSH-1505A | Switch,Pressure,High,EL1-TR-1505,North Substation | TAB-EL1-TR-1505 | Transformer,EL1-TR-1505,13.8-4.16KV,3 PH | Switch,Pressure-High | Switch |  | PSH | http://www.toronto.ca/TWONTO#pressure_switch
112810 | TAB-EL1-PSH-1505B | Switch,Sudden Pressure,EL1-TR-1505,North Substation | TAB-EL1-TR-1505 | Transformer,EL1-TR-1505,13.8-4.16KV,3 PH | Switch,Pressure-High | Switch |  | PSH | http://www.toronto.ca/TWONTO#pressure_switch
112811 | TAB-EL1-PSH-1506A | Switch,Pressure,High,EL1-TR-1506,North Substation | TAB-EL1-TR-1506 | Transformer,EL1-TR-1506,13.8-4.16KV,3 PH | Switch,Pressure-High | Switch |  | PSH | http://www.toronto.ca/TWONTO#pressure_switch
112812 | TAB-EL1-PSH-1506B | Switch,Sudden Pressure,EL1-TR-1506,North Substation | TAB-EL1-TR-1506 | Transformer,EL1-TR-1506,13.8-4.16KV,3 PH | Switch,Pressure-High | Switch |  | PSH | http://www.toronto.ca/TWONTO#pressure_switch
112818 | TAB-EL1-SW-1401 | 15KV Switchgear - Main switch | TAB-EL1-BUS-1401 | Electrical Distribution Cabinet,13.8 KV | Switchgear | Switch |  | SW | http://www.toronto.ca/TWONTO#disconnect_switch
112820 | TAB-EL1-SW-1500 | Switch,Load Break,Power,South Substation Tie,13.8 KV,Future | TAB-EL1-BUS-1501 | Electrical Distribution Cabinet,13.8 KV | Load Break Switch | Switch |  | SW | http://www.toronto.ca/TWONTO#load_break_disconnect_switch
112821 | TAB-EL1-SW-1503 | Switch,Load Break,Power,13.8 KV Supply,A-25-BN | TAB-EL1-BUS-1502 | Electrical Distribution Cabinet,13.8 KV | Load Break Switch | Switch |  | SW | http://www.toronto.ca/TWONTO#load_break_disconnect_switch
112822 | TAB-EL1-SW-1520 | Switch,Load Break,Power,13.8 KV Feeder,South EL2-SWG-1540 | TAB-EL1-BUS-1502 | Electrical Distribution Cabinet,13.8 KV | Load Break Switch | Switch |  | SW | http://www.toronto.ca/TWONTO#load_break_disconnect_switch
112930 | TAB-EL1-TS-6125 | Switch, Automatic Transfer 600V - Aeration East Cntl Rm | TAB-EL1-MCC-6125 | Motor Control Centre, 600V |  | Switch |  | TS | http://www.toronto.ca/TWONTO#transfer_switch
112932 | TAB-EL1-TS-6510A | Uninterruptible Power Supply A,Transfer Switch,North Substation,1st Floor,East Wall | NORTH SUBSTN_1ST FLR | MSA Substation,1st Floor | Switch | Switch |  | TS | http://www.toronto.ca/TWONTO#transfer_switch
112942 | TAB-EL1-TSH-1501B | Switch,Liquid Temperature,High,EL1-TR-1501,North Substation | TAB-EL1-TR-1501 | Transformer,EL1-TR-1501,13.8-4.16KV,3 PH | Switch,Temperature-High | Switch |  | TSH | http://www.toronto.ca/TWONTO#temperature_switch
112943 | TAB-EL1-TSH-1502B | Switch,Liquid Temperature,High,EL1-TR-1502,North Substation | TAB-EL1-TR-1502 | Transformer,EL1-TR-1502,13.8-4.16KV,3 PH | Switch,Temperature-High | Switch |  | TSH | http://www.toronto.ca/TWONTO#temperature_switch
112944 | TAB-EL1-TSH-1503A | Switch,Winding Temperature,High,EL1-TR-1503,North Substation | TAB-EL1-TR-1503 | Transformer,EL1-TR-1503,13.8-4.16KV,3 PH | Switch,Temperature-High | Switch |  | TSH | http://www.toronto.ca/TWONTO#temperature_switch
112945 | TAB-EL1-TSH-1503B | Switch,Liquid Temperature,High,EL1-TR-1503,North Substation | TAB-EL1-TR-1503 | Transformer,EL1-TR-1503,13.8-4.16KV,3 PH | Switch,Temperature-High | Switch |  | TSH | http://www.toronto.ca/TWONTO#temperature_switch
112946 | TAB-EL1-TSH-1504A | Switch,Winding Temperature,High,EL1-TR-1504,North Substation | TAB-EL1-TR-1504 | Transformer,EL1-TR-1504,13.8-4.16KV,3 PH | Switch,Temperature-High | Switch |  | TSH | http://www.toronto.ca/TWONTO#temperature_switch
112947 | TAB-EL1-TSH-1505A | Switch,Winding Temperature,High,EL1-TR-1505,North Substation | TAB-EL1-TR-1505 | Transformer,EL1-TR-1505,13.8-4.16KV,3 PH | Switch,Temperature-High | Switch |  | TSH | http://www.toronto.ca/TWONTO#temperature_switch
112948 | TAB-EL1-TSH-1506A | Switch,Winding Temperature,High,EL1-TR-1506,North Substation | TAB-EL1-TR-1506 | Transformer,EL1-TR-1506,13.8-4.16KV,3 PH | Switch,Temperature-High | Switch |  | TSH | http://www.toronto.ca/TWONTO#temperature_switch
113242 | TAB-EL3-LS-8073 | Switch, Level | TAB-EL3-P-8073 | Pump, Sump, #9, Digester Gas Control Building | Switch,Level | Switch |  | LS | http://www.toronto.ca/TWONTO#level_switch
113243 | TAB-EL3-LS-8074 | Switch, Level | TAB-EL3-P-8074 | Pump, Sump, #10, Digester Gas Control Building | Switch,Level | Switch |  | LS | http://www.toronto.ca/TWONTO#level_switch
113244 | TAB-EL3-LSHH-8074 | Switch, Level High-High, Seawall Tunnel, East Outfall Tunnel Drop | TAB-EL3-P-8074 | Pump, Sump, #10, Digester Gas Control Building |  | Switch |  | LSHH | http://www.toronto.ca/TWONTO#level_switch
113245 | TAB-EL3-LSHH-8075A | Switch, Level High-High, Seawall Tunnel, Sump Between Outfall Channels | TAB-EL3-P-8075A | Pump, Sump, #3, DX8603A, Tunnel |  | Switch |  | LSHH | http://www.toronto.ca/TWONTO#level_switch
113246 | TAB-EL3-LSHH-8076A | Switch, Level High-High, Seawall Tunnel, Gas Compressor Entrance | TAB-EL3-P-8076A | Pump, Sump, #5, DX8605A, Tunnel |  | Switch |  | LSHH | http://www.toronto.ca/TWONTO#level_switch
113612 | TAB-HRS-LS-8044 | Switch,Level,Sump Pump | TAB-HRS-P-8044 | Pump, Sump | Switch,Level | Switch |  | LS | http://www.toronto.ca/TWONTO#level_switch
113613 | TAB-HRS-LSHH-5113 | Switch, Level High-High, Heat Recovery Bldg, Basement, South-West Sump | TAB-HRS-P-5113 | Pump, Sump, Heat Recovery Bldg, Basement, South-West Sump |  | Switch |  | LSHH | http://www.toronto.ca/TWONTO#level_switch
113614 | TAB-HRS-LSHH-5115 | Switch, Level High-High, Heat Recovery Bldg, Basement, East Sump | TAB-HRS-P-5115 | Pump, Sump, Heat Recovery Bldg, Basement, East Sump |  | Switch |  | LSHH | http://www.toronto.ca/TWONTO#level_switch
113688 | TAB-INC-LS-8048 | Valve,Ball, Discharge, Sump Pump | TAB-INC-P-8048 | Pump, Elevator Sump, | Switch,Level | Switch |  | LS | http://www.toronto.ca/TWONTO#valve
113689 | TAB-INC-LS-8060 | Switch,Level | TAB-INC-P-8060 | Pump, Sump | Switch,Level | Switch |  | LS | http://www.toronto.ca/TWONTO#level_switch
113690 | TAB-INC-LSHH-2056A | Switch, Level High-High, Incinerator Bldg, Basement, East Sump | TAB-INC-P-2056 | Pump, Sump, Incinerator Bldg |  | Switch |  | LSHH | http://www.toronto.ca/TWONTO#level_switch
113691 | TAB-INC-LSHH-8044 | Switch, Level High-High, Heat Recovery Bldg, Basement, West Elevator Sump | TAB-HRS-P-8044 | Pump, Sump |  | Switch |  | LSHH | http://www.toronto.ca/TWONTO#level_switch
113692 | TAB-INC-LSHH-8045A | Switch, Level High-High, Incinerator Bldg, Basement, Center Sump | TAB-SLO-P-8045 | Pump, Sump, 3127-180 (#1) |  | Switch |  | LSHH | http://www.toronto.ca/TWONTO#level_switch
113693 | TAB-INC-LSHH-8048 | Switch, Level High-High, Incinerator Bldg, Basement, Center Sump | TAB-INC-P-8048 | Pump, Elevator Sump, |  | Switch |  | LSHH | http://www.toronto.ca/TWONTO#level_switch
113804 | TAB-NGS-PSH-0101 | Switch, Pressure,High, PSH100-1, Natural Gas Train, Boiler #1, Z Building | TAB-ACC-NGS-0010A | Natural Gas Train, Boiler #1, Z Building | Switch,Pressure | Switch |  | PSH | http://www.toronto.ca/TWONTO#pressure_switch
113805 | TAB-NGS-PSH-0301 | Switch,Pressure,High, PSH100-3, Digester Gas Train, Boiler #3, Z Building | TAB-ACC-NGS-0030A | Natural Gas Train, Boiler #3, Z Building | Switch,Pressure | Switch |  | PSH | http://www.toronto.ca/TWONTO#pressure_switch
113806 | TAB-NGS-PSH-0601 | Switch,Pressure, High,PSH100-6, Natural Gas Train, Boiler #6 Z Building | TAB-ACC-NGS-0060A | Natural Gas Train, Boiler #6, Z Building | Switch,Pressure | Switch |  | PSH | http://www.toronto.ca/TWONTO#pressure_switch
113807 | TAB-NGS-PSH-0701 | Switch,High Pressure, Natural Gas Train, | TAB-NGS-BLR19 | #19 Volcano Boiler - Natural Gas Train, | Switch,Pressure-High | Switch |  | PSH | http://www.toronto.ca/TWONTO#pressure_switch
113808 | TAB-NGS-PSH-0801 | Switch,High Pressure, Natural Gas Train, | TAB-NGS-BLR20 | #20 Volcano Boiler - Natural Gas Train, | Switch,Pressure-High | Switch |  | PSH | http://www.toronto.ca/TWONTO#pressure_switch
113809 | TAB-NGS-PSL-0001 | Switch, Pressure, Low | TAB-NGS-BOILERS | TAB- Natural Gas Supply Line, Boiler Headers | Switch,Pressure | Switch |  | PSL | http://www.toronto.ca/TWONTO#pressure_switch
113810 | TAB-NGS-PSL-0102 | Switch,Pressure,Low, PSL200-1, Manual Reset, Natural Gas Pilot Train, Boiler #1, Z Building | TAB-ACC-NGS-0010B | Natural Gas Train, Pilot,Boiler #1, Z Building | Switch,Pressure | Switch |  | PSL | http://www.toronto.ca/TWONTO#pressure_switch
113811 | TAB-NGS-PSL-0201 | Switch,Pressure,Low, PSL100-2, Natural Gas Train, Boiler #2, Z Building | TAB-ACC-NGS-0020A | Natural Gas Train, Boiler #2, Z Building | Switch,Pressure | Switch |  | PSL | http://www.toronto.ca/TWONTO#pressure_switch
113812 | TAB-NGS-PSL-0302 | Switch,Low Pressure, PSL200-3, Manual Reset, Natural Gas Pilot Train, Boiler #3, Z Building | TAB-ACC-NGS-0030B | Natural Gas Pilot Train, Boiler #3, Z Building | Switch,Pressure | Switch |  | PSL | http://www.toronto.ca/TWONTO#pressure_switch
113813 | TAB-NGS-PSL-0401 | Switch,Pressure,Low, PSL100-4, Natural Gas Train, Boiler #4, Z Building | TAB-ACC-NGS-0040A | Natural Gas Train, Boiler #4, Z Building | Switch,Pressure | Switch |  | PSL | http://www.toronto.ca/TWONTO#pressure_switch
113814 | TAB-NGS-PSL-0601 | Switch,Pressure,Low, PSL100-6, Natural Gas Train, Boiler #6, Z Building | TAB-ACC-NGS-0060A | Natural Gas Train, Boiler #6, Z Building | Switch,Pressure | Switch |  | PSL | http://www.toronto.ca/TWONTO#pressure_switch
113815 | TAB-NGS-PSL-0602 | Switch,Pressure,Low, PSL200-6, Manual Reset, Natural Gas Pilot Train, Boiler #6, Z Building | TAB-ACC-NGS-0060B | Natural Gas Pilot Train, Boiler #6, Z Building | Switch,Pressure | Switch |  | PSL | http://www.toronto.ca/TWONTO#pressure_switch
113816 | TAB-NGS-PSL-0701 | Switch,Pressure,Low, Natural Gas Train, | TAB-NGS-BLR19 | #19 Volcano Boiler - Natural Gas Train, | Switch,Pressure-Low | Switch |  | PSL | http://www.toronto.ca/TWONTO#pressure_switch
114041 | TAB-OCS-FSL-6741 | Switch, Flow Low, Separated Water, Biofilter F-6740 Inlet, Biofilter Area, P Bldg. | TAB-OCS-FN-6770 | Fan, Centrifugal, Air to Stack, Biofilter Area, P Bldg. | Switch,Flow-Low | Switch |  | FSL | http://www.toronto.ca/TWONTO#flow_switch
114042 | TAB-OCS-FSL-6751 | Switch, Flow Low, Separated Water, Biofilter F-6740 Inlet, Biofilter Area, P Bldg. | TAB-OCS-F-6750 | Biofilter, Odour Control, Biofilter Area, P Bldg,. | Switch,Flow-Low | Switch |  | FSL | http://www.toronto.ca/TWONTO#flow_switch
114043 | TAB-OCS-FSL-6761 | Switch, Flow Low, Separated Water, Biofilter F-6740 Inlet, Biofilter Area, P Bldg. | TAB-OCS-F-6760 | Biofilter, Odour Control, Biofilter Area, P Bldg,. | Switch,Flow-Low | Switch |  | FSL | http://www.toronto.ca/TWONTO#flow_switch
114058 | TAB-OCS-LSL-6701 | Switch, Level Low, Biofilter Humidification Unit HU-6710, Biofilter Area, P Bldg. | TAB-OCS-HU-6710 | Humidifier, Humidification Chamber, Biofilter Area, P Bldg. | Switch,Level-Low | Switch |  | LSL | http://www.toronto.ca/TWONTO#level_switch
114219 | TAB-PDSH-1481 | Switch, Filter Differential Pressure High,AHU,Boiler Room and Basement | TAB-ACC-F-1481 | Filter, AHU-1480, Air filter | Switch,Pressure-High | Switch |  | PDSH | http://www.toronto.ca/TWONTO#pressure_switch
114494 | TAB-PLT-FSL-0181? | Switch ,Flow, Low,Scrubber 0287 Supplyl Fan 0181 Discharge | TAB-PLT-FN-0181 | Fan, Scrubber 0287 Supply | Switch,Flow | Switch | 35878 | FSL | http://www.toronto.ca/TWONTO#flow_switch
114495 | TAB-PLT-FSL-0181? | Switch ,Flow, Low,Scrubber 0287 Supplyl Fan 0181 Discharge | TAB-SUSPENDED ENTITY | Suspended entities | Switch,Flow | Switch | 35878 | FSL | http://www.toronto.ca/TWONTO#flow_switch
114496 | TAB-PLT-FSL-0201 | Switch, Flow, Low, Spray Water, Screen SC-0200 | TAB-PLT-SC-0300 | Screen, Perforated Plate, Screen Area | Switch,Flow-Low | Switch |  | FSL | http://www.toronto.ca/TWONTO#flow_switch
114497 | TAB-PLT-FSL-0301 | Switch, Flow, Low, Spray Water, Screen SC-0300 | TAB-PLT-SC-0300 | Screen, Perforated Plate, Screen Area | Switch,Flow-Low | Switch |  | FSL | http://www.toronto.ca/TWONTO#flow_switch
114498 | TAB-PLT-FSL-0481 | Switch, Flow Low, Plant Water, Screen SC-0480, P Bldg. | TAB-PLT-SC-0480 | Screen, Perforated Plate, Screen Area, P Bldg. | Switch,Flow-Low | Switch |  | FSL | http://www.toronto.ca/TWONTO#flow_switch
114499 | TAB-PLT-FSL-0511 | Switch, Flow, Low, Sluicing Water, Plant Water, Screen Area | TAB-PLT-SC-D | D Building - Bar / Perforated Screen | Switch,Flow-Low | Switch |  | FSL | http://www.toronto.ca/TWONTO#flow_switch
114500 | TAB-PLT-FSL-0581 | Switch, Flow Low, Plant Water, Screen SC-0580, P Bldg. | TAB-PLT-SC-0580 | Screen, Perforated Plate, Screen Area, P Bldg. | Switch,Flow-Low | Switch |  | FSL | http://www.toronto.ca/TWONTO#flow_switch
114501 | TAB-PLT-FSL-0871 | Switch, Flow Low, Plant Water, Grit Classifier CL-0870 Inlet, Grit Handling Area, P Bldg. | TAB-PLT-CL-0870 | Classifier, Grit, Grit Handling Area, P Bldg. | Switch,Flow-Low | Switch |  | FSL | http://www.toronto.ca/TWONTO#flow_switch
114502 | TAB-PLT-FSL-1181 | Switch ,Flow, Low,Odour Control | TAB-PLT-FN-1181 | Fan, Exhaust | Switch,Flow | Switch |  | FSL | http://www.toronto.ca/TWONTO#flow_switch
114503 | TAB-PLT-FSL-1451 | Switch, Flow, Low, Repulper Seal Water, Screen Area | TAB-PLT-GDR-1450 | Grinder, Repulper, Screenings Wet Well | Switch,Flow-Low | Switch |  | FSL | http://www.toronto.ca/TWONTO#flow_switch
114504 | TAB-PLT-FSL-2101 | Switch, Flow, Low, Seal Water, Grit Pump 2100, Grit Slurry Pump Area | TAB-PLT-P-2100 | Pump, Centrifugal,Grit Slury, West Grit Gallery | Switch,Flow-Low | Switch |  | FSL | http://www.toronto.ca/TWONTO#flow_switch
114505 | TAB-PLT-FSL-2201 | Switch, Flow, Low, Seal Water, Grit Pump 2200, Grit Slurry Pump Area | TAB-PLT-P-2200 | Pump, Centrifugal,Grit Slury, West Grit Gallery | Switch,Flow-Low | Switch |  | FSL | http://www.toronto.ca/TWONTO#flow_switch
114506 | TAB-PLT-FSL-2401 | Switch, Flow, Low, Seal Water, Grit Pump 2400, Grit Slurry Pump Area | TAB-PLT-P-2400 | Pump, Centrifugal,Grit Slury, West Grit Gallery | Switch,Flow-Low | Switch |  | FSL | http://www.toronto.ca/TWONTO#flow_switch
114507 | TAB-PLT-FSL-2601 | Switch, Flow, Low, Seal Water, Grit Pump 2600, Great Slury Pump Area, City water | TAB-PLT-P-2600 | Pump, Centrifugal,Grit Slury, West Grit Gallery | Switch,Flow-Low | Switch |  | FSL | http://www.toronto.ca/TWONTO#flow_switch
114508 | TAB-PLT-FSL-2701 | Switch, Flow, Low, Seal Water, Grit Pump 2700, Great Slury Pump Area, City water | TAB-PLT-P-2700 | Pump, Centrifugal,Grit Slury, West Grit Gallery | Switch,Flow-Low | Switch |  | FSL | http://www.toronto.ca/TWONTO#flow_switch
114509 | TAB-PLT-FSL-2801 | Switch, Flow, Low, Seal Water, Grit Pump 2800, Great Slury Pump Area, City water | TAB-PLT-P-2800 | Pump, Centrifugal,Grit Slury, West Grit Gallery | Switch,Flow-Low | Switch |  | FSL | http://www.toronto.ca/TWONTO#flow_switch
114510 | TAB-PLT-FSL-2907 | Switch, Flow, Low, Seal Water, Grit Classifier CL-2900, Dewatering Area | TAB-PLT-CL-2900 | Classifier, Grit, Cyclone 2901 to 2904, Dewatering Area | Switch,Flow-Low | Switch |  | FSL | http://www.toronto.ca/TWONTO#flow_switch
114511 | TAB-PLT-FSL-3007 | Switch, Flow, Low, Seal Water, Grit Classifier CL-3000, Dewatering Area | TAB-PLT-CL-3000 | Classifier, Grit, Cyclone 3001 to 3004, Dewatering Area | Switch,Flow-Low | Switch |  | FSL | http://www.toronto.ca/TWONTO#flow_switch
114671 | TAB-PLT-LS-1550 | Switch, Level, Washer Compactor 1501 and 1601 | TAB-PLT-CMP-1501 | Compactor, Washer, Screenings, CMP-1501, Dewatering Area | Switch,Level | Switch |  | LS | http://www.toronto.ca/TWONTO#level_switch
114672 | TAB-PLT-LS-1750 | Switch, Level, Washer Compactor 1701 and 1801 | TAB-PLT-CMP-1701 | Compactor, Washer, Screenings, CMP-1701, Dewatering Area | Switch,Level | Switch |  | LS | http://www.toronto.ca/TWONTO#level_switch
114673 | TAB-PLT-LS-5128 | Switch, Level, | TAB-PLT-P-5128 | Pump, Sump | Switch,Level | Switch |  | LS | http://www.toronto.ca/TWONTO#level_switch
114674 | TAB-PLT-LSH-0070 | Switch, Level High, Screen Bldg. Sump, Pump Room, P Bldg. | TAB-PLT-P-0071 | Pump, Centrifugal (Wet), Screen Bldg. Sump, Pump Room, P Bldg. | Switch,Level-High | Switch |  | LSH | http://www.toronto.ca/TWONTO#level_switch
114675 | TAB-PLT-LSH-0186 | Switch,Level, High,Sump, Chemical storage Room, Odour Control Bldg( Emmission Air Control) | TAB-PLT-P-5126 | Pump, Sump, P Bldg, Chemical Storage Rm | Switch,Level | Switch |  | LSH | http://www.toronto.ca/TWONTO#level_switch
114676 | TAB-PLT-LSH-0241 | Switch,Level, High,Inlet Channel, Screen 0241 | TAB-PLT-SC-0241 | Bar Screen #2 | Switch,Level | Switch |  | LSH | http://www.toronto.ca/TWONTO#level_switch
114677 | TAB-PLT-LSH-0289 | Switch,Level, High,Sump, Scrubber Room, Odour Control Bldg( Emmission Air Control) | TAB-PLT-P-5127 | Pump, Sump, P Bldg, Scrubber Rm | Switch,Level | Switch |  | LSH | http://www.toronto.ca/TWONTO#level_switch
114678 | TAB-PLT-LSH-0341 | Switch,Level, High,Inlet Channel, Screen 0341 | TAB-PLT-SC-0341 | Bar Screen #3 | Switch,Level | Switch |  | LSH | http://www.toronto.ca/TWONTO#level_switch
114679 | TAB-PLT-LSH-0441 | Switch,Level, High,Inlet Channel, Screen 0441 | TAB-PLT-SC-0441 | Bar Screen #4 | Switch,Level | Switch |  | LSH | http://www.toronto.ca/TWONTO#level_switch
114680 | TAB-PLT-LSH-0541? | Switch,Level, High,Inlet Channel, Screen 0541 | TAB-PLT-SC-0541? | Bar Screen #5 | Switch,Level | Switch | 35870 | LSH | http://www.toronto.ca/TWONTO#level_switch
114681 | TAB-PLT-LSH-0871 | Switch, Level High, Grit Classifier CL-0770, Grit Handling Area, P Bldg. | TAB-PLT-CL-0870 | Classifier, Grit, Grit Handling Area, P Bldg. | Switch,Level-High | Switch |  | LSH | http://www.toronto.ca/TWONTO#level_switch
114682 | TAB-PLT-LSH-2901 | Switch, Level, High, Classifier 2900, Dewatering Area | TAB-PLT-CL-2900 | Classifier, Grit, Cyclone 2901 to 2904, Dewatering Area | Switch,Level-High | Switch |  | LSH | http://www.toronto.ca/TWONTO#level_switch
114683 | TAB-PLT-LSH-3001 | Switch, Level, High, Classifier 3000, Dewatering Area | TAB-PLT-CL-3000 | Classifier, Grit, Cyclone 3001 to 3004, Dewatering Area | Switch,Level-High | Switch |  | LSH | http://www.toronto.ca/TWONTO#level_switch
114684 | TAB-PLT-LSH-5120 | Switch, Level High, Sump Pumps P-5128/5129, Unwatering Pump Room | TAB-PLT-P-5128 | Pump, Sump | Switch,Level-High | Switch |  | LSH | http://www.toronto.ca/TWONTO#level_switch
114685 | TAB-PLT-LSH-5130 | Switch, Level High, Sump Pumps P-5130/5131, Primary Tank, T-0900 Gallery | TAB-PLT-P-5130 | Pump, Sump | Switch,Level-High | Switch |  | LSH | http://www.toronto.ca/TWONTO#level_switch
114686 | TAB-PLT-LSH-5575 | Switch, Level, High, Pump 5570, Drain Sump Area, D. Bldg. | TAB-PLT-P-5570 | Pump, Centrifugal (Wet), Underdrain, Drain Sump Area, D. Bldg. | Switch,Level-High | Switch |  | LSH | http://www.toronto.ca/TWONTO#level_switch
114687 | TAB-PLT-LSHH-0070 | Switch, Level High High, Screen Bldg. Sump, Pump Room, P Bldg. | TAB-PLT-P-0071 | Pump, Centrifugal (Wet), Screen Bldg. Sump, Pump Room, P Bldg. | Switch,Level-High-High | Switch |  | LSHH | http://www.toronto.ca/TWONTO#level_switch
114690 | TAB-PLT-LSL-0288 | Switch,Level, Low,Sump, Scrubber Room, Odour Control Bldg( Emmission Air Control) | TAB-PLT-P-5127 | Pump, Sump, P Bldg, Scrubber Rm | Switch,Level | Switch |  | LSL | http://www.toronto.ca/TWONTO#level_switch
114691 | TAB-PLT-LSL-0961 | Switch, Level Low, Grit Influent Channel Sump, Grit Bldg., P Bldg. | TAB-ACC-P-6405 | Pump, Sump, Basement, Grit Bldg., P Bldg. | Switch,Level-Low | Switch |  | LSL | http://www.toronto.ca/TWONTO#level_switch
114692 | TAB-PLT-LSL-5120 | Switch, Level Low, Sump Pumps P-5128/5129, Unwatering Pump Room | TAB-PLT-P-5128 | Pump, Sump | Switch,Level-Low | Switch |  | LSL | http://www.toronto.ca/TWONTO#level_switch
114693 | TAB-PLT-LSL-5130 | Switch, Level Low, Sump Pumps P-5130/5131, Primary Tank, T-0900 Gallery | TAB-PLT-P-5130 | Pump, Sump | Switch,Level-Low | Switch |  | LSL | http://www.toronto.ca/TWONTO#level_switch
114694 | TAB-PLT-LSL-5575 | Switch, Level, Low, Pump 5570, Drain Sump Area, D. Bldg. | TAB-PLT-P-5570 | Pump, Centrifugal (Wet), Underdrain, Drain Sump Area, D. Bldg. | Switch,Level-Low | Switch |  | LSL | http://www.toronto.ca/TWONTO#level_switch
114695 | TAB-PLT-LSLL-5575 | Switch, Level, Low-Low, Pump 5570, Drain Sump Area, D. Bldg. | TAB-PLT-P-5570 | Pump, Centrifugal (Wet), Underdrain, Drain Sump Area, D. Bldg. | Switch,Level-Low-Low | Switch |  | LSLL | http://www.toronto.ca/TWONTO#level_switch
114696 | TAB-PLT-LSM-5575 | Switch, Level, Medium, Pump 5570, Drain Sump Area, D. Bldg. | TAB-PLT-P-5570 | Pump, Centrifugal (Wet), Underdrain, Drain Sump Area, D. Bldg. | Switch,Level | Switch |  | LSM | http://www.toronto.ca/TWONTO#level_switch
114721 | TAB-PLT-MSL-0161 | Switch, Motion Low, Screenings Conveyor CV-0160, Screenings Handling Area, P Bldg. | TAB-PLT-CV-0160 | Conveyor, Shaftless Spiral, Screenings, Screenings Handling Area, P Bldg. | Switch,Motion | Switch |  | MSL | http://www.toronto.ca/TWONTO#motion_sensor_element
114722 | TAB-PLT-MSL-0241 | Switch, Motion Low, Screenings Distribution Conveyor CV-0240, Truck Loading Area, P Bldg. | TAB-PLT-CV-0240 | Conveyor, Reversing, Screenings Distribution, Truck Loading Area, P Bldg. | Switch,Motion | Switch |  | MSL | http://www.toronto.ca/TWONTO#motion_sensor_element
114723 | TAB-PLT-MSL-0300 | Switch, Motion Low, Grit Conveyor CV-0300, Grit Tank Area, Grit Bldg., P Bldg. | TAB-PLT-CV-0300 | Conveyor, Screw, Submersible, Grit Tank, T-0300, Grit Bldg., P Bldg. | Switch,Motion | Switch |  | MSL | http://www.toronto.ca/TWONTO#motion_sensor_element
114724 | TAB-PLT-MSL-0341 | Switch, Motion Low, Grit Distribution Conveyor CV-0340, Truck Loading Area, P Bldg. | TAB-PLT-CV-0340 | Conveyor, Reversing, Grit Distribution, Truck Loading Area, P Bldg. | Switch,Motion | Switch |  | MSL | http://www.toronto.ca/TWONTO#motion_sensor_element
114725 | TAB-PLT-MSL-0400 | Switch, Motion Low, Grit Conveyor CV-0400, Grit Tank Area, Grit Bldg., P Bldg. | TAB-PLT-CV-0400 | Conveyor, Screw, Submersible, Grit Tank, T-0400, Grit Bldg., P Bldg. | Switch,Motion | Switch |  | MSL | http://www.toronto.ca/TWONTO#motion_sensor_element
114726 | TAB-PLT-MSL-0541 | Switch, Motion Low, Grit Distribution Conveyor CV-0540, Truck Loading Area, P Bldg. | TAB-PLT-CV-0540 | Conveyor, Reversing, Grit Distribution, Truck Loading Area, P Bldg. | Switch,Motion | Switch |  | MSL | http://www.toronto.ca/TWONTO#motion_sensor_element
114727 | TAB-PLT-MSL-0600 | Switch, Motion Low, Grit Conveyor CV-0600, Grit Tank Area, Grit Bldg., P Bldg. | TAB-PLT-CV-0600 | Conveyor, Screw, Submersible, Grit Removal, Tank T-0600, Grit Bldg., P Bldg. | Switch,Motion | Switch |  | MSL | http://www.toronto.ca/TWONTO#motion_sensor_element
114728 | TAB-PLT-MSL-0771 | Switch, Motion Low, Grit Classifier CL-0770, Grit Handling Area, P Bldg. | TAB-PLT-CL-0770 | Classifier, Grit, Grit Handling Area, P Bldg. | Switch,Motion | Switch |  | MSL | http://www.toronto.ca/TWONTO#motion_sensor_element
114729 | TAB-PLT-MSL-0841 | Switch, Motion Low, Screenings Distribution Conveyor CV-0840, Truck Loading Area, P Bldg. | TAB-PLT-CV-0840 | Conveyor, Reversing, Screenings Distribution, Truck Loading Area, P Bldg. | Switch,Motion | Switch |  | MSL | http://www.toronto.ca/TWONTO#motion_sensor_element
114730 | TAB-PLT-MSL-0871 | Switch, Motion Low, Grit Classifier CL-0870, Grit Handling Area, P Bldg. | TAB-PLT-CL-0870 | Classifier, Grit, Grit Handling Area, P Bldg. | Switch,Motion | Switch |  | MSL | http://www.toronto.ca/TWONTO#motion_sensor_element
114785 | TAB-PLT-PSH-0121 | Switch, Pressure High, Grit Pump P-0121 Discharge, Grit Bldg., P Bldg. | TAB-PLT-P-0121 | Pump, Centrifugal, Submersible, Grit Tank, T-0100, Grit Bldg., P Bldg. | Switch,Pressure-High | Switch |  | PSH | http://www.toronto.ca/TWONTO#pressure_switch
114786 | TAB-PLT-PSH-0122 | Switch, Pressure High, Grit Pump P-0122 Discharge, Grit Bldg., P Bldg. | TAB-PLT-P-0122 | Pump, Centrifugal, Submersible, Grit Tank, T-0100, Grit Bldg., P Bldg. | Switch,Pressure-High | Switch |  | PSH | http://www.toronto.ca/TWONTO#pressure_switch
114788 | TAB-PLT-PSH-0222 | Switch, Pressure High, Grit Pump P-0222 Discharge, Grit Bldg., P Bldg. | TAB-PLT-P-0222 | Pump, Centrifugal, Submersible, Grit Tank, T-0200, Grit Bldg., P Bldg. | Switch,Pressure-High | Switch |  | PSH | http://www.toronto.ca/TWONTO#pressure_switch
114789 | TAB-PLT-PSH-0322 | Switch, Pressure High, Grit Pump P-0322 Discharge, Grit Bldg., P Bldg. | TAB-PLT-P-0322 | Pump, Centrifugal, Submersible, Grit Tank, T-0300, Grit Bldg., P Bldg. | Switch,Pressure-High | Switch |  | PSH | http://www.toronto.ca/TWONTO#pressure_switch
114790 | TAB-PLT-PSH-0421 | Switch, Pressure High, Grit Pump P-0421 Discharge, Grit Bldg., P Bldg. | TAB-PLT-P-0421 | Pump, Centrifugal, Submersible, Grit Tank, T-0400, Grit Bldg., P Bldg. | Switch,Pressure-High | Switch |  | PSH | http://www.toronto.ca/TWONTO#pressure_switch
114791 | TAB-PLT-PSH-0521 | Switch, Pressure High, Grit Pump P-0521 Discharge, Grit Bldg., P Bldg. | TAB-PLT-P-0521 | Pump, Centrifugal, Submersible, Grit Tank, T-0500, Grit Bldg., P Bldg. | Switch,Pressure-High | Switch |  | PSH | http://www.toronto.ca/TWONTO#pressure_switch
114792 | TAB-PLT-PSH-0621 | Switch, Pressure High, Grit Pump P-0621 Discharge, Grit Bldg., P Bldg. | TAB-PLT-P-0621 | Pump, Centrifugal, Submersible, Grit Tank, T-0600, Grit Bldg., P Bldg. | Switch,Pressure-High | Switch |  | PSH | http://www.toronto.ca/TWONTO#pressure_switch
114793 | TAB-PLT-PSJ-0122 | Switch, Pressure High, Grit Pump P-0122 Discharge, Grit Bldg., P Bldg. | TAB-PLT-P-0122 | Pump, Centrifugal, Submersible, Grit Tank, T-0100, Grit Bldg., P Bldg. | Switch,Pressure-High | Switch |  | PSJ | http://www.toronto.ca/TWONTO#pressure_switch
114794 | TAB-PLT-PSL-0171 | Switch, Pressure Low, Grit Slurry, Hydrocyclone CYC-0170 Inlet, Grit Handling Area, P Bldg. | TAB-PLT-CYC-0170 | Hydrocyclone, Grit Handling Area, P Bldg. | Switch,Pressure-Low | Switch |  | PSL | http://www.toronto.ca/TWONTO#pressure_switch
114795 | TAB-PLT-PSL-0184 | Switch, Low Pressure, Odour Control, Exhaust | TAB-PLT-FN-0182 | Fan, Scrubber Exhaust, P Bldg, Roof | Switch,Pressure | Switch |  | PSL | http://www.toronto.ca/TWONTO#pressure_switch
114796 | TAB-PLT-PSL-0271 | Switch, Pressure Low, Grit Slurry, Hydrocyclone CYC-0270 Inlet, Grit Handling Area, P Bldg. | TAB-PLT-CYC-0270 | Hydrocyclone, Grit Handling Area, P Bldg. | Switch,Pressure-Low | Switch |  | PSL | http://www.toronto.ca/TWONTO#pressure_switch
114797 | TAB-PLT-PSL-0371 | Switch, Pressure Low, Grit Slurry, Hydrocyclone CYC-0370 Inlet, Grit Handling Area, P Bldg. | TAB-PLT-CYC-0370 | Hydrocyclone, Grit Handling Area, P Bldg. | Switch,Pressure-Low | Switch |  | PSL | http://www.toronto.ca/TWONTO#pressure_switch
114798 | TAB-PLT-PSL-0471 | Switch, Pressure Low, Grit Slurry, Hydrocyclone CYC-0470 Inlet, Grit Handling Area, P Bldg. | TAB-PLT-CYC-0470 | Hydrocyclone, Grit Handling Area, P Bldg. | Switch,Pressure-Low | Switch |  | PSL | http://www.toronto.ca/TWONTO#pressure_switch
114799 | TAB-PLT-PSL-0571 | Switch, Pressure Low, Grit Slurry, Hydrocyclone CYC-0570 Inlet, Grit Handling Area, P Bldg. | TAB-PLT-CYC-0570 | Hydrocyclone, Grit Handling Area, P Bldg. | Switch,Pressure-Low | Switch |  | PSL | http://www.toronto.ca/TWONTO#pressure_switch
114800 | TAB-PLT-PSL-0671 | Switch, Pressure Low, Grit Slurry, Hydrocyclone CYC-0670 Inlet, Grit Handling Area, P Bldg. | TAB-PLT-CYC-0670 | Hydrocyclone, Grit Handling Area, P Bldg. | Switch,Pressure-Low | Switch |  | PSL | http://www.toronto.ca/TWONTO#pressure_switch
114853 | TAB-PLT-SSL-3600 | Switch, Speed, Low, Grit Receivings Conveyor 3600, Conveyor Area | TAB-PLT-CV-3600 | Conveyor, Shaftless Spiral, Horizontal, Dewatering Area | Switch,Speed-Low | Switch |  | SSL | http://www.toronto.ca/TWONTO#speed_switch
114854 | TAB-PLT-SSL-3700 | Switch, Speed, Low, Grit Receivings Conveyor 3700, Conveyor Area | TAB-PLT-CV-3700 | Conveyor, Shaftless Spiral, Horizontal, Dewatering Area | Switch,Speed-Low | Switch |  | SSL | http://www.toronto.ca/TWONTO#speed_switch
114855 | TAB-PLT-SSL-3800 | Switch, Speed, Low, Grit Receivings Conveyor 3800, Conveyor Area | TAB-PLT-CV-3800 | Conveyor, Shaftless Spiral, Horizontal, Dewatering Area | Switch,Speed-Low | Switch |  | SSL | http://www.toronto.ca/TWONTO#speed_switch
114856 | TAB-PLT-SSL-3900 | Switch, Speed, Low, Grit Receivings Conveyor 3900, Conveyor Area | TAB-PLT-CV-3900 | Conveyor, Shaftless Spiral, Horizontal, Dewatering Area | Switch,Speed-Low | Switch |  | SSL | http://www.toronto.ca/TWONTO#speed_switch
114857 | TAB-PLT-SSL-4000 | Switch, Speed, Low, Grit Outloading Conveyor 4000, Conveyor Area | TAB-PLT-CV-4000 | Conveyor, Shaftless Spiral, Horizontal, Loading Bay | Switch,Speed-Low | Switch |  | SSL | http://www.toronto.ca/TWONTO#speed_switch
114859 | TAB-PLT-SSL-4400 | Switch, Speed, Low, Screenings Receiving Conveyor 4400, Conveyor Area | TAB-PLT-CV-4300 | Conveyor, Shaftless Spiral, Horizontal, Loading Bay | Switch,Speed-Low | Switch |  | SSL | http://www.toronto.ca/TWONTO#speed_switch
114860 | TAB-PLT-SSL-4600 | Switch, Speed, Low, Screenings Receiving Conveyor 4600, Conveyor Area | TAB-PLT-CV-4600 | Conveyor, Shaftless Spiral, Horizontal, Dewatering Area | Switch,Speed-Low | Switch |  | SSL | http://www.toronto.ca/TWONTO#speed_switch
114861 | TAB-PLT-SSL-4700 | Switch, Speed, Low, Screenings Receiving Conveyor 4700, Conveyor Area | TAB-PLT-CV-4700 | Conveyor, Shaftless Spiral, Horizontal, Dewatering Area | Switch,Speed-Low | Switch |  | SSL | http://www.toronto.ca/TWONTO#speed_switch
115265 | TAB-PLT-WSH-0141 | Switch,weight, High, Screen 0141 | TAB-PLT-SC-0141 | Bar Screen #1 | Switch,Weight-High | Switch |  | WSH | http://www.toronto.ca/TWONTO#weight_switch
115266 | TAB-PLT-WSH-0241 | Switch,weight, High, Screen 0241 | TAB-PLT-SC-0241 | Bar Screen #2 | Switch,Weight-High | Switch |  | WSH | http://www.toronto.ca/TWONTO#weight_switch
115267 | TAB-PLT-WSH-0441 | Switch,weight, High, Screen 0441 | TAB-PLT-SC-0441 | Bar Screen #4 | Switch,Weight-High | Switch |  | WSH | http://www.toronto.ca/TWONTO#weight_switch
115268 | TAB-PLT-WSH-0541? | Switch,weight, High, Screen 0541 | TAB-SUSPENDED ENTITY | Suspended entities | Switch,Weight-High | Switch | 35892 | WSH | http://www.toronto.ca/TWONTO#weight_switch
115269 | TAB-PLT-WSH-0641? | Switch,weight, High, Screen 0641 | TAB-PLT-SC-0641? | Bar Screen #6 | Switch,Weight-High | Switch | 35893 | WSH | http://www.toronto.ca/TWONTO#weight_switch
115270 | TAB-PLT-WSH-0641? | Switch,weight, High, Screen 0641 | TAB-SUSPENDED ENTITY | Suspended entities | Switch,Weight-High | Switch | 35893 | WSH | http://www.toronto.ca/TWONTO#weight_switch
115419 | TAB-PRM-FSL-2200 | Switch ,Flow, Low, Seal Water to P-2200 | TAB-PRM-P-2200 | Pump, Scum, PST 3 & 4 | Switch,Flow | Switch |  | FSL | http://www.toronto.ca/TWONTO#flow_switch
115420 | TAB-PRM-FSL-2300 | Switch ,Flow, Low, Seal Water to P-2300 | TAB-PRM-P-2300 | Pump, Scum, PST 5 & 6 | Switch,Flow | Switch |  | FSL | http://www.toronto.ca/TWONTO#flow_switch
115421 | TAB-PRM-FSL-2501? | Switch ,Flow, Low,Seal water to Scum Pump p-2501 | TAB-PRM-P-2501? | Pump, Scum | Switch,Flow | Switch | 34240 | FSL | http://www.toronto.ca/TWONTO#flow_switch
115422 | TAB-PRM-FSL-2501? | Switch ,Flow, Low,Seal water to Scum Pump p-2501 | TAB-SUSPENDED ENTITY | Suspended entities | Switch,Flow | Switch | 34240 | FSL | http://www.toronto.ca/TWONTO#flow_switch
115423 | TAB-PRM-FSL-2502? | Switch ,Flow, Low,Seal water to Scum Pump P-2502 | TAB-PRM-P-2502? | Pump, Scum | Switch,Flow | Switch | 34239 | FSL | http://www.toronto.ca/TWONTO#flow_switch
115424 | TAB-PRM-FSL-2502? | Switch ,Flow, Low,Seal water to Scum Pump P-2502 | TAB-SUSPENDED ENTITY | Suspended entities | Switch,Flow | Switch | 34239 | FSL | http://www.toronto.ca/TWONTO#flow_switch
115425 | TAB-PRM-FSL-2602 | Switch ,Flow, Low,Seal water to Scum Pump P-2602 | TAB-PRM-P-2602 | Pump, Scum | Switch,Flow | Switch |  | FSL | http://www.toronto.ca/TWONTO#flow_switch
115426 | TAB-PRM-FSL-2701 | Switch ,Flow, Low,Seal water to Scum Pump P-2701 | TAB-PRM-P-2701 | Pump, Scum | Switch,Flow | Switch |  | FSL | http://www.toronto.ca/TWONTO#flow_switch
115427 | TAB-PRM-FSL-3302 | Switch ,Flow, Low,Seal water to Pump-3302 | TAB-PRM-P-3302 | Pump, Raw Sludge | Switch,Flow | Switch |  | FSL | http://www.toronto.ca/TWONTO#flow_switch
115428 | TAB-PRM-FSL-3601 | Switch, Flow Low, Raw Sludge Pump P-3601 Seal Water Line, Primary Gallery | TAB-PRM-P-3501 | Pump, , PRS from Primary Tank 0800, Primary Treatment, Sludge Pumping | Switch,Flow-Low | Switch |  | FSL | http://www.toronto.ca/TWONTO#flow_switch
115429 | TAB-PRM-FSL-3601 | Switch, Flow Low, Raw Sludge Pump P-3601 Seal Water Line, Primary Gallery | TAB-PRM-P-3601 | Pump, Centrifugal, PRS from Primary Tank 0900, Primary Treatment, Sludge Pumping | Switch,Flow-Low | Switch |  | FSL | http://www.toronto.ca/TWONTO#flow_switch
115430 | TAB-PRM-FSL-3601? | Switch ,Flow, Low,Seal water to Pump-3601 | TAB-PRM-P-3601? | Pump, Raw Sludge, Primary Tank 9 | Switch,Flow | Switch | 34198 | FSL | http://www.toronto.ca/TWONTO#flow_switch
115431 | TAB-PRM-FSL-3602 | Switch, Flow Low, Raw Sludge Pump P-3602 Seal Water Line, Primary Gallery | TAB-PRM-P-3602 | Pump, Centrifugal, PRS from Primary Tank 0900, Primary Treatment, Sludge Pumping | Switch,Flow-Low | Switch |  | FSL | http://www.toronto.ca/TWONTO#flow_switch
115432 | TAB-PRM-FSL-3602? | Switch ,Flow, Low,Seal water to Pump-3602 | TAB-PRM-P-3602? | Pump, Raw Sludge, Primary Tank 9 | Switch,Flow | Switch | 34199 | FSL | http://www.toronto.ca/TWONTO#flow_switch
115433 | TAB-PRM-FSL-3602? | Switch ,Flow, Low,Seal water to Pump-3602 | TAB-SUSPENDED ENTITY | Suspended entities | Switch,Flow | Switch | 34199 | FSL | http://www.toronto.ca/TWONTO#flow_switch
115434 | TAB-PRM-FSL-3701 | Switch ,Flow, Low,Seal water to Pump-3701 | TAB-PRM-P-3701 | Pump, Raw Sludge | Switch,Flow | Switch |  | FSL | http://www.toronto.ca/TWONTO#flow_switch
115435 | TAB-PRM-FSL-3801 | Switch ,Flow, Low,Seal water to Pump-3801 | TAB-PRM-P-3801 | Pump, Raw Sludge | Switch,Flow | Switch |  | FSL | http://www.toronto.ca/TWONTO#flow_switch
115436 | TAB-PRM-FSL-3802 | Switch ,Flow, Low,Seal water to Pump-3802 | TAB-PRM-P-3802 | Pump, Raw Sludge | Switch,Flow | Switch |  | FSL | http://www.toronto.ca/TWONTO#flow_switch
115437 | TAB-PRM-FSL-3901 | Switch ,Flow, Low,Seal water to Pump-3901 | TAB-PRM-P-3901 | Pump, Raw Sludge | Switch,Flow | Switch |  | FSL | http://www.toronto.ca/TWONTO#flow_switch
115438 | TAB-PRM-FSL-5002 | Switch ,Flow, Low,Hot Water Recirculation ,P-2201 | TAB-PRM-T-2200 | Hopper Scum - Primary Tank 3-4 | Switch,Flow | Switch |  | FSL | http://www.toronto.ca/TWONTO#flow_switch
115439 | TAB-PRM-FSL-5003 | Switch ,Flow, Low,Hot Water Recirculation ,P-2301 | TAB-PRM-P-2301 | Pump, Hot Water Recirculating | Switch,Flow | Switch |  | FSL | http://www.toronto.ca/TWONTO#flow_switch
115440 | TAB-PRM-FSL-5004 | Switch ,Flow, Low,Hot water to Tank -T-2400 | TAB-PRM-T-2400 | Hopper, Primary Tanks 7-9 Scum | Switch,Flow | Switch |  | FSL | http://www.toronto.ca/TWONTO#flow_switch
115441 | TAB-PRM-FSL-5005 | Switch ,Flow, Low,Hot Water Return, Scum Hopper T-2500 | TAB-SUSPENDED ENTITY | Suspended entities | Switch,Flow | Switch | 34241 | FSL | http://www.toronto.ca/TWONTO#flow_switch
115442 | TAB-PRM-FSL-5007 | Switch ,Flow, Low,Hot water to Tank -T-2700 | TAB-PRM-T-2700 | D Building - Hopper, Scum | Switch,Flow | Switch |  | FSL | http://www.toronto.ca/TWONTO#flow_switch
115443 | TAB-PRM-FSL-6501 | Switch ,Flow, Low,Water injection to Scum Pump 2100 | TAB-PRM-T-2100 | Hopper, Scum - Primary Tank 1-2 | Switch,Flow | Switch |  | FSL | http://www.toronto.ca/TWONTO#flow_switch
115444 | TAB-PRM-FSL-6505 | Switch ,Flow, Low,Flushing water to Pump-P-2401 | TAB-PRM-P-2401 | Pump, Positive Displacement , Primary Treatment, Scum Pumping, Primary Gallery | Switch,Flow | Switch |  | FSL | http://www.toronto.ca/TWONTO#flow_switch
115445 | TAB-PRM-FSL-6506 | Switch ,Flow, Low,Flushing water to Pump-P-2502 | TAB-PRM-P-2502? | Pump, Scum | Switch,Flow | Switch | 34242 | FSL | http://www.toronto.ca/TWONTO#flow_switch
115446 | TAB-PRM-FSL-6507 | Switch ,Flow, Low,Flushing water to Pump-P-2501 | TAB-PRM-P-2501? | Pump, Scum | Switch,Flow | Switch | 34243 | FSL | http://www.toronto.ca/TWONTO#flow_switch
115447 | TAB-PRM-FSL-6507 | Switch ,Flow, Low,Flushing water to Pump-P-2501 | TAB-SUSPENDED ENTITY | Suspended entities | Switch,Flow | Switch | 34243 | FSL | http://www.toronto.ca/TWONTO#flow_switch
115448 | TAB-PRM-FSL-6510 | Switch ,Flow, Low,Flushing water to Pump-P-2701 | TAB-PRM-P-2701 | Pump, Scum | Switch,Flow | Switch |  | FSL | http://www.toronto.ca/TWONTO#flow_switch
115449 | TAB-PRM-FSL-6511 | Switch ,Flow, Low,Flushing water to Pump-P-2702 | TAB-PRM-P-2702 | Pump, Scum | Switch,Flow | Switch |  | FSL | http://www.toronto.ca/TWONTO#flow_switch
115450 | TAB-PRM-FSL-7003 | Switch ,Flow, Low,Exhaust Air, FN7003 | TAB-PRM-T-2300 | Hopper, Scum - Primary Tank 5-6 | Switch,Flow | Switch |  | FSL | http://www.toronto.ca/TWONTO#flow_switch
115451 | TAB-PRM-FSL-7005 | Switch ,Flow, Low, Exhaust Fan- FN-7005 | TAB-PRM-FN-7005 | Fan, Exhaust (Primary Scum Air Process ) NEF-25 | Switch,Flow | Switch |  | FSL | http://www.toronto.ca/TWONTO#flow_switch
115452 | TAB-PRM-FSL-7006 | Switch ,Flow, Low, Exhaust Fan- FN-7006 | TAB-PRM-FN-7006 | Fan, Exhaust (Primary Scum Air Process) NEF -24 | Switch,Flow | Switch |  | FSL | http://www.toronto.ca/TWONTO#flow_switch
115453 | TAB-PRM-FSL-7008 | Switch ,Flow, Low, Exhaust Fan- FN-7008 | TAB-PRM-FN-7008 | Fan, Exhaust (Primary Scum Air Process) | Switch,Flow | Switch |  | FSL | http://www.toronto.ca/TWONTO#flow_switch
115480 | TAB-PRM-LSH-0462 | Switch, Level High, Coagulant Tank Storage Containment Area No.2, Grit Bldg., P Bldg. | TAB-PRM-T-0410 | Tank, Coagulant, CEPT Coagulant Dosing System, Grit Bldg., P Bldg. | Switch,Level-High | Switch |  | LSH | http://www.toronto.ca/TWONTO#level_switch
115484 | TAB-PRM-LSHH-0211 | Switch, Level High High, Polymer Mix/Hold Tank T-0210, Polymer Room, Old Screen Bldg., P Bldg. | TAB-PRM-T-0210 | Tank, Polymer Mix/Hold, Tank, Polymer Room, Old Screen Bldg., P Bldg. | Switch,Level-High-High | Switch |  | LSHH | http://www.toronto.ca/TWONTO#level_switch
115485 | TAB-PRM-LSHH-0221 | Switch, Level High High, Polymer Mix/Hold Tank T-0220, Polymer Room, Old Screen Bldg., P Bldg. | TAB-PRM-T-0220 | Tank, Polymer Mix/Hold, Tank, Polymer Room, Old Screen Bldg., P Bldg. | Switch,Level-High-High | Switch |  | LSHH | http://www.toronto.ca/TWONTO#level_switch
115486 | TAB-PRM-LSHH-0412 | Switch, Level High High, CEPT Coagulant Tank T-0410, Grit Bldg., P Bldg. | TAB-PRM-T-0410 | Tank, Coagulant, CEPT Coagulant Dosing System, Grit Bldg., P Bldg. | Switch,Level-High-High | Switch |  | LSHH | http://www.toronto.ca/TWONTO#level_switch
115487 | TAB-PRM-LSHH-0432 | Switch, Level High High, CEPT Coagulant Tank T-0430, Grit Bldg., P Bldg. | TAB-PRM-T-0430 | Tank, Coagulant, CEPT Coagulant Dosing System, Grit Bldg., P Bldg. | Switch,Level-High-High | Switch |  | LSHH | http://www.toronto.ca/TWONTO#level_switch
115488 | TAB-PRM-LSHH-0442 | Switch, Level High High, CEPT Coagulant Tank T-0440, Grit Bldg., P Bldg. | TAB-PRM-T-0440 | Tank, Coagulant, CEPT Coagulant Dosing System, Grit Bldg., P Bldg. | Switch,Level-High-High | Switch |  | LSHH | http://www.toronto.ca/TWONTO#level_switch
115489 | TAB-PRM-LSHH-0452 | Switch, Level High, High, Coagulant Tank Storage Containment Area No.1, Grit Bldg., P Bldg. | TAB-PRM-T-0410 | Tank, Coagulant, CEPT Coagulant Dosing System, Grit Bldg., P Bldg. | Switch,Level-High-High | Switch |  | LSHH | http://www.toronto.ca/TWONTO#level_switch
115490 | TAB-PRM-LSHH-0511 | Switch, Level High High, Coagulant Tank Storage Containment Area No.1 Sump, Grit Bldg., P Bldg. | TAB-PRM-P-0510 | Pump, Submersible, Portable, Sump, Coagulant Tank Containment Area No. 1, Grit Bldg., P Bldg. | Switch,Level-High-High | Switch |  | LSHH | http://www.toronto.ca/TWONTO#level_switch
115491 | TAB-PRM-LSHH-8070 | Switch, Level High-High, Primary Tanks, P.S #2, Basement, Scum Pump Room | TAB-PRM-P-8070 | Pump, Sump |  | Switch |  | LSHH | http://www.toronto.ca/TWONTO#level_switch
115492 | TAB-PRM-LSHH-8071 | Switch, Level High-High, Primary Tanks, P.S #3, Basement, Sludge Pump Room | TAB-PRM-P-8071 | Pump, Sump |  | Switch |  | LSHH | http://www.toronto.ca/TWONTO#level_switch
115493 | TAB-PRM-LSHH-8072 | Switch, Level High-High, Primary Tanks, P.S #3, Basement, Scum Pump Room | TAB-PRM-P-8072 | Pump, Sump |  | Switch |  | LSHH | http://www.toronto.ca/TWONTO#level_switch
115494 | TAB-PRM-LSL-0111 | Switch, Level Low, Polymer Bag System FD-0111, Polymer Room, Old Screen Bldg., P Bldg. | TAB-PRM-T-0110 | Tank, Polymer Make-Up, Polymer Room, Old Screen Bldg., P Bldg. | Switch,Level-Low | Switch |  | LSL | http://www.toronto.ca/TWONTO#level_switch
115551 | TAB-PRM-PSH-0321 | Switch, Pressure High, Polymer Feed Pump P-0320, Polymer Room, Old Screen Bldg., P Bldg. | TAB-PRM-P-0320 | Pump, Polymer Feed, Positive Displacement, Polymer Room, Old Screen Bldg., P Bldg. | Switch,Pressure-High | Switch |  | PSH | http://www.toronto.ca/TWONTO#pressure_switch
115552 | TAB-PRM-PSH-0331 | Switch, Pressure High, Polymer Feed Pump P-0330, Polymer Room, Old Screen Bldg., P Bldg. | TAB-PRM-P-0330 | Pump, Polymer Feed, Positive Displacement, Polymer Room, Old Screen Bldg., P Bldg. | Switch,Pressure-High | Switch |  | PSH | http://www.toronto.ca/TWONTO#pressure_switch
115553 | TAB-PRM-PSH-0341 | Switch, Pressure High, Polymer Feed Pump P-0340, Polymer Room, Old Screen Bldg., P Bldg. | TAB-PRM-P-0340 | Pump, Polymer Feed, Positive Displacement, Polymer Room, Old Screen Bldg., P Bldg. | Switch,Pressure-High | Switch |  | PSH | http://www.toronto.ca/TWONTO#pressure_switch
115554 | TAB-PRM-PSH-0351 | Switch, Pressure High, Polymer Feed Pump P-0350, Polymer Room, Old Screen Bldg., P Bldg. | TAB-PRM-P-0350 | Pump, Polymer Feed, Positive Displacement, Polymer Room, Old Screen Bldg., P Bldg. | Switch,Pressure-High | Switch |  | PSH | http://www.toronto.ca/TWONTO#pressure_switch
115555 | TAB-PRM-PSH-2100 | Switch Pressure,High,Scum Pump-2100 | TAB-PRM-P-2100 | Pump, Scum, PST 1 & 2 | Switch,Pressure | Switch |  | PSH | http://www.toronto.ca/TWONTO#pressure_switch
115556 | TAB-PRM-PSH-2401 | Switch, Pressure,High, Scum Pump P-2401 Discharge | TAB-PRM-P-2401 | Pump, Positive Displacement , Primary Treatment, Scum Pumping, Primary Gallery | Switch,Pressure | Switch |  | PSH | http://www.toronto.ca/TWONTO#pressure_switch
115558 | TAB-PRM-PSH-2502? | Switch Pressure,High, Pump-2502 Discharge | TAB-SUSPENDED ENTITY | Suspended entities | Switch,Pressure | Switch | 34234 | PSH | http://www.toronto.ca/TWONTO#pressure_switch
115559 | TAB-PRM-PSH-2601 | Switch Pressure,High, Pump-2601 Discharge | TAB-PRM-P-2601 | Pump, Scum | Switch,Pressure | Switch |  | PSH | http://www.toronto.ca/TWONTO#pressure_switch
115560 | TAB-PRM-PSH-2702 | Switch, High Pressure, Scum Pump 2702 Discharge | TAB-PRM-P-2702 | Pump, Scum | Switch,Pressure | Switch |  | PSH | http://www.toronto.ca/TWONTO#pressure_switch
115561 | TAB-PRM-PSL-2100A | Switch Pressure,Low,Suction side of Pump-2100 | TAB-PRM-P-2100 | Pump, Scum, PST 1 & 2 | Switch,Pressure | Switch |  | PSL | http://www.toronto.ca/TWONTO#pressure_switch
115562 | TAB-PRM-PSL-2200A | Switch Pressure,Low,Suction side of Pump-2200 | TAB-PRM-P-2200 | Pump, Scum, PST 3 & 4 | Switch,Pressure | Switch |  | PSL | http://www.toronto.ca/TWONTO#pressure_switch
115563 | TAB-PRM-PSL-2300A | Switch Pressure,Low,Suction side of Pump-2200 | TAB-PRM-P-2300 | Pump, Scum, PST 5 & 6 | Switch,Pressure | Switch |  | PSL | http://www.toronto.ca/TWONTO#pressure_switch
115564 | TAB-PRM-PSL-2402 | Switch Pressure,Low, Scum Pump-2402 Suction | TAB-PRM-P-2402 | Pump, Positive Displacement , Primary Treatment, Scum Pumping, Primary Gallery | Switch,Pressure | Switch |  | PSL | http://www.toronto.ca/TWONTO#pressure_switch
115565 | TAB-PRM-PSL-2701 | Switch Pressure,Low, Pump-2701 Suction | TAB-PRM-P-2701 | Pump, Scum | Switch,Pressure | Switch |  | PSL | http://www.toronto.ca/TWONTO#pressure_switch
115566 | TAB-PRM-PSL-3402 | Switch, Pressure Low, Primary Sludge, Pump P-3402 Suction, Primary Tank, T-0700 Gallery | TAB-PRM-P-3401 | Pump, PRS from Primary Tank 0700, Primary Treatment, Sludge Pumping | Switch,Pressure-Low | Switch |  | PSL | http://www.toronto.ca/TWONTO#pressure_switch
115568 | TAB-PRM-PSL-3602 | Switch, Pressure Low, Primary Sludge, Pump P-3602 Suction, Primary Tank, T-0900 Gallery | TAB-PRM-P-3602 | Pump, Centrifugal, PRS from Primary Tank 0900, Primary Treatment, Sludge Pumping | Switch,Pressure-Low | Switch |  | PSL | http://www.toronto.ca/TWONTO#pressure_switch
115569 | TAB-PRM-PSL-4100 | Switch,Pressure, Low | TAB-PRM-P-4100 | Pump, Density, Primary Sludge Line2 | Switch,Pressure-Low | Switch |  | PSL | http://www.toronto.ca/TWONTO#pressure_switch
115570 | TAB-PRM-PSL-7001 | Switch Pressure,Low ,Exhaust Fan FN-7002 | TAB-PRM-T-2200 | Hopper Scum - Primary Tank 3-4 | Switch,Pressure | Switch |  | PSL | http://www.toronto.ca/TWONTO#pressure_switch
115571 | TAB-PRM-PSL-7002 | Switch Pressure,Low ,Exhaust Fan FN-7002 | TAB-PRM-T-2200 | Hopper Scum - Primary Tank 3-4 | Switch,Pressure | Switch |  | PSL | http://www.toronto.ca/TWONTO#pressure_switch
115572 | TAB-PRM-PSL-7007 | Switch Pressure,Low,Fan-FN 7007 | TAB-PRM-FN-7007 | Fan, Exhaust (Primary Scum Air Process) | Switch,Pressure | Switch |  | PSL | http://www.toronto.ca/TWONTO#pressure_switch
115573 | TAB-PRM-PSL-7008 | Switch Pressure,Low,Fan-FN 7007 | TAB-PRM-FN-7008 | Fan, Exhaust (Primary Scum Air Process) | Switch,Pressure | Switch |  | PSL | http://www.toronto.ca/TWONTO#pressure_switch
115613 | TAB-PRM-TSH-0350 | Switch, Temperature High, Polymer Feed Pump P-0350, Polymer Room, Old Screen Bldg., P Bldg. | TAB-PRM-P-0350 | Pump, Polymer Feed, Positive Displacement, Polymer Room, Old Screen Bldg., P Bldg. | Switch,Temperature-High | Switch |  | TSH | http://www.toronto.ca/TWONTO#temperature_switch
115614 | TAB-PRM-TSH-0360 | Switch, Temperature High, Polymer Feed Pump P-0360, Polymer Room, Old Screen Bldg., P Bldg. | TAB-PRM-P-0360 | Pump, Polymer Feed, Positive Displacement, Polymer Room, Old Screen Bldg., P Bldg. | Switch,Temperature-High | Switch |  | TSH | http://www.toronto.ca/TWONTO#temperature_switch
116108 | TAB-PRS-LS-8099 | Switch, Level,Sump Pit | TAB-PRS-P-8099 | Pump, Sump-GX3002A | Switch,Level | Switch |  | LS | http://www.toronto.ca/TWONTO#level_switch
116109 | TAB-PRS-LSH-0401 | Switch, Level-High, Containment Sump | TAB-PRS-T-0401 | Containment Sump, Miscellaneous Process | Switch,Level-High | Switch |  | LSH | http://www.toronto.ca/TWONTO#level_switch
116110 | TAB-PRS-LSH-0990 | Switch, Level, High, Chemical Containment Area, Ferrous Chloride Room | TAB-PRS-T-0990 | Tank, Ferrous Chloride, D Building | Switch,Level-High | Switch |  | LSH | http://www.toronto.ca/TWONTO#level_switch
116111 | TAB-PRS-LSH-2002 | Switch, Level-High, Chemical Storage Tank Containment, West Chemical Storage Tanks | TAB-PRS-T-FECL2 | Ferrous Chloride Tanks & Valves | Switch,Level-High | Switch |  | LSH | http://www.toronto.ca/TWONTO#level_switch
116112 | TAB-PRS-LSH-3001 | Switch, High, Chemical Dosing Containment Area, Secondary Dosing | TAB-PRS-T-FECL2 | Ferrous Chloride Tanks & Valves | Switch,Level-High | Switch |  | LSH | http://www.toronto.ca/TWONTO#level_switch
116113 | TAB-PRS-LSHH-0401 | Switch, Level-High-High, Containment Sump | TAB-PRS-T-0401 | Containment Sump, Miscellaneous Process | Switch,Level-High-High | Switch |  | LSHH | http://www.toronto.ca/TWONTO#level_switch
116114 | TAB-PRS-LSHH-0413 | Switch, Level High High, Sanitary Sump | TAB-PRS-P-0413 | Pump, Submersible, Sanitary Sump , Middle of the 'J' tunnel between PRS Building and RAS gallery | Switch,Level-High-High | Switch |  | LSHH | http://www.toronto.ca/TWONTO#level_switch
116116 | TAB-PRS-LSHH-8099 | Switch, Level High-High, Chemical Gallery, North-East Sump | TAB-PRS-P-8099 | Pump, Sump-GX3002A |  | Switch |  | LSHH | http://www.toronto.ca/TWONTO#level_switch
116117 | TAB-PRS-LSL-1002 | Switch,Level -Low,Ferrous Chloride,Tank 1001 | TAB-SUSPENDED ENTITY | Suspended entities | Switch,Level | Switch | 34509 | LSL | http://www.toronto.ca/TWONTO#level_switch
116184 | TAB-PRS-PSH-0303 | Switch,Pressure,High,Pump 0303 | TAB-PRS-P-0303 | Pump, Transfer, Chemical Gallery (Stand By) | Switch,Pressure | Switch |  | PSH | http://www.toronto.ca/TWONTO#pressure_switch
116185 | TAB-PRS-PSH-0402 | Switch, Pressure-High, Containment Sump | TAB-PRS-P-0402 | Pump, Sump, Containment Sump | Switch,Pressure-High | Switch |  | PSH | http://www.toronto.ca/TWONTO#pressure_switch
116186 | TAB-PRS-PSH-1003 | Switch, Pressure-High, Chemical Discharge, Rail Car Unloading | TAB-PRS-VEH-1010SUS | Rail Car, Chemical Storage | Switch,Pressure-High | Switch |  | PSH | http://www.toronto.ca/TWONTO#pressure_switch
116187 | TAB-PRS-PSH-3020 | Switch, Pressure-High, Chemical Dosing Pump, Secondary Dosing | TAB-PRS-P-3020 | Pump, Chemical Dosing, Secondary Dosing | Switch,Pressure-High | Switch |  | PSH | http://www.toronto.ca/TWONTO#pressure_switch
116188 | TAB-PRS-PSH-3030 | Switch, Pressure-High, Chemical Dosing Pump, Secondary Dosing | TAB-PRS-P-3030 | Pump, Chemical Dosing, Secondary Dosing | Switch,Pressure-High | Switch |  | PSH | http://www.toronto.ca/TWONTO#pressure_switch
116189 | TAB-PRS-PSH-3110 | Switch, Pressure-High,Chemical Dosing Pump, Secondary Dosing | TAB-PRS-P-3030 | Pump, Chemical Dosing, Secondary Dosing | Switch,Pressure-High | Switch |  | PSH | http://www.toronto.ca/TWONTO#pressure_switch
116190 | TAB-PRS-PSH-3120 | Switch, Pressure-High,Chemical Dosing Pump, Secondary Dosing | TAB-PRS-P-3120 | Pump, Chemical Dosing, Secondary Dosing | Switch,Pressure-High | Switch |  | PSH | http://www.toronto.ca/TWONTO#pressure_switch
116191 | TAB-PRS-PSH-3130 | Switch, Pressure-High,Chemical Dosing Pump, Secondary Dosing | TAB-PRS-P-3130 | Pump, Chemical Dosing, Secondary Dosing | Switch,Pressure-High | Switch |  | PSH | http://www.toronto.ca/TWONTO#pressure_switch
116192 | TAB-PRS-PSH-3140 | Switch, Pressure-High,Chemical Dosing Pump, Secondary Dosing | TAB-PRS-P-3130 | Pump, Chemical Dosing, Secondary Dosing | Switch,Pressure-High | Switch |  | PSH | http://www.toronto.ca/TWONTO#pressure_switch
116193 | TAB-PRS-PSH-3140 | Switch, Pressure-High,Chemical Dosing Pump, Secondary Dosing | TAB-PRS-P-3140 | Pump, Chemical Dosing, Secondary Dosing | Switch,Pressure-High | Switch |  | PSH | http://www.toronto.ca/TWONTO#pressure_switch
116194 | TAB-PRS-PSH-3210 | Switch, Pressure-High, Chemical Dosing Pump, Secondary Dosing | TAB-PRS-P-3130 | Pump, Chemical Dosing, Secondary Dosing | Switch,Pressure-High | Switch |  | PSH | http://www.toronto.ca/TWONTO#pressure_switch
116195 | TAB-PRS-PSH-3210 | Switch, Pressure-High, Chemical Dosing Pump, Secondary Dosing | TAB-PRS-P-3210 | Pump, Chemical Dosing, Secondary Dosing | Switch,Pressure-High | Switch |  | PSH | http://www.toronto.ca/TWONTO#pressure_switch
116196 | TAB-PRS-PSH-3220 | Switch, Pressure-High, Chemical Dosing Pump, Secondary Dosing | TAB-PRS-P-3210 | Pump, Chemical Dosing, Secondary Dosing | Switch,Pressure-High | Switch |  | PSH | http://www.toronto.ca/TWONTO#pressure_switch
116197 | TAB-PRS-PSH-3220 | Switch, Pressure-High, Chemical Dosing Pump, Secondary Dosing | TAB-PRS-P-3220 | Pump, Chemical Dosing, Secondary Dosing | Switch,Pressure-High | Switch |  | PSH | http://www.toronto.ca/TWONTO#pressure_switch
116198 | TAB-PRS-PSH-3230 | Switch, Pressure-High, Chemical Dosing Pump, Secondary Dosing | TAB-PRS-P-3230 | Pump, Chemical Dosing, Secondary Dosing | Switch,Pressure-High | Switch |  | PSH | http://www.toronto.ca/TWONTO#pressure_switch
116199 | TAB-PRS-PSH-3240 | Switch, Pressure-High, Chemical Dosing Pump, Secondary Dosing | TAB-PRS-P-3240 | Pump, Chemical Dosing, Secondary Dosing | Switch,Pressure-High | Switch |  | PSH | http://www.toronto.ca/TWONTO#pressure_switch
116200 | TAB-PRS-PSH-3310 | Switch, Pressure-High, Chemical Dosing Pump, Secondary Dosing | TAB-PRS-P-3310 | Pump, Chemical Dosing, Secondary Dosing | Switch,Pressure-High | Switch |  | PSH | http://www.toronto.ca/TWONTO#pressure_switch
116201 | TAB-PRS-PSH-3330 | Switch, Pressure-High, Chemical Dosing Pump, Secondary Dosing | TAB-PRS-P-3320 | Pump, Chemical Dosing, Secondary Dosing | Switch,Pressure-High | Switch |  | PSH | http://www.toronto.ca/TWONTO#pressure_switch
116202 | TAB-PRS-PSH-4020 | Switch, Pressure-High, Primary Transfer Pump | TAB-PRS-P-4020 | Pump, Primary Transfer | Switch,Pressure-High | Switch |  | PSH | http://www.toronto.ca/TWONTO#pressure_switch
116203 | TAB-PRS-PSL-1001 | Switch, Pressure-Low, Air Inlet, Rail Car Unloading | TAB-PRS-C | Air Compressors & Receiver/ Unloading Station | Switch,Pressure-Low | Switch |  | PSL | http://www.toronto.ca/TWONTO#pressure_switch
116204 | TAB-PRS-PSL-1001 | Switch, Pressure-Low, Air Inlet, Rail Car Unloading | TAB-PRS-VEH-1010SUS | Rail Car, Chemical Storage | Switch,Pressure-Low | Switch |  | PSL | http://www.toronto.ca/TWONTO#pressure_switch
116205 | TAB-PRS-PSL-3010 | Switch, Pressure-Low, Chemical Dosing Pump, Secondary Dosing | TAB-PRS-P-3010 | Pump, Chemical Dosing, Secondary Dosing | Switch,Pressure-Low | Switch |  | PSL | http://www.toronto.ca/TWONTO#pressure_switch
116206 | TAB-PRS-PSL-3130 | Switch, Pressure-Low,Chemical Dosing Pump, Secondary Dosing | TAB-PRS-P-3130 | Pump, Chemical Dosing, Secondary Dosing | Switch,Pressure-Low | Switch |  | PSL | http://www.toronto.ca/TWONTO#pressure_switch
116207 | TAB-PRS-PSL-3140 | Switch, Pressure-Low,Chemical Dosing Pump, Secondary Dosing | TAB-PRS-P-3140 | Pump, Chemical Dosing, Secondary Dosing | Switch,Pressure-Low | Switch |  | PSL | http://www.toronto.ca/TWONTO#pressure_switch
116208 | TAB-PRS-PSL-3320 | Switch, Pressure-Low, Chemical Dosing Pump, Secondary Dosing | TAB-PRS-P-3320 | Pump, Chemical Dosing, Secondary Dosing | Switch,Pressure-Low | Switch |  | PSL | http://www.toronto.ca/TWONTO#pressure_switch
116209 | TAB-PRS-PSL-4030 | Switch, Pressure-Low, Primary Transfer Pump | TAB-PRS-P-4030 | Pump, Primary Transfer | Switch,Pressure-Low | Switch |  | PSL | http://www.toronto.ca/TWONTO#pressure_switch
116538 | TAB-PRS-ZSH-0116 | Switch, Valve Position Open, Truck Unloading Drain Valve | TAB-PRS-INQ | Instrumentation Equipment | Switch,Position-High | Switch | 46106 | ZSH | http://www.toronto.ca/TWONTO#position_switch
116539 | TAB-PRS-ZSH-0116 | Switch, Valve Position Open, Truck Unloading Drain Valve | TAB-PRS-V-0116? | Valve, Inlet Immediate from Rail Car #3 | Switch,Position-High | Switch | 46106 | ZSH | http://www.toronto.ca/TWONTO#position_switch
116540 | TAB-PRS-ZSH-0117 | Switch, Valve Position Open, Truck Unloading Drain Valve | TAB-PRS-V-0117 | Valve, Ball, Drain, Truck Unloading line | Switch,Position-High | Switch |  | ZSH | http://www.toronto.ca/TWONTO#position_switch
116621 | TAB-PWA-FSL-1001 | Switch,Flow,Low | TAB-PWA-F-1001 | Filter, Plant Water, Gas Control Building | Switch,Flow-Low | Switch |  | FSL | http://www.toronto.ca/TWONTO#flow_switch
116622 | TAB-PWA-FSL-1002 | Switch,Flow, Low | TAB-PWA-F-1001 | Filter, Plant Water, Gas Control Building | Switch,Flow-Low | Switch |  | FSL | http://www.toronto.ca/TWONTO#flow_switch
116644 | TAB-PWA-LS-5146 | Switch, Level | TAB-PWA-P-5146 | Pump, Gutter Drain Sump | Switch,Level | Switch |  | LS | http://www.toronto.ca/TWONTO#level_switch
116645 | TAB-PWA-LS-5148 | Switch, Level | TAB-PWA-P-5148 | Pump, Gutter Drain Sump | Switch,Level | Switch |  | LS | http://www.toronto.ca/TWONTO#level_switch
116646 | TAB-PWA-LSH-5101 | Switch,Level High,Washwater Sump, Plant Water Pumping | TAB-PWA-P-5100 | Pump,Submersible,Washwater Sump, Plant Water Pumping | Switch,Level-High | Switch |  | LSH | http://www.toronto.ca/TWONTO#level_switch
116647 | TAB-PWA-LSH-5140 | Switch, Level,High | TAB-PWA-P-5140 | Pump, Sump | Switch,Level | Switch |  | LSH | http://www.toronto.ca/TWONTO#level_switch
116648 | TAB-PWA-LSH-5141 | Switch, Level,High | TAB-PWA-P-5141 | Pump, Sump | Switch,Level | Switch |  | LSH | http://www.toronto.ca/TWONTO#level_switch
116649 | TAB-PWA-LSH-5144 | Switch, Level,High | TAB-PWA-P-5144 | Pump, Sanitary Sump | Switch,Level | Switch |  | LSH | http://www.toronto.ca/TWONTO#level_switch
116650 | TAB-PWA-LSH-5146 | Switch, Level,High | TAB-PWA-P-5146 | Pump, Gutter Drain Sump | Switch,Level | Switch |  | LSH | http://www.toronto.ca/TWONTO#level_switch
116651 | TAB-PWA-LSH-5147 | Switch, Level,High | TAB-PWA-P-5147 | Pump, Gutter Drain Sump | Switch,Level | Switch |  | LSH | http://www.toronto.ca/TWONTO#level_switch
116652 | TAB-PWA-LSHH-5135 | Switch, Level High-High, Plant Water Bldg, Seawall Tunnel, Digester 13-16 Entrance | TAB-PWA-P-5139 | Pump, Sump, Seawall Tunnel E, near Dig 13-16 |  | Switch |  | LSHH | http://www.toronto.ca/TWONTO#level_switch
116653 | TAB-PWA-LSHH-5139 | Switch, Level High-High, Plant Water Bldg, Basement, South Sump | TAB-PWA-P-5144 | Pump, Sanitary Sump |  | Switch |  | LSHH | http://www.toronto.ca/TWONTO#level_switch
116654 | TAB-PWA-LSHH-5141 | Switch, Level High-High, Plant Water Bldg, Basement, East Sump | TAB-PWA-P-5141 | Pump, Sump |  | Switch |  | LSHH | http://www.toronto.ca/TWONTO#level_switch
116655 | TAB-PWA-LSHH-5143 | Switch, Level High-High, Plant Water Bldg, Basement, West Sump | TAB-PWA-P-5143 | Pump, Sump |  | Switch |  | LSHH | http://www.toronto.ca/TWONTO#level_switch
116656 | TAB-PWA-LSHH-5145 | Switch, Level High-High, Plant Water Bldg, Main Floor, East Sump | TAB-PWA-P-5145 | Pump, Sanitary Sump |  | Switch |  | LSHH | http://www.toronto.ca/TWONTO#level_switch
116657 | TAB-PWA-LSL-5101 | Switch,Level Low,Washwater Sump, Plant Water Pumping | TAB-PWA-P-5100 | Pump,Submersible,Washwater Sump, Plant Water Pumping | Switch,Level-Low | Switch |  | LSL | http://www.toronto.ca/TWONTO#level_switch
116658 | TAB-PWA-LSLL-5121 | Switch,Level Low Low,Washwater Sump, Plant Water Pumping | TAB-PWA-P-5120 | Pump,Submersible,Washwater Sump, Plant Water Pumping | Switch,Level-Low-Low | Switch |  | LSLL | http://www.toronto.ca/TWONTO#level_switch
116695 | TAB-PWA-PDSH-2610 | Switch, Pressure Differential, Strainer | TAB-PWA-STR-2610 | Strainer, Automatic, Pump Discharge, Plant Water Pumping | Switch,Pressure | Switch |  | PDSH | http://www.toronto.ca/TWONTO#pressure_switch
116696 | TAB-PWA-PDSH-2630 | Switch, Pressure Differential, Strainer | TAB-PWA-STR-2630 | Strainer, Automatic, Pump Discharge, Plant Water Pumping | Switch,Pressure | Switch |  | PDSH | http://www.toronto.ca/TWONTO#pressure_switch
116697 | TAB-PWA-PDSH-2650 | Switch, Pressure Differential, Strainer | TAB-PWA-STR-2650 | Strainer, Automatic, Pump Discharge, Plant Water Pumping | Switch,Pressure | Switch |  | PDSH | http://www.toronto.ca/TWONTO#pressure_switch
116704 | TAB-PWA-PSH-0090 | Switch,Pressure,High | TAB-PWA-P-0090 | Pump, Chiller Cir. | Switch,Pressure-High | Switch |  | PSH | http://www.toronto.ca/TWONTO#pressure_switch
116707 | TAB-PWA-PSH-2702 | Switch, Pressure, High | TAB-DIS-NAOCL | Disinfection - Sodium Hypochlorite | Switch,Pressure-High | Switch |  | PSH | http://www.toronto.ca/TWONTO#pressure_switch
116708 | TAB-PWA-PSH-2703 | Switch, Pressure, High | TAB-DIS-NAOCL | Disinfection - Sodium Hypochlorite | Switch,Pressure-High | Switch |  | PSH | http://www.toronto.ca/TWONTO#pressure_switch
116709 | TAB-PWA-PSH-2704 | Switch, Pressure, High | TAB-DIS-NAOCL | Disinfection - Sodium Hypochlorite | Switch,Pressure-High | Switch |  | PSH | http://www.toronto.ca/TWONTO#pressure_switch
116710 | TAB-PWA-PSL-0555 | Switch, Pressure-Low, Plant Water Process Piping | TAB-PWA-P-0555 | Pump, Effluent, Filtered, Plant Water | Switch,Pressure-High | Switch |  | PSL | http://www.toronto.ca/TWONTO#pressure_switch
117147 | TAB-RSP- LSL-1211 | Switch, Level-Low, Bearing Lubrication Oil System Tank T-1211, T-Building | TAB-RSP-T-1211 | Tank, Oil, Raw Sewage Pump #1 Bearing Lubrication System |  | Switch |  |  | http://www.toronto.ca/TWONTO#level_switch
117193 | TAB-RSP-FSL-1031 | Switch ,Flow, Low,Exhaust Air, T Bldg. Odour Control Unit | TAB-RSP-SB-1030 | Carbon Scrubber, T Bldg | Switch,Flow | Switch |  | FSL | http://www.toronto.ca/TWONTO#flow_switch
117194 | TAB-RSP-FSL-1210 | Flow Switch, Low,Coolingl Water, Motor Brg.,Raw Sewage Pump #1 | TAB-RSP-P-1210 | Pump,Raw Sewage Transfer #1 | Switch,Flow | Switch |  | FSL | http://www.toronto.ca/TWONTO#flow_switch
117195 | TAB-RSP-FSL-1211C | Flow Switch, Low, Lubrication Oil Skid #1, Raw Sewage Pump #1 | TAB-RSP-P-1210 | Pump,Raw Sewage Transfer #1 |  | Switch |  | FSL | http://www.toronto.ca/TWONTO#flow_switch
117196 | TAB-RSP-FSL-1211D | Flow Switch, Low, Cooling Water Supply to Heat Exchanger | TAB-RSP-P-1210 | Pump,Raw Sewage Transfer #1 | Switch,Flow | Switch |  | FSL | http://www.toronto.ca/TWONTO#flow_switch
117198 | TAB-RSP-FSL-1231 | Flow Switch, Low, LOR.,Raw Sewage Pump #3 | TAB-RSP-P-1230 | Pump,Raw Sewage Transfer #3 | Switch,Flow | Switch |  | FSL | http://www.toronto.ca/TWONTO#flow_switch
117199 | TAB-RSP-FSL-1231D | Flow Switch, Low, Cooling Water Supply to Heat Exchanger | TAB-RSP-P-1230 | Pump,Raw Sewage Transfer #3 | Switch,Flow | Switch |  | FSL | http://www.toronto.ca/TWONTO#flow_switch
117200 | TAB-RSP-FSL-1240 | Flow Switch, Low,Coolingl Water, Motor Brg.,Raw Sewage Pump #4 | TAB-RSP-P-1240 | Pump,Raw Sewage Transfer #4 | Switch,Flow | Switch |  | FSL | http://www.toronto.ca/TWONTO#flow_switch
117202 | TAB-RSP-FSL-1241 | Flow Switch, Low, LOR.,Raw Sewage Pump #4 | TAB-RSP-P-1240 | Pump,Raw Sewage Transfer #4 | Switch,Flow | Switch |  | FSL | http://www.toronto.ca/TWONTO#flow_switch
117203 | TAB-RSP-FSL-1250 | Flow Switch, Low,Cooling Water, Raw Sewage Pump #5 Motor | TAB-RSP-P-1250 | Pump,Raw Sewage Transfer #5 | Switch,Flow | Switch |  | FSL | http://www.toronto.ca/TWONTO#flow_switch
117205 | TAB-RSP-FSL-1251 | Flow Switch, Low, LOR.,Raw Sewage Pump #5 | TAB-RSP-P-1250 | Pump,Raw Sewage Transfer #5 | Switch,Flow | Switch |  | FSL | http://www.toronto.ca/TWONTO#flow_switch
117206 | TAB-RSP-FSL-2001 | Switch ,Flow, Low Alarm, Intake Air, M Bldg. Odour Control Unit | TAB-RSP-SB-2000 | Carbon Scrubber, M Bldg | Switch,Flow | Switch |  | FSL | http://www.toronto.ca/TWONTO#flow_switch
117208 | TAB-RSP-FSL-2205 | Flow Switch, Low,Seal Water, Raw Sewage Pump P-2205 | TAB-RSP-P-2205 | Pump, Raw Sewage #5 | Switch,Flow | Switch |  | FSL | http://www.toronto.ca/TWONTO#flow_switch
117209 | TAB-RSP-FSL-2207 | Flow Switch, Low,Seal Water, Raw Sewage Pump P-2207 | TAB-RSP-P-2207 | Pump, Raw Sewage #7 | Switch,Flow | Switch |  | FSL | http://www.toronto.ca/TWONTO#flow_switch
117210 | TAB-RSP-FSL-2209 | Flow Switch, Low,Seal Water, Raw Sewage Pump P-2209 | TAB-RSP-P-2209 | Pump, Raw Sewage #9 | Switch,Flow | Switch |  | FSL | http://www.toronto.ca/TWONTO#flow_switch
117211 | TAB-RSP-FSL-2210 | Flow Switch, Low,Seal Water, Raw Sewage Pump P-2210 | TAB-RSP-P-2210 | Pump, Raw Sewage #10 | Switch,Flow | Switch |  | FSL | http://www.toronto.ca/TWONTO#flow_switch
117212 | TAB-RSP-FSL-3002 | Flow Switch Low Alarm, Odour Control Discharge | TAB-RSP-FN-3002 | M building - Fan, OCU 5-1 | Switch,Flow | Switch |  | FSL | http://www.toronto.ca/TWONTO#flow_switch
117213 | TAB-RSP-FSL-4001 | Flow Switch Low Alarm, Odour Control Discharge | TAB-RSP-FN-4001 | T Building - Fan, Exhaust | Switch,Flow | Switch |  | FSL | http://www.toronto.ca/TWONTO#flow_switch
117271 | TAB-RSP-LSH-5133 | Switch, Level High, 'T' Bldg, Level B4, Elevator Stairs | TAB-RSP-P-5133 | Pump, Sump, T Bldg, Level B4, Elevator Stairs |  | Switch |  | LSH | http://www.toronto.ca/TWONTO#level_switch
117272 | TAB-RSP-LSH-8057 | Switch, Level-High, Dry Well Sump, M-Building | TAB-RSP-P-8057 | Pump, Centrifugal, Dry Well Sump, M-Building |  | Switch |  | LSH | http://www.toronto.ca/TWONTO#level_switch
117273 | TAB-RSP-LSH-8057A | Switch, Level High, 'M' Bldg, Low Level Pump Room | TAB-RSP-P-8057 | Pump, Centrifugal, Dry Well Sump, M-Building |  | Switch |  | LSH | http://www.toronto.ca/TWONTO#level_switch
117274 | TAB-RSP-LSHH-8056 | Switch, Level High-High, 'T' Bldg, Level B4, East Sump | TAB-RSP-P-8056 | Pump, Sump, T Bldg, Level B4, East Sump |  | Switch |  | LSHH | http://www.toronto.ca/TWONTO#level_switch
117275 | TAB-RSP-LSHH-8057 | Switch, Level-High-High, Dry Well Sump, M-Building | TAB-RSP-P-8057 | Pump, Centrifugal, Dry Well Sump, M-Building |  | Switch |  | LSHH | http://www.toronto.ca/TWONTO#level_switch
117276 | TAB-RSP-LSHH-8059 | Switch, Level High-High, 'M' Bldg, Boiler Room, East Sump | TAB-RSP-P-8059 | Pump, Sump |  | Switch |  | LSHH | http://www.toronto.ca/TWONTO#level_switch
117277 | TAB-RSP-LSL-1231 | Switch, Level-Low, Bearing Lubrication Oil System Tank T-1231, T-Building | TAB-RSP-T-1231 | Tank, Oil, Raw Sewage Pump #3 Bearing Lubrication System | Switch,Level | Switch |  | LSL | http://www.toronto.ca/TWONTO#level_switch
117278 | TAB-RSP-LSL-1241 | Switch, Level-Low, Bearing Lubrication Oil System Tank T-1241, T-Building | TAB-RSP-T-1241 | Tank, Oil, Raw Sewage Pump #4 Bearing Lubrication System | Switch,Level | Switch |  | LSL | http://www.toronto.ca/TWONTO#level_switch
117280 | TAB-RSP-LSL-8057 | Switch, Level-Low, Dry Well Sump, M-Building | TAB-RSP-P-8057 | Pump, Centrifugal, Dry Well Sump, M-Building |  | Switch |  | LSL | http://www.toronto.ca/TWONTO#level_switch
117339 | TAB-RSP-PSL-1211 | Switch, Pressure-Low, Lubrication Oil, Raw Sewage Pump #1, T-Building | TAB-RSP-P-1210 | Pump,Raw Sewage Transfer #1 | Switch,Pressure | Switch |  | PSL | http://www.toronto.ca/TWONTO#pressure_switch
117340 | TAB-RSP-PSL-1211 | Switch, Pressure-Low, Lubrication Oil, Raw Sewage Pump #1, T-Building | TAB-RSP-T-1211 | Tank, Oil, Raw Sewage Pump #1 Bearing Lubrication System | Switch,Pressure | Switch |  | PSL | http://www.toronto.ca/TWONTO#pressure_switch
117341 | TAB-RSP-PSL-1221 | Switch, Pressure-Low, Lubrication Oil, Raw Sewage Pump #2, T-Building | TAB-RSP-T-1221 | Tank, Oil, Raw Sewage Pump #2 Bearing Lubrication System | Switch,Pressure | Switch |  | PSL | http://www.toronto.ca/TWONTO#pressure_switch
117342 | TAB-RSP-PSL-1241 | Switch, Pressure-Low, Lubrication Oil, Raw Sewage Pump #4, T-Building | TAB-RSP-T-1241 | Tank, Oil, Raw Sewage Pump #4 Bearing Lubrication System | Switch,Pressure | Switch |  | PSL | http://www.toronto.ca/TWONTO#pressure_switch
117343 | TAB-RSP-PSL-1251 | Switch, Pressure-Low, Lubrication Oil, Raw Sewage Pump #5, T-Building | TAB-RSP-P-1250 | Pump,Raw Sewage Transfer #5 | Switch,Pressure | Switch |  | PSL | http://www.toronto.ca/TWONTO#pressure_switch
117344 | TAB-RSP-PSL-2202 | Switch, Pressure,Low, Seal Water to Pump-2202 | TAB-RSP-P-2202 | Pump, Raw Sewage #2 | Switch,Pressure | Switch |  | PSL | http://www.toronto.ca/TWONTO#pressure_switch
117345 | TAB-RSP-PSL-2203 | Switch, Pressure,Low, Seal Water to Pump-2203 | TAB-RSP-P-2203 | Pump, Raw Sewage #3 | Switch,Pressure | Switch |  | PSL | http://www.toronto.ca/TWONTO#pressure_switch
117346 | TAB-RSP-PSL-2204 | Switch, Pressure,Low, Seal Water to Pump-2204 | TAB-RSP-P-2204 | Pump, Raw Sewage #4 | Switch,Pressure | Switch |  | PSL | http://www.toronto.ca/TWONTO#pressure_switch
117347 | TAB-RSP-PSL-2207 | Switch, Pressure,Low, Seal Water to Raw Sewage Pump- P2207 | TAB-RSP-P-2207 | Pump, Raw Sewage #7 | Switch,Pressure | Switch |  | PSL | http://www.toronto.ca/TWONTO#pressure_switch
117348 | TAB-RSP-PSL-2208 | Switch, Pressure,Low, Seal Water to Raw Sewage Pump P-2208 | TAB-RSP-P-2208 | Pump, Raw Sewage #8 | Switch,Pressure | Switch |  | PSL | http://www.toronto.ca/TWONTO#pressure_switch
117349 | TAB-RSP-PSL-2209 | Switch, Pressure,Low, Seal Water to Pump-2209 | TAB-RSP-P-2209 | Pump, Raw Sewage #9 | Switch,Pressure | Switch |  | PSL | http://www.toronto.ca/TWONTO#pressure_switch
117350 | TAB-RSP-PSL-2602 | Switch, Pressure,Low, WPS for Low level RS Pump Seals | TAB-RSP-PM | M Building - Raw Sewage Pumping | Switch,Pressure | Switch |  | PSL | http://www.toronto.ca/TWONTO#pressure_switch
117386 | TAB-RSP-TSH-1210I | Switch, Temperature, High, RSPump-1210 | TAB-RSP-P-1210 | Pump,Raw Sewage Transfer #1 | Switch,Temperature | Switch |  | TSH | http://www.toronto.ca/TWONTO#temperature_switch
117485 | TAB-RUU-SW-1401 | Switch,Load Break,Power,13.8 KV Supply,A-17-BN | TAB-RUU-BUS-1401 | Electrical Distribution Cabinet,13.8 KV | Load Break Switch | Switch |  | SW | http://www.toronto.ca/TWONTO#load_break_disconnect_switch
117486 | TAB-RUU-SW-1402 | Switch,Load Break,Power,13.8 KV Feeder, North EL1-BUS-1501 | TAB-RUU-BUS-1401 | Electrical Distribution Cabinet,13.8 KV | Load Break Switch | Switch |  | SW | http://www.toronto.ca/TWONTO#load_break_disconnect_switch
117487 | TAB-RUU-SW-1421 | Switch,Load Break,Power,13.8 KV Feeder,TBM | TAB-RUU-BUS-1403 | Electrical Distribution Cabinet,13.8 KV | Load Break Switch | Switch |  | SW | http://www.toronto.ca/TWONTO#load_break_disconnect_switch
117957 | TAB-SES-FSH-0090 | Switch, Flow, Eyewash, Waste Gas Burner Station | TAB-DIG-BU | Waste Gas Burner | Switch,Flow-High | Switch |  | FSH | http://www.toronto.ca/TWONTO#flow_switch
117958 | TAB-SES-FSH-0090 | Switch, Flow, Eyewash, Waste Gas Burner Station | TAB-SES-SQ-0090 | Emergency Eyewash/Shower,Waste Gas Burner Station | Switch,Flow-High | Switch |  | FSH | http://www.toronto.ca/TWONTO#flow_switch
117961 | TAB-SES-FSH-2204 | Switch, Flow, High, Emergency Eyewash/Shower, PRS Bldg, Pump Room | TAB-SES-SQ-2204 | Emergency Eyewash/Shower, PRS Bldg, Pump Room | Switch,Flow-High | Switch |  | FSH | http://www.toronto.ca/TWONTO#flow_switch
118050 | TAB-SES-SQ-6300 | Switch, Flow switch, dry contact, Basement, Digester 9-12 Control Building. | 50675 | Emerg. Eyewash & Shower Stns, Dig Tanks 9-12 | Switch,Flow | Switch |  | SQ | http://www.toronto.ca/TWONTO#flow_switch
118051 | TAB-SES-SQ-6300 | Switch, Flow switch, dry contact, Basement, Digester 9-12 Control Building. | TAB-DIG-STRC-T9-12 | Digester Tanks 9-12 - Structure, Drains, Electrical Service(110/220V), Lighting, Plumbing, Grounds | Switch,Flow | Switch |  | SQ | http://www.toronto.ca/TWONTO#flow_switch
118117 | TAB-SLO-DPIT-0231 | Transmitter, Differential Pressure Indicating, Water | TAB-SLO-CV-0230 | Feeder, Screw, Polymer | Transmitter,Pressure | Switch |  | DPIT | http://www.toronto.ca/TWONTO#pressure_transmitter
118167 | TAB-SLO-LSH-8086 | Switch,Level, High, Sump, Pump-8086 | TAB-SLO-P-8086 | Pump, Elevator Sump | Switch,Level | Switch |  | LSH | http://www.toronto.ca/TWONTO#level_switch
118168 | TAB-SLO-LSH-8087 | Switch,Level, High, Sump Pump-8087 | TAB-SLO-P-8087 | Pump, Sump, Bio-Solid Truck Loading Facility, Ground Floor | Switch,Level | Switch |  | LSH | http://www.toronto.ca/TWONTO#level_switch
118169 | TAB-SLO-LSHH-0430A | Switch,Level, High,High | TAB-SLO-P-0431 | Pump, Bio-Filter Sump, SP401, | Switch,Level | Switch |  | LSHH | http://www.toronto.ca/TWONTO#level_switch
118170 | TAB-SLO-LSHH-8086 | Switch, Level High-High, Biosolds Truck Loading Bldg, Elevator Sump | TAB-SLO-P-8086 | Pump, Elevator Sump |  | Switch |  | LSHH | http://www.toronto.ca/TWONTO#level_switch
118171 | TAB-SLO-LSHH-8087A | Switch, Level High-High, Biosolds Truck Loading Bldg, Corridor Sump | TAB-SLO-P-8087 | Pump, Sump, Bio-Solid Truck Loading Facility, Ground Floor |  | Switch |  | LSHH | http://www.toronto.ca/TWONTO#level_switch
118172 | TAB-SLO-LSHH-8088 | Switch, Level High-High, Biosolds Truck Loading Bldg, Biofilter Outdoor Sump | TAB-SLO-P-8088 | Pump, Sump, Biosolds Truck Loading Bldg, Biofilter Outdoor Sump |  | Switch |  | LSHH | http://www.toronto.ca/TWONTO#level_switch
118173 | TAB-SLO-LSHH-8088 | Switch, Level High-High, Biosolds Truck Loading Bldg, Biofilter Outdoor Sump | TAB-SUSPENDED ENTITY | Suspended entities |  | Switch |  | LSHH | http://www.toronto.ca/TWONTO#level_switch
118174 | TAB-SLO-LSL-8087 | Switch,Level, Low, Sump, Pump-8087 | TAB-SLO-P-8087 | Pump, Sump, Bio-Solid Truck Loading Facility, Ground Floor | Switch,Level | Switch |  | LSL | http://www.toronto.ca/TWONTO#level_switch
118219 | TAB-SLO-PSL-0232 | Switch, Pressure,Low, Air | TAB-SLO-CV-0230 | Feeder, Screw, Polymer | Switch,Pressure | Switch |  | PSL | http://www.toronto.ca/TWONTO#pressure_switch
118220 | TAB-SLO-PSL-0411 | Switch, Pressure, Low, Water to Biofilter Cell | TAB-SLO-BCF-0401 | Filter, Bio-Filter Cell 1, BFC401 | Switch,Pressure | Switch | 46248 | PSL | http://www.toronto.ca/TWONTO#pressure_switch
118221 | TAB-SLO-PSL-0411 | Switch, Pressure, Low, Water to Biofilter Cell | TAB-SUSPENDED ENTITY | Suspended entities | Switch,Pressure | Switch | 46248 | PSL | http://www.toronto.ca/TWONTO#pressure_switch
118222 | TAB-SLO-PSL-0413 | Switch, Pressure, Low, Water to Biofilter Cell | TAB-SUSPENDED ENTITY | Suspended entities | Switch,Pressure | Switch | 46249 | PSL | http://www.toronto.ca/TWONTO#pressure_switch
118223 | TAB-SLO-PSL-0414 | Switch, Pressure, Low, Water to Biofilter Cell | TAB-SLO-BCF-0404 | Filter, Bio-Filter Cell 4, BFC404 | Switch,Pressure | Switch | 46250 | PSL | http://www.toronto.ca/TWONTO#pressure_switch
118224 | TAB-SLO-PSL-0414 | Switch, Pressure, Low, Water to Biofilter Cell | TAB-SUSPENDED ENTITY | Suspended entities | Switch,Pressure | Switch | 46250 | PSL | http://www.toronto.ca/TWONTO#pressure_switch
118225 | TAB-SLO-PSL-377 | Switch,Pressure,Low, Air | TAB-SLO-T-0301A | Tank, Air Receiver | Switch,Pressure-Low | Switch |  | PSL | http://www.toronto.ca/TWONTO#pressure_switch
118706 | TAB-STR-LS-3037 | Switch, Level,Sump Pit | TAB-STR-P-3037 | Pump, Sump | Switch,Level | Switch |  | LS | http://www.toronto.ca/TWONTO#level_switch
118707 | TAB-STR-LS-5101 | Switch, Level,Sump Pit | TAB-STR-P-5101 | Pump, Centrifugal, Ground Water Pumping Station | Switch,Level | Switch |  | LS | http://www.toronto.ca/TWONTO#level_switch
118708 | TAB-STR-LS-6092 | Switch, Level,Sump Pit | TAB-STR-P-6092 | Pump, Sump,GX2015A | Switch,Level | Switch |  | LS | http://www.toronto.ca/TWONTO#level_switch
118709 | TAB-STR-LS-6093 | Switch, Level,Sump Pit | TAB-STR-P-6093 | Pump, Sump, GX2016A | Switch,Level | Switch |  | LS | http://www.toronto.ca/TWONTO#level_switch
118710 | TAB-STR-LS-6096 | Switch, Level,Sump Pit | TAB-STR-P-6096 | Pump, Sump, GX2019A | Switch,Level | Switch |  | LS | http://www.toronto.ca/TWONTO#level_switch
118711 | TAB-STR-LSH-5100 | Switch, Level High, Ground Water Pumping Station | TAB-STR-P-5101 | Pump, Centrifugal, Ground Water Pumping Station | Switch,Level-High | Switch |  | LSH | http://www.toronto.ca/TWONTO#level_switch
118712 | TAB-STR-LSHH-2642A | Switch, Level High-High, Aeration Gallery, West. Tank #10 | TAB-STR-P-2642 | Pump, Sump |  | Switch |  | LSHH | http://www.toronto.ca/TWONTO#level_switch
118713 | TAB-STR-LSHH-5100 | Switch, Level High High, Ground Water Pumping Station | TAB-STR-P-5101 | Pump, Centrifugal, Ground Water Pumping Station | Switch,Level-High-High | Switch |  | LSHH | http://www.toronto.ca/TWONTO#level_switch
118714 | TAB-STR-LSHH-5109 | Switch, Level High-High, Blower Bldg, Basement, North-East Corner | TAB-STR-P-5109 | Pump, Sump, Blower Bldg, Basement, North-East Corner |  | Switch |  | LSHH | http://www.toronto.ca/TWONTO#level_switch
118715 | TAB-STR-LSHH-6094 | Switch, Level High-High, Aeration Gallery, East, Tank #4 | TAB-STR-P-6094 | Pump, Sump, GX2017A |  | Switch |  | LSHH | http://www.toronto.ca/TWONTO#level_switch
118716 | TAB-STR-LSHH-6095 | Switch, Level High-High, Aeration Gallery, East, Tank #5 | TAB-STR-P-6095 | Pump, Sump, GX2018A |  | Switch |  | LSHH | http://www.toronto.ca/TWONTO#level_switch
118717 | TAB-STR-LSHH-6096 | Switch, Level High-High, Aeration Gallery, East, Tank #7 | TAB-STR-P-6096 | Pump, Sump, GX2019A |  | Switch |  | LSHH | http://www.toronto.ca/TWONTO#level_switch
118718 | TAB-STR-LSHH-6097A | Switch, Level High-High, Aeration Gallery, West, Tank #9 | TAB-STR-P-6097 | Pump, Sump, GX2108A |  | Switch |  | LSHH | http://www.toronto.ca/TWONTO#level_switch
118719 | TAB-STR-LSHH-8036 | Switch, Level High-High, Blower Bldg, Basement, Old North Substation | TAB-STR-P-8036 | Pump, Sump |  | Switch |  | LSHH | http://www.toronto.ca/TWONTO#level_switch
118720 | TAB-STR-LSHH-8037 | Switch, Level High-High Blower Bldg, Basement, North-West Corner | TAB-STR-P-8037 | Pump, Sump |  | Switch |  | LSHH | http://www.toronto.ca/TWONTO#level_switch
118721 | TAB-STR-LSHH-9313 | Switch, Level High-High, Aeration Gallery, West, Tank #11 | TAB-STR-P-9313 | Pump, Sump, Aeration Gallery, West, Tank #11 |  | Switch |  | LSHH | http://www.toronto.ca/TWONTO#level_switch
118728 | TAB-STR-LSL-5100 | Switch, Level Low, Ground Water Pumping Station | TAB-STR-P-5101 | Pump, Centrifugal, Ground Water Pumping Station | Switch,Level-Low | Switch |  | LSL | http://www.toronto.ca/TWONTO#level_switch
119217 | TAB-STR-ZSH-1201 | Switch, Valve Position Open, RAS Discharge to Fermentation Cell 1 | TAB-STR-V-1201 | Valve, Manual, Knife Gate, c/w limit Switches, RAS discharge | Switch,Position-High | Switch |  | ZSH | http://www.toronto.ca/TWONTO#position_switch
119218 | TAB-STR-ZSH-1202 | Switch, Valve Position Open, RAS Discharge to Aerated Section, Pass 1 | TAB-STR-V-1201 | Valve, Manual, Knife Gate, c/w limit Switches, RAS discharge | Switch,Position-High | Switch |  | ZSH | http://www.toronto.ca/TWONTO#position_switch
119219 | TAB-STR-ZSL-0210 | Switch, Valve Position Closed, Air Supply Valve | TAB-STR-T-0200 | Aeration Tank 02 | Switch,Position-Low | Switch |  | ZSL | http://www.toronto.ca/TWONTO#position_switch
119268 | TAB-THK-FSL-2102 | Switch,Flow Indication, Seal Water to Pump-P-2102 | TAB-THK-P-2102 | Pump, TWAS Transfer | Switch,Flow | Switch |  | FSL | http://www.toronto.ca/TWONTO#flow_switch
119269 | TAB-THK-FSL-2201 | Switch,Flow Indication, Seal Water to Pump P-2201 | TAB-THK-P-2201 | Pump,TWAS Transfer | Switch,Flow | Switch |  | FSL | http://www.toronto.ca/TWONTO#flow_switch
119270 | TAB-THK-FSL-2202 | Switch,Flow Indication, Seal Water to Pump P-2202 | TAB-THK-P-2202 | Pump, TWAS Transfer | Switch,Flow | Switch |  | FSL | http://www.toronto.ca/TWONTO#flow_switch
119271 | TAB-THK-FSL-2401 | Switch,Flow Indication, Seal Water to Pump P-2401 | TAB-THK-P-2401 | Pump,TWAS Transfer | Switch,Flow | Switch |  | FSL | http://www.toronto.ca/TWONTO#flow_switch
119272 | TAB-THK-FSL-2402 | Switch,Flow Indication, Seal Water to Pump P-2402 | TAB-THK-P-2402 | Pump, TWAS Transfer | Switch,Flow | Switch |  | FSL | http://www.toronto.ca/TWONTO#flow_switch
119273 | TAB-THK-FSL-2501 | Switch,Flow Indication, Seal Water to Pump P-2501 | TAB-THK-P-2501 | Pump, TWAS Transfer | Switch,Flow | Switch |  | FSL | http://www.toronto.ca/TWONTO#flow_switch
119274 | TAB-THK-FSL-4112 | Switch,Flow Indication, Polymer inlet to Pump-P-4112 | TAB-THK-P-4112 | Pump, Polymer Solution Transfer SX2032 | Switch,Flow | Switch |  | FSL | http://www.toronto.ca/TWONTO#flow_switch
119275 | TAB-THK-FSL-4132 | Switch,Flow Indication, Polymer inlet to Pump-P-4132 | TAB-THK-P-4132 | Pump, Polymer Solution Transfer SX2034 | Switch,Flow | Switch |  | FSL | http://www.toronto.ca/TWONTO#flow_switch
119276 | TAB-THK-FSL-4301 | Switch,Flow Indication, Polymer inlet to Pump-P-4301 | TAB-THK-P-4301 | Pump, Mixed Polymer Feed | Switch,Flow | Switch |  | FSL | http://www.toronto.ca/TWONTO#flow_switch
119277 | TAB-THK-FSL-4302 | Switch,Flow Indication, Polymer inlet to Pump-P-4302 | TAB-THK-P-4302 | Pump, Mixed Polymer Feed | Switch,Flow | Switch |  | FSL | http://www.toronto.ca/TWONTO#flow_switch
119278 | TAB-THK-FSL-4307 | Switch,Flow Indication, Polymer inlet to Pump-P-4307 | TAB-THK-P-4307 | Pump, Mixed Polymer Feed | Switch,Flow | Switch |  | FSL | http://www.toronto.ca/TWONTO#flow_switch
119279 | TAB-THK-FSL-4308 | Switch,Flow Indication, Polymer inlet to Pump-P-4308 | TAB-THK-P-4308 | Pump, Mixed Polymer Feed | Switch,Flow | Switch |  | FSL | http://www.toronto.ca/TWONTO#flow_switch
119280 | TAB-THK-FSL-4309 | Switch,Flow Indication, Polymer inlet to Pump-P-4309 | TAB-THK-P-4309 | Pump, Mixed Polymer Feed | Switch,Flow | Switch |  | FSL | http://www.toronto.ca/TWONTO#flow_switch
119281 | TAB-THK-FSL-4312 | Switch,Flow Indication, Polymer inlet to Pump-P-4312 | TAB-THK-P-4312 | Pump, Mixed Polymer Feed (Standby) | Switch,Flow | Switch |  | FSL | http://www.toronto.ca/TWONTO#flow_switch
119282 | TAB-THK-FSL-4313 | Switch,Flow Indication, Polymer inlet to Pump-P-4313 | TAB-THK-P-4313 | Pump, Mixed Polymer Feed (Standby) | Switch,Flow | Switch |  | FSL | http://www.toronto.ca/TWONTO#flow_switch
119294 | TAB-THK-LSHH-5103A | Switch, Level High-High, Flotation Bldg, Basement, Store Rm. Sump | TAB-THK-P-5103 | Pump, Sanitary Sump |  | Switch |  | LSHH | http://www.toronto.ca/TWONTO#level_switch
119295 | TAB-THK-LSHH-8050A | Switch, Level High-High, Flotation Bldg, Basement, South West Sump | TAB-THK-P-8050 | Pump,Sump |  | Switch |  | LSHH | http://www.toronto.ca/TWONTO#level_switch
119342 | TAB-THK-PSH-4112 | Switch,Pressure,High,Pump 4112 | TAB-THK-P-4112 | Pump, Polymer Solution Transfer SX2032 | Switch,Pressure | Switch |  | PSH | http://www.toronto.ca/TWONTO#pressure_switch
119343 | TAB-THK-PSH-4122 | Switch,Pressure,High,Pump 4122 | TAB-THK-P-4122 | Pump, Polymer Solution Transfer SX2033 | Switch,Pressure | Switch |  | PSH | http://www.toronto.ca/TWONTO#pressure_switch
119344 | TAB-THK-PSH-4301 | Switch,Pressure,High,Pump 4301 | TAB-THK-P-4301 | Pump, Mixed Polymer Feed | Switch,Pressure | Switch |  | PSH | http://www.toronto.ca/TWONTO#pressure_switch
119345 | TAB-THK-PSH-4302 | Switch,Pressure,High,Pump 4302 | TAB-THK-P-4302 | Pump, Mixed Polymer Feed | Switch,Pressure | Switch |  | PSH | http://www.toronto.ca/TWONTO#pressure_switch
119346 | TAB-THK-PSH-4304 | Switch,Pressure,High,Pump 4304 | TAB-THK-P-4304 | Pump, Mixed Polymer Feed | Switch,Pressure | Switch |  | PSH | http://www.toronto.ca/TWONTO#pressure_switch
119347 | TAB-THK-PSH-4307 | Switch,Pressure,High,Pump 4307 | TAB-THK-P-4307 | Pump, Mixed Polymer Feed | Switch,Pressure | Switch |  | PSH | http://www.toronto.ca/TWONTO#pressure_switch
119348 | TAB-THK-PSH-4309 | Switch,Pressure,High,Pump 4309 | TAB-THK-P-4309 | Pump, Mixed Polymer Feed | Switch,Pressure | Switch |  | PSH | http://www.toronto.ca/TWONTO#pressure_switch
119349 | TAB-THK-PSH-4312 | Switch,Pressure,High,Pump 4312 | TAB-THK-P-4312 | Pump, Mixed Polymer Feed (Standby) | Switch,Pressure | Switch |  | PSH | http://www.toronto.ca/TWONTO#pressure_switch
119350 | TAB-THK-PSL-0105 | Switch,Pressure,Low,AIS to Recycle Pump P-0105 Discharge | TAB-THK-P-0105 | Pump,Recycle SX2001 | Switch,Pressure | Switch |  | PSL | http://www.toronto.ca/TWONTO#pressure_switch
119351 | TAB-THK-PSL-0305 | Switch,Pressure,Low,AIS to Recycle Pump P-0305 Discharge | TAB-THK-P-0305 | Pump,Recycle SX2003 | Switch,Pressure | Switch |  | PSL | http://www.toronto.ca/TWONTO#pressure_switch
119352 | TAB-THK-PSL-0605 | Switch,Pressure,Low,AIS to Recycle Pump P-0605 Discharge | TAB-THK-P-0605 | Pump,Recycle SX2006 | Switch,Pressure | Switch |  | PSL | http://www.toronto.ca/TWONTO#pressure_switch
119353 | TAB-THK-PSL-0705 | Switch,Pressure,Low,AIS to Recycle Pump P-0705 Discharge | TAB-THK-P-0705 | Pump,Recycle SX2007 | Switch,Pressure | Switch |  | PSL | http://www.toronto.ca/TWONTO#pressure_switch
120829 | THC-ACC-HE-4110 | Heat Exchanger,Glycol Heating System,Scrubber Room,Phase 4 | THC-ACC-BLDG O | Phase IV , Building O HVAC | Air Handling Unit | Switch |  | HE | http://www.toronto.ca/TWONTO#heat_exchanger
120836 | THC-ACC-HS-0106 | Hand Switch Fan,Centrifugal,Supply,Pressurization System,Access Building No.3,Phase 4 | THC-ACC-FN-0106 | Fan,Centrifugal,Supply,Pressurization System,Access Building No.3,Phase 4 | Air Handling Unit | Switch |  | HS | hand_switch
120837 | THC-ACC-HS-0119 | Hand Switch Fan,Centrifugal,Exhaust,RAS Pumps Penthouse Phase 4 | THC-ACC-FN-0119 | Fan, Exhaust, RAS Pump Room, Phase IV | Air Handling Unit | Switch |  | HS | hand_switch
120838 | THC-ACC-HS-0120 | Hand Switch Fan,Centrifugal,Supply,Electrical Room, Aeration Building, Phase 4 | THC-ACC-FN-0120 | Fan,Supply,Pressurization System,Electrical Room,Aeration Building,Phase 4 | Air Handling Unit | Switch |  | HS | hand_switch
121112 | THC-ACC-PDIT-0121 | Transmitter,Differential Pressure,Filter,Supply,Air Handling Unit 0120,Scrubber Room,Phase 4 | THC-ACC-AHU-0120 | Air Handlling Unit,Roof,Scrubber Room,Phase 4 | Air Handling Unit | Switch |  | PDIT | http://www.toronto.ca/TWONTO#pressure_transmitter
121148 | THC-ACC-PSH-0121 | Switch,Pressure-High,Air Handling Unit 0120,Scrubber Room,Phase 4 | THC-ACC-AHU-0120 | Air Handlling Unit,Roof,Scrubber Room,Phase 4 | Air Handling Unit | Switch |  | PSH | http://www.toronto.ca/TWONTO#pressure_switch
121149 | THC-ACC-PSH-0123 | Switch,Pressure High,Heating Glycol Return,AHU-0120 | THC-ACC-AHU-0120 | Air Handlling Unit,Roof,Scrubber Room,Phase 4 | Air Handling Unit | Switch |  | PSH | http://www.toronto.ca/TWONTO#pressure_switch
121160 | THC-ACC-PSL-3510 | Switch, Pressure-Low, Hot Water Pump 3503&3507, Admin Building | THC-ACC-BLDG K | Administration Building, HVAC | Switch,Pressure-Low | Switch |  | PSL | http://www.toronto.ca/TWONTO#pressure_switch
121272 | THC-ACC-TIT-0411 | Transmitter,Temperature,Reclaim Heat Exhaust,AHU-0411,Roof,Building U | THC-ACC-AHU-0411 | Air Handling Unit,Basements,Roof,Building U | Damper/Louver | Switch |  | TIT | http://www.toronto.ca/TWONTO#temperature_transmitter
121273 | THC-ACC-TIT-0411 | Transmitter,Temperature,Reclaim Heat Exhaust,AHU-0411,Roof,Building U | THC-ACC-FN-0411 | Fan,Supply,AHU-0411,Basement/Sub-Basement,AHU-0411,Building U | Damper/Louver | Switch |  | TIT | http://www.toronto.ca/TWONTO#temperature_transmitter
121337 | THC-ACC-TSH-0120 | Supply Fan Discharge Switch,Temperature-High,Pressurization System,Electrical Room ,Phase 4 | THC-ACC-AHU-0120 | Air Handlling Unit,Roof,Scrubber Room,Phase 4 | Air Handling Unit | Switch |  | TSH | http://www.toronto.ca/TWONTO#temperature_switch
121338 | THC-ACC-TSH-0411 | Switch,Temperature-High,Supply Air,AHU-0411 Shutdown,Roof,Building U | THC-ACC-FN-0411 | Fan,Supply,AHU-0411,Basement/Sub-Basement,AHU-0411,Building U | Damper/Louver | Switch |  | TSH | http://www.toronto.ca/TWONTO#temperature_switch
121339 | THC-ACC-TSH-0414 | Switch,Temperature-High,Exhaust Air,FN-0414 Shutdown,Roof,Building U | THC-ACC-AHU-0412 | Air Handling Unit,Compressor Room,Roof,Building U | Damper/Louver | Switch |  | TSH | http://www.toronto.ca/TWONTO#temperature_switch
121340 | THC-ACC-TSH-0414 | Switch,Temperature-High,Exhaust Air,FN-0414 Shutdown,Roof,Building U | THC-ACC-FN-0414 | Fan,Exhaust,Compressor Room,AHU-0411,Roof,Building U | Damper/Louver | Switch |  | TSH | http://www.toronto.ca/TWONTO#temperature_switch
121345 | THC-ACC-TSH-1280 | Switch, Temperature, High, Exhaust Fan Motor | THC-ACC-FN-1280 | Fan, Exhaust, PC12 HPU Building | Switch,Temperature-High | Switch |  | TSH | http://www.toronto.ca/TWONTO#temperature_switch
121358 | THC-ACC-TSL-0412 | Switch,Temperature-Low,Supply Air,HTR-4040,AHU-0412 Shutdown,Roof,Building U | THC-ACC-AHU-0412 | Air Handling Unit,Compressor Room,Roof,Building U | Damper/Louver | Switch |  | TSL | http://www.toronto.ca/TWONTO#temperature_switch
121359 | THC-ACC-TSL-0412 | Switch,Temperature-Low,Supply Air,HTR-4040,AHU-0412 Shutdown,Roof,Building U | THC-ACC-HTR-4040 | H.V.A.C.,Heater,Glycol Heating,AHU-0412,Roof,Building U | Damper/Louver | Switch |  | TSL | http://www.toronto.ca/TWONTO#temperature_switch
121957 | THC-AER-LSHH-0131 | Switch,Level-High,Sump Pump 0131& 0132,Phase 1 & Aeration Tank 3000 | THC-AER-P-0131 | Pump,Centrifugal,Sump,Phase 1 & Aeration Tank 3000 | Switch,Level-High | Switch |  | LSHH | http://www.toronto.ca/TWONTO#level_switch
121958 | THC-AER-LSL-7341 | Switch,Level-Low,Oil Tank 7340, Blower7300,Phase I & IV Blower Building | THC-AER-T-7340 | Tank, Oil, Blower, Aeration | Switch,Level-Low | Switch |  | LSL | http://www.toronto.ca/TWONTO#level_switch
121988 | THC-AER-PDSH-7222 | Switch,Pressure Differential-High,Filter 7220,Blow 7200,Phase I & IV Blower Building | THC-AER-BL-7200 | Blower, Aeration | Switch,Pressure | Switch |  | PDSH | http://www.toronto.ca/TWONTO#pressure_switch
121999 | THC-AER-PSH-7204 | Switch, Surge Protection Press-High, Outlet, Blower 7200, Phase I & IV Blower Building | THC-AER-BL-7200 | Blower, Aeration | Switch,Pressure | Switch |  | PSH | http://www.toronto.ca/TWONTO#pressure_switch
122000 | THC-AER-PSH-7261 | Switch, Press-High, Outlet, Blower 7200, Phase I & IV Blower Building | THC-AER-BL-7200 | Blower, Aeration | Switch,Pressure | Switch |  | PSH | http://www.toronto.ca/TWONTO#pressure_switch
122001 | THC-AER-PSH-7304 | Switch, Surge Protection Press-High, Outlet, Blower 7300, Phase I & IV Blower Building | THC-AER-BL-7300 | Blower, Aeration | Switch,Pressure | Switch |  | PSH | http://www.toronto.ca/TWONTO#pressure_switch
122002 | THC-AER-PSH-7361 | Switch, Press-High, Outlet, Blower 7300, Phase I & IV Blower Building | THC-AER-BL-7300 | Blower, Aeration | Switch,Pressure | Switch |  | PSH | http://www.toronto.ca/TWONTO#pressure_switch
122003 | THC-AER-PSH-7461 | Switch, Press-High, Outlet, Blower 7400, Phase I & IV Blower Building | THC-AER-BL-7400 | Blower, Aeration | Switch,Pressure | Switch |  | PSH | http://www.toronto.ca/TWONTO#pressure_switch
122008 | THC-AER-PSL-7251 | Switch, Pressure-Low, Outlet, Oil Pumps 7250 & 7260, Blow 7200,Phase I & IV Blower Building | THC-AER-BL-7200-I-IV | Blower, Aeration System | Switch,Pressure | Switch |  | PSL | http://www.toronto.ca/TWONTO#pressure_switch
122009 | THC-AER-PSL-7256 | Switch,Pressure-Low,Oil Pumps 7250&7260 to Blower Header,Blow 7200,Phase I & IV Blower Building | THC-AER-BL-7200-I-IV | Blower, Aeration System | Switch,Pressure | Switch |  | PSL | http://www.toronto.ca/TWONTO#pressure_switch
122010 | THC-AER-PSL-7351 | Switch, Pressure-Low, Outlet, Oil Pumps 7350 & 7360, Blow 7300,Phase I & IV Blower Building | THC-AER-BL-7300-I-IV | Blower, Aeration System | Switch,Pressure | Switch |  | PSL | http://www.toronto.ca/TWONTO#pressure_switch
122011 | THC-AER-PSL-7451 | Switch, Pressure-Low, Outlet, Oil Pumps 7450 & 7460, Blow 7400, Phase I & IV Blower Building | THC-AER-BL-7400-I-IV | Blower, Aeration System | Switch,Pressure | Switch |  | PSL | http://www.toronto.ca/TWONTO#pressure_switch
122012 | THC-AER-PSL-7456 | Switch,Pressure-Low,Oil Pumps 7450 & 7460 to Blower Header,Blow 7400,Phase I & IV Blower Building | THC-AER-BL-7400-I-IV | Blower, Aeration System | Switch,Pressure | Switch |  | PSL | http://www.toronto.ca/TWONTO#pressure_switch
122054 | THC-AER-TSH-7109 | Switch, Inlet, Temperature-High, Blower 7100,Phase I & IV Blower Building | THC-AER-BL-7100-I-IV | Blower, Aeration System | Switch,Temperature | Switch |  | TSH | http://www.toronto.ca/TWONTO#temperature_switch
122055 | THC-AER-TSH-7142 | Switch,Temperature-High,Oil Tank 7140,Blower 7100,Phase I & IV Blower Building | THC-AER-BL-7100-I-IV | Blower, Aeration System | Switch,Temperature | Switch |  | TSH | http://www.toronto.ca/TWONTO#temperature_switch
122056 | THC-AER-TSH-7169 | Switch,Temperature-High,Blower 7100 Room,Blower Air System Phase I &IV | THC-AER-BL-7100-I-IV | Blower, Aeration System | Switch,Temperature | Switch |  | TSH | http://www.toronto.ca/TWONTO#temperature_switch
122057 | THC-AER-TSH-7269 | Switch,Temperature-High,Blower 7200 Room,Blower Air System Phase I &IV | THC-AER-BL-7200-I-IV | Blower, Aeration System | Switch,Temperature | Switch |  | TSH | http://www.toronto.ca/TWONTO#temperature_switch
122058 | THC-AER-TSH-7342 | Switch,Temperature-High,Oil Tank 7340,Blower 7300,Phase I & IV Blower Building | THC-AER-BL-7300-I-IV | Blower, Aeration System | Switch,Temperature | Switch |  | TSH | http://www.toronto.ca/TWONTO#temperature_switch
122059 | THC-AER-TSH-7442 | Switch,Temperature-High,Oil Tank 7440,Blower 7400,Phase I & IV Blower Building | THC-AER-BL-7400-I-IV | Blower, Aeration System | Switch,Temperature | Switch |  | TSH | http://www.toronto.ca/TWONTO#temperature_switch
122192 | THC-AER-VSH-6106 | Switch,Vibration,Blower 6100,Old Plant Blower Building | THC-AER-BL-6100 | Blower, Aeration | Switch,Vibration | Switch |  | VSH | http://www.toronto.ca/TWONTO#vibration_sensor_element
122193 | THC-AER-VSH-6206 | Switch,Vibration,Blower 6200,Old Plant Blower Building | THC-AER-BL-6200 | Blower, Aeration | Switch,Vibration | Switch |  | VSH | http://www.toronto.ca/TWONTO#vibration_sensor_element
122503 | THC-DCL-LSH-0401 | Level Switch High, SBSS Feed Tank, Dechlorination | THC-DCL-T-0100 | Tank, Storage 38% Sodium Bisulphite, Dechlorination |  | Switch |  | LSH | http://www.toronto.ca/TWONTO#level_switch
122504 | THC-DCL-LSH-0401 | Level Switch High, SBSS Feed Tank, Dechlorination | THC-DCL-T-0400 | Tank, Feed 2% SBSS, Dechlorination |  | Switch |  | LSH | http://www.toronto.ca/TWONTO#level_switch
122505 | THC-DCL-LSH-0501 | Level Switch High, SBS Dilution Tank, Dechlorination | THC-DCL-T-0100 | Tank, Storage 38% Sodium Bisulphite, Dechlorination |  | Switch |  | LSH | http://www.toronto.ca/TWONTO#level_switch
122506 | THC-DCL-LSH-0501 | Level Switch High, SBS Dilution Tank, Dechlorination | THC-DCL-T-0500 | Tank, Dilution Sodium Bisulphite, Dechlorination |  | Switch |  | LSH | http://www.toronto.ca/TWONTO#level_switch
122507 | THC-DCL-LSH-0601 | Level Switch High, SBSS Feed Tank, Dechlorination | THC-DCL-T-0100 | Tank, Storage 38% Sodium Bisulphite, Dechlorination |  | Switch |  | LSH | http://www.toronto.ca/TWONTO#level_switch
122508 | THC-DCL-LSH-0601 | Level Switch High, SBSS Feed Tank, Dechlorination | THC-DCL-T-0600 | Tank, Feed 2% SBSS, Dechlorination |  | Switch |  | LSH | http://www.toronto.ca/TWONTO#level_switch
122509 | THC-DCL-LSL-0401 | Level Switch Low, SBSS Feed Tank, Dechlorination | THC-DCL-T-0400 | Tank, Feed 2% SBSS, Dechlorination |  | Switch | 34142 | LSL | http://www.toronto.ca/TWONTO#level_switch
122510 | THC-DCL-LSL-0401 | Level Switch Low, SBSS Feed Tank, Dechlorination | THC-SUSPENDED | Suspended entity |  | Switch | 34142 | LSL | http://www.toronto.ca/TWONTO#level_switch
122511 | THC-DCL-LSL-0601 | Level Switch Low, SBSS Feed Tank, Dechlorination | THC-SUSPENDED | Suspended entity |  | Switch | 34141 | LSL | http://www.toronto.ca/TWONTO#level_switch
122512 | THC-DCL-LSLL-0401 | Level Switch Low-Low, SBSS Feed Tank, Dechlorination | THC-DCL-T-0100 | Tank, Storage 38% Sodium Bisulphite, Dechlorination |  | Switch | 34140 | LSLL | http://www.toronto.ca/TWONTO#level_switch
122513 | THC-DCL-LSLL-0601 | Level Switch Low-Low, SBSS Feed Tank, Dechlorination | THC-DCL-T-0600 | Tank, Feed 2% SBSS, Dechlorination |  | Switch | 34143 | LSLL | http://www.toronto.ca/TWONTO#level_switch
122514 | THC-DCL-LSLL-0601 | Level Switch Low-Low, SBSS Feed Tank, Dechlorination | THC-SUSPENDED | Suspended entity |  | Switch | 34143 | LSLL | http://www.toronto.ca/TWONTO#level_switch
122803 | THC-DEW-MSL-6281 | Switch, Motion-Low, Conveyor 6280, Dewatering Conveyance System | THC-DEW-CV-6280 | Conveyor, Cake Feed to Incinerator 1000, Dewatering | Switch,Motion | Switch |  | MSL | http://www.toronto.ca/TWONTO#motion_sensor_element
122804 | THC-DEW-MSL-6301 | Switch, Motion-Low, Conveyor 6300, Dewatering Conveyance System | THC-DEW-CV-6300 | Conveyor, To Biosolids Bin, Dewatering | Switch,Motion | Switch |  | MSL | http://www.toronto.ca/TWONTO#motion_sensor_element
122881 | THC-DEW-PSH-7266 | Switch, Pressure-High, Outlet, Pump 7260, Polymer Feed System | THC-DEW-P-7260 | Pump, Polymer Feed, Dewatering | Switch,Pressure-High | Switch |  | PSH | http://www.toronto.ca/TWONTO#pressure_switch
122882 | THC-DEW-PSH-7366 | Switch, Pressure-High, Outlet, Pump 7360, Polymer Feed System | THC-DEW-P-7360 | Pump, Polymer Feed, Dewatering | Switch,Pressure-High | Switch |  | PSH | http://www.toronto.ca/TWONTO#pressure_switch
122885 | THC-DEW-PSL-1208 | Switch, Pressure-Low, City Water, Centrifuge 1200, Solid Treatment, Incinerator building. | THC-DEW-CF-1200 | Centrifuge,Dewatering,BLS/PYS - Solid Treatment,Incinerator Building | Switch,Pressure-Low | Switch |  | PSL | http://www.toronto.ca/TWONTO#pressure_switch
123459 | THC-DIG-LSH-0114 | Switch,Level-High, Sump Pump 0114, Sludge Holding Tanks | THC-SUSPENDED | Suspended entity | Switch,Level | Switch | 35368 | LSH | http://www.toronto.ca/TWONTO#level_switch
123460 | THC-DIG-LSH-3220 | Switch,Level,High,Interstage Separator,F­3220,Gas High Pressure System,Building U | THC-DIG-CYC-3220 | Cyclone,Separator,Outlet,Intercooler C­3201,Gas High Pressure System,Building U | Switch,Level-High | Switch |  | LSH | http://www.toronto.ca/TWONTO#level_switch
123461 | THC-DIG-LSH-3320 | Switch,Level,High,Interstage Separator,F­3320,Gas High Pressure System,Building U | THC-DIG-CYC-3320 | Cyclone,Separator,Outlet,Intercooler C­3301,Gas High Pressure System,Building U | Switch,Level-High | Switch |  | LSH | http://www.toronto.ca/TWONTO#level_switch
123463 | THC-DIG-LSH-5240 | Eliminated Role: Switch,Level-High,Sump,Burner Sump Pump 5240,Building U | THC-SUS | THC records of assets and roles that are no longer in service or exists | Switch,Level | Switch | 40489 | LSH | http://www.toronto.ca/TWONTO#level_switch
123464 | THC-DIG-LSH-5284 | Switch,Level-High,Sump,West Storm Sump Pump 5284A & 5284B,Primary Digesters | THC-GRK-SUMP PUMP | Sump Pumps, | Switch,Level | Switch |  | LSH | http://www.toronto.ca/TWONTO#level_switch
123465 | THC-DIG-LSH-5285 | Switch,Level-High,South-West Storm Sump,CP-5285,Building U | THC-GRK-SUMP PUMP | Sump Pumps, | Switch,Level | Switch |  | LSH | http://www.toronto.ca/TWONTO#level_switch
123466 | THC-DIG-LSH-5286 | Switch,Level-High,South-East Storm Sump,CP-5286,Building U | THC-DIG-P-5286A | Pump,Submersible,South-East Storm Sump,Building U | Switch,Level | Switch |  | LSH | http://www.toronto.ca/TWONTO#level_switch
123467 | THC-DIG-LSH-5290 | Switch,Level-High,Lower Basement Sump,CP-5290,Building U | THC-GRK-SUMP PUMP | Sump Pumps, | Switch,Level | Switch |  | LSH | http://www.toronto.ca/TWONTO#level_switch
123468 | THC-DIG-LSHH-3413 | Switch,Level,High-High,Wet Receiver,T­3413,Gas High Pressure System,Building U | THC-DIG-T-3413 | Tank,Wet Gas Storage,Gas High Pressure System,Building U | Switch,Level-High-High | Switch |  | LSHH | http://www.toronto.ca/TWONTO#level_switch
123469 | THC-DIG-LSHH-5240 | Eliminated Role: Switch,Level-High High, Sump,Burner Sump Pump 5240, Primary Digesters | THC-DIG-P-5240 | Eliminated Role: Pump,Centrifugal,Sump,Lower Basement,Building U | Switch,Level | Switch | 40487 | LSHH | http://www.toronto.ca/TWONTO#level_switch
123470 | THC-DIG-LSHH-5286 | Eliminated Role: Switch,Level-High High,Sump, East Storm Sump Pump 5286A, Primary Digesters,Building U | THC-SUS | THC records of assets and roles that are no longer in service or exists | Switch,Level | Switch | 40488 | LSHH | http://www.toronto.ca/TWONTO#level_switch
123471 | THC-DIG-LSHHA-5285 | Switch,Level-High-High,South-West Storm Sump,CP-5285,Building U | THC-DIG-CP-5285 | Control Panel,Electrical,South-West Storm Sump,P-5285A & P-5285B,Building U | Valve,Gate | Switch |  | LSHHA | http://www.toronto.ca/TWONTO#level_switch
123472 | THC-DIG-LSHHB-5286 | Switch,Level-High-High,South-East Storm Sump,CP-5286,Building U | THC-DIG-CP-5286 | Control Panel,Electrical,South-East Storm Sump,P-5286A & P-5286B,Building U | Valve,Gate | Switch |  | LSHHB | http://www.toronto.ca/TWONTO#level_switch
123473 | THC-DIG-LSL-3413 | Switch,Level,Low,Wet Receiver,T­3413,Gas High Pressure System,Building U | THC-DIG-T-3413 | Tank,Wet Gas Storage,Gas High Pressure System,Building U | Switch,Level-Low | Switch |  | LSL | http://www.toronto.ca/TWONTO#level_switch
123474 | THC-DIG-LSL-5285 | Switch,Level-Low,South-West Storm Sump,CP-5285,Building U | THC-DIG-CP-5285 | Control Panel,Electrical,South-West Storm Sump,P-5285A & P-5285B,Building U | Valve,Gate | Switch |  | LSL | http://www.toronto.ca/TWONTO#level_switch
123614 | THC-DIG-PSH-0644 | Switch,Pressure-High,Discharge,Gas Mixing,C-0637,Gas Low Pressure System,Building U | THC-DIG-C-0637 | Compressor,Sliding Vane,Primary Digester Gas MIxing,PD-0600,Gas Low Pressure System,Building U | Switch,Pressure-High | Switch |  | PSH | http://www.toronto.ca/TWONTO#pressure_switch
123615 | THC-DIG-PSH-0744 | Switch,Pressure-High,Discharge,Gas Mixing,C-0737,Gas Low Pressure System,Building U | THC-DIG-C-0737 | Compressor,Sliding Vane,Primary Digester Gas MIxing,PD-0700,Gas Low Pressure System,Building U | Switch,Pressure-High | Switch |  | PSH | http://www.toronto.ca/TWONTO#pressure_switch
123618 | THC-DIG-PSH-3100 | Switch,Pressure-High,Discharge,C-3100B,Gas High Pressure System,Building U | THC-DIG-C-3100B | Compressor, Gas, Booster, Digester 0400-0700 | Switch,Pressure-High | Switch |  | PSH | http://www.toronto.ca/TWONTO#pressure_switch
123619 | THC-DIG-PSH-3200 | Switch,Pressure-High,Discharge,C-3200B,Gas High Pressure System,Building U | THC-DIG-C-3200 | Compressor,Sliding Vane,Building U Gas Booster,Gas High Pressure System,Building U | Switch,Pressure-High | Switch |  | PSH | http://www.toronto.ca/TWONTO#pressure_switch
123620 | THC-DIG-PSH-3200 | Switch,Pressure-High,Discharge,C-3200B,Gas High Pressure System,Building U | THC-DIG-C-3200B | Compressor, Gas, Booster, Digester 0400-0700 | Switch,Pressure-High | Switch |  | PSH | http://www.toronto.ca/TWONTO#pressure_switch
123621 | THC-DIG-PSH-5067 | Switch,Pressure-High,Lag,Digested Gas Header,Gas Low Pressure System,Building U | THC-DIG-BURNERS | Waste Gas Burners | Switch,Pressure | Switch |  | PSH | http://www.toronto.ca/TWONTO#pressure_switch
123622 | THC-DIG-PSH-5067 | Switch,Pressure-High,Lag,Digested Gas Header,Gas Low Pressure System,Building U | THC-DIG-GAS-LOW-PRESS | Digester Gas Low Pressure System | Switch,Pressure | Switch |  | PSH | http://www.toronto.ca/TWONTO#pressure_switch
123623 | THC-DIG-PSH-5068 | Switch,Pressure-High,Manual Back-up,Digested Gas Header,Gas Low Pressure System,Building U | THC-DIG-BURNERS | Waste Gas Burners | Switch,Pressure | Switch |  | PSH | http://www.toronto.ca/TWONTO#pressure_switch
123624 | THC-DIG-PSH-5068 | Switch,Pressure-High,Manual Back-up,Digested Gas Header,Gas Low Pressure System,Building U | THC-DIG-GAS-LOW-PRESS | Digester Gas Low Pressure System | Switch,Pressure | Switch |  | PSH | http://www.toronto.ca/TWONTO#pressure_switch
123627 | THC-DIG-PSL-5063 | Switch,Pressure-Low,Auto Reset,Digested Gas Header,Gas Low Pressure System,Building U | THC-DIG-GAS-LOW-PRESS | Digester Gas Low Pressure System | Switch,Pressure-Low | Switch |  | PSL | http://www.toronto.ca/TWONTO#pressure_switch
123663 | THC-DIG-SW-1401 | Eliminated Role: Switch, PLC Panel UPS Bypass, Digester Main | THC-ELS-PS-0003 | Power supply, UPS | Switch | Switch | 40486 | SW | http://www.toronto.ca/TWONTO#disconnect_switch
123664 | THC-DIG-SW-1401 | Eliminated Role: Switch, PLC Panel UPS Bypass, Digester Main | THC-SUS | THC records of assets and roles that are no longer in service or exists | Switch | Switch | 40486 | SW | http://www.toronto.ca/TWONTO#disconnect_switch
123701 | THC-DIG-TSH-0443 | Switch,Temperature-High,Discharge,Primary Digester Gas MIxing,C-0437,Gas Low Pressure System,Building U | THC-DIG-C-0437 | Compressor,Sliding Vane,Primary Digester Gas MIxing,PD-0400,Gas Low Pressure System,Building U | Switch,Temperature | Switch |  | TSH | http://www.toronto.ca/TWONTO#temperature_switch
123702 | THC-DIG-TSH-0743 | Switch,Temperature-High,Discharge,Primary Digester Gas MIxing,C-0737,Gas Low Pressure System,Building U | THC-DIG-C-0737 | Compressor,Sliding Vane,Primary Digester Gas MIxing,PD-0700,Gas Low Pressure System,Building U | Switch,Temperature | Switch |  | TSH | http://www.toronto.ca/TWONTO#temperature_switch
123703 | THC-DIG-TSH-3122 | Switch,Temperature,High,C­3100,Gas High Pressure System,Building U | THC-DIG-C-3100 | Compressor,Sliding Vane,Building U Gas Booster,Gas High Pressure System,Building U | Switch,Temperature-High | Switch |  | TSH | http://www.toronto.ca/TWONTO#temperature_switch
123704 | THC-DIG-TSH-3222 | Switch,Temperature,High,C­3200,Gas High Pressure System,Building U | THC-DIG-C-3200 | Compressor,Sliding Vane,Building U Gas Booster,Gas High Pressure System,Building U | Switch,Temperature-High | Switch |  | TSH | http://www.toronto.ca/TWONTO#temperature_switch
123705 | THC-DIG-TSH-3322 | Switch,Temperature,High,C­3300,Gas High Pressure System,Building U | THC-DIG-C-3300 | Compressor,Sliding Vane,Building U Gas Booster,Gas High Pressure System,Building U | Switch,Temperature-High | Switch |  | TSH | http://www.toronto.ca/TWONTO#temperature_switch
125731 | THC-FT-PSH-1396 | Switch,Pressure-High,Outlet,Scum Transfer Pump 1390,Secondary,Phase IV | THC-FT-P-1390SUSPEND | Pump, Scum, Tunnel T19 Phase IV Secondary | Switch,Pressure-High | Switch |  | PSH | http://www.toronto.ca/TWONTO#pressure_switch
125732 | THC-FT-PSH-1496 | Switch,Pressure-High,Outlet,Scum Transfer Pump 1490,Secondary,Phase IV | THC-FT-P-1490SUSPEND | Pump, Scum, Tunnel T19 Phase IV Secondary | Switch,Pressure-High | Switch |  | PSH | http://www.toronto.ca/TWONTO#pressure_switch
125733 | THC-FT-PSH-1596 | Switch,Pressure-High,Outlet,Scum Transfer Pump 1590,Secondary,Phase IV | THC-FT-P-1590-SCRP | Pump, for Scum Pit Tank 1580, for final tank 1500, Secondary Clarifier | Switch,Pressure-High | Switch |  | PSH | http://www.toronto.ca/TWONTO#pressure_switch
125734 | THC-FT-PSH-1696 | Switch,Pressure-High,Outlet,Scum Transfer Pump 1690,Secondary,Phase IV | THC-FT-P-1690-SCRP | Pump, for Scum Pit Tank 1680, for final tank 1600, Secondary Clarifier | Switch,Pressure-High | Switch |  | PSH | http://www.toronto.ca/TWONTO#pressure_switch
125736 | THC-FT-PSH-5826 | Switch, Pressure High, Scum Control, SE Plant, SE Plant Blowers Part 1 and Train #8 | THC-FT-P-5820 | Pump, Scum Transfer, Rotary Lobe, Secondary , SE Plant, SE Plant Blowers Part 1 and Train #8 | Switch,Pressure-High | Switch |  | PSH | http://www.toronto.ca/TWONTO#pressure_switch
125738 | THC-FT-PSL-0995 | Switch, Inlet, Pressure-Low, Scum Transfer Pump 0990,Secondary,Phase I | THC-FT-P-0990SUSPEND | Pump, for Scum Pit Tank 0980, for final tank 0900, Secondary Clarifier | Switch,Pressure-Low | Switch |  | PSL | http://www.toronto.ca/TWONTO#pressure_switch
125739 | THC-FT-PSL-1395 | Switch, Inlet, Pressure-Low, Scum Transfer Pump 1390,Secondary,Phase IV | THC-FT-P-1390SUSPEND | Pump, Scum, Tunnel T19 Phase IV Secondary | Switch,Pressure-Low | Switch |  | PSL | http://www.toronto.ca/TWONTO#pressure_switch
125740 | THC-FT-PSL-1495 | Switch, Inlet, Pressure-Low, Scum Transfer Pump 1490,Secondary,Phase IV | THC-FT-P-1490SUSPEND | Pump, Scum, Tunnel T19 Phase IV Secondary | Switch,Pressure-Low | Switch |  | PSL | http://www.toronto.ca/TWONTO#pressure_switch
126147 | THC-INC-LSH-0313 | Switch, Level-High, Sump Pump 0313, 0314, Decant, Incin. Building | THC-GRK-SUMP PUMP | Sump Pumps, | Switch,Level | Switch |  | LSH | http://www.toronto.ca/TWONTO#level_switch
126188 | THC-INC-PSH-0610 | Switch, Pressure-High, Digester Gas Train, Incinerators 1000 & 2000 | THC-INC | Incineration Process | Switch,Pressure-High | Switch |  | PSH | http://www.toronto.ca/TWONTO#pressure_switch
126189 | THC-INC-PSH-2064 | Switch, Pressure-High, Natural Gas Train, Incinerator 2000 | THC-INC-FU-2000 | Furnace, Incinerator 2000 | Switch,Pressure-High | Switch |  | PSH | http://www.toronto.ca/TWONTO#pressure_switch
126190 | THC-INC-PSL-0202 | Switch, Pressure-low, Digester Gas Train, Incinerators 1000 & 2000 | THC-INC | Incineration Process | Switch,Pressure-Low | Switch |  | PSL | http://www.toronto.ca/TWONTO#pressure_switch
126191 | THC-INC-PSL-1051 | Switch, Pressure-Low, Shaft Seal, Slurry Pump 1051 | THC-INC-P-1051 | Pump, Ash Slurry, Incinerator 1000 |  | Switch |  | PSL | http://www.toronto.ca/TWONTO#pressure_switch
126192 | THC-INC-PSL-1052 | Switch, Pressure-Low, Shaft Seal, Slurry Pump 1052 | THC-INC-P-1052 | Pump, Ash Slurry, Incinerator 1000 |  | Switch |  | PSL | http://www.toronto.ca/TWONTO#pressure_switch
126193 | THC-INC-PSL-1073 | Switch, Pressure-Low, Shaft Cooling, Incinerator 1000 | THC-INC-FU-1000 | Furnace, Incinerator 1000 | Switch,Pressure-Low | Switch |  | PSL | http://www.toronto.ca/TWONTO#pressure_switch
126195 | THC-INC-PSL-2051 | Switch, Pressure-Low, Shaft Seal, Slurry Pump 2051 | THC-INC-P-2051 | Pump, Ash Slurry, Incinerator 2000 |  | Switch |  | PSL | http://www.toronto.ca/TWONTO#pressure_switch
126196 | THC-INC-PSL-2052 | Switch, Pressure-Low, Shaft Seal, Slurry Pump 2052 | THC-INC-P-2052 | Pump, Ash Slurry, Incinerator 2000 |  | Switch |  | PSL | http://www.toronto.ca/TWONTO#pressure_switch
126197 | THC-INC-PSL-2064 | Switch, Pressure-Low, Natural Gas Train, Incinerator 2000 | THC-INC-FU-2000 | Furnace, Incinerator 2000 | Switch,Pressure-Low | Switch | 34753 | PSL | http://www.toronto.ca/TWONTO#pressure_switch
126198 | THC-INC-PSL-2064 | Switch, Pressure-Low, Natural Gas Train, Incinerator 2000 | THC-SUSPENDED | Suspended entity | Switch,Pressure-Low | Switch | 34753 | PSL | http://www.toronto.ca/TWONTO#pressure_switch
126199 | THC-INC-PSL-2073 | Switch, Pressure-Low, Shaft Cooling, Incinerator 2000 | THC-INC-FU-2000 | Furnace, Incinerator 2000 | Switch,Pressure-Low | Switch |  | PSL | http://www.toronto.ca/TWONTO#pressure_switch
126559 | THC-NGS-PSL-3042 | Switch, Pressure Low, Pilot Natural Gas, Hot Water Boiler BO-3041 | THC-SUSPENDED | Suspended entity |  | Switch | 33796 | PSL | http://www.toronto.ca/TWONTO#pressure_switch
126561 | THC-NGS-PSL-3062 | Switch, Pressure Low, Pilot Natural Gas, Hot Water Boiler BO-3061 | THC-ACC-BO-3061 | Boiler, Hot Water, Boiler Building |  | Switch | 33798 | PSL | http://www.toronto.ca/TWONTO#pressure_switch
126562 | THC-NGS-PSL-3062 | Switch, Pressure Low, Pilot Natural Gas, Hot Water Boiler BO-3061 | THC-SUSPENDED | Suspended entity |  | Switch | 33798 | PSL | http://www.toronto.ca/TWONTO#pressure_switch
126563 | THC-NGS-PSL-3072 | Switch, Pressure Low, Pilot Natural Gas, Hot Water Boiler BO-3071 | THC-ACC-BO-3071 | Boiler, Hot Water, Boiler Building |  | Switch | 33799 | PSL | http://www.toronto.ca/TWONTO#pressure_switch
126565 | THC-NGS-PSL-3082 | Switch, Pressure Low, Pilot Natural Gas, Hot Water Boiler BO-3081 | THC-ACC-BO-3081 | Boiler, Hot Water, Boiler Building |  | Switch | 33800 | PSL | http://www.toronto.ca/TWONTO#pressure_switch
126566 | THC-NGS-PSL-3082 | Switch, Pressure Low, Pilot Natural Gas, Hot Water Boiler BO-3081 | THC-SUSPENDED | Suspended entity |  | Switch | 33800 | PSL | http://www.toronto.ca/TWONTO#pressure_switch
126849 | THC-OCS-LSH-0100 | Switch, Level High, Humidification Chamber #1, Phase I/IV Odour Control | THC-OCS-HU-0100 | Integrated Humidification Chamber #1, Humidification Chamber #1, Phase I/IV Odour Control | Switch,Level-High | Switch |  | LSH | http://www.toronto.ca/TWONTO#level_switch
126850 | THC-OCS-LSH-6030 | Switch, Level, High, Humidification Chamber HU-6030, Headworks Odour Control | THC-OCS-HU-6030 | Humidification Chamber, Biofilter, Headworks Odour Control | Switch,Level-High | Switch |  | LSH | http://www.toronto.ca/TWONTO#level_switch
126851 | THC-OCS-LSHH-0200 | Switch, Sump Level High High, Phase I/IV Biofilter Sump, Phase I/IV Odour Control | THC-OCS-P-0210 | Sump Pump No.1, Phase I/IV Biofilter Sump, Phase I/IV Odour Control | Switch,Level-High-High | Switch |  | LSHH | http://www.toronto.ca/TWONTO#level_switch
126852 | THC-OCS-LSHH-0400 | Switch, Level High, Humidification Chamber #2, Phase I/IV Odour Control | THC-OCS-HU-0400 | Integrated Humidification Chamber #2, Humidification Chamber #2, Phase I/IV Odour Control | Switch,Level-High-High | Switch |  | LSHH | http://www.toronto.ca/TWONTO#level_switch
126853 | THC-OCS-LSHH-6200 | Switch, Level, High High, Sump, Biofilter, Headworks Odour Control | THC-OCS-P-6210 | Sump Pump, Biofilter, Headworks Odour Control | Switch,Level-High-High | Switch |  | LSHH | http://www.toronto.ca/TWONTO#level_switch
126854 | THC-OCS-LSL-0200 | Switch, Sump Level Lo, Phase I/IV Biofilter Sump, Phase I/IV Odour Control | THC-OCS-P-0210 | Sump Pump No.1, Phase I/IV Biofilter Sump, Phase I/IV Odour Control | Switch,Level-Low | Switch |  | LSL | http://www.toronto.ca/TWONTO#level_switch
126855 | THC-OCS-LSL-0400 | Switch, Level Low, Humidification Chamber #2, Phase I/IV Odour Control | THC-OCS-HU-0100 | Integrated Humidification Chamber #1, Humidification Chamber #1, Phase I/IV Odour Control | Switch,Level-Low | Switch |  | LSL | http://www.toronto.ca/TWONTO#level_switch
126857 | THC-OCS-LSL-6200 | Switch, Level, Low, Sump, Biofilter, Headworks Odour Control | THC-OCS-P-6210 | Sump Pump, Biofilter, Headworks Odour Control | Switch,Level-Low | Switch |  | LSL | http://www.toronto.ca/TWONTO#level_switch
126858 | THC-OCS-LSLL-0400 | Switch, Level Low Low, Humidification Chamber #2, Phase I/IV Odour Control | THC-OCS-HU-0400 | Integrated Humidification Chamber #2, Humidification Chamber #2, Phase I/IV Odour Control | Switch,Level-Low-Low | Switch |  | LSLL | http://www.toronto.ca/TWONTO#level_switch
126860 | THC-OCS-LSLL-6200 | Switch, Level, Low Low, Sump, Biofilter, Headworks Odour Control | THC-OCS-P-6210 | Sump Pump, Biofilter, Headworks Odour Control | Switch,Level-Low-Low | Switch |  | LSLL | http://www.toronto.ca/TWONTO#level_switch
127087 | THC-PLT-FSL-0155 | Switch, Flow, Low, Spray Water, Perforate Screen SC-0150, Screen Room, Raw Sewage Screening | THC-PLT-SC-0150 | Screen, Perforated Plate, Screen Room, Raw Sewage Screening | Switch,Flow-Low | Switch |  | FSL | http://www.toronto.ca/TWONTO#flow_switch
127088 | THC-PLT-FSL-0255 | Switch, Flow, Low, Spray Water, Perforate Screen SC-0250, Screen Room, Raw Sewage Screening | THC-PLT-SC-0250 | Screen, Perforated Plate, Screen Room, Raw Sewage Screening | Switch,Flow-Low | Switch |  | FSL | http://www.toronto.ca/TWONTO#flow_switch
127089 | THC-PLT-FSL-0355 | Switch, Flow, Low, Spray Water, Perforate Screen SC-0350, Screen Room, Raw Sewage Screening | THC-PLT-SC-0350 | Screen, Perforated Plate, Screen Room, Raw Sewage Screening | Switch,Flow-Low | Switch |  | FSL | http://www.toronto.ca/TWONTO#flow_switch
127090 | THC-PLT-FSL-0455 | Switch, Flow, Low, Spray Water, Perforate Screen SC-0450, Screen Room, Raw Sewage Screening | THC-PLT-SC-0450 | Screen, Perforated Plate, Screen Room, Raw Sewage Screening | Switch,Flow-Low | Switch |  | FSL | http://www.toronto.ca/TWONTO#flow_switch
127091 | THC-PLT-FSL-0555 | Switch, Flow, Low, Spray Water, Perforate Screen SC-0550, Screen Room, Raw Sewage Screening | THC-PLT-SC-0550 | Screen, Perforated Plate, Screen Room, Raw Sewage Screening | Switch,Flow-Low | Switch |  | FSL | http://www.toronto.ca/TWONTO#flow_switch
127092 | THC-PLT-FSL-0940 | Switch, Flow, Low, Seal Water, Pump P-0940, Vortex Grit Pipe Gallery, Grit Removal | THC-PLT-P-0940 | Pump, Grit Slurry, Vortex Grit Pipe Gallery, Grit Removal | Switch,Flow-Low | Switch |  | FSL | http://www.toronto.ca/TWONTO#flow_switch
127093 | THC-PLT-FSL-0980 | Switch, Flow, Low, Seal Water, Pump P-0980, Vortex Grit Pipe Gallery, Grit Removal | THC-PLT-P-0980 | Pump, Grit Slurry, Vortex Grit Pipe Gallery, Grit Removal | Switch,Flow-Low | Switch |  | FSL | http://www.toronto.ca/TWONTO#flow_switch
127136 | THC-PLT-HS-0710 | Switch, Rope, Emergency Stop, Conveyor, Screen Room, Screenings Conveyance | THC-PLT-CV-0710 | Conveyor, Screw, Screen Room, Screenings Conveyance |  | Switch |  | HS | hand_switch
127137 | THC-PLT-HS-0720 | Switch, Rope, Emergency Stop, Conveyor, Screen Room, Screenings Conveyance | THC-PLT-CV-0720 | Conveyor, Screw, Screen Room, Screenings Conveyance |  | Switch |  | HS | hand_switch
127138 | THC-PLT-HS-0810 | Switch, Rope, Emergency Stop, Washer Compactor, Screen Room, Screenings Conveyance | THC-PLT-CMP-0810 | Washer Compactor, Screen Room, Screenings Conveyance |  | Switch |  | HS | hand_switch
127139 | THC-PLT-HS-0820 | Switch, Rope, Emergency Stop, Washer Compactor, Screen Room, Screenings Conveyance | THC-PLT-CMP-0820 | Washer Compactor, Screen Room, Screenings Conveyance |  | Switch |  | HS | hand_switch
127140 | THC-PLT-HS-0830 | Switch, Rope, Emergency Stop, Conveyor, Screen Room, Screenings Conveyance | THC-PLT-CV-0830 | Conveyor, Screw, Screen Room, Screenings Conveyance |  | Switch |  | HS | hand_switch
127141 | THC-PLT-HS-1010 | Switch, Rope, Emergency Stop, Classifier CL-1010, Grit Processing and Conveyance | THC-PLT-CL-1010 | Classifier, Grit System, Grit Processing and Conveyance |  | Switch |  | HS | hand_switch
127142 | THC-PLT-HS-1200 | Switch, Rope, Emergency Stop, Conveyor CV-1200, Screenings and Grit Conveyance | THC-PLT-CV-1200 | Conveyor, Screw, Conveyor, Screenings and Grit Conveyance |  | Switch |  | HS | hand_switch
127143 | THC-PLT-HS-1220 | Switch, Rope, Emergency Stop, Conveyor CV-1220, Screenings and Grit Conveyance | THC-PLT-CV-1220 | Conveyor, Screw, Conveyor, Truck Loading, Screenings and Grit Conveyance |  | Switch |  | HS | hand_switch
127157 | THC-PLT-LSH-0820 | Switch,Level-High, Washer Compactor CMP-0810, Headworks | THC-PLT-CMP-0820 | Washer Compactor, Screen Room, Screenings Conveyance | Switch,Level | Switch |  | LSH | http://www.toronto.ca/TWONTO#level_switch
127158 | THC-PLT-LSH-1020 | Switch, Level, High, Classifier CL-1020, Grit Processing and Conveyance | THC-PLT-CL-1020 | Classifier, Grit System, Grit Processing and Conveyance | Switch,Level-High | Switch |  | LSH | http://www.toronto.ca/TWONTO#level_switch
127159 | THC-PLT-LSH-1400 | Switch, Level, High, Sump, Vortex Gallery | THC-PLT-P-1410 | Pump, Sump, Vortex Gallery | Switch,Level-High | Switch |  | LSH | http://www.toronto.ca/TWONTO#level_switch
127161 | THC-PLT-LSH-5623 | Switch, Level-High, Overflow, Classifier 5630, East | THC-PLT-CL-5630 | Classifier 5630, East | Switch,Level | Switch |  | LSH | http://www.toronto.ca/TWONTO#level_switch
127162 | THC-PLT-LSH-5653 | Switch,Level-High,Overflow,Classifier 5660, West | THC-PLT-CL-5630 | Classifier 5630, East | Switch,Level | Switch |  | LSH | http://www.toronto.ca/TWONTO#level_switch
127163 | THC-PLT-LSH-5653 | Switch,Level-High,Overflow,Classifier 5660, West | THC-PLT-CL-5660 | Classifier 5660, West | Switch,Level | Switch |  | LSH | http://www.toronto.ca/TWONTO#level_switch
127164 | THC-PLT-LSHH-1400 | Level Switch, High High Level, Sump, Vortex Gallery | THC-PLT-P-1410 | Pump, Sump, Vortex Gallery | Switch,Level-High-High | Switch |  | LSHH | http://www.toronto.ca/TWONTO#level_switch
127165 | THC-PLT-LSHH-5104 | Level Switch High High,Sump, pump pit THC-PLT-P-5110 and 5120 | THC-PRM-P-0102 | Pump, Sump, Primary Treatment | Switch,Level | Switch |  | LSHH | http://www.toronto.ca/TWONTO#level_switch
127166 | THC-PLT-LSL-1600 | Switch, Level, Low, Sump, Vortex Vortex Common Effluent Channel | THC-PLT-P-1610 | Pump, Sump, Vortex Common Effluent Channel | Switch,Level-Low | Switch |  | LSL | http://www.toronto.ca/TWONTO#level_switch
127167 | THC-PLT-LSL-5811 | Switch,Level-Low,Oil Reservoir Tank 5810,Head House | THC-PLT-T-5810 | Reservoire, Oil, Hydraulic Pack, Conveyors, Grit Tanks | Switch,Level | Switch |  | LSL | http://www.toronto.ca/TWONTO#level_switch
127169 | THC-PLT-LSLL-1400 | Switch, Level, Low Low , Sump, Vortex Gallery | THC-PLT-P-1410 | Pump, Sump, Vortex Gallery | Switch,Level-Low-Low | Switch |  | LSLL | http://www.toronto.ca/TWONTO#level_switch
127186 | THC-PLT-MSL-0446 | Switch,Motion-Low,Level Bubbler System,Bar screen 0440,Head House | THC-PLT-SC-0240 | Bar Screen 0240 | Switch,Motion | Switch |  | MSL | http://www.toronto.ca/TWONTO#motion_sensor_element
127187 | THC-PLT-MSL-0720 | Switch, Motion , Low, Conveyor, Screen Room, Screenings Conveyance | THC-PLT-CV-0720 | Conveyor, Screw, Screen Room, Screenings Conveyance |  | Switch |  | MSL | http://www.toronto.ca/TWONTO#motion_sensor_element
127188 | THC-PLT-MSL-0840 | Switch, Motion , Low, Conveyor, Screen Room, Screenings Conveyance | THC-PLT-CV-0840 | Conveyor, Screw, Screen Room, Screenings Conveyance |  | Switch |  | MSL | http://www.toronto.ca/TWONTO#motion_sensor_element
127189 | THC-PLT-MSL-1020 | Switch, Motion Low, Classifier CL-1020, Grit Processing and Conveyance | THC-PLT-CL-1020 | Classifier, Grit System, Grit Processing and Conveyance |  | Switch |  | MSL | http://www.toronto.ca/TWONTO#motion_sensor_element
127190 | THC-PLT-MSL-5191 | Switch, Motion-Low, Screening Transfer System, Head House | THC-PLT-SC-0140 | Bar Screen 0140 | Switch,Motion | Switch |  | MSL | http://www.toronto.ca/TWONTO#motion_sensor_element
127222 | THC-PLT-PSH-0143 | Switch, Pressure-High, Level Bubbler System, Bar screen 0140, Head House | THC-PLT-SC-0140 | Bar Screen 0140 | Switch,Pressure-High | Switch |  | PSH | http://www.toronto.ca/TWONTO#pressure_switch
127223 | THC-PLT-PSH-0243 | Switch,Pressure-High,Level Bubbler System,Bar screen 0240,Head House | THC-PLT-SC-SP | Bar Screen Spare | Switch,Pressure-High | Switch |  | PSH | http://www.toronto.ca/TWONTO#pressure_switch
127224 | THC-PLT-PSH-0343 | Switch,Pressure-High,Level Bubbler System,Bar screen 0340,Head House | THC-PLT-SC-0340 | Bar Screen 0340 | Switch,Pressure-High | Switch |  | PSH | http://www.toronto.ca/TWONTO#pressure_switch
127225 | THC-PLT-PSH-0543 | Switch,Pressure-High,Level Bubbler System,Bar screen 0540,Head House | THC-PLT-SC-0540 | Bar Screen 0540 | Switch,Pressure-High | Switch |  | PSH | http://www.toronto.ca/TWONTO#pressure_switch
127226 | THC-PLT-PSH-2112 | Switch, Pressure, High, Blower BL-2100, Blower Room, Channel Aeration | THC-PLT-BL-2100 | Blower, Blower Room, Channel Aeration | Switch,Pressure-High | Switch |  | PSH | http://www.toronto.ca/TWONTO#pressure_switch
127228 | THC-PLT-PSH-5844 | Switch,Diff. Pressure High,Oil Reverse,Headhouse | THC-PLT-T-5810 | Reservoire, Oil, Hydraulic Pack, Conveyors, Grit Tanks | Switch,Pressure | Switch |  | PSH | http://www.toronto.ca/TWONTO#pressure_switch
127229 | THC-PLT-PSH-6108 | Switch,Pressure-High,Outlet from Pumps 6140 & 6150 (post-filter) to Bar Screens,Hydr. Sys,Headhouse | THC-PLT-T-6100 | Reservoir, Oil, Hydraulic Pack 1, Bar Screens | Switch,Pressure-High | Switch |  | PSH | http://www.toronto.ca/TWONTO#pressure_switch
127230 | THC-PLT-PSL-0145 | Switch, Pressure-low, Level Bubbler System, Bar screen 0140, Head House | THC-PLT-SC-0140 | Bar Screen 0140 | Switch,Pressure-Low | Switch |  | PSL | http://www.toronto.ca/TWONTO#pressure_switch
127231 | THC-PLT-PSL-0445 | Switch,Pressure-low,Level Bubbler System,Bar screen 0440,Head House | THC-PLT-SC-0240 | Bar Screen 0240 | Switch,Pressure-Low | Switch |  | PSL | http://www.toronto.ca/TWONTO#pressure_switch
127232 | THC-PLT-PSL-0545 | Switch,Pressure-low,Level Bubbler System,Bar screen 0540,Head House | THC-PLT-SC-0540 | Bar Screen 0540 | Switch,Pressure-Low | Switch |  | PSL | http://www.toronto.ca/TWONTO#pressure_switch
127233 | THC-PLT-PSL-1012 | Switch, Pressure, Low, Hydrocyclone CYC-1012 Inlet, Grit Processing and Conveyance | THC-PLT-CYC-1012 | Hydrocyclone, Classifier CL-1010, Grit Processing and Conveyance | Switch,Pressure-Low | Switch |  | PSL | http://www.toronto.ca/TWONTO#pressure_switch
127234 | THC-PLT-PSL-1021 | Switch, Pressure, Low, Hydrocyclone CYC-1021 Inlet, Grit Processing and Conveyance | THC-PLT-CYC-1021 | Hydrocyclone, Classifier CL-1020, Grit Processing and Conveyance | Switch,Pressure-Low | Switch |  | PSL | http://www.toronto.ca/TWONTO#pressure_switch
127235 | THC-PLT-PSL-2102 | Switch, Pressure Differential, Low, Blower BL-2100, Blower Room, Channel Aeration | THC-PLT-BL-2100 | Blower, Blower Room, Channel Aeration | Switch,Pressure-Low | Switch |  | PSL | http://www.toronto.ca/TWONTO#pressure_switch
127236 | THC-PLT-PSL-2302 | Switch, Pressure Differential, Low, Blower BL-2300, Blower Room, Channel Aeration | THC-PLT-BL-2300 | Blower, Blower Room, Channel Aeration | Switch,Pressure-Low | Switch |  | PSL | http://www.toronto.ca/TWONTO#pressure_switch
127237 | THC-PLT-PSL-2402 | Switch, Pressure Differential, Low, Blower BL-2400, Blower Room, Channel Aeration | THC-PLT-BL-2400 | Blower, Blower Room, Channel Aeration | Switch,Pressure-Low | Switch |  | PSL | http://www.toronto.ca/TWONTO#pressure_switch
127238 | THC-PLT-PSL-6209 | Switch,Pressure-Low,Outlet from Pump 6240 (post-filter) to Bar Screens,Hydr. Sys,Headhouse | THC-PLT-T-6200 | Reservoir, Oil, Hydraulic Pack 2, Bar Screens | Switch,Pressure-Low | Switch |  | PSL | http://www.toronto.ca/TWONTO#pressure_switch
127261 | THC-PLT-SW-5691A | Switch,Motion-Low,Conveyor 5690A,Grit,Head House | THC-PLT-CV-5690A | Conveyor, Swivel | Switch,Motion | Switch |  | SW | http://www.toronto.ca/TWONTO#motion_sensor_element
127273 | THC-PLT-TSH-2111 | Switch, Temperature, High, Blower BL-2100, Blower Room, Channel Aeration | THC-PLT-BL-2100 | Blower, Blower Room, Channel Aeration | Switch,Temperature-High | Switch |  | TSH | http://www.toronto.ca/TWONTO#temperature_switch
127274 | THC-PLT-TSH-2211 | Switch, Temperature, High, Blower BL-2200, Blower Room, Channel Aeration | THC-PLT-BL-2200 | Blower, Blower Room, Channel Aeration | Switch,Temperature-High | Switch |  | TSH | http://www.toronto.ca/TWONTO#temperature_switch
127275 | THC-PLT-TSH-2311 | Switch, Temperature, High, Blower BL-2300, Blower Room, Channel Aeration | THC-PLT-BL-2300 | Blower, Blower Room, Channel Aeration | Switch,Temperature-High | Switch |  | TSH | http://www.toronto.ca/TWONTO#temperature_switch
127276 | THC-PLT-TSL-6702 | Switch,Temperature Low,Ozonator Room North,Odour Control,Headhouse | THC-ODOUR-HEADHOUSE | Odour Control | Switch,Temperature | Switch | 37930 | TSL | http://www.toronto.ca/TWONTO#temperature_switch
127277 | THC-PLT-TSL-6702 | Switch,Temperature Low,Ozonator Room North,Odour Control,Headhouse | THC-SUSPENDED | Suspended entity | Switch,Temperature | Switch | 37930 | TSL | http://www.toronto.ca/TWONTO#temperature_switch
127435 | THC-PLT-ZHS-0810 | Switch, Position High (Open), Washer Compactor CMP-0810, Headworks | THC-PLT-CMP-0810 | Washer Compactor, Screen Room, Screenings Conveyance | Switch,Level | Switch |  | ZHS | http://www.toronto.ca/TWONTO#position_switch
127436 | THC-PLT-ZSH-0347 | Switch, Torque, Rake, Bar screen 0340, Head House | THC-PLT-SC-0340 | Bar Screen 0340 | Switch,Torque | Switch |  | ZSH | http://www.toronto.ca/TWONTO#position_switch
127568 | THC-PRM-LSH-0122 | Level Switch High,Sump,Phase 1 Primary T12 | THC-PRM-P-0122 | Pump, Sump, Primary Treatment | Switch,Level | Switch |  | LSH | http://www.toronto.ca/TWONTO#level_switch
127569 | THC-PRM-LSHH-0101 | Level Switch High,T31 West Primary Tank 0600,Building A | THC-PRM-P-0101 | Pump, Sump, Primary Treatment | Switch,Level | Switch |  | LSHH | http://www.toronto.ca/TWONTO#level_switch
127570 | THC-PRM-LSHH-0102 | Level Switch High,Sump,T31 West Primary Tank 0700,Building A | THC-PRM-P-0102 | Pump, Sump, Primary Treatment | Switch,Level | Switch |  | LSHH | http://www.toronto.ca/TWONTO#level_switch
127571 | THC-PRM-LSHH-0122 | Level Switch High High,Sump,Phase 1, Tank 1000, Primary T12 and T15 | THC-PRM-P-0122 | Pump, Sump, Primary Treatment | Switch,Level | Switch |  | LSHH | http://www.toronto.ca/TWONTO#level_switch
127572 | THC-PRM-LSHH-0124 | Level Switch High,Sump,Primary Tank 0900 | THC-PRM-P-0102 | Pump, Sump, Primary Treatment | Switch,Level | Switch |  | LSHH | http://www.toronto.ca/TWONTO#level_switch
127573 | THC-PRM-LSHH-0143 | Level Switch High,Sump,T31 West Primary Tank 0700,Building A | THC-PRM-P-0102 | Pump, Sump, Primary Treatment | Switch,Level | Switch |  | LSHH | http://www.toronto.ca/TWONTO#level_switch
127574 | THC-PRM-LSHH-0152 | Level Switch High,Sump, Primary Tank 0300,& 0400, Old Plant | THC-PRM-P-0102 | Pump, Sump, Primary Treatment | Switch,Level | Switch |  | LSHH | http://www.toronto.ca/TWONTO#level_switch
127575 | THC-PRM-LSHH-0174 | Switch, Level High High, Sump Pump Control, NW Plant | THC-PRM-P-0102 | Pump, Sump, Primary Treatment | Switch,Level | Switch |  | LSHH | http://www.toronto.ca/TWONTO#level_switch
127576 | THC-PRM-LSHH-0174 | Switch, Level High High, Sump Pump Control, NW Plant | THC-PRM-P-0174 | Pump, Centrifugal Submersible, Drainage, NW Plant | Switch,Level | Switch |  | LSHH | http://www.toronto.ca/TWONTO#level_switch
127577 | THC-PRM-LSHH-0177 | Switch, Level High High, Sump Pump Control, NW Plant | THC-PRM-P-0102 | Pump, Sump, Primary Treatment | Switch,Level | Switch |  | LSHH | http://www.toronto.ca/TWONTO#level_switch
127578 | THC-PRM-LSHH-0177 | Switch, Level High High, Sump Pump Control, NW Plant | THC-PRM-P-0177 | Pump, Centrifugal Submersible, Drainage, NW Plant | Switch,Level | Switch |  | LSHH | http://www.toronto.ca/TWONTO#level_switch
127579 | THC-PRM-LSL-0102 | Switch,Level-Low,Sump,Sump Pump 0102,Old Plant Primary West T31 | THC-PRM-P-0102 | Pump, Sump, Primary Treatment | Switch,Level | Switch |  | LSL | http://www.toronto.ca/TWONTO#level_switch
127580 | THC-PRM-LSLL-0174 | Switch, Level Low, Sump Pump Control, NW Plant | THC-PRM-P-0174 | Pump, Centrifugal Submersible, Drainage, NW Plant | Sensor,Level | Switch |  | LSLL | http://www.toronto.ca/TWONTO#level_switch
127581 | THC-PRM-LSLL-0177 | Switch, Level Low, Sump Pump Control, NW Plant | THC-PRM-P-0177 | Pump, Centrifugal Submersible, Drainage, NW Plant | Sensor,Level | Switch |  | LSLL | http://www.toronto.ca/TWONTO#level_switch
127582 | THC-PRM-LSLL-0915 | Switch, Float, Level-Low Low, Oil Tank 0970 | THC-PRM-T-0970 | Oil Tank, Hydraulic Power System for Scum Skimmer System, Primary Clarifier 0900 |  | Switch |  | LSLL | http://www.toronto.ca/TWONTO#level_switch
127585 | THC-PRM-LSLL-1115 | Switch, Float, Level-Low Low, Oil Tank 1170 | THC-PRM-T-1170 | Oil Tank, Hydraulic Power System for Scum Skimmer System, Primary Clarifier 1100 | Switch,Level-Low-Low | Switch |  | LSLL | http://www.toronto.ca/TWONTO#level_switch
127990 | THC-PRM-ZSH-0911 | Switch, Position High, Mech Collect, Valve 0909 | THC-PRM-V-0911A | Valve, Solenoid, Collect, Valve 0909 |  | Switch |  | ZSH | http://www.toronto.ca/TWONTO#position_switch
127991 | THC-PRM-ZSH-0971 | Switch, Position High, Cylinder Extend, Valve 0971 | THC-PRM-V-0971 | Valve, Hydraulic Cylinder, Scum Skimmer, Primary Clarifier 0900, SW Plant |  | Switch |  | ZSH | http://www.toronto.ca/TWONTO#position_switch
127992 | THC-PRM-ZSH-0973 | Switch, Position High, Cylinder Extend, Valve 0973 | THC-PRM-V-0973 | Valve, Hydraulic Cylinder, Scum Skimmer, Primary Clarifier 0900, SW Plant |  | Switch |  | ZSH | http://www.toronto.ca/TWONTO#position_switch
127993 | THC-PRM-ZSH-0975 | Switch, Position High, Mech Home, Valve 0971 | THC-PRM-V-0971 | Valve, Hydraulic Cylinder, Scum Skimmer, Primary Clarifier 0900, SW Plant |  | Switch |  | ZSH | http://www.toronto.ca/TWONTO#position_switch
127994 | THC-PRM-ZSH-0979 | Switch, Position High, Mech Home, Valve 0973 | THC-PRM-V-0973 | Valve, Hydraulic Cylinder, Scum Skimmer, Primary Clarifier 0900, SW Plant |  | Switch |  | ZSH | http://www.toronto.ca/TWONTO#position_switch
127998 | THC-PRM-ZSH-1111 | Switch, Position High, Mech Collect, Valve 1111 | THC-PRM-V-1111 | Valve, Hydraulic Cylinder, Bottom Scraper, Primary Clarifier 1100, NW Plant | Switch,Level-Low-Low | Switch |  | ZSH | http://www.toronto.ca/TWONTO#position_switch
127999 | THC-PRM-ZSH-1112 | Switch, Position High, Mech Collect, Valve 1112 | THC-PRM-V-1112 | Valve, Hydraulic Cylinder, Bottom Scraper, Primary Clarifier 1100, NW Plant | Switch,Level-Low-Low | Switch |  | ZSH | http://www.toronto.ca/TWONTO#position_switch
128000 | THC-PRM-ZSH-1141 | Switch, Position High, Supply Damper, Damper 1141 | THC-PRM-DM-1141 | Damper/Louver, Supply Air, Damper 1141, Fan 1140, Primary Clarifier 11 | Switch,Position-High | Switch |  | ZSH | http://www.toronto.ca/TWONTO#position_switch
128001 | THC-PRM-ZSH-1142 | Switch, Position High, Exhaust Damper, Damper 1142 | THC-PRM-DM-1142 | Damper/Louver, Supply Air, Damper 1142, Fan 1140, Primary Clarifier 11 | Switch,Position-High | Switch |  | ZSH | http://www.toronto.ca/TWONTO#position_switch
128002 | THC-PRM-ZSH-1151 | Switch, Position High, Supply Damper, Damper 1151 | THC-PRM-DM-1151 | Damper/Louver, Damper 1151 | Switch,Position-High | Switch |  | ZSH | http://www.toronto.ca/TWONTO#position_switch
128003 | THC-PRM-ZSH-1171 | Switch, Position High, Cylinder Extend, Valve 1171A | THC-PRM-V-1171 | Valve, Hydraulic Cylinder, Scum Skimmer, Tank 1100, Primary Clarifier, Phase IV | Switch,Position-High | Switch |  | ZSH | http://www.toronto.ca/TWONTO#position_switch
128004 | THC-PRM-ZSH-1171 | Switch, Position High, Cylinder Extend, Valve 1171A | THC-PRM-V-1171A | Valve, Knife Gate, Primary Sludge Pump (P-1170) Inlet Isolation, NW Plant | Switch,Position-High | Switch |  | ZSH | http://www.toronto.ca/TWONTO#position_switch
128005 | THC-PRM-ZSH-1173 | Switch, Position High, Cylinder Extend, Valve 1173C | THC-PRM-V-1173 | Valve, Hydraulic Cylinder, Scum Skimmer, Tank 1100, Primary Clarifier, Phase IV | Switch,Position-High | Switch |  | ZSH | http://www.toronto.ca/TWONTO#position_switch
128006 | THC-PRM-ZSH-1173 | Switch, Position High, Cylinder Extend, Valve 1173C | THC-PRM-V-1173C | Valve, Inlet, Flow Transmitter Indicating, Primary Clarifier 1100, Primary Sludge Distribution | Switch,Position-High | Switch |  | ZSH | http://www.toronto.ca/TWONTO#position_switch
128007 | THC-PRM-ZSH-1174 | Switch, Position High, Flush Water, Valve 1174 | THC-PRM-CH-5300 | Scum Pit,Tank 1100 & 1200, Primary Clarifier | Switch,Position-High | Switch |  | ZSH | http://www.toronto.ca/TWONTO#position_switch
128008 | THC-PRM-ZSH-1174 | Switch, Position High, Flush Water, Valve 1174 | THC-PRM-V-1174 | Valve, Actuated, Scum Trough Flushing Valve | Switch,Position-High | Switch |  | ZSH | http://www.toronto.ca/TWONTO#position_switch
128009 | THC-PRM-ZSH-1175 | Switch, Position High, Mech Home, Valve 1171A | THC-PRM-V-1171A | Valve, Knife Gate, Primary Sludge Pump (P-1170) Inlet Isolation, NW Plant | Switch,Position-High | Switch |  | ZSH | http://www.toronto.ca/TWONTO#position_switch
128010 | THC-PRM-ZSH-1176 | Switch, Position High, Mech Away, Valve 1171A | THC-PRM-V-1171 | Valve, Hydraulic Cylinder, Scum Skimmer, Tank 1100, Primary Clarifier, Phase IV | Switch,Position-High | Switch |  | ZSH | http://www.toronto.ca/TWONTO#position_switch
128011 | THC-PRM-ZSH-1176 | Switch, Position High, Mech Away, Valve 1171A | THC-PRM-V-1171A | Valve, Knife Gate, Primary Sludge Pump (P-1170) Inlet Isolation, NW Plant | Switch,Position-High | Switch |  | ZSH | http://www.toronto.ca/TWONTO#position_switch
128012 | THC-PRM-ZSH-1178 | Switch, Position High, Mech Away, Valve 1172B | THC-PRM-V-1172 | Valve, Hydraulic Cylinder, Scum Skimmer, Tank 1100, Primary Clarifier, Phase IV | Switch,Position-High | Switch |  | ZSH | http://www.toronto.ca/TWONTO#position_switch
128013 | THC-PRM-ZSH-1178 | Switch, Position High, Mech Away, Valve 1172B | THC-PRM-V-1172B | Valve, Knife Gate, Primary Sludge Pump (P-1170) Discharge Isolation, NW Plant | Switch,Position-High | Switch |  | ZSH | http://www.toronto.ca/TWONTO#position_switch
128014 | THC-PRM-ZSH-1180 | Switch, Position High, Mech Away, Valve 1173C | THC-PRM-V-1173C | Valve, Inlet, Flow Transmitter Indicating, Primary Clarifier 1100, Primary Sludge Distribution | Switch,Position-High | Switch |  | ZSH | http://www.toronto.ca/TWONTO#position_switch
128015 | THC-PRM-ZSH-1212 | Switch, Position High, Mech Collect, Valve 1212 | THC-PRM-V-1212 | Valve, Hydraulic Cylinder, Bottom Scraper, Primary Clarifier 1200, NW Plant | Switch,Level-Low-Low | Switch |  | ZSH | http://www.toronto.ca/TWONTO#position_switch
128016 | THC-PRM-ZSH-1213 | Switch, Position High, Mech Collect, Valve 1213 | THC-PRM-V-1213 | Valve, Hydraulic Cylinder, Bottom Scraper, Primary Clarifier 1200, NW Plant | Switch,Level-Low-Low | Switch |  | ZSH | http://www.toronto.ca/TWONTO#position_switch
128017 | THC-PRM-ZSH-1241 | Switch, Position High, Supply Damper, Damper 1241 | THC-PRM-DM-1241 | Damper/Louver, Supply Air, Fan 1240, Primary Clarifier 12 | Switch,Position-High | Switch |  | ZSH | http://www.toronto.ca/TWONTO#position_switch
128018 | THC-PRM-ZSH-1251 | Switch, Position High, Supply Damper, Damper 1251 | THC-PRM-DM-1251 | Damper/Louver, Damper 1251 | Switch,Position-High | Switch |  | ZSH | http://www.toronto.ca/TWONTO#position_switch
128019 | THC-PRM-ZSH-1271 | Switch, Position High, Cylinder Extend, Valve 1271 | THC-PRM-V-1271 | Valve, Hydraulic Cylinder, Scum Skimmer, Primary Clarifier 1200, NW Plant | Switch,Position-High | Switch |  | ZSH | http://www.toronto.ca/TWONTO#position_switch
128020 | THC-PRM-ZSH-1276 | Switch, Position High, Mech Away, Valve 1271 | THC-PRM-V-1271 | Valve, Hydraulic Cylinder, Scum Skimmer, Primary Clarifier 1200, NW Plant | Switch,Position-High | Switch |  | ZSH | http://www.toronto.ca/TWONTO#position_switch
128021 | THC-PRM-ZSH-1278 | Switch, Position High, Mech Away, Valve 1272 | THC-PRM-V-1272 | Valve, Hydraulic Cylinder, Scum Skimmer, Primary Clarifier 1200, NW Plant | Switch,Position-High | Switch |  | ZSH | http://www.toronto.ca/TWONTO#position_switch
128022 | THC-PRM-ZSH-1279 | Switch, Position High, Mech Home, Valve 1273 | THC-PRM-V-1273 | Valve, Hydraulic Cylinder, Scum Skimmer, Primary Clarifier 1200, NW Plant | Switch,Position-High | Switch |  | ZSH | http://www.toronto.ca/TWONTO#position_switch
128023 | THC-PRM-ZSH-1280 | Switch, Position High, Mech Away, Valve 1273 | THC-PRM-V-1273 | Valve, Hydraulic Cylinder, Scum Skimmer, Primary Clarifier 1200, NW Plant | Switch,Position-High | Switch |  | ZSH | http://www.toronto.ca/TWONTO#position_switch
128024 | THC-PRM-ZSL-0912 | Switch, Position Low, Mech Return, Valve 0912 | THC-PRM-V-0912 | Valve, Hydraulic Cylinder, Bottom Scraper, Primary Clarifier 0900, SW Plant |  | Switch |  | ZSL | http://www.toronto.ca/TWONTO#position_switch
128025 | THC-PRM-ZSL-0914 | Switch, Position Low, Mech Return, Valve 0914 | THC-PRM-V-0914 | Valve, Hydraulic Cylinder, Bottom Scraper, Primary Clarifier 0900, SW Plant |  | Switch |  | ZSL | http://www.toronto.ca/TWONTO#position_switch
128026 | THC-PRM-ZSL-0971 | Switch, Position Low, Cylinder Retract, Valve 0971 | THC-PRM-V-0971 | Valve, Hydraulic Cylinder, Scum Skimmer, Primary Clarifier 0900, SW Plant |  | Switch |  | ZSL | http://www.toronto.ca/TWONTO#position_switch
128029 | THC-PRM-ZSL-1112 | Switch, Position Low, Mech Return, Valve 1112 | THC-PRM-V-1112 | Valve, Hydraulic Cylinder, Bottom Scraper, Primary Clarifier 1100, NW Plant | Switch,Level-Low-Low | Switch |  | ZSL | http://www.toronto.ca/TWONTO#position_switch
128030 | THC-PRM-ZSL-1114 | Switch, Position Low, Mech Return, Valve 1114 | THC-PRM-V-1114 | Valve, Hydraulic Cylinder, Bottom Scraper, Primary Clarifier 1100, NW Plant | Switch,Level-Low-Low | Switch |  | ZSL | http://www.toronto.ca/TWONTO#position_switch
128031 | THC-PRM-ZSL-1171 | Switch, Position Low, Cylinder Retract, Valve 1171A | THC-PRM-V-1171 | Valve, Hydraulic Cylinder, Scum Skimmer, Tank 1100, Primary Clarifier, Phase IV | Switch,Position-Low | Switch |  | ZSL | http://www.toronto.ca/TWONTO#position_switch
128032 | THC-PRM-ZSL-1172 | Switch, Position Low, Cylinder Retract, Valve 1172B | THC-PRM-V-1172 | Valve, Hydraulic Cylinder, Scum Skimmer, Tank 1100, Primary Clarifier, Phase IV | Switch,Position-Low | Switch |  | ZSL | http://www.toronto.ca/TWONTO#position_switch
128033 | THC-PRM-ZSL-1172 | Switch, Position Low, Cylinder Retract, Valve 1172B | THC-PRM-V-1172B | Valve, Knife Gate, Primary Sludge Pump (P-1170) Discharge Isolation, NW Plant | Switch,Position-Low | Switch |  | ZSL | http://www.toronto.ca/TWONTO#position_switch
128034 | THC-PRM-ZSL-1211 | Switch, Position Low, Mech Return, Valve 1211 | THC-PRM-V-1211 | Valve, Hydraulic Cylinder, Bottom Scraper, Primary Clarifier 1200, NW Plant | Switch,Level-Low-Low | Switch |  | ZSL | http://www.toronto.ca/TWONTO#position_switch
128035 | THC-PRM-ZSL-1214 | Switch, Position Low, Mech Return, Valve 1214 | THC-PRM-V-1214 | Valve, Hydraulic Cylinder, Bottom Scraper, Primary Clarifier 1200, NW Plant | Switch,Level-Low-Low | Switch |  | ZSL | http://www.toronto.ca/TWONTO#position_switch
128036 | THC-PRM-ZSL-1271 | Switch, Position Low, Cylinder Retract, Valve 1271 | THC-PRM-V-1271 | Valve, Hydraulic Cylinder, Scum Skimmer, Primary Clarifier 1200, NW Plant | Switch,Position-Low | Switch |  | ZSL | http://www.toronto.ca/TWONTO#position_switch
128163 | THC-PWA-LSH-0002 | Switch, Level, Capacitance, Station Flooding, S.E. Pumping Station | THC-PWA-SOUTH | South Pumping Station |  | Switch |  | LSH | http://www.toronto.ca/TWONTO#level_switch
128166 | THC-PWA-LSHH-0316 | Level Switch High High,Incineration. Plant Water Pumping Station | THC-PWA-P-0316 | Pump,Sump, Incineration. Plant Water Pumping Station | Switch,Level | Switch |  | LSHH | http://www.toronto.ca/TWONTO#level_switch
128179 | THC-PWA-PDSH-0301 | Switch, Differential Pressure, High, Local Indicator, Strainer STR-0300, S.E. Pumping Station | THC-PWA-STR-0300 | Strainer,Automatic,Plant Effluent Water,South Effluent Pump Station,Intermediate Level |  | Switch |  | PDSH | http://www.toronto.ca/TWONTO#pressure_switch
128180 | THC-PWA-PDSH-0401 | Switch, Differential Pressure, High, Local Indicator, Strainer STR-0400, S.E. Pumping Station | THC-PWA-STR-0400 | Strainer,Automatic,Plant Effluent Water,South Effluent Pump Station,Intermediate Level |  | Switch |  | PDSH | http://www.toronto.ca/TWONTO#pressure_switch
128181 | THC-PWA-PDSH-0901 | Switch, Pressure Differential, High, Local Indication, Strainer STR-0900, N.E. Pumping Station | THC-PWA-STR-0900 | Strainer, N.E. Pumping Station |  | Switch |  | PDSH | http://www.toronto.ca/TWONTO#pressure_switch
128190 | THC-PWA-PSL-0401 | Switch, Pressure, Low, Pump P-0400 Intake, S.E. Pumping Station | THC-PWA-P-0400 | Pump, P-0400, S.E. Pumping Station |  | Switch |  | PSL | http://www.toronto.ca/TWONTO#pressure_switch
128191 | THC-PWA-PSL-0501 | Switch, Pressure, Low, Pump P-0500, S.E. Pumping Station | THC-PWA-P-0500 | Pump, P-0500, S.E. Pumping Station |  | Switch |  | PSL | http://www.toronto.ca/TWONTO#pressure_switch
128871 | THC-STR-LSH-0129 | Level Switch High,Sump,Phase 4 Blower Building | THC-STR-P-0129 | Pump, Sump, Secondary Treatment | Switch,Level | Switch |  | LSH | http://www.toronto.ca/TWONTO#level_switch
128872 | THC-STR-LSH-0165 | Level Switch High,T33 West Final Tank 0700,Building A | THC-STR-P-0165 | Pump, Sump, Secondary Treatment | Switch,Level | Switch |  | LSH | http://www.toronto.ca/TWONTO#level_switch
128873 | THC-STR-LSH-0180 | Switch, Level, High, Pump Start, NW Plant | THC-STR-P-0180 | Pump, Centrifugal Submersible, Drainage, NW Plant |  | Switch |  | LSH | http://www.toronto.ca/TWONTO#level_switch
128874 | THC-STR-LSH-0181 | Switch, Level, High, Pump Start, NW Plant | THC-STR-P-0181 | Pump, Centrifugal Submersible, Drainage, NW Plant |  | Switch |  | LSH | http://www.toronto.ca/TWONTO#level_switch
128875 | THC-STR-LSH-0186 | Switch, Level, High, Pump Start, NW Plant | THC-STR-P-0186 | Pump, Centrifugal Submersible, Drainage, NW Plant |  | Switch |  | LSH | http://www.toronto.ca/TWONTO#level_switch
128876 | THC-STR-LSH-1204 | Switch,Level-High,Sump,Sump Pump 1204,Old Plant Workshop | THC-STR-P-1204 | Pump,Sump,MCC 1 Lower Cable Crawl Space,Building A | Switch,Level | Switch |  | LSH | http://www.toronto.ca/TWONTO#level_switch
128877 | THC-STR-LSH-1301 | Level Switch High,Sump,T15 Phase 1 Final Area | THC-STR-P-1301A | Pump, Sump, Secondary Treatment | Switch,Level | Switch |  | LSH | http://www.toronto.ca/TWONTO#level_switch
128880 | THC-STR-LSHH-0131 | Level Switch High,Sump,T15 Phase 1 Final Area | THC-STR-P-1301A | Pump, Sump, Secondary Treatment | Switch,Level | Switch |  | LSHH | http://www.toronto.ca/TWONTO#level_switch
128881 | THC-STR-LSHH-0158 | Level Switch High,Sump,T33 East Final Tank 0200 and 0300, Building A | THC-STR-P-0158 | Pump, Sump, Secondary Treatment | Switch,Level | Switch |  | LSHH | http://www.toronto.ca/TWONTO#level_switch
128882 | THC-STR-LSHH-0179 | Switch, Level High High, Sump Pump Control, NW Plant | THC-STR-P-0179 | Pump, Centrifugal Submersible, Drainage, NW Plant | Switch,Level | Switch |  | LSHH | http://www.toronto.ca/TWONTO#level_switch
128883 | THC-STR-LSHH-0181 | Switch, Level High High, Sump Pump Control, NW Plant | THC-STR-P-0181 | Pump, Centrifugal Submersible, Drainage, NW Plant | Switch,Level | Switch |  | LSHH | http://www.toronto.ca/TWONTO#level_switch
128884 | THC-STR-LSHH-0184 | Switch, Level High High, Sump Pump Control, NW Plant | THC-STR-P-0184 | Pump, Centrifugal Submersible, Drainage, NW Plant | Switch,Level | Switch |  | LSHH | http://www.toronto.ca/TWONTO#level_switch
128885 | THC-STR-LSHH-0186 | Switch, Level High High, Sump Pump Control, NW Plant | THC-STR-P-0186 | Pump, Centrifugal Submersible, Drainage, NW Plant | Switch,Level | Switch |  | LSHH | http://www.toronto.ca/TWONTO#level_switch
128892 | THC-STR-LSLL-0186 | Switch, Level Low, Sump Pump Control, NW Plant | THC-STR-P-0186 | Pump, Centrifugal Submersible, Drainage, NW Plant |  | Switch |  | LSLL | http://www.toronto.ca/TWONTO#level_switch
128893 | THC-STR-LSLL-1601 | Switch,Level Low Low,Sump,Tunnel T16 & T13 Intersection | THC-STR-CP-1601 | Control Panel,Sump Pumps,Tunnel T16 & T13 Intersection |  | Switch |  | LSLL | http://www.toronto.ca/TWONTO#level_switch
128944 | THC-STR-PSL-0445 | Switch, Inlet, Pressure-Low, Pump 0440, Secondary Clarifiers 0300&0400 - Old Section | THC-STR-P-0440 | Pump, Tank 0300-0400, Secondary Clarifier, RAS/WAS | Switch,Pressure-Low | Switch |  | PSL | http://www.toronto.ca/TWONTO#pressure_switch
128945 | THC-STR-PSL-0545 | Switch, Inlet, Pressure-Low, Pump 0540, Secondary Clarifiers 0500&0600 - Old Section | THC-STR-P-0540 | Pump, Tank 0500-0600, Secondary Clarifier, RAS/WAS | Switch,Pressure-Low | Switch |  | PSL | http://www.toronto.ca/TWONTO#pressure_switch
128946 | THC-STR-PSL-0745 | Switch, Inlet, Pressure-Low, Pump 0740, Secondary Clarifiers 0700&0800 - Old Section | THC-STR-P-0740 | Pump, Tank 0700-0800, Secondary Clarifier, RAS/WAS | Switch,Pressure-Low | Switch |  | PSL | http://www.toronto.ca/TWONTO#pressure_switch
128947 | THC-STR-PSL-0845 | Switch, Inlet, Pressure-Low, ,Pump 0840, Secondary Clarifiers 0700&0800 - Old Section | THC-STR-P-0840SP | Pump, Tank 0700-0800, Secondary Clarifier, RAS/WAS | Switch,Pressure-Low | Switch |  | PSL | http://www.toronto.ca/TWONTO#pressure_switch
128948 | THC-STR-PSL-0945 | Switch, Inlet, Pressure-Low, Pump 0940,Secondary Clarifier 0900,RAS Pumping Distribution - Phase 1 | THC-STR-P-0940 | Pump, Dewatering, Tank 0900, Secondary Clarifier, RAS/WAS | Switch,Pressure-Low | Switch |  | PSL | http://www.toronto.ca/TWONTO#pressure_switch
128949 | THC-STR-PSL-1045 | Switch, Inlet, Pressure-Low, Pump 1040,Secondary Clarifier 1000,RAS Pumping Distribution - Phase 1 | THC-STR-P-1040 | Pump, Dewatering, Tank 1000, Secondary Clarifier, RAS/WAS | Switch,Pressure-Low | Switch |  | PSL | http://www.toronto.ca/TWONTO#pressure_switch
128950 | THC-STR-PSL-1245 | Switch, Inlet, Pressure-Low, Pump 1240,Secondary Clarifier 1200,RAS Pumping Distribution - Phase 1 | THC-STR-P-1240 | Pump, Dewatering, Tank 1200, Secondary Clarifier, RAS/WAS | Switch,Pressure-Low | Switch |  | PSL | http://www.toronto.ca/TWONTO#pressure_switch
128951 | THC-STR-PSL-1345 | Switch, Inlet, Pressure-Low, Pump 1340,Secondary Clarifier 1300,RAS Pumping Distribution - Phase 4 | THC-STR-P-1340 | New Spare Pump, Dewatering, Tank 1300, Secondary Clarifier, RAS/WAS, Tunnel T19 Phase IV Secondary | Switch,Pressure-Low | Switch |  | PSL | http://www.toronto.ca/TWONTO#pressure_switch
128952 | THC-STR-PSL-5045 | Switch, Inlet, Pressure-Low,,Pump 5040, Secondary Clarifiers 0100&0200 - Old Section | THC-STR-P-5040 | Pump, Tank 0100-0200, Secondary Clarifier, RAS/WAS | Switch,Pressure-Low | Switch | 41053 | PSL | http://www.toronto.ca/TWONTO#pressure_switch
128953 | THC-STR-PSL-5245 | Switch, Inlet, Pressure-Low,,Pump 5240, Secondary Clarifiers 0500&0600 - Old Section | THC-STR-P-5240 | Pump, Tank 0500-0600, Secondary Clarifier, RAS/WAS | Switch,Pressure-Low | Switch |  | PSL | http://www.toronto.ca/TWONTO#pressure_switch
128954 | THC-STR-PSL-5445 | Switch, Inlet, Pressure-Low,,Pump 5440, Secondary Clarifiers 0700&0800 - Old Section | THC-STR-P-5440 | Pump, Centrifugal, Secondary Sludge, SE Plant, SE Plant Blowers Part 1 and Train #8 | Switch,Pressure-Low | Switch |  | PSL | http://www.toronto.ca/TWONTO#pressure_switch
129174 | THC-THK-LSH-0110 | Level Switch High,Flotation Building | THC-THK-P-0111 | Pump,Sump,Flotation Building | Switch,Level | Switch |  | LSH | http://www.toronto.ca/TWONTO#level_switch
129175 | THC-THK-LSH-0111 | Switch,Level-High,Sump,Sump Pump 0111,admin Building | THC-THK-P-0111 | Pump,Sump,Flotation Building | Switch,Level | Switch |  | LSH | http://www.toronto.ca/TWONTO#level_switch
129181 | THC-THK-LSH-5972 | Switch, Level High, Centrate Tank T-5970 | THC-THK-T-5970 | Tank,Centrate | Switch,Level-High | Switch |  | LSH | http://www.toronto.ca/TWONTO#level_switch
129182 | THC-THK-LSH-5992 | Switch, Level High, Centrate Tank T-5990 | THC-THK-T-5990 | Tank,Centrate | Switch,Level-High | Switch |  | LSH | http://www.toronto.ca/TWONTO#level_switch
129189 | THC-THK-LSL-1101 | Switch, Level Low, for Mixing Tank-1100,Polymer Make-up System-1100 | THC-THK-T-1100 | Tank,Make-up,Polymer Make-up System-1100,Thickening Building | Mixer,Propeller | Switch |  | LSL | http://www.toronto.ca/TWONTO#level_switch
129248 | THC-THK-PSL-5820 | Switch, Pressure-Low, Pump P-5820, Thickening | THC-THK-P-5820 | Pump,Rotary Lobe,TWAS Tank T-5800 |  | Switch |  | PSL | http://www.toronto.ca/TWONTO#pressure_switch
129250 | THC-THK-PSL-5830 | Switch, Pressure-Low, Pump P-5830, Thickening | THC-THK-P-5830 | Pump,Rotary Lobe,TWAS Tank T-5800 |  | Switch |  | PSL | http://www.toronto.ca/TWONTO#pressure_switch
129516 | THC-WWW-LSH-0002 | Switch, Float, High, Sump Pump P-0100 & P-0200, S.E. Pumping Station | THC-PWA-EFFLUENT | Plant Water Effluent |  | Switch |  | LSH | http://www.toronto.ca/TWONTO#level_switch
129517 | THC-WWW-LSH-0002 | Switch, Float, High, Sump Pump P-0100 & P-0200, S.E. Pumping Station | THC-PWA-SOUTH | South Pumping Station |  | Switch |  | LSH | http://www.toronto.ca/TWONTO#level_switch
129518 | THC-WWW-LSH-0004 | Switch, Float, High, Sump Alarm, S.E. Pumping Station | THC-PWA-EFFLUENT | Plant Water Effluent |  | Switch |  | LSH | http://www.toronto.ca/TWONTO#level_switch
129519 | THC-WWW-LSH-0004 | Switch, Float, High, Sump Alarm, S.E. Pumping Station | THC-PWA-SOUTH | South Pumping Station |  | Switch |  | LSH | http://www.toronto.ca/TWONTO#level_switch
129546 | THE-ELS-LSL-0100 | Switch, Level, Low, Sump Pump 0100A/0101, Old Main Sub Station | THR-ELS-CP-0100 | Control Panel,Sump Pump 0100A/0101,Old Main Sub Station | Switch,Level-High-High | Switch |  | LSL | http://www.toronto.ca/TWONTO#level_switch
129670 | THR-ACC-ASH-5012S | Carbon Monoxide(CO) Detector (Eingie Room Basement-Boiler Area) | THR-ELS-HH | Electrical System, Head House and Engine Room | Fire Prevention,Heat Detector | Switch | 47417 | ASH | http://www.toronto.ca/TWONTO#flame_or_combustion_sensing_instrument
129799 | THR-ACC-DS-0711 | Switch, Disconnect, Pump 1, Glycol Skid, Compressor Building Main Floor, Glycol System | THR-ACC-DIG | Air Conditioning, HVAC, Digesters |  | Switch |  | DS | http://www.toronto.ca/TWONTO#disconnect_switch
129800 | THR-ACC-DS-0780 | Switch, Disconnect, Supply Fan, Waste Gas Burner Building | THR-ACC-FN-0780 | Fan, Centrifugal, Air Supply, AHU-0780, South of WGB Bldg |  | Switch |  | DS | http://www.toronto.ca/TWONTO#disconnect_switch
129947 | THR-ACC-FSH-0004 | Switch,Flow-High, Eye Wash flow,Eye wash satation,Disinfection Building | THR-ACC-EWS-0004S | Eye Wash Station,Disinfection Bldg | Valve,Ball | Switch |  | FSH | http://www.toronto.ca/TWONTO#flow_switch
129948 | THR-ACC-FSL-0005 | Switch, Flow-Low, P-0203A | THR-ACC-P-0203A | Pump, Centrifugal, Glycol Heating Supply to AHU-0003 | Switch,Flow-Low | Switch |  | FSL | http://www.toronto.ca/TWONTO#flow_switch
129949 | THR-ACC-FSL-0009 | Switch, Flow, Low, Main Glycol Recirculating Pump 0205A, Ground Floor | THR-ACC-P-0205A | Pump, Glycol Skid Recirculation | Switch,Flow-Low | Switch |  | FSL | http://www.toronto.ca/TWONTO#flow_switch
129950 | THR-ACC-FSL-0010 | Switch, Flow, Low, Main Glycol Recirculating Pump 0205B, Ground Floor | THR-ACC-P-0205B | Pump, Glycol Skid Recirculation | Switch,Flow-Low | Switch |  | FSL | http://www.toronto.ca/TWONTO#flow_switch
129951 | THR-ACC-FSL-0011 | Switch, Flow, Low, Main Glycol Supply, Ground Floor | THR-ACC-AHU-0007 | Air Handling Unit, STB Roof | Switch,Flow-Low | Switch |  | FSL | http://www.toronto.ca/TWONTO#flow_switch
129952 | THR-ACC-FSL-0013 | Switch, Flow, Low, Hot Water Recirculation Pump-0102, Ground Floor | THR-ACC-P-0102 | Pump, Hot Water Recirculation, STB Ground Floor | Switch,Flow-Low | Switch |  | FSL | http://www.toronto.ca/TWONTO#flow_switch
129953 | THR-ACC-FSL-0140 | Switch, Flow, Low, Supply Air Duct, Air Handling Unit AHU-0140/0150, Headhouse Loading Bay Roof | THR-ACC-AHU-0140 | Air Handling Unit, Headhouse Loading Bay Air Supply, Headhouse Roof | Switch,Flow-Low | Switch |  | FSL | http://www.toronto.ca/TWONTO#flow_switch
129954 | THR-ACC-FSL-0204A | Switch, Flow-Low, P-0204A | THR-ACC-P-0204A | Pump, Centrifugal, Glycol Heating Supply to AHU-0004 | Switch,Flow-Low | Switch |  | FSL | http://www.toronto.ca/TWONTO#flow_switch
129955 | THR-ACC-FSL-0204B | Switch, Flow-Low, P-0204B | THR-ACC-P-0204B | Pump, Centrifugal, Glycol Heating Supply to AHU-0004 | Switch,Flow-Low | Switch |  | FSL | http://www.toronto.ca/TWONTO#flow_switch
129956 | THR-ACC-FSL-0210 | Switch, Flow, Low, Supply Air Duct, Air Handling Unit AHU-0210/0220, North Grit Loading Bay Roof | THR-ACC-AHU-0210 | Air Handling Unit, Air Supply, North Grit Loading Bay Roof | Switch,Flow-Low | Switch |  | FSL | http://www.toronto.ca/TWONTO#flow_switch
129957 | THR-ACC-FSL-0751 | Switch, Flow-Low, Discharge, AHU-0751, Headhouse, Gallery Ventilation, Zone 1A and 1B | THR-ACC-AHU-0751 | Air Handling Unit, Blow Thru, Headhouse, Gallery Ventilation, Zone 1A and 1B | Switch,Flow-Low | Switch |  | FSL | http://www.toronto.ca/TWONTO#flow_switch
129958 | THR-ACC-FSL-0752S | Switch, Flow-Low, Air Handling Unit 0017 (0752), T17 East, Plant Services, Gallery Ventilation, Zone 2A and 2B | THR-ACC-AHU-0752S | Air Handling Unit, Air Curtain, T17 East, Gallery Ventilation, Zone 2A, 2B and 2C | Switch,Flow-Low | Switch | 39336 | FSL | http://www.toronto.ca/TWONTO#flow_switch
129959 | THR-ACC-FSL-0753S | Switch, Flow-Low, Air Handling Unit 0752 (0753), T17 East, Plant Services, Gallery Ventilation, Zone 2A and 2B | THR-ACC-AHU-0753S | Air Handling Unit, Air Curtain, T17 East, Gallery Ventilation, Zone 2A, 2B and 2C | Switch,Flow-Low | Switch | 39337 | FSL | http://www.toronto.ca/TWONTO#flow_switch
129960 | THR-ACC-FSL-0754S | Switch, Flow-Low, Air Handling Unit 0754, RAS Pump, Centrifugaling Station, T-20, Plant Services, Gallery Ventilation, Zone 3B | THR-ACC-AHU-0754S | Air Handling Unit, Blow Thru, RSPS Roof, Gallery Ventilation, Zone 3B | Switch,Flow-Low | Switch | 39338 | FSL | http://www.toronto.ca/TWONTO#flow_switch
129961 | THR-ACC-FSL-0843S | Switch, Flow-Low, Exhaust Fan 0843, T14 North, Plant Services, Gallery Ventilation, Zone 2A and 2B | THR-ACC-FN-0843 | Fan, Exhaust, T14 North, Plant Services, Gallery Ventilation, Zone 2A, 2B, 2C | Switch,Flow-Low | Switch | 39341 | FSL | http://www.toronto.ca/TWONTO#flow_switch
129962 | THR-ACC-FSL-0845S | Switch, Flow-Low, Exhaust Fan 0845, T14 South, Plant Services, Gallery Ventilation, Zone 2A and 2B | THR-ACC-FN-0845S | Fan, Exhaust, T14 South, Plant Services, Gallery Ventilation, Zone 2A, 2B, 2C | Switch,Flow-Low | Switch | 39343 | FSL | http://www.toronto.ca/TWONTO#flow_switch
129963 | THR-ACC-FSL-0846S | Switch, Flow-Low, Exhaust Fan 0846, T14 South, Plant Services, Gallery Ventilation, Zone 2A and 2B | THR-ACC-FN-0846S | Fan, Exhaust, T14 South, Plant Services, Gallery Ventilation, Zone 2A, 2B, 2C | Switch,Flow-Low | Switch | 39344 | FSL | http://www.toronto.ca/TWONTO#flow_switch
129964 | THR-ACC-FSL-0849 | Switch, Flow-Low, Exhaust Fan 0849, T21, Plant Services, Gallery Ventilation, Zone 3A | THR-ACC-FN-0849 | Fan, Exhaust, T21, Access House, Gallery Ventilation, Zone 3A | Switch,Flow-Low | Switch |  | FSL | http://www.toronto.ca/TWONTO#flow_switch
129965 | THR-ACC-FSL-0851 | Switch, Flow-Low, Exhaust Fan 0851, T16, Plant Services, Gallery Ventilation, Zone 3A | THR-ACC-FN-0851 | Fan, Exhaust, T16, Plant Services, Gallery Ventilation, Zone 3A | Switch,Flow-Low | Switch |  | FSL | http://www.toronto.ca/TWONTO#flow_switch
129966 | THR-ACC-FSL-0852S | Switch, Flow-Low, Exhaust Fan 0852, T17 East, Plant Services, Gallery Ventilation, Zone 3A | THR-ACC-FN-0852S | Fan, Exhaust, T21 East, Plant Services, Gallery Ventilation, Zone 3A | Switch,Flow-Low | Switch | 39345 | FSL | http://www.toronto.ca/TWONTO#flow_switch
129967 | THR-ACC-FSL-0854S | Switch, Flow-Low, Exhaust Fan 0854, T15, Plant Services, Gallery Ventilation, Zone 3B | THR-ACC-FN-0854S | Fan, Exhaust, T15, Plant Services, Gallery Ventilation, Zone 3B | Switch,Flow-Low | Switch | 39347 | FSL | http://www.toronto.ca/TWONTO#flow_switch
129968 | THR-ACC-FSL-0859 | Switch, Flow-Low, Exhaust Fan 0859, T21, Plant Services, Gallery Ventilation, Zone 3A | THR-ACC-FN-0859 | Fan, Exhaust, T21B, Access House, Gallery Ventilation, Zone 3A | Switch,Flow-Low | Switch |  | FSL | http://www.toronto.ca/TWONTO#flow_switch
129969 | THR-ACC-FSL-0867 | Switch, Flow-Low, Discharge, Exhaust Fan 0867, T12 South, Plant Services, Gallery Ventilation, Zone 1A and 1B | THR-ACC-FN-0841 | Fan, Exhaust, T12 North, Plant Services, Gallery Ventilation, Zone 1A, 1B | Switch,Flow-Low | Switch |  | FSL | http://www.toronto.ca/TWONTO#flow_switch
129970 | THR-ACC-FSL-0971S | Switch, Flow-Low, Air Curtain 0971, Plant Services, Gallery Ventilation, Zone 3B | THR-ACC-FN-0971S | Fan, Air Curtain, T17E, Plant Services, Gallery Ventilation, Zone 3B | Switch,Flow-Low | Switch | 39349 | FSL | http://www.toronto.ca/TWONTO#flow_switch
129971 | THR-ACC-FSL-1302 | Switch, Flow-Low, Discharge, Blower for Boiler 1301, Plant Central Hot Water System, Hot Water Boilers | THR-ACC-BO-1301 | Boiler, Low Pressure, Hot Water, Plant Central Hot Water System, Hot Water Boilers (CRN-H9308.5,TSSA UID-65022703, SNo.-5.1103723) | Switch,Flow-Low | Switch |  | FSL | http://www.toronto.ca/TWONTO#flow_switch
129972 | THR-ACC-FSL-1501 | Switch, Flow-Low, Outlet, Boiler 1501, Hot Water Supply, Plant Central Hot Water System, Hot Water Boilers | THR-ACC-BO-1501 | Boiler, Low Pressure, Hot Water, Plant Central Hot Water System, Hot Water Boilers (CRN-H9308.5,TSSA UID-65022705, SNo.-5.1103725) | Switch,Flow-Low | Switch |  | FSL | http://www.toronto.ca/TWONTO#flow_switch
129973 | THR-ACC-FSL-1601 | Switch, Flow-Low, Outlet, Boiler 1601, Hot Water Supply, Plant Central Hot Water System, Hot Water Boilers | THR-ACC-BO-1601 | Boiler, Low Pressure, Hot Water, Plant Central Hot Water System, Hot Water Boilers (CRN-H9308.5,TSSA UID-65022706, SNo.-5.1103726) | Switch,Flow-Low | Switch |  | FSL | http://www.toronto.ca/TWONTO#flow_switch
129974 | THR-ACC-FSL-1602 | Switch, Flow-Low, Discharge, Blower for Boiler 1601, Plant Central Hot Water System, Hot Water Boilers | THR-ACC-BO-1601 | Boiler, Low Pressure, Hot Water, Plant Central Hot Water System, Hot Water Boilers (CRN-H9308.5,TSSA UID-65022706, SNo.-5.1103726) | Switch,Flow-Low | Switch |  | FSL | http://www.toronto.ca/TWONTO#flow_switch
129975 | THR-ACC-FSL-1701 | Switch, Flow-Low, Outlet, Boiler 1701, Hot Water Supply, Plant Central Hot Water System, Hot Water Boilers | THR-ACC-BO-1701 | Boiler, Low Pressure, Hot Water, Plant Central Hot Water System, Hot Water Boilers (CRN-H9308.5,TSSA UID-65022707, SNo.-5.1103727) | Switch,Flow-Low | Switch |  | FSL | http://www.toronto.ca/TWONTO#flow_switch
129976 | THR-ACC-FSL-1702 | Switch, Flow-Low, Discharge, Blower for Boiler 1701, Plant Central Hot Water System, Hot Water Boilers | THR-ACC-BO-1701 | Boiler, Low Pressure, Hot Water, Plant Central Hot Water System, Hot Water Boilers (CRN-H9308.5,TSSA UID-65022707, SNo.-5.1103727) | Switch,Flow-Low | Switch |  | FSL | http://www.toronto.ca/TWONTO#flow_switch
130011 | THR-ACC-HMSB-3610 | Switch, Time Of Day Override,HVAC,East Workshop | THR-ACC-EMB | Air Conditioning, AHU, HVAC, East Maintenance Building | Switch,Temperature-Low | Switch |  | HMSB | http://www.toronto.ca/TWONTO#thermostat_or_zone_controller_unit
130012 | THR-ACC-HMSH-3610 | Switch, Time Of Day Override,HVAC,East Workshop | THR-ACC-EMB | Air Conditioning, AHU, HVAC, East Maintenance Building | Switch,Temperature-Low | Switch |  | HMSH | http://www.toronto.ca/TWONTO#thermostat_or_zone_controller_unit
130091 | THR-ACC-LSL-0800 | Switch, Low Water Cut Off, North Grit Boiler 0800, Plant Central Hot Water System | THR-ACC-BO-0800 | Boiler, Low Pressure, North Grit Boilers, Plant Services, Natural Gas Overview (CRN-B9917.5,TSSA UID-65022713, SNo.-5.867338,S-87073) | Switch,Level-Low | Switch |  | LSL | http://www.toronto.ca/TWONTO#level_switch
130092 | THR-ACC-LSL-1301 | Switch, Low Water Cut Off, Boiler 1301, Plant Central Hot Water System, Hot Water Boilers | THR-ACC-BO-1301 | Boiler, Low Pressure, Hot Water, Plant Central Hot Water System, Hot Water Boilers (CRN-H9308.5,TSSA UID-65022703, SNo.-5.1103723) | Switch,Level-Low | Switch |  | LSL | http://www.toronto.ca/TWONTO#level_switch
130093 | THR-ACC-LSL-1401 | Switch, Low Water Cut Off, Boiler 1401, Plant Central Hot Water System, Hot Water Boilers | THR-ACC-BO-1401 | Boiler, Low Pressure, Hot Water, Plant Central Hot Water System, Hot Water Boilers (CRN-H9308.5,TSSA UID-65022704, SNo.-5.1103724) | Switch,Level-Low | Switch |  | LSL | http://www.toronto.ca/TWONTO#level_switch
130094 | THR-ACC-LSL-1601 | Switch, Low Water Cut Off, Boiler 1601, Plant Central Hot Water System, Hot Water Boilers | THR-ACC-BO-1601 | Boiler, Low Pressure, Hot Water, Plant Central Hot Water System, Hot Water Boilers (CRN-H9308.5,TSSA UID-65022706, SNo.-5.1103726) | Switch,Level-Low | Switch |  | LSL | http://www.toronto.ca/TWONTO#level_switch
130371 | THR-ACC-PDSH-4000 | Switch, Pressure Differential, High, Serves THR-ACC-AHU-4000,Gallery T17E | THR-ACC-AHU-4000 | Air Handling Unit, 100% Outside Air Draw Thru, T17E | Switch,Pressure | Switch |  | PDSH | http://www.toronto.ca/TWONTO#pressure_switch
130372 | THR-ACC-PDSH-4500 | Switch, Pressure Differential, High, Serves THR-ACC-AHU-4500,SP RAS Pumping Station | THR-ACC-AHU-4500 | Air Handling Unit, 100% Outside Air Draw Thru, RAS Pumping Station | Switch,Pressure | Switch |  | PDSH | http://www.toronto.ca/TWONTO#pressure_switch
130373 | THR-ACC-PDSL-4002 | Switch, Pressure Differential, Low, Serves THR-ACC-FN-4007,Gallery 20N | THR-ACC-FN-4007 | Fan, Supply, T20N, Vault 2,Gallery T20N | Switch,Flow-Low | Switch |  | PDSL | http://www.toronto.ca/TWONTO#pressure_switch
130391 | THR-ACC-PSH-0100 | Switch, Pressure, High, Filter Gauge Status, Air Handling Unit AHU-0100, Headhouse Roof | THR-ACC-AHU-0100 | Air Handling Unit,Main Equipment Room Mezzanine,Main Equipment Room Air Handling Unit | Switch,Pressure-High | Switch |  | PSH | http://www.toronto.ca/TWONTO#pressure_switch
130392 | THR-ACC-PSH-0110 | Switch, Pressure, High, Filter Gauge Status, Air Handling Unit AHU-0110, Headhouse Roof | THR-ACC-AHU-0110 | Air Handling Unit, Headhouse Grit Area Air Supply, Headhouse Roof | Switch,Pressure-High | Switch |  | PSH | http://www.toronto.ca/TWONTO#pressure_switch
130393 | THR-ACC-PSH-0120 | Switch, Pressure, High, Filter Gauge Status, Air Handling Unit AHU-0120, Headhouse Roof | THR-ACC-AHU-0120 | Air Handling Unit, Headhouse Screen Area Air Supply, Headhouse Roof | Switch,Pressure-High | Switch |  | PSH | http://www.toronto.ca/TWONTO#pressure_switch
130394 | THR-ACC-PSH-0130 | Switch, Pressure, High, Filter Gauge Status,, Air Handling Unit AHU-0130, Headhouse Roof | THR-ACC-AHU-0130 | Air Handling Unit, Headhouse Screen Area Air Supply, Headhouse Roof | Switch,Pressure-High | Switch |  | PSH | http://www.toronto.ca/TWONTO#pressure_switch
130395 | THR-ACC-PSH-0210 | Switch, Pressure, High, Filter Gauge Status, Air Handling Unit AHU-0210, North Grit Loading Bay Roof | THR-ACC-AHU-0210 | Air Handling Unit, Air Supply, North Grit Loading Bay Roof | Switch,Pressure-High | Switch |  | PSH | http://www.toronto.ca/TWONTO#pressure_switch
130396 | THR-ACC-PSH-0220 | Switch, Pressure, High, Filter Gauge Status, Air Handling Unit AHU-0220, North Grit Loading Bay Roof | THR-ACC-AHU-0200 | Air Handling Unit, Air Supply, North Grit Fan Room | Switch,Pressure-High | Switch |  | PSH | http://www.toronto.ca/TWONTO#pressure_switch
130397 | THR-ACC-PSH-0230 | Switch, Pressure, High, Filter Gauge Status, Air Handling Unit MUA-556, North Grit South Fan Room | THR-ACC-FN-0230 | Fan, Plenum, Supply, Existing Air Handling Unit MAU-556, North Grit Fan Room | Switch,Pressure-High | Switch |  | PSH | http://www.toronto.ca/TWONTO#pressure_switch
130398 | THR-ACC-PSH-0231 | Gauge, Pressure, Air Filter, AHU-0230, North Grit Storage Room | THR-ACC-AHU-0230 | Air Handling Unit, Air Supply, North Grit Fan Room | Switch,Pressure-High | Switch |  | PSH | http://www.toronto.ca/TWONTO#pressure_switch
130399 | THR-ACC-PSH-0801 | Switch, Pressurel-High, Inlet, Digester Gas Train for Boiler 0800, North Grit Boilers | THR-ACC-BO-0800 | Boiler, Low Pressure, North Grit Boilers, Plant Services, Natural Gas Overview (CRN-B9917.5,TSSA UID-65022713, SNo.-5.867338,S-87073) | Switch,Pressure-High | Switch |  | PSH | http://www.toronto.ca/TWONTO#pressure_switch
130400 | THR-ACC-PSH-0901 | Switch, Pressurel-High, Inlet, Digester Gas Train for Boiler 0900, North Grit Boilers | THR-ACC-BO-0900 | Boiler, Low Pressure, North Grit Boilers, Plant Services, Natural Gas Overview (CRN-B9917.5,TSSA UID-65022712, SNo.-5.867337,S-87072) | Switch,Pressure-High | Switch |  | PSH | http://www.toronto.ca/TWONTO#pressure_switch
130401 | THR-ACC-PSH-1302 | Switch,Pressure-High, DG Valve Train, Boiler 1301, Plant Central Hot Water System, Hot Water Boilers | THR-ACC-BO-1301 | Boiler, Low Pressure, Hot Water, Plant Central Hot Water System, Hot Water Boilers (CRN-H9308.5,TSSA UID-65022703, SNo.-5.1103723) | Switch,Pressure-High | Switch |  | PSH | http://www.toronto.ca/TWONTO#pressure_switch
130402 | THR-ACC-PSH-1401 | Switch,Pressure-High, NG Valve Train, Boiler 1401, Plant Central Hot Water System, Hot Water Boilers | THR-ACC-BO-1401 | Boiler, Low Pressure, Hot Water, Plant Central Hot Water System, Hot Water Boilers (CRN-H9308.5,TSSA UID-65022704, SNo.-5.1103724) | Switch,Pressure-High | Switch |  | PSH | http://www.toronto.ca/TWONTO#pressure_switch
130403 | THR-ACC-PSH-1502 | Switch,Pressure-High, DG Valve Train, Boiler 1501, Plant Central Hot Water System, Hot Water Boilers | THR-ACC-BO-1501 | Boiler, Low Pressure, Hot Water, Plant Central Hot Water System, Hot Water Boilers (CRN-H9308.5,TSSA UID-65022705, SNo.-5.1103725) | Switch,Pressure-High | Switch |  | PSH | http://www.toronto.ca/TWONTO#pressure_switch
130404 | THR-ACC-PSH-1503 | Switch,Pressure-High, DG Valve Train, Boiler 1501, Plant Central Hot Water System, Hot Water Boilers | THR-ACC-BO-1501 | Boiler, Low Pressure, Hot Water, Plant Central Hot Water System, Hot Water Boilers (CRN-H9308.5,TSSA UID-65022705, SNo.-5.1103725) | Switch,Pressure-High | Switch |  | PSH | http://www.toronto.ca/TWONTO#pressure_switch
130405 | THR-ACC-PSH-1601 | Switch,Pressure-High, NG Valve Train, Boiler 1601, Plant Central Hot Water System, Hot Water Boilers | THR-ACC-BO-1601 | Boiler, Low Pressure, Hot Water, Plant Central Hot Water System, Hot Water Boilers (CRN-H9308.5,TSSA UID-65022706, SNo.-5.1103726) | Switch,Pressure-High | Switch |  | PSH | http://www.toronto.ca/TWONTO#pressure_switch
130406 | THR-ACC-PSH-1603 | Switch,Pressure-High, DG Valve Train, Boiler 1601, Plant Central Hot Water System, Hot Water Boilers | THR-ACC-BO-1601 | Boiler, Low Pressure, Hot Water, Plant Central Hot Water System, Hot Water Boilers (CRN-H9308.5,TSSA UID-65022706, SNo.-5.1103726) | Switch,Pressure-High | Switch |  | PSH | http://www.toronto.ca/TWONTO#pressure_switch
130407 | THR-ACC-PSH-1703 | Switch,Pressure-High, DG Valve Train, Boiler 1701, Plant Central Hot Water System, Hot Water Boilers | THR-ACC-BO-1701 | Boiler, Low Pressure, Hot Water, Plant Central Hot Water System, Hot Water Boilers (CRN-H9308.5,TSSA UID-65022707, SNo.-5.1103727) | Switch,Pressure-High | Switch |  | PSH | http://www.toronto.ca/TWONTO#pressure_switch
130408 | THR-ACC-PSH-2301 | Switch, Pressurel-High, Discharge, Pump, Centrifugal 2301, Plant Central Hot Water System, Plant Central Hot Water System, Hot Water Recirculation Pump, Centrifugals | THR-ACC-P-2301 | Pump, Centrifugal, Primary Loop Hot Water Recirculation, Plant Central Hot Water System, | Switch,Pressure-High | Switch |  | PSH | http://www.toronto.ca/TWONTO#pressure_switch
130409 | THR-ACC-PSH-2501 | Switch, Pressurel-High, Discharge, Pump, Centrifugal 2501, Plant Central Hot Water System, Plant Central Hot Water System, Hot Water Recirculation Pump, Centrifugals | THR-ACC-P-2501 | Pump, Centrifugal, Primary Loop Hot Water Recirculation, Plant Central Hot Water System, | Switch,Pressure-High | Switch |  | PSH | http://www.toronto.ca/TWONTO#pressure_switch
130410 | THR-ACC-PSL-0520 | Switch, Pressure Low, Suction, Pump, Centrifugal 0510, Boiler Bldg, Plant Services, Gallery Ventilation, Zone 2A and 2B | THR-ACC-P-0520S | Pump, Centrifugal, Hot Water, Gallery Ventilation, Zone 2A, 2B and 2C | Switch,Pressure-Low | Switch |  | PSL | http://www.toronto.ca/TWONTO#pressure_switch
130411 | THR-ACC-PSL-0710 | Switch, Pressure, Low, Glycol Skid, Compressor Bldg Main Floor, Glycol System | THR-ACC-T-0710 | Tank, Makeup, Glycol Skid, Compressor Bldg Main Floor, Glycol System | Switch,Pressure-Low | Switch |  | PSL | http://www.toronto.ca/TWONTO#pressure_switch
130412 | THR-ACC-PSL-1401 | Switch, Pressure-Low, NG Valve Train, Boiler 1401, Plant Central Hot Water System, Hot Water Boilers | THR-ACC-BO-1401 | Boiler, Low Pressure, Hot Water, Plant Central Hot Water System, Hot Water Boilers (CRN-H9308.5,TSSA UID-65022704, SNo.-5.1103724) | Switch,Pressure-Low | Switch |  | PSL | http://www.toronto.ca/TWONTO#pressure_switch
130413 | THR-ACC-PSL-1502 | Switch, Pressure-Low, DG Valve Train, Boiler 1501, Plant Central Hot Water System, Hot Water Boilers | THR-ACC-BO-1501 | Boiler, Low Pressure, Hot Water, Plant Central Hot Water System, Hot Water Boilers (CRN-H9308.5,TSSA UID-65022705, SNo.-5.1103725) | Switch,Pressure-Low | Switch |  | PSL | http://www.toronto.ca/TWONTO#pressure_switch
130414 | THR-ACC-PSL-1702 | Switch, Pressure-Low, DG Valve Train, Boiler 1701, Plant Central Hot Water System, Hot Water Boilers | THR-ACC-BO-1701 | Boiler, Low Pressure, Hot Water, Plant Central Hot Water System, Hot Water Boilers (CRN-H9308.5,TSSA UID-65022707, SNo.-5.1103727) | Switch,Pressure-Low | Switch |  | PSL | http://www.toronto.ca/TWONTO#pressure_switch
130415 | THR-ACC-PSL-2301 | Switch, Pressurel-Low, Suction, Pump, Centrifugal 2301, Plant Central Hot Water System, Plant Central Hot Water System, Hot Water Recirculation Pump, Centrifugals | THR-ACC-P-2301 | Pump, Centrifugal, Primary Loop Hot Water Recirculation, Plant Central Hot Water System, | Switch,Pressure-Low | Switch |  | PSL | http://www.toronto.ca/TWONTO#pressure_switch
130416 | THR-ACC-PSL-2401 | Switch, Pressurel-Low, Suction, Pump, Centrifugal 2401, Plant Central Hot Water System, Plant Central Hot Water System, Hot Water Recirculation Pump, Centrifugals | THR-ACC-P-2401 | Pump, Centrifugal, Primary Loop Hot Water Recirculation, Plant Central Hot Water System, | Switch,Pressure-Low | Switch |  | PSL | http://www.toronto.ca/TWONTO#pressure_switch
130595 | THR-ACC-TS-0751 | Switch, Temperature, AHU-0751, Headhouse, Gallery Ventilation, Zone 1A and 1B | THR-ACC-AHU-0751 | Air Handling Unit, Blow Thru, Headhouse, Gallery Ventilation, Zone 1A and 1B | Switch,Temperature | Switch |  | TS | http://www.toronto.ca/TWONTO#temperature_switch
130596 | THR-ACC-TS-0754S | Switch, Temperature, Air Handling Unit 0754, RAS Pump, Centrifugaling Station, T-20, Plant Services, Gallery Ventilation, Zone 3B | THR-ACC-AHU-0754S | Air Handling Unit, Blow Thru, RSPS Roof, Gallery Ventilation, Zone 3B | Switch,Temperature | Switch | 39358 | TS | http://www.toronto.ca/TWONTO#temperature_switch
130597 | THR-ACC-TS-0755S | Switch, Temperature, Air Handling Unit 0755, RAS Pump, Centrifugaling Station, T-20, Plant Services, Gallery Ventilation, Zone 3B | THR-ACC-AHU-0755S | Air Handling Unit, Blow Thru, RSPS Roof, Gallery Ventilation, Zone 3B | Switch,Temperature | Switch | 39359 | TS | http://www.toronto.ca/TWONTO#temperature_switch
130598 | THR-ACC-TS-0757 | Switch, Temperature, Air Handling Unit 0757, East Maintenance Bldg, Plant Services, Gallery Ventilation, Zone 3A | THR-ACC-AHU-0757 | Air Handling Unit, Blow Thru, East Maintenance Bldg. Roof, Gallery Ventilation, Zone 3A | Switch,Temperature | Switch |  | TS | http://www.toronto.ca/TWONTO#temperature_switch
130599 | THR-ACC-TSH-0100 | Switch,Temperature, High, Discharge Air, Air Handling Unit AHU-0100, Headhouse Roof | THR-ACC-AHU-0100 | Air Handling Unit,Main Equipment Room Mezzanine,Main Equipment Room Air Handling Unit | Switch,Temperature-High | Switch |  | TSH | http://www.toronto.ca/TWONTO#temperature_switch
130600 | THR-ACC-TSH-0130 | Switch, Temperature, High, Discharge Air, Air Handling Unit AHU-0130, Headhouse Roof | THR-ACC-AHU-0130 | Air Handling Unit, Headhouse Screen Area Air Supply, Headhouse Roof | Switch,Temperature-High | Switch |  | TSH | http://www.toronto.ca/TWONTO#temperature_switch
130601 | THR-ACC-TSH-0150 | Switch, Temperature, High, Discharge Air, Air Handling Unit AHU-0150, Headhouse Loading Bay Roof | THR-ACC-AHU-0150 | Air Handling Unit, Headhouse Loading Bay Air Supply, Headhouse Roof | Switch,Temperature-High | Switch |  | TSH | http://www.toronto.ca/TWONTO#temperature_switch
130602 | THR-ACC-TSH-0200 | Switch, Temperature, Hogh, Discharge Air, Air Handling Unit AHU-0200, North Grit South Fan Room | THR-ACC-AHU-0200 | Air Handling Unit, Air Supply, North Grit Fan Room | Switch,Temperature-High | Switch |  | TSH | http://www.toronto.ca/TWONTO#temperature_switch
130603 | THR-ACC-TSL-0120 | Switch,Temperature, Low, Supply Air, Air Handling Unit AHU-0120, Headhouse Roof | THR-ACC-AHU-0120 | Air Handling Unit, Headhouse Screen Area Air Supply, Headhouse Roof | Switch,Temperature-Low | Switch |  | TSL | http://www.toronto.ca/TWONTO#temperature_switch
130604 | THR-ACC-TSL-0210 | Switch, Temperature, Low, Supply Air, Air Handling Unit AHU-0210, North Grit Loading Bay Roof | THR-ACC-AHU-0210 | Air Handling Unit, Air Supply, North Grit Loading Bay Roof | Switch,Temperature-Low | Switch |  | TSL | http://www.toronto.ca/TWONTO#temperature_switch
130605 | THR-ACC-TSL-0410 | Switch,Alarm,Temperature-Low, Supply Air,AHU-0410,Tunnel T5 | THR-ACC-AHU-0410 | Air Handling Unit,Tunnel T5 | Switch,Temperature-Low | Switch |  | TSL | http://www.toronto.ca/TWONTO#temperature_switch
130606 | THR-ACC-TSL-0790 | Switch,Temperature, Low, WGB Bldg | THR-ACC-AHU-0780 | Air handling Unit, South of WGB Bldg | Switch,Temperature-High | Switch |  | TSL | http://www.toronto.ca/TWONTO#temperature_switch
130607 | THR-ACC-TSL-3310 | Switch,Alarm,Temperature-Low, Supply Air,AHU-3310,HPBB | THR-ACC-AHU-3310 | Air Handling Unit, HPBB | Switch,Temperature-Low | Switch |  | TSL | http://www.toronto.ca/TWONTO#temperature_switch
130608 | THR-ACC-TSL-3320 | Switch,Alarm,Temperature-Low, Supply Air,AHU-3310,HPBB | THR-ACC-AHU-3310 | Air Handling Unit, HPBB | Switch,Temperature-Low | Switch |  | TSL | http://www.toronto.ca/TWONTO#temperature_switch
130609 | THR-ACC-TSL-3410 | Switch,Alarm,Temperature-Low, Supply Air,,AHU-3410,Plant Water Bldg | THR-ACC-AHU-3410 | Air Handling Unit, Filtered Plant Water Building | Switch,Temperature-Low | Switch |  | TSL | http://www.toronto.ca/TWONTO#temperature_switch
130610 | THR-ACC-TSL-3411 | Switch,Alarm,Temperature-Low, Glycol Supply,,AHU-3410,Plant Water Bldg | THR-ACC-AHU-3410 | Air Handling Unit, Filtered Plant Water Building | Switch,Temperature-Low | Switch |  | TSL | http://www.toronto.ca/TWONTO#temperature_switch
130611 | THR-ACC-TSL-3611 | Switch, Alarm, Temperature-Low Cooling Coil CU-3610 | THR-ACC-AHU-3610 | HVAC, Air Handling Unit,East Workshop | Switch,Temperature-Low | Switch |  | TSL | http://www.toronto.ca/TWONTO#temperature_switch
130612 | THR-ACC-TSL-4701 | Switch, Temperature, Low, HTR-4701,Old Main Sub Station | THR-ACC-HTR-4701 | Unit Heater, Electric, SP RAS Electrical Building Elec Rm | Switch,Temperature-Low | Switch |  | TSL | http://www.toronto.ca/TWONTO#temperature_switch
130613 | THR-ACC-TSL-4703 | Switch, Temperature, Low, HTR-4703,Old Main Sub Station | THR-ACC-HTR-4703 | Heater,Electric, Unit, 7.5 Kw,Old Main Sub Station | Switch,Temperature-Low | Switch |  | TSL | http://www.toronto.ca/TWONTO#temperature_switch
130614 | THR-ACC-TSL-4705 | Switch, Temperature, Low, HTR-4705,Old Main Sub Station | THR-ACC-HTR-4705 | Heater,Electric, Unit, 7.5 Kw,Old Main Sub Station | Switch,Temperature-Low | Switch |  | TSL | http://www.toronto.ca/TWONTO#temperature_switch
130615 | THR-ACC-TSL-4706 | Switch, Temperature, Low, HTR-4706,Old Main Sub Station | THR-ACC-HTR-4706 | Heater,Electric, Unit, 7.5 Kw,Old Main Sub Station | Switch,Temperature-Low | Switch |  | TSL | http://www.toronto.ca/TWONTO#temperature_switch
130617 | THR-ACC-TSL-5010 | Switch,Alarm,Temperature-Low, Supply Air,AHU-5010,Chlorine Bldg | THR-ACC-AHU-5010 | Air Handling Unit,DeChlorination Bldg | Switch,Temperature-Low | Switch |  | TSL | http://www.toronto.ca/TWONTO#temperature_switch
130845 | THR-ACC-ZSH-0410 | Switch,Position-High, Outdoor Damper,Tunnel T5 | THR-ACC-AHU-0410 | Air Handling Unit,Tunnel T5 | Switch,Temperature-High | Switch |  | ZSH | http://www.toronto.ca/TWONTO#position_switch
130846 | THR-ACC-ZSH-3630 | Switch,Position-High, Outdoor Air Damper,EAST WORKSHOP | THR-ACC-FN-3410 | Fan,Blower,Supply,FPW Bldg | Switch,Temperature-High | Switch |  | ZSH | http://www.toronto.ca/TWONTO#position_switch
130847 | THR-ACC-ZSH-3630 | Switch,Position-High, Outdoor Air Damper,EAST WORKSHOP | THR-ACC-FN-3630 | Fan,Blower, Supply,East Maint. Bldg | Switch,Temperature-High | Switch |  | ZSH | http://www.toronto.ca/TWONTO#position_switch
130848 | THR-ACC-ZSH-5010 | Switch,Position-High, Outdoor Air Damper,Chlorine Building | THR-ACC-AHU-5010 | Air Handling Unit,DeChlorination Bldg | Switch,Temperature-High | Switch |  | ZSH | http://www.toronto.ca/TWONTO#position_switch
130849 | THR-ADM-ASH-4005S | Carbon Monoxide(CO) Detector (Electrical Shop- Admin Building) | THR-ELS-ADM | Electrical System, Administration Building | Fire Prevention,Heat Detector | Switch | 42096 | ASH | http://www.toronto.ca/TWONTO#flame_or_combustion_sensing_instrument
130850 | THR-ADM-ASH-4006S | Carbon Monoxide(CO) Detector (Training Room- Admin Building) | THR-ELS-ADM | Electrical System, Administration Building | Fire Prevention,Heat Detector | Switch | 42097 | ASH | http://www.toronto.ca/TWONTO#flame_or_combustion_sensing_instrument
130851 | THR-ADM-ASH-4007S | Carbon Monoxide(CO) Detector (Training Room- Admin Building) | THR-ELS-ADM | Electrical System, Administration Building | Fire Prevention,Heat Detector | Switch | 42098 | ASH | http://www.toronto.ca/TWONTO#flame_or_combustion_sensing_instrument
130852 | THR-ADM-ASH-4008S | Carbon Monoxide(CO) Detector (Main Control Room- Admin Building) | THR-ELS-ADM | Electrical System, Administration Building | Fire Prevention,Heat Detector | Switch | 42099 | ASH | http://www.toronto.ca/TWONTO#flame_or_combustion_sensing_instrument
130974 | THR-AER-LSH-4800 | Switch, Level-High, Sump, Gallery T-14S (South End), Flood Monitoring System | THR-AER-P-4800 | Pump, Centrifugal, Sump, T14S | Switch,Level-High | Switch |  | LSH | http://www.toronto.ca/TWONTO#level_switch
130975 | THR-AER-LSHH-3502 | Switch, Level-High-High,Pump3502,T14 | THR-FT-P-3502 | Pump, Sump, Finals, Tunnel 16 | Switch,Level-High-High | Switch |  | LSHH | http://www.toronto.ca/TWONTO#level_switch
130976 | THR-AER-LSHH-3618 | Switch, Level-High-High, Pump3618,Sump,T14 | THR-FT-P-3618 | Pump, Sump, Aeration Gallery, Tunnel 14, North | Switch,Level-High-High | Switch |  | LSHH | http://www.toronto.ca/TWONTO#level_switch
130977 | THR-AER-LSHH-4810 | Switch, Level-High-High, Sump, Gallery T-14S (North End), Flood Monitoring System | THR-AER-P-4810 | Pump, Centrifugal, Sump, T14S | Switch,Level-High | Switch |  | LSHH | http://www.toronto.ca/TWONTO#level_switch
130978 | THR-AER-LSHH-4890 | Switch, Level-High-High, Sump, Gallery T-17E, Flood Monitoring System | THR-FPW | Filtered Plant Water | Switch,Level-High | Switch |  | LSHH | http://www.toronto.ca/TWONTO#level_switch
130979 | THR-AER-LSHH-5711 | Switch, Level High High, Pump 5711 | THR-FT-P-5711 | Pump, Sump, Aeration Gallery, Tunnel 14 South | Switch,Level-High-High | Switch |  | LSHH | http://www.toronto.ca/TWONTO#level_switch
130980 | THR-AER-LSL-1115 | Switch, Level-Low, Pump 1115, Secondary Treatment, Aeration - Blower System - South | THR-AER-T-1114 | Tank, Reservoir, Auxiliary Oil for Blower 1111, Secondary Treatment, Aeration - Blower System - South | Switch,Level-Low | Switch |  | LSL | http://www.toronto.ca/TWONTO#level_switch
130981 | THR-AER-LSL-1215 | Switch, Level-Low, Pump 1215, Secondary Treatment, Aeration - Blower System - South | THR-AER-P-1215 | Pump, Centrifugal, Auxiliary Oil Supply to Blower 1211, Secondary Treatment, Aeration - Blower System - South | Switch,Level-Low | Switch |  | LSL | http://www.toronto.ca/TWONTO#level_switch
130982 | THR-AER-LSL-1315 | Switch, Level-Low, Pump 1315, Secondary Treatment, Aeration - Blower System - South | THR-AER-T-1314 | Tank, Reservoir, Auxiliary Oil for Blower 1311, Secondary Treatment, Aeration - Blower System - South | Switch,Level-Low | Switch |  | LSL | http://www.toronto.ca/TWONTO#level_switch
130983 | THR-AER-LSL-1401 | Switch, Level-Low, Lube Oil Tank, Blower 1411, Blower Building, Air Blower System | THR-AER-T-1401 | Tank, Lube Oil, Blower 1411, Engine Room, Air Blower System | Switch,Level-Low | Switch |  | LSL | http://www.toronto.ca/TWONTO#level_switch
130984 | THR-AER-LSL-1501 | Switch, Level-Low, Lube Oil Tank, Blower 1511, Blower Building, Air Blower System | THR-AER-T-1501 | Tank, Lube Oil, Blower 1511, Blower Building, Air Blower System | Switch,Level-Low | Switch |  | LSL | http://www.toronto.ca/TWONTO#level_switch
130985 | THR-AER-LSL-1614 | Switch, Level-Low, Auxiliary Oil Tank, Blower 1611, Secondary Treatment, Aeration Blower System - North | THR-AER-BL-1611 | Blower, Centrifugal, Secondary Treatment, Aeration Blower System - HPBB | Switch,Level-Low | Switch |  | LSL | http://www.toronto.ca/TWONTO#level_switch
130986 | THR-AER-LSL-1614 | Switch, Level-Low, Auxiliary Oil Tank, Blower 1611, Secondary Treatment, Aeration Blower System - North | THR-AER-T-1614 | Tank, Non-Pressurized, Auxiliary Oil, Blower 1611, Secondary Treatment, Aeration Blower System - North | Switch,Level-Low | Switch |  | LSL | http://www.toronto.ca/TWONTO#level_switch
130987 | THR-AER-LSL-1714 | Switch, Level-Low, Auxiliary Oil Tank, Blower 1711, Secondary Treatment, Aeration Blower System - North | THR-AER-BL-1711 | Blower, Centrifugal, Secondary Treatment, Aeration Blower System - HPBB | Switch,Level-Low | Switch |  | LSL | http://www.toronto.ca/TWONTO#level_switch
130988 | THR-AER-LSL-1714 | Switch, Level-Low, Auxiliary Oil Tank, Blower 1711, Secondary Treatment, Aeration Blower System - North | THR-AER-T-1714 | Tank, Non-Pressurized, Auxiliary Oil, Blower 1711, Secondary Treatment, Aeration Blower System - North | Switch,Level-Low | Switch |  | LSL | http://www.toronto.ca/TWONTO#level_switch
130989 | THR-AER-LSL-1814 | Switch, Level-Low, Auxiliary Oil Tank, Blower 1811, Secondary Treatment, Aeration Blower System - North | THR-AER-BL-1811 | Blower, Centrifugal, Secondary Treatment, Aeration Blower System - HPBB | Switch,Level-Low | Switch |  | LSL | http://www.toronto.ca/TWONTO#level_switch
130990 | THR-AER-LSL-1814 | Switch, Level-Low, Auxiliary Oil Tank, Blower 1811, Secondary Treatment, Aeration Blower System - North | THR-AER-T-1814 | Tank, Non-Pressurized, Auxiliary Oil, Blower 1811, Secondary Treatment, Aeration Blower System - North | Switch,Level-Low | Switch |  | LSL | http://www.toronto.ca/TWONTO#level_switch
130991 | THR-AER-LSL-1914 | Switch, Level-Low, Auxiliary Oil Tank, Blower 1911, Secondary Treatment, Aeration Blower System - North | THR-AER-T-1914 | Tank, Non-Pressurized, Auxiliary Oil, Blower 1911, Secondary Treatment, Aeration Blower System - North | Switch,Level-Low | Switch |  | LSL | http://www.toronto.ca/TWONTO#level_switch
130992 | THR-AER-LSL-4810 | Switch, Level-Low, Sump, Gallery T-14S (North End), Flood Monitoring System | THR-AER-P-4810 | Pump, Centrifugal, Sump, T14S | Switch,Level-High | Switch |  | LSL | http://www.toronto.ca/TWONTO#level_switch
130993 | THR-AER-LSL-4890 | Switch, Level-Low, Sump, Gallery T-17E, Flood Monitoring System | THR-FPW | Filtered Plant Water | Switch,Level-High | Switch |  | LSL | http://www.toronto.ca/TWONTO#level_switch
131060 | THR-AER-PSH-0615 | Switch, Pressure-High, Tank 600, Secondary Treatment, Secondary Treatment, Aeration - North | THR-AER-T-0600 | Tank, Secondary Treatment, Aeration - North #06 | Switch,Pressure-High | Switch |  | PSH | http://www.toronto.ca/TWONTO#pressure_switch
131061 | THR-AER-PSH-1215 | Switch, Pressure-High, Pump 1215, Secondary Treatment, Aeration - Blower System - South | THR-AER-P-1215 | Pump, Centrifugal, Auxiliary Oil Supply to Blower 1211, Secondary Treatment, Aeration - Blower System - South | Switch,Pressure-High | Switch |  | PSH | http://www.toronto.ca/TWONTO#pressure_switch
131062 | THR-AER-PSH-1215 | Switch, Pressure-High, Pump 1215, Secondary Treatment, Aeration - Blower System - South | THR-AER-T-1214 | Tank, Reservoir, Auxiliary Oil for Blower 1211, Secondary Treatment, Aeration - Blower System - South | Switch,Pressure-High | Switch |  | PSH | http://www.toronto.ca/TWONTO#pressure_switch
131063 | THR-AER-PSH-1315 | Switch, Pressure-High, Pump 1315, Secondary Treatment, Aeration - Blower System - South | THR-AER-T-1314 | Tank, Reservoir, Auxiliary Oil for Blower 1311, Secondary Treatment, Aeration - Blower System - South | Switch,Pressure-High | Switch |  | PSH | http://www.toronto.ca/TWONTO#pressure_switch
131064 | THR-AER-PSH-1401 | Switch, Pressure-High, Lube Oil Tank, Blower 1411, Blower Building, Air Blower System | THR-AER-BL-1411 | Blower, Centrifugal, Secondary Treatment, Aeration Blower System - Engine Room | Switch,Pressure-High | Switch |  | PSH | http://www.toronto.ca/TWONTO#pressure_switch
131065 | THR-AER-PSH-1401 | Switch, Pressure-High, Lube Oil Tank, Blower 1411, Blower Building, Air Blower System | THR-AER-T-1401 | Tank, Lube Oil, Blower 1411, Engine Room, Air Blower System | Switch,Pressure-High | Switch |  | PSH | http://www.toronto.ca/TWONTO#pressure_switch
131066 | THR-AER-PSH-1501 | Switch, Pressure-High, Lube Oil Tank, Blower 1511, Blower Building, Air Blower System | THR-AER-BL-1511 | Blower, Centrifugal, Secondary Treatment, Aeration Blower System - Engine Room | Switch,Pressure-High | Switch |  | PSH | http://www.toronto.ca/TWONTO#pressure_switch
131067 | THR-AER-PSH-1615 | Switch, Pressure-High, Lube Oil, Blower 1611, Secondary Treatment, Aeration Blower System - North | THR-AER-BL-1611 | Blower, Centrifugal, Secondary Treatment, Aeration Blower System - HPBB | Switch,Pressure-High | Switch |  | PSH | http://www.toronto.ca/TWONTO#pressure_switch
131068 | THR-AER-PSH-1615 | Switch, Pressure-High, Lube Oil, Blower 1611, Secondary Treatment, Aeration Blower System - North | THR-AER-T-1614 | Tank, Non-Pressurized, Auxiliary Oil, Blower 1611, Secondary Treatment, Aeration Blower System - North | Switch,Pressure-High | Switch |  | PSH | http://www.toronto.ca/TWONTO#pressure_switch
131069 | THR-AER-PSH-1915 | Switch, Pressure-High, Lube Oil, Blower 1911, Secondary Treatment, Aeration Blower System - North | THR-AER-BL-1911 | Blower, Centrifugal, Secondary Treatment, Aeration Blower System - HPBB | Switch,Pressure-High | Switch |  | PSH | http://www.toronto.ca/TWONTO#pressure_switch
131070 | THR-AER-PSL-0056 | Switch, Pressure-Low, Pump 0555, Secondary Treatment, Aeration - North | THR-AER-P-0056 | Pump, Centrifugal, Drain, Aeration Tanks, Secondary Treatment, Aeration - North | Switch,Pressure-Low | Switch |  | PSL | http://www.toronto.ca/TWONTO#pressure_switch
131071 | THR-AER-PSL-0715 | Switch, Pressure-Low, Tank 700, Secondary Treatment, Aeration - North | THR-AER-T-0700 | Tank, Secondary Treatment, Aeration - North #07 | Switch,Pressure-Low | Switch |  | PSL | http://www.toronto.ca/TWONTO#pressure_switch
131072 | THR-AER-PSL-1115 | Switch, Pressure-Low, Pump 1115, Secondary Treatment, Aeration - Blower System - South | THR-AER-P-1115 | Pump, Centrifugal, Auxiliary Oil Supply to Blower 1111, Secondary Treatment, Aeration - Blower System - South | Switch,Pressure-Low | Switch |  | PSL | http://www.toronto.ca/TWONTO#pressure_switch
131073 | THR-AER-PSL-1115 | Switch, Pressure-Low, Pump 1115, Secondary Treatment, Aeration - Blower System - South | THR-AER-T-1114 | Tank, Reservoir, Auxiliary Oil for Blower 1111, Secondary Treatment, Aeration - Blower System - South | Switch,Pressure-Low | Switch |  | PSL | http://www.toronto.ca/TWONTO#pressure_switch
131074 | THR-AER-PSL-1215 | Switch, Pressure-Low, Pump 1215, Secondary Treatment, Aeration - Blower System - South | THR-AER-P-1115 | Pump, Centrifugal, Auxiliary Oil Supply to Blower 1111, Secondary Treatment, Aeration - Blower System - South | Switch,Pressure-Low | Switch |  | PSL | http://www.toronto.ca/TWONTO#pressure_switch
131075 | THR-AER-PSL-1215 | Switch, Pressure-Low, Pump 1215, Secondary Treatment, Aeration - Blower System - South | THR-AER-T-1114 | Tank, Reservoir, Auxiliary Oil for Blower 1111, Secondary Treatment, Aeration - Blower System - South | Switch,Pressure-Low | Switch |  | PSL | http://www.toronto.ca/TWONTO#pressure_switch
131076 | THR-AER-PSL-1615 | Switch, Pressure-Low, Main Oil Pump, Blower 1611, Secondary Treatment, Aeration Blower System - North | THR-AER-T-1614 | Tank, Non-Pressurized, Auxiliary Oil, Blower 1611, Secondary Treatment, Aeration Blower System - North | Switch,Pressure-Low | Switch |  | PSL | http://www.toronto.ca/TWONTO#pressure_switch
131077 | THR-AER-PSL-1915 | Switch, Pressure-Low, Main Oil Pump, Blower 1911, Secondary Treatment, Aeration Blower System - North | THR-AER-T-1914 | Tank, Non-Pressurized, Auxiliary Oil, Blower 1911, Secondary Treatment, Aeration Blower System - North | Switch,Pressure-Low | Switch |  | PSL | http://www.toronto.ca/TWONTO#pressure_switch
131078 | THR-AER-PSLL-1111 | Switch, Pressure-Low-Low, Oil Pressure Blower 1111, Secondary Treatment, Aeration - Blower System - South | THR-AER-T-1114 | Tank, Reservoir, Auxiliary Oil for Blower 1111, Secondary Treatment, Aeration - Blower System - South | Switch,Pressure-Low | Switch |  | PSLL | http://www.toronto.ca/TWONTO#pressure_switch
131079 | THR-AER-PSLL-1711 | Switch, Pressure-Low-Low, Lube Oil, Blower 1711, Secondary Treatment, Aeration Blower System - North | THR-AER-BL-1711 | Blower, Centrifugal, Secondary Treatment, Aeration Blower System - HPBB | Switch,Pressure-Low | Switch |  | PSLL | http://www.toronto.ca/TWONTO#pressure_switch
131080 | THR-AER-PSLL-1711 | Switch, Pressure-Low-Low, Lube Oil, Blower 1711, Secondary Treatment, Aeration Blower System - North | THR-AER-T-1714 | Tank, Non-Pressurized, Auxiliary Oil, Blower 1711, Secondary Treatment, Aeration Blower System - North | Switch,Pressure-Low | Switch |  | PSLL | http://www.toronto.ca/TWONTO#pressure_switch
131081 | THR-AER-PSLL-1811 | Switch, Pressure-Low-Low, Lube Oil, Blower 1811, Secondary Treatment, Aeration Blower System - North | THR-AER-BL-1811 | Blower, Centrifugal, Secondary Treatment, Aeration Blower System - HPBB | Switch,Pressure-Low | Switch |  | PSLL | http://www.toronto.ca/TWONTO#pressure_switch
131082 | THR-AER-PSLL-1811 | Switch, Pressure-Low-Low, Lube Oil, Blower 1811, Secondary Treatment, Aeration Blower System - North | THR-AER-T-1814 | Tank, Non-Pressurized, Auxiliary Oil, Blower 1811, Secondary Treatment, Aeration Blower System - North | Switch,Pressure-Low | Switch |  | PSLL | http://www.toronto.ca/TWONTO#pressure_switch
131083 | THR-AER-PSLL-1911 | Switch, Pressure-Low-Low, Lube Oil, Blower 1911, Secondary Treatment, Aeration Blower System - North | THR-AER-BL-1911 | Blower, Centrifugal, Secondary Treatment, Aeration Blower System - HPBB | Switch,Pressure-Low | Switch |  | PSLL | http://www.toronto.ca/TWONTO#pressure_switch
131137 | THR-AER-TSH-1215 | Switch, Temperature-High, Pump 1215, Secondary Treatment, Aeration - Blower System - South | THR-AER-P-1215 | Pump, Centrifugal, Auxiliary Oil Supply to Blower 1211, Secondary Treatment, Aeration - Blower System - South | Switch,Temperature-High | Switch |  | TSH | http://www.toronto.ca/TWONTO#temperature_switch
131138 | THR-AER-TSH-1315 | Switch, Temperature-High, Pump 1315, Secondary Treatment, Aeration - Blower System - South | THR-AER-P-1315 | Pump, Centrifugal, Auxiliary Oil Supply to Blower 1311, Secondary Treatment, Aeration - Blower System - South | Switch,Temperature-High | Switch |  | TSH | http://www.toronto.ca/TWONTO#temperature_switch
131139 | THR-AER-TSL-1401 | Switch, Temperature, Lube Oil Heater, Blower 1411, Blower Building, Air Blower System | THR-AER-T-1401 | Tank, Lube Oil, Blower 1411, Engine Room, Air Blower System | Switch,Temperature-Low | Switch |  | TSL | http://www.toronto.ca/TWONTO#temperature_switch
131140 | THR-AER-TSL-1501 | Switch, Temperature, Lube Oil Heater, Blower 1511, Blower Building, Air Blower System | THR-AER-T-1501 | Tank, Lube Oil, Blower 1511, Blower Building, Air Blower System | Switch,Temperature | Switch |  | TSL | http://www.toronto.ca/TWONTO#temperature_switch
131343 | THR-AI-TSH-0100 | Switch,Temperature-High, Air Compressor C-0100, Instrument Air | THR-AI-C-0100 | Air Compressor,Instrument Air Building | Switch,Temperature-High | Switch |  | TSH | http://www.toronto.ca/TWONTO#temperature_switch
131344 | THR-AI-TSH-0200 | Switch,Temperature-High, Air Compressor C-0200, Instrument Air | THR-AI-C-0200 | Air Compressor,Instrument Air Building | Switch,Temperature-High | Switch |  | TSH | http://www.toronto.ca/TWONTO#temperature_switch
131345 | THR-AI-TSH-0300 | Switch,Temperature-High, Air Compressor C-0300, Instrument Air | THR-AI-C-0200 | Air Compressor,Instrument Air Building | Switch,Temperature-High | Switch |  | TSH | http://www.toronto.ca/TWONTO#temperature_switch
131378 | THR-BG-FSL-0111 | Switch, Flow, Low, Lube Oil Discharge, Stage 1 Inlet, Compressor 0101, Gas Compressor Bldg | THR-BG-C-0101 | Compressor, Centrifugal, Fuel Gas, Compressor Building, Gas Compressor (And Dryer) for COGEN |  | Switch |  | FSL | http://www.toronto.ca/TWONTO#flow_switch
131379 | THR-BG-FSL-0212 | Switch, Flow, Low, Lube Oil Discharge, Stage 1 Inlet, Compressor 0201, Gas Compressor Bldg | THR-BG-C-0201 | Compressor, Centrifugal, Fuel Gas, Compressor Building, Gas Compressor (And Dryer), for COGEN |  | Switch |  | FSL | http://www.toronto.ca/TWONTO#flow_switch
131386 | THR-BG-LSH-0102 | Switch, Level, High, Tank 0102, Compressor 0101, High Pressure Gas System, Gas Compressor Bldg | THR-BG-C-0101 | Compressor, Centrifugal, Fuel Gas, Compressor Building, Gas Compressor (And Dryer) for COGEN |  | Switch |  | LSH | http://www.toronto.ca/TWONTO#level_switch
131387 | THR-BG-LSH-0103 | Switch, Level, High, Condensate, Condensor 0103, High Press Gas Cond Sys Train 1, Gas Comp Bldg | THR-BG-CU-0103 | Condensor, Fuel Gas, High Press Gas Conditioning System Train 1, Gas Comp Bldg |  | Switch |  | LSH | http://www.toronto.ca/TWONTO#level_switch
131388 | THR-BG-LSH-0202 | Switch, Level, High, Tank 0202, Compressor 0201, High Pressure Gas System, Gas Compressor Bldg | THR-BG-C-0201 | Compressor, Centrifugal, Fuel Gas, Compressor Building, Gas Compressor (And Dryer), for COGEN |  | Switch |  | LSH | http://www.toronto.ca/TWONTO#level_switch
131389 | THR-BG-LSH-0212 | Switch, Level, High, Condensate, Heat Exch 0202, High Press Gas Cond Sys Train 2, Gas Comp Bldg | THR-BG-HE-0202 | Heat Exchanger, Fuel Gas Pre-Cooler, High Press Gas Conditioning System Train 2, Gas Comp Bldg |  | Switch |  | LSH | http://www.toronto.ca/TWONTO#level_switch
131390 | THR-BG-LSL-0101 | Switch, Level, Low, Tank 0100, Lube Oil, Comp 0101, High Pressure Gas System, Gas Compressor Bldg | THR-BG-C-0101 | Compressor, Centrifugal, Fuel Gas, Compressor Building, Gas Compressor (And Dryer) for COGEN |  | Switch |  | LSL | http://www.toronto.ca/TWONTO#level_switch
131391 | THR-BG-LSL-0201 | Switch, Level, Low, Tank 0200, Lube Oil, Comp 0201, High Pressure Gas System, Gas Compressor Bldg | THR-BG-C-0201 | Compressor, Centrifugal, Fuel Gas, Compressor Building, Gas Compressor (And Dryer), for COGEN |  | Switch |  | LSL | http://www.toronto.ca/TWONTO#level_switch
131392 | THR-BG-LSL-0301 | Switch,Level Low Low,Lube Oil Seperator 0100, Compressor Building, Gas Compressor (And Dryer) | THR-BG-T-0100 | Oil Separator, Compressor 0101, Compressor Building, Gas Compressor (And Dryer) | Switch,Level-Low | Switch |  | LSL | http://www.toronto.ca/TWONTO#level_switch
131419 | THR-BG-PSH-0402 | Switch, Pressure High, Condensate Separator NT1788757, Compressor Building, Gas Compressor (And Dryer) | THR-BG-F-0402 | Condensate Separator, Fuel Gas, Compressor Building, Gas Compressor (And Dryer) | Switch,Pressure-High | Switch |  | PSH | http://www.toronto.ca/TWONTO#pressure_switch
131420 | THR-BG-PSH-0601 | Switch,Pressurel-High, Inlet to Dryer System, Compressor Building, Gas Compressor (And Dryer) | THR-BG-DRY-0600 | Dryer, Fuel Gas, Compressor Building, Gas Compressor (And Dryer) | Switch,Pressure-High | Switch |  | PSH | http://www.toronto.ca/TWONTO#pressure_switch
131421 | THR-BG-PSH-1101 | Switch,Pressurel-High, Engine 1101 Gas Valve Train, Engine Fuel System-Unit No 1, Engine-Generator & Heat Recovery System | THR-CG-ENG-1101 | Engine, Generator 1101, Engine Room, Engine-Generator & Heat Recovery System | Switch,Pressure-High | Switch |  | PSH | http://www.toronto.ca/TWONTO#pressure_switch
131422 | THR-BG-PSH-1201 | Switch, Pressure High, Engine 1201 Gas Valve Train, Engine Fuel System-Unit No 2, Engine-Generator & Heat Recovery System | THR-CG-ENG-1201 | Engine, Generator NT1788901, Engine Room, Engine-Generator & Heat Recovery System | Switch,Pressure-High | Switch |  | PSH | http://www.toronto.ca/TWONTO#pressure_switch
131423 | THR-BG-PSHH-0401 | Switch,Pressurel-High-High, Emergency Purge System, Compressor Building, Gas Compressor (And Dryer) | THR-BG-CP-0403 | Control Panel, Operator, Fuel Gas Compressor 1401, Compressor Building, Gas Compressor (And Dryer) | Switch,Pressure-High | Switch |  | PSHH | http://www.toronto.ca/TWONTO#pressure_switch
131424 | THR-BG-PSL-0209 | Switch, Pressure, Low, Compressed Air, Compressor 0201, Gas Compressor Bldg | THR-BG-C-0201 | Compressor, Centrifugal, Fuel Gas, Compressor Building, Gas Compressor (And Dryer), for COGEN |  | Switch |  | PSL | http://www.toronto.ca/TWONTO#pressure_switch
131425 | THR-BG-PSL-1101 | Switch,Pressure-Low, Engine 1101 Gas Valve Train, Engine Fuel System-Unit No 1, Engine-Generator & Heat Recovery System | THR-CG-ENG-1101 | Engine, Generator 1101, Engine Room, Engine-Generator & Heat Recovery System | Switch,Pressure-Low | Switch |  | PSL | http://www.toronto.ca/TWONTO#pressure_switch
131443 | THR-BG-TSH-0102 | Switch, Temperature, High, Compressor 0101 Cooling Water, Gas Compressor Bldg | THR-BG-C-0101 | Compressor, Centrifugal, Fuel Gas, Compressor Building, Gas Compressor (And Dryer) for COGEN |  | Switch |  | TSH | http://www.toronto.ca/TWONTO#temperature_switch
131444 | THR-BG-TSH-0103 | Switch, Temperature, High, Compressor 0101 Cooling Water, Gas Compressor Bldg | THR-BG-C-0101 | Compressor, Centrifugal, Fuel Gas, Compressor Building, Gas Compressor (And Dryer) for COGEN |  | Switch |  | TSH | http://www.toronto.ca/TWONTO#temperature_switch
131445 | THR-BG-TSH-0202 | Switch, Temperature, High, Compressor 0201 Cooling Water, Gas Compressor Bldg | THR-BG-C-0201 | Compressor, Centrifugal, Fuel Gas, Compressor Building, Gas Compressor (And Dryer), for COGEN |  | Switch |  | TSH | http://www.toronto.ca/TWONTO#temperature_switch
131446 | THR-BG-TSH-0203 | Switch, Temperature, High, Compressor 0201 Cooling Water, Gas Compressor Bldg | THR-BG-C-0201 | Compressor, Centrifugal, Fuel Gas, Compressor Building, Gas Compressor (And Dryer), for COGEN |  | Switch |  | TSH | http://www.toronto.ca/TWONTO#temperature_switch
131447 | THR-BG-TSH-0211 | Switch, Temperature, High, Fuel Gas, Heat Exchanger 0201 Inlet, Gas Compressor Bldg | THR-BG-C-0201 | Compressor, Centrifugal, Fuel Gas, Compressor Building, Gas Compressor (And Dryer), for COGEN |  | Switch |  | TSH | http://www.toronto.ca/TWONTO#temperature_switch
131448 | THR-BG-TSH-0212 | Switch, Temperature, High, Fuel Gas, Compressor 0201 Discharge, Gas Compressor Bldg | THR-BG-C-0201 | Compressor, Centrifugal, Fuel Gas, Compressor Building, Gas Compressor (And Dryer), for COGEN |  | Switch |  | TSH | http://www.toronto.ca/TWONTO#temperature_switch
131449 | THR-BG-TSL-0101 | Switch, Temperature-Low, Lube Oil for Fuel Gas Compressor 0101, Compressor Building, Gas Compressor (And Dryer) | THR-BG-T-0100 | Oil Separator, Compressor 0101, Compressor Building, Gas Compressor (And Dryer) | Switch,Temperature-Low | Switch |  | TSL | http://www.toronto.ca/TWONTO#temperature_switch
131580 | THR-BG-VSH-0111 | Switch, Vibration, High, Compressor 0101 Stage 1, Gas Compressor Bldg | THR-BG-C-0101 | Compressor, Centrifugal, Fuel Gas, Compressor Building, Gas Compressor (And Dryer) for COGEN |  | Switch |  | VSH | http://www.toronto.ca/TWONTO#vibration_sensor_element
131581 | THR-BG-VSH-0112 | Switch, Vibration, High, Compressor 0101 Stage 2, Gas Compressor Bldg | THR-BG-C-0101 | Compressor, Centrifugal, Fuel Gas, Compressor Building, Gas Compressor (And Dryer) for COGEN |  | Switch |  | VSH | http://www.toronto.ca/TWONTO#vibration_sensor_element
131613 | THR-CG-FS-1101 | Switch, Flow, Discharge, Pumps 1103 and 1104, Lube Oil System, Engine-Gen 1101 | THR-DIG-P-0101 | Pump, Positive Displacement, Transfer, New Oil, Lube Oil System, Gas Compressor Building |  | Switch |  | FS | http://www.toronto.ca/TWONTO#flow_switch
131614 | THR-CG-FS-1201 | Switch, Flow, Discharge, Pumps 1203 and 1204, Lube Oil System, Engine-Gen 1201 | THR-DIG-P-0102 | Pump, Positive Displacement, Trasnfer, Waste Oil, Lube Oil System, Gas Compressor Building |  | Switch |  | FS | http://www.toronto.ca/TWONTO#flow_switch
131631 | THR-CG-LSH-1101 | Switch, Level, High, Tank 1109, Lube Oil System, Engine-Gen 1101 | THR-CG-ENG-1101 | Engine, Generator 1101, Engine Room, Engine-Generator & Heat Recovery System | Switch,Level-High | Switch |  | LSH | http://www.toronto.ca/TWONTO#level_switch
131632 | THR-CG-LSH-1102 | Switch, Level, High, Tank 1110, Lube Oil System, Engine-Gen 1101 | THR-CG-ENG-1101 | Engine, Generator 1101, Engine Room, Engine-Generator & Heat Recovery System | Switch,Level-High | Switch |  | LSH | http://www.toronto.ca/TWONTO#level_switch
131633 | THR-CG-LSH-1102 | Switch, Level, High, Tank 1110, Lube Oil System, Engine-Gen 1101 | THR-DIG-T-0110 | Tank, New Oil, Lube Oil System, Gas Compressor Building | Switch,Level-High | Switch |  | LSH | http://www.toronto.ca/TWONTO#level_switch
131634 | THR-CG-LSH-1150 | Switch, Level, High, Tank 1160, Lube Oil System, Engine-Gen 1101 | THR-CG-ENG-1101 | Engine, Generator 1101, Engine Room, Engine-Generator & Heat Recovery System |  | Switch |  | LSH | http://www.toronto.ca/TWONTO#level_switch
131635 | THR-CG-LSH-1250 | Switch, Level, High, Tank 1260, Lube Oil System, Engine-Gen 1201 | THR-CG-ENG-1201 | Engine, Generator NT1788901, Engine Room, Engine-Generator & Heat Recovery System |  | Switch |  | LSH | http://www.toronto.ca/TWONTO#level_switch
131636 | THR-CG-LSL-1150 | Switch, Level, Low, Tank 1160, Lube Oil System, Engine-Gen 1101 | THR-CG-ENG-1101 | Engine, Generator 1101, Engine Room, Engine-Generator & Heat Recovery System |  | Switch |  | LSL | http://www.toronto.ca/TWONTO#level_switch
131637 | THR-CG-LSL-1163 | Switch, Level, Low, Engine Oil Sump, Lube Oil System, Engine-Gen 1101 | THR-CG-ENG-1101 | Engine, Generator 1101, Engine Room, Engine-Generator & Heat Recovery System |  | Switch |  | LSL | http://www.toronto.ca/TWONTO#level_switch
131638 | THR-CG-LSL-1250 | Switch, Level, Low, Tank 1260, Lube Oil System, Engine-Gen 1201 | THR-CG-ENG-1201 | Engine, Generator NT1788901, Engine Room, Engine-Generator & Heat Recovery System |  | Switch |  | LSL | http://www.toronto.ca/TWONTO#level_switch
131639 | THR-CG-LSL-1263 | Switch, Level, Low, Engine Oil Sump, Lube Oil System, Engine-Gen 1201 | THR-CG-ENG-1201 | Engine, Generator NT1788901, Engine Room, Engine-Generator & Heat Recovery System |  | Switch |  | LSL | http://www.toronto.ca/TWONTO#level_switch
131658 | THR-CG-PSH-1165 | Switch, Pressure High, P-1164 Pump Lube Oil, Air Starting System, Engine-Gen 1101 | THR-CG-P-1164 | Pump, Air Driven, Pre-Lube Oil Pump, Air Starting System, Engine-Gen 1101 |  | Switch |  | PSH | http://www.toronto.ca/TWONTO#pressure_switch
131660 | THR-CG-PSL-1261 | Switch, Pressure, Low, Lube Oil System, Engine-Gen 1201 | THR-CG-ENG-1201 | Engine, Generator NT1788901, Engine Room, Engine-Generator & Heat Recovery System |  | Switch |  | PSL | http://www.toronto.ca/TWONTO#pressure_switch
132131 | THR-DCL-FSL-0101 | Switch, Flow, Low, NaSO3 Dosing P-0100 | THR-DCL-P-0100 | Pump, SBS Dosing to Outfall | Switch,Flow-Low | Switch |  | FSL | http://www.toronto.ca/TWONTO#flow_switch
132132 | THR-DCL-FSL-0601 | Switch, Flow, Low, Declorination Dosing Pump P-0600 | THR-DCL-P-0600 | Pump, SBS Dosing to Outfall | Switch,Flow-Low | Switch |  | FSL | http://www.toronto.ca/TWONTO#flow_switch
132141 | THR-DCL-LSH | Switch, Level High, Containment Areas | THR-DCL | Dechlorination | Switch,Level-High | Switch |  |  | http://www.toronto.ca/TWONTO#level_switch
132142 | THR-DCL-LSH-0001 | Switch, Level High, Containment Tank, Sodium Bisulphite | THR-DCL-T-0001 | Tank, Containment, SBS, NaHSO3 Pump 0100 & 0200 | Switch,Level-High | Switch |  | LSH | http://www.toronto.ca/TWONTO#level_switch
132143 | THR-DCL-LSH-0003 | Switch, Level High, Containment Tank, Sodium Bisulphite | THR-DCL-T-0003S | Tank, Containment, Sodium Bisulphite | Switch,Level-High | Switch |  | LSH | http://www.toronto.ca/TWONTO#level_switch
132162 | THR-DCL-PSH | Switch, Pressure, High, NaSO3 Dosing Pumps | THR-DCL | Dechlorination | Switch,Pressure-High | Switch |  |  | http://www.toronto.ca/TWONTO#pressure_switch
132163 | THR-DCL-PSH-0101 | Switch, Pressure, High, NaSO3 Dosing P-0100 | THR-DCL-P-0100 | Pump, SBS Dosing to Outfall | Switch,Pressure-High | Switch |  | PSH | http://www.toronto.ca/TWONTO#pressure_switch
132164 | THR-DCL-PSH-0201 | Switch, Pressure, High, NaSO3 Dosing P-0200 | THR-DCL-P-0200 | Pump, SBS Dosing to Outfall | Switch,Pressure-High | Switch |  | PSH | http://www.toronto.ca/TWONTO#pressure_switch
132165 | THR-DCL-PSH-0401 | Switch, Pressure, High, Discharge P-0400 | THR-DCL-P-0400 | Pump, Dechlorination Sample, Dechlorination Simulation Room | Switch,Pressure-High | Switch |  | PSH | http://www.toronto.ca/TWONTO#pressure_switch
132166 | THR-DCL-PSH-0501 | Switch, Pressure, High, Discharge P-0500 | THR-DCL-P-0500 | Pump, Dechlorination Sample, Dechlorination Simulation Room | Switch,Pressure-High | Switch |  | PSH | http://www.toronto.ca/TWONTO#pressure_switch
132292 | THR-DGHT-LSHH | Switch,High High Level, Sump Pumps, Digesters/Grit/Headhouse/Thickening | THR-FT-DRN | Final Tank, Drainage, Sump Pumps | Switch,Level-High-High | Switch |  |  | http://www.toronto.ca/TWONTO#level_switch
132293 | THR-DIF-TSL-7752A | Switch, Temperature Low, Burner BU-7750 Zone 1 Gas Pipe/ManifoldHeat Tracing, WGB Bldg Roof | THR-DIG-BU-7750 | Waste Gas Burner, Burner 7750, WGB Bldg Roof | Switch,Temperature-Low | Switch |  | TSL | http://www.toronto.ca/TWONTO#temperature_switch
132294 | THR-DIF-TSL-7782A | Switch, Temperature Low, Burner BU-7780 Zone 1 Gas Pipe/Manifold Heat Tracing, WGB Bldg Roof | THR-DIG-BU-7780 | Burner, Waste Gas 7780, Waste Gas Burner Building Roof | Switch,Temperature-Low | Switch |  | TSL | http://www.toronto.ca/TWONTO#temperature_switch
132428 | THR-DIG-FSL-2214 | Flow Switch, Pump Seal Water | THR-DIG-T-7-8 | Digester, Entities Common to Tanks 7-8 | Transmitter,Pressure | Switch |  | FSL | http://www.toronto.ca/TWONTO#flow_switch
132429 | THR-DIG-FSL-2215 | Flow Switch, Pump Seal Water | THR-DIG-P-2215 | Pump, Centrifugal, Primary Sludge Recirculation to Tank 0700 | Transmitter,Pressure | Switch |  | FSL | http://www.toronto.ca/TWONTO#flow_switch
132430 | THR-DIG-FSL-2215 | Flow Switch, Pump Seal Water | THR-DIG-T-7-8 | Digester, Entities Common to Tanks 7-8 | Transmitter,Pressure | Switch |  | FSL | http://www.toronto.ca/TWONTO#flow_switch
132431 | THR-DIG-FSL-2264 | Flow Switch, Pump Seal Water | THR-DIG-P-2264 | Pump, Centrifugal, Primary Sludge Recirculation Tank 0800 | Transmitter,Pressure | Switch |  | FSL | http://www.toronto.ca/TWONTO#flow_switch
132432 | THR-DIG-FSL-2264 | Flow Switch, Pump Seal Water | THR-DIG-T-7-8 | Digester, Entities Common to Tanks 7-8 | Transmitter,Pressure | Switch |  | FSL | http://www.toronto.ca/TWONTO#flow_switch
132433 | THR-DIG-FSL-2265 | Flow Switch, Pump Seal Water | THR-DIG-P-2265 | Pump, Centrifugal, Primary Sludge Recirculation Tank 0800 | Transmitter,Pressure | Switch |  | FSL | http://www.toronto.ca/TWONTO#flow_switch
132434 | THR-DIG-FSL-2318 | Flow Switch, Pump Seal Water | THR-DIG-P-2318 | Pump, Centrifugal, Sludge Recirculation, Tank 0900 | Transmitter,Pressure | Switch |  | FSL | http://www.toronto.ca/TWONTO#flow_switch
132435 | THR-DIG-FSL-2369 | Flow Switch, Pump Seal Water | THR-DIG-P-2369 | Pump, Centrifugal, Sludge Recirculation, Tank 1000 | Transmitter,Pressure | Switch |  | FSL | http://www.toronto.ca/TWONTO#flow_switch
132436 | THR-DIG-FSL-3115 | Flow Switch, Pump Seal Water | THR-DIG-P-3115 | Pump, Centrifugal, Sludge Transfer, Digester Tank 0700, | Transmitter,Pressure | Switch |  | FSL | http://www.toronto.ca/TWONTO#flow_switch
132437 | THR-DIG-FSL-3115 | Flow Switch, Pump Seal Water | THR-DIG-T-7-10 | Digester, Entities Common to Tanks 7-10 | Transmitter,Pressure | Switch |  | FSL | http://www.toronto.ca/TWONTO#flow_switch
132438 | THR-DIG-FSL-3115 | Flow Switch, Pump Seal Water | THR-DIG-T-7-8 | Digester, Entities Common to Tanks 7-8 | Transmitter,Pressure | Switch |  | FSL | http://www.toronto.ca/TWONTO#flow_switch
132439 | THR-DIG-FSL-3116 | Flow Switch, Pump Seal Water | THR-DIG-P-3115 | Pump, Centrifugal, Sludge Transfer, Digester Tank 0700, | Transmitter,Pressure | Switch |  | FSL | http://www.toronto.ca/TWONTO#flow_switch
132440 | THR-DIG-FSL-3116 | Flow Switch, Pump Seal Water | THR-DIG-T-7-8 | Digester, Entities Common to Tanks 7-8 | Transmitter,Pressure | Switch |  | FSL | http://www.toronto.ca/TWONTO#flow_switch
132441 | THR-DIG-FSL-3165 | Flow Switch, Pump Seal Water | THR-DIG-P-3165 | Pump, Centrifugal, Sludge Transfer, Digester Tank 0800 | Transmitter,Pressure | Switch |  | FSL | http://www.toronto.ca/TWONTO#flow_switch
132442 | THR-DIG-FSL-3165 | Flow Switch, Pump Seal Water | THR-DIG-T-7-10 | Digester, Entities Common to Tanks 7-10 | Transmitter,Pressure | Switch |  | FSL | http://www.toronto.ca/TWONTO#flow_switch
132443 | THR-DIG-FSL-3165 | Flow Switch, Pump Seal Water | THR-DIG-T-7-8 | Digester, Entities Common to Tanks 7-8 | Transmitter,Pressure | Switch |  | FSL | http://www.toronto.ca/TWONTO#flow_switch
132444 | THR-DIG-FSL-3166 | Flow Switch, Pump Seal Water | THR-DIG-P-3116 | Pump, Centrifugal, Sludge Transfer, Digester Tank 0700 | Transmitter,Pressure | Switch |  | FSL | http://www.toronto.ca/TWONTO#flow_switch
132445 | THR-DIG-FSL-3166 | Flow Switch, Pump Seal Water | THR-DIG-P-3166 | Pump, Centrifugal, Sludge Transfer, Digester Tank 0800 | Transmitter,Pressure | Switch |  | FSL | http://www.toronto.ca/TWONTO#flow_switch
132446 | THR-DIG-FSL-3166 | Flow Switch, Pump Seal Water | THR-DIG-T-7-10 | Digester, Entities Common to Tanks 7-10 | Transmitter,Pressure | Switch |  | FSL | http://www.toronto.ca/TWONTO#flow_switch
132447 | THR-DIG-FSL-3166 | Flow Switch, Pump Seal Water | THR-DIG-T-7-8 | Digester, Entities Common to Tanks 7-8 | Transmitter,Pressure | Switch |  | FSL | http://www.toronto.ca/TWONTO#flow_switch
132448 | THR-DIG-FSL-3211 | Flow Switch, Pump Seal Water | THR-DIG-T-7-10 | Digester, Entities Common to Tanks 7-10 | Transmitter,Pressure | Switch |  | FSL | http://www.toronto.ca/TWONTO#flow_switch
132449 | THR-DIG-FSL-3211 | Flow Switch, Pump Seal Water | THR-DIG-T-9-10 | Digester, Entities Common to Tanks 9-10 | Transmitter,Pressure | Switch |  | FSL | http://www.toronto.ca/TWONTO#flow_switch
132450 | THR-DIG-FSL-3212 | Flow Switch, Pump Seal Water | THR-DIG-P-3212 | Pump, Centrifugal, Sludge Transfer, Digester Tank 0900 | Transmitter,Pressure | Switch |  | FSL | http://www.toronto.ca/TWONTO#flow_switch
132451 | THR-DIG-FSL-3271 | Flow Switch, Pump Seal Water | THR-DIG-P-3271 | Pump, Centrifugal, Sludge Transfer, Digester Tank 1000 | Transmitter,Pressure | Switch |  | FSL | http://www.toronto.ca/TWONTO#flow_switch
132452 | THR-DIG-FSL-5260C | Switch, Flow-Low, Lube Oil, C-5260, Gas Mixing System | THR-DIG-T-5260 | Tank, Reservoir, Auxiliary Oil, Gas Compressor 5260, Digester Mixing System | Switch,Flow-Low | Switch |  | FSL | http://www.toronto.ca/TWONTO#flow_switch
132453 | THR-DIG-FSL-5460C | Switch, Flow-Low, Lube Oil, C-5460, Gas Mixing System | THR-DIG-T-5460 | Tank, Reservoir, Auxiliary Oil, Gas Compressor 5460, Digester Mixing System | Switch,Flow-Low | Switch |  | FSL | http://www.toronto.ca/TWONTO#flow_switch
132454 | THR-DIG-FSL-5682 | Switch, Flow-Low, Lube Oil, C-5680, Gas Mixing System | THR-DIG-C-5680 | Compressor, Gas, Mixing System, Digester Tank#8 | Switch,Flow-Low | Switch |  | FSL | http://www.toronto.ca/TWONTO#flow_switch
132455 | THR-DIG-FSL-5682 | Switch, Flow-Low, Lube Oil, C-5680, Gas Mixing System | THR-DIG-T-5681 | Tank, Reservoir, Auxiliary Oil, Gas Compressor 5680, Digester Mixing System | Switch,Flow-Low | Switch |  | FSL | http://www.toronto.ca/TWONTO#flow_switch
132456 | THR-DIG-FSL-5842 | Switch, Flow-Low, Lube Oil, C-5840, Gas Mixing System | THR-DIG-T-5841 | Tank, Reservoir, Auxiliary Oil, Gas Compressor 5840, Digester Mixing System | Switch,Flow-Low | Switch |  | FSL | http://www.toronto.ca/TWONTO#flow_switch
132457 | THR-DIG-FSL-5862 | Switch, Flow-Low, Lube Oil, C-5860, Gas Mixing System | THR-DIG-C-5860 | Compressor, Gas, Mixing System, Digester Tank#9/10 | Switch,Flow-Low | Switch |  | FSL | http://www.toronto.ca/TWONTO#flow_switch
132458 | THR-DIG-FSL-5862 | Switch, Flow-Low, Lube Oil, C-5860, Gas Mixing System | THR-DIG-T-5861 | Tank, Reservoir, Auxiliary Oil, Gas Compressor 5860, Digester Mixing System | Switch,Flow-Low | Switch |  | FSL | http://www.toronto.ca/TWONTO#flow_switch
132459 | THR-DIG-FSL-5880 | Switch, Flow-Low, Condensate T-5872 | THR-DIG-T-5871 | Tank, Condensate and Sediment Accumulator, C-5880, Digester Mixing System | Switch,Flow-Low | Switch |  | FSL | http://www.toronto.ca/TWONTO#flow_switch
132460 | THR-DIG-FSL-5882 | Switch, Flow-Low, Lube Oil, C-5880, Gas Mixing System | THR-DIG-T-5881 | Tank, Reservoir, Auxiliary Oil, Gas Compressor 5880, Digester Mixing System | Switch,Flow-Low | Switch |  | FSL | http://www.toronto.ca/TWONTO#flow_switch
132541 | THR-DIG-LSH-0106 | Switch, Level-High, Overflow Chamber,Tank 0100, Solids Treatment, Digester - Tanks 1-6 | THR-DIG-PD-0100 | Tank, Primary Digester-1, Solids Treatment | Switch,Level-High | Switch |  | LSH | http://www.toronto.ca/TWONTO#level_switch
132542 | THR-DIG-LSH-0206 | Switch, Level-High, Over Flow Chamber, Tank 0200, Solids Treatment, Digester 2 Overflow Chamber | THR-DIG-PD-0200 | Tank, Primary Digester-2, Solids Treatment | Switch,Level-High | Switch |  | LSH | http://www.toronto.ca/TWONTO#level_switch
132543 | THR-DIG-LSH-0406 | Switch, Level-High, Over Flow Chamber, Tank 0400, Solids Treatment, Digester Tank 1-6 | THR-DIG-SD-0400 | Tank, Secondary Digester-4, Solids Treatment | Switch,Level-High | Switch |  | LSH | http://www.toronto.ca/TWONTO#level_switch
132544 | THR-DIG-LSH-0506 | Switch, Level-High, Overflow Chamber,Tank 0500, Solids Treatment, Digester - Tanks 1-6 | THR-DIG-PD-0500 | Tank, Primary Digester-5, Solids Treatment | Switch,Level-High | Switch |  | LSH | http://www.toronto.ca/TWONTO#level_switch
132545 | THR-DIG-LSH-0706 | Switch, Level High, Tank 0700 Coffin Overflow, Solids Treatment, Transfer System - Digesters - Tank 0700 & Tank 0800 | THR-DIG-PD-0700 | Tank, Primary Digester-7, Solids Treatment | Switch,Level-High | Switch |  | LSH | http://www.toronto.ca/TWONTO#level_switch
132546 | THR-DIG-LSH-0806 | Switch, Level High, Tank 0800 Coffin Overflow, Solids Treatment, Transfer System - Digesters - Tank 0700 & Tank 0800 | THR-DIG-PD-0800 | Tank, Primary Digester-8, Solids Treatment | Switch,Level-High | Switch |  | LSH | http://www.toronto.ca/TWONTO#level_switch
132547 | THR-DIG-LSH-0906 | Switch, Level-High, Tank 0900 Coffin Overflow, Primary Sludge, Solids Treatment, Transfer System - Digesters - Tank 0900 & Tank 1000 | THR-DIG-PD-0900 | Tank, Primary Digester-9, Solids Treatment | Switch,Level-High | Switch |  | LSH | http://www.toronto.ca/TWONTO#level_switch
132548 | THR-DIG-LSH-2171A | Switch, Level, High, Sump Pump, Near Digester Tank 6 | THR-DIG-CP-2171 | Control Panel, Duplex Sump, Near Digester Tank 6 | Pump,Centrifugal | Switch |  | LSH | http://www.toronto.ca/TWONTO#level_switch
132549 | THR-DIG-LSHH-0107 | Switch, Level-High-High,Overflow Chamber,Tank 0100, Solids Treatment, Digester - Tanks 1-6 | THR-DIG-PD-0100 | Tank, Primary Digester-1, Solids Treatment | Switch,Level-High-High | Switch |  | LSHH | http://www.toronto.ca/TWONTO#level_switch
132550 | THR-DIG-LSHH-0307 | Switch, Level-High-High, Over Flow Chamber, Tank 0300, Solids Treatment, Digester 3 Overflow Chamber | THR-DIG-PD-0300 | Tank, Primary Digester-3, Solids Treatment | Switch,Level-High-High | Switch |  | LSHH | http://www.toronto.ca/TWONTO#level_switch
132551 | THR-DIG-LSHH-0407 | Switch, Level-High-High, Over Flow Chamber, Tank 0400, Solids Treatment, Digester Tank 1-6 | THR-DIG-SD-0400 | Tank, Secondary Digester-4, Solids Treatment | Switch,Level-High-High | Switch |  | LSHH | http://www.toronto.ca/TWONTO#level_switch
132552 | THR-DIG-LSHH-2171 | Switch, Level, High High, Sump Pump, Near Digester Tank 6 | THR-DIG-CP-2171 | Control Panel, Duplex Sump, Near Digester Tank 6 | Pump,Centrifugal | Switch |  | LSHH | http://www.toronto.ca/TWONTO#level_switch
132553 | THR-DIG-LSHH-3855 | Switch, Level-High-High,Pump 3855A/B,Sump, Gas Compressor Building, Basement, Plant Services, Flood Monitoring System | THR-DIG-P-3855A | Pump, Sump, Gas Compressor Building, Basement, Plant Services, Flood Monitoring System | Pump,Centrifugal | Switch |  | LSHH | http://www.toronto.ca/TWONTO#level_switch
132554 | THR-DIG-LSL-0113 | Switch, Level, Low, New Oil, Tank 0110, Lube Oil System, Gas Compressor Building | THR-DIG-T-0110 | Tank, New Oil, Lube Oil System, Gas Compressor Building |  | Switch |  | LSL | http://www.toronto.ca/TWONTO#level_switch
132555 | THR-DIG-LSL-2171 | Switch, Level, Low, Sump Pump, Near Digester Tank 6 | THR-DIG-CP-2171 | Control Panel, Duplex Sump, Near Digester Tank 6 | Pump,Centrifugal | Switch |  | LSL | http://www.toronto.ca/TWONTO#level_switch
132556 | THR-DIG-LSL-5260C | Switch, Level-Low, Lube Oil, C-5260, Gas Mixing System | THR-DIG-T-5260 | Tank, Reservoir, Auxiliary Oil, Gas Compressor 5260, Digester Mixing System | Switch,Level-Low | Switch |  | LSL | http://www.toronto.ca/TWONTO#level_switch
132557 | THR-DIG-LSL-5280C | Switch, Level-Low, Lube Oil, C-5280, Gas Mixing System | THR-DIG-T-5280 | Tank, Reservoir, Auxiliary Oil, Gas Compressor 5280, Digester Mixing System | Switch,Level-Low | Switch |  | LSL | http://www.toronto.ca/TWONTO#level_switch
132558 | THR-DIG-LSL-5460C | Switch, Level-Low, Lube Oil, C-5460, Gas Mixing System | THR-DIG-T-5460 | Tank, Reservoir, Auxiliary Oil, Gas Compressor 5460, Digester Mixing System | Switch,Level-Low | Switch |  | LSL | http://www.toronto.ca/TWONTO#level_switch
132559 | THR-DIG-LSL-5661 | Switch, Level-Low, Lube Oil, C-5660, Gas Mixing System | THR-DIG-T-5661 | Tank, Reservoir, Auxiliary Oil, Gas Compressor 5660, Digester Mixing System | Switch,Level-Low | Switch |  | LSL | http://www.toronto.ca/TWONTO#level_switch
132560 | THR-DIG-LSL-5681 | Switch, Level-Low, Lube Oil, C-5680, Gas Mixing System | THR-DIG-P-5682 | Pump,Lube Oil for Compressor 5680, Gas Mixing System | Switch,Level-Low | Switch |  | LSL | http://www.toronto.ca/TWONTO#level_switch
132561 | THR-DIG-LSL-5681 | Switch, Level-Low, Lube Oil, C-5680, Gas Mixing System | THR-DIG-T-5681 | Tank, Reservoir, Auxiliary Oil, Gas Compressor 5680, Digester Mixing System | Switch,Level-Low | Switch |  | LSL | http://www.toronto.ca/TWONTO#level_switch
132562 | THR-DIG-LSL-5881 | Switch, Level-Low, Lube Oil, C-5880, Gas Mixing System | THR-DIG-T-5881 | Tank, Reservoir, Auxiliary Oil, Gas Compressor 5880, Digester Mixing System | Switch,Level-Low | Switch |  | LSL | http://www.toronto.ca/TWONTO#level_switch
132795 | THR-DIG-PSH-0102 | Switch, Pressure, High, Discharge, Pump 0102, Lube Oil System, Gas Compressor Building | THR-DIG-P-0102 | Pump, Positive Displacement, Trasnfer, Waste Oil, Lube Oil System, Gas Compressor Building |  | Switch |  | PSH | http://www.toronto.ca/TWONTO#pressure_switch
132798 | THR-DIG-PSH-0202 | Switch, Pressurel-High, DG Valve Train, Compressor Building, Gas Compressor (And Dryer) | THR-DIG-CG | Digester Gas, Co-Generation | Switch,Pressure-High | Switch |  | PSH | http://www.toronto.ca/TWONTO#pressure_switch
132799 | THR-DIG-PSH-0701 | Switch, Pressure High, Tank 0700 Sampling Pump Discharge, Digester Tanks - Sampling System | THR-DIG-P-0701 | Pump, Tank 0700 Sampling, Digester Tanks - Sampling System | Switch,Pressure-High | Switch |  | PSH | http://www.toronto.ca/TWONTO#pressure_switch
132800 | THR-DIG-PSH-1001 | Switch, Pressure High, Tank 1000 Sampling Pump Discharge, Digester Tanks - Sampling System | THR-DIG-P-1001 | Pump, Tank 1000 Sampling, Digester Tanks - Sampling System | Switch,Pressure-High | Switch |  | PSH | http://www.toronto.ca/TWONTO#pressure_switch
132801 | THR-DIG-PSH-2214 | Switch, Pressure-High, Discharge, Pump 2214, Solids Treatment, Heating System - Digesters - Tank 0700 & Tank 0800 | THR-DIG-P-2214 | Pump, Centrifugal, Primary Sludge Recirculation to Tank 0700 | Switch,Pressure-High | Switch |  | PSH | http://www.toronto.ca/TWONTO#pressure_switch
132802 | THR-DIG-PSH-2215 | Switch, Pressure-High, Discharge, Pump 2215, Solids Treatment, Heating System - Digesters - Tank 0700 & Tank 0800 | THR-DIG-P-2215 | Pump, Centrifugal, Primary Sludge Recirculation to Tank 0700 | Switch,Pressure-High | Switch |  | PSH | http://www.toronto.ca/TWONTO#pressure_switch
132803 | THR-DIG-PSH-2319 | Switch, Pressure-High, Discharge, Pump 2319, Solids Treatment, Heating System - Digesters - Tank 0900 Tank 1000 | THR-DIG-P-2319 | Pump, Centrifugal, Sludge Recirculation, Tank 0900 | Switch,Pressure-High | Switch |  | PSH | http://www.toronto.ca/TWONTO#pressure_switch
132804 | THR-DIG-PSH-2502 | Switch, Pressure-High, Discharge Pump 2502, Digester Tank 0100 | THR-DIG-P-2502 | Pump, Centrifugal, Sludge Recirculation, Tank 0100 | Switch,Pressure-High | Switch |  | PSH | http://www.toronto.ca/TWONTO#pressure_switch
132805 | THR-DIG-PSH-2511 | Switch, Pressure-High, Discharge Pump 2511, Digester Tank 0200 | THR-DIG-P-2511 | Pump, Centrifugal, Sludge Recirculation, Tank 0200 | Switch,Pressure-High | Switch |  | PSH | http://www.toronto.ca/TWONTO#pressure_switch
132806 | THR-DIG-PSH-2513 | Switch, Pressure-High, Discharge Pump 2513, Digester Tank 0200 | THR-DIG-P-2513 | Pump, Centrifugal, Sludge Transfer, Tank 0200 | Switch,Pressure-High | Switch |  | PSH | http://www.toronto.ca/TWONTO#pressure_switch
132807 | THR-DIG-PSH-2521 | Switch, Pressure-High, Discharge Pump 2521, Digester Tank 0300 | THR-DIG-P-2521 | Pump, Centrifugal, Sludge Recirculation, Tank 0300 | Switch,Pressure-High | Switch |  | PSH | http://www.toronto.ca/TWONTO#pressure_switch
132808 | THR-DIG-PSH-2522 | Switch, Pressure-High, Discharge Pump 2522, Digester Tank 0300 | THR-DIG-P-2522 | Pump, Centrifugal, Sludge Recirculation, Tank 0300 | Switch,Pressure-High | Switch |  | PSH | http://www.toronto.ca/TWONTO#pressure_switch
132809 | THR-DIG-PSH-2523 | Switch, Pressure-High, Discharge Pump 2523, Digester Tank 0300 | THR-DIG-P-2523 | Pump, Centrifugal, Sludge Transfer, Tank 0300 | Switch,Pressure-High | Switch |  | PSH | http://www.toronto.ca/TWONTO#pressure_switch
132810 | THR-DIG-PSH-2531 | Switch, Pressure-High, Discharge Pump 2531, Digester Tank 0500 | THR-DIG-P-2531 | Pump, Centrifugal, Sludge Recirculation, Tank 0500 | Switch,Pressure-High | Switch |  | PSH | http://www.toronto.ca/TWONTO#pressure_switch
132811 | THR-DIG-PSH-2534 | Switch, Pressure-High, Discharge Pump 2534, Digester Tank 0500 | THR-DIG-P-2534 | Pump, Centrifugal, Sludge Transfer, Tank 0500 | Switch,Pressure-High | Switch |  | PSH | http://www.toronto.ca/TWONTO#pressure_switch
132812 | THR-DIG-PSH-3072 | Switch, Pressure-High, Discharge Pump 3072, Digester Tank 0600, Digester Tank 1-6 | THR-DIG-P-3072 | Centrifugal Pump, Sludge Transfer to MTI Line 1 & 2, Tank 0600 | Switch,Pressure-High | Switch |  | PSH | http://www.toronto.ca/TWONTO#pressure_switch
132813 | THR-DIG-PSH-3115 | Switch, Pressure-High, Pump 3115, Solids Treatment, Transfer System - Digesters - Tank 0700 & Tank 0800 | THR-DIG-P-3115 | Pump, Centrifugal, Sludge Transfer, Digester Tank 0700, | Switch,Pressure-High | Switch |  | PSH | http://www.toronto.ca/TWONTO#pressure_switch
132814 | THR-DIG-PSH-3271 | Switch, Pressure-High, Discharge, Pump 3271, Solids Treatment, Transfer System - Digesters - Tank 0900 & Tank 1000 | THR-DIG-P-3271 | Pump, Centrifugal, Sludge Transfer, Digester Tank 1000 | Switch,Pressure-High | Switch |  | PSH | http://www.toronto.ca/TWONTO#pressure_switch
132815 | THR-DIG-PSH-4011 | Switch, Pressure-High, Discharge Pump 4011/4012, Digester Tank 0200, Solid Treatment, Mezzanine Floor | THR-DIG-P-4011 | Pump, Centrifugal, Hot Water Recirculation, Tank 0200 | Switch,Pressure-High | Switch |  | PSH | http://www.toronto.ca/TWONTO#pressure_switch
132816 | THR-DIG-PSH-4051 | Switch, Pressure-High, Discharge Pump 4051/4052, Digester Tank 0300, Solid Treatment, Mezzanine Floor | THR-DIG-HE-4057 | Heat Exchanger, Tank 0300, Solids Treatment, Digester Tank 3 | Switch,Pressure-High | Switch |  | PSH | http://www.toronto.ca/TWONTO#pressure_switch
132817 | THR-DIG-PSH-4711 | Switch, Pressure-High, Discharge, Pump 4711, Solids Treatment, Heating System - Digesters - Tank 0700 & Tank 0800 | THR-DIG-P-4711 | Pump, Centrifugal, Hot Water Recirculation, Tank 0700 | Switch,Pressure-High | Switch |  | PSH | http://www.toronto.ca/TWONTO#pressure_switch
132818 | THR-DIG-PSH-4761 | Switch, Pressure-High, Discharge, Pump 4761, Solids Treatment, Heating System - Digesters - Tank 0700 & Tank 0800 | THR-DIG-P-4761 | Pump, Centrifugal, Hot Water Recirculation, Tank 0800 | Switch,Pressure-High | Switch |  | PSH | http://www.toronto.ca/TWONTO#pressure_switch
132819 | THR-DIG-PSH-4805 | Switch, Pressure-High, Discharge, Pump 4805, Solids Treatment, Heating System - Digesters - Tank 0900 Tank 1000 | THR-DIG-P-4805 | Pump, Centrifugal, Hot Water Recirculation, Tank 0900 | Switch,Pressure-High | Switch |  | PSH | http://www.toronto.ca/TWONTO#pressure_switch
132820 | THR-DIG-PSH-4855 | Switch, Pressure-High, Discharge, Pump 4855, Solids Treatment, Heating System - Digesters - Tank 0900 Tank 1000 | THR-DIG-P-4855 | Pump, Centrifugal, Hot Water Recirculation, Tank 1000 | Switch,Pressure-High | Switch |  | PSH | http://www.toronto.ca/TWONTO#pressure_switch
132821 | THR-DIG-PSH-4856 | Switch, Pressure-High, Discharge, Pump 4856, Solids Treatment, Heating System - Digesters - Tank 0900 Tank 1000 | THR-DIG-P-4856 | Pump, Centrifugal, Hot Water Recirculation, Tank 1000 | Switch,Pressure-High | Switch |  | PSH | http://www.toronto.ca/TWONTO#pressure_switch
132822 | THR-DIG-PSH-5141 | Switch, Pressure-High, Outlet Pump 5141, Solids Treatment, Digester Tank 1-6 | THR-DIG-GBP-5141 | Gas Booster, Tank 0400, Solids Treatment | Switch,Pressure-High | Switch |  | PSH | http://www.toronto.ca/TWONTO#pressure_switch
132823 | THR-DIG-PSH-5142 | Switch, Pressure-High, Outlet Pump 5142, Solids Treatment, Digester Tank 1-6 | THR-DIG-GBP-5142 | Gas Booster, Tank 0400, Solids Treatment | Switch,Pressure-High | Switch |  | PSH | http://www.toronto.ca/TWONTO#pressure_switch
132824 | THR-DIG-PSH-5161 | Switch, Pressure-High, Outlet Pump 5161, Solids Treatment, Digester - Tanks 1-6 | THR-DIG-GBP-5161 | Gas Booster, Tank 0600, Solids Treatment | Switch,Pressure-High | Switch |  | PSH | http://www.toronto.ca/TWONTO#pressure_switch
132825 | THR-DIG-PSH-5162 | Switch, Pressure-High, Outlet Pump 5162, Solids Treatment, Digester - Tanks 1-6 | THR-DIG-GBP-5162 | Gas Booster, Tank 0600, Solids Treatment | Switch,Pressure-High | Switch |  | PSH | http://www.toronto.ca/TWONTO#pressure_switch
132826 | THR-DIG-PSH-5280 | Switch, Pressure-High, Outlet Gas compressor 5280 | THR-DIG-C-5280 | Compressor, Gas, Mixing System, Digester Tank#2 | Switch,Pressure-High | Switch |  | PSH | http://www.toronto.ca/TWONTO#pressure_switch
132827 | THR-DIG-PSH-5660 | Switch, Pressure-High, Discharge, C-5660, Mixing System, Tank 7 & 8 | THR-DIG-C-5660 | Compressor, Gas, Mixing System, Digester Tank#7/8 | Switch,Pressure-High | Switch |  | PSH | http://www.toronto.ca/TWONTO#pressure_switch
132828 | THR-DIG-PSH-5840 | Switch, Pressure-High, Discharge, Compressor 5840, Solids Treatment - Thickening - Mixing System - Digesters - Tank 0900 & Tank 1000, Compressors | THR-DIG-C-5840 | Compressor, Gas, Mixing System, Digester Tank#10 | Switch,Pressure-High | Switch |  | PSH | http://www.toronto.ca/TWONTO#pressure_switch
132829 | THR-DIG-PSH-5880 | Switch, Pressure-High, Discharge, Compressor 5880, Solids Treatment - Thickening - Mixing System - Digesters - Tank 0900 & Tank 1000, Compressors | THR-DIG-C-5880 | Compressor, Gas, Mixing System, Digester Tank#09 | Switch,Pressure-High | Switch |  | PSH | http://www.toronto.ca/TWONTO#pressure_switch
132830 | THR-DIG-PSH-6101 | Switch, Pressure-High, Discharge Sampling Pump 6101, Tank 0100 | THR-DIG-P-6101 | Centrifugal Pump, Sampling, Tank 0100 | Switch,Pressure-High | Switch |  | PSH | http://www.toronto.ca/TWONTO#pressure_switch
132831 | THR-DIG-PSH-6201 | Switch, Pressure-High, Discharge Pump 6201, Tank 0200 | THR-DIG-P-6201 | Centrifugul Pump, Sampling, Tank 0200 | Switch,Pressure-High | Switch |  | PSH | http://www.toronto.ca/TWONTO#pressure_switch
132832 | THR-DIG-PSH-6301 | Switch, Pressure-High, Discharge Pump 6301, Tank 0300 | THR-DIG-P-6301 | Pump, Centrifugal , Sampling, Tank 0300 | Switch,Pressure-High | Switch |  | PSH | http://www.toronto.ca/TWONTO#pressure_switch
132833 | THR-DIG-PSH-6501 | Switch, Pressure-High, Discharge Pump 6501, Tank 0500 | THR-DIG-P-6501 | Centrifugal Pump, Sampling, Tank 0500 | Switch,Pressure-High | Switch |  | PSH | http://www.toronto.ca/TWONTO#pressure_switch
132834 | THR-DIG-PSH-6601 | Switch, Pressure-High, Discharge Pump 6601, Tank 0600 | THR-DIG-P-6601 | Centrifugal Pump, Sampling, Tank 0600 | Switch,Pressure-High | Switch |  | PSH | http://www.toronto.ca/TWONTO#pressure_switch
132835 | THR-DIG-PSL-0201 | Switch, Pressure, Low, DG Fuel Train, Compressor 0101 Fuel Gas Train, Gas Compressor Building | THR-BG-C-0101 | Compressor, Centrifugal, Fuel Gas, Compressor Building, Gas Compressor (And Dryer) for COGEN | Switch,Pressure-Low | Switch |  | PSL | http://www.toronto.ca/TWONTO#pressure_switch
132836 | THR-DIG-PSL-0201 | Switch, Pressure, Low, DG Fuel Train, Compressor 0101 Fuel Gas Train, Gas Compressor Building | THR-DIG-CG | Digester Gas, Co-Generation | Switch,Pressure-Low | Switch |  | PSL | http://www.toronto.ca/TWONTO#pressure_switch
132837 | THR-DIG-PSL-0801 | Switch, Pressure Low, Tank 0800 Sampling Pump Suction, Digester Tanks - Sampling System | THR-DIG-P-0801 | Pump, Tank 0800 Sampling, Digester Tanks - Sampling System | Switch,Pressure-Low | Switch |  | PSL | http://www.toronto.ca/TWONTO#pressure_switch
132838 | THR-DIG-PSL-2265 | Switch, Pressure-Low, Suction, Pump 2265, Solids Treatment, Heating System - Digesters - Tank 0700 & Tank 0800 | THR-DIG-P-2265 | Pump, Centrifugal, Primary Sludge Recirculation Tank 0800 | Switch,Pressure-Low | Switch |  | PSL | http://www.toronto.ca/TWONTO#pressure_switch
132839 | THR-DIG-PSL-2318 | Switch, Pressure-Low, Suction, Pump 2318, Solids Treatment, Heating System - Digesters - Tank 0900 Tank 1000 | THR-DIG-P-2318 | Pump, Centrifugal, Sludge Recirculation, Tank 0900 | Switch,Pressure-Low | Switch |  | PSL | http://www.toronto.ca/TWONTO#pressure_switch
132840 | THR-DIG-PSL-2319 | Switch, Pressure-Low, Suction, Pump 2319, Solids Treatment, Heating System - Digesters - Tank 0900 Tank 1000 | THR-DIG-P-2319 | Pump, Centrifugal, Sludge Recirculation, Tank 0900 | Switch,Pressure-Low | Switch |  | PSL | http://www.toronto.ca/TWONTO#pressure_switch
132841 | THR-DIG-PSL-2368 | Switch, Pressure-Low, Suction, Pump 2368, Solids Treatment, Heating System - Digesters - Tank 0900 Tank 1000 | THR-DIG-P-2368 | Pump, Centrifugal, Sludge Recirculation, Tank 1000 | Switch,Pressure-Low | Switch |  | PSL | http://www.toronto.ca/TWONTO#pressure_switch
132842 | THR-DIG-PSL-2369 | Switch, Pressure-Low, Suction, Pump 2369, Solids Treatment, Heating System - Digesters - Tank 0900 Tank 1000 | THR-DIG-P-2369 | Pump, Centrifugal, Sludge Recirculation, Tank 1000 | Switch,Pressure-Low | Switch |  | PSL | http://www.toronto.ca/TWONTO#pressure_switch
132843 | THR-DIG-PSL-2503 | Switch, Pressure-Low, Inlet Pump 2503, Digester Tank 0100 | THR-DIG-P-2503 | Pump, Centrifugal, Sludge Transfer, Tank 0100 | Switch,Pressure-Low | Switch |  | PSL | http://www.toronto.ca/TWONTO#pressure_switch
132844 | THR-DIG-PSL-2511 | Switch, Pressure-Low, Inlet Pump 2511, Digester Tank 0200 | THR-DIG-P-2511 | Pump, Centrifugal, Sludge Recirculation, Tank 0200 | Switch,Pressure-Low | Switch |  | PSL | http://www.toronto.ca/TWONTO#pressure_switch
132845 | THR-DIG-PSL-2512 | Switch, Pressure-Low, Inlet Pump 2512, Digester Tank 0200 | THR-DIG-P-2512 | Pump, Centrifugal, Sludge Recirculation, Tank 0200 | Switch,Pressure-Low | Switch |  | PSL | http://www.toronto.ca/TWONTO#pressure_switch
132846 | THR-DIG-PSL-2514 | Switch, Pressure-Low, Inlet Pump 2514, Digester Tank 0200 | THR-DIG-P-2514 | Pump, Centrifugal, Sludge Transfer, Tank 0200 | Switch,Pressure-Low | Switch |  | PSL | http://www.toronto.ca/TWONTO#pressure_switch
132847 | THR-DIG-PSL-2521 | Switch, Pressure-Low, Inlet Pump 2521, Digester Tank 0300 | THR-DIG-P-2521 | Pump, Centrifugal, Sludge Recirculation, Tank 0300 | Switch,Pressure-Low | Switch |  | PSL | http://www.toronto.ca/TWONTO#pressure_switch
132848 | THR-DIG-PSL-2533 | Switch, Pressure-Low, Inlet Pump 2533, Digester Tank 0500 | THR-DIG-P-2533 | Pump, Centrifugal, Sludge Transfer, Tank 0500 | Switch,Pressure-Low | Switch |  | PSL | http://www.toronto.ca/TWONTO#pressure_switch
132849 | THR-DIG-PSL-3041 | Switch, Pressure-Low, Inlet Pump 3041, Digester Tank 0600, Digester Tank 1-6 | THR-DIG-P-3041 | Centrifugal Pump, Sludge Transfer to MTI Line 1 & 2, Tank 0400 | Switch,Pressure-Low | Switch |  | PSL | http://www.toronto.ca/TWONTO#pressure_switch
132850 | THR-DIG-PSL-3071 | Switch, Pressure-Low, Inlet Pump 3071, Digester Tank 0600, Digester Tank 1-6 | THR-DIG-P-3071 | Centrifugal Pump, Sludge Transfer to MTI Line 1 & 2, Tank 0600 | Switch,Pressure-Low | Switch |  | PSL | http://www.toronto.ca/TWONTO#pressure_switch
132851 | THR-DIG-PSL-3072 | Switch, Pressure-Low, Inlet Pump 3072, Digester Tank 0600, Digester Tank 1-6 | THR-DIG-P-3072 | Centrifugal Pump, Sludge Transfer to MTI Line 1 & 2, Tank 0600 | Switch,Pressure-Low | Switch |  | PSL | http://www.toronto.ca/TWONTO#pressure_switch
132852 | THR-DIG-PSL-3116 | Switch, Pressure-Low, Pump 3116, Solids Treatment, Transfer System - Digesters - Tank 0700 & Tank 0800 | THR-DIG-P-3116 | Pump, Centrifugal, Sludge Transfer, Digester Tank 0700 | Switch,Pressure-Low | Switch |  | PSL | http://www.toronto.ca/TWONTO#pressure_switch
132853 | THR-DIG-PSL-3165 | Switch, Pressure-Low, Pump 3165, Solids Treatment, Transfer System - Digesters - Tank 0700 & Tank 0800 | THR-DIG-P-3165 | Pump, Centrifugal, Sludge Transfer, Digester Tank 0800 | Switch,Pressure-Low | Switch |  | PSL | http://www.toronto.ca/TWONTO#pressure_switch
132854 | THR-DIG-PSL-3166 | Switch, Pressure-Low, Pump 3166, Solids Treatment, Transfer System - Digesters - Tank 0700 & Tank 0800 | THR-DIG-P-3166 | Pump, Centrifugal, Sludge Transfer, Digester Tank 0800 | Switch,Pressure-Low | Switch |  | PSL | http://www.toronto.ca/TWONTO#pressure_switch
132855 | THR-DIG-PSL-3211 | Switch, Pressure-Low, Suction, Pump 3211, Solids Treatment, Transfer System - Digesters - Tank 0900 & Tank 1000 | THR-DIG-P-3211 | Pump, Centrifugal, Sludge Transfer, Digester Tank 0900 | Switch,Pressure-Low | Switch |  | PSL | http://www.toronto.ca/TWONTO#pressure_switch
132856 | THR-DIG-PSL-3212 | Switch, Pressure-Low, Suction, Pump 3212, Solids Treatment, Transfer System - Digesters - Tank 0900 & Tank 1000 | THR-DIG-P-3212 | Pump, Centrifugal, Sludge Transfer, Digester Tank 0900 | Switch,Pressure-Low | Switch |  | PSL | http://www.toronto.ca/TWONTO#pressure_switch
132857 | THR-DIG-PSL-3271 | Switch, Pressure-Low, Suction, Pump 3271, Solids Treatment, Transfer System - Digesters - Tank 0900 & Tank 1000 | THR-DIG-P-3271 | Pump, Centrifugal, Sludge Transfer, Digester Tank 1000 | Switch,Pressure-Low | Switch |  | PSL | http://www.toronto.ca/TWONTO#pressure_switch
132858 | THR-DIG-PSL-4710 | Switch, Pressure-Low, Suction, Pump 4710, Solids Treatment, Heating System - Digesters - Tank 0700 & Tank 0800 | THR-DIG-P-4710 | Pump, Centrifugal, Hot Water Recirculation, Tank 0700 | Switch,Pressure-Low | Switch |  | PSL | http://www.toronto.ca/TWONTO#pressure_switch
132859 | THR-DIG-PSL-4711 | Switch, Pressure-Low, Suction, Pump 4711, Solids Treatment, Heating System - Digesters - Tank 0700 & Tank 0800 | THR-DIG-P-4711 | Pump, Centrifugal, Hot Water Recirculation, Tank 0700 | Switch,Pressure-Low | Switch |  | PSL | http://www.toronto.ca/TWONTO#pressure_switch
132860 | THR-DIG-PSL-4760 | Switch, Pressure-Low, Suction, Pump 4760, Solids Treatment, Heating System - Digesters - Tank 0700 & Tank 0800 | THR-DIG-P-4760 | Pump, Centrifugal, Hot Water Recirculation, Tank 0800 | Switch,Pressure-Low | Switch |  | PSL | http://www.toronto.ca/TWONTO#pressure_switch
132861 | THR-DIG-PSL-5141 | Switch, Pressure-Low, Inlet Pump 5141, Solids Treatment, Digester Tank 1-6 | THR-DIG-GBP-5141 | Gas Booster, Tank 0400, Solids Treatment | Switch,Pressure-Low | Switch |  | PSL | http://www.toronto.ca/TWONTO#pressure_switch
132862 | THR-DIG-PSL-5142 | Switch, Pressure-Low, Inlet Pump 5142, Solids Treatment, Digester Tank 1-6 | THR-DIG-GBP-5142 | Gas Booster, Tank 0400, Solids Treatment | Switch,Pressure-Low | Switch |  | PSL | http://www.toronto.ca/TWONTO#pressure_switch
132863 | THR-DIG-PSL-5162 | Switch, Pressure-Low, Inlet Pump 5162, Solids Treatment, Digester - Tanks 1-6 | THR-DIG-GBP-5162 | Gas Booster, Tank 0600, Solids Treatment | Switch,Pressure-Low | Switch |  | PSL | http://www.toronto.ca/TWONTO#pressure_switch
132864 | THR-DIG-PSL-5240 | Switch, Pressure-Low, Inlet Gas compressor 5240 | THR-DIG-C-5240 | Compressor, Gas, Mixing System, Digester Tank#1 | Switch,Pressure-Low | Switch |  | PSL | http://www.toronto.ca/TWONTO#pressure_switch
132865 | THR-DIG-PSL-5280 | Switch, Pressure-Low, Inlet Gas compressor 5280 | THR-DIG-C-5280 | Compressor, Gas, Mixing System, Digester Tank#2 | Switch,Pressure-Low | Switch |  | PSL | http://www.toronto.ca/TWONTO#pressure_switch
132866 | THR-DIG-PSL-5280C | Switch, Pressure-Low, Lube Oil, C-5280, Gas Mixing System | THR-DIG-T-5280 | Tank, Reservoir, Auxiliary Oil, Gas Compressor 5280, Digester Mixing System | Switch,Pressure-Low | Switch |  | PSL | http://www.toronto.ca/TWONTO#pressure_switch
132867 | THR-DIG-PSL-5440C | Switch, Pressure-Low, Lube Oil, C-5440, Gas Mixing System | THR-DIG-T-5440 | Tank, Reservoir, Auxiliary Oil, Gas Compressor 5440, Digester Mixing System | Switch,Pressure-Low | Switch |  | PSL | http://www.toronto.ca/TWONTO#pressure_switch
132868 | THR-DIG-PSL-5460 | Switch, Pressure-Low, Inlet Gas compressor 5460 | THR-DIG-C-5460 | Compressor, Gas, Mixing System, Digester Tank#3/5 | Switch,Pressure-Low | Switch |  | PSL | http://www.toronto.ca/TWONTO#pressure_switch
132869 | THR-DIG-PSL-5460C | Switch, Pressure-Low, Lube Oil, C-5460, Gas Mixing System | THR-DIG-T-5460 | Tank, Reservoir, Auxiliary Oil, Gas Compressor 5460, Digester Mixing System | Switch,Pressure-Low | Switch |  | PSL | http://www.toronto.ca/TWONTO#pressure_switch
132870 | THR-DIG-PSL-5634 | Switch, Pressure-Low, Inlet Gas compressor 5640 | THR-DIG-C-5640 | Compressor, Gas, Mixing System, Digester Tank#7 | Switch,Pressure-Low | Switch |  | PSL | http://www.toronto.ca/TWONTO#pressure_switch
132871 | THR-DIG-PSL-5642 | Switch, Pressure-Low, Lube Oil, C-5640, Gas Mixing System | THR-DIG-T-5640 | Tank, Reservoir, Auxiliary Oil, Gas Compressor 5640, Digester Mixing System | Switch,Pressure-Low | Switch |  | PSL | http://www.toronto.ca/TWONTO#pressure_switch
132872 | THR-DIG-PSL-5662 | Switch, Pressure-Low, Lube Oil, C-5660, Gas Mixing System | THR-DIG-T-5660 | Tank, Reservoir, Auxiliary Oil, Gas Compressor 5660, Digester Mixing System | Switch,Pressure-Low | Switch |  | PSL | http://www.toronto.ca/TWONTO#pressure_switch
132873 | THR-DIG-PSL-5674 | Switch, Pressure-Low, Inlet Gas compressor 5680 | THR-DIG-C-5680 | Compressor, Gas, Mixing System, Digester Tank#8 | Switch,Pressure-Low | Switch |  | PSL | http://www.toronto.ca/TWONTO#pressure_switch
132874 | THR-DIG-PSL-5860A | Switch, Pressure-Low, Inlet Gas compressor 5860 | THR-DIG-C-5860 | Compressor, Gas, Mixing System, Digester Tank#9/10 | Switch,Pressure-Low | Switch |  | PSL | http://www.toronto.ca/TWONTO#pressure_switch
132875 | THR-DIG-PSL-5882 | Switch, Pressure-Low, Lube Oil, C-5880, Gas Mixing System | THR-DIG-T-5880 | Tank, Reservoir, Auxiliary Oil, Gas Compressor 5880, Digester Mixing System | Switch,Pressure-Low | Switch |  | PSL | http://www.toronto.ca/TWONTO#pressure_switch
132929 | THR-DIG-SSH-5107A | Switch, Speed-High, Digester Gas Mixing, Tank 0100, Solids Treatment, Digester Tanks 1-6 | THR-DIG-MX-0100 | Digester Gas Mixing, Digester Tank 0100 | Switch,Speed-High | Switch |  | SSH | http://www.toronto.ca/TWONTO#speed_switch
132930 | THR-DIG-SSH-5110A | Switch, Speed-High, Digester Gas Mixing, Tank 0100, Solids Treatment, Digester Tanks 1-6 | THR-DIG-MX-0100 | Digester Gas Mixing, Digester Tank 0100 | Switch,Speed-High | Switch |  | SSH | http://www.toronto.ca/TWONTO#speed_switch
132931 | THR-DIG-SSH-5119A | Switch, Speed-High, Digester Gas Mixing, Tank 0100, Solids Treatment, Digester Tanks 1-6 | THR-DIG-MX-0100 | Digester Gas Mixing, Digester Tank 0100 | Switch,Speed-High | Switch |  | SSH | http://www.toronto.ca/TWONTO#speed_switch
132932 | THR-DIG-SSH-5122A | Switch, Speed-High, Digester Gas Mixing, Tank 0100, Solids Treatment, Digester Tanks 1-6 | THR-DIG-MX-0100 | Digester Gas Mixing, Digester Tank 0100 | Switch,Speed-High | Switch |  | SSH | http://www.toronto.ca/TWONTO#speed_switch
132933 | THR-DIG-SSH-5125A | Switch, Speed-High, Digester Gas Mixing, Tank 0100, Solids Treatment, Digester Tanks 1-6 | THR-DIG-MX-0100 | Digester Gas Mixing, Digester Tank 0100 | Switch,Speed-High | Switch |  | SSH | http://www.toronto.ca/TWONTO#speed_switch
132934 | THR-DIG-SSH-5131A | Switch, Speed-High, Digester Gas Mixing, Tank 0100, Solids Treatment, Digester Tanks 1-6 | THR-DIG-MX-0100 | Digester Gas Mixing, Digester Tank 0100 | Switch,Speed-High | Switch |  | SSH | http://www.toronto.ca/TWONTO#speed_switch
132935 | THR-DIG-SSH-5134A | Switch, Speed-High, Digester Gas Mixing, Tank 0100, Solids Treatment, Digester Tanks 1-6 | THR-DIG-MX-0100 | Digester Gas Mixing, Digester Tank 0100 | Switch,Speed-High | Switch |  | SSH | http://www.toronto.ca/TWONTO#speed_switch
132936 | THR-DIG-SSH-5154A | Digester Gas Mixing, Tank 0200, Solids Treatment, Digester Tanks 1-6 | THR-DIG-MX-0200 | Digester Gas Mixing, Digester Tank 0200 | Switch,Speed-High | Switch |  | SSH | http://www.toronto.ca/TWONTO#speed_switch
132937 | THR-DIG-SSH-5157A | Digester Gas Mixing, Tank 0200, Solids Treatment, Digester Tanks 1-6 | THR-DIG-MX-0200 | Digester Gas Mixing, Digester Tank 0200 | Switch,Speed-High | Switch |  | SSH | http://www.toronto.ca/TWONTO#speed_switch
132938 | THR-DIG-SSH-5166A | Digester Gas Mixing, Tank 0200, Solids Treatment, Digester Tanks 1-6 | THR-DIG-MX-0200 | Digester Gas Mixing, Digester Tank 0200 | Switch,Speed-High | Switch |  | SSH | http://www.toronto.ca/TWONTO#speed_switch
132939 | THR-DIG-SSH-5169A | Digester Gas Mixing, Tank 0200, Solids Treatment, Digester Tanks 1-6 | THR-DIG-MX-0200 | Digester Gas Mixing, Digester Tank 0200 | Switch,Speed-High | Switch |  | SSH | http://www.toronto.ca/TWONTO#speed_switch
132940 | THR-DIG-SSH-5175A | Digester Gas Mixing, Tank 0200, Solids Treatment, Digester Tanks 1-6 | THR-DIG-MX-0200 | Digester Gas Mixing, Digester Tank 0200 | Switch,Speed-High | Switch |  | SSH | http://www.toronto.ca/TWONTO#speed_switch
132941 | THR-DIG-SSH-5181A | Digester Gas Mixing, Tank 0200, Solids Treatment, Digester Tanks 1-6 | THR-DIG-MX-0200 | Digester Gas Mixing, Digester Tank 0200 | Switch,Speed-High | Switch |  | SSH | http://www.toronto.ca/TWONTO#speed_switch
132942 | THR-DIG-SSH-5184A | Digester Gas Mixing, Tank 0200, Solids Treatment, Digester Tanks 1-6 | THR-DIG-MX-0200 | Digester Gas Mixing, Digester Tank 0200 | Switch,Speed-High | Switch |  | SSH | http://www.toronto.ca/TWONTO#speed_switch
132943 | THR-DIG-SSH-5190A | Digester Gas Mixing, Tank 0200, Solids Treatment, Digester Tanks 1-6 | THR-DIG-MX-0200 | Digester Gas Mixing, Digester Tank 0200 | Switch,Speed-High | Switch |  | SSH | http://www.toronto.ca/TWONTO#speed_switch
132944 | THR-DIG-SSL-5104A | Switch, Speed-Low, Digester Gas Mixing, Tank 0100, Solids Treatment, Digester Tanks 1-6 | THR-DIG-MX-0100 | Digester Gas Mixing, Digester Tank 0100 | Switch,Speed-Low | Switch |  | SSL | http://www.toronto.ca/TWONTO#speed_switch
132945 | THR-DIG-SSL-5110A | Switch, Speed-Low, Digester Gas Mixing, Tank 0100, Solids Treatment, Digester Tanks 1-6 | THR-DIG-MX-0100 | Digester Gas Mixing, Digester Tank 0100 | Switch,Speed-Low | Switch |  | SSL | http://www.toronto.ca/TWONTO#speed_switch
132946 | THR-DIG-SSL-5113A | Switch, Speed-Low, Digester Gas Mixing, Tank 0100, Solids Treatment, Digester Tanks 1-6 | THR-DIG-MX-0100 | Digester Gas Mixing, Digester Tank 0100 | Switch,Speed-Low | Switch |  | SSL | http://www.toronto.ca/TWONTO#speed_switch
132947 | THR-DIG-SSL-5116A | Switch, Speed-Low, Digester Gas Mixing, Tank 0100, Solids Treatment, Digester Tanks 1-6 | THR-DIG-MX-0100 | Digester Gas Mixing, Digester Tank 0100 | Switch,Speed-Low | Switch |  | SSL | http://www.toronto.ca/TWONTO#speed_switch
132948 | THR-DIG-SSL-5119A | Switch, Speed-Low, Digester Gas Mixing, Tank 0100, Solids Treatment, Digester Tanks 1-6 | THR-DIG-MX-0100 | Digester Gas Mixing, Digester Tank 0100 | Switch,Speed-Low | Switch |  | SSL | http://www.toronto.ca/TWONTO#speed_switch
132949 | THR-DIG-SSL-5122A | Switch, Speed-Low, Digester Gas Mixing, Tank 0100, Solids Treatment, Digester Tanks 1-6 | THR-DIG-MX-0100 | Digester Gas Mixing, Digester Tank 0100 | Switch,Speed-Low | Switch |  | SSL | http://www.toronto.ca/TWONTO#speed_switch
132950 | THR-DIG-SSL-5125A | Switch, Speed-Low, Digester Gas Mixing, Tank 0100, Solids Treatment, Digester Tanks 1-6 | THR-DIG-MX-0100 | Digester Gas Mixing, Digester Tank 0100 | Switch,Speed-Low | Switch |  | SSL | http://www.toronto.ca/TWONTO#speed_switch
132951 | THR-DIG-SSL-5140A | Switch, Speed-Low, Digester Gas Mixing, Tank 0100, Solids Treatment, Digester Tanks 1-6 | THR-DIG-MX-0100 | Digester Gas Mixing, Digester Tank 0100 | Switch,Speed-Low | Switch |  | SSL | http://www.toronto.ca/TWONTO#speed_switch
132952 | THR-DIG-SSL-5163A | Digester Gas Mixing, Tank 0200, Solids Treatment, Digester Tanks 1-6 | THR-DIG-MX-0200 | Digester Gas Mixing, Digester Tank 0200 | Switch,Speed-Low | Switch |  | SSL | http://www.toronto.ca/TWONTO#speed_switch
132953 | THR-DIG-SSL-5178A | Digester Gas Mixing, Tank 0200, Solids Treatment, Digester Tanks 1-6 | THR-DIG-MX-0200 | Digester Gas Mixing, Digester Tank 0200 | Switch,Speed-Low | Switch |  | SSL | http://www.toronto.ca/TWONTO#speed_switch
133032 | THR-DIG-TSH-5161 | Switch, Tempreature-High, Outlet Pump 5161, Solids Treatment, Digester - Tanks 1-6 | THR-DIG-GBP-5161 | Gas Booster, Tank 0600, Solids Treatment | Switch,Temperature-High | Switch |  | TSH | http://www.toronto.ca/TWONTO#temperature_switch
133033 | THR-DIG-TSH-5162 | Switch, Tempreature-High, Outlet Pump 5162, Solids Treatment, Digester - Tanks 1-6 | THR-DIG-GBP-5162 | Gas Booster, Tank 0600, Solids Treatment | Switch,Temperature-High | Switch |  | TSH | http://www.toronto.ca/TWONTO#temperature_switch
133034 | THR-DIG-TSH-5240 | Switch, Tempreature-High, Outlet Gas compressor 5240 | THR-DIG-C-5240 | Compressor, Gas, Mixing System, Digester Tank#1 | Switch,Temperature-High | Switch |  | TSH | http://www.toronto.ca/TWONTO#temperature_switch
133035 | THR-DIG-TSH-5260 | Switch, Tempreature-High, Outlet Gas compressor 5260 | THR-DIG-C-5260 | Compressor, Gas, Mixing System, Digester Tank#1/2 | Switch,Temperature-High | Switch |  | TSH | http://www.toronto.ca/TWONTO#temperature_switch
133036 | THR-DIG-TSH-5440 | Switch, Tempreature-High, Outlet Gas compressor 5440 | THR-DIG-C-5440 | Compressor, Gas, Mixing System, Digester Tank#3 | Switch,Temperature-High | Switch |  | TSH | http://www.toronto.ca/TWONTO#temperature_switch
133037 | THR-DIG-TSH-5460 | Switch, Tempreature-High, Outlet Gas compressor 5460 | THR-DIG-C-5460 | Compressor, Gas, Mixing System, Digester Tank#3/5 | Switch,Temperature-High | Switch |  | TSH | http://www.toronto.ca/TWONTO#temperature_switch
133038 | THR-DIG-TSH-5660 | Switch, Temperature-High, Discharge, C-5660, Mixing System, Tank 7 & 8 | THR-DIG-C-5660 | Compressor, Gas, Mixing System, Digester Tank#7/8 | Switch,Temperature-High | Switch |  | TSH | http://www.toronto.ca/TWONTO#temperature_switch
133039 | THR-DIG-TSH-5860A | Switch, Temperature-High, Discharge, Compressor 5860, Solids Treatment - Thickening - Mixing System - Digesters - Tank 0900 & Tank 1000, Compressors | THR-DIG-C-5860 | Compressor, Gas, Mixing System, Digester Tank#9/10 | Switch,Temperature-High | Switch |  | TSH | http://www.toronto.ca/TWONTO#temperature_switch
133040 | THR-DIG-TSH-5880A | Switch, Temperature-High, Discharge, Compressor 5880, Solids Treatment - Thickening - Mixing System - Digesters - Tank 0900 & Tank 1000, Compressors | THR-DIG-C-5880 | Compressor, Gas, Mixing System, Digester Tank#09 | Switch,Temperature-High | Switch |  | TSH | http://www.toronto.ca/TWONTO#temperature_switch
133041 | THR-DIG-TSL-7721 | Switch, Temperature Control, Burner BU-7720 Electrical Heat Tracing, WGB Bldg Roof | THR-DIG-BU-7720 | Waste Gas Burner, Burner 7720, WGB Bldg Roof | Switch,Temperature-Low | Switch |  | TSL | http://www.toronto.ca/TWONTO#temperature_switch
133042 | THR-DIG-TSL-7722A | Switch, Temperature Low, Burner BU-7720 Zone 1 Gas Pipe/Manifold Heat Tracing, WGB Bldg Roof | THR-DIG-BU-7720 | Waste Gas Burner, Burner 7720, WGB Bldg Roof | Switch,Temperature-Low | Switch |  | TSL | http://www.toronto.ca/TWONTO#temperature_switch
133043 | THR-DIG-TSL-7722B | Switch, Temperature Low, Burner BU-7720 Condensate Drain Heat Tracing, WGB Bldg Roof | THR-DIG-BU-7720 | Waste Gas Burner, Burner 7720, WGB Bldg Roof | Switch,Temperature-Low | Switch |  | TSL | http://www.toronto.ca/TWONTO#temperature_switch
133044 | THR-DIG-TSL-7751 | Switch, Temperature Control, Burner BU-7750 Electrical Heat Tracing, WGB Bldg Roof | THR-DIG-BU-7750 | Waste Gas Burner, Burner 7750, WGB Bldg Roof | Switch,Temperature-Low | Switch |  | TSL | http://www.toronto.ca/TWONTO#temperature_switch
133045 | THR-DIG-TSL-7781 | Heater, Electrical Heat Trace, Burner BU-7780 Supply Gas Pipe & Condensate Drain, WGB Bldg Roof | THR-DIG-BU-7750 | Waste Gas Burner, Burner 7750, WGB Bldg Roof | Switch,Temperature-Low | Switch |  | TSL | http://www.toronto.ca/TWONTO#temperature_switch
133046 | THR-DIG-TSL-7781 | Heater, Electrical Heat Trace, Burner BU-7780 Supply Gas Pipe & Condensate Drain, WGB Bldg Roof | THR-DIG-BU-7780 | Burner, Waste Gas 7780, Waste Gas Burner Building Roof | Switch,Temperature-Low | Switch |  | TSL | http://www.toronto.ca/TWONTO#temperature_switch
133047 | THR-DIG-TSL-7782B | Switch, Temperature Low, Burner BU-7780 Condensate Drain Heat Tracing, WGB Bldg Roof | THR-DIG-BU-7780 | Burner, Waste Gas 7780, Waste Gas Burner Building Roof | Switch,Temperature-Low | Switch |  | TSL | http://www.toronto.ca/TWONTO#temperature_switch
133899 | THR-DIS-FSL-1304 | Switch, Flow, Low, Seal Water, Scrubber Recirculating Pump | THR-DIS-P-1304 | Pump, Recirculation, Scrubber Caustic Soda SB-1300 | Valve,Butterfly,Act. | Switch |  | FSL | http://www.toronto.ca/TWONTO#flow_switch
133900 | THR-DIS-FSL-1354 | Switch, Flow, Low, Seal Water, Scrubber Recirculating Pump | THR-DIS-P-1354 | Pump, Recirculation, Scrubber Caustic Soda SB-1350 | Valve,Butterfly,Act. | Switch |  | FSL | http://www.toronto.ca/TWONTO#flow_switch
133910 | THR-DIS-LSH-0811 | Switch, Level, High, Float, North Flood Sump Pit, Containment Area Disinfection Building Main Floor | THR-DIS-T-PP | Disinfection, Tank, Palace Pier | Switch,Level-High | Switch |  | LSH | http://www.toronto.ca/TWONTO#level_switch
133911 | THR-DIS-LSH-0821 | Switch, Level, High, Float, South Flood Sump Pit, Containment Area Disinfection Building Main Floor | THR-DIS-T-PP | Disinfection, Tank, Palace Pier | Switch,Level-High | Switch |  | LSH | http://www.toronto.ca/TWONTO#level_switch
133912 | THR-DIS-LSH-1451 | Switch, Level High, Sump Pumps, Disinfection, Plant Outfall Palace Pier | THR-DIS-T-1400 | Tank, Disinfection, Plant Outfall Palace Pier | Switch,Level-High | Switch |  | LSH | http://www.toronto.ca/TWONTO#level_switch
133913 | THR-DIS-LSH-4001 | Switch, Level, High, Capacitive, Hypochlorite Tank T-4000, Disinfection Building Main Floor | THR-DIS-T-4000 | Tank, Sodium Hypochlorite Storage, Disinfection Building | Switch,Level-High | Switch |  | LSH | http://www.toronto.ca/TWONTO#level_switch
133914 | THR-DIS-LSH-5001 | Switch, Level, High, Capacitive, Hypochlorite Tank T-5000, Disinfection Building Main Floor | THR-DIS-T-5000 | Tank, Sodium Hypochlorite Storage, Disinfection Building | Switch,Level-High | Switch |  | LSH | http://www.toronto.ca/TWONTO#level_switch
133915 | THR-DIS-LSH-6001 | Switch, Level, High, Capacitive, Hypochlorite Tank T-6000, Disinfection Building Main Floor | THR-DIS-T-6000 | Tank, Sodium Hypochlorite Storage, Disinfection Building | Switch,Level-High | Switch |  | LSH | http://www.toronto.ca/TWONTO#level_switch
133916 | THR-DIS-LSH-8001 | Switch, Level, High, Capacitive, Hypochlorite Tank T-8000, Disinfection Building Main Floor | THR-DIS-T-8000 | Tank, Sodium Hypochlorite Storage, Disinfection Building | Switch,Level-High | Switch |  | LSH | http://www.toronto.ca/TWONTO#level_switch
133917 | THR-DIS-LSHH-1451 | Switch, Level-High-High,Pump 1455/1456,(Sump), Disinfection, Plant Outfall Palace Pier | THR-DIS-P-1455 | Pump, Centrifugal, (Sump), Disinfection, Plant Outfall Palace Pier | Switch,Level-High-High | Switch |  | LSHH | http://www.toronto.ca/TWONTO#level_switch
133918 | THR-DIS-LSHH-1540 | Switch, Level-High-High,Pump 1540/1550,Sump, Workshop, Disinfection Facility Building, Plant Services, Flood Monitoring System | THR-DIS-P-1540 | Pump, Sump, Workshop, Disinfection Facility Building, Plant Services, Flood Monitoring System | Switch,Level-High-High | Switch |  | LSHH | http://www.toronto.ca/TWONTO#level_switch
133919 | THR-DIS-LSL-1001 | Switch, Level, Low, Capacitive, Hypochlorite Tank T-1000, Disinfection Building Main Floor | THR-DIS-T-1000 | Tank, Sodium Hypochlorite Storage, Disinfection Building | Switch,Level-High | Switch |  | LSL | http://www.toronto.ca/TWONTO#level_switch
133920 | THR-DIS-LSL-4001 | Switch, Level, Low, Capacitive, Hypochlorite Tank T-4000, Disinfection Building Main Floor | THR-DIS-T-4000 | Tank, Sodium Hypochlorite Storage, Disinfection Building | Switch,Level-Low | Switch |  | LSL | http://www.toronto.ca/TWONTO#level_switch
133921 | THR-DIS-LSL-5001 | Switch, Level, Low, Capacitive, Hypochlorite Tank T-5000, Disinfection Building Main Floor | THR-DIS-T-5000 | Tank, Sodium Hypochlorite Storage, Disinfection Building | Switch,Level-Low | Switch |  | LSL | http://www.toronto.ca/TWONTO#level_switch
133922 | THR-DIS-LSL-6001 | Switch, Level, Low, Capacitive, Hypochlorite Tank T-6000, Disinfection Building Main Floor | THR-DIS-T-6000 | Tank, Sodium Hypochlorite Storage, Disinfection Building | Switch,Level-Low | Switch |  | LSL | http://www.toronto.ca/TWONTO#level_switch
133923 | THR-DIS-LSL-8001 | Switch, Level, Low, Capacitive, Hypochlorite Tank T-8000, Disinfection Building Main Floor | THR-DIS-T-8000 | Tank, Sodium Hypochlorite Storage, Disinfection Building | Switch,Level-Low | Switch |  | LSL | http://www.toronto.ca/TWONTO#level_switch
133981 | THR-DIS-PSH-0100 | Switch, Pressure, High, Pump skid 1, Disinfection Building Main Floor | THR-DIS-P-EFF | Pumps, Disinfection, Effluent | Switch,Pressure-High | Switch |  | PSH | http://www.toronto.ca/TWONTO#pressure_switch
133982 | THR-DIS-PSH-0300 | Switch, Pressure, High, Pump skid 3, Disinfection Building Main Floor | THR-DIS-P-EFF | Pumps, Disinfection, Effluent | Switch,Pressure-High | Switch |  | PSH | http://www.toronto.ca/TWONTO#pressure_switch
133983 | THR-DIS-PSH-0400 | Switch, Pressure, High, Pump skid 4, Disinfection Building Main Floor | THR-DIS-P-0410 | Pump, Diaphragm, Chemical Metering, Skid#4 Disinfection Building Main Floor | Switch,Pressure-High | Switch |  | PSH | http://www.toronto.ca/TWONTO#pressure_switch
133984 | THR-DIS-PSH-0400 | Switch, Pressure, High, Pump skid 4, Disinfection Building Main Floor | THR-DIS-P-NRAS | Pumps, Disinfection, North Return Activated Sludge | Switch,Pressure-High | Switch |  | PSH | http://www.toronto.ca/TWONTO#pressure_switch
133985 | THR-DIS-PSH-0500 | Switch, Pressure, High, Pump skid 5, Disinfection Building Main Floor | THR-DIS-P-SRAS | Pumps, Disinfection, South Return Activated Sludge | Switch,Pressure-High | Switch |  | PSH | http://www.toronto.ca/TWONTO#pressure_switch
133986 | THR-DIS-PSH-0600 | Switch, Pressure, High, Pump skid 6, Disinfection Building Main Floor | THR-DIS-P-FPW | Pumps, Disinfection, Filtered Plant Water | Switch,Pressure-High | Switch |  | PSH | http://www.toronto.ca/TWONTO#pressure_switch
133987 | THR-DIS-PSH-1001 | Switch, Pressure-High, Chlorine Bank 1 Header, Chlorination Building, Disinfection, Chlorination System | THR-DIS-WIT-1000 | Transmitter, Weight Indicating, Chlorine Bank 1, Chlorination Building, Disinfection, Chlorination System | Switch,Pressure-High | Switch | 34838 | PSH | http://www.toronto.ca/TWONTO#pressure_switch
133988 | THR-DIS-PSH-1021 | Switch, Pressure-High, Chlorine Bank 2 Header, Chlorination Building, Disinfection, Chlorination System | THR-DIS-WIT-1020 | Transmitter, Weight Indicating, Chlorine Bank 2, Chlorination Building, Disinfection, Chlorination System | Switch,Pressure-High | Switch | 34839 | PSH | http://www.toronto.ca/TWONTO#pressure_switch
133989 | THR-DIS-PSH-1110 | Switch, Pressure-High, Outlet, Evaporator 1110, Chlorination Building, Disinfection, Chlorination System | THR-DIS-EV-1110 | Evaporator, Chlorine, Chlorination Building, Disinfection, Chlorination System | Switch,Pressure-High | Switch | 34841 | PSH | http://www.toronto.ca/TWONTO#pressure_switch
133990 | THR-DIS-PSH-1140 | Switch, Pressure-High, Outlet, Evaporator 1140, Chlorination Building, Disinfection, Chlorination System | THR-DIS-EV-1140 | Evaporator, Chlorine, Chlorination Building, Disinfection, Chlorination System | Switch,Pressure-High | Switch | 34844 | PSH | http://www.toronto.ca/TWONTO#pressure_switch
133991 | THR-DIS-PSL-0121 | Switch, Pressure-Low, Chlorine Injector 0124 Water, Chlorination Building, Disinfection, Chlorination System | THR-DIS-CHL-1221 | Chlorinator, Chlorination Building, Disinfection, Chlorination System | Switch,Pressure-Low | Switch | 34846 | PSL | http://www.toronto.ca/TWONTO#pressure_switch
133992 | THR-DIS-PSL-0131 | Switch, Pressure-Low, Chlorine Injector 0134 Water, Chlorination Building, Disinfection, Chlorination System | THR-DIS-CHL-1231 | Chlorinator, Chlorination Building, Disinfection, Chlorination System | Switch,Pressure-Low | Switch | 34847 | PSL | http://www.toronto.ca/TWONTO#pressure_switch
133993 | THR-DIS-PSL-0141 | Switch, Pressure-Low, Water to Chlorine Injector 0144, Chlorination Building, Disinfection, Chlorination System | THR-DIS-CHL-1241 | Chlorinator, Chlorination Building, Disinfection, Chlorination System | Switch,Pressure-Low | Switch | 34848 | PSL | http://www.toronto.ca/TWONTO#pressure_switch
133994 | THR-DIS-PSL-0151 | Switch, Pressure-Low, Water to Chlorine Injector 0154, Chlorination Building, Disinfection, Chlorination System | THR-DIS-CHL-1251 | Chlorinator, Chlorination Building, Disinfection, Chlorination System | Switch,Pressure-Low | Switch | 34849 | PSL | http://www.toronto.ca/TWONTO#pressure_switch
133995 | THR-DIS-PSL-0711 | Switch, Pressure, Low, Transfer Line, Transfer Pump P-0710, Disinfection Building Main Floor | THR-DIS-T-PP | Disinfection, Tank, Palace Pier | Switch,Pressure-Low | Switch |  | PSL | http://www.toronto.ca/TWONTO#pressure_switch
133996 | THR-DIS-PSL-0721 | Switch, Pressure, Low, Transfer Line, Transfer Pump P-0720, Disinfection Building Main Floor | THR-DIS-T-PP | Disinfection, Tank, Palace Pier | Switch,Pressure-Low | Switch |  | PSL | http://www.toronto.ca/TWONTO#pressure_switch
133997 | THR-DIS-PSL-1100 | Switch, Pressure-Low, Chlorine Header, Liquid Chlorine | THR-DIS-CHL | Disinfection, Chlorination System | Switch,Pressure-Low | Switch |  | PSL | http://www.toronto.ca/TWONTO#pressure_switch
134832 | THR-ELS-LSH-0004 | Switch,Level-High,Basement South Center Wall,Basement Sump Pump CP-0102 Start Lag Pump Float | THR-ELS-CP-0102 | Control Panel,Electrical,Basement South Wall,Basement Sump Pump Control Panel |  | Switch |  | LSH | http://www.toronto.ca/TWONTO#level_switch
134833 | THR-ELS-LSH-0007 | Switch,Level-High,Manhole 1 North-East,Manhole Sump Pump CP-0304 Start Lag Pump Float | THR-ELS-CP-0304 | Control Panel,Electrical,Outside North-East,Manhole 1 Sump Pump Control Panel |  | Switch |  | LSH | http://www.toronto.ca/TWONTO#level_switch
134834 | THR-ELS-LSH-0011 | Switch,Level-High,Basement North-West Wall,Basement Flood Alarm | THR-ELS-MAINSUB | Electrical Equipment at the Main Substation |  | Switch |  | LSH | http://www.toronto.ca/TWONTO#level_switch
134835 | THR-ELS-LSH-0013 | Switch,Level-High,Basement South-East Wall,Basement Flood Alarm | THR-ELS-MAINSUB | Electrical Equipment at the Main Substation |  | Switch |  | LSH | http://www.toronto.ca/TWONTO#level_switch
134836 | THR-ELS-LSHH-0100 | Switch, Level, High-High, Sump Pump 0100A/0101, Old Main Sub Station | THR-ELS-CP-0100 | Control Panel,Sump Pump 0100A/0101,Old Main Sub Station | Switch,Level-High-High | Switch |  | LSHH | http://www.toronto.ca/TWONTO#level_switch
134837 | THR-ELS-LSL-0005 | Switch,Level-Low,Manhole 1 North-East,Manhole Sump Pump CP-0304 Stop Float | THR-ELS-CP-0304 | Control Panel,Electrical,Outside North-East,Manhole 1 Sump Pump Control Panel |  | Switch |  | LSL | http://www.toronto.ca/TWONTO#level_switch
134838 | THR-ELS-LSL-0100 | Switch,Level-Low,Sump Pump0100A/0101, Old Main Sub Station | THR-ELS-CP-0100 | Control Panel,Sump Pump 0100A/0101,Old Main Sub Station |  | Switch |  | LSL | http://www.toronto.ca/TWONTO#level_switch
134840 | THR-ELS-LSM-0100 | Switch, Level, Medium, Sump Pump 0100A/0101, Old Main Sub Station | THR-ELS-CP-0100 | Control Panel,Sump Pump 0100A/0101,Old Main Sub Station | Switch,Level-High-High | Switch |  | LSM | http://www.toronto.ca/TWONTO#level_switch
135113 | THR-ELS-TS-2921 | Switch, Automatic Transfer, Emergency Generator, Electrical Room MCC-2921 | THR-ELS-GEN-2920 | Generator,Diesel, Emergency, Diesel, Head House Area | Switch | Switch |  | TS | http://www.toronto.ca/TWONTO#transfer_switch
135114 | THR-ELS-TS-2922 | Switch, Automatic Transfer, Emergency Generator, Electrical Room MCC-2922 | THR-ELS-GEN-2920 | Generator,Diesel, Emergency, Diesel, Head House Area | Switch | Switch |  | TS | http://www.toronto.ca/TWONTO#transfer_switch
135115 | THR-ELS-TS-9563A | Switch, Manual Transfer, Portable Generator, Dig North Electrical Bldg | THR-ELS-LP-9583 | Lighting Panel, Control Panel Bldg, East Wall | Switch | Switch |  | TS | http://www.toronto.ca/TWONTO#transfer_switch
135116 | THR-ELS-TS-9563B | Transfer Switch, Digester 7-10 Electrical Bldg, Main Floor | THR-ELS-LP-9583 | Lighting Panel, Control Panel Bldg, East Wall | Switch | Switch |  | TS | http://www.toronto.ca/TWONTO#transfer_switch
135166 | THR-EPS-FSL-0310 | Switch, Flow-Low, Water Supply, Heat Exchanger 0311, Plant Service, Effluent Pump, Centrifugaling | THR-EPS-P-0310 | Pump, Centrifugal, Screw | Switch,Flow-Low | Switch |  | FSL | http://www.toronto.ca/TWONTO#flow_switch
135167 | THR-EPS-FSL-0410 | Switch, Flow-Low, Water Supply, Heat Exchanger 0411, Plant Service, Effluent Pump, Centrifugaling | THR-EPS-P-0410 | Pump, Centrifugal, Screw | Switch,Flow-Low | Switch |  | FSL | http://www.toronto.ca/TWONTO#flow_switch
135171 | THR-EPS-LSHH-0093 | Switch, Level High-High, (Pump, Centrifugal Level High) Pump 0093, Plant Service, Effluent Pump, | THR-EPS-P-0093 | Pump, Centrifugal, (Sump), Plant Service,Centrifugal truck port, Effluent Pump, Centrifugaling | Switch,Level-High-High | Switch |  | LSHH | http://www.toronto.ca/TWONTO#level_switch
135172 | THR-EPS-LSL-0215 | Switch, Level-Low, Grease Tank 0215, Plant Service, Effluent Pump, Centrifugaling | THR-EPS-P-0210 | Pump, Centrifugal, Screw | Switch,Level-Low | Switch |  | LSL | http://www.toronto.ca/TWONTO#level_switch
135173 | THR-EPS-LSL-0315 | Switch, Level-Low, Grease Tank 0315, Plant Service, Effluent Pump, Centrifugaling | THR-EPS-P-0310 | Pump, Centrifugal, Screw | Switch,Level-Low | Switch |  | LSL | http://www.toronto.ca/TWONTO#level_switch
135184 | THR-EPS-PSH-0116 | Switch, Pressurel-High, Grease Pump, Centrifugal 0116, Plant Service, Effluent Pump, Centrifugaling | THR-EPS-P-0110 | Pump, Centrifugal, Screw | Switch,Pressure-High | Switch |  | PSH | http://www.toronto.ca/TWONTO#pressure_switch
135185 | THR-EPS-PSH-0316 | Switch, Pressurel-High, Grease Pump, Centrifugal 0316, Plant Service, Effluent Pump, Centrifugaling | THR-EPS-P-0310 | Pump, Centrifugal, Screw | Switch,Pressure-High | Switch |  | PSH | http://www.toronto.ca/TWONTO#pressure_switch
135186 | THR-EPS-PSH-0416 | Switch, Pressurel-High, Grease Pump, Centrifugal 0416, Plant Service, Effluent Pump, Centrifugaling | THR-EPS-P-0410 | Pump, Centrifugal, Screw | Switch,Pressure-High | Switch |  | PSH | http://www.toronto.ca/TWONTO#pressure_switch
135187 | THR-EPS-PSL-0110 | Switch, Pressurel-Low, Oil Pump, Centrifugal 0111, Plant Service, Effluent Pump, Centrifugaling | THR-EPS-P-0110 | Pump, Centrifugal, Screw | Switch,Pressure-Low | Switch |  | PSL | http://www.toronto.ca/TWONTO#pressure_switch
135188 | THR-EPS-PSL-0216 | Switch, Pressurel-Low, Grease Pump, Centrifugal 0216, Plant Service, Effluent Pump, Centrifugaling | THR-EPS-P-0210 | Pump, Centrifugal, Screw | Switch,Pressure-Low | Switch |  | PSL | http://www.toronto.ca/TWONTO#pressure_switch
135189 | THR-EPS-PSL-0316 | Switch, Pressurel-Low, Grease Pump, Centrifugal 0316, Plant Service, Effluent Pump, Centrifugaling | THR-EPS-P-0310 | Pump, Centrifugal, Screw | Switch,Pressure-Low | Switch |  | PSL | http://www.toronto.ca/TWONTO#pressure_switch
135191 | THR-EPS-SSL-0310 | Switch, Speed-Low, Pump, Centrifugal 0310, Plant Service, Effluent Pump, Centrifugaling | THR-EPS-P-0310 | Pump, Centrifugal, Screw | Switch,Speed-Low | Switch |  | SSL | http://www.toronto.ca/TWONTO#speed_switch
135244 | THR-FPW-FSL-1041 | Switch, Flow-Low, RAS Pumps Seal Water | THR-FT-P-3640 | Pump, Rotary Vane, Scum Tank 3600, System 9, Scum Pumping | Switch,Flow-Low | Switch |  | FSL | http://www.toronto.ca/TWONTO#flow_switch
135245 | THR-FPW-FSL-1042 | Switch, Flow-Low, WAS Pumps Seal Water | THR-FPW-FW | Filtered Plant Water, Flushing Water | Switch,Flow-Low | Switch |  | FSL | http://www.toronto.ca/TWONTO#flow_switch
135246 | THR-FPW-FSL-1043 | Switch, Pressure-Low, Crossfeed Pumps Seal Water | THR-FPW-FW | Filtered Plant Water, Flushing Water | Switch,Flow-Low | Switch |  | FSL | http://www.toronto.ca/TWONTO#flow_switch
135247 | THR-FPW-FSL-1044 | Switch, Flow-Low, Drain Pumps Seal Water | THR-FT-DRN | Final Tank, Drainage, Sump Pumps | Switch,Flow-Low | Switch |  | FSL | http://www.toronto.ca/TWONTO#flow_switch
135256 | THR-FPW-LSH-0012 | Swirtch, Level High, Plant Water Building, Plant Services, Flood Monitoring System | THR-FPW-P-0012 | Pump, Centrifugal, Sump, Plant Water Building, Plant Services, Flood Monitoring System | Switch,Level-High-High | Switch |  | LSH | http://www.toronto.ca/TWONTO#level_switch
135257 | THR-FPW-LSH-0205 | Switch, High Level, Mud Well, BW Storage, Filtered Plant Water Bldg. | THR-FPW | Filtered Plant Water | Switch,Level-High | Switch |  | LSH | http://www.toronto.ca/TWONTO#level_switch
135258 | THR-FPW-LSHH-0002 | Switch, Level-High High, Mudwell, Filter Water Building | THR-FPW | Filtered Plant Water | Switch,Level-High-High | Switch |  | LSHH | http://www.toronto.ca/TWONTO#level_switch
135259 | THR-FPW-LSHH-0012 | Switch, Level, High-high, Plant Water Building, Plant Services, Flood Monitoring System | THR-FPW-P-0012 | Pump, Centrifugal, Sump, Plant Water Building, Plant Services, Flood Monitoring System | Switch,Level-High-High | Switch |  | LSHH | http://www.toronto.ca/TWONTO#level_switch
135281 | THR-FPW-PSH-4902 | Switch, Pressure-High, Valve Chamber, Raw Plant Water Pumping | THR-FPW-P-4902 | Pump, Submersible, Raw Plant Water | Switch,Pressure-High | Switch |  | PSH | http://www.toronto.ca/TWONTO#pressure_switch
135282 | THR-FPW-PSL-0010 | Switch,Pressure-Low, Pump, Centrifugal 0010, Gallery T21, Flushing Water Piping Detail | THR-FPW-P-0010S | Pump, Centrifugal, Flushing Water, Gallery T21 | Switch,Pressure-Low | Switch |  | PSL | http://www.toronto.ca/TWONTO#pressure_switch
135283 | THR-FPW-PSL-0016 | Switch, Pressurel-Low, Secondary Effluent Pump Suction Line, Plant Water Building | THR-FPW | Filtered Plant Water | Switch,Pressure-Low | Switch |  | PSL | http://www.toronto.ca/TWONTO#pressure_switch
135284 | THR-FPW-PSL-1033 | Switch, Pressure-Low, Crossfeed Pumps Seal Water | THR-FPW-FW | Filtered Plant Water, Flushing Water | Switch,Flow-Low | Switch |  | PSL | http://www.toronto.ca/TWONTO#pressure_switch
135288 | THR-FPW-SEN-0021 | Switch, High High Level, Effluent Inlet Channel, Filtered Plant Water Bldg. | THR-FPW | Filtered Plant Water | Switch,Level-High | Switch |  | SEN | http://www.toronto.ca/TWONTO#level_switch
135539 | THR-FT-FSL-2321 | Switch, Flow-Low, Pump 2321, Seal Water, RAS Pumping - North | THR-FT-P-2321 | Pump, Centrifugal, Secondary Treatment, RAS Pumping - North | Switch,Pressure-Low | Switch |  | FSL | http://www.toronto.ca/TWONTO#flow_switch
135540 | THR-FT-FSL-2323 | Switch, Fow-Low, Pump 2323, Seal Water, RAS Pumping - North | THR-FT-P-2323 | Pump, Centrifugal, Secondary Treatment, RAS Pumping - North | Switch,Pressure-Low | Switch |  | FSL | http://www.toronto.ca/TWONTO#flow_switch
135541 | THR-FT-FSL-2324 | Switch, Flow-Low, Pump 2324, Seal Water, RAS Pumping - North | THR-FT-P-2324 | Pump, Centrifugal, Secondary Treatment, RAS Pumping - North | Switch,Pressure-Low | Switch |  | FSL | http://www.toronto.ca/TWONTO#flow_switch
135542 | THR-FT-FSL-2521 | Switch, Flow-Low, Pump P-2521 Discharge, FT 16/17 RAS Pumps South | THR-FT-P-2520 | Pump, Centrifugal, Tank 1600 & 1700, RAS Pumping,Tunnel 23, South | Switch,Pressure-Low | Switch |  | FSL | http://www.toronto.ca/TWONTO#flow_switch
135543 | THR-FT-FSL-2521 | Switch, Flow-Low, Pump P-2521 Discharge, FT 16/17 RAS Pumps South | THR-FT-P-2521 | Pump, Centrifugal, Tank 1600 & 1700, RAS Pumping,Tunnel 23, South | Switch,Pressure-Low | Switch |  | FSL | http://www.toronto.ca/TWONTO#flow_switch
135544 | THR-FT-FSL-2522 | Switch, Flow-Low, Pump P-2522 Discharge, FT 16/17 RAS Pumps South | THR-FT-P-2522 | Pump, Centrifugal, Tank 1600 & 1700, RAS Pumping,Tunnel 23, South | Switch,Pressure-Low | Switch |  | FSL | http://www.toronto.ca/TWONTO#flow_switch
135545 | THR-FT-FSL-2523 | Switch, Flow-Low, Pump P-2522 Discharge, FT 16/17 RAS Pumps South | THR-FT-P-2523 | Pump, Centrifugal, Tank 1600 & 1700, RAS Pumping,Tunnel 23,South | Switch,Pressure-Low | Switch |  | FSL | http://www.toronto.ca/TWONTO#flow_switch
135546 | THR-FT-FSL-2620 | Switch, Flow-Low, Pump 2620, Seal Water, RAS Pumping - North | THR-FT-P-2620 | Pump, Centrifugal, Secondary Treatment,Tunnel 23 East, RAS Pumping- North | Switch,Pressure-Low | Switch |  | FSL | http://www.toronto.ca/TWONTO#flow_switch
135547 | THR-FT-FSL-2621 | Switch, Flow-Low, Pump 2621, Seal Water, RAS Pumping - North | THR-FT-P-2621 | Pump, Centrifugal, Secondary Treatment,Tunnel 23 East, RAS Pumping - North | Switch,Pressure-Low | Switch |  | FSL | http://www.toronto.ca/TWONTO#flow_switch
135548 | THR-FT-FSL-2623 | Switch, Flow-Low, Pump 2623, Seal Water, RAS Pumping - North | THR-FT-P-2623 | Pump, Centrifugal, Secondary Treatment, Tunnel 23 East,RAS Pumping - North | Switch,Pressure-Low | Switch |  | FSL | http://www.toronto.ca/TWONTO#flow_switch
135549 | THR-FT-FSL-2724 | Switch, Flow-Low, Pump 2724, Seal Water, RAS Pumping - North | THR-FT-P-2724 | Pump, Centrifugal, Secondary Treatment,Tunnel 23 North, RAS Pumping - North | Switch,Pressure-Low | Switch |  | FSL | http://www.toronto.ca/TWONTO#flow_switch
135550 | THR-FT-FSL-3036S | Switch, Flow-Low, WAW, Tank 0400, Secondary Treatment, Scum Pumping | THR-FT-T-0400 | Tank, Final Settling, Mixed Liquor, Secondary Clarification - South (Tank#04) | Switch,Flow-Low | Switch | 39477 | FSL | http://www.toronto.ca/TWONTO#flow_switch
135551 | THR-FT-FSL-3040S | Switch, Flow-Low, Seal Water, Pump 3040, Secondary Treatment, Scum Pumping | THR-FT-P-3040 | Pump, Rotary Lobe, Scum from Tank 3030, Scum Pumping | Switch,Flow-Low | Switch | 39478 | FSL | http://www.toronto.ca/TWONTO#flow_switch
135552 | THR-FT-FSL-3140S | Switch, Flow-Low, Seal Water, Pump 3140, Secondary Treatment, Scum Pumping | THR-FT-P-3140S | Pump, Rotary Vane, Scum Tank 3130, System 2, Scum Pumping | Switch,Flow-Low | Switch | 39486 | FSL | http://www.toronto.ca/TWONTO#flow_switch
135553 | THR-FT-FSL-3146S | Switch, Flow-Low, WHF, Suction, Pump 3140, Secondary Treatment, Scum Pumping | THR-FT-P-3140S | Pump, Rotary Vane, Scum Tank 3130, System 2, Scum Pumping | Switch,Flow-Low | Switch | 39487 | FSL | http://www.toronto.ca/TWONTO#flow_switch
135554 | THR-FT-FSL-3205S | Switch, Flow-Low, WAW, Tank 0900, Secondary Treatment, Scum Pumping | THR-FT-T-0900S | Tank, Final Settling, Mixed Liquor, Secondary Treatment, Secondary Clarification - South | Switch,Flow-Low | Switch | 39488 | FSL | http://www.toronto.ca/TWONTO#flow_switch
135555 | THR-FT-FSL-3206S | Switch, Flow-Low, WAW, Tank 1100, Secondary Treatment, Scum Pumping | THR-FT-T-1100S | Tank, Final Settling, Mixed Liquor, Secondary Treatment, Secondary Clarification - South | Switch,Flow-Low | Switch | 39489 | FSL | http://www.toronto.ca/TWONTO#flow_switch
135556 | THR-FT-FSL-3236S | Switch, Flow-Low, WAW, Tank 1200, Secondary Treatment, Scum Pumping | THR-FT-T-1200S | Tank, Final Settling, Mixed Liquor, Secondary Treatment, Secondary Clarification - South | Switch,Flow-Low | Switch | 39491 | FSL | http://www.toronto.ca/TWONTO#flow_switch
135557 | THR-FT-FSL-3250S | Switch, Flow-Low, Seal Water, Pump 3250, Secondary Treatment, Scum Pumping | THR-FT-P-3250S | Pump, Rotary Vane, Scum Tank 3200 & 3230, System 3A, 3B Scum Pumping | Switch,Flow-Low | Switch | 39492 | FSL | http://www.toronto.ca/TWONTO#flow_switch
135558 | THR-FT-FSL-3256S | Switch, Flow-Low, WHF, Suction, Pump 3250, Secondary Treatment, Scum Pumping | THR-FT-P-3250S | Pump, Rotary Vane, Scum Tank 3200 & 3230, System 3A, 3B Scum Pumping | Switch,Flow-Low | Switch | 39493 | FSL | http://www.toronto.ca/TWONTO#flow_switch
135559 | THR-FT-FSL-3306 | Switch, Flow-Low, WAW, Tank 1300, Secondary Treatment, Scum Pumping - North | THR-FT-T-1300 | Tank, Final Settling, Mixed Liquor, Secondary Treatment, Secondary Clarification - North (Tank#13) | Switch,Flow-Low | Switch |  | FSL | http://www.toronto.ca/TWONTO#flow_switch
135560 | THR-FT-FSL-3330 | Switch, Flow-Low, Seal Water, Pump 3330, Secondary Treatment, Secondary Scum Pumping - North Plant | THR-FT-P-3330 | Pump, Rotary Vane, Scum Tank 3300, System 4, Scum Pumping | Switch,Flow-Low | Switch |  | FSL | http://www.toronto.ca/TWONTO#flow_switch
135561 | THR-FT-FSL-3336 | Switch, Flow-Low, HFW, Pump 3330, Secondary Treatment, Scum Pumping - North | THR-FT-P-3330 | Pump, Rotary Vane, Scum Tank 3300, System 4, Scum Pumping | Switch,Flow-Low | Switch |  | FSL | http://www.toronto.ca/TWONTO#flow_switch
135562 | THR-FT-FSL-3405 | Switch, Flow-Low, WAW, Tank 1400, Secondary Treatment, Scum Pumping - North | THR-FT-T-1400 | Tank, Final Settling, Mixed Liquor, Secondary Treatment, Secondary Clarification - North (Tank#14) | Switch,Flow-Low | Switch |  | FSL | http://www.toronto.ca/TWONTO#flow_switch
135563 | THR-FT-FSL-3406 | Switch, Flow-Low, WAW, Tank 1500, Secondary Treatment, Scum Pumping - North | THR-FT-T-1500 | Tank, Final Settling, Mixed Liquor, Secondary Treatment, Secondary Clarification - South (Tank#15) | Switch,Flow-Low | Switch |  | FSL | http://www.toronto.ca/TWONTO#flow_switch
135564 | THR-FT-FSL-3426 | Switch, Flow-Low, WHF, Pump 3420, Secondary Treatment, Scum Pumping - North | THR-FT-P-3420 | Pump, Rotary Vane, Scum Tank 3400, System 5, Scum Pumping | Switch,Flow-Low | Switch |  | FSL | http://www.toronto.ca/TWONTO#flow_switch
135565 | THR-FT-FSL-3505 | Switch, Flow-Low, WAW, Tank 1600, Secondary Treatment, Scum Pumping | THR-FT-T-1600 | Tank, Final Settling, Mixed Liquor, Secondary Treatment, Secondary Clarification - South (Tank#16) | Switch,Flow-Low | Switch |  | FSL | http://www.toronto.ca/TWONTO#flow_switch
135566 | THR-FT-FSL-3506 | Switch, Flow-Low, WAW, Tank 1700, Secondary Treatment, Scum Pumping | THR-FT-T-1700 | Tank, Final Settling, Mixed Liquor, Secondary Treatment, Secondary Clarification -South (Tank#17) | Switch,Flow-Low | Switch |  | FSL | http://www.toronto.ca/TWONTO#flow_switch
135567 | THR-FT-FSL-3520 | Switch, Flow-Low, Seal Water, Pump 3520, Secondary Treatment, Scum Pumping | THR-FT-P-3520 | Pump, Rotary Vane, Scum Tank 3500, System 7, Scum Pumping | Switch,Flow-Low | Switch |  | FSL | http://www.toronto.ca/TWONTO#flow_switch
135568 | THR-FT-FSL-3526 | Switch, Flow-Low, WHF, Suction, Pump 3520, Secondary Treatment, Scum Pumping | THR-FT-P-3520 | Pump, Rotary Vane, Scum Tank 3500, System 7, Scum Pumping | Switch,Flow-Low | Switch |  | FSL | http://www.toronto.ca/TWONTO#flow_switch
135569 | THR-FT-FSL-3530 | Switch, Flow-Low, Seal Water, Pump 3530, Secondary Treatment, Scum Pumping | THR-FT-P-3530 | Pump, Rotary Vane, Scum Tank 3500, System 7, Scum Pumping | Switch,Flow-Low | Switch |  | FSL | http://www.toronto.ca/TWONTO#flow_switch
135570 | THR-FT-FSL-3546 | Switch, Flow-Low, WHF, Suction, Pump 3540, Secondary Treatment, Scum Pumping | THR-FT-P-3540 | Pump, Rotary Vane, Scum Tank 3500, System 7, Scum Pumping | Switch,Flow-Low | Switch |  | FSL | http://www.toronto.ca/TWONTO#flow_switch
135571 | THR-FT-FSL-3606 | Switch, Flow-Low, WAW, Tank 2100, Secondary Treatment, Scum Pumping - North | THR-FT-T-2100 | Tank, Final Settling, Mixed Liquor, Secondary Treatment, Secondary Clarification - North (Tank#21) | Switch,Flow-Low | Switch |  | FSL | http://www.toronto.ca/TWONTO#flow_switch
135572 | THR-FT-FSL-3620 | Switch, Flow-Low, Seal Water, Pump 3620, Secondary Treatment, Secondary Scum Pumping - North Plant | THR-FT-P-3620 | Pump, Rotary Vane, Scum Tank 3600, System 9, Scum Pumping | Switch,Flow-Low | Switch |  | FSL | http://www.toronto.ca/TWONTO#flow_switch
135573 | THR-FT-FSL-3630 | Switch, Flow-Low, Seal Water, Pump 3630, Secondary Treatment, Secondary Scum Pumping - North Plant | THR-FT-P-3630 | Pump, Rotary Vane, Scum Tank 3600, System 9, Scum Pumping | Switch,Flow-Low | Switch |  | FSL | http://www.toronto.ca/TWONTO#flow_switch
135574 | THR-FT-FSL-3640 | Switch, Flow-Low, Seal Water, Pump 3640, Secondary Treatment, Secondary Scum Pumping - North Plant | THR-FT-P-3640 | Pump, Rotary Vane, Scum Tank 3600, System 9, Scum Pumping | Switch,Flow-Low | Switch |  | FSL | http://www.toronto.ca/TWONTO#flow_switch
135575 | THR-FT-FSL-3646 | Switch, Flow-Low, WHF, Pump 3640, Secondary Treatment, Scum Pumping - North | THR-FT-P-3640 | Pump, Rotary Vane, Scum Tank 3600, System 9, Scum Pumping | Switch,Flow-Low | Switch |  | FSL | http://www.toronto.ca/TWONTO#flow_switch
135576 | THR-FT-FSL-3705 | Switch, Flow-Low, WAW, Tank 1900, Secondary Treatment, Scum Pumping - North | THR-FT-T-1900 | Tank, Final Settling, Mixed Liquor, Secondary Treatment, Secondary Clarification - North (Tank#19) | Switch,Flow-Low | Switch |  | FSL | http://www.toronto.ca/TWONTO#flow_switch
135577 | THR-FT-FSL-3706 | Switch, Flow-Low, WAW, Tank 2100,Secondary Treatment, Scum Pumping - North | THR-FT-T-2100 | Tank, Final Settling, Mixed Liquor, Secondary Treatment, Secondary Clarification - North (Tank#21) | Switch,Flow-Low | Switch |  | FSL | http://www.toronto.ca/TWONTO#flow_switch
135578 | THR-FT-FSL-3726 | Switch, Flow-Low, WHF, Pump 3720, Secondary Treatment, Scum Pumping - North | THR-FT-P-3720 | Pump, Rotary Vane, Scum Tank 3700, System 8, Scum Pumping | Switch,Flow-Low | Switch |  | FSL | http://www.toronto.ca/TWONTO#flow_switch
135579 | THR-FT-FSL-3746 | Switch, Flow-Low, WHF, Pump 3740, Secondary Treatment, Scum Pumping - North | THR-FT-P-3740 | Pump, Rotary Vane, Scum Tank 3700, System 8, Scum Pumping | Switch,Flow-Low | Switch |  | FSL | http://www.toronto.ca/TWONTO#flow_switch
135580 | THR-FT-FSL-4401 | Switch, Flow-Low, Seal Water, Pump P-4401, RAS Pumping - South | THR-FT-P-4401 | Pump, Centrifugal, RAS, RAS Pumping Station - South | Switch,Pressure-Low | Switch |  | FSL | http://www.toronto.ca/TWONTO#flow_switch
135581 | THR-FT-FSL-4402 | Switch, Flow-Low, Seal Water, Pump P-4402, RAS Pumping - South | THR-FT-P-2724 | Pump, Centrifugal, Secondary Treatment,Tunnel 23 North, RAS Pumping - North | Switch,Pressure-Low | Switch |  | FSL | http://www.toronto.ca/TWONTO#flow_switch
135582 | THR-FT-FSL-4402 | Switch, Flow-Low, Seal Water, Pump P-4402, RAS Pumping - South | THR-FT-P-4402 | Pump, Centrifugal, RAS, RAS Pumping Station - South | Switch,Pressure-Low | Switch |  | FSL | http://www.toronto.ca/TWONTO#flow_switch
135583 | THR-FT-FSL-4405 | Switch, Flow-Low, Seal Water, Pump P-4405, RAS Pumping - South | THR-FT-P-2724 | Pump, Centrifugal, Secondary Treatment,Tunnel 23 North, RAS Pumping - North | Switch,Pressure-Low | Switch |  | FSL | http://www.toronto.ca/TWONTO#flow_switch
135584 | THR-FT-FSL-4501 | Switch, Flow-Low, Seal Water, Pump P-4501, WAS Pumping - South | THR-FT-P-4501 | Pump, Centrifugal, WAS, RAS Pumping Station - South | Switch,Pressure-Low | Switch |  | FSL | http://www.toronto.ca/TWONTO#flow_switch
135585 | THR-FT-FSL-4625 | Gallery T20N, Seal Water Line for Pump P-4625 | THR-FT-P-4624 | Pump, Centrifugal, Drain, Gallery T20N | Switch,Pressure-Low | Switch |  | FSL | http://www.toronto.ca/TWONTO#flow_switch
135586 | THR-FT-FSL-4626 | Switch, Flow-Low, Pump P-4626 Seal Water, Drain Pumping - South | THR-FT-P-4624 | Pump, Centrifugal, Drain, Gallery T20N | Switch,Pressure-Low | Switch |  | FSL | http://www.toronto.ca/TWONTO#flow_switch
135587 | THR-FT-FSL-4626 | Switch, Flow-Low, Pump P-4626 Seal Water, Drain Pumping - South | THR-FT-P-4626 | Pump, Centrifugal, Drain, Gallery T20N | Switch,Pressure-Low | Switch |  | FSL | http://www.toronto.ca/TWONTO#flow_switch
135588 | THR-FT-FSL-4720 | Switch, Flow-Low, Seal Water, Pump P-4720, Cross Feed Pumping - South | THR-FT-P-4720 | Pump, Centrifugal, Sludge Cross Feed, RAS Pumping Station - South | Switch,Pressure-Low | Switch |  | FSL | http://www.toronto.ca/TWONTO#flow_switch
135658 | THR-FT-LSH-4820 | Switch, Level-High, Sump, Gallery T-20S, Flood Monitoring System | THR-FT-P-4830 | Pump, Sump, Final Tanks, Sump Pit No.34,T-13,Plant Services, Flood Monitoring System | Switch,Level-High-High | Switch |  | LSH | http://www.toronto.ca/TWONTO#level_switch
135659 | THR-FT-LSH-4830 | Switch, Level-High, Sump, Gallery T-13, Flood Monitoring System | THR-FT-P-4830 | Pump, Sump, Final Tanks, Sump Pit No.34,T-13,Plant Services, Flood Monitoring System | Switch,Level-High-High | Switch |  | LSH | http://www.toronto.ca/TWONTO#level_switch
135660 | THR-FT-LSH-4840 | Switch, Level-High, Sump, Gallery T-15, Flood Monitoring System | THR-FT-P-4830 | Pump, Sump, Final Tanks, Sump Pit No.34,T-13,Plant Services, Flood Monitoring System | Switch,Level-High-High | Switch |  | LSH | http://www.toronto.ca/TWONTO#level_switch
135661 | THR-FT-LSH-4840 | Switch, Level-High, Sump, Gallery T-15, Flood Monitoring System | THR-FT-P-4840 | Pump, Centrifugal, Sump, T15 | Switch,Level-High-High | Switch |  | LSH | http://www.toronto.ca/TWONTO#level_switch
135662 | THR-FT-LSH-4850 | Switch, Level-High, Sump, SP RAS PS, Flood Monitoring System | THR-FT-P-4850 | Pump, Centrifugal, Sump,Sump Pit No. 31,SP RAS PS | Switch,Level-High-High | Switch |  | LSH | http://www.toronto.ca/TWONTO#level_switch
135663 | THR-FT-LSH-4860 | Switch, Level-High, Sump, Gallery T-17E, Flood Monitoring System | THR-FT-P-4860 | Pump, Centrifugal, Sump,Sump pit#30, SP RAS PS, | Switch,Level-High-High | Switch |  | LSH | http://www.toronto.ca/TWONTO#level_switch
135664 | THR-FT-LSH-4870 | Switch, Level-High, Sump, Gallery T-20N, Flood Monitoring System | THR-FT-P-4870 | Pump, Centrifugal, Sump, T20N | Switch,Level-High-High | Switch |  | LSH | http://www.toronto.ca/TWONTO#level_switch
135665 | THR-FT-LSHH-0548 | High High Level Switch, Pump 0548, Final Tank,Engine Room Basement | THR-FT-P-0548 | Pump, Sump, Engine House Bassement, Plant Services, Flood Monitoring System | Switch,Level-High-High | Switch |  | LSHH | http://www.toronto.ca/TWONTO#level_switch
135666 | THR-FT-LSHH-3977 | Switch, Level-High-High,Pump 3981,Sump,T20 | THR-FT-P-3981 | Pump, Sump, Flood Monitoring, Finals, Tunnel 20 | Switch,Level-High-High | Switch |  | LSHH | http://www.toronto.ca/TWONTO#level_switch
135667 | THR-FT-LSHH-3981 | Switch, Level-High-High,Pump 3981,Sump,T20 | THR-FT-P-3981 | Pump, Sump, Flood Monitoring, Finals, Tunnel 20 | Switch,Level-High-High | Switch |  | LSHH | http://www.toronto.ca/TWONTO#level_switch
135668 | THR-FT-LSHH-3982 | Switch, Level-High-High,Pump 3982,Sump,T20 | THR-FT-P-3982 | Pump, Sump, Flood Monitoring, Finals, Tunnel 20 | Switch,Level-High-High | Switch |  | LSHH | http://www.toronto.ca/TWONTO#level_switch
135669 | THR-FT-LSHH-4800 | Switch, Level-High-High,Pump 4800/4801,Sump,T14 | THR-FT-P-4810 | Pump, Sump, Flood Monitoring, Finals, Tunnel 14 | Switch,Level-High-High | Switch |  | LSHH | http://www.toronto.ca/TWONTO#level_switch
135670 | THR-FT-LSHH-4810 | Switch, Level-High-High,Pump 4810/4811,Sump,T14 | THR-FT-P-4810 | Pump, Sump, Flood Monitoring, Finals, Tunnel 14 | Switch,Level-High-High | Switch |  | LSHH | http://www.toronto.ca/TWONTO#level_switch
135671 | THR-FT-LSHH-4820 | Switch, Level-High-High, Sump, Gallery T-20S, Flood Monitoring System | THR-FT-P-4820 | Pump, Centrifugal, Sump, T20s | Switch,Level-High-High | Switch |  | LSHH | http://www.toronto.ca/TWONTO#level_switch
135672 | THR-FT-LSHH-4840 | Switch, Level-High-High, Sump, Gallery T-15, Flood Monitoring System | THR-FT-P-4840 | Pump, Centrifugal, Sump, T15 | Switch,Level-High-High | Switch |  | LSHH | http://www.toronto.ca/TWONTO#level_switch
135673 | THR-FT-LSHH-4850 | Switch, Level-High-High, Sump, SP RAS PS, Flood Monitoring System | THR-FT-P-4850 | Pump, Centrifugal, Sump,Sump Pit No. 31,SP RAS PS | Switch,Level-High-High | Switch |  | LSHH | http://www.toronto.ca/TWONTO#level_switch
135674 | THR-FT-LSHH-4860 | Switch, Level-High-High, Sump, Gallery T-17E, Flood Monitoring System | THR-FT-P-4860 | Pump, Centrifugal, Sump,Sump pit#30, SP RAS PS, | Switch,Level-High-High | Switch |  | LSHH | http://www.toronto.ca/TWONTO#level_switch
135675 | THR-FT-LSHH-4880 | Switch, Level-High-High, Sump, Gallery T-19, Flood Monitoring System | THR-FT-P-4880 | Pump, Centrifugal, Sump, Gallery T19 | Switch,Level-High-High | Switch |  | LSHH | http://www.toronto.ca/TWONTO#level_switch
135676 | THR-FT-LSHH-5699 | High High Level Switch, Pump 5699, Final Tank | THR-FT-P-5699S | Pump, Sump, RAS Pump Station, RAS Building (Basement), Plant Services, Flood Monitoring System | Switch,Level-High-High | Switch |  | LSHH | http://www.toronto.ca/TWONTO#level_switch
135677 | THR-FT-LSHH-5711 | Switch, Level-High-High,Pump 5711, Sump, Aeration Gallery, Tunnel 14, South | THR-FT-P-5712 | Pump, Sump, Aeration Gallery, Tunnel 14, South | Switch,Level-High-High | Switch |  | LSHH | http://www.toronto.ca/TWONTO#level_switch
135678 | THR-FT-LSHH-6316 | High High Level Switch, Pump 6316A & 6316B, T23,Final Tanks 20 & 21 Gallery | THR-FT-P-6316A | Pump, Sump, Final Tanks 20&21 gallery, Tunnel 23,Plant Services, Flood Monitoring System | Switch,Level-High-High | Switch |  | LSHH | http://www.toronto.ca/TWONTO#level_switch
135679 | THR-FT-LSHH-6320 | Switch, Level-High-High,Pump 6320A/B,Sump,T21 | THR-FT-P-6320A | Pump, Sump, Flood Monitoring, Finals, Tunnel 21 | Switch,Level-High-High | Switch |  | LSHH | http://www.toronto.ca/TWONTO#level_switch
135680 | THR-FT-LSHH-6322 | High High Level Switch, Pump 6322, Final Tank,T16 | THR-FT-P-6322 | Pump, Sump, Flood Monitoring, Finals, Tunnel 16 | Switch,Level-High-High | Switch |  | LSHH | http://www.toronto.ca/TWONTO#level_switch
135681 | THR-FT-LSL-4820 | Switch, Level-Low, Sump, Gallery T-20S, Flood Monitoring System | THR-FT-P-4830 | Pump, Sump, Final Tanks, Sump Pit No.34,T-13,Plant Services, Flood Monitoring System | Switch,Level-High-High | Switch |  | LSL | http://www.toronto.ca/TWONTO#level_switch
135682 | THR-FT-LSL-4830 | Switch, Level-Low, Sump, Gallery T-13, Flood Monitoring System | THR-FT-P-4830 | Pump, Sump, Final Tanks, Sump Pit No.34,T-13,Plant Services, Flood Monitoring System | Switch,Level-High-High | Switch |  | LSL | http://www.toronto.ca/TWONTO#level_switch
135683 | THR-FT-LSL-4840 | Switch, Level-Low, Sump, Gallery T-15, Flood Monitoring System | THR-FT-P-4840 | Pump, Centrifugal, Sump, T15 | Switch,Level-High-High | Switch |  | LSL | http://www.toronto.ca/TWONTO#level_switch
135684 | THR-FT-LSL-4860 | Switch, Level-Low, Sump, Gallery T-17E, Flood Monitoring System | THR-FT-P-4860 | Pump, Centrifugal, Sump,Sump pit#30, SP RAS PS, | Switch,Level-High-High | Switch |  | LSL | http://www.toronto.ca/TWONTO#level_switch
135685 | THR-FT-LSL-4870 | Switch, Level-Low, Sump, Gallery T-20N, Flood Monitoring System | THR-FT-P-4870 | Pump, Centrifugal, Sump, T20N | Switch,Level-High-High | Switch |  | LSL | http://www.toronto.ca/TWONTO#level_switch
135838 | THR-FT-PSH-2520 | Switch, Pressure-Low, Pump P-2520 Discharge, FT 16/17 RAS Pumps | THR-FT-P-2520 | Pump, Centrifugal, Tank 1600 & 1700, RAS Pumping,Tunnel 23, South | Switch,Pressure-High | Switch |  | PSH | http://www.toronto.ca/TWONTO#pressure_switch
135839 | THR-FT-PSH-2523 | Switch, Pressure-Low, Pump P-2523 Discharge, FT 16/17 RAS Pumps | THR-FT-P-2523 | Pump, Centrifugal, Tank 1600 & 1700, RAS Pumping,Tunnel 23,South | Switch,Pressure-High | Switch |  | PSH | http://www.toronto.ca/TWONTO#pressure_switch
135840 | THR-FT-PSH-3020S | Switch, Pressure-High, Discharge, Pump 3020, Secondary Treatment, Scum Pumping | THR-FT-P-3020 | Pump, Rotary Lobe, Scum from Tank 3000, Scum Pumping | Switch,Pressure-High | Switch | 39544 | PSH | http://www.toronto.ca/TWONTO#pressure_switch
135841 | THR-FT-PSH-3021 | Switch, Pressure-High, Pump P-3020 Discharge, Scum Pumping - South | THR-FT-P-3020 | Pump, Rotary Lobe, Scum from Tank 3000, Scum Pumping | Switch,Pressure-High | Switch |  | PSH | http://www.toronto.ca/TWONTO#pressure_switch
135842 | THR-FT-PSH-3040S | Switch, Pressure-High, Discharge, Pump 3040, Secondary Treatment, Scum Pumping | THR-FT-P-3040 | Pump, Rotary Lobe, Scum from Tank 3030, Scum Pumping | Switch,Pressure-High | Switch | 39545 | PSH | http://www.toronto.ca/TWONTO#pressure_switch
135843 | THR-FT-PSH-3121 | Switch, Pressure-High, Pump P-3120 Discharge, Scum Pumping - South | THR-FT-P-3120 | Pump, Rotary Lobe, Scum from Tank 3100, Scum Pumping | Switch,Pressure-High | Switch |  | PSH | http://www.toronto.ca/TWONTO#pressure_switch
135844 | THR-FT-PSH-3140S | Switch, Pressure-High, Discharge, Pump 3140, Secondary Treatment, Scum Pumping | THR-FT-P-3140S | Pump, Rotary Vane, Scum Tank 3130, System 2, Scum Pumping | Switch,Pressure-High | Switch | 39546 | PSH | http://www.toronto.ca/TWONTO#pressure_switch
135845 | THR-FT-PSH-3141 | Switch, Pressure-High, Pump P-3140 Discharge, Scum Pumping - South | THR-FT-P-3140 | Pump, Rotary Lobe, Scum from Tank 3130, Scum Pumping | Switch,Pressure-High | Switch |  | PSH | http://www.toronto.ca/TWONTO#pressure_switch
135846 | THR-FT-PSH-3221 | Switch, Pressure-High, Pump P-3220 Discharge, Scum Pumping - South | THR-FT-P-3220 | Pump, Rotary Lobe, Scum from Tank 3200, Scum Pumping | Switch,Pressure-High | Switch |  | PSH | http://www.toronto.ca/TWONTO#pressure_switch
135847 | THR-FT-PSH-3241 | Switch, Pressure-High, Pump P-3240 Discharge, Scum Pumping - South | THR-FT-P-3240 | Pump, Rotary Lobe, Scum from Tank 3230, Scum Pumping | Switch,Pressure-High | Switch |  | PSH | http://www.toronto.ca/TWONTO#pressure_switch
135848 | THR-FT-PSH-3250S | Switch, Pressure-High, Discharge, Pump 3250, Secondary Treatment, Scum Pumping | THR-FT-P-3250S | Pump, Rotary Vane, Scum Tank 3200 & 3230, System 3A, 3B Scum Pumping | Switch,Pressure-High | Switch | 39547 | PSH | http://www.toronto.ca/TWONTO#pressure_switch
135849 | THR-FT-PSH-3261 | Switch, Pressure-High, Pump P-3260 Discharge, Scum Pumping - South | THR-FT-P-3260 | Pump, Rotary Lobe, Scum from Tank 3250, Scum Pumping | Switch,Pressure-High | Switch |  | PSH | http://www.toronto.ca/TWONTO#pressure_switch
135850 | THR-FT-PSH-3340 | Switch, Pressure-High, Discharge, Pump 3340, Secondary Treatment, Scum Pumping - North | THR-FT-P-3340 | Pump, Rotary Vane, Scum Tank 3300, System 4, Scum Pumping | Switch,Pressure-High | Switch |  | PSH | http://www.toronto.ca/TWONTO#pressure_switch
135851 | THR-FT-PSH-3440 | Switch, Pressure-High, Discharge, Pump 3440, Secondary Treatment, Scum Pumping - North | THR-FT-P-3440 | Pump, Rotary Vane, Scum Tank 3400, System 5, Scum Pumping | Switch,Pressure-High | Switch |  | PSH | http://www.toronto.ca/TWONTO#pressure_switch
135852 | THR-FT-PSH-3540 | Switch, Pressure-High, Discharge, Pump 3540, Secondary Treatment, Scum Pumping | THR-FT-P-3540 | Pump, Rotary Vane, Scum Tank 3500, System 7, Scum Pumping | Switch,Pressure-High | Switch |  | PSH | http://www.toronto.ca/TWONTO#pressure_switch
135853 | THR-FT-PSH-3630 | Switch, Pressure-High, Discharge, Pump 3630, Secondary Treatment, Scum Pumping - North | THR-FT-P-3630 | Pump, Rotary Vane, Scum Tank 3600, System 9, Scum Pumping | Switch,Pressure-High | Switch |  | PSH | http://www.toronto.ca/TWONTO#pressure_switch
135854 | THR-FT-PSH-3720 | Switch, Pressure-High, Discharge, Pump 3720, Secondary Treatment, Scum Pumping - North | THR-FT-P-3720 | Pump, Rotary Vane, Scum Tank 3700, System 8, Scum Pumping | Switch,Pressure-High | Switch |  | PSH | http://www.toronto.ca/TWONTO#pressure_switch
135855 | THR-FT-PSH-3740 | Switch, Pressure-High, Discharge, Pump 3740, Secondary Treatment, Scum Pumping - North | THR-FT-P-3740 | Pump, Rotary Vane, Scum Tank 3700, System 8, Scum Pumping | Switch,Pressure-High | Switch |  | PSH | http://www.toronto.ca/TWONTO#pressure_switch
135856 | THR-FT-PSH-4065S | Switch, Pressure-High, WAS Pump 4065 Discharge, Secondary Treatment, WAS Pumping | THR-FT-P-4065 | Pump, Centrifugal, WAS, Secondary Treatment, WAS Pumping | Switch,Pressure-High | Switch | 39550 | PSH | http://www.toronto.ca/TWONTO#pressure_switch
135857 | THR-FT-PSH-4066S | Switch, Pressure-High, WAS Pump 4066 Discharge, Secondary Treatment, WAS Pumping | THR-FT-P-4066 | Pump, Centrifugal, WAS, Secondary Treatment, WAS Pumping | Switch,Pressure-High | Switch | 39552 | PSH | http://www.toronto.ca/TWONTO#pressure_switch
135858 | THR-FT-PSH-4405 | Switch, Pressure-High, Pump P-4403 Discharge, RAS Pumping - South | THR-FT-P-4403 | Pump, Centrifugal, RAS, RAS Pumping Station - South | Switch,Pressure-High | Switch |  | PSH | http://www.toronto.ca/TWONTO#pressure_switch
135859 | THR-FT-PSH-4407 | Switch, Pressure-High, Pump P-4404 Discharge, RAS Pumping - South | THR-FT-P-4404 | Pump, Centrifugal, RAS, RAS Pumping Station - South | Switch,Pressure-High | Switch |  | PSH | http://www.toronto.ca/TWONTO#pressure_switch
135860 | THR-FT-PSH-4409 | Switch, Pressure-High, Pump P-4405 Discharge, RAS Pumping - South | THR-FT-P-4405 | Pump, Centrifugal, RAS, RAS Pumping Station - South | Switch,Pressure-High | Switch |  | PSH | http://www.toronto.ca/TWONTO#pressure_switch
135861 | THR-FT-PSH-4540 | Switch, Pressure-High, Pump P-4504 Discharge, WAS Pumping - South | THR-FT-P-4504 | Pump, Self-Prime Centrifugal, Drain, RAS Pumping Station - South | Switch,Pressure-High | Switch |  | PSH | http://www.toronto.ca/TWONTO#pressure_switch
135862 | THR-FT-PSH-4622 | Switch, Pressure-Low, Pump P-4624 Discharge, Scum Pumping - South | THR-FT-P-4624 | Pump, Centrifugal, Drain, Gallery T20N | Switch,Pressure-High | Switch |  | PSH | http://www.toronto.ca/TWONTO#pressure_switch
135863 | THR-FT-PSH-4730 | Switch, Pressure-High, Pump P-4730 Discharge, Cross Feed Pumping - South | THR-FT-P-4730 | Pump, Centrifugal, Sludge Cross Feed, RAS Pumping Station - South | Switch,Pressure-High | Switch |  | PSH | http://www.toronto.ca/TWONTO#pressure_switch
135864 | THR-FT-PSL-2171 | Switch, Pressure-Low, Pump 2171, Secondary Treatment, RAS Pumping - South | THR-FT-P-2171S | Pump, Centrifugal, Secondary Treatment, RAS Pumping,Tunnel 20, - South | Switch,Pressure-Low | Switch |  | PSL | http://www.toronto.ca/TWONTO#pressure_switch
135865 | THR-FT-PSL-2172 | Switch, Pressure-Low, Pump 2172, Secondary Treatment, RAS Pumping - South | THR-FT-P-2172S | Pump, Centrifugal, Secondary Treatment, RAS Pumping,Tunnel 20, - South | Switch,Pressure-Low | Switch |  | PSL | http://www.toronto.ca/TWONTO#pressure_switch
135866 | THR-FT-PSL-2173 | Switch, Pressure-Low, Pump 2173, Secondary Treatment, RAS Pumping - South | THR-FT-P-2173S | Pump, Centrifugal, Secondary Treatment,Tunnel20, RAS Pumping - South | Switch,Pressure-Low | Switch |  | PSL | http://www.toronto.ca/TWONTO#pressure_switch
135867 | THR-FT-PSL-2320 | Switch, Pressure-Low, Pump 2320, Secondary Treatment, RAS Pumping - North | THR-FT-P-2320 | Pump, Centrifugal, Secondary Treatment, RAS Pumping - North | Switch,Pressure-Low | Switch |  | PSL | http://www.toronto.ca/TWONTO#pressure_switch
135868 | THR-FT-PSL-2322 | Switch, Pressure-Low, Pump 2322, Secondary Treatment, RAS Pumping - North | THR-FT-P-2322 | Pump, Centrifugal, Secondary Treatment, RAS Pumping - North | Switch,Pressure-Low | Switch |  | PSL | http://www.toronto.ca/TWONTO#pressure_switch
135869 | THR-FT-PSL-2323 | Switch, Pressure-Low, Pump 2323, Secondary Treatment, RAS Pumping - North | THR-FT-P-2323 | Pump, Centrifugal, Secondary Treatment, RAS Pumping - North | Switch,Pressure-Low | Switch |  | PSL | http://www.toronto.ca/TWONTO#pressure_switch
135870 | THR-FT-PSL-2520 | Switch, Pressure-Low, Pump P-2520 Discharge, FT 16/17 RAS Pumps- South | THR-FT-P-2520 | Pump, Centrifugal, Tank 1600 & 1700, RAS Pumping,Tunnel 23, South | Switch,Pressure-Low | Switch |  | PSL | http://www.toronto.ca/TWONTO#pressure_switch
135871 | THR-FT-PSL-2520S | Switch, Pressure-Low, Suction, Pump 2520, RAS Pumping - South | THR-FT-P-2520 | Pump, Centrifugal, Tank 1600 & 1700, RAS Pumping,Tunnel 23, South | Switch,Pressure-Low | Switch | 39556 | PSL | http://www.toronto.ca/TWONTO#pressure_switch
135872 | THR-FT-PSL-2521S | Switch, Pressure-Low, Suction, Pump 2521, RAS Pumping - South | THR-FT-P-2521 | Pump, Centrifugal, Tank 1600 & 1700, RAS Pumping,Tunnel 23, South | Switch,Pressure-Low | Switch | 39557 | PSL | http://www.toronto.ca/TWONTO#pressure_switch
135873 | THR-FT-PSL-2523 | Switch, Pressure-Low, Pump P-2523 Discharge, FT 16/17 RAS Pumps- South | THR-FT-P-2523 | Pump, Centrifugal, Tank 1600 & 1700, RAS Pumping,Tunnel 23,South | Switch,Pressure-Low | Switch |  | PSL | http://www.toronto.ca/TWONTO#pressure_switch
135874 | THR-FT-PSL-2523S | Switch, Pressure-Low, Suction, Pump 2523, RAS Pumping - South | THR-FT-P-2523 | Pump, Centrifugal, Tank 1600 & 1700, RAS Pumping,Tunnel 23,South | Switch,Pressure-Low | Switch | 41008 | PSL | http://www.toronto.ca/TWONTO#pressure_switch
135875 | THR-FT-PSL-2524 | Switch, Pressure-Low, Pump P-2524 Discharge, FT 16/17 RAS Pumps- South | THR-FT-P-2524 | Pump, Centrifugal, Tank 1600 & 1700, RAS Pumping,Tunnel 23, South | Switch,Pressure-Low | Switch |  | PSL | http://www.toronto.ca/TWONTO#pressure_switch
135876 | THR-FT-PSL-2524S | Switch, Pressure-Low, Suction, Pump 2524, RAS Pumping - South | THR-FT-P-2524 | Pump, Centrifugal, Tank 1600 & 1700, RAS Pumping,Tunnel 23, South | Switch,Pressure-Low | Switch | 39559 | PSL | http://www.toronto.ca/TWONTO#pressure_switch
135877 | THR-FT-PSL-2620 | Switch, Pressure-Low, Suction, Pump 2620, Secondary Treatment, RAS Pumping - North | THR-FT-P-2620 | Pump, Centrifugal, Secondary Treatment,Tunnel 23 East, RAS Pumping- North | Switch,Pressure-Low | Switch |  | PSL | http://www.toronto.ca/TWONTO#pressure_switch
135878 | THR-FT-PSL-2621 | Switch, Pressure-Low, Suction, Pump 2621, Secondary Treatment, RAS Pumping - North | THR-FT-P-2621 | Pump, Centrifugal, Secondary Treatment,Tunnel 23 East, RAS Pumping - North | Switch,Pressure-Low | Switch |  | PSL | http://www.toronto.ca/TWONTO#pressure_switch
135879 | THR-FT-PSL-2623 | Switch, Pressure-Low, Suction, Pump 2623, Secondary Treatment, RAS Pumping - North | THR-FT-P-2623 | Pump, Centrifugal, Secondary Treatment, Tunnel 23 East,RAS Pumping - North | Switch,Pressure-Low | Switch |  | PSL | http://www.toronto.ca/TWONTO#pressure_switch
135880 | THR-FT-PSL-2624 | Switch, Pressure-Low, Suction, Pump 2624, Secondary Treatment, RAS Pumping - North | THR-FT-P-2624 | Pump, Centrifugal, Secondary Treatment,Tunnel 23 East, RAS Pumping - North | Switch,Pressure-Low | Switch |  | PSL | http://www.toronto.ca/TWONTO#pressure_switch
135881 | THR-FT-PSL-2720 | Switch, Pressure-Low, Pump 2720, Secondary Treatment, RAS Pumping - North | THR-FT-P-2720 | Pump, Centrifugal, Secondary Treatment,Tunnel 23 North, RAS Pumping - North | Switch,Pressure-Low | Switch |  | PSL | http://www.toronto.ca/TWONTO#pressure_switch
135882 | THR-FT-PSL-2721 | Switch, Pressure-Low, Pump 2721, Secondary Treatment, RAS Pumping - North | THR-FT-P-2721 | Pump, Centrifugal, Secondary Treatment,Tunnel 23 North, RAS Pumping - North | Switch,Pressure-Low | Switch |  | PSL | http://www.toronto.ca/TWONTO#pressure_switch
135883 | THR-FT-PSL-2722 | Switch, Pressure-Low, Pump 2722, Secondary Treatment, RAS Pumping - North | THR-FT-P-2722 | Pump, Centrifugal, Secondary Treatment,Tunnel 23 North, RAS Pumping - North | Switch,Pressure-Low | Switch |  | PSL | http://www.toronto.ca/TWONTO#pressure_switch
135884 | THR-FT-PSL-3020 | Switch, Pressure-Low, Pump P-3020 Suction, Scum Pumping - South | THR-FT-P-3020 | Pump, Rotary Lobe, Scum from Tank 3000, Scum Pumping | Switch,Pressure-High | Switch |  | PSL | http://www.toronto.ca/TWONTO#pressure_switch
135885 | THR-FT-PSL-3140 | Switch, Pressure-Low, Pump P-3120 Suction, Scum Pumping - South | THR-FT-P-3140 | Pump, Rotary Lobe, Scum from Tank 3130, Scum Pumping | Switch,Pressure-High | Switch |  | PSL | http://www.toronto.ca/TWONTO#pressure_switch
135886 | THR-FT-PSL-4063S | Switch, Pressure-Low, WAS Pump 4063 Suction, Secondary Treatment, WAS Pumping | THR-FT-P-4063 | Pump, Centrifugal, WAS, Secondary Treatment, WAS Pumping | Switch,Pressure-Low | Switch | 39560 | PSL | http://www.toronto.ca/TWONTO#pressure_switch
135887 | THR-FT-PSL-4064S | Switch, Pressure-Low, WAS Pump 4064 Suction, Secondary Treatment, WAS Pumping | THR-FT-P-4064 | Pump, Centrifugal, WAS, Secondary Treatment, WAS Pumping | Switch,Pressure-Low | Switch | 39561 | PSL | http://www.toronto.ca/TWONTO#pressure_switch
135888 | THR-FT-PSL-4400 | Switch, Pressure-Low, Pump P-4401 Suction, RAS Pumping - South | THR-FT-P-4401 | Pump, Centrifugal, RAS, RAS Pumping Station - South | Switch,Pressure-Low | Switch |  | PSL | http://www.toronto.ca/TWONTO#pressure_switch
135889 | THR-FT-PSL-4402 | Switch, Pressure-Low, Pump P-4402 Suction, RAS Pumping - South | THR-FT-P-4402 | Pump, Centrifugal, RAS, RAS Pumping Station - South | Switch,Pressure-Low | Switch |  | PSL | http://www.toronto.ca/TWONTO#pressure_switch
135890 | THR-FT-PSL-4406 | Switch, Pressure-Low, Pump P-4404 Suction, RAS Pumping - South | THR-FT-P-4404 | Pump, Centrifugal, RAS, RAS Pumping Station - South | Switch,Pressure-Low | Switch |  | PSL | http://www.toronto.ca/TWONTO#pressure_switch
135891 | THR-FT-PSL-4529 | Switch, Pressure-Low, Pump P-4502 Suction, Scum Pumping - South | THR-FT-P-4502 | Pump, Centrifugal, WAS, RAS Pumping Station - South | Switch,Pressure-High | Switch |  | PSL | http://www.toronto.ca/TWONTO#pressure_switch
135892 | THR-FT-PSL-4549 | Switch, Pressure-Low, Pump P-4504 Suction, Scum Pumping - South | THR-FT-P-4504 | Pump, Self-Prime Centrifugal, Drain, RAS Pumping Station - South | Switch,Pressure-High | Switch |  | PSL | http://www.toronto.ca/TWONTO#pressure_switch
135893 | THR-FT-PSL-4601 | Switch, Pressure-Low, Pump P-4601 Suction, Scum Pumping - South | THR-FT-P-4601 | Pump, Self-Prime Centrifugal, Drain, RAS Pumping Station - South | Switch,Pressure-Low | Switch |  | PSL | http://www.toronto.ca/TWONTO#pressure_switch
135894 | THR-FT-PSL-4602 | Switch, Pressure-Low, Pump P-4602 Suction, Scum Pumping - South | THR-FT-P-4601 | Pump, Self-Prime Centrifugal, Drain, RAS Pumping Station - South | Switch,Pressure-Low | Switch |  | PSL | http://www.toronto.ca/TWONTO#pressure_switch
135895 | THR-FT-PSL-4628 | Switch, Pressure-Low, Pump P-4625 Suction, Scum Pumping - South | THR-FT-P-4625 | Pump, Centrifugal, Drain, Gallery T20N | Switch,Pressure-High | Switch |  | PSL | http://www.toronto.ca/TWONTO#pressure_switch
135896 | THR-FT-PSL-4709 | Switch, Pressure-Low, Pump P-4710 Suction, Cross Feed Pumping - South | THR-FT-P-4710 | Pump, Centrifugal, Sludge Cross Feed, RAS Pumping Station - South | Switch,Pressure-Low | Switch |  | PSL | http://www.toronto.ca/TWONTO#pressure_switch
136786 | THR-NAFT-LSHH | Switch,High High Level, Sump Pumps, North Aeration and Final Tank | THR-GRK-DRN-WA3 | Drains, Floor, Gratings,Work Area 3 | Switch,Level-High-High | Switch |  |  | http://www.toronto.ca/TWONTO#level_switch
136794 | THR-NGS-PSH-0202 | Switch,Pressurel-High, NG Valve Train, Compressor Building, Gas Compressor (And Dryer) | THR-NGS-CG | Natural Gas System, Co-Generation | Switch,Pressure-High | Switch |  | PSH | http://www.toronto.ca/TWONTO#pressure_switch
136795 | THR-NGS-PSH-0801 | Switch,Pressurel-High, Inlet, Natural Gas Train for Boiler 0800, North Grit Boilers, Plant Services, Natural Gas Overview | THR-ACC-BO-0800 | Boiler, Low Pressure, North Grit Boilers, Plant Services, Natural Gas Overview (CRN-B9917.5,TSSA UID-65022713, SNo.-5.867338,S-87073) | Switch,Pressure-High | Switch |  | PSH | http://www.toronto.ca/TWONTO#pressure_switch
136796 | THR-NGS-PSH-0901 | Switch,Pressurel-High, Inlet, Natural Gas Train for Boiler 0900, North Grit Boilers, Plant Services, Natural Gas Overview | THR-ACC-BO-0900 | Boiler, Low Pressure, North Grit Boilers, Plant Services, Natural Gas Overview (CRN-B9917.5,TSSA UID-65022712, SNo.-5.867337,S-87072) | Switch,Pressure-High | Switch |  | PSH | http://www.toronto.ca/TWONTO#pressure_switch
136797 | THR-NGS-PSL-0902 | Switch,Pressure-Low, Natural Gas Train for Boiler 0900, North Grit Boilers, Plant Services, Natural Gas Overview | THR-ACC-BO-0900 | Boiler, Low Pressure, North Grit Boilers, Plant Services, Natural Gas Overview (CRN-B9917.5,TSSA UID-65022712, SNo.-5.867337,S-87072) | Switch,Pressure-Low | Switch |  | PSL | http://www.toronto.ca/TWONTO#pressure_switch
136920 | THR-OCS-FLS-2225 | Flow Switch Low, FN-2220, Biofilter, North Odour Control, North plant | THR-OCS-FN-2220 | Fan, Centrifugal, Odourous Air, North Biofilter |  | Switch |  | FLS | http://www.toronto.ca/TWONTO#flow_switch
136931 | THR-OCS-FSL-3956A | Switch, Flow-Low, Outlet to Drain, Ozone Generator 3956, Ozonator Room, Plant Services, Odour Control System | THR-OCS-OZ-3956S | Ozone Generator, Odour Control System | Switch,Flow-Low | Switch |  | FSL | http://www.toronto.ca/TWONTO#flow_switch
136932 | THR-OCS-FSL-3957 | Switch, Flow-Low, Outlet to Drain, Ozone Generator 3957, Ozonator Room, Plant Services, Odour Control System | THR-OCS-OZ-3957S | Ozone Generator, Odour Control System | Switch,Flow-Low | Switch |  | FSL | http://www.toronto.ca/TWONTO#flow_switch
136933 | THR-OCS-FSL-3957A | Switch, Flow-Low, Plant Water to Ozone Generator 3957, Ozonator Room, Plant Services, Odour Control System | THR-OCS-OZ-3957S | Ozone Generator, Odour Control System | Switch,Flow-Low | Switch |  | FSL | http://www.toronto.ca/TWONTO#flow_switch
136935 | THR-OCS-LSHH-2275 | Switch, Level, High-High, Drain Sump, North Biofilter | THR-OCS-BIOFILTER NORTH | Biofilter, North Odour Control, North plant | Switch,Level-High-High | Switch |  | LSHH | http://www.toronto.ca/TWONTO#level_switch
136936 | THR-OCS-LSHH-2275 | Switch, Level, High-High, Drain Sump, North Biofilter | THR-OCS-P-2270 | Pump, Centrifugal (Wet), Drain Sump, North Biofilter | Switch,Level-High-High | Switch |  | LSHH | http://www.toronto.ca/TWONTO#level_switch
136937 | THR-OCS-LSLH-0552 | Sensor, Bed Level, Scrubber 0552, Plant Services, Odour Control System | THR-OCS-SB-0552 | Scrubber, Plant Services, Odour Control System | Switch,Level | Switch |  | LSLH | http://www.toronto.ca/TWONTO#level_switch
136938 | THR-OCS-LSLH-0553 | Sensor, Bed Level, Scrubber 0553, Plant Services, Odour Control System | THR-OCS-SB-0553 | Scrubber, Plant Services, Odour Control System | Switch,Level | Switch |  | LSLH | http://www.toronto.ca/TWONTO#level_switch
136939 | THR-OCS-LSLH-0554 | Switch, Level, Bed Level, Scrubber 0554,Plant Services, Odour Control System | THR-OCS-SB-0554 | Scrubber, Plant Services, Odour Control System | Switch,Level | Switch |  | LSLH | http://www.toronto.ca/TWONTO#level_switch
136940 | THR-OCS-LSLH-0555 | Switch, Level, Bed Level, Scrubber 0555, Plant Services, Odour Control System | THR-OCS-SB-0555 | Scrubber, Plant Services, Odour Control System | Switch,Level | Switch |  | LSLH | http://www.toronto.ca/TWONTO#level_switch
136941 | THR-OCS-LSLL-2275 | Switch, Level, Low-Low, Drain Sump, North Biofilter | THR-OCS-BIOFILTER NORTH | Biofilter, North Odour Control, North plant | Switch,Level-Low-Low | Switch |  | LSLL | http://www.toronto.ca/TWONTO#level_switch
136942 | THR-OCS-LSLL-2275 | Switch, Level, Low-Low, Drain Sump, North Biofilter | THR-OCS-P-2270 | Pump, Centrifugal (Wet), Drain Sump, North Biofilter | Switch,Level-Low-Low | Switch |  | LSLL | http://www.toronto.ca/TWONTO#level_switch
136969 | THR-OCS-PSH-2932 | Switch, Pressure-High, Pump 2932, Plant Services, Odour Control System | THR-OCS-P-2932 | Pump, Centrifugal, Hypochlorite To Scrubber 0551, Plant Services, Odour Control System | Switch,Pressure-High | Switch |  | PSH | http://www.toronto.ca/TWONTO#pressure_switch
136970 | THR-OCS-PSH-2944 | Switch, Pressure-High, Pump 2944, Plant Services, Odour Control System | THR-OCS-P-2944 | Pump,Centrifugal,Hypochlorite to Scrubber 0552 & Scrubber 0553,Plant Services, Odour Control System | Switch,Pressure-High | Switch |  | PSH | http://www.toronto.ca/TWONTO#pressure_switch
136971 | THR-OCS-PSH-2949 | Switch, Pressure-High, Pump 2949, Plant Services, Odour Control System | THR-OCS-P-2949 | Pump,Centrifugal,Hypochlorite to Scrubber 0554 & Scrubber 0555,Plant Services, Odour Control System | Switch,Pressure-High | Switch |  | PSH | http://www.toronto.ca/TWONTO#pressure_switch
136972 | THR-OCS-PSH-2956 | Switch, Pressure-High, Pump 2956, Plant Services, Odour Control System | THR-OCS-P-2956 | Pump,Centrifugal,Hypochlorite to Scrubber 0554 & Scrubber 0555,Plant Services, Odour Control System | Switch,Pressure-High | Switch |  | PSH | http://www.toronto.ca/TWONTO#pressure_switch
136973 | THR-OCS-PSH-3951 | Switch, Pressure-High, Foul Air Plenum to Atmosphere, Plant Services, Odour Control System | THR-OCS-SB-0554 | Scrubber, Plant Services, Odour Control System | Switch,Pressure-High | Switch |  | PSH | http://www.toronto.ca/TWONTO#pressure_switch
136974 | THR-OCS-PSH-6382 | Switch, Pressure-High, Pump 6382, Plant Services, Odour Control System | THR-OCS-P-6382 | Pump, Centrifugal, Hypochlorite from Storage Tanks to Day Tanks, Plant Services, Odour Control System | Switch,Pressure-High | Switch |  | PSH | http://www.toronto.ca/TWONTO#pressure_switch
136975 | THR-OCS-PSL-3956A | Switch, Pressure-Low, Filtered Air to Ozone Generator 3956, Ozonator Room, Plant Services, Odour Control System | THR-OCS-OZ-3956S | Ozone Generator, Odour Control System | Switch,Pressure-Low | Switch |  | PSL | http://www.toronto.ca/TWONTO#pressure_switch
136976 | THR-OCS-PSL-3956B | Switch, Pressure-Low, Outlet, Ozone Generator 3956 to Contact Chamber, Ozonator Room, Plant Services, Odour Control System | THR-OCS-OZ-3956S | Ozone Generator, Odour Control System | Switch,Pressure-Low | Switch |  | PSL | http://www.toronto.ca/TWONTO#pressure_switch
136977 | THR-OCS-PSL-3957A | Switch, Pressure-Low, Filtered Air to Ozone Generator 3957, Ozonator Room, Plant Services, Odour Control System | THR-OCS-OZ-3957S | Ozone Generator, Odour Control System | Switch,Pressure-Low | Switch |  | PSL | http://www.toronto.ca/TWONTO#pressure_switch
136978 | THR-OCS-PSL-3957B | Switch, Pressure-Low, Outlet, Ozone Generator 3957 to Ozone Contact Chamber, Ozonator Room, Plant Services, Odour Control System | THR-OCS-OZ-3957S | Ozone Generator, Odour Control System | Switch,Pressure-Low | Switch |  | PSL | http://www.toronto.ca/TWONTO#pressure_switch
136979 | THR-OCS-PSL-3969 | Switch, Pressure-Low, Foul Air Plenum to Atmosphere, Plant Services, Odour Control System | THR-OCS-SB-0555 | Scrubber, Plant Services, Odour Control System | Switch,Pressure-Low | Switch |  | PSL | http://www.toronto.ca/TWONTO#pressure_switch
136980 | THR-OCS-PSLH-0500 | Switch, Pressure Low/High, Air Handling Units 0500A/B, Ozonator Room, Plant Services, Odour Control System | THR-OCS-D-0500A | Dryer, Dessicant, Ozone Generator 3956, Ozonator Room, Plant Services, Odour Control System | Switch,Pressure-High | Switch |  | PSLH | http://www.toronto.ca/TWONTO#pressure_switch
136981 | THR-OCS-PSLH-0501 | Switch, Pressure Low/High, Air Handling Units 0501A/B, Ozonator Room, Plant Services, Odour Control System | THR-OCS-D-0501A | Dryer, Dessicant, Ozone Generator 3957, Ozonator Room, Plant Services, Odour Control System | Switch,Pressure-High | Switch |  | PSLH | http://www.toronto.ca/TWONTO#pressure_switch
137294 | THR-PLT-FSL-0103 | Switch, Flow, Low, Spray Water, Bar Screen SC-0102, Headhouse | THR-PLT-SC-0102 | Bar Screen, Preliminary Treatment | Switch,Flow-Low | Switch |  | FSL | http://www.toronto.ca/TWONTO#flow_switch
137295 | THR-PLT-FSL-0111 | Switch, Flow, Low, Flushing Water, Washer Compactor CMP-0110, Headhouse | THR-PLT-CMP-0110 | Compactor, Bar Screen 0112, Prelimiry Treatment | Switch,Flow-Low | Switch |  | FSL | http://www.toronto.ca/TWONTO#flow_switch
137296 | THR-PLT-FSL-0113 | Switch, Flow, Low, Spray Water, Bar Screen SC-0112,Headhouse | THR-PLT-SC-0112 | Bar Screen, Preliminary Treatment | Switch,Flow-Low | Switch |  | FSL | http://www.toronto.ca/TWONTO#flow_switch
137297 | THR-PLT-FSL-1403 | Switch, Flow, Low, Water Scour, Grit Vortex Chamber CYC-1101, Headhouse | THR-PLT-CYC-1101 | Cyclone, Prelimary Treatment, Grit Removal - Vortex Chambers #1 (OLD Tag THR-PLT-CYC-1102) | Switch,Flow-Low | Switch |  | FSL | http://www.toronto.ca/TWONTO#flow_switch
137298 | THR-PLT-FSL-1414 | Switch, Flow, Low, Seal Water, Grit Pump P-1410, Headhouse | THR-PLT-P-1410 | Pump, Centrifugal (Dry), Grit, Vortex Prime Tank T-1400, Headhouse | Switch,Flow-Low | Switch |  | FSL | http://www.toronto.ca/TWONTO#flow_switch
137299 | THR-PLT-FSL-1504 | Switch, Flow, Low, Water Scour, Grit Vortex Chamber CYC-1116, Headhouse | THR-PLT-CYC-1116 | Cyclone, Prelimary Treatment, Grit Removal - Vortex Chambers #2 (OLDTag THR-PLT-CYC-1117) | Switch,Flow-Low | Switch |  | FSL | http://www.toronto.ca/TWONTO#flow_switch
137300 | THR-PLT-FSL-1524 | Switch, Flow, Low, Seal Water, Grit Pump P-1520, Headhouse | THR-PLT-P-1520 | Pump, Centrifugal (Dry), Grit, Vortex Prime Tank T-1500, Headhouse | Switch,Flow-Low | Switch |  | FSL | http://www.toronto.ca/TWONTO#flow_switch
137301 | THR-PLT-FSL-1603 | Switch, Flow, Low, Water Scour, Grit Vortex Chamber CYC-1131, Headhouse | THR-PLT-CYC-1131 | Cyclone, Prelimary Treatment, Grit Removal - Vortex Chambers # 3 (OLD Tag THR-PLT-CYC-1132) | Switch,Flow-Low | Switch |  | FSL | http://www.toronto.ca/TWONTO#flow_switch
137302 | THR-PLT-FSL-1924 | Switch, Flow, Low, Seal Water, Grit Pump P-1920, Headhouse | THR-PLT-P-1920 | Pump, Centrifugal (Dry), Grit Vortex Prime Tank T-1900, Headhouse | Switch,Flow-Low | Switch |  | FSL | http://www.toronto.ca/TWONTO#flow_switch
137303 | THR-PLT-FSL-1937 | Switch, Flow, Low, Flushing Water, Grit Classifer CL-1930, North Grit Building | THR-PLT-CL-1930 | Classifier, Grit, for Headhouse | Switch,Flow-Low | Switch |  | FSL | http://www.toronto.ca/TWONTO#flow_switch
137304 | THR-PLT-FSL-2171 | Switch, Flow-Low, Discharge, Blower 2171, Preliminary Treatment, Grit Removal - Grit Tanks - North Plant | THR-PLT-BL-2171(SUSP) | Blower, Centrifugal, Foul Air Removal, Tank 0200, Preliminary Treatment, Grit Removal - Grit Tanks - North Plant | Switch,Flow-Low | Switch |  | FSL | http://www.toronto.ca/TWONTO#flow_switch
137305 | THR-PLT-FSL-2172 | Switch, Flow-Low, Discharge, Blower 2172, Preliminary Treatment, Grit Removal - Grit Tanks - North Plant | THR-PLT-BL-2172(SUSP) | Blower, Centrifugal, Foul Air Removal, Tank 0300, Preliminary Treatment, Grit Removal - Grit Tanks - North Plant | Switch,Flow-Low | Switch |  | FSL | http://www.toronto.ca/TWONTO#flow_switch
137306 | THR-PLT-FSL-2212 | Switch, Flow, Low, Water Scour, Aerated Grit Tank T-0200, North Grit Building | THR-PLT-T-0200 | Tank, Grit Removal, Grit Tank, North Grit Building | Switch,Flow-Low | Switch |  | FSL | http://www.toronto.ca/TWONTO#flow_switch
137307 | THR-PLT-FSL-2401 | Switch, Flow, Low, Seal Water, Grit Pump P-2400, North Grit Building | THR-PLT-P-2400 | Pump, Centrifugal (Dry), Grit Tank T-0100, North Grit Building | Switch,Flow-Low | Switch |  | FSL | http://www.toronto.ca/TWONTO#flow_switch
137308 | THR-PLT-FSL-2701 | Switch, Flow, Low, Seal Water, Grit Pump P-2700, North Grit Building | THR-PLT-P-2700 | Pump, Centrifugal (Dry), Grit Tank T-0200, North Grit Building | Switch,Flow-Low | Switch |  | FSL | http://www.toronto.ca/TWONTO#flow_switch
137309 | THR-PLT-FSL-2801 | Switch, Flow, Low, Seal Water, Grit Pump P-2800, North Grit Building | THR-PLT-P-2800 | Pump, Centrifugal (Dry), Grit Tank T-0300, North Grit Building | Switch,Flow-Low | Switch |  | FSL | http://www.toronto.ca/TWONTO#flow_switch
137310 | THR-PLT-FSL-2907 | Switch, Flow, Low, Flushing Water, Grit Classifer CL-2910, North Grit Building | THR-PLT-CL-2910 | Classifier, Grit, North Grit Building | Switch,Flow-Low | Switch |  | FSL | http://www.toronto.ca/TWONTO#flow_switch
137311 | THR-PLT-FSL-2927 | Switch, Flow, Low, Flushing Water, Grit Classifer CL-2920, North Grit Building | THR-PLT-CL-2920 | Classifier, Grit, North Grit Building | Switch,Flow-Low | Switch |  | FSL | http://www.toronto.ca/TWONTO#flow_switch
137335 | THR-PLT-HS-0201 | Switch, Hand, Conveyor 0201, Path A,B, Head house, Preliminary Treatment, Screening | THR-PLT-CV-0201 | Conveyor, Screw, Bar Screen 0102, Path A,B, Head house, Preliminary Treatment - S | Switch,Hand | Switch |  | HS | hand_switch
137336 | THR-PLT-HS-0203 | Switch, Hand, Conveyor 0203, Path A,B, Head house, Preliminary Treatment, Screening | THR-PLT-CV-0203 | Conveyor, Screw, Bar Screen 0112, Path A,B, Head house, Preliminary Treatment -S | Switch,Hand | Switch |  | HS | hand_switch
137337 | THR-PLT-HS-0204 | Switch, Hand, Conveyor 0204, Path A, Head house, Preliminary Treatment, Screening | THR-PLT-CV-0204 | Conveyor 1, Screw, Bar Screen 0102 & Bar Screen 0112, Path A, Head house, Preliminary Treatment - S | Switch,Hand | Switch |  | HS | hand_switch
137338 | THR-PLT-HS-0206 | Switch, Hand, Conveyor 0206, Path B, Head house, Preliminary Treatment, Screening | THR-PLT-CV-0206 | Conveyor 2, Screw, Bar Screen 0102 & Bar Screen 0112, Path B, Head house, Preliminary Treatment - S | Switch,Hand | Switch |  | HS | hand_switch
137339 | THR-PLT-HS-0211 | Switch, Hand, Conveyor 0211, Path A,B, Head house, Preliminary Treatment, Screening | THR-PLT-CV-0211 | Conveyor, Screw, Bar Screen 0122, Path A,B, Head house, Preliminary Treatment - S | Switch,Hand | Switch |  | HS | hand_switch
137340 | THR-PLT-HS-0214 | Switch, Hand, Conveyor 0214, Path A, Head house, Preliminary Treatment, Screening | THR-PLT-CV-0214 | Conveyor, Screw, Bar Screen 0122 & Bar Screen 0132, Path A, Head house, Preliminary Treatment - S | Switch,Hand | Switch |  | HS | hand_switch
137341 | THR-PLT-HS-0220 | Switch, Hand, Conveyor 0220, Head house, Preliminary Treatment, Screening | THR-PLT-CV-0220 | Conveyor, Screw, Bar Screen, Path A, Head house, Preliminary Treatment - S | Switch,Hand | Switch |  | HS | hand_switch
137342 | THR-PLT-HS-0222 | Switch, Hand, Conveyor 0222, Path A, Head house, Preliminary Treatment, Screening | THR-PLT-CV-0222 | Conveyor 1, Bar Screen 0152 Path A, Head house, Preliminary Treatment - S | Switch,Hand | Switch |  | HS | hand_switch
137343 | THR-PLT-HS-0226 | Switch, Hand, Conveyor 0226, Path A, Head house, Preliminary Treatment, Screening | THR-PLT-CV-0226 | Conveyor, Screw, Bar Screen 0142, Path A, Head house, Preliminary Treatment - S | Switch,Hand | Switch |  | HS | hand_switch
137344 | THR-PLT-HS-0227 | Switch, Hand, Conveyor 0227, Path B, Head house, Preliminary Treatment, Screening | THR-PLT-CV-0227 | Conveyor, Screw, Bar Screen 0142, Path B, Head house, Preliminary Treatment - S | Switch,Hand | Switch |  | HS | hand_switch
137345 | THR-PLT-HS-0232 | Switch, Hand, Conveyor 0232, Path A, Head house, Preliminary Treatment, Screening | THR-PLT-CV-0232 | Conveyor, Screw, Bar Screens, Path A, Head house, Preliminary Treatment - S | Switch,Hand | Switch |  | HS | hand_switch
137346 | THR-PLT-HS-0233 | Switch, Hand, Conveyor 0233, Path B, Head house, Preliminary Treatment, Screening | THR-PLT-CV-0233 | Conveyor, Screw, Bar Screens, Path B, Head house, Preliminary Treatment - S | Switch,Hand | Switch |  | HS | hand_switch
137347 | THR-PLT-HS-1112 | Switch, Hand, Classifier 1112, Preliminary Treatment, Grit Removal - Vortex - South Plant (Head house) | THR-PLT-CL-1112 | Classifier, Cyclone 1102, Preliminary Treatment, Grit Removal - Vortex | Switch,Hand | Switch |  | HS | hand_switch
137348 | THR-PLT-HS-1127 | Switch, Hand, Classifier 1127, Preliminary Treatment, Grit Removal - Vortex - South Plant (Head house) | THR-PLT-CL-1127 | Classifier, Cyclone, 1117, Preliminary Treatment, Grit Removal - Vortex | Switch,Hand | Switch |  | HS | hand_switch
137349 | THR-PLT-HS-1142 | Switch, Hand, Classifier 1142, Preliminary Treatment, Grit Removal - Vortex - South Plant (Head house) | THR-PLT-CL-1142 | Classifier, Cyclone, 1132, Preliminary Treatment, Grit Removal - Vortex | Switch,Hand | Switch |  | HS | hand_switch
137350 | THR-PLT-HS-1157 | Switch, Hand, Classifier 1157, Preliminary Treatment, Grit Removal - Vortex - South Plant (Head house) | THR-PLT-CL-1157 | Classifier, Cyclone, 1147, Preliminary Treatment, Grit Removal - Vortex | Switch,Hand | Switch |  | HS | hand_switch
137351 | THR-PLT-HS-1220 | Switch, Hand, Conveyor 1220, Path A, Preliminary Treatment, Grit Removal - Vortex - South Plant (Head house) | THR-PLT-CV-1220 | Conveyor, Screw, Path 1, Preliminary Treatment, Grit Removal - Vortex - S | Switch,Hand | Switch |  | HS | hand_switch
137352 | THR-PLT-HS-1222 | Switch, Hand, Conveyor 1222, Path B, Preliminary Treatment, Grit Removal - Vortex - South Plant (Head house) | THR-PLT-CV-1222 | Conveyor, Screw, Path 2, Preliminary Treatment, Grit Removal - Vortex - S | Switch,Hand | Switch |  | HS | hand_switch
137353 | THR-PLT-HS-1231 | Switch, Hand, Conveyor 1231, Path B, Preliminary Treatment, Grit Removal - Vortex - South Plant (Head house) | THR-PLT-CV-1230 | Conveyor, Screw, Path 3, Preliminary Treatment, Grit Removal - Vortex - S | Switch,Hand | Switch |  | HS | hand_switch
137354 | THR-PLT-HS-1232 | Switch, Hand, Conveyor 1232, Path A, Preliminary Treatment, Grit Removal - Vortex - South Plant (Head house) | THR-PLT-CV-1231 | Conveyor, Screw, Path 4, Preliminary Treatment, Grit Removal - Vortex - S | Switch,Hand | Switch |  | HS | hand_switch
137355 | THR-PLT-HS-1234 | Switch, Hand, Conveyor 1234, Path B, Preliminary Treatment, Grit Removal - Vortex - South Plant (Head house) | THR-PLT-CV-1234 | Conveyor, Screw, Path 4, Preliminary Treatment, Grit Removal - Vortex - S | Switch,Hand | Switch |  | HS | hand_switch
137356 | THR-PLT-HS-1242 | Switch, Hand, Conveyor 1242, Path B, Preliminary Treatment, Grit Removal - Vortex - South Plant (Head house) | THR-PLT-CV-1242 | Conveyor, Screw, Path 2, Preliminary Treatment, Grit Removal - Vortex - S | Switch,Hand | Switch |  | HS | hand_switch
137357 | THR-PLT-HS-1245 | Switch, Hand, Conveyor 1245, Path B, Preliminary Treatment, Grit Removal - Vortex - South Plant (Head house) | THR-PLT-CV-1245 | Conveyor, Screw, Conveyor, Path A, To Trailer Conveyor 0240 - S | Switch,Hand | Switch |  | HS | hand_switch
137358 | THR-PLT-HS-2152 | Switch, Hand, Tank 0100, Preliminary Treatment, Grit Removal - Grit Tanks - North Plant | THR-PLT-T-0100 | Tank, Grit Removal, Grit Tank, North Grit Building | Switch,Hand | Switch |  | HS | hand_switch
137413 | THR-PLT-LSH | Switch, Level-High, PM Activity Lead Task | THR-PLT-SC-0102 | Bar Screen, Preliminary Treatment | Switch,Level-High | Switch |  |  | http://www.toronto.ca/TWONTO#level_switch
137414 | THR-PLT-LSH-0122 | Switch, Level-High, Screen 0122, Preliminary Treatment, Screening | THR-PLT-SC-0122 | Bar Screen, Preliminary Treatment | Switch,Level-High | Switch |  | LSH | http://www.toronto.ca/TWONTO#level_switch
137415 | THR-PLT-LSH-0152 | Switch, Level-High, Screen 0152, Preliminary Treatment, Screening | THR-PLT-SC-0152 | Bar Screen, Preliminary Treatment | Switch,Level-High | Switch |  | LSH | http://www.toronto.ca/TWONTO#level_switch
137419 | THR-PLT-LSL-1112 | Switch, Level-Low, Grit Classifier 1112, Preliminary Treatment, Grit Removal - Vortex - South Plant (Head house) | THR-PLT-CL-1112 | Classifier, Cyclone 1102, Preliminary Treatment, Grit Removal - Vortex | Switch,Level-Low | Switch |  | LSL | http://www.toronto.ca/TWONTO#level_switch
137420 | THR-PLT-LSL-1172 | Switch, Level-Low, Grit Classifier 1172, Preliminary Treatment, Grit Removal - Vortex - South Plant (Head house) | THR-PLT-CL-1172 | Classifier, Cyclone, 1161, Preliminary Treatment, Grit Removal - Vortex | Switch,Level-Low | Switch |  | LSL | http://www.toronto.ca/TWONTO#level_switch
137421 | THR-PLT-LSL-1187 | Switch, Level-Low, Grit Classifier 1187, Preliminary Treatment, Grit Removal - Vortex - South Plant (Head house) | THR-PLT-CL-1187 | Classifier, Cyclone, 1177, Preliminary Treatment, Grit Removal - Vortex | Switch,Level-Low | Switch |  | LSL | http://www.toronto.ca/TWONTO#level_switch
137447 | THR-PLT-PSL-1105 | Switch, Pressure-Low, Discharge Air, Blower 1105, Preliminary Treatment, Grit Removal - Vortex Chambers | THR-PLT-BL-1105(SUSP) | Blower, Centrifugal, Preliminary Treatment, Grit Removal - Vortex Chambers | Switch,Pressure-Low | Switch |  | PSL | http://www.toronto.ca/TWONTO#pressure_switch
137448 | THR-PLT-PSL-1150 | Switch, Pressure-Low, Discharge Air, Blower 1150, Preliminary Treatment, Grit Removal - Vortex Chambers | THR-PLT-BL-1150 | Blower, Centrifugal, Preliminary Treatment, Grit Removal - Vortex Chambers | Switch,Pressure-Low | Switch |  | PSL | http://www.toronto.ca/TWONTO#pressure_switch
137449 | THR-PLT-PSL-1165 | Switch, Pressure-Low, Discharge Air, Blower 1165, Preliminary Treatment, Grit Removal - Vortex Chambers | THR-PLT-BL-1165 | Blower, Centrifugal, Preliminary Treatment, Grit Removal - Vortex Chambers | Switch,Pressure-Low | Switch |  | PSL | http://www.toronto.ca/TWONTO#pressure_switch
137450 | THR-PLT-PSL-2100 | Switch, Pressure-Low, Discharge, Blower 2100, Preliminary Treatment, Grit Removal - Grit Tanks - North Plant | THR-PLT-BL-2100 | Blower, Centrifugal, Process Air, Preliminary Treatment, Grit Removal - Grit Tanks - North Plant | Switch,Pressure-Low | Switch |  | PSL | http://www.toronto.ca/TWONTO#pressure_switch
137451 | THR-PLT-PSL-2110 | Switch, Pressure-Low, Discharge, Blower 2110, Preliminary Treatment, Grit Removal - Grit Tanks - North Plant | THR-PLT-BL-2110 | Blower, Centrifugal, Process Air, Preliminary Treatment, Grit Removal - Grit Tanks - North Plant | Switch,Pressure-Low | Switch |  | PSL | http://www.toronto.ca/TWONTO#pressure_switch
137718 | THR-PRM-DRV-2221 | Drive, Variable Frequency P-2221, South Primary Station 2, T-12 basement | THR-PRM-P-2221 | Pump, Centrifugal, Sludge, South Primary Station 2 | Switch,Pressure-Low | Switch |  | DRV | http://www.toronto.ca/TWONTO#VFD
137719 | THR-PRM-DRV-2231 | Drive, Variable Frequency P-2231, South Primary Station 2, T-12 basement | THR-PRM-P-2231 | Pump, Centrifugal, Sludge, South Primary Station 2 | Switch,Pressure-Low | Switch |  | DRV | http://www.toronto.ca/TWONTO#VFD
137720 | THR-PRM-DRV-2241 | Drive, Variable Frequency P-2241, South Primary Station 2, T-12 basement | THR-PRM-P-2241 | Pump, Centrifugal, Sludge, South Primary Station 2 | Switch,Pressure-Low | Switch |  | DRV | http://www.toronto.ca/TWONTO#VFD
137733 | THR-PRM-FSL-2231 | Switch, Flow-Low, Seal Water, Pump 2231, Sludge Pumping - South | THR-PRM-P-2231 | Pump, Centrifugal, Sludge, South Primary Station 2 | Switch,Pressure-Low | Switch |  | FSL | http://www.toronto.ca/TWONTO#flow_switch
137734 | THR-PRM-FSL-2241 | Switch, Flow-Low, Seal Water, Pump 2241, Sludge Pumping - South | THR-PRM-P-2241 | Pump, Centrifugal, Sludge, South Primary Station 2 | Switch,Pressure-Low | Switch |  | FSL | http://www.toronto.ca/TWONTO#flow_switch
137735 | THR-PRM-FSL-2340 | Switch, Flow-Low, Seal Water, Pump 2340, Primary Treatment, Sludge Pumping - South | THR-PRM-P-2340 | Pump, Centrifugal, Sludge, South Primary Station 3 | Switch,Pressure-Low | Switch |  | FSL | http://www.toronto.ca/TWONTO#flow_switch
137739 | THR-PRM-FSL-3223 | Switch, Flow-Low, Pump 3223, Primary Treatment, Scum Pumping - South | THR-PRM-P-3223 | Pump, Rotary Lobe, Scum from Tank 3200, Scum Pumping - South | Switch,Flow-Low | Switch |  | FSL | http://www.toronto.ca/TWONTO#flow_switch
137788 | THR-PRM-LSHH-4520 | Switch, Level High High, Pump 4520, T-12, Flood Monitoring System | THR-PRM-P-4520 | Pump, Sump, Primary Sludge, Gallery T12, Flood Monitoring System | Switch,Level-High-High | Switch |  | LSHH | http://www.toronto.ca/TWONTO#level_switch
137831 | THR-PRM-PSH-2120 | Switch, Pressure-High, Discharge, Pump 2120, Sludge Pumping - South | THR-PRM-P-2120 | Pump, Centrifugal, Sludge, Primary Station 1 | Switch,Pressure-Low | Switch |  | PSH | http://www.toronto.ca/TWONTO#pressure_switch
137832 | THR-PRM-PSH-2121 | Switch, Pressure-High, Discharge, Pump 2121, Sludge Pumping - South | THR-PRM-P-2121 | Pump, Centrifugal, Sludge, Primary Station 1 | Switch,Pressure-Low | Switch |  | PSH | http://www.toronto.ca/TWONTO#pressure_switch
137833 | THR-PRM-PSH-2231 | Switch, Pressure-High, Discharge, Pump 2231, Sludge Pumping - South | THR-PRM-P-2231 | Pump, Centrifugal, Sludge, South Primary Station 2 | Switch,Pressure-Low | Switch |  | PSH | http://www.toronto.ca/TWONTO#pressure_switch
137834 | THR-PRM-PSH-2340 | Switch, Pressure-High, Diischarge, Pump 2340, Sludge Pumping - South | THR-PRM-P-2340 | Pump, Centrifugal, Sludge, South Primary Station 3 | Switch,Pressure-Low | Switch |  | PSH | http://www.toronto.ca/TWONTO#pressure_switch
137835 | THR-PRM-PSH-2341 | Switch, Pressure-High, Discharge, Pump 2341,Sludge Pumping - South | THR-PRM-P-2340 | Pump, Centrifugal, Sludge, South Primary Station 3 | Switch,Pressure-Low | Switch |  | PSH | http://www.toronto.ca/TWONTO#pressure_switch
137836 | THR-PRM-PSH-3120 | Switch, Pressure-High, Scum Pump 3120, Scum Pumping - South | THR-PRM-P-3120 | Pump, Rotary Lobe, Scum from Tank 3100, Scum Pumping - South | Switch,Pressure-High | Switch |  | PSH | http://www.toronto.ca/TWONTO#pressure_switch
137837 | THR-PRM-PSH-3233 | Switch, Pressure-High, Scum Pump 3233, Scum Pumping - South | THR-PRM-P-3233 | Pump, Rotary Lobe, Scum from Tank 3200, Scum Pumping - South | Switch,Flow-Low | Switch |  | PSH | http://www.toronto.ca/TWONTO#pressure_switch
137838 | THR-PRM-PSH-3320 | Switch, Pressure-High, Diischarge, Pump 3320, Sludge Pumping - South | THR-PRM-P-3320 | Pump, Rotary Lobe, Scum from Tank 3300, Scum Pumping - South | Switch,Pressure-Low | Switch |  | PSH | http://www.toronto.ca/TWONTO#pressure_switch
137839 | THR-PRM-PSH-3330 | Switch, Pressure-High, Diischarge, Pump 3330, Sludge Pumping - South | THR-PRM-P-3330 | Pump, Rotary Lobe, Scum from Tank 3300, Scum Pumping - South | Switch,Pressure-Low | Switch |  | PSH | http://www.toronto.ca/TWONTO#pressure_switch
137843 | THR-PRM-PSL-2241 | Switch, Pressure-Low, Suction, Pump 2241, Sludge Pumping - South | THR-PRM-P-2241 | Pump, Centrifugal, Sludge, South Primary Station 2 | Switch,Pressure-Low | Switch |  | PSL | http://www.toronto.ca/TWONTO#pressure_switch
137845 | THR-PRM-PSL-3130 | Switch, Pressure Low, Scum Pump 3130, Scum Pumping - South | THR-PRM-P-3130 | Pump, Rotary Lobe, Scum from Tank 3100, Scum Pumping - South | Switch,Flow-Low | Switch |  | PSL | http://www.toronto.ca/TWONTO#pressure_switch
137846 | THR-PRM-PSL-3320 | Switch, Pressure-Low, Diischarge, Pump 3320, Sludge Pumping - South | THR-PRM-P-3320 | Pump, Rotary Lobe, Scum from Tank 3300, Scum Pumping - South | Switch,Pressure-Low | Switch |  | PSL | http://www.toronto.ca/TWONTO#pressure_switch
138125 | THR-PRM-ZSM-0902 | Switch, Maintenance Position, Bridge 0902 - Kiosk, Primary Clarification, Primary Tank - North | THR-PRM-CM-0902 | Bridge, Collector, (NEW) Sludge/Scum, Primary Clarification Tank 0900 |  | Switch |  | ZSM | http://www.toronto.ca/TWONTO#position_switch
138126 | THR-PRM-ZSM-1002 | Switch, Maintenance Position, Bridge 1002 - Kiosk, Primary Clarification, Primary Tank - North | THR-PRM-CM-1002 | Bridge Collector, (NEW) Sludge/Scum, Tank 1000, Primary Clarification - Primary Tank - North |  | Switch |  | ZSM | http://www.toronto.ca/TWONTO#position_switch
138127 | THR-PRM-ZSM-1102 | Switch, Maintenance Position, Bridge 1102 - Kiosk, Primary Clarification, Primary Tank - North | THR-PRM-CM-1002 | Bridge Collector, (NEW) Sludge/Scum, Tank 1000, Primary Clarification - Primary Tank - North |  | Switch |  | ZSM | http://www.toronto.ca/TWONTO#position_switch
138163 | THR-PRS-LSH-0050 | Switch, Level High, Sump System, Chemical Building, (TEMPORARY) | THR-PRS-P | Phosphorous Removal System, Pumps | Transmitter,Level | Switch |  | LSH | http://www.toronto.ca/TWONTO#level_switch
138164 | THR-PRS-LSHH-0050 | Switch, Level-High-High, Sump Tank, Ferrous Chloride System | THR-PRS-P | Phosphorous Removal System, Pumps | Transmitter,Level | Switch |  | LSHH | http://www.toronto.ca/TWONTO#level_switch
138179 | THR-PRS-PDIT-9001 | Transmitter,Pressure,, Differential,Unloading Strainer,Temp. Chemical Building | THR-PRS-F-0005S | Filter, Fine Bag, Ferrous Chloride Storage Tanks Outlet, Chemical Building, Secondary Treatment, Phosphorous Removal | Switch,Pressure | Switch |  | PDIT | http://www.toronto.ca/TWONTO#pressure_transmitter
138180 | THR-PRS-PDIT-9002 | Transmitter,Pressure,, Differential,Unloading Strainer,Temp. Chemical Building | THR-PRS-F-0005S | Filter, Fine Bag, Ferrous Chloride Storage Tanks Outlet, Chemical Building, Secondary Treatment, Phosphorous Removal | Switch,Pressure | Switch |  | PDIT | http://www.toronto.ca/TWONTO#pressure_transmitter
138181 | THR-PRS-PDIT-9002 | Transmitter,Pressure,, Differential,Unloading Strainer,Temp. Chemical Building | THR-PRS-P | Phosphorous Removal System, Pumps | Switch,Pressure | Switch |  | PDIT | http://www.toronto.ca/TWONTO#pressure_transmitter
138182 | THR-PRS-PDSH-0154S | Switch, Differential Pressure, Filter 0005, Chemical Building, Secondary Treatment, Phosphorous Removal | THR-PRS-F-0005S | Filter, Fine Bag, Ferrous Chloride Storage Tanks Outlet, Chemical Building, Secondary Treatment, Phosphorous Removal | Switch,Pressure | Switch | 39852 | PDSH | http://www.toronto.ca/TWONTO#pressure_switch
138183 | THR-PRS-PDSH-0164S | Switch, Differential Pressure, Filter 0006, Chemical Building, Secondary Treatment, Phosphorous Removal | THR-PRS-F-0006S | Filter, Fine Bag, Ferrous Chloride Storage Tanks Outlet, Chemical Building, Secondary Treatment, Phosphorous Removal | Switch,Pressure | Switch | 39853 | PDSH | http://www.toronto.ca/TWONTO#pressure_switch
138187 | THR-PRS-PSH-0052 | Switch, Pressure-High, Pump P-0052 Discharge, Ferrous Chloride System | THR-PRS-P-0052 | Pump, Ferrous Chloride, Primary, Chemical Building | Switch,Pressure-High | Switch |  | PSH | http://www.toronto.ca/TWONTO#pressure_switch
138188 | THR-PRS-PSH-0055 | Switch, Pressure-High, Pump P-0055 Discharge, Ferrous Chloride System | THR-PRS-P-0055 | Pump, Ferrous Chloride, Primary, Chemical Building | Switch,Pressure-High | Switch |  | PSH | http://www.toronto.ca/TWONTO#pressure_switch
138189 | THR-PRS-PSH-0300S | Switch, Pressure-High, Ferrous Chloride to South Aeration Tank 0100 Feed Pump Discharge, Chemical Building, Secondary Treatment, Phosphorous Removal | THR-PRS-P-0300S | Pump, Diaphragm, Ferrous Chloride to South Aeration Tank 0100, Chemical Building, Secondary Treatment, Phosphorous Removal | Switch,Pressure-High | Switch | 39854 | PSH | http://www.toronto.ca/TWONTO#pressure_switch
138190 | THR-PRS-PSH-0340S | Switch, Pressure-High, Ferrous Chloride to South Aeration Tank 0300 Feed Pump Discharge, Chemical Building, Secondary Treatment, Phosphorous Removal | THR-PRS-P-0340S | Pump, Diaphragm, Ferrous Chloride to South Aeration Tank 0300, Chemical Building, Secondary Treatment, Phosphorous Removal | Switch,Pressure-High | Switch | 39857 | PSH | http://www.toronto.ca/TWONTO#pressure_switch
138191 | THR-PRS-PSH-0400S | Switch, Pressure-High, Ferrous Chloride to North Aeration Tank 0600 Feed Pump Discharge, Chemical Building, Secondary Treatment, Phosphorous Removal | THR-PRS-P-0400S | Pump, Diaphragm, Ferrous Chloride to North Aeration Tank 0600, Chemical Building, Secondary Treatment, Phosphorous Removal | Switch,Pressure-High | Switch | 39828 | PSH | http://www.toronto.ca/TWONTO#pressure_switch
138192 | THR-PRS-PSH-0420S | Switch, Pressure-High, Ferrous Chloride to North Aeration Tank 0700 Feed Pump Discharge, Chemical Building, Secondary Treatment, Phosphorous Removal | THR-PRS-P-0420S | Pump, Diaphragm, Ferrous Chloride to North Aeration Tank 0700, Chemical Building, Secondary Treatment, Phosphorous Removal | Switch,Pressure-High | Switch | 39829 | PSH | http://www.toronto.ca/TWONTO#pressure_switch
138193 | THR-PRS-PSH-9001 | Switch, Pressure-High, Pump Discharge, P-9001,Chemical Building, (TEMPORARY) | THR-PRS-P-0300S | Pump, Diaphragm, Ferrous Chloride to South Aeration Tank 0100, Chemical Building, Secondary Treatment, Phosphorous Removal | Switch,Pressure-High | Switch |  | PSH | http://www.toronto.ca/TWONTO#pressure_switch
138194 | THR-PRS-PSH-9001 | Switch, Pressure-High, Pump Discharge, P-9001,Chemical Building, (TEMPORARY) | THR-PRS-P-9001 | Pump, Primary, Chemical Building, Pump Room (TEMPORARY) | Switch,Pressure-High | Switch |  | PSH | http://www.toronto.ca/TWONTO#pressure_switch
138195 | THR-PRS-PSH-9002 | Switch, Pressure-High, Pump Discharge, P-9002,Chemical Building, (TEMPORARY) | THR-PRS-P-9001 | Pump, Primary, Chemical Building, Pump Room (TEMPORARY) | Switch,Pressure-High | Switch |  | PSH | http://www.toronto.ca/TWONTO#pressure_switch
138196 | THR-PRS-PSL-0052 | Switch, Pressure-Low, Pump P-0052 Suction, Ferrous Chloride System | THR-PRS-P-0052 | Pump, Ferrous Chloride, Primary, Chemical Building | Switch,Pressure-Low | Switch |  | PSL | http://www.toronto.ca/TWONTO#pressure_switch
138197 | THR-PRS-PSL-0053 | Switch, Pressure-Low, Pump P-0053 Suction, Ferrous Chloride System | THR-PRS-P-0053 | Pump, Ferrous Chloride, Primary Standby, Chemical Building | Switch,Pressure-Low | Switch |  | PSL | http://www.toronto.ca/TWONTO#pressure_switch
138198 | THR-PRS-PSL-0054 | Switch, Pressure-Low, Pump P-0054 Suction, Ferrous Chloride System | THR-PRS-P-0054 | Pump, Ferrous Chloride, Primary, Chemical Building | Switch,Pressure-Low | Switch |  | PSL | http://www.toronto.ca/TWONTO#pressure_switch
138199 | THR-PRS-PSL-0055 | Switch, Pressure-Low, Pump P-0055 Suction, Ferrous Chloride System | THR-PRS-P-0055 | Pump, Ferrous Chloride, Primary, Chemical Building | Switch,Pressure-Low | Switch |  | PSL | http://www.toronto.ca/TWONTO#pressure_switch
138200 | THR-PRS-PSL-0057 | Switch, Pressure-Low, Pump P-0057 Suction, Ferrous Chloride System | THR-PRS-P-0057 | Pump, Ferrous Chloride, Secondary Standby, Chemical Building | Switch,Pressure-Low | Switch |  | PSL | http://www.toronto.ca/TWONTO#pressure_switch
138201 | THR-PRS-PSL-0175S | Switch, Pressure-Low, Ferrous Chloride to Aeration Tank Pumps Suction Header, Chemical Building, Secondary Treatment, Phosphorous Removal | THR-PRS-P | Phosphorous Removal System, Pumps | Switch,Pressure-Low | Switch | 39833 | PSL | http://www.toronto.ca/TWONTO#pressure_switch
138216 | THR-PRS-TSH-0173S | Switch, Temperature-High, Ferrous Chloride to Aeration Tank Pumps Suction Header, Chemical Building, Secondary Treatment, Phosphorous Removal | THR-PRS-P | Phosphorous Removal System, Pumps | Switch,Temperature-High | Switch | 39867 | TSH | http://www.toronto.ca/TWONTO#temperature_switch
138217 | THR-PRS-TSL-0172S | Switch, Temperature-Low, Ferrous Chloride to Aeration Tank Pumps Suction Header, Chemical Building, Secondary Treatment, Phosphorous Removal | THR-PRS-P | Phosphorous Removal System, Pumps | Switch,Temperature-Low | Switch | 39869 | TSL | http://www.toronto.ca/TWONTO#temperature_switch
138284 | THR-RSPS-ASH-4001S | Smoke Detector (Returns Control Room) | THR-RSPS-CR | New Returns Control Room | Fire Prevention,Heat Detector | Switch | 42091 | ASH | http://www.toronto.ca/TWONTO#flame_or_combustion_sensing_instrument
138287 | THR-SAFT-LSHH | Switch,High High Level, Sump Pumps, South Aeration and Final Tank | THR-FT-DRN | Final Tank, Drainage, Sump Pumps | Switch,Level-High-High | Switch |  |  | http://www.toronto.ca/TWONTO#level_switch
139010 | THR-THK-FSL-7010 | Switch, Flow, Low, Seal Water, MTI Transfer Pump | THR-THK-P-7010 | MTI Transfer Pump | Switch,Flow-Low | Switch |  | FSL | http://www.toronto.ca/TWONTO#flow_switch
139011 | THR-THK-FSL-7020 | Switch, Flow, Low, Seal Water, MTI Transfer Pump | THR-THK-P-7020 | MTI Transfer Pump | Switch,Flow-Low | Switch |  | FSL | http://www.toronto.ca/TWONTO#flow_switch
139030 | THR-THK-LSH-2002 | Switch, Level High, WAS Storage Tank | THR-THK-T-2002 | Tank, WAS Storage, STB | Switch,Level-High | Switch |  | LSH | http://www.toronto.ca/TWONTO#level_switch
139031 | THR-THK-LSH-5001 | Switch, Level High, TWAS Holding Tank | THR-THK-T-5001 | Tank, TWAS Holding | Switch,Level-High | Switch |  | LSH | http://www.toronto.ca/TWONTO#level_switch
139032 | THR-THK-LSH-5003 | Switch, Level High, TWAS Holding Tank | THR-THK-T-5003 | Tank, TWAS Holding | Switch,Level-High | Switch |  | LSH | http://www.toronto.ca/TWONTO#level_switch
139033 | THR-THK-LSH-6001 | Switch, Level High, Centrate Tank | THR-THK-T-6001 | Tank, Centrate from Centrifuges | Switch,Level-High | Switch |  | LSH | http://www.toronto.ca/TWONTO#level_switch
139034 | THR-THK-LSH-7001 | Switch, Level High, MTI Sludge Holding Tank | THR-THK-T-7001 | Tank, MTI Sludge Holding | Switch,Level-High | Switch |  | LSH | http://www.toronto.ca/TWONTO#level_switch
139035 | THR-THK-LSH-8101 | Switch, Level High, Polymer Day Tank | THR-THK-T-8101 | Tank, Polymer Day, 1% Solution | Switch,Level-High | Switch |  | LSH | http://www.toronto.ca/TWONTO#level_switch
139036 | THR-THK-LSH-8201 | Switch, Level High, Polymer Day Tank | THR-THK-T-8201 | Tank, Polymer Day, 1% Solution | Switch,Level-High | Switch |  | LSH | http://www.toronto.ca/TWONTO#level_switch
139127 | THR-THK-PSH-5010 | Switch, Pressure High, TWAS Transfer P-5010 | THR-THK-P-5010 | TWAS Transfer Pump | Switch,Pressure-High | Switch |  | PSH | http://www.toronto.ca/TWONTO#pressure_switch
139128 | THR-THK-PSH-5020 | Switch, Pressure High, TWAS Transfer P-5020 | THR-THK-P-5020 | TWAS Transfer Pump | Switch,Pressure-High | Switch |  | PSH | http://www.toronto.ca/TWONTO#pressure_switch
139129 | THR-THK-PSH-5030 | Switch, Pressure High, TWAS Transfer P-5030 | THR-THK-P-5030 | TWAS Transfer Pump | Switch,Pressure-High | Switch |  | PSH | http://www.toronto.ca/TWONTO#pressure_switch
139130 | THR-THK-PSH-5070 | Switch, Pressure High, TWAS Transfer P-5070 | THR-THK-P-5070 | TWAS Transfer Pump | Switch,Pressure-High | Switch |  | PSH | http://www.toronto.ca/TWONTO#pressure_switch
139131 | THR-THK-PSH-5080 | Switch, Pressure High, TWAS Transfer P-5080 | THR-THK-P-5080 | TWAS Transfer Pump | Switch,Pressure-High | Switch |  | PSH | http://www.toronto.ca/TWONTO#pressure_switch
139133 | THR-THK-PSL-3010 | Switch, Pressure Low, Centrifuge Feed Pump-3010 | THR-THK-P-3010 | Centrifuge Feed Pump | Switch,Pressure-Low | Switch |  | PSL | http://www.toronto.ca/TWONTO#pressure_switch
139134 | THR-THK-PSL-3050 | Switch, Pressure Low, Centrifuge Feed Pump-3050 | THR-THK-P-3050 | Centrifuge Feed Pump | Switch,Pressure-Low | Switch |  | PSL | http://www.toronto.ca/TWONTO#pressure_switch
139135 | THR-THK-PSL-3070 | Switch, Pressure Low, Centrifuge Feed Pump-3070 | THR-THK-P-3070 | Centrifuge Feed Pump | Switch,Pressure-Low | Switch |  | PSL | http://www.toronto.ca/TWONTO#pressure_switch
139136 | THR-THK-PSL-5010 | Switch, Pressure Low, TWAS Transfer P-5010 | THR-THK-P-5010 | TWAS Transfer Pump | Switch,Pressure-Low | Switch |  | PSL | http://www.toronto.ca/TWONTO#pressure_switch
139137 | THR-THK-PSL-5060 | Switch, Pressure Low, TWAS Transfer P-5060 | THR-THK-P-5060 | TWAS Transfer Pump | Switch,Pressure-Low | Switch |  | PSL | http://www.toronto.ca/TWONTO#pressure_switch
139138 | THR-THK-PSL-6011A | Switch, Pressure Low, Centrate Pump-6011 | THR-THK-P-6011 | Centrate Transfer Pump | Switch,Pressure-Low | Switch |  | PSL | http://www.toronto.ca/TWONTO#pressure_switch
139139 | THR-THK-PSL-6012A | Switch, Pressure Low, Centrate Pump-6012 | THR-THK-P-6012 | Centrate Transfer Pump | Switch,Pressure-Low | Switch |  | PSL | http://www.toronto.ca/TWONTO#pressure_switch
139140 | THR-THK-PSL-6013A | Switch, Pressure, Low, Centrate Pump-6013 | THR-THK-P-6013 | Centrate Transfer Pump | Switch,Pressure-Low | Switch |  | PSL | http://www.toronto.ca/TWONTO#pressure_switch
139657 | TNT-ACC-FSL-5101 | Switch,Flow,Low, Boiler #5100 | TNT-ACC-BO-5100 | Boiler, Hot Water | Switch,Flow | Switch |  | FSL | http://www.toronto.ca/TWONTO#flow_switch
139697 | TNT-ACC-LS-1001 | Switch, Level, Oil Tank | TNT-ACC-T-1000 | Tank,Storage, Furnace oil for Boilers | Switch,Level | Switch |  | LS | http://www.toronto.ca/TWONTO#level_switch
139698 | TNT-ACC-LS-5101 | Switch, Level, Boiler #5100 | TNT-ACC-BO-5100 | Boiler, Hot Water | Switch,Level | Switch |  | LS | http://www.toronto.ca/TWONTO#level_switch
139699 | TNT-ACC-LS-5201 | Switch, Level, Boiler #5200 | TNT-ACC-BO-5200 | Boiler, Hot Water | Switch,Level | Switch |  | LS | http://www.toronto.ca/TWONTO#level_switch
139703 | TNT-ACC-PSH-5101 | Switch, Pressure, High,Oil Pump #5101 | TNT-ACC-P-5101 | Pump, Furnace Oil, to Boiler #5100 | Switch,Pressure | Switch |  | PSH | http://www.toronto.ca/TWONTO#pressure_switch
139704 | TNT-ACC-PSH-5201 | Switch, Pressure, High, Oil Pump #5201 | TNT-ACC-P-5201 | Pump, Furnace Oil, to Boiler #5200 | Switch,Pressure | Switch |  | PSH | http://www.toronto.ca/TWONTO#pressure_switch
139716 | TNT-ACC-TS-0001 | Switch,Temperature, Boiler #5200 | TNT-ACC-BO-5200 | Boiler, Hot Water | Switch,Temperature | Switch |  | TS | http://www.toronto.ca/TWONTO#temperature_switch
139867 | TNT-AER-FSL-2101 | Flow Switch, Low, Mabr Blower 1 - Flow Switch Low, Aeration | TNT-AER-BL-2100 | Blower, Rotary Compressor, Mabr Blower 1, Aeration | Switch,Flow | Switch |  | FSL | http://www.toronto.ca/TWONTO#flow_switch
139868 | TNT-AER-FSL-2101 | Flow Switch, Low, Mabr Blower 1 - Flow Switch Low, Aeration | TNT-STR-P-1101 | Pump, Return Sludge # 1 | Switch,Flow | Switch |  | FSL | http://www.toronto.ca/TWONTO#flow_switch
139895 | TNT-AER-PSL-2001 | Pressure Switch, Low, Mabr Compressors - Effluent Pressure Level Switch 1, Aeration | TNT-AER-BL-2100 | Blower, Rotary Compressor, Mabr Blower 1, Aeration | Switch,Pressure-Low | Switch |  | PSL | http://www.toronto.ca/TWONTO#pressure_switch
139896 | TNT-AER-PSL-2002 | Pressure Switch, Low, Mabr Compressors - Effluent Pressure Level Switch 2, Aeration | TNT-AER-C-2100 | Compressor, Reciprocating, Mabr Compressor 1, Aeration | Switch,Pressure-Low | Switch |  | PSL | http://www.toronto.ca/TWONTO#pressure_switch
140089 | TNT-CSO-FSL-2101 | Switch, Flow, Low Neat Polymer Flow, Polymer Make-Down Skid No.1 | TNT-CSO-P-2101 | Pump, Progressive Cavity, Neat Polymer Metering, Polymer Make-Down Skid No.1 | Switch,Flow-Low | Switch |  | FSL | http://www.toronto.ca/TWONTO#flow_switch
140090 | TNT-CSO-FSL-2201 | Switch, Flow, Low Neat Polymer Flow, Polymer Make-Down Skid No.2 | TNT-CSO-P-2201 | Pump, Progressive Cavity, Neat Polymer Metering, Polymer Make-Down Skid No.2 | Switch,Flow-Low | Switch |  | FSL | http://www.toronto.ca/TWONTO#flow_switch
140100 | TNT-CSO-LSHH-0301 | Switch, Level High-High, Dry Pit Sump, Dry Pit Pump Station | TNT-CSO-P-0300 | Pump, Centrifugal, Dry Pit Sump, Dry Pit Pump Station | Building Service,Floor Drain | Switch |  | LSHH | http://www.toronto.ca/TWONTO#level_switch
140162 | TNT-CSO-ZS-0401 | Switch, Limit, Inlet Channel, TPB-0401 | TNT-CSO-TPB-0404 | Tipping Bucket, CSO Storage Tank Flushing | Switch,Position | Switch |  | ZS | http://www.toronto.ca/TWONTO#position_switch
140202 | TNT-DCL-FS-0301 | Switch, Flow | TNT-DCL-P-0300 | Pump, Metering | Switch,Flow | Switch |  | FS | http://www.toronto.ca/TWONTO#flow_switch
140203 | TNT-DCL-FS-0401 | Switch, Flow | TNT-DCL-P-0300 | Pump, Metering | Switch,Flow | Switch |  | FS | http://www.toronto.ca/TWONTO#flow_switch
140204 | TNT-DCL-FS-0401 | Switch, Flow | TNT-DCL-P-0400 | Pump, Metering | Switch,Flow | Switch |  | FS | http://www.toronto.ca/TWONTO#flow_switch
140207 | TNT-DCL-LSH-0001 | Switch, Level, High, Containment | TNT-DCL-T-0100 | Tank, Sodium Bisulphite | Switch,Level-High | Switch |  | LSH | http://www.toronto.ca/TWONTO#level_switch
140208 | TNT-DCL-LSH-0401 | Switch, Level, High, Containment | TNT-DCL-P-0400 | Pump, Metering | Switch,Level-High | Switch |  | LSH | http://www.toronto.ca/TWONTO#level_switch
140210 | TNT-DCL-PSH-0401 | Switch, Pressure, High | TNT-DCL-P-0400 | Pump, Metering | Switch,Pressure-High | Switch |  | PSH | http://www.toronto.ca/TWONTO#pressure_switch
140247 | TNT-DIG-LS-3101 | Switch, Level, Drainage Tank | TNT-DIG-T-3100 | Tank, Drainage System | Tank,Reservoir | Switch |  | LS | http://www.toronto.ca/TWONTO#level_switch
140248 | TNT-DIG-LS-3201 | Switch, Level, Drainage Tank | TNT-DIG-T-3200 | Tank, Drainage System | Tank,Reservoir | Switch |  | LS | http://www.toronto.ca/TWONTO#level_switch
140249 | TNT-DIG-LSL-1201 | Switch, Level | TNT-DIG-T-1200 | Tank, Sump, Drainage System | Switch,Level-Low | Switch |  | LSL | http://www.toronto.ca/TWONTO#level_switch
140259 | TNT-DIG-PSH-5210 | Switch, Pressure, High | TNT-DIG-BL-5200 | Digester Gas header- Boiler B0-5200 | Switch,Pressure | Switch |  | PSH | http://www.toronto.ca/TWONTO#pressure_switch
140260 | TNT-DIG-PSL-5110 | Switch, Pressure, Low | TNT-DIG-BL-5100 | Digester Gas header-Boiler BO-5100 | Switch,Pressure | Switch |  | PSL | http://www.toronto.ca/TWONTO#pressure_switch
140261 | TNT-DIG-PSL-5210 | Switch,Pressure, Low | TNT-DIG-BL-5200 | Digester Gas header- Boiler B0-5200 | Switch,Pressure | Switch |  | PSL | http://www.toronto.ca/TWONTO#pressure_switch
140416 | TNT-DIS-LSH-0001 | Switch, Level, High | TNT-DIS-T-0500 | Tank, Sodium HypoChlorite | Switch,Level-High | Switch |  | LSH | http://www.toronto.ca/TWONTO#level_switch
140422 | TNT-DIS-PSH-0701 | Switch, Pessure ,High | TNT-DIS-P-0700 | Pump,Chlorination Dosing | Switch,Pressure-High | Switch |  | PSH | http://www.toronto.ca/TWONTO#pressure_switch
140423 | TNT-DIS-PSH-0801 | Switch, Pessure ,High | TNT-DIS-P-0800 | Pump,Chlorination Dosing | Switch,Pressure-High | Switch |  | PSH | http://www.toronto.ca/TWONTO#pressure_switch
140524 | TNT-ELS-TS-6104C | Power Distribution, Automatic Transfer Switch, 600v | TNT-ELS-MCC-6104 | Control Centre, Motor, Electrical Sub-Station | Switchgear,Indoor | Switch |  | TS | http://www.toronto.ca/TWONTO#transfer_switch
140558 | TNT-FT-LSH-1101 | Switch, Level,High | TNT-FT-T-1100 | SumpTank # 1 | Switch,Level | Switch |  | LSH | http://www.toronto.ca/TWONTO#level_switch
140559 | TNT-FT-LSH-1501 | Switch, Level,High | TNT-FT-T-1500 | SumpTank # 5 | Switch,Level | Switch |  | LSH | http://www.toronto.ca/TWONTO#level_switch
140560 | TNT-FT-LSL-1101 | Switch, Level, Low | TNT-FT-T-1100 | SumpTank # 1 | Switch,Level | Switch |  | LSL | http://www.toronto.ca/TWONTO#level_switch
140561 | TNT-FT-LSL-1301 | Switch, Level,Low | TNT-FT-T-1300 | SumpTank # 3 | Switch,Level | Switch |  | LSL | http://www.toronto.ca/TWONTO#level_switch
140562 | TNT-FT-LSL-1501 | Switch, Level,Low | TNT-FT-T-1500 | SumpTank # 5 | Switch,Level | Switch |  | LSL | http://www.toronto.ca/TWONTO#level_switch
140617 | TNT-MCS-LSL-0201 | Switch,Level,Low | TNT-MCS-T-0200 | Tank, Reservoir, Sump Well | Switch,Level-Low | Switch |  | LSL | http://www.toronto.ca/TWONTO#level_switch
140650 | TNT-PLT-LS-1101 | Switch, Level | TNT-PLT-T-1100 | Tank, Wet Well,Drainage | Switch,Level | Switch |  | LS | http://www.toronto.ca/TWONTO#level_switch
140651 | TNT-PLT-LSH-1001 | Switch, Level, High | TNT-PLT-P-1001 | Pump, Submersible Single Speed, Sump Pump | Switch,Level-High | Switch |  | LSH | http://www.toronto.ca/TWONTO#level_switch
140675 | TNT-PRM-LS-0501 | Switch, Level Indicating, | TNT-PRM-T-0500 | Wet Well, Primary Sludge | Switch,Level | Switch |  | LS | http://www.toronto.ca/TWONTO#level_switch
140676 | TNT-PRM-LS-0502 | Switch, Level Indicating, | TNT-PRM-T-0500 | Wet Well, Primary Sludge | Switch,Level | Switch |  | LS | http://www.toronto.ca/TWONTO#level_switch
140677 | TNT-PRM-LS-0503 | Switch, Level Indicating, | TNT-PRM-T-0500 | Wet Well, Primary Sludge | Switch,Level | Switch |  | LS | http://www.toronto.ca/TWONTO#level_switch
140680 | TNT-PRM-PSL-1101 | Switch, Pressure, Low, Pump Suction | TNT-PRM-P-1101 | Pump, Primary Sludge # 1 | Switch,Pressure | Switch |  | PSL | http://www.toronto.ca/TWONTO#pressure_switch
140811 | TNT-STR-FSL-1101 | Switsh,Flow,Low, C.W to Gland | TNT-STR-P-1101 | Pump, Return Sludge # 1 | Switch,Flow | Switch |  | FSL | http://www.toronto.ca/TWONTO#flow_switch
140812 | TNT-STR-FSL-1401S | Switch,Flow Indicating, CW | TNT-STR-P-1401S | Pump ,Waste Activated Sludge # 4 | Switch,Flow | Switch |  | FSL | http://www.toronto.ca/TWONTO#flow_switch
140813 | TNT-STR-FSL-1601 | Switsh,Flow,Low, C.W to Gland | TNT-STR-P-1601 | Pump, Return Sludge # 6 | Switch,Flow | Switch |  | FSL | http://www.toronto.ca/TWONTO#flow_switch
140814 | TNT-STR-FSL-1701 | Switsh,Flow,Low, C.W to Gland | TNT-STR-P-1701 | Pump,Return Sludge #7 | Switch,Flow | Switch |  | FSL | http://www.toronto.ca/TWONTO#flow_switch
141650 | WTR-119-LSH-0001A | Switch, Level, High, Flood Alarm, Chamber 119-01A, Parkway | CH 119 01A | Chamber | Switch,Level-High | Switch |  | LSH | http://www.toronto.ca/TWONTO#level_switch
142183 | WTR-250-LSH-3B01 | Switch, Level High, Flood Alarm | WTR-250-CH-0003C | Chamber,Revenue Meter,Bathurst-Steeles (Magmeter) | Control Panel,Instrumentation | Switch |  | LSH | http://www.toronto.ca/TWONTO#level_switch
142270 | WTR-269-LSH-0401 | Switch, Level High, Flood Alarm | WTR-269-CH-0005 | Chamber,Revenue Meter,Woodbine-Steelcase (Magmeter) | Transmitter,Pressure | Switch |  | LSH | http://www.toronto.ca/TWONTO#level_switch
142350 | WTR-282-LSH-0016 | Switch, Level, High, Flood Alarm, Chamber 282-16, Bayview & John St West | CH 282 16 | Chamber | Switch,Level-High | Switch |  | LSH | http://www.toronto.ca/TWONTO#level_switch
142353 | WTR-282-TSL-0016 | Switch, Temperature, Low, Chamber 282-16, Bayview & John St West | CH 282 16 | Chamber | Switch,Temperature-Low | Switch |  | TSL | http://www.toronto.ca/TWONTO#temperature_switch
142378 | WTR-287-LSH-0004A | Switch, Level, High, Flood Alarm, Chamber 287-04A, Murray Ross PKWY & Keele Street | CH 287 04A | Chamber | Switch,Level-High | Switch |  | LSH | http://www.toronto.ca/TWONTO#level_switch
142465 | WTR-298-LSH-0001 | Switch, Level, High, Flood Alarm, Chamber 298-01, Bayview & John St East | CH 298 01 | Chamber | Switch,Level-High | Switch |  | LSH | http://www.toronto.ca/TWONTO#level_switch
142466 | WTR-298-TSL-0001 | Switch, Temperature, Low, Chamber 298-01, Bayview & John St East | CH 298 01 | Chamber | Switch,Temperature-Low | Switch |  | TSL | http://www.toronto.ca/TWONTO#temperature_switch
142487 | WTR-300-LSH-1101 | Switch, Level High, Flood Alarm | WTR-300-CH-0012 | Chamber,Revenue Meter,Islington-Steeles (Magmeter) | Transmitter,Pressure | Switch |  | LSH | http://www.toronto.ca/TWONTO#level_switch
142548 | WTR-307-LSH-1601 | Switch, Level High, Flood Alarm | WTR-307-CP-1601 | Control Panel, Electrical | Transmitter,Pressure | Switch |  | LSH | http://www.toronto.ca/TWONTO#level_switch
142585 | WTR-316-LSH-0601 | Switch, Level High, Flood Alarm | WTR-316-CH-0006 | Chamber,Revenue Meter,McCowan-Steeles (Magmeter) | Transmitter,Pressure | Switch |  | LSH | http://www.toronto.ca/TWONTO#level_switch
142854 | WTR-359-LSH-0401 | Switch, Level High, Flood Alarm | WTR-359-CH-0004 | Chamber,Revenue Meter,Willowdale-Highland (Magmeter) | Transmitter,Pressure | Switch |  | LSH | http://www.toronto.ca/TWONTO#level_switch
142855 | WTR-359-LSH-0401 | Switch, Level High, Flood Alarm | WTR-359-CP-0401 | Control Panel, Electrical | Transmitter,Pressure | Switch |  | LSH | http://www.toronto.ca/TWONTO#level_switch
142910 | WTR-365-LSH-0601 | Switch, Level High, Flood Alarm | WTR-365-CP-0601 | Control Panel, Electrical | Transmitter,Pressure | Switch |  | LSH | http://www.toronto.ca/TWONTO#level_switch
143083 | WTR-PAH-LSH-0001 | Switch, Level-High, Building Flood Alarm | WTR-PAH-AUX | Auxiliary Equipment (Building Facilities) | Switch,Level-High | Switch |  | LSH | http://www.toronto.ca/TWONTO#level_switch
143106 | WTR-PAH-TSH-0002 | Switch, Temperature-High, Building | WTR-PAH-AUX | Auxiliary Equipment (Building Facilities) | Switch,Temperature-High | Switch |  | TSH | http://www.toronto.ca/TWONTO#temperature_switch
143107 | WTR-PAH-TSL-0001 | Switch, Temperature-Low, Building | WTR-PAH-AUX | Auxiliary Equipment (Building Facilities) | Switch,Temperature-Low | Switch |  | TSL | http://www.toronto.ca/TWONTO#temperature_switch
143133 | WTR-PAH-ZS-0003 | Position Switch, open/close | WTR-PAH-AUX | Auxiliary Equipment (Building Facilities) | Switch,Position | Switch |  | ZS | http://www.toronto.ca/TWONTO#position_switch
143134 | WTR-PAH-ZS-0004 | Position Switch, open/close | WTR-PAH-AUX | Auxiliary Equipment (Building Facilities) | Switch,Position | Switch |  | ZS | http://www.toronto.ca/TWONTO#position_switch
143162 | WTR-PDS-LSH-0001 | Switch,Level High,Flood Alarm | WTR-PDS-AUX | Auxiliary Equipment (Building Facilities) | Switch,Level-High | Switch |  | LSH | http://www.toronto.ca/TWONTO#level_switch
143163 | WTR-PDS-LSH-0001S | Switch,Level High,Flood Alarm | WTR-PDS-AUX | Auxiliary Equipment (Building Facilities) | Switch,Level-High | Switch | 38625 | LSH | http://www.toronto.ca/TWONTO#level_switch
143185 | WTR-PDS-PSH-0002 | Switch,Pressure,High,Discharge | WTR-PDS-TRW | Treated Water (Transmission) | Switch,Pressure-High | Switch |  | PSH | http://www.toronto.ca/TWONTO#pressure_switch
143186 | WTR-PDS-PSH-0002S | Switch,Pressure,High,Discharge | WTR-PDS-TRW | Treated Water (Transmission) | Switch,Pressure-High | Switch | 38631 | PSH | http://www.toronto.ca/TWONTO#pressure_switch
143187 | WTR-PDS-PSH-0002S | Switch,Pressure,High,Discharge | WTR-PDSS | Dorset Pumping station (Chamber Replaced with Pod) | Switch,Pressure-High | Switch | 38631 | PSH | http://www.toronto.ca/TWONTO#pressure_switch
143188 | WTR-PDS-PSL-0002 | Switch,Pressure,Low,Discharge | WTR-PDS-TRW | Treated Water (Transmission) | Switch,Pressure-Low | Switch |  | PSL | http://www.toronto.ca/TWONTO#pressure_switch
143201 | WTR-PDS-TSL-0001S | Switch,Temperature,Low | WTR-PDS-AUX | Auxiliary Equipment (Building Facilities) | Switch | Switch | 38635 | TSL | http://www.toronto.ca/TWONTO#temperature_switch
143288 | WTR-PEG-LSH-0001 | Switch,Level-High, Flood | WTR-PEG-AUX | Auxiliary Equipment (Building Facilities) | Switch,Level-High | Switch |  | LSH | http://www.toronto.ca/TWONTO#level_switch
143289 | WTR-PEG-LSL-0500 | Switch,Level-Low, Pump 0500 | WTR-PEG-P-0500 | Pump, Centrifugal, District 4 | Switch,Level-Low | Switch |  | LSL | http://www.toronto.ca/TWONTO#level_switch
143290 | WTR-PEG-LSL-0600 | Switch,Level-Low, Pump 0600 | WTR-PEG-P-0600 | Pump, Centrifugal, District 4 | Switch,Level-Low | Switch |  | LSL | http://www.toronto.ca/TWONTO#level_switch
143317 | WTR-PEG-PSH-0001 | Switch,Pressure-High, Vacuum priming Unit | WTR-PEG-AUX | Auxiliary Equipment (Building Facilities) | Switch,Pressure-High | Switch |  | PSH | http://www.toronto.ca/TWONTO#pressure_switch
143318 | WTR-PEG-PSH-0002 | Switch,Pressure-High, Discharge to District 3E | WTR-PEG-TRW | Treated Water (Transmission) | Switch,Pressure-High | Switch |  | PSH | http://www.toronto.ca/TWONTO#pressure_switch
143319 | WTR-PEG-PSL-0002 | Switch,Pressure-Low, Discharge to District 3E | WTR-PEG-TRW | Treated Water (Transmission) | Switch,Pressure-Low | Switch |  | PSL | http://www.toronto.ca/TWONTO#pressure_switch
143320 | WTR-PEG-PSL-0003 | Switch,Pressure-Low, Discharge to District 4 | WTR-PEG-TRW | Treated Water (Transmission) | Switch,Pressure-Low | Switch |  | PSL | http://www.toronto.ca/TWONTO#pressure_switch
143329 | WTR-PEG-TSH-0001 | Switch, Temperature-High, Building Alarm | WTR-PEG-AUX | Auxiliary Equipment (Building Facilities) | Switch,Temperature-High | Switch |  | TSH | http://www.toronto.ca/TWONTO#temperature_switch
143371 | WTR-PEG-ZS-0001 | Switch, Position,Door Security | WTR-PEG-AUX | Auxiliary Equipment (Building Facilities) | Switch,Position | Switch |  | ZS | http://www.toronto.ca/TWONTO#position_switch
143372 | WTR-PEG-ZS-0002 | Switch, Position,Door Security | WTR-PEG-AUX | Auxiliary Equipment (Building Facilities) | Switch,Position | Switch |  | ZS | http://www.toronto.ca/TWONTO#position_switch
143373 | WTR-PEG-ZS-0003 | Switch, Position,Door Security | WTR-PEG-AUX | Auxiliary Equipment (Building Facilities) | Switch,Position | Switch |  | ZS | http://www.toronto.ca/TWONTO#position_switch
143374 | WTR-PEG-ZS-0004 | Switch, Position,Door Security | WTR-PEG-AUX | Auxiliary Equipment (Building Facilities) | Switch,Position | Switch |  | ZS | http://www.toronto.ca/TWONTO#position_switch
143509 | WTR-PEL-FSL-0601 | Switch, Flow-Low, Fan 0601 | WTR-PEL-FN-0601 | Fan, Supply, Air, Pump 0600 | Switch,Flow-Low | Switch |  | FSL | http://www.toronto.ca/TWONTO#flow_switch
143524 | WTR-PEL-HS-1092 | Switch, Hand, Ventilation System, Generator Building, Electrical Room | WTR-PEL-ACC | Air Conditioning, Handling and Ventilation | Switch,Hand | Switch |  | HS | hand_switch
143581 | WTR-PEL-LS-0001 | Switch, Level-High-High, Surge Tank 0001 | WTR-PEL-T-0001 | Tank, Surge | Switch,Level-High-High | Switch |  | LS | http://www.toronto.ca/TWONTO#level_switch
143582 | WTR-PEL-LS-0004 | Switch, Level-High, Flood | WTR-PEL-T-0001 | Tank, Surge | Switch,Level-High | Switch |  | LS | http://www.toronto.ca/TWONTO#level_switch
143583 | WTR-PEL-LSH-0001 | Switch, Level-High, Flood | WTR-PEL-AUX | Auxilliary Equipment (Building Facilities) | Switch,Level-High | Switch |  | LSH | http://www.toronto.ca/TWONTO#level_switch
143584 | WTR-PEL-LSH-1001 | Switch, Flood Alarm, Basement, Generator Building, Ellesmere PS | WTR-PEL-AUX | Auxilliary Equipment (Building Facilities) | Switch,Level-High | Switch |  | LSH | http://www.toronto.ca/TWONTO#level_switch
143585 | WTR-PEL-LSH-1001A | Switch, Level, High, Flood, Alarm, Generator Building, Basement | WTR-PEL-AUX | Auxilliary Equipment (Building Facilities) | Switch,Level-High | Switch |  | LSH | http://www.toronto.ca/TWONTO#level_switch
143586 | WTR-PEL-LSH-1003 | Switch, Level, High, Containment Alarm, Generator Building, Bulk Fuel Storage Room | WTR-PEL-AUX | Auxilliary Equipment (Building Facilities) | Switch,Level-High | Switch |  | LSH | http://www.toronto.ca/TWONTO#level_switch
143587 | WTR-PEL-LSH-1004 | Switch, Level, High, Containment Alarm, Generator Building, Product Handling Room | WTR-PEL-AUX | Auxilliary Equipment (Building Facilities) | Switch,Level-High | Switch |  | LSH | http://www.toronto.ca/TWONTO#level_switch
143588 | WTR-PEL-LSH-1011 | Switch, Level, High, Diesel Fuel Storage Tank T-1010, Generator Building, Bulk Fuel Storage Room | WTR-PEL-T-1010 | Tank, Non-Pressurized, Diesel Fuel Storage, Generator Building, Bulk Fuel Storage Room | Switch,Level-High | Switch |  | LSH | http://www.toronto.ca/TWONTO#level_switch
143589 | WTR-PEL-LSH-1022 | Switch, Level, High, Leak Diesel Fuel Storage Tank T-1020, Generator Building, Bulk Fuel Storage Room | WTR-PEL-T-1020 | Tank, Non-Pressurized, Diesel Fuel Storage, Generator Building, Bulk Fuel Storage Room | Switch,Level-High | Switch |  | LSH | http://www.toronto.ca/TWONTO#level_switch
143590 | WTR-PEL-LSH-1102 | Switch, Level, High, Fuel Day Tank T-1100, Generator Building, Product Handling Room | WTR-PEL-T-1100 | Tank, Non-Pressurized, Diesel Fuel Day, Generator Building, Product Handling Room | Switch,Level-High | Switch |  | LSH | http://www.toronto.ca/TWONTO#level_switch
143591 | WTR-PEL-LSH-1201 | Switch, Level, High, Diesel Fuel Day Tank T-1200, Generator Building, Product Handling Room | WTR-PEL-T-1200 | Tank, Non-Pressurized, Diesel Fuel Day, Generator Building, Product Handling Room | Switch,Level-High | Switch |  | LSH | http://www.toronto.ca/TWONTO#level_switch
143592 | WTR-PEL-LSH-1202 | Switch, Level, High, Fuel Day Tank T-1200, Generator Building, Product Handling Room | WTR-PEL-T-1200 | Tank, Non-Pressurized, Diesel Fuel Day, Generator Building, Product Handling Room | Switch,Level-High | Switch |  | LSH | http://www.toronto.ca/TWONTO#level_switch
143593 | WTR-PEL-LSH-1301 | Switch, Level, High, Diesel Fuel Day Tank T-1300, Generator Building, Product Handling Room | WTR-PEL-T-1300 | Tank, Non-Pressurized, Diesel Fuel Day, Generator Building, Product Handling Room | Switch,Level-High | Switch |  | LSH | http://www.toronto.ca/TWONTO#level_switch
143594 | WTR-PEL-LSH-1601 | Switch, Level, High, New Oil Tank T-1600, Generator Building, Generator Room | WTR-PEL-T-1600 | Tank, Non-Pressurized, New Oil, Generator Building, Product Handling Room | Switch,Level-High | Switch |  | LSH | http://www.toronto.ca/TWONTO#level_switch
143595 | WTR-PEL-LSHH-1011 | Switch, Level, High High, Diesel Fuel Storage Tank T-1010, Generator Building, Bulk Fuel Storage Room | WTR-PEL-T-1010 | Tank, Non-Pressurized, Diesel Fuel Storage, Generator Building, Bulk Fuel Storage Room | Switch,Level-High-High | Switch |  | LSHH | http://www.toronto.ca/TWONTO#level_switch
143596 | WTR-PEL-LSHH-1201 | Switch, Level, High High, Diesel Fuel Day Tank T-1200, Generator Building, Product Handling Room | WTR-PEL-T-1200 | Tank, Non-Pressurized, Diesel Fuel Day, Generator Building, Product Handling Room | Switch,Level-High-High | Switch |  | LSHH | http://www.toronto.ca/TWONTO#level_switch
143597 | WTR-PEL-LSHH-1202 | Switch, Level, High High, Diesel Fuel Day Tank T-1200, Generator Building, Product Handling Room | WTR-PEL-T-1200 | Tank, Non-Pressurized, Diesel Fuel Day, Generator Building, Product Handling Room | Switch,Level-High-High | Switch |  | LSHH | http://www.toronto.ca/TWONTO#level_switch
143598 | WTR-PEL-LSHH-1301 | Switch, Level, High High, Diesel Fuel Day Tank T-1300, Generator Building, Product Handling Room | WTR-PEL-T-1300 | Tank, Non-Pressurized, Diesel Fuel Day, Generator Building, Product Handling Room | Switch,Level-High-High | Switch |  | LSHH | http://www.toronto.ca/TWONTO#level_switch
143599 | WTR-PEL-LSL-0200 | Switch, Level-Low, Pump 0200 | WTR-PEL-P-0200 | Pump, Centrifugal, Water | Switch,Level-Low | Switch |  | LSL | http://www.toronto.ca/TWONTO#level_switch
143600 | WTR-PEL-LSL-0400 | Switch, Level-Low, Pump 0400 | WTR-PEL-P-0400 | Pump, Centrifugal, Water | Switch,Level-Low | Switch |  | LSL | http://www.toronto.ca/TWONTO#level_switch
143601 | WTR-PEL-LSL-0600 | Switch, Level-Low, Pump 0600 | WTR-PEL-P-0600 | Pump, Centrifugal, Water | Switch,Level-Low | Switch |  | LSL | http://www.toronto.ca/TWONTO#level_switch
143602 | WTR-PEL-LSL-0700 | Switch, Level-Low, Pump 0700 | WTR-PEL-P-0700 | Pump, Centrifugal, Water | Switch,Level-Low | Switch |  | LSL | http://www.toronto.ca/TWONTO#level_switch
143603 | WTR-PEL-LSL-0900 | Switch, Level-Low, Pump 0900 | WTR-PEL-P-0900 | Pump, Centrifugal, Water | Switch,Level-Low | Switch |  | LSL | http://www.toronto.ca/TWONTO#level_switch
143604 | WTR-PEL-LSL-1001 | Switch, Level, Low, Jacket Water and AC Cooling, Generator Building, Roof | WTR-PEL-ACC | Air Conditioning, Handling and Ventilation | Switch,Level-Low | Switch |  | LSL | http://www.toronto.ca/TWONTO#level_switch
143605 | WTR-PEL-LSL-1002 | Switch, Level, Low, Jacket Water and AC Cooling, Generator Building, Roof | WTR-PEL-ACC | Air Conditioning, Handling and Ventilation | Switch,Level-Low | Switch |  | LSL | http://www.toronto.ca/TWONTO#level_switch
143606 | WTR-PEL-LSL-1011 | Switch, Level, Low, Diesel Fuel Storage Tank T-1010, Generator Building, Bulk Fuel Storage Room | WTR-PEL-T-1010 | Tank, Non-Pressurized, Diesel Fuel Storage, Generator Building, Bulk Fuel Storage Room | Switch,Level-Low | Switch |  | LSL | http://www.toronto.ca/TWONTO#level_switch
143607 | WTR-PEL-LSL-1101 | Switch, Level, Low, Diesel Fuel Day Tank T-1100, Generator Building, Product Handling Room | WTR-PEL-T-1100 | Tank, Non-Pressurized, Diesel Fuel Day, Generator Building, Product Handling Room | Switch,Level-Low | Switch |  | LSL | http://www.toronto.ca/TWONTO#level_switch
143703 | WTR-PEL-PSH-0001 | Switch, Pressure-High | WTR-PEL-TRW | Treated Water (Transmission) | Switch,Pressure-High | Switch |  | PSH | http://www.toronto.ca/TWONTO#pressure_switch
143704 | WTR-PEL-PSH-0002 | Switch, Pressure-High, Line to District 4 | WTR-PEL-TRW | Treated Water (Transmission) | Switch,Pressure-High | Switch |  | PSH | http://www.toronto.ca/TWONTO#pressure_switch
143705 | WTR-PEL-PSH-0004 | Switch, Pressure-High, Compressor 0003 | WTR-PEL-TRW | Treated Water (Transmission) | Switch,Pressure-High | Switch |  | PSH | http://www.toronto.ca/TWONTO#pressure_switch
143706 | WTR-PEL-PSH-0005 | Switch, Pressure-High, Air Header | WTR-PEL-TRW | Treated Water (Transmission) | Switch,Pressure-High | Switch |  | PSH | http://www.toronto.ca/TWONTO#pressure_switch
143707 | WTR-PEL-PSL-0001 | Switch, Pressure-Low, Suction, Pumps | WTR-PEL-TRW | Treated Water (Transmission) | Switch,Pressure-Low | Switch |  | PSL | http://www.toronto.ca/TWONTO#pressure_switch
143708 | WTR-PEL-PSL-0002 | Switch, Pressure-Low, Air Header | WTR-PEL-TRW | Treated Water (Transmission) | Switch,Pressure-Low | Switch |  | PSL | http://www.toronto.ca/TWONTO#pressure_switch
143709 | WTR-PEL-PSL-0003 | Switch, Pressure-Low, Water to District 2E | WTR-PEL-TRW | Treated Water (Transmission) | Switch,Pressure-Low | Switch |  | PSL | http://www.toronto.ca/TWONTO#pressure_switch
143742 | WTR-PEL-TSH-0002 | Switch, Temperature-High, Building | WTR-PEL-AUX | Auxilliary Equipment (Building Facilities) | Switch,Temperature-High | Switch |  | TSH | http://www.toronto.ca/TWONTO#temperature_switch
143743 | WTR-PEL-TSL-0001 | Switch, Temperature-Low, Building | WTR-PEL-AUX | Auxilliary Equipment (Building Facilities) | Switch,Temperature-Low | Switch |  | TSL | http://www.toronto.ca/TWONTO#temperature_switch
143744 | WTR-PEL-TSL-0301 | Switch, Temperature-Low, Fan 0301 | WTR-PEL-FN-0301 | Fan, Supply, Air, Pump 0300 | Switch,Temperature-Low | Switch |  | TSL | http://www.toronto.ca/TWONTO#temperature_switch
143745 | WTR-PEL-TSL-0601 | Switch, Temperature-Low, Fan 0601 | WTR-PEL-FN-0601 | Fan, Supply, Air, Pump 0600 | Switch,Temperature-Low | Switch |  | TSL | http://www.toronto.ca/TWONTO#temperature_switch
143746 | WTR-PEL-TSL-1001 | Switch, Temperature Low, Generator Building, Electrical Room | WTR-PEL-AUX | Auxilliary Equipment (Building Facilities) | Switch,Temperature-Low | Switch |  | TSL | http://www.toronto.ca/TWONTO#temperature_switch
143874 | WTR-PEL-ZS-0001 | Switch, Position,Door Security | WTR-PEL-AUX | Auxilliary Equipment (Building Facilities) | Switch,Position | Switch |  | ZS | http://www.toronto.ca/TWONTO#position_switch
143875 | WTR-PEL-ZS-0002 | Switch, Position,Door Security | WTR-PEL-AUX | Auxilliary Equipment (Building Facilities) | Switch,Position | Switch |  | ZS | http://www.toronto.ca/TWONTO#position_switch
143876 | WTR-PEL-ZS-0007 | Switch, Position,Door Security | WTR-PEL-AUX | Auxilliary Equipment (Building Facilities) | Switch,Position | Switch |  | ZS | http://www.toronto.ca/TWONTO#position_switch
143877 | WTR-PEL-ZS-0008 | Switch, Position,Door Security | WTR-PEL-AUX | Auxilliary Equipment (Building Facilities) | Switch,Position | Switch |  | ZS | http://www.toronto.ca/TWONTO#position_switch
143878 | WTR-PEL-ZS-0009 | Switch, Position,Door Security | WTR-PEL-AUX | Auxilliary Equipment (Building Facilities) | Switch,Position | Switch |  | ZS | http://www.toronto.ca/TWONTO#position_switch
144053 | WTR-PHL-LSH-0003 | Switch, Level-High, Building Flood Alarm, Basement | WTR-PHL-AUX | Auxiliary Equipment (Building Facilities) | Switch,Level-High | Switch | 33710 | LSH | http://www.toronto.ca/TWONTO#level_switch
144187 | WTR-PHL-PSH-0002 | Switch, Pressure-High, Line to District 2 | WTR-PHL-TRW | Treated Water (Transmission) | Switch,Pressure-High | Switch |  | PSH | http://www.toronto.ca/TWONTO#pressure_switch
144188 | WTR-PHL-PSH-0003 | Switch, Pressure-High, Line to Local Distribution and District 3 | WTR-PHL-TRW | Treated Water (Transmission) | Switch,Pressure-High | Switch |  | PSH | http://www.toronto.ca/TWONTO#pressure_switch
144189 | WTR-PHL-PSH-0004 | Switch, Pressure-High, Line to District 4 | WTR-PHL-TRW | Treated Water (Transmission) | Switch,Pressure-High | Switch |  | PSH | http://www.toronto.ca/TWONTO#pressure_switch
144190 | WTR-PHL-PSL-0001 | Switch, Pressure-Low, From District 1 | WTR-PHL-TRW | Treated Water (Transmission) | Switch,Pressure-Low | Switch |  | PSL | http://www.toronto.ca/TWONTO#pressure_switch
144191 | WTR-PHL-PSL-0004 | Switch, Pressure-Low, Line to District 4 | WTR-PHL-TRW | Treated Water (Transmission) | Switch,Pressure-Low | Switch |  | PSL | http://www.toronto.ca/TWONTO#pressure_switch
144196 | WTR-PHL-SW-0001 | Switch, Primary Tie Switch | WTR-PHL-TR-0101 | Transformer, Power, Line 1, 13.8 kV/4.16 kV | Load Break Switch | Switch |  | SW | http://www.toronto.ca/TWONTO#disconnect_switch
144197 | WTR-PHL-SW-0002 | Switch, Primary Tie Switch | WTR-PHL-TR-0201 | Transformer, Power, Line 2, 13.8 kV/4.16 kV | Load Break Switch | Switch |  | SW | http://www.toronto.ca/TWONTO#disconnect_switch
144198 | WTR-PHL-SW-0201 | Switch, Load Break, Incoming Line 2 (Primary) | WTR-PHL-TR-0201 | Transformer, Power, Line 2, 13.8 kV/4.16 kV | Load Break Switch | Switch |  | SW | http://www.toronto.ca/TWONTO#load_break_disconnect_switch
144199 | WTR-PHL-SW-2401 | Switch, Fused Disconnect | WTR-PHL-LB-0002 | Circuit Breaker, Secondary Tie | Switch | Switch |  | SW | http://www.toronto.ca/TWONTO#disconnect_switch
144225 | WTR-PHL-TS-2001 | Transfer Switch , Control Room | WTR-PHL-GEN-2001 | Generator, Electrical, High Level PS | Switch | Switch |  | TS | http://www.toronto.ca/TWONTO#transfer_switch
144226 | WTR-PHL-TS-2101 | Transfer Switch , Trans. Feed | WTR-PHL-PDP-0101 | Switchgear, 600v Bus T1 | Switch | Switch |  | TS | http://www.toronto.ca/TWONTO#transfer_switch
144227 | WTR-PHL-TS-2101 | Transfer Switch , Trans. Feed | WTR-PHL-PDP-0201 | Switchgear, 600v Bus T2 | Switch | Switch |  | TS | http://www.toronto.ca/TWONTO#transfer_switch
144228 | WTR-PHL-TSH-0002 | Switch, Temperature-High, Building | WTR-PHL-AUX | Auxiliary Equipment (Building Facilities) | Switch,Temperature-High | Switch |  | TSH | http://www.toronto.ca/TWONTO#temperature_switch
144229 | WTR-PHL-TSL-0001 | Switch, Temperature-Low, Building | WTR-PHL-AUX | Auxiliary Equipment (Building Facilities) | Switch,Temperature-Low | Switch |  | TSL | http://www.toronto.ca/TWONTO#temperature_switch
144278 | WTR-PHL-ZS-0003 | Switch, Position,Door Security | WTR-PHL-AUX | Auxiliary Equipment (Building Facilities) | Switch,Position | Switch |  | ZS | http://www.toronto.ca/TWONTO#position_switch
144279 | WTR-PHL-ZS-0005 | Switch, Position,Door Security | WTR-PHL-AUX | Auxiliary Equipment (Building Facilities) | Switch,Position | Switch |  | ZS | http://www.toronto.ca/TWONTO#position_switch
144280 | WTR-PHL-ZS-0006 | Switch, Position,Door Security | WTR-PHL-AUX | Auxiliary Equipment (Building Facilities) | Switch,Position | Switch |  | ZS | http://www.toronto.ca/TWONTO#position_switch
144281 | WTR-PHL-ZS-0008 | Switch, Position,Door Security | WTR-PHL-AUX | Auxiliary Equipment (Building Facilities) | Switch,Position | Switch |  | ZS | http://www.toronto.ca/TWONTO#position_switch
144282 | WTR-PHL-ZS-0010 | Switch, Position,Door Security | WTR-PHL-AUX | Auxiliary Equipment (Building Facilities) | Switch,Position | Switch |  | ZS | http://www.toronto.ca/TWONTO#position_switch
144283 | WTR-PHL-ZS-0011 | Switch, Position,Door Security | WTR-PHL-AUX | Auxiliary Equipment (Building Facilities) | Switch,Position | Switch |  | ZS | http://www.toronto.ca/TWONTO#position_switch
144284 | WTR-PHL-ZS-0016 | Switch, Position,Door Security | WTR-PHL-AUX | Auxiliary Equipment (Building Facilities) | Switch,Position | Switch |  | ZS | http://www.toronto.ca/TWONTO#position_switch
144285 | WTR-PHL-ZS-0017 | Switch, Position,Door Security | WTR-PHL-AUX | Auxiliary Equipment (Building Facilities) | Switch,Position | Switch |  | ZS | http://www.toronto.ca/TWONTO#position_switch
144286 | WTR-PHL-ZS-0018 | Switch, Position,Door Security | WTR-PKL-AUX | Auxiliary Equipment (Building Facilities) | Switch,Position | Switch |  | ZS | http://www.toronto.ca/TWONTO#position_switch
144333 | WTR-PJO-LSH-0001 | Switch, Level-High, Building Flood Alarm | WTR-PJO-AUX | Auxiliary Equipment (Building Facilities) | Switch,Level-High | Switch |  | LSH | http://www.toronto.ca/TWONTO#level_switch
144353 | WTR-PJO-PSH-0002 | Switch, Pressure, (High), Line to District 4W | WTR-PJO-TRW | Treated Water (Transmission) | Switch | Switch |  | PSH | http://www.toronto.ca/TWONTO#pressure_switch
144354 | WTR-PJO-PSL-0001 | Switch, Pressure, (Low), Line to District 3 | WTR-PJO-TRW | Treated Water (Transmission) | Switch | Switch |  | PSL | http://www.toronto.ca/TWONTO#pressure_switch
144361 | WTR-PJO-TSH-0001 | Switch, Temperature-High, Building Alarm | WTR-PJO-AUX | Auxiliary Equipment (Building Facilities) | Switch,Temperature-High | Switch |  | TSH | http://www.toronto.ca/TWONTO#temperature_switch
144362 | WTR-PJO-TSH-0002 | Switch, Temperature-High, Building | WTR-PJO-AUX | Auxiliary Equipment (Building Facilities) | Switch,Temperature-High | Switch |  | TSH | http://www.toronto.ca/TWONTO#temperature_switch
144363 | WTR-PJO-TSL-0001 | Switch, Temperature-Low, Building | WTR-PJO-AUX | Auxiliary Equipment (Building Facilities) | Switch,Temperature-Low | Switch |  | TSL | http://www.toronto.ca/TWONTO#temperature_switch
144383 | WTR-PJO-ZS-0001 | Position Switch, open/close | WTR-PJO-AUX | Auxiliary Equipment (Building Facilities) | Switch,Position | Switch |  | ZS | http://www.toronto.ca/TWONTO#position_switch
144384 | WTR-PJO-ZS-0002 | Position Switch, open/close | WTR-PJO-AUX | Auxiliary Equipment (Building Facilities) | Switch,Position | Switch |  | ZS | http://www.toronto.ca/TWONTO#position_switch
144533 | WTR-PJS-LSH-0001 | Switch, Level-High, Building Flood | WTR-PJS-AUX | Auxiliary Equipment (Building Facilities) | Switch,Level-High | Switch |  | LSH | http://www.toronto.ca/TWONTO#level_switch
144534 | WTR-PJS-LSH-0005 | Switch, Level, High, Flood Alarm, CH6 (12B), John Street Pumping Station, Basement | WTR-PJS-CH-06 | Chamber, Isolation From Harris Surge Tank (V 12B), John Street Pumping Station, Basement | Switch,Level-High | Switch |  | LSH | http://www.toronto.ca/TWONTO#level_switch
144535 | WTR-PJS-LSH-0068 | Switch,Level-High,Level 79 Enwave Pump Room East Wall,DLCW Pump Room Level 79 Flood Alarm | WTR-PJS-ENW | Enwave Process | Switch,Level-High | Switch |  | LSH | http://www.toronto.ca/TWONTO#level_switch
144536 | WTR-PJS-LSH-0079 | Switch,Level-High,Level 68 Enwave Basement North Wall,DLCW Basement Level 68 Flood Alarm | WTR-PJS-ENW | Enwave Process | Switch,Level-High | Switch |  | LSH | http://www.toronto.ca/TWONTO#level_switch
144537 | WTR-PJS-LSH-0103 | Switch, Level-High, John Street Surge Tank 2 | WTR-PJS-T-0103 | Tank, (Surge), John St #2 | Switch,Level-High | Switch |  | LSH | http://www.toronto.ca/TWONTO#level_switch
144538 | WTR-PJS-LSH-1701 | Switch, Level-High, Chamber 4 | WTR-PJS-AUX | Auxiliary Equipment (Building Facilities) | Switch,Level-High | Switch |  | LSH | http://www.toronto.ca/TWONTO#level_switch
144539 | WTR-PJS-LSH-1801 | Switch, Level-High, Sump | WTR-PJS-AUX | Auxiliary Equipment (Building Facilities) | Switch,Level-High | Switch |  | LSH | http://www.toronto.ca/TWONTO#level_switch
144540 | WTR-PJS-LSH-1901 | Switch, Level-High, Sump | WTR-PJS-AUX | Auxiliary Equipment (Building Facilities) | Switch,Level-High | Switch |  | LSH | http://www.toronto.ca/TWONTO#level_switch
144541 | WTR-PJS-LSL-0101 | Switch, Level-Low, Spadina Surge Tank | WTR-PJS-T-0101 | Tank, (Surge), Spadina Main | Switch,Level-Low | Switch |  | LSL | http://www.toronto.ca/TWONTO#level_switch
144542 | WTR-PJS-LSL-0300 | Switch, Level-Low, (Priming Status Switch), Pump 0300 | WTR-PJS-P-0300 | Pump, Centrifugal, To DLWC | Switch,Level-Low | Switch |  | LSL | http://www.toronto.ca/TWONTO#level_switch
144543 | WTR-PJS-LSLL-0101 | Switch, Level-Low-Low, Spadina Surge Tank | WTR-PJS-T-0101 | Tank, (Surge), Spadina Main | Switch,Level-Low-Low | Switch |  | LSLL | http://www.toronto.ca/TWONTO#level_switch
144544 | WTR-PJS-LSLL-0103 | Switch, Level-Low-Low, John Street Surge Tank 2 | WTR-PJS-T-0103 | Tank, (Surge), John St #2 | Switch,Level-Low-Low | Switch |  | LSLL | http://www.toronto.ca/TWONTO#level_switch
144622 | WTR-PJS-PSH-0001 | Switch, Pressure-High, Island Surge Tank | WTR-PJS-T-0001 | Island Suction Surge Tank | Switch,Pressure-High | Switch |  | PSH | http://www.toronto.ca/TWONTO#pressure_switch
144623 | WTR-PJS-PSH-0003 | Switch, Pressure-High, Line to John Street Main | WTR-PJS-TRW | Treated Water (Transmission) | Switch,Pressure-High | Switch |  | PSH | http://www.toronto.ca/TWONTO#pressure_switch
144624 | WTR-PJS-PSH-1101 | Switch, Pressure-High, Vacuum system Supply Line | WTR-PJS-C-1101 | Compressor, Vacuum Priming Unit | Switch,Pressure-High | Switch |  | PSH | http://www.toronto.ca/TWONTO#pressure_switch
144625 | WTR-PJS-PSL-0002 | Switch, Pressure-Low, Line to Spadina Main | WTR-PJS-TRW | Treated Water (Transmission) | Switch,Pressure-Low | Switch |  | PSL | http://www.toronto.ca/TWONTO#pressure_switch
144626 | WTR-PJS-PSL-0003 | Switch, Pressure-Low, Line to John Street Main | WTR-PJS-TRW | Treated Water (Transmission) | Switch,Pressure-Low | Switch |  | PSL | http://www.toronto.ca/TWONTO#pressure_switch
144627 | WTR-PJS-PSL-0101 | Switch, Pressure-Low, Spadina Surge Tank | WTR-PJS-T-0101 | Tank, (Surge), Spadina Main | Switch,Pressure-Low | Switch |  | PSL | http://www.toronto.ca/TWONTO#pressure_switch
144673 | WTR-PJS-TS-0001 | Switch, Emergency Lighting Transfer Switch | WTR-PJS-ELS | Electrical System | Switch | Switch |  | TS | http://www.toronto.ca/TWONTO#transfer_switch
144674 | WTR-PJS-TSH-0001 | Switch, Temperature-High, Bulding | WTR-PJS | John Street Pumping Station | Switch,Temperature-High | Switch |  | TSH | http://www.toronto.ca/TWONTO#temperature_switch
144675 | WTR-PJS-TSH-0001 | Switch, Temperature-High, Bulding | WTR-PJS-FEQ-SUS | Fire Equipment, John Street Pumping Station | Switch,Temperature-High | Switch |  | TSH | http://www.toronto.ca/TWONTO#temperature_switch
144676 | WTR-PJS-TSH-0002 | Switch, Temperature-High, Building Temperature High | WTR-PJS-AUX | Auxiliary Equipment (Building Facilities) | Switch,Temperature-High | Switch |  | TSH | http://www.toronto.ca/TWONTO#temperature_switch
144789 | WTR-PJS-ZS-0010 | Position Switch, open/close | WTR-PJS-AUX | Auxiliary Equipment (Building Facilities) | Switch,Position | Switch |  | ZS | http://www.toronto.ca/TWONTO#position_switch
144790 | WTR-PJS-ZS-0011 | Position Switch, open/close | WTR-PJS-AUX | Auxiliary Equipment (Building Facilities) | Switch,Position | Switch |  | ZS | http://www.toronto.ca/TWONTO#position_switch
144791 | WTR-PJS-ZS-0012 | Position Switch, open/close | WTR-PJS-AUX | Auxiliary Equipment (Building Facilities) | Switch,Position | Switch |  | ZS | http://www.toronto.ca/TWONTO#position_switch
144822 | WTR-PKL-FS-0001 | Switch,Flow,Station Flow Directional Switch District 5 | WTR-PKL-TRW | Treated Water (Transmission) | Switch,Flow | Switch |  | FS | http://www.toronto.ca/TWONTO#flow_switch
144833 | WTR-PKL-LSH-0002 | Switch,Level-High,Chamber Flood Alarm | WTR-PKL-TRW | Treated Water (Transmission) | Switch,Level-High | Switch |  | LSH | http://www.toronto.ca/TWONTO#level_switch
144834 | WTR-PKL-LSH-0801 | Switch,Level-High,Pump 0801 & Pump 0802 | WTR-PKL-CP-0801 | Control Panel,Operator,Pump 0801 & Pump 0802 | Switch,Level-High | Switch |  | LSH | http://www.toronto.ca/TWONTO#level_switch
144835 | WTR-PKL-LSH-0802 | Switch,Level-High,Pump 0801 & Pump 0802 | WTR-PKL-CP-0801 | Control Panel,Operator,Pump 0801 & Pump 0802 | Switch,Level-High | Switch |  | LSH | http://www.toronto.ca/TWONTO#level_switch
144836 | WTR-PKL-LSL-0200 | Switch,Level-Low,Priming Status Switch,Pump 0200 | WTR-PKL-P-0200 | Pump, Centrifugal, District 5 | Switch,Level-Low | Switch |  | LSL | http://www.toronto.ca/TWONTO#level_switch
144837 | WTR-PKL-LSL-0300 | Switch,Level-Low,Priming Status Switch,Pump 0300 | WTR-PKL-P-0300S | Pump, Centrifugal, District 5 | Switch,Level-Low | Switch |  | LSL | http://www.toronto.ca/TWONTO#level_switch
144838 | WTR-PKL-LSL-0500 | Switch,Level-Low,Priming Status Switch,Pump 0500 | WTR-PKL-P-0500 | Pump, Centrifugal, District 6 | Switch,Level-Low | Switch |  | LSL | http://www.toronto.ca/TWONTO#level_switch
144839 | WTR-PKL-LSL-0600 | Switch,Level-Low,Priming Status Switch,Pump 0600 | WTR-PKL-P-0600 | Pump, Centrifugal, District 6 | Switch,Level-Low | Switch |  | LSL | http://www.toronto.ca/TWONTO#level_switch
144878 | WTR-PKL-PSH-0902 | Switch,Pressure-High,Vacuum Pump System | WTR-PKL-AUX | Auxiliary Equipment (Building Facilities) | Switch,Pressure-High | Switch |  | PSH | http://www.toronto.ca/TWONTO#pressure_switch
144879 | WTR-PKL-PSH-0904 | Switch,Pressure-High,Vacuum Pump System | WTR-PKL-AUX | Auxiliary Equipment (Building Facilities) | Switch,Pressure-High | Switch |  | PSH | http://www.toronto.ca/TWONTO#pressure_switch
144880 | WTR-PKL-PSH-1201 | Switch,Pressure-High,Service Air System | WTR-PKL-TRW | Treated Water (Transmission) | Switch,Pressure-High | Switch |  | PSH | http://www.toronto.ca/TWONTO#pressure_switch
144881 | WTR-PKL-PSL-0001 | Switch,Pressure-Low,Suction Side of Pump 0100 | WTR-PKL-TRW | Treated Water (Transmission) | Switch,Pressure-Low | Switch |  | PSL | http://www.toronto.ca/TWONTO#pressure_switch
144895 | WTR-PKL-TSL-0001 | Switch,Temperature-Low,Building | WTR-PKL-AUX | Auxiliary Equipment (Building Facilities) | Switch,Temperature-Low | Switch |  | TSL | http://www.toronto.ca/TWONTO#temperature_switch
144896 | WTR-PKL-TSL-0002 | Switch, Temperature-Low, Station | WTR-PKL-AUX | Auxiliary Equipment (Building Facilities) | Switch,Temperature-Low | Switch |  | TSL | http://www.toronto.ca/TWONTO#temperature_switch
144971 | WTR-PKN-LSH-0002 | Switch, Level-High, Northeast Sump | WTR-PKN-AUX | Auxiliary Equipment (Building Facilities) | Switch,Level-High | Switch |  | LSH | http://www.toronto.ca/TWONTO#level_switch
144999 | WTR-PKN-TSH-0003 | Switch, Temperature-High, AHU 0901 | WTR-PKN-AHU-0901 | Air Handling Unit | Switch,Temperature-High | Switch |  | TSH | http://www.toronto.ca/TWONTO#temperature_switch
145023 | WTR-PKN-VSH-0201 | Switch, Vibration-High, Pump 0200 Inner | WTR-PKN-P-0200 | Pump, Centrifugal | Switch | Switch |  | VSH | http://www.toronto.ca/TWONTO#vibration_sensor_element
145024 | WTR-PKN-ZS-0004 | Position Switch, open/close | WTR-PKN-AUX | Auxiliary Equipment (Building Facilities) | Switch,Position | Switch |  | ZS | http://www.toronto.ca/TWONTO#position_switch
145109 | WTR-PLW-LSH-0001 | Switch, Level-High, Flood Alarm, Building | WTR-PLW-AUX | Auxilliary Equipment (Building Facilities) |  | Switch |  | LSH | http://www.toronto.ca/TWONTO#level_switch
145149 | WTR-PLW-PSHL-0003 | Switch, Pressure, (High/Low), Line to District 5E | WTR-PLW-TRW | Treated Water (Transmission) | Switch | Switch |  | PSHL | http://www.toronto.ca/TWONTO#pressure_switch
145150 | WTR-PLW-PSL-0001 | Switch, Pressure-Low, Line from District 3 | WTR-PLW-TRW | Treated Water (Transmission) | Switch,Pressure-Low | Switch |  | PSL | http://www.toronto.ca/TWONTO#pressure_switch
145172 | WTR-PLW-TSH-0002 | Switch, Temperature-High, Building | WTR-PLW-AUX | Auxilliary Equipment (Building Facilities) | Switch,Temperature-High | Switch |  | TSH | http://www.toronto.ca/TWONTO#temperature_switch
145273 | WTR-PMI-DS-0501 | Switch, Fused Disconnect, Water Transmission | WTR-PMI-AUX | Auxiliary Equipment (Building Facilities) | Damper/Louver | Switch |  | DS | http://www.toronto.ca/TWONTO#disconnect_switch
145274 | WTR-PMI-DS-0501 | Switch, Fused Disconnect, Water Transmission | WTR-PMI-ELS | Electrical System | Damper/Louver | Switch |  | DS | http://www.toronto.ca/TWONTO#disconnect_switch
145275 | WTR-PMI-DS-0502 | Switch, Fused Disconnect, Water Transmission | WTR-PMI-ELS | Electrical System | Damper/Louver | Switch |  | DS | http://www.toronto.ca/TWONTO#disconnect_switch
145322 | WTR-PMI-FSL-0701 | Switch, Flow, Compressor 0701, | WTR-PMI-CW | City Water System | Switch,Flow | Switch |  | FSL | http://www.toronto.ca/TWONTO#flow_switch
145357 | WTR-PMI-LSH-0005 | Switch, Level, High, Flood Alarm, Miliken Pumping Station, Basement | WTR-PMI-AUX | Auxiliary Equipment (Building Facilities) | Switch,Level-High | Switch |  | LSH | http://www.toronto.ca/TWONTO#level_switch
145358 | WTR-PMI-LSH-0009 | Switch, Level-High, Flood, | WTR-PMI-30P-07 | Chamber | Switch,Level-High | Switch |  | LSH | http://www.toronto.ca/TWONTO#level_switch
145359 | WTR-PMI-LSH-0100 | Instrument, Level Switch, High, Water Transmission | WTR-PMI-AUX | Auxiliary Equipment (Building Facilities) |  | Switch |  | LSH | http://www.toronto.ca/TWONTO#level_switch
145360 | WTR-PMI-LSHH-0003 | Instrument, Level Switch, High High, Water Transmission | WTR-PMI-AUX | Auxiliary Equipment (Building Facilities) |  | Switch |  | LSHH | http://www.toronto.ca/TWONTO#level_switch
145361 | WTR-PMI-LSHH-0901 | Switch, Level-High-High, Sump Pump, South Lower Level Gallery, | WTR-PMI-AUX | Auxiliary Equipment (Building Facilities) | Switch,Level-High-High | Switch |  | LSHH | http://www.toronto.ca/TWONTO#level_switch
145362 | WTR-PMI-LSL-0100 | Instrument, Level Switch, Low, Water Transmission | WTR-PMI-P-0100 | Pump, Centrifugal, District 5 & 6S, East Pump Room | Switch,Level-Low | Switch |  | LSL | http://www.toronto.ca/TWONTO#level_switch
145363 | WTR-PMI-LSL-0200 | Switch, Level-Low, Pump 0200, | WTR-PMI-P-0200 | Pump, Centrifugal, District 5 & 6S, East Pump Room | Switch,Level-Low | Switch |  | LSL | http://www.toronto.ca/TWONTO#level_switch
145364 | WTR-PMI-LSL-0300 | Switch, Level-Low, Pump 0300, | WTR-PMI-P-0300 | Pump, Centrifugal, District 5 & 6S, East Pump Room | Switch,Level-Low | Switch |  | LSL | http://www.toronto.ca/TWONTO#level_switch
145365 | WTR-PMI-LSL-0500 | Switch, Level-Low, Pump 0500, | WTR-PMI-P-0500 | Pump, Centrifugal, District 5,East Pump Room | Switch,Level-Low | Switch |  | LSL | http://www.toronto.ca/TWONTO#level_switch
145366 | WTR-PMI-LSL-0600 | Switch, Level-Low, Pump 0600 | WTR-PMI-P-0600 | Pump, Centrifugal, Water Transmission, West Pump Room | Switch,Level-Low | Switch |  | LSL | http://www.toronto.ca/TWONTO#level_switch
145367 | WTR-PMI-LSL-0801 | Switch, Level-Low, Sump Pump, South Lower Level Gallery, | WTR-PMI-AUX | Auxiliary Equipment (Building Facilities) | Switch,Level-Low | Switch |  | LSL | http://www.toronto.ca/TWONTO#level_switch
145368 | WTR-PMI-LSL-1000 | Switch, Level-Low, Pump 1000 | WTR-PMI-P-1000 | Pump, Centrifugal, Water Transmission (VFD), West Pump Room | Switch,Level-Low | Switch |  | LSL | http://www.toronto.ca/TWONTO#level_switch
145369 | WTR-PMI-LSL-1200 | Switch, Level-Low, Pump 1200 | WTR-PMI-P-1200 | Pump, Centrifugal, Water Transmission (VFD), West Pump Room | Switch,Level-Low | Switch |  | LSL | http://www.toronto.ca/TWONTO#level_switch
145482 | WTR-PMI-PS-0003 | Switch, Pressure, Low/High, Discharge, District 5, | WTR-PMI-TRW | Treated Water (Transmission) | Switch | Switch |  | PS | http://www.toronto.ca/TWONTO#pressure_switch
145483 | WTR-PMI-PSH-0100 | Instrument, Pressure Switch, High, Water Transmission | WTR-PMI-TRW | Treated Water (Transmission) |  | Switch |  | PSH | http://www.toronto.ca/TWONTO#pressure_switch
145484 | WTR-PMI-PSL-0001 | Switch, Pressure-Low, Suction, Pump 0100, | WTR-PMI-TRW | Treated Water (Transmission) | Switch,Pressure-Low | Switch |  | PSL | http://www.toronto.ca/TWONTO#pressure_switch
145485 | WTR-PMI-PSL-0004 | Pressure Switch, Low, Suction Pumps 6 to 8 | WTR-PMI-TRW | Treated Water (Transmission) |  | Switch |  | PSL | http://www.toronto.ca/TWONTO#pressure_switch
145486 | WTR-PMI-PSL-0005 | Pressure Switch, Low, Suction Pumps 10 to 12 | WTR-PMI-TRW | Treated Water (Transmission) |  | Switch |  | PSL | http://www.toronto.ca/TWONTO#pressure_switch
145487 | WTR-PMI-PSL-0006 | Pressure Switch, Low, Discharge to District 6 | WTR-PMI-TRW | Treated Water (Transmission) |  | Switch |  | PSL | http://www.toronto.ca/TWONTO#pressure_switch
145488 | WTR-PMI-PSL-0007 | Pressure Switch, Low, | WTR-PMI-TRW | Treated Water (Transmission) |  | Switch |  | PSL | http://www.toronto.ca/TWONTO#pressure_switch
145506 | WTR-PMI-TS-0001 | Automatic Transfer Switch, Water Transmission | WTR-PMI-ELS | Electrical System | Switch | Switch |  | TS | http://www.toronto.ca/TWONTO#transfer_switch
145507 | WTR-PMI-TS-0001 | Automatic Transfer Switch, Water Transmission | WTR-PMI-MCC-0101 | Control Panel, MCC, Line 1,. | Switch | Switch |  | TS | http://www.toronto.ca/TWONTO#transfer_switch
145508 | WTR-PMI-TS-0002 | Automatic Transfer Switch, Water Transmission | WTR-PMI-ELS | Electrical System |  | Switch |  | TS | http://www.toronto.ca/TWONTO#transfer_switch
145509 | WTR-PMI-TSH-0003 | Switch, Temperature-High, Pumping Room, | WTR-PMI-AUX | Auxiliary Equipment (Building Facilities) | Switch,Temperature-High | Switch |  | TSH | http://www.toronto.ca/TWONTO#temperature_switch
145510 | WTR-PMI-TSH-0004 | Switch, Temperature, High, Water Transmission | WTR-PMI-AUX | Auxiliary Equipment (Building Facilities) | Switch,Temperature-High | Switch |  | TSH | http://www.toronto.ca/TWONTO#temperature_switch
145511 | WTR-PMI-TSH-0006 | Switch, Temperature, High, Water Transmission | WTR-PMI-AUX | Auxiliary Equipment (Building Facilities) | Switch,Temperature-High | Switch |  | TSH | http://www.toronto.ca/TWONTO#temperature_switch
145512 | WTR-PMI-TSL-0002 | Switch, Temperature, Low, Water Transmission | WTR-PMI-AUX | Auxiliary Equipment (Building Facilities) |  | Switch |  | TSL | http://www.toronto.ca/TWONTO#temperature_switch
145513 | WTR-PMI-TSL-0003 | Switch, Temperature-Low, Alarm, Mechanical Room, | WTR-PMI-AUX | Auxiliary Equipment (Building Facilities) | Switch,Temperature-Low | Switch | 33809 | TSL | http://www.toronto.ca/TWONTO#temperature_switch
145514 | WTR-PMI-TSL-0005 | Switch, Temperature, Low, Water Transmission | WTR-PMI-AUX | Auxiliary Equipment (Building Facilities) |  | Switch |  | TSL | http://www.toronto.ca/TWONTO#temperature_switch
145515 | WTR-PMI-TSL-0008 | Switch, Temperature-Low, | WTR-PMI-AUX | Auxiliary Equipment (Building Facilities) | Switch,Temperature-Low | Switch |  | TSL | http://www.toronto.ca/TWONTO#temperature_switch
145593 | WTR-PMI-ZS-0001 | Switch, Position,Door Security | WTR-PMI-AUX | Auxiliary Equipment (Building Facilities) | Switch,Position | Switch |  | ZS | http://www.toronto.ca/TWONTO#position_switch
145594 | WTR-PMI-ZS-0002 | Switch, Position,Door Security | WTR-PMI-AUX | Auxiliary Equipment (Building Facilities) | Switch,Position | Switch |  | ZS | http://www.toronto.ca/TWONTO#position_switch
145595 | WTR-PMI-ZS-0004 | Switch, Position,Door Security | WTR-PMI-AUX | Auxiliary Equipment (Building Facilities) | Switch,Position | Switch |  | ZS | http://www.toronto.ca/TWONTO#position_switch
145596 | WTR-PMI-ZS-0007 | Switch, Position,Door Security | WTR-PMI-AUX | Auxiliary Equipment (Building Facilities) | Switch,Position | Switch |  | ZS | http://www.toronto.ca/TWONTO#position_switch
145597 | WTR-PMI-ZS-0009 | Switch, Position,Door Security | WTR-PMI-AUX | Auxiliary Equipment (Building Facilities) | Switch,Position | Switch |  | ZS | http://www.toronto.ca/TWONTO#position_switch
145598 | WTR-PMI-ZS-0012 | Switch, Position,Door Security | WTR-PMI-AUX | Auxiliary Equipment (Building Facilities) | Switch,Position | Switch |  | ZS | http://www.toronto.ca/TWONTO#position_switch
145599 | WTR-PMI-ZS-0014 | Switch, Position,Door Security | WTR-PMI-AUX | Auxiliary Equipment (Building Facilities) | Switch,Position | Switch |  | ZS | http://www.toronto.ca/TWONTO#position_switch
145600 | WTR-PMI-ZS-0015 | Switch, Position,Door Security | WTR-PMI-AUX | Auxiliary Equipment (Building Facilities) | Switch,Position | Switch |  | ZS | http://www.toronto.ca/TWONTO#position_switch
145601 | WTR-PMI-ZS-0020 | Switch, Position,Door Security | WTR-PMI-AUX | Auxiliary Equipment (Building Facilities) | Switch,Position | Switch |  | ZS | http://www.toronto.ca/TWONTO#position_switch
145602 | WTR-PMI-ZS-0021 | Switch, Position,Door Security | WTR-PMI-AUX | Auxiliary Equipment (Building Facilities) | Switch,Position | Switch |  | ZS | http://www.toronto.ca/TWONTO#position_switch
145603 | WTR-PMI-ZS-0026 | Switch, Position,Door Security | WTR-PMI-AUX | Auxiliary Equipment (Building Facilities) | Switch,Position | Switch |  | ZS | http://www.toronto.ca/TWONTO#position_switch
145604 | WTR-PMI-ZS-0027 | Switch, Position,Door Security | WTR-PMI-AUX | Auxiliary Equipment (Building Facilities) | Switch,Position | Switch |  | ZS | http://www.toronto.ca/TWONTO#position_switch
145605 | WTR-PMI-ZS-0028 | Switch, Position,Door Security | WTR-PMI-AUX | Auxiliary Equipment (Building Facilities) | Switch,Position | Switch |  | ZS | http://www.toronto.ca/TWONTO#position_switch
145606 | WTR-PMI-ZS-0029 | Switch, Position,Door Security | WTR-PMI-AUX | Auxiliary Equipment (Building Facilities) | Switch,Position | Switch |  | ZS | http://www.toronto.ca/TWONTO#position_switch
145607 | WTR-PMI-ZS-0030 | Switch, Position,Door Security | WTR-PMI-AUX | Auxiliary Equipment (Building Facilities) | Switch,Position | Switch |  | ZS | http://www.toronto.ca/TWONTO#position_switch
145608 | WTR-PMI-ZS-0031 | Switch, Position,Door Security | WTR-PMI-AUX | Auxiliary Equipment (Building Facilities) | Switch,Position | Switch |  | ZS | http://www.toronto.ca/TWONTO#position_switch
145737 | WTR-PPD-PSL-0001 | Switch, Pressure-Low, Suction from Harris Tunnel | WTR-PPD-TRW | Treated Water (Transmission) | Switch,Pressure-Low | Switch |  | PSL | http://www.toronto.ca/TWONTO#pressure_switch
145738 | WTR-PPD-PSL-0002 | Switch, Pressure-Low, Line to District 1 | WTR-PPD-TRW | Treated Water (Transmission) | Switch,Pressure-Low | Switch |  | PSL | http://www.toronto.ca/TWONTO#pressure_switch
145750 | WTR-PPD-TSH-0001 | Switch, Temperature-High, Building Alarm | WTR-PPD-AUX | Auxiliary Equipment (Building Facilities) | Switch,Temperature-High | Switch |  | TSH | http://www.toronto.ca/TWONTO#temperature_switch
145751 | WTR-PPD-TSH-0002 | Switch, Temperature-High, Building | WTR-PPD-AUX | Auxiliary Equipment (Building Facilities) | Switch,Temperature-High | Switch |  | TSH | http://www.toronto.ca/TWONTO#temperature_switch
145768 | WTR-PPD-ZS-0004 | Position Switch, open/close | WTR-PPD-AUX | Auxiliary Equipment (Building Facilities) | Switch,Position | Switch |  | ZS | http://www.toronto.ca/TWONTO#position_switch
145828 | WTR-PRH-FSH-0001 | Switch, Flow High, Eywash Unit | WTR-PRH-AUX | Auxiliary Equipment (Building Facilities) | Switch,Flow-High | Switch |  | FSH | http://www.toronto.ca/TWONTO#flow_switch
145829 | WTR-PRH-FSH-0002 | Switch, Flow, High, Sprinkler System | WTR-PRH-AUX | Auxiliary Equipment (Building Facilities) | Switch,Flow-High | Switch |  | FSH | http://www.toronto.ca/TWONTO#flow_switch
145857 | WTR-PRH-LSH-0001 | Switch, Level-High, Building Flood Alarm | WTR-PRH-AUX | Auxiliary Equipment (Building Facilities) | Switch,Level-High | Switch |  | LSH | http://www.toronto.ca/TWONTO#level_switch
145858 | WTR-PRH-LSH-0005 | Switch, Level High, Generator 1200 Containment, Generator Room | WTR-PRH-GEN-1200 | Generator, Diesel, Generator Room | Switch,Level-High | Switch |  | LSH | http://www.toronto.ca/TWONTO#level_switch
145859 | WTR-PRH-LSH-0006 | Switch, Level High, Containment, Fuel Vault Room | WTR-PRH-AUX | Auxiliary Equipment (Building Facilities) | Switch,Level-High | Switch |  | LSH | http://www.toronto.ca/TWONTO#level_switch
145860 | WTR-PRH-LSH-1010 | Switch, Level High, Diesel Fuel Storage Tank | WTR-PRH-AUX | Auxiliary Equipment (Building Facilities) | Switch,Level-High | Switch |  | LSH | http://www.toronto.ca/TWONTO#level_switch
145861 | WTR-PRH-LSH-1020 | Switch, Level High, Diesel Fuel Storage Tank | WTR-PRH-AUX | Auxiliary Equipment (Building Facilities) | Switch,Level-High | Switch |  | LSH | http://www.toronto.ca/TWONTO#level_switch
145862 | WTR-PRH-LSH-1100 | Switch, Level High, Fuel Day Tank | WTR-PRH-AUX | Auxiliary Equipment (Building Facilities) | Switch,Level-High | Switch |  | LSH | http://www.toronto.ca/TWONTO#level_switch
145863 | WTR-PRH-LSH-1200 | Switch, Level High, Fuel Day Tank | WTR-PRH-AUX | Auxiliary Equipment (Building Facilities) | Switch,Level-High | Switch |  | LSH | http://www.toronto.ca/TWONTO#level_switch
145864 | WTR-PRH-LSHH-1010 | Switch, Level, High High, Diesel Fuel Storage Tank | WTR-PRH-AUX | Auxiliary Equipment (Building Facilities) | Switch,Level-High-High | Switch |  | LSHH | http://www.toronto.ca/TWONTO#level_switch
145865 | WTR-PRH-LSHH-1020 | Switch, Level, High High, Diesel Fuel Storage Tank | WTR-PRH-AUX | Auxiliary Equipment (Building Facilities) | Switch,Level-High-High | Switch |  | LSHH | http://www.toronto.ca/TWONTO#level_switch
145866 | WTR-PRH-LSHH-1100 | Switch, Level, High High, Fuel Day Tank | WTR-PRH-AUX | Auxiliary Equipment (Building Facilities) | Switch,Level-High-High | Switch |  | LSHH | http://www.toronto.ca/TWONTO#level_switch
145867 | WTR-PRH-LSHH-1200 | Switch, Level, High High, Fuel Day Tank | WTR-PRH-AUX | Auxiliary Equipment (Building Facilities) | Switch,Level-High-High | Switch |  | LSHH | http://www.toronto.ca/TWONTO#level_switch
145868 | WTR-PRH-LSL-1100 | Switch, Level Low, Fuel Day Tank | WTR-PRH-AUX | Auxiliary Equipment (Building Facilities) | Switch,Level-Low | Switch |  | LSL | http://www.toronto.ca/TWONTO#level_switch
145869 | WTR-PRH-LSL-1101 | Switch, Level Low, Radiator JW Expansion Tank | WTR-PRH-AUX | Auxiliary Equipment (Building Facilities) | Switch,Level-Low | Switch |  | LSL | http://www.toronto.ca/TWONTO#level_switch
145870 | WTR-PRH-LSL-1200 | Switch, Level Low, Fuel Day Tank | WTR-PRH-AUX | Auxiliary Equipment (Building Facilities) | Switch,Level-Low | Switch |  | LSL | http://www.toronto.ca/TWONTO#level_switch
145871 | WTR-PRH-LSLL-1200 | Switch, Level Low Low, Fuel Day Tank | WTR-PRH-AUX | Auxiliary Equipment (Building Facilities) | Switch,Level-Low-Low | Switch |  | LSLL | http://www.toronto.ca/TWONTO#level_switch
145915 | WTR-PRH-PSH-1020 | Switch, Vacuum, Diesel Fuel Storage Tank | WTR-PRH-T-1100 | Tank, Bulk Fuel Storage, Generator Room | Vacuum | Switch |  | PSH | http://www.toronto.ca/TWONTO#pressure_switch
145916 | WTR-PRH-PSH-1100 | Switch, Vacuum, Fuel Day Tank | WTR-PRH-T-1100 | Tank, Bulk Fuel Storage, Generator Room | Vacuum | Switch |  | PSH | http://www.toronto.ca/TWONTO#pressure_switch
145917 | WTR-PRH-PSH-1200 | Switch, Vacuum, Fuel Day Tank | WTR-PRH-T-1200 | Tank, Bulk Fuel Storage, Generator Room | Vacuum | Switch |  | PSH | http://www.toronto.ca/TWONTO#pressure_switch
145918 | WTR-PRH-PSL-0001 | Switch, Pressure-Low, Line from Rosehill Reservoir and District 1 | WTR-PRH-TRW | Treated Water (Transmission) | Switch,Pressure-Low | Switch |  | PSL | http://www.toronto.ca/TWONTO#pressure_switch
145919 | WTR-PRH-PSL-0002 | Switch, Pressure-Low, Line to District 4 | WTR-PRH-TRW | Treated Water (Transmission) | Switch,Pressure-Low | Switch |  | PSL | http://www.toronto.ca/TWONTO#pressure_switch
145920 | WTR-PRH-PSL-0003 | Switch, Pressure Low, Basement, Transfer Pump P-0001/P-0002 Common Pipe | WTR-PRH-ELS | Electrical System | Switch,Pressure-Low | Switch |  | PSL | http://www.toronto.ca/TWONTO#pressure_switch
145929 | WTR-PRH-SW-0101 | Switch, Load Break, Incoming Line 1 (Primary) | WTR-PRH-TR-0101 | Transformer, Power, Line 1, 13.2 kV/4.16 kV | Load Break Switch | Switch |  | SW | http://www.toronto.ca/TWONTO#load_break_disconnect_switch
145930 | WTR-PRH-SW-0103 | Switch, Load Breaker, 5KV, Outdoor Load Bank Connection | WTR-PRH-LB-0102 | Load Breaker, 4160V, Secondary, Switchgear Electrical Room | Load Break Switch | Switch |  | SW | http://www.toronto.ca/TWONTO#load_break_disconnect_switch
145931 | WTR-PRH-SW-0201 | Switch, Load Break, Incoming Line 2 (Primary) | WTR-PRH-TR-0201 | Transformer, Power, Line 2, 13.2 kV/4.16 kV | Load Break Switch | Switch |  | SW | http://www.toronto.ca/TWONTO#load_break_disconnect_switch
145947 | WTR-PRH-TSH-0001 | Switch, Temperature-High, Building Alarm | WTR-PRH-AUX | Auxiliary Equipment (Building Facilities) | Switch,Temperature-High | Switch |  | TSH | http://www.toronto.ca/TWONTO#temperature_switch
145948 | WTR-PRH-TSL-0001 | Switch, Temperature-Low, Building | WTR-PRH-AUX | Auxiliary Equipment (Building Facilities) | Switch,Temperature-Low | Switch |  | TSL | http://www.toronto.ca/TWONTO#temperature_switch
145949 | WTR-PRH-TSL-0004 | Switch, Temperature, Low, TSL-0004, Switchgear Room | WTR-PRH-RPU-0002 | Remote Processing Unit, Control Panel, Switchgear Room | Switch,Temperature-Low | Switch |  | TSL | http://www.toronto.ca/TWONTO#temperature_switch
145968 | WTR-PRH-ZS-0001 | Switch, Position,Door Security | WTR-PRH-AUX | Auxiliary Equipment (Building Facilities) | Switch,Position | Switch |  | ZS | http://www.toronto.ca/TWONTO#position_switch
145969 | WTR-PRH-ZS-0004 | Switch, Position,Door Security | WTR-PRH-AUX | Auxiliary Equipment (Building Facilities) | Switch,Position | Switch |  | ZS | http://www.toronto.ca/TWONTO#position_switch
146034 | WTR-PRV-LSH-0001 | Switch, Level-High, Flood | WTR-PRV-AUX | Auxiliary Equipment (Building Facilities) | Switch,Level-High | Switch |  | LSH | http://www.toronto.ca/TWONTO#level_switch
146035 | WTR-PRV-LSL-0200 | Switch,Level-Low,Pump 0200 | WTR-PRV-P-0200 | Pump,Centrifugal | Switch,Level-Low | Switch |  | LSL | http://www.toronto.ca/TWONTO#level_switch
146036 | WTR-PRV-LSL-0300 | Switch,Level-Low,Pump 0300 | WTR-PRV-P-0300 | Pump,Centrifugal | Switch,Level-Low | Switch |  | LSL | http://www.toronto.ca/TWONTO#level_switch
146037 | WTR-PRV-LSL-0500 | Switch,Level-Low,Pump 0500 | WTR-PRV-P-0500 | Pump,Centrifugal | Switch,Level-Low | Switch |  | LSL | http://www.toronto.ca/TWONTO#level_switch
146038 | WTR-PRV-LSL-0600 | Switch,Level-Low,Pump 0600 | WTR-PRV-P-0600 | Pump,Centrifugal | Switch,Level-Low | Switch |  | LSL | http://www.toronto.ca/TWONTO#level_switch
146084 | WTR-PRV-TSL-0001 | Switch,Temperature-Low,Building | WTR-PRV-AUX | Auxiliary Equipment (Building Facilities) | Switch,Temperature-Low | Switch |  | TSL | http://www.toronto.ca/TWONTO#temperature_switch
146118 | WTR-PRV-ZS-0002 | Switch, Position,Door Security | WTR-PRV-AUX | Auxiliary Equipment (Building Facilities) | Switch,Position | Switch |  | ZS | http://www.toronto.ca/TWONTO#position_switch
146119 | WTR-PRV-ZS-0003 | Switch, Position,Door Security | WTR-PRV-AUX | Auxiliary Equipment (Building Facilities) | Switch,Position | Switch |  | ZS | http://www.toronto.ca/TWONTO#position_switch
146120 | WTR-PRV-ZS-0004 | Switch, Position,Door Security | WTR-PRV-AUX | Auxiliary Equipment (Building Facilities) | Switch,Position | Switch |  | ZS | http://www.toronto.ca/TWONTO#position_switch
146177 | WTR-PSA-LSH-0001 | Switch, Level-High, Flood Alarm, Building | WTR-PSA-AUX | Auxiliary Equipment (Building Facilities) | Switch,Level-High | Switch |  | LSH | http://www.toronto.ca/TWONTO#level_switch
146178 | WTR-PSA-LSL-0701 | Switch, Level-Low, Pump 0701 | WTR-PSA-P-0701 | Pump, Sump | Switch,Level-Low | Switch |  | LSL | http://www.toronto.ca/TWONTO#level_switch
146203 | WTR-PSA-PS-0002 | Switch, Pressure-High/Pressure-Low, Line to District 3 | WTR-PSA-TRW | Treated Water (Transmission) | Switch | Switch |  | PS | http://www.toronto.ca/TWONTO#pressure_switch
146204 | WTR-PSA-PSL-0001 | Switch, Pressure-Low, Suction Header | WTR-PSA-TRW | Treated Water (Transmission) | Switch,Pressure-Low | Switch |  | PSL | http://www.toronto.ca/TWONTO#pressure_switch
146207 | WTR-PSA-SW-0201 | Switch, Incoming Primary Line 2 | WTR-PSA-TR-0201 | Transformer, Power, Line 2, 27.6 kV/4.16 kV | Switch | Switch |  | SW | http://www.toronto.ca/TWONTO#disconnect_switch
146214 | WTR-PSA-TS-0903 | Switch | WTR-PSA-ELS | Electrical System | Switch | Switch |  | TS | ?
146215 | WTR-PSA-TSH-0001 | Switch, Temperature-High, Building Alarm | WTR-PSA-AUX | Auxiliary Equipment (Building Facilities) | Switch,Temperature-High | Switch |  | TSH | http://www.toronto.ca/TWONTO#temperature_switch
146216 | WTR-PSA-TSH-0002 | Switch, Temperature-High, Building | WTR-PSA-AUX | Auxiliary Equipment (Building Facilities) | Switch,Temperature-High | Switch |  | TSH | http://www.toronto.ca/TWONTO#temperature_switch
146217 | WTR-PSA-TSHH-0801 | Switch, Temperature-High-High, Discharge, AHU 0801 | WTR-PSA-AHU-0801 | Air Handling Unit | Switch,Temperature-High | Switch |  | TSHH | http://www.toronto.ca/TWONTO#temperature_switch
146218 | WTR-PSA-TSHH-0901 | Switch, Temperature-High | WTR-PSA-AUX | Auxiliary Equipment (Building Facilities) | Switch,Temperature-High | Switch |  | TSHH | http://www.toronto.ca/TWONTO#temperature_switch
146219 | WTR-PSA-TSL-0001 | Switch, Temperature-Low, Building | WTR-PSA-AUX | Auxiliary Equipment (Building Facilities) | Switch,Temperature-Low | Switch |  | TSL | http://www.toronto.ca/TWONTO#temperature_switch
146220 | WTR-PSA-TSL-0902 | Switch, Temperature-Low | WTR-PSA-AUX | Auxiliary Equipment (Building Facilities) | Switch,Temperature-Low | Switch |  | TSL | http://www.toronto.ca/TWONTO#temperature_switch
146246 | WTR-PSA-ZS-0002 | Position Switch, open/close | WTR-PSA-AUX | Auxiliary Equipment (Building Facilities) | Switch,Position | Switch |  | ZS | http://www.toronto.ca/TWONTO#position_switch
146247 | WTR-PSA-ZS-0003 | Position Switch, open/close | WTR-PSA-AUX | Auxiliary Equipment (Building Facilities) | Switch,Position | Switch |  | ZS | http://www.toronto.ca/TWONTO#position_switch
146248 | WTR-PSA-ZS-0004 | Position Switch, open/close | WTR-PSA-AUX | Auxiliary Equipment (Building Facilities) | Switch,Position | Switch |  | ZS | http://www.toronto.ca/TWONTO#position_switch
146329 | WTR-PSC-FS-0502 | Switch, Flow, Vacuum Water | WTR-PSC-C-0001 | Vacuum, Pump System, Vacuum Pump | Switch,Pressure | Switch |  | FS | http://www.toronto.ca/TWONTO#flow_switch
146359 | WTR-PSC-LSH-0001 | Switch, Level-High, Flood | WTR-PSC-AUX | Auxiliary Equipment (Building Facilities) | Switch,Level-High | Switch |  | LSH | http://www.toronto.ca/TWONTO#level_switch
146360 | WTR-PSC-LSL-1400 | Switch, Level-Low, Pump 1400 to Vacuum Air System | WTR-PSC-P-1400 | Pump, Centrifugal, District 3E | Switch,Level-Low | Switch |  | LSL | http://www.toronto.ca/TWONTO#level_switch
146361 | WTR-PSC-LSL-1700 | Switch, Level-Low, Pumps 1700A & 1700B to Vacuum Air System | WTR-PSC-P-1700 | Pump, Centrifugal, District 4 | Switch,Level-Low | Switch |  | LSL | http://www.toronto.ca/TWONTO#level_switch
146362 | WTR-PSC-LSL-2000 | Switch,Level-Low,Pump 2000 to Vacuum Air System | WTR-PSC-P-2000 | Pump, Centrifugal, District 4 | Switch,Level-Low | Switch |  | LSL | http://www.toronto.ca/TWONTO#level_switch
146402 | WTR-PSC-PSH-0001 | Switch, Pressure-High, Water to District 3E | WTR-PSC-TRW | Treated Water (Transmission) | Switch,Pressure-High | Switch |  | PSH | http://www.toronto.ca/TWONTO#pressure_switch
146403 | WTR-PSC-PSL-0001 | Switch, Pressure-Low, Water to District 3E | WTR-PSC-TRW | Treated Water (Transmission) | Switch,Pressure-Low | Switch |  | PSL | http://www.toronto.ca/TWONTO#pressure_switch
146405 | WTR-PSC-SW-0003 | Switch, Splitter | WTR-PSC-MCC-0201 | Motor Control Center, Bus 0201 | Switch | Switch |  | SW | http://www.toronto.ca/TWONTO#disconnect_switch
146421 | WTR-PSC-TSH-0001 | Switch, Temperature-High, Building Alarm | WTR-PSC-AUX | Auxiliary Equipment (Building Facilities) | Switch,Temperature-High | Switch |  | TSH | http://www.toronto.ca/TWONTO#temperature_switch
146422 | WTR-PSC-TSH-0002 | Switch, Temperature-High, Building | WTR-PSC-AUX | Auxiliary Equipment (Building Facilities) | Switch,Temperature-High | Switch |  | TSH | http://www.toronto.ca/TWONTO#temperature_switch
146423 | WTR-PSC-TSL-0001 | Switch, Temperature-Low, Building | WTR-PSC-AUX | Auxiliary Equipment (Building Facilities) | Switch,Temperature-Low | Switch |  | TSL | http://www.toronto.ca/TWONTO#temperature_switch
146465 | WTR-PSC-ZS-0001 | Switch, Position,Door Security | WTR-PSC-AUX | Auxiliary Equipment (Building Facilities) | Switch,Position | Switch |  | ZS | http://www.toronto.ca/TWONTO#position_switch
146466 | WTR-PSC-ZS-0002 | Switch, Position,Door Security | WTR-PSC-AUX | Auxiliary Equipment (Building Facilities) | Switch,Position | Switch |  | ZS | http://www.toronto.ca/TWONTO#position_switch
146488 | WTR-PTH-FSL-0401 | Switch, Flow-Low, AHU 0401 | WTR-PTH-AHU-0401 | Air Handling Unit | Switch,Flow-Low | Switch |  | FSL | http://www.toronto.ca/TWONTO#flow_switch
146503 | WTR-PTH-LSH-0001 | Switch, Level-High, Flood | WTR-PTH-AUX | Auxiliary Equipment (Building Facilities) | Switch,Level-High | Switch |  | LSH | http://www.toronto.ca/TWONTO#level_switch
146504 | WTR-PTH-LSH-0002 | Switch, Level High, Flood Alarm | WTR-PTH-TRW | Treated Water (Transmission) | Transmitter,Pressure | Switch |  | LSH | http://www.toronto.ca/TWONTO#level_switch
146505 | WTR-PTH-LSH-0501 | Switch, Level-High, Sump | WTR-PTH-AUX | Auxiliary Equipment (Building Facilities) | Switch,Level-High | Switch |  | LSH | http://www.toronto.ca/TWONTO#level_switch
146506 | WTR-PTH-LSH-0502 | Switch, Level-High, Sump | WTR-PTH-AUX | Auxiliary Equipment (Building Facilities) | Switch,Level-High | Switch |  | LSH | http://www.toronto.ca/TWONTO#level_switch
146522 | WTR-PTH-TS-0001 | Switch, Temperature Control | WTR-PTH-AUX | Auxiliary Equipment (Building Facilities) | Switch | Switch |  | TS | http://www.toronto.ca/TWONTO#temperature_switch
146523 | WTR-PTH-TSH-0001 | Switch, Temperature-High, Building Alarm | WTR-PTH-AUX | Auxiliary Equipment (Building Facilities) | Switch,Temperature-High | Switch |  | TSH | http://www.toronto.ca/TWONTO#temperature_switch
146524 | WTR-PTH-TSH-0002 | Switch, Temperature-High, Building Temperature | WTR-PTH-AUX | Auxiliary Equipment (Building Facilities) | Switch,Temperature-High | Switch |  | TSH | http://www.toronto.ca/TWONTO#temperature_switch
146525 | WTR-PTH-TSL-0001 | Switch, Temperature-Low, Building Temperature | WTR-PTH-AUX | Auxiliary Equipment (Building Facilities) | Switch,Temperature-Low | Switch |  | TSL | http://www.toronto.ca/TWONTO#temperature_switch
146526 | WTR-PTH-TSL-0401 | Switch, Temperature-Low, AHU 0401 | WTR-PTH-AHU-0401 | Air Handling Unit | Switch,Temperature-Low | Switch |  | TSL | http://www.toronto.ca/TWONTO#temperature_switch
146539 | WTR-PTH-ZS-0001 | Switch, Position,Door Security | WTR-PTH-AUX | Auxiliary Equipment (Building Facilities) | Switch,Position | Switch |  | ZS | http://www.toronto.ca/TWONTO#position_switch
146540 | WTR-PTH-ZS-0003 | Switch, Position,Door Security | WTR-PTH-AUX | Auxiliary Equipment (Building Facilities) | Switch,Position | Switch |  | ZS | http://www.toronto.ca/TWONTO#position_switch
146593 | WTR-PWT-LS-1100 | Switch, Level, High/Low, Generator Compartment | WTR-PWT-GEN-1100 | Generator, Diesel, Standby Power, Outdoor, West Tor PS | Switch,Level-Low | Switch |  | LS | http://www.toronto.ca/TWONTO#level_switch
146594 | WTR-PWT-LSH-0001 | Switch, Level-High, Building Flood Alarm | WTR-PWT-AUX | Auxiliary Equipment (Building Facilities) | Switch,Level-High | Switch |  | LSH | http://www.toronto.ca/TWONTO#level_switch
146595 | WTR-PWT-LSH-1010 | Switch, Level, High, Fuel Bulk Storage Tank | WTR-PWT-T-1010 | Tank, Fuel, Bulk Storage, Pumping Station, Outdoor Generator Enclosure | Switch,Level-High | Switch |  | LSH | http://www.toronto.ca/TWONTO#level_switch
146596 | WTR-PWT-LSH-1100 | Switch, Level, High, Fuel Day Tank | WTR-PWT-GEN-1100 | Generator, Diesel, Standby Power, Outdoor, West Tor PS | Switch,Level-High | Switch |  | LSH | http://www.toronto.ca/TWONTO#level_switch
146622 | WTR-PWT-PSL-0001 | Switch, Pressure-Low, Main 98 from District 2 | WTR-PWT-TRW | Treated Water (Transmission) | Switch,Pressure-Low | Switch |  | PSL | http://www.toronto.ca/TWONTO#pressure_switch
146623 | WTR-PWT-PSL-1010 | Switch, Pressure, Low, Fuel Bulk Storage Tank | WTR-PWT-T-1010 | Tank, Fuel, Bulk Storage, Pumping Station, Outdoor Generator Enclosure | Switch,Level-Low | Switch |  | PSL | http://www.toronto.ca/TWONTO#pressure_switch
146624 | WTR-PWT-PSL-1100 | Switch, Pressure, Low, Fuel Day Tank | WTR-PWT-T-1100 | Tank, Fuel , Day Tank, Pumping Station, Base Outdoor Generator Enclosure | Switch,Level-Low | Switch |  | PSL | http://www.toronto.ca/TWONTO#pressure_switch
146629 | WTR-PWT-SW-1100 | Switch, 2400V, Load Bank, Electrical Room | WTR-PWT-GEN-1100 | Generator, Diesel, Standby Power, Outdoor, West Tor PS | Switchgear,Indoor | Switch |  | SW | http://www.toronto.ca/TWONTO#disconnect_switch
146638 | WTR-PWT-TSL-0001 | Switch, Temperature-Low, Building | WTR-PWT-AUX | Auxiliary Equipment (Building Facilities) | Switch,Temperature-Low | Switch |  | TSL | http://www.toronto.ca/TWONTO#temperature_switch
146658 | WTR-PWT-ZS-0002 | Position Switch, open/close | WTR-PWT-AUX | Auxiliary Equipment (Building Facilities) | Switch,Position | Switch |  | ZS | http://www.toronto.ca/TWONTO#position_switch
146673 | WTR-RBV-LSH-0001 | Switch, Level-High, Flood Alarm, Building | WTR-RBV-AUX | Auxiliary Equipment (Building Facilities) | Switch,Level-High | Switch |  | LSH | http://www.toronto.ca/TWONTO#level_switch
146674 | WTR-RBV-LSH-0401 | Switch, Level-High, Pump 0400 | WTR-RBV-AUX | Auxiliary Equipment (Building Facilities) | Switch,Level-High | Switch |  | LSH | http://www.toronto.ca/TWONTO#level_switch
146686 | WTR-RBV-TSL-0001 | Switch, Temperature-Low, Building | WTR-RBV-AUX | Auxiliary Equipment (Building Facilities) | Switch,Temperature-Low | Switch |  | TSL | http://www.toronto.ca/TWONTO#temperature_switch
146734 | WTR-RDF-LSH-0001 | Switch, Level-High, (Building Flood Alarm) | WTR-RDF-AUX | Auxiliary Equipment (Building Facilities) | Switch,Level-High | Switch |  | LSH | http://www.toronto.ca/TWONTO#level_switch
146735 | WTR-RDF-LSH-0002 | Switch, Level-High, Sump Pumps | WTR-RDF-AUX | Auxiliary Equipment (Building Facilities) | Switch,Level-High | Switch |  | LSH | http://www.toronto.ca/TWONTO#level_switch
146736 | WTR-RDF-LSH-0101 | Switch, Level-High, Tank 0100 | WTR-RDF-T-0100 | Tank, Reservoir, (West Basin) | Switch,Level-High | Switch |  | LSH | http://www.toronto.ca/TWONTO#level_switch
146737 | WTR-RDF-LSH-0201 | Switch, Level-High, Tank 0200 | WTR-RDF-T-0200 | Tank, Reservoir, (East Basin) | Switch,Level-High | Switch |  | LSH | http://www.toronto.ca/TWONTO#level_switch
146738 | WTR-RDF-LSH-0301 | Switch, Level-High, Tank 0300 | WTR-RDF-T-0300 | Tank, Reservoir | Switch,Level-High | Switch |  | LSH | http://www.toronto.ca/TWONTO#level_switch
146739 | WTR-RDF-LSHH-0002 | Switch, Level-High-High, Sump Pumps | WTR-RDF-AUX | Auxiliary Equipment (Building Facilities) | Switch,Level-High-High | Switch |  | LSHH | http://www.toronto.ca/TWONTO#level_switch
146740 | WTR-RDF-LSL-0002 | Switch, Level-Low, Sump Pumps | WTR-RDF-AUX | Auxiliary Equipment (Building Facilities) | Switch,Level-Low | Switch |  | LSL | http://www.toronto.ca/TWONTO#level_switch
146776 | WTR-RDF-STR-0501 | Strainer, Water Line to Local Sink and Toilet | WTR-RDF-P-0501 | Pump, Centrifugal, Service Water, South Valve House | Strainer | Switch |  | STR | http://www.toronto.ca/TWONTO#strainer
146778 | WTR-RDF-SW-0002 | Switch, Power to Transformer 0001 | WTR-RDF-ELS | Electrical System | Switch | Switch |  | SW | http://www.toronto.ca/TWONTO#disconnect_switch
146784 | WTR-RDF-TSH-0401 | Switch, Temperature-High, Pump 0401 | WTR-RDF-P-0401 | Pump, Centrifugal, Water to Sprinkler System, South Valve House | Switch,Temperature-High | Switch |  | TSH | http://www.toronto.ca/TWONTO#temperature_switch
146785 | WTR-RDF-TSL-0001 | Switch, Temperature-Low, (Building) | WTR-RDF-AUX | Auxiliary Equipment (Building Facilities) | Switch,Temperature-Low | Switch |  | TSL | http://www.toronto.ca/TWONTO#temperature_switch
146811 | WTR-RDF-ZS-0001 | Switch, Position,Door Security | WTR-RDF-AUX | Auxiliary Equipment (Building Facilities) | Switch,Position | Switch |  | ZS | http://www.toronto.ca/TWONTO#position_switch
146812 | WTR-RDF-ZS-0003 | Switch, Position,Door Security | WTR-RDF-AUX | Auxiliary Equipment (Building Facilities) | Switch,Position | Switch |  | ZS | http://www.toronto.ca/TWONTO#position_switch
146813 | WTR-RDF-ZS-0004 | Switch, Latch Sensor, Door Security, South Access House | WTR-RDF-AUX | Auxiliary Equipment (Building Facilities) | Switch,Position | Switch |  | ZS | http://www.toronto.ca/TWONTO#position_switch
146814 | WTR-RDF-ZS-0101 | Switch, Position,Door Security | WTR-RDF-AUX | Auxiliary Equipment (Building Facilities) | Switch,Position | Switch |  | ZS | http://www.toronto.ca/TWONTO#position_switch
146815 | WTR-RDF-ZS-0301 | Switch, Position,Door Security | WTR-RDF-AUX | Auxiliary Equipment (Building Facilities) | Switch,Position | Switch |  | ZS | http://www.toronto.ca/TWONTO#position_switch
146816 | WTR-RDF-ZS-0303 | Switch, Position,Door Security | WTR-RDF-AUX | Auxiliary Equipment (Building Facilities) | Switch,Position | Switch |  | ZS | http://www.toronto.ca/TWONTO#position_switch
146817 | WTR-RDF-ZS-0306 | Switch, Position,Door Security | WTR-RDF-AUX | Auxiliary Equipment (Building Facilities) | Switch,Position | Switch |  | ZS | http://www.toronto.ca/TWONTO#position_switch
146818 | WTR-RDF-ZS-0401 | Switch, Position,Door Security | WTR-RDF-AUX | Auxiliary Equipment (Building Facilities) | Switch,Position | Switch |  | ZS | http://www.toronto.ca/TWONTO#position_switch
146819 | WTR-RDF-ZS-0403 | Switch, Position,Door Security | WTR-RDF-AUX | Auxiliary Equipment (Building Facilities) | Switch,Position | Switch |  | ZS | http://www.toronto.ca/TWONTO#position_switch
146820 | WTR-RDF-ZS-0408 | Switch, Position,Door Security | WTR-RDF-AUX | Auxiliary Equipment (Building Facilities) | Switch,Position | Switch |  | ZS | http://www.toronto.ca/TWONTO#position_switch
146821 | WTR-RDF-ZS-0409 | Switch, Position,Door Security | WTR-RDF-AUX | Auxiliary Equipment (Building Facilities) | Switch,Position | Switch |  | ZS | http://www.toronto.ca/TWONTO#position_switch
146823 | WTR-REB-LSH-0001 | Switch, Level-High, Overflow Alarm | WTR-REB-TRW | Treated Water (Transmission) | Switch,Level-High | Switch | 35843 | LSH | http://www.toronto.ca/TWONTO#level_switch
146841 | WTR-REG-LSH-0001 | Switch, Level-High, (Flood Alarm) | WTR-REG-AUX | Auxiliary Equipment (Building Facilities) | Switch,Level-High | Switch |  | LSH | http://www.toronto.ca/TWONTO#level_switch
146849 | WTR-REG-TSL-0001 | Switch, Temperature-Low, Building | WTR-REG-AUX | Auxiliary Equipment (Building Facilities) | Switch,Temperature-Low | Switch |  | TSL | http://www.toronto.ca/TWONTO#temperature_switch
146857 | WTR-REG-ZS-0001 | Switch, Position,Door Security | WTR-REG-AUX | Auxiliary Equipment (Building Facilities) | Switch,Position | Switch |  | ZS | http://www.toronto.ca/TWONTO#position_switch
146858 | WTR-REG-ZS-0002 | Switch, Position,Door Security | WTR-REG-AUX | Auxiliary Equipment (Building Facilities) | Switch,Position | Switch |  | ZS | http://www.toronto.ca/TWONTO#position_switch
146859 | WTR-REG-ZS-0004 | Switch, Position,Door Security | WTR-REG-AUX | Auxiliary Equipment (Building Facilities) | Switch,Position | Switch |  | ZS | http://www.toronto.ca/TWONTO#position_switch
146866 | WTR-REL-LSH-0001 | Switch, Level-High, Building Flood | WTR-REL-AUX | Auxiliary Equipment (Building Facilities) | Switch,Level-High | Switch |  | LSH | http://www.toronto.ca/TWONTO#level_switch
146867 | WTR-REL-LSH-0201 | Switch, Level-High, Tank 0200 | WTR-REL-T-0200 | Tank, South-West Basin (Cell 2) | Switch,Level-High | Switch |  | LSH | http://www.toronto.ca/TWONTO#level_switch
146868 | WTR-REL-LSHH-0401 | Switch, Level-High-High, Pump 0402 | WTR-REL-P-0402 | Pump, Sump, Centrifugal | Switch,Level-High-High | Switch |  | LSHH | http://www.toronto.ca/TWONTO#level_switch
146869 | WTR-REL-LSHH-0402 | Switch, Level-High-High, Pump 0401 | WTR-REL-P-0401 | Pump, Sump, Centrifugal | Switch,Level-High-High | Switch |  | LSHH | http://www.toronto.ca/TWONTO#level_switch
146897 | WTR-RKL-LSH-0101 | Switch, Level-High, Tank 0100 | WTR-RKL-T-0100 | Tank, (South-West Basin) | Switch,Level-High | Switch |  | LSH | http://www.toronto.ca/TWONTO#level_switch
146898 | WTR-RKL-LSH-0201 | Switch, Level-High, Tank 0200 | WTR-RKL-T-0200 | Tank, (North-West Basin) | Switch,Level-High | Switch |  | LSH | http://www.toronto.ca/TWONTO#level_switch
146902 | WTR-RKL-SW-0001 | Switch, Disconnect, LightingTransformer,Sports Field Lighting | WTR-RKL-TR-0002 | Transformer, Lighting, Sports Field Lighting | Switch | Switch |  | SW | http://www.toronto.ca/TWONTO#disconnect_switch
146903 | WTR-RKL-SW-0002 | Switch, Disconnect, LightingTransformer,Sports Field Lighting | WTR-RKL-TR-0002 | Transformer, Lighting, Sports Field Lighting | Switch | Switch |  | SW | http://www.toronto.ca/TWONTO#disconnect_switch
146908 | WTR-RKL-TSL-0001 | Switch, Temperature-Low, Building | WTR-RKL-AUX | Auxiliary Equipment (Building Facilities) | Switch,Temperature-Low | Switch |  | TSL | http://www.toronto.ca/TWONTO#temperature_switch
146932 | WTR-RKL-ZS-0001 | Switch, Position,Door Security | WTR-RKL-AUX | Auxiliary Equipment (Building Facilities) | Switch,Position | Switch |  | ZS | http://www.toronto.ca/TWONTO#position_switch
146933 | WTR-RKL-ZS-0002 | Switch, Position,Door Security | WTR-RKL-AUX | Auxiliary Equipment (Building Facilities) | Switch,Position | Switch |  | ZS | http://www.toronto.ca/TWONTO#position_switch
146934 | WTR-RKL-ZS-0003 | Switch, Position,Door Security | WTR-RKL-AUX | Auxiliary Equipment (Building Facilities) | Switch,Position | Switch |  | ZS | http://www.toronto.ca/TWONTO#position_switch
146944 | WTR-RLL-LSH-0003 | Switch, Level-High, P-0001 | WTR-RLL-P-0001 | Pump, Submersible, Sump | Switch,Level-High | Switch |  | LSH | http://www.toronto.ca/TWONTO#level_switch
146965 | WTR-RLW-LSH-0001 | Switch, Level-High, (Flood Alarm) | WTR-RLW-AUX | Auxiliary Equipment (Building Facilities) | Switch,Level-High | Switch |  | LSH | http://www.toronto.ca/TWONTO#level_switch
146966 | WTR-RLW-LSH-0101 | Switch, Level-High, Tank 0100 | WTR-RLW-T-0100 | Tank, Reservoir, (South-West Basin) | Switch,Level-High | Switch |  | LSH | http://www.toronto.ca/TWONTO#level_switch
146967 | WTR-RLW-LSH-0201 | Switch, Level-High, Tank 0200 | WTR-RLW-T-0200 | Tank, Reservoir, (South-East Basin) | Switch,Level-High | Switch |  | LSH | http://www.toronto.ca/TWONTO#level_switch
146976 | WTR-RLW-TSL-0001 | Switch, Temperature-Low, Building | WTR-RLW-AUX | Auxiliary Equipment (Building Facilities) | Switch,Temperature-Low | Switch |  | TSL | http://www.toronto.ca/TWONTO#temperature_switch
147022 | WTR-RMI-DS-0101 | Switch, Fused Disconnect, Water Transmission | WTR-RMI-ELS | Electrical System |  | Switch |  | DS | http://www.toronto.ca/TWONTO#disconnect_switch
147043 | WTR-RMI-LSH-0003 | Instrument, Level Switch, High, Water Transmission | WTR-RMI-AUX | Auxiliary Equipment (Building Facilities) |  | Switch |  | LSH | http://www.toronto.ca/TWONTO#level_switch
147044 | WTR-RMI-LSH-0005 | Instrument, Level Switch, High, Water Transmission | WTR-RMI-AUX | Auxiliary Equipment (Building Facilities) |  | Switch |  | LSH | http://www.toronto.ca/TWONTO#level_switch
147058 | WTR-RMI-TSL-0003 | Instrument, Temperature Switch, Low, Water Transmission | WTR-RMI-AUX | Auxiliary Equipment (Building Facilities) |  | Switch |  | TSL | http://www.toronto.ca/TWONTO#temperature_switch
147059 | WTR-RMI-TSL-0004 | Instrument, Temperature Switch, Low, Water Transmission | WTR-RMI-AUX | Auxiliary Equipment (Building Facilities) |  | Switch |  | TSL | http://www.toronto.ca/TWONTO#temperature_switch
147060 | WTR-RMI-TSL-0012 | Instrument, Temperature Switch, Low, Water Transmission | WTR-RMI-AUX | Auxiliary Equipment (Building Facilities) |  | Switch |  | TSL | http://www.toronto.ca/TWONTO#temperature_switch
147089 | WTR-RMI-ZS-0002 | Switch, Position,Door Security | WTR-RMI-AUX | Auxiliary Equipment (Building Facilities) | Switch,Position | Switch |  | ZS | http://www.toronto.ca/TWONTO#position_switch
147090 | WTR-RMI-ZS-0003 | Switch, Position,Door Security | WTR-RMI-AUX | Auxiliary Equipment (Building Facilities) | Switch,Position | Switch |  | ZS | http://www.toronto.ca/TWONTO#position_switch
147091 | WTR-RMI-ZS-0004 | Switch, Position,Door Security | WTR-RMI-AUX | Auxiliary Equipment (Building Facilities) | Switch,Position | Switch |  | ZS | http://www.toronto.ca/TWONTO#position_switch
147092 | WTR-RMI-ZS-0005 | Switch, Position,Door Security | WTR-RMI-AUX | Auxiliary Equipment (Building Facilities) | Switch,Position | Switch |  | ZS | http://www.toronto.ca/TWONTO#position_switch
147093 | WTR-RMI-ZS-0011 | Switch, Position,Door Security | WTR-RMI-AUX | Auxiliary Equipment (Building Facilities) | Switch,Position | Switch |  | ZS | http://www.toronto.ca/TWONTO#position_switch
147094 | WTR-RMI-ZS-0012 | Switch, Position,Door Security | WTR-RMI-AUX | Auxiliary Equipment (Building Facilities) | Switch,Position | Switch |  | ZS | http://www.toronto.ca/TWONTO#position_switch
147095 | WTR-RMI-ZS-0017 | Switch, Position,Door Security | WTR-RMI-AUX | Auxiliary Equipment (Building Facilities) | Switch,Position | Switch |  | ZS | http://www.toronto.ca/TWONTO#position_switch
147096 | WTR-RMI-ZS-0020 | Switch, Position,Door Security | WTR-RMI-AUX | Auxiliary Equipment (Building Facilities) | Switch,Position | Switch |  | ZS | http://www.toronto.ca/TWONTO#position_switch
147097 | WTR-RMI-ZS-0023 | Switch, Position,Door Security,Access House | WTR-RMI-AUX | Auxiliary Equipment (Building Facilities) | Switch,Position | Switch |  | ZS | http://www.toronto.ca/TWONTO#position_switch
147098 | WTR-RMI-ZS-0025 | Switch, Position,Door Security,Access House | WTR-RMI-AUX | Auxiliary Equipment (Building Facilities) | Switch,Position | Switch |  | ZS | http://www.toronto.ca/TWONTO#position_switch
147099 | WTR-RMI-ZS-0026 | Switch, Position,Door Security,Access House | WTR-RMI-AUX | Auxiliary Equipment (Building Facilities) | Switch,Position | Switch |  | ZS | http://www.toronto.ca/TWONTO#position_switch
147100 | WTR-RMI-ZS-0029 | Instrument, Door Contact, Water Transmission | WTR-RMI-AUX | Auxiliary Equipment (Building Facilities) |  | Switch |  | ZS | http://www.toronto.ca/TWONTO#position_switch
147101 | WTR-RMI-ZS-0030 | Instrument, Door Contact, Water Transmission | WTR-RMI-AUX | Auxiliary Equipment (Building Facilities) |  | Switch |  | ZS | http://www.toronto.ca/TWONTO#position_switch
147102 | WTR-RMI-ZS-0031 | Instrument, Door Contact, Water Transmission | WTR-RMI-AUX | Auxiliary Equipment (Building Facilities) |  | Switch |  | ZS | http://www.toronto.ca/TWONTO#position_switch
147103 | WTR-RMI-ZS-0032 | Instrument, Door Contact, Water Transmission | WTR-RMI-AUX | Auxiliary Equipment (Building Facilities) |  | Switch |  | ZS | http://www.toronto.ca/TWONTO#position_switch
147104 | WTR-RMI-ZS-0033 | Instrument, Door Contact, Water Transmission | WTR-RMI-AUX | Auxiliary Equipment (Building Facilities) |  | Switch |  | ZS | http://www.toronto.ca/TWONTO#position_switch
147105 | WTR-RMI-ZS-0041 | Instrument, Door Position Switch, Water Transmission | WTR-RMI-AUX | Auxiliary Equipment (Building Facilities) |  | Switch |  | ZS | http://www.toronto.ca/TWONTO#position_switch
147106 | WTR-RMI-ZS-0042 | Instrument, Door Position Switch, Water Transmission | WTR-RMI-AUX | Auxiliary Equipment (Building Facilities) |  | Switch |  | ZS | http://www.toronto.ca/TWONTO#position_switch
147107 | WTR-RMI-ZS-0043 | Instrument, Door Position Switch, Water Transmission | WTR-RMI-AUX | Auxiliary Equipment (Building Facilities) |  | Switch |  | ZS | http://www.toronto.ca/TWONTO#position_switch
147108 | WTR-RMI-ZS-0048 | Instrument, Door Position Switch, Water Transmission | WTR-RMI-AUX | Auxiliary Equipment (Building Facilities) |  | Switch |  | ZS | http://www.toronto.ca/TWONTO#position_switch
147109 | WTR-RMI-ZS-0049 | Instrument, Door Position Switch, Water Transmission | WTR-RMI-AUX | Auxiliary Equipment (Building Facilities) |  | Switch |  | ZS | http://www.toronto.ca/TWONTO#position_switch
147110 | WTR-RMI-ZS-0051 | Instrument, Door Position Switch, Water Transmission | WTR-RMI-AUX | Auxiliary Equipment (Building Facilities) |  | Switch |  | ZS | http://www.toronto.ca/TWONTO#position_switch
147111 | WTR-RMI-ZS-0054 | Instrument, Door Position Switch, Water Transmission | WTR-RMI-AUX | Auxiliary Equipment (Building Facilities) |  | Switch |  | ZS | http://www.toronto.ca/TWONTO#position_switch
147142 | WTR-RRG-LSH-0002 | Switch, Level-High, T-0002 | WTR-RRG-AUX | Auxiliary Equipment (Building Facilities) | Switch,Level-High | Switch |  | LSH | http://www.toronto.ca/TWONTO#level_switch
147147 | WTR-RRG-SW-0001 | Switch, Hand | WTR-RRG-ELS | Electrical System | Switch | Switch |  | SW | http://www.toronto.ca/TWONTO#disconnect_switch
147151 | WTR-RRG-TSH-0001 | Switch, Temperature-High, Building Alarm | WTR-RRG-AUX | Auxiliary Equipment (Building Facilities) | Switch,Temperature-High | Switch |  | TSH | http://www.toronto.ca/TWONTO#temperature_switch
147183 | WTR-RRH-LSH-0201 | Switch, Level, High, Rosehill Reservoir, Tank T-0200 | WTR-RRH-T-0200 | Tank, Reservoir, (East Basin) | Switch,Level | Switch |  | LSH | http://www.toronto.ca/TWONTO#level_switch
147270 | WTR-RRH-ZS-0003 | Sensor, Door, Security, Overhead Door, Rosehill Reservoir, Valve House | WTR-RRH-AUX | Auxiliary Equipment (Building Facilities) | Sensor,Position | Switch |  | ZS | http://www.toronto.ca/TWONTO#position_switch
147271 | WTR-RRH-ZS-0006 | Sensor, Latch, Security, Rosehill Reservoir, Access House | WTR-RRH-CP-0002 | Control Panel, Security Alarms, Rosehill Reservoir, Access House | Sensor,Position | Switch |  | ZS | http://www.toronto.ca/TWONTO#position_switch
147272 | WTR-RRH-ZS-0007 | Sensor, Latch, Security, East Door, Rosehill Reservoir, Valve House, Electrical Room | WTR-RRH-CP-0001 | Control Panel, Security Alarms, Rosehill Reservoir, Valve House | Sensor,Position | Switch |  | ZS | http://www.toronto.ca/TWONTO#position_switch
147285 | WTR-RRV-LSH-0001 | Switch, Level-High, (Building Flood Alarm) | WTR-RRV-AUX | Auxiliary Equipment (Building Facilities) | Switch,Level-High | Switch |  | LSH | http://www.toronto.ca/TWONTO#level_switch
147286 | WTR-RRV-LSH-0101 | Switch, Level-High, Tank 0100 | WTR-RRV-T-0100 | Tank, Reservoir, (South-West Basin) | Switch,Level-High | Switch |  | LSH | http://www.toronto.ca/TWONTO#level_switch
147312 | WTR-RRV-ZS-0003 | Switch, Position,Door Security | WTR-RRV-AUX | Auxiliary Equipment (Building Facilities) | Switch,Position | Switch |  | ZS | http://www.toronto.ca/TWONTO#position_switch
147338 | WTR-RST-LSH-0001 | Switch, Level-High, Flood Alarm, Lower Level Valve House, | WTR-RST-AUX | Auxiliary Equipment (Building Facilities) | Switch,Level-High | Switch |  | LSH | http://www.toronto.ca/TWONTO#level_switch
147339 | WTR-RST-LSH-0201 | Switch, Level-High, Tank 0200, Reservoir Cell | WTR-RST-T-0200 | Tank, Reservoir, (West Basin) | Switch,Level-High | Switch |  | LSH | http://www.toronto.ca/TWONTO#level_switch
147340 | WTR-RST-LSH-0201S | Switch, Level-High, Tank 0200 | WTR-RST-T-0200 | Tank, Reservoir, (West Basin) | Switch,Level-High | Switch | 38669 | LSH | http://www.toronto.ca/TWONTO#level_switch
147348 | WTR-RST-SW-0011 | Switch, Northwest Wall, Access House | WTR-RST-AUX | Auxiliary Equipment (Building Facilities) | Switch | Switch |  | SW | http://www.toronto.ca/TWONTO#disconnect_switch
147366 | WTR-RST-ZS-0004 | Switch, Position,Door Security | WTR-RST-AUX | Auxiliary Equipment (Building Facilities) | Switch,Position | Switch |  | ZS | http://www.toronto.ca/TWONTO#position_switch
147374 | WTR-RWA-LSH-0002 | Switch, Level-High, Overflow Alarm, Tank 0001 | WTR-RWA-AUX | Auxiliary Equipment (Building Facilities) | Switch,Level-High | Switch |  | LSH | http://www.toronto.ca/TWONTO#level_switch
147378 | WTR-RWA-TSH-0001 | Switch, Temperature-High, Building Alarm | WTR-RWA-AUX | Auxiliary Equipment (Building Facilities) | Switch,Temperature-High | Switch |  | TSH | http://www.toronto.ca/TWONTO#temperature_switch
147379 | WTR-RWA-TSL-0001 | Switch, Temperature-Low, Building | WTR-RWA-AUX | Auxiliary Equipment (Building Facilities) | Switch,Temperature-Low | Switch |  | TSL | http://www.toronto.ca/TWONTO#temperature_switch
147392 | WTR-RWL-LSH-0001 | Switch, Level-High, Flood Alarm, Building | WTR-RWL-AUX | Auxiliary Equipment (Building Facilities) | Switch,Level-High | Switch |  | LSH | http://www.toronto.ca/TWONTO#level_switch
147393 | WTR-RWL-LSH-0002 | Switch, Level-High, Overflow Alarm, Tank 0001 | WTR-RWL-TRW | Treated Water (Transmission) | Switch,Level-High | Switch |  | LSH | http://www.toronto.ca/TWONTO#level_switch
147397 | WTR-RWL-SW-0001 | Switch, Control Room | WTR-RWL-ELS | Electrical System | Switch | Switch |  | SW | http://www.toronto.ca/TWONTO#disconnect_switch
147398 | WTR-RWL-TSH-0001 | Switch, Temperature-High, Building Alarm | WTR-RWL-AUX | Auxiliary Equipment (Building Facilities) | Switch,Temperature-High | Switch |  | TSH | http://www.toronto.ca/TWONTO#temperature_switch
147399 | WTR-RWL-TSL-0001 | Switch, Temperature-Low, Building | WTR-RWL-AUX | Auxiliary Equipment (Building Facilities) | Switch,Temperature-Low | Switch |  | TSL | http://www.toronto.ca/TWONTO#temperature_switch
147709 | YTF-ACC-LSH-0201 | Switch, Level-High, Generator Fuel Containment Tank, Miscellaneous Devices | YTF-ACC | HVAC Equipment | Switch,Level-High | Switch |  | LSH | http://www.toronto.ca/TWONTO#level_switch
147771 | YTF-ELS-SW-0202 | Switch, Isolation, Utility Bypass, Utility Power, Transfer Switch and Generator | YTF-ELS | Electrical Equipment | Switch | Switch |  | SW | http://www.toronto.ca/TWONTO#disconnect_switch
147772 | YTF-ELS-SW-0205 | Switch, Isoaltion, Normal Operation, Generator Power, Transfer Switch and Generator | YTF-ELS | Electrical Equipment | Switch | Switch |  | SW | http://www.toronto.ca/TWONTO#disconnect_switch
147777 | YTF-ELS-TS-0201 | Switch, Generator Transfer Switch, Transfer Switch and Generator | YTF-ELS | Electrical Equipment | Switch | Switch |  | TS | http://www.toronto.ca/TWONTO#transfer_switch
147778 | YTF-ELS-TS-0701 | Switch, YTF-ELS-PDP-0701, Main Electrical Service | YTF-ELS | Electrical Equipment | Switch | Switch |  | TS | ?

## System_Process_Control_Pivot (hidden)
Row Labels | Count of Valid_Class
activity | 16
http://www.toronto.ca/TWONTO#collection_of_assets | 2
http://www.toronto.ca/TWONTO#network_panel | 29
http://www.toronto.ca/TWONTO#network_switch | 3
http://www.toronto.ca/TWONTO#operator_interface_terminal | 1
termination_panel | 20
Grand Total | 71

## System_Process_Control (hidden)
Column1 | Entity_number | Description | Parent | Parent_Description | Category | Class | Suspended | Tag | Valid_Class
15609 | FHA SCADA CLIENTS | FHA SCADA Clients | FHA-SPC1 | Process Control Systems - Administrative |  | System Process Control |  |  | http://www.toronto.ca/TWONTO#collection_of_assets
15610 | FHA SCADA SUPPORT | FHA SCADA Support | FHA-SPC1 | Process Control Systems - Administrative |  | System Process Control |  |  | activity
16363 | FHA-CRITICAL-EQLIST | Critical Equipment List Review | FHA ADMIN | Administration |  | System Process Control |  |  | activity
17631 | FHA-REVIEW | Control Standards Review | FHA ADMIN | Administration |  | System Process Control |  |  | activity
21293 | FHO-CRITICAL- EQLIST | Critical Equipment List Review | FHO ADMIN | Administration |  | System Process Control |  |  | activity
29295 | FIS-FLT-COMP | Composite Sampling | FIS-SAMP | Sampling Systems |  | System Process Control |  |  | activity
29544 | FIS-ITS-COM-0100 | Core Switch, Primary, Admin Building, Server Room | FIS COMMUNICATIONS | FIS Communications |  | System Process Control |  | COM | http://www.toronto.ca/TWONTO#network_switch
29545 | FIS-ITS-COM-0200 | Core Switch, Backup, Admin Building, Server Room | FIS COMMUNICATIONS | FIS Communications |  | System Process Control |  | COM | http://www.toronto.ca/TWONTO#network_switch
29546 | FIS-ITS-COM-0300 | Server Cabinet, Primary, Admin Building, Server Room | FIS COMMUNICATIONS | FIS Communications |  | System Process Control |  | COM | http://www.toronto.ca/TWONTO#network_panel
29547 | FIS-ITS-COM-2101 | Termination Panel | FIS COMMUNICATIONS | FIS Communications |  | System Process Control |  | COM | termination_panel
29935 | FIS-REVIEW | Control Standards Review | FIS ADMIN | Administration |  | System Process Control |  |  | activity
97334 | FIS-ITS-COM-2100 | Access Closet | FIS COMMUNICATIONS | FIS Communications |  | System Process Control |  | COM | http://www.toronto.ca/TWONTO#network_panel
98318 | FIS-SPC-COM-1900 | Access Closet, Admin Building, Control Room | FIS-SPC | Process Control Systems - Services Area |  | System Process Control |  | COM | http://www.toronto.ca/TWONTO#network_panel
98314 | FIS-SPC-COM-1400 | Access Closet, Ammonia/Fluoride Building, Lobby | FIS-SPC | Process Control Systems - Services Area |  | System Process Control |  | COM | http://www.toronto.ca/TWONTO#network_panel
98315 | FIS-SPC-COM-1600 | Access Closet, Chemical Building, Workshop | FIS-SPC | Process Control Systems - Services Area |  | System Process Control |  | COM | http://www.toronto.ca/TWONTO#network_panel
32204 | COL-REVIEW | Control Standards Review | COL ADMIN | Administration |  | System Process Control |  |  | activity
40076 | DOS-REVIEW | Control Standards Review | DOS ADMIN | Administration |  | System Process Control |  |  | activity
53383 | TAB-SES-BYPS-0001 | Bypass Event | TAB-ADMIN | Tab Admin |  | System Process Control |  | BYPS | activity
60439 | THC-DIS-SIMULATION | Disinfection Simulation | THC-DIS | Disinfection (Chlorination) Process |  | System Process Control |  |  | activity
64127 | FCL-REVIEW | Control Standards Review | FCL ADMIN | Administration |  | System Process Control |  |  | activity
66398 | THC-SPC-COM-1002 | SCADA & Computer | THC-SPC-WA2 | System Process Control | SCADA | System Process Control |  | COM | termination_panel
66399 | THC-SPC-COM-1106 | SCADA & Computer | THC-SPC-WA2 | System Process Control | SCADA | System Process Control |  | COM | termination_panel
66400 | THC-SPC-COM-1107 | SCADA & Computer | THC-SPC-WA2 | System Process Control | SCADA | System Process Control |  | COM | termination_panel
66401 | THC-SPC-COM-1108 | SCADA & Computer | THC-SPC-WA2 | System Process Control | SCADA | System Process Control |  | COM | termination_panel
66408 | THC-SPC-COM-2205 | SCADA & Computer, BIOSOLIDS TREATMENT UPGRADES, PCS network, Termination Panel | THC-SPC-WA1 | System Process Control | SCADA | System Process Control |  | COM | termination_panel
66409 | THC-SPC-COM-2304 | SCADA & Computer, BIOSOLIDS TREATMENT UPGRADES, PCS network, Termination Panel | THC-SPC-WA1 | System Process Control | SCADA | System Process Control |  | COM | termination_panel
66415 | THC-SPC-CPU-2201 | SCADA & Computer, BIOSOLIDS TREATMENT UPGRADES, PCS network, SCADA VIEW | THC-SPC-WA1 | System Process Control | SCADA | System Process Control |  | CPU | termination_panel
66420 | THC-SPC-SCADA-0001 | SCADA & Computer | THC-GRK-MAINT | Building Maintenance | SCADA | System Process Control |  | SCADA | termination_panel
66421 | THC-SPC-SCADA-0002 | SCADA & Computer | THC-GRK-MAINT | Building Maintenance | SCADA | System Process Control |  | SCADA | termination_panel
66422 | THC-SPC-SCADA-0002 | SCADA & Computer | THC-SPC-WA2 | System Process Control | SCADA | System Process Control |  | SCADA | termination_panel
66423 | THC-SPC-UPS-2001 | SCADA & Computer, BIOSOLIDS TREATMENT UPGRADES, PCS network, PLC UPS, 2KVA | THC-SPC-WA1 | System Process Control | SCADA | System Process Control |  | UPS | http://www.toronto.ca/TWONTO#network_panel
30773 | FIS-SPC-COM-1200 | Access Closet, Filter Building, Switchgear Area | FIS-SPC | Process Control Systems - Services Area |  | System Process Control |  | COM | http://www.toronto.ca/TWONTO#network_panel
69547 | FHA SCADA SERVERS | FHA SCADA Servers | FHA-SPC1 | Process Control Systems - Administrative |  | System Process Control |  |  | http://www.toronto.ca/TWONTO#collection_of_assets
78960 | THR-SPC-COM-1310S | System Process Control,, Aeration Gallery T-14 | THR-ELS-AER | Electrical System, Aeration and Galleries | UPS | System Process Control | 39962 | COM | http://www.toronto.ca/TWONTO#network_panel
78961 | THR-SPC-COM-1601 | System Process Control, Termination Panel, Digester Gas Compressor Room | THR-SPC-COM-1600 | System Process Control, Digester Gas Compressor MCC | UPS | System Process Control |  | COM | http://www.toronto.ca/TWONTO#network_panel
78962 | THR-SPC-COM-1700 | System Process Control, Digester 1-2, Mezzanine | THR-ELS-DIG | Electrical System, Digester Tanks | UPS | System Process Control |  | COM | http://www.toronto.ca/TWONTO#network_panel
78963 | THR-SPC-COM-1701 | System Process Control, Termination Panel, Digester 1-6 MCC | THR-SPC-COM-1700 | System Process Control, Digester 1-2, Mezzanine | UPS | System Process Control |  | COM | http://www.toronto.ca/TWONTO#network_panel
78964 | THR-SPC-COM-1710 | System Process Control,, Digester 1-6 MCC | THR-ELS-DIG | Electrical System, Digester Tanks | UPS | System Process Control |  | COM | http://www.toronto.ca/TWONTO#network_panel
78965 | THR-SPC-COM-1800 | System Process Control, Digester 7- 10 | THR-ELS-DIG | Electrical System, Digester Tanks | UPS | System Process Control |  | COM | http://www.toronto.ca/TWONTO#network_panel
78972 | THR-SPC-COM-2110 | System Process Control,, Aeration Gallery T-14 | THR-ELS-AER | Electrical System, Aeration and Galleries | UPS | System Process Control |  | COM | http://www.toronto.ca/TWONTO#network_panel
78973 | THR-SPC-COM-2250 | System Process Control,, SCADA, T-23 | THR-ELS | Electrical Power System | RPU | System Process Control |  | COM | http://www.toronto.ca/TWONTO#network_panel
78974 | THR-SPC-COM-2250 | System Process Control,, SCADA, T-23 | THR-ELS-FST | Electrical System, Final Sedimentation Tanks & Galleries | RPU | System Process Control |  | COM | http://www.toronto.ca/TWONTO#network_panel
78975 | THR-SPC-COM-2810 | System Process Control,, Odour Control MCC | THR-ELS-OCS | Electrical System, Odour Control System | UPS | System Process Control |  | COM | http://www.toronto.ca/TWONTO#network_panel
84938 | WTR-PEL-COM-2001 | Communication, Network, Panel, Generator Building, Electrical Room | WTR-PEL-RPU-0003 | RPU Panel, Generator Building, Electrical Room | Network | System Process Control |  | COM | http://www.toronto.ca/TWONTO#network_panel
84939 | WTR-PEL-COM-2002 | Communication, Network, Panel, Generator Building, Electrical Room | WTR-PEL-RPU-0003 | RPU Panel, Generator Building, Electrical Room | Network | System Process Control |  | COM | http://www.toronto.ca/TWONTO#network_panel
93976 | FHO-REVIEW | Control Standards Review | FHO ADMIN | Administration |  | System Process Control |  |  | activity
97330 | FIS-ITS-COM-0400 | Server Cabinet, Backup, Admin Building, Server Room | FIS COMMUNICATIONS | FIS Communications |  | System Process Control |  | COM | http://www.toronto.ca/TWONTO#network_panel
30774 | FIS-SPC-COM-1300 | Access Closet, Filter Building, Switchgear Area | FIS-SPC | Process Control Systems - Services Area |  | System Process Control |  | COM | http://www.toronto.ca/TWONTO#network_panel
98317 | FIS-SPC-COM-1800 | Access Closet, Intake Valve Chamber | FIS-SPC | Process Control Systems - Services Area |  | System Process Control |  | COM | http://www.toronto.ca/TWONTO#network_panel
98316 | FIS-SPC-COM-1700 | Access Closet, Low Kit Building , Pump Room | FIS-SPC | Process Control Systems - Services Area |  | System Process Control |  | COM | http://www.toronto.ca/TWONTO#network_panel
30772 | FIS-SPC-COM-1100 | Access Closet, Metering Building | FIS-SPC | Process Control Systems - Services Area |  | System Process Control |  | COM | http://www.toronto.ca/TWONTO#network_panel
30775 | FIS-SPC-COM-1500 | Access Closet, Workshop Building, Switchgear Area | FIS-SPC | Process Control Systems - Services Area |  | System Process Control |  | COM | http://www.toronto.ca/TWONTO#network_panel
128805 | THC-SPC-COM-2202 | SCADA & Computer, BIOSOLIDS TREATMENT UPGRADES, PCS network, Access Closet | THC-SPC-WA1 | System Process Control | SCADA | System Process Control |  | COM | http://www.toronto.ca/TWONTO#network_panel
117146 | TAB-REVIEW | Tab Admin For review of various control documents | TAB-ADMIN | Tab Admin |  | System Process Control |  |  | activity
117783 | TAB-SES-ECA-0001 | Environmental Compliance Approval | TAB-ADMIN | Tab Admin |  | System Process Control |  | ECA | activity
120242 | TC&S | Technical Contract and Services | COL ADMIN | Administration |  | System Process Control |  |  | activity
128798 | THC-SPC-COM-1102 | SCADA & Computer | THC-SPC-WA2 | System Process Control | SCADA | System Process Control |  | COM | termination_panel
128799 | THC-SPC-COM-1105 | SCADA & Computer | THC-SPC-WA2 | System Process Control | SCADA | System Process Control |  | COM | termination_panel
128802 | THC-SPC-COM-1802 | SCADA & Computer | THC-SPC-WA2 | System Process Control | SCADA | System Process Control |  | COM | termination_panel
128806 | THC-SPC-COM-2302 | SCADA & Computer, BIOSOLIDS TREATMENT UPGRADES, PCS network, Access Closet | THC-SPC-WA1 | System Process Control | SCADA | System Process Control |  | COM | http://www.toronto.ca/TWONTO#network_panel
66428 | THC-SPS-COM-2201 | SCADA & Computer, BIOSOLIDS TREATMENT UPGRADES, PCS network, Access Switch | THC-SPC-WA1 | System Process Control | SCADA | System Process Control |  | COM | http://www.toronto.ca/TWONTO#network_switch
128807 | THC-SPC-COM-2303 | SCADA & Computer, BIOSOLIDS TREATMENT UPGRADES, PCS network, Termination Panel | THC-SPC-WA1 | System Process Control | SCADA | System Process Control |  | COM | termination_panel
128808 | THC-SPC-COM-2310 | SCADA & Computer, BIOSOLIDS TREATMENT UPGRADES, PCS network, Multilink Cabinet | THC-SPC-WA1 | System Process Control | SCADA | System Process Control |  | COM | termination_panel
128819 | THC-SPC-CPU-2301 | SCADA & Computer, BIOSOLIDS TREATMENT UPGRADES, PCS network, SCADA VIEW | THC-SPC-WA1 | System Process Control | SCADA | System Process Control |  | CPU | http://www.toronto.ca/TWONTO#operator_interface_terminal
128820 | THC-SPC-SCADA-0001 | SCADA & Computer | THC-SPC-WA1 | System Process Control | SCADA | System Process Control |  | SCADA | termination_panel
138833 | THR-SPC-COM-1600 | System Process Control, Digester Gas Compressor MCC | THR-ELS-DIG | Electrical System, Digester Tanks | UPS | System Process Control |  | COM | termination_panel
138834 | THR-SPC-COM-1610 | System Process Control, Digester Gas Compressor MCC | THR-ELS-DIG | Electrical System, Digester Tanks | UPS | System Process Control |  | COM | termination_panel
138835 | THR-SPC-COM-1702 | System Process Control, Termination Panel, Digester 1-6 MCC | THR-SPC-COM-1700 | System Process Control, Digester 1-2, Mezzanine | UPS | System Process Control |  | COM | termination_panel
143415 | WTR-PEL-COM-2000 | Telecommunication, Network, Access Panel, Generator Building, Electrical Room | WTR-PEL-RPU-0003 | RPU Panel, Generator Building, Electrical Room | Network,Telecommunication | System Process Control |  | COM | http://www.toronto.ca/TWONTO#network_panel
143416 | WTR-PEL-COM-2003 | Communication, Network, Panel, Generator Building, Electrical Room | WTR-PEL-RPU-0003 | RPU Panel, Generator Building, Electrical Room | Network | System Process Control |  | COM | http://www.toronto.ca/TWONTO#network_panel
146880 | WTR-REVIEW | Control Standards and Critical Equipment Review | WTR ADMIN | Administration |  | System Process Control |  |  | activity

## Test_Equipment_Pivot (hidden)
Row Labels | Count of Valid_Class
backflow_preventer_tester | 7
electrical_meter | 11
flow_calibrator | 2
gas_detector_calibrator | 4
http://www.toronto.ca/TWONTO#portable_gas_detector | 1
http://www.toronto.ca/TWONTO#space | 1
megger_tester | 6
pressure_calibrator | 15
thermal_anemometer | 1
venturi_calibrator | 6
lab_equipment | 10
Grand Total | 64

## Test_Equipment (hidden)
Column1 | Entity_number | Description | Parent | Parent_Description | Category | Class | Suspended | Tag | Valid_Class
42640 | FAC-YCM-LAB | BUILDING ENVELOPE | FAC-YCM | YARD - 545 COMMISSIONERS ROAD |  | Test Equipment |  |  | http://www.toronto.ca/TWONTO#space
145050 | WTR-PLW-CLB-0003 | Calibrator, Druck, Venturi, S/N 6100425806 | WTR-WEST-ANL | Analyzers, Air Monitors & Calibration Equipment - WWA | Analyzer | Test Equipment |  | CLB | venturi_calibrator
146285 | WTR-PSC-CLB-0002 | Calibrator, Druck, Venturi, S/N 6100828812 | WTR-EAST-ANL | Analyzers, Air Monitors & Calibration Equipment - EWA | Analyzer | Test Equipment |  | CLB | venturi_calibrator
88190 | WTR-PSC-CLB-0001 | Calibrator, Druck, Venturi, S/N 6100829812 | WTR-EAST-ANL | Analyzers, Air Monitors & Calibration Equipment - EWA | Analyzer | Test Equipment |  | CLB | venturi_calibrator
146286 | WTR-PSC-CLB-0003 | Calibrator, Druck, Venturi, S/N 6104937501, (PSC) | WTR-EAST-ANL | Analyzers, Air Monitors & Calibration Equipment - EWA | Analyzer | Test Equipment |  | CLB | venturi_calibrator
145049 | WTR-PLW-CLB-0001 | Calibrator, Druck, Venturi, S/N 6104938501 | WTR-WEST-ANL | Analyzers, Air Monitors & Calibration Equipment - WWA | Analyzer | Test Equipment |  | CLB | venturi_calibrator
86740 | WTR-PLW-CLB-0002 | Calibrator, Druck, Venturi, S/N 6104939501 | WTR-WEST-ANL | Analyzers, Air Monitors & Calibration Equipment - WWA | Analyzer | Test Equipment |  | CLB | venturi_calibrator
90535 | FHO-AUX-CAL-0005 | Calibrator, Flow, Portable, A23-14 Ozone Generator, Admin Building, S2, Electrical Work Shop | FHO-AUX-CAL-GRP1 | Meters, Group 1, Admin Building, S2, Electrical Work Shop | Meter,Flow | Test Equipment |  | CAL | flow_calibrator
90534 | FHO-AUX-CAL-0004 | Calibrator, Flow, Portable, GS8B Flow Simulator Krohne, Admin Building, S2, Electrical Work Shop | FHO-AUX | Lab/Portable Testing Instruments | Meter,Flow | Test Equipment |  | CAL | flow_calibrator
20768 | FHO-AUX-CAL-0012 | Calibrator, Gas Detector, Drager, Admin Building, S2, Electrical Work Shop | FHO-AUX | Lab/Portable Testing Instruments | Meter | Test Equipment |  | CAL | gas_detector_calibrator
20764 | FHO-AUX-CAL-0001 | Calibrator, Loop, Portable, 4-20mA Loop Meter/Generator PIE, Admin Building, S2, Electrical Work Shop | FHO-AUX | Lab/Portable Testing Instruments | Meter,current | Test Equipment |  | CAL | electrical_meter
20765 | FHO-AUX-CAL-0001 | Calibrator, Loop, Portable, 4-20mA Loop Meter/Generator PIE, Admin Building, S2, Electrical Work Shop | FHO-AUX-CAL-GRP1 | Meters, Group 1, Admin Building, S2, Electrical Work Shop | Meter,current | Test Equipment |  | CAL | electrical_meter
20766 | FHO-AUX-CAL-0002 | Calibrator, Loop, Portable, 4-20mA Loop Meter/Generator PIE, Admin Building, S2, Electrical Work Shop | FHO-AUX-CAL-GRP1 | Meters, Group 1, Admin Building, S2, Electrical Work Shop | Meter,current | Test Equipment |  | CAL | electrical_meter
90533 | FHO-AUX-CAL-0003 | Calibrator, Loop, Portable, 4-20mA Loop Meter/Generator PIE, Admin Building, S2, Electrical Work Shop | FHO-AUX-CAL-GRP2 | Meters, Group 2, Admin Building, S2, Electrical Work Shop | Meter,current | Test Equipment |  | CAL | electrical_meter
90536 | FHO-AUX-CAL-0011 | Calibrator, Loop, Portable, Pressure Gauge Crystal XP2, Admin Building, S2, Electrical Work Shop | FHO-AUX-CAL-GRP2 | Meters, Group 2, Admin Building, S2, Electrical Work Shop | Meter | Test Equipment |  | CAL | electrical_meter
20767 | FHO-AUX-CAL-0010 | Calibrator, Loop, Portable,, Pressure Gauge Crystal HPC49, Admin Building, S2, Electrical Work Shop | FHO-AUX-CAL-GRP1 | Meters, Group 1, Admin Building, S2, Electrical Work Shop | Meter | Test Equipment |  | CAL | electrical_meter
134708 | THR-ELS-INQ-0025 | Differential Pressure Manometer (DWYER) | THR-ELS-INQ | Instrument Equipment, Meter, Calibrators, Spectrophotometer | Safety | Test Equipment |  | INQ | pressure_calibrator
70950 | FHA-AUX-ANL-0017 | Druck Pressure calibrator SER # 6102256101 | FHA-AUX-LAB | Laboratory and Portable Testing Equipment | Analyzer,Chlorine | Test Equipment |  | ANL | pressure_calibrator
70951 | FHA-AUX-ANL-0017 | Druck Pressure calibrator SER # 6102256101 | FHA-ELS-ELS | Electrical/Instrumentation Test Equipment | Analyzer,Chlorine | Test Equipment |  | ANL | pressure_calibrator
15983 | FHA-AUX-ANL-0021 | Druck Pressure calibrator SER# 5800639 | FHA-ELS-ELS | Electrical/Instrumentation Test Equipment | Pressure Sensor,Gauge,Pressure | Test Equipment |  | ANL | pressure_calibrator
15979 | FHA-AUX-ANL-0018 | Druck Pressure calibrator SER# 61001407 | FHA-ELS-ELS | Electrical/Instrumentation Test Equipment | Analyzer,Chlorine | Test Equipment |  | ANL | pressure_calibrator
70952 | FHA-AUX-ANL-0018 | Druck Pressure calibrator SER# 61001407 | FHA-AUX-LAB | Laboratory and Portable Testing Equipment | Analyzer,Chlorine | Test Equipment |  | ANL | pressure_calibrator
98775 | FPP-LAB-HTR-0001 | Gravity oven | FHA-FPP | Harris Filtration Pilot Plant | Drier,Dessicant | Test Equipment |  | HTR | lab_equipment
98776 | FPP-LAB-HTR-0001 | Gravity oven | FPP-LPL-PIP-0001 | Lead Pipe Loop system | Drier,Dessicant | Test Equipment |  | HTR | lab_equipment
15980 | FHA-AUX-ANL-0019 | Megger | FHA-AUX-LAB | Laboratory and Portable Testing Equipment | Analyzer,Chlorine | Test Equipment |  | ANL | megger_tester
15981 | FHA-AUX-ANL-0019 | Megger | FHA-ELS-ELS | Electrical/Instrumentation Test Equipment | Analyzer,Chlorine | Test Equipment |  | ANL | megger_tester
15982 | FHA-AUX-ANL-0020 | Megger -5 kV insulation tester | FHA-ELS-ELS | Electrical/Instrumentation Test Equipment | Analyzer,Chlorine | Test Equipment |  | ANL | megger_tester
73939 | THR-ELS-SQ-0326 | Megger Tester, Electrical Safety Equipment | THR-ELS-SQ | Electrical Safety Equipment, Gloves, Hot Stick, HVT & Megger | Safety | Test Equipment |  | SQ | megger_tester
73940 | THR-ELS-SQ-0327 | Megger Tester, Electrical Safety Equipment | THR-ELS-SQ | Electrical Safety Equipment, Gloves, Hot Stick, HVT & Megger | Safety | Test Equipment |  | SQ | megger_tester
73941 | THR-ELS-SQ-0328 | Megger Tester, Electrical Safety Equipment | THR-ELS-SQ | Electrical Safety Equipment, Gloves, Hot Stick, HVT & Megger | Safety | Test Equipment |  | SQ | megger_tester
90537 | FHO-AUX-METR-0003 | Meter, Multipurpose, Portable, Fluke 789, Admin Building, S2, Electrical Work Shop | FHO-AUX-CAL-GRP2 | Meters, Group 2, Admin Building, S2, Electrical Work Shop | Meter,Multi | Test Equipment |  | METR | electrical_meter
20771 | FHO-AUX-METR-0004 | Meter, Resistance, Portable, DLRO, Admin Building, S2, Electrical Work Shop | FHO-AUX-CAL-GRP2 | Meters, Group 2, Admin Building, S2, Electrical Work Shop | Meter | Test Equipment |  | METR | electrical_meter
90538 | FHO-AUX-METR-0005 | Meter, Temperature, Portable, WIKA CTH 6300, Admin Building, S2, Electrical Work Shop | FHO-AUX-CAL-GRP1 | Meters, Group 1, Admin Building, S2, Electrical Work Shop | Meter,Temperature | Test Equipment |  | METR | electrical_meter
20769 | FHO-AUX-CAL-GRP1 | Meters, Group 1, Admin Building, S2, Electrical Work Shop | FHO-AUX | Lab/Portable Testing Instruments | Meter | Test Equipment |  |  | electrical_meter
20770 | FHO-AUX-CAL-GRP2 | Meters, Group 2, Admin Building, S2, Electrical Work Shop | FHO-AUX | Lab/Portable Testing Instruments | Meter | Test Equipment |  |  | electrical_meter
113443 | TAB-ELS-SQ-4001 | MSA Portable Monitor Multi unit charger | TAB-ELS-SQ-4000 | MSA Gas Monitor Bump Test Stand | Atmosphere Monitoring Device | Test Equipment |  | SQ | gas_detector_calibrator
113444 | TAB-ELS-SQ-4002 | MSA Portable Monitor test Gas Cylinder holder | TAB-ELS-SQ-4000 | MSA Gas Monitor Bump Test Stand | Atmosphere Monitoring Device | Test Equipment |  | SQ | gas_detector_calibrator
113442 | TAB-ELS-SQ-4000 | MSA Gas Monitor Bump Test Stand | TAB-ELS-ESQ | Electrical Safety Equipment | Atmosphere Monitoring Device | Test Equipment |  | SQ | gas_detector_calibrator
134707 | THR-ELS-INQ-0024 | Oda Log Gas Logger | THR-ELS-INQ | Instrument Equipment, Meter, Calibrators, Spectrophotometer | Safety | Test Equipment |  | INQ | http://www.toronto.ca/TWONTO#portable_gas_detector
134706 | THR-ELS-INQ-0023 | Pocket Calorimeter, Electrical & Instrument Shop | THR-ELS-INQ | Instrument Equipment, Meter, Calibrators, Spectrophotometer | Safety | Test Equipment |  | INQ | lab_equipment
73661 | THR-ELS-INQ-0299 | Portable Pneumatic & Hydraulic Pressure Calibrators | THR-ELS-INQ | Instrument Equipment, Meter, Calibrators, Spectrophotometer | Safety | Test Equipment |  | INQ | pressure_calibrator
73662 | THR-ELS-INQ-0299 | Portable Pneumatic & Hydraulic Pressure Calibrators | THR-ELS-SQ | Electrical Safety Equipment, Gloves, Hot Stick, HVT & Megger | Safety | Test Equipment |  | INQ | pressure_calibrator
15376 | FCL-TST-CLB-0705 | Portable Pressure Calibration Unit (Druck Meter) | FCL-ELS-1 | Process Control and SCADA | Analyzer,Chlorine | Test Equipment | 35567 | CLB | pressure_calibrator
15377 | FCL-TST-CLB-0705 | Portable Pressure Calibration Unit (Druck Meter) | FCL-MCS | Mechanical Services | Analyzer,Chlorine | Test Equipment | 35567 | CLB | pressure_calibrator
15373 | FCL-TST-CLB-0610 | Portable Pressure Calibration Unit (Druck Meter) Sr.No.6102534105 | FCL-MCS | Mechanical Services | Analyzer,Chlorine | Test Equipment |  | CLB | pressure_calibrator
68534 | FCL-TST-CLB-0610 | Portable Pressure Calibration Unit (Druck Meter) Sr.No.6102534105 | FCL-ELS-1 | Process Control and SCADA | Analyzer,Chlorine | Test Equipment |  | CLB | pressure_calibrator
68535 | FCL-TST-CLB-0610 | Portable Pressure Calibration Unit (Druck Meter) Sr.No.6102534105 | FCL-SUSPENDED | Suspended entity | Analyzer,Chlorine | Test Equipment |  | CLB | pressure_calibrator
15374 | FCL-TST-CLB-0610B | Portable Pressure Calibration Unit (Druck Meter), SR 61061331 | FCL-ELS-1 | Process Control and SCADA | Analyzer,Chlorine | Test Equipment |  | CLB | pressure_calibrator
15375 | FCL-TST-CLB-0610B | Portable Pressure Calibration Unit (Druck Meter), SR 61061331 | FCL-SUSPENDED | Suspended entity | Analyzer,Chlorine | Test Equipment |  | CLB | pressure_calibrator
73663 | THR-ELS-INQ-3900 | Portable Spectrophotometer(DR3900) with RFID, Electrical & Instrument Shop | THR-ELS-INQ | Instrument Equipment, Meter, Calibrators, Spectrophotometer | Safety | Test Equipment |  | INQ | lab_equipment
73664 | THR-ELS-INQ-9179 | Portable Spectrophotometer, Electrical & Instrument Shop | THR-ELS | Electrical Power System | Safety | Test Equipment |  | INQ | lab_equipment
134709 | THR-ELS-INQ-9179 | Portable Spectrophotometer, Electrical & Instrument Shop | THR-ELS-INQ | Instrument Equipment, Meter, Calibrators, Spectrophotometer | Safety | Test Equipment |  | INQ | lab_equipment
31289 | FPP-LAB-MX-0002 | Stir plate, Laboratory benchtop | FHA-FPP | Harris Filtration Pilot Plant | Mixer | Test Equipment |  | MX | lab_equipment
31290 | FPP-LAB-MX-0003 | Stir plate, Laboratory benchtop | FHA-FPP | Harris Filtration Pilot Plant | Mixer | Test Equipment |  | MX | lab_equipment
98777 | FPP-LAB-MX-0001 | Stir plate, Laboratory benchtop | FHA-FPP | Harris Filtration Pilot Plant | Mixer | Test Equipment |  | MX | lab_equipment
98778 | FPP-LAB-MX-0001 | Stir plate, Laboratory benchtop | FPP-LPL-PIP-0001 | Lead Pipe Loop system | Mixer | Test Equipment |  | MX | lab_equipment
69689 | THR-BFP-TEST-7435 | Tester, Backflow Preventer, WA1 | THR-CW-BFP-WA1 | City Water, Back Flow Preventer, Work Area 1 | Transmitter,Flow | Test Equipment |  | TEST | backflow_preventer_tester
69688 | THR-BFP-TEST-2274S | Tester, Backflow Preventer, WA2 | THR-CW-BFP-WA2 | City Water, Back Flow Preventer, Work Area 2 | Transmitter,Flow | Test Equipment | 40955 | TEST | backflow_preventer_tester
131356 | THR-BFP-TEST-2274 | Tester, Backflow Preventer, WA2 | THR-CW-BFP-WA2 | City Water, Back Flow Preventer, Work Area 2 | Transmitter,Flow | Test Equipment |  | TEST | backflow_preventer_tester
69686 | THR-BFP-TEST-0023 | Tester, Backflow Preventer, WA3 | THR-CW-BFP-WA3 | City Water, Back Flow Preventer, Work Area 3 | Transmitter,Flow | Test Equipment |  | TEST | backflow_preventer_tester
69687 | THR-BFP-TEST-0768 | Tester, Backflow Preventer, WA3 | THR-CW-BFP-WA3 | City Water, Back Flow Preventer, Work Area 3 | Transmitter,Flow | Test Equipment |  | TEST | backflow_preventer_tester
131357 | THR-BFP-TEST-7964 | Tester, Backflow Preventer, WA4 | THR-CW-BFP-WA4 | City Water, Back Flow Preventer, Work Area 4 |  | Test Equipment |  | TEST | backflow_preventer_tester
69685 | THR-BFP-TEST-0004 | Tester, Backflow Preventer, WA4 (Suspended) | THR-CW-BFP-WA4 | City Water, Back Flow Preventer, Work Area 4 | Transmitter,Flow | Test Equipment | 34980 | TEST | backflow_preventer_tester
73660 | THR-ELS-INQ-0026 | Thermal Anemometer (VELOCICALC) | THR-ELS-INQ | Instrument Equipment, Meter, Calibrators, Spectrophotometer | Safety | Test Equipment |  | INQ | thermal_anemometer

## Tool_Pivot (hidden)
Row Labels | Count of Valid_Class
backflow_preventer_tester | 21
bench_grinder | 7
cutting_shears | 2
hammer_drill | 1
http://www.toronto.ca/TWONTO#band_saw | 14
http://www.toronto.ca/TWONTO#collection_of_assets | 39
http://www.toronto.ca/TWONTO#crane | 3
http://www.toronto.ca/TWONTO#drill_press | 13
http://www.toronto.ca/TWONTO#ladder | 38
http://www.toronto.ca/TWONTO#lathe | 33
http://www.toronto.ca/TWONTO#lifting_equipment_hoist | 2
http://www.toronto.ca/TWONTO#milling_machine | 15
http://www.toronto.ca/TWONTO#portable_ladder | 1
http://www.toronto.ca/TWONTO#power_washer | 1
http://www.toronto.ca/TWONTO#radial_arm_drill | 7
http://www.toronto.ca/TWONTO#roll_up_door | 1
http://www.toronto.ca/TWONTO#table_saw | 6
http://www.toronto.ca/TWONTO#welding_receptacle | 4
hydraulic_press | 3
laser_alignment_tool | 3
lawn_mover | 1
lift_table | 2
machine_attachments | 6
parts_washer | 5
plasma_cutter | 4
sandblaster | 3
sheet_metal_bender | 3
shop_stool | 9
steam_cleaner | 2
table_sander | 1
tool_kit | 31
torque_limiter | 2
valve_operator | 3
weather_station | 1
welder | 23
Grand Total | 310

## Tool (hidden)
Column1 | Entity_number | Description | Parent | Parent_Description | Category | Class | Suspended | Tag | Valid_Class
259 | 378251C | Forklift, Attachments, Forks, WA-7 | TAB-GRK-VEH-378251 | Vehicle, Utility, Multi-Attachment, Propane, BobCat 5600, WA-7 | Forklift | Tool |  |  | machine_attachments
260 | 378251E | Forklift, Attachments, Sweeper, WA-7 | TAB-GRK-VEH-378251 | Vehicle, Utility, Multi-Attachment, Propane, BobCat 5600, WA-7 | Forklift | Tool |  |  | machine_attachments
261 | 378251F | Forklift, Attachments, Small Bucket, WA-7 | TAB-GRK-VEH-378251 | Vehicle, Utility, Multi-Attachment, Propane, BobCat 5600, WA-7 | Forklift | Tool |  |  | machine_attachments
307 | 378251A | Forklift, Attachments, Vacuum, WA-7 | TAB-GRK-VEH-378251 | Vehicle, Utility, Multi-Attachment, Propane, BobCat 5600, WA-7 | Forklift | Tool |  |  | machine_attachments
308 | 378251B | Forklift, Attachments, Snow Blower, WA-7 | TAB-GRK-VEH-378251 | Vehicle, Utility, Multi-Attachment, Propane, BobCat 5600, WA-7 | Forklift | Tool |  |  | machine_attachments
309 | 378251D | Forklift, Attachments, Large Bucket, WA-7 | TAB-GRK-VEH-378251 | Vehicle, Utility, Multi-Attachment, Propane, BobCat 5600, WA-7 | Forklift | Tool |  |  | machine_attachments
9982 | FAC-YCM-TOOLS | Yard tools | FAC-YCM-EQUIP | EQUIPMENT |  | Tool |  |  | http://www.toronto.ca/TWONTO#collection_of_assets
13670 | FCL-MCS-EQUIP-0001 | Miscellaneous Equipment and Tools | FCL-MCS | Mechanical Services |  | Tool |  | EQUIP | http://www.toronto.ca/TWONTO#collection_of_assets
17602 | FHA-MCS-MT-0301 | Machine Tool, Milling Machine, Service Building, Machine Shop | FHA-MCS-MEQ | Machine Shop & Equipment | Machine Tool,Milling Machine | Tool |  | MT | http://www.toronto.ca/TWONTO#milling_machine
61346 | THC-ELS-WR-0602 | 600 Volt, 30 Amp Receptacle, Building A | THC-MCS-MEQ | Machine Shop and Equipment | Machine Tool,Milling Machine | Tool |  | WR | http://www.toronto.ca/TWONTO#welding_receptacle
17604 | FHA-MCS-MT-0801 | Machine Tool, Welder, Mig, Service Building, Machine Shop | FHA-MCS-MEQ | Machine Shop & Equipment | Welding Equipment,Welding Machine | Tool |  | MT | welder
17605 | FHA-MCS-MT-0901 | Machine Tool, Welder, Tig, Service Building, Machine Shop | FHA-MCS-MEQ | Machine Shop & Equipment | Welding Equipment,Welding Machine | Tool |  | MT | welder
61347 | THC-ELS-WR-0603 | 600 Volt, 30 Amp Receptacle, Building A | THC-MCS-MEQ | Machine Shop and Equipment | Machine Tool,Milling Machine | Tool |  | WR | http://www.toronto.ca/TWONTO#welding_receptacle
61348 | THC-ELS-WR-0604 | 600 Volt, 30 Amp Receptacle, Building A | THC-MCS-MEQ | Machine Shop and Equipment | Machine Tool,Milling Machine | Tool |  | WR | http://www.toronto.ca/TWONTO#welding_receptacle
17608 | FHA-MCS-MT-1201 | Machine Tool, Welder, Gas, RMF, Welding Shop/Storage | FHA-MCS-MEQ | Machine Shop & Equipment | Welding Equipment,Welding Machine | Tool |  | MT | welder
125387 | THC-ELS-WR-0605 | 600 Volt, 30 Amp Receptacle, Building A | THC-MCS-MEQ | Machine Shop and Equipment | Machine Tool,Milling Machine | Tool |  | WR | http://www.toronto.ca/TWONTO#welding_receptacle
30459 | FIS-SES-LD-0040 | 8' Ladder Fibreglass (Flow Metering & Sampling Building) | FIS-SES | Safety, Instrumentation & Environmental Services | Safety | Tool |  | LD | http://www.toronto.ca/TWONTO#ladder
38421 | QT0502A | Arc Welding Machine | TAB-MCS-MT | Machine Shop Mechanical Equipment | Welding Equipment,Welding Machine | Tool |  |  | welder
105292 | QT0501A | Arc Welding Machine | TAB-MCS-MT | Machine Shop Mechanical Equipment | Welding Equipment,Welding Machine | Tool |  |  | welder
62659 | THC-MCS-MT-0023 | Arc Welding Machine, Building A | THC-MCS-MEQ | Machine Shop and Equipment | Welding Equipment,Welding Machine | Tool |  | MT | welder
24345 | FHO-MCS-MEQ-1401-SUSP | Digital Backflow Preventer Testing Kit | FHO-OBSOLETE | Removed From Service | Machine Tool | Tool | 34954 | MEQ | backflow_preventer_tester
24346 | FHO-MCS-MT-0101 | Lathe, Engine | FHO-MCS-MEQ | Machine Shop & Equipment | Machine Tool,Lathe | Tool |  | MT | http://www.toronto.ca/TWONTO#lathe
24347 | FHO-MCS-MT-0401 | Lathe, Engine | FHO-MCS-MEQ | Machine Shop & Equipment | Machine Tool,Lathe | Tool |  | MT | http://www.toronto.ca/TWONTO#lathe
126504 | THC-MCS-MT-0022 | Argon Welding Machine, Building A | THC-MCS-MEQ | Machine Shop and Equipment | Welding Equipment,Welding Machine | Tool |  | MT | welder
93486 | FHO-MCS-MEQ-1301SUSP | Backflow Preventer Test Kit | FHO-MCS-MEQ | Machine Shop & Equipment | Machine Tool | Tool | 38066 | MEQ | backflow_preventer_tester
24344 | FHO-MCS-MEQ-1401 | Backflow Preventer Test Kit - Serial # 667797 | FHO-MCS-PWA | Service Water & Backflow Prevention | Machine Tool | Tool |  | MEQ | backflow_preventer_tester
24342 | FHO-MCS-MEQ-1301 | Backflow Preventer Test Kit - Serial # 815066 | FHO-MCS-MEQ | Machine Shop & Equipment | Machine Tool | Tool |  | MEQ | backflow_preventer_tester
146383 | WTR-PSC-MEQ-0007 | Backflow Preventer Test Kit, S/N 025886 | WTR-PSC-AUX | Auxiliary Equipment (Building Facilities) |  | Tool |  | MEQ | backflow_preventer_tester
145118 | WTR-PLW-MEQ-0001 | Backflow Preventer Test Kit, S/N 512843 | WTR-PLW-AUX | Auxilliary Equipment (Building Facilities) |  | Tool |  | MEQ | backflow_preventer_tester
86834 | WTR-PLW-MEQ-0002S | Backflow Preventer Test Kit, S/N 52158 | WTR-SUSPENDED | Suspended Obsolete entity for storage purpose |  | Tool | 41273 | MEQ | backflow_preventer_tester
145119 | WTR-PLW-MEQ-0002S | Backflow Preventer Test Kit, S/N 52158 | WTR-PLW-AUX | Auxilliary Equipment (Building Facilities) |  | Tool | 41273 | MEQ | backflow_preventer_tester
88273 | WTR-PSC-MEQ-0006 | Backflow Preventer Test Kit, S/N 644931 | WTR-PSC-AUX | Auxiliary Equipment (Building Facilities) |  | Tool |  | MEQ | backflow_preventer_tester
85694 | WTR-PHL-MEQ-0002 | Backflow Preventer Test Kit, S/N 747489 | WTR-PHL-AUX | Auxiliary Equipment (Building Facilities) |  | Tool |  | MEQ | backflow_preventer_tester
86833 | WTR-PLW-MEQ-0002 | Backflow Preventer Test Kit, S/N 876358 | WTR-PLW-AUX | Auxilliary Equipment (Building Facilities) | Valve,Backflow Preventer | Tool |  | MEQ | backflow_preventer_tester
85695 | WTR-PHL-MEQ-0003 | Backflow Preventer Test Kit, S/N 895957 | WTR-PHL-AUX | Auxiliary Equipment (Building Facilities) | Valve,Backflow Preventer | Tool |  | MEQ | backflow_preventer_tester
24343 | FHO-MCS-MEQ-1301_SU | Backflow Preventer Testing Kit | FHO-MCS-MEQ | Machine Shop & Equipment | Machine Tool | Tool | 34957 | MEQ | backflow_preventer_tester
93487 | FHO-MCS-MEQ-1401-SU | Backflow Preventer Testing Kit | FHO-MCS-MEQ | Machine Shop & Equipment | Machine Tool | Tool |  | MEQ | backflow_preventer_tester
126491 | THC-MCS-MEQ-0006 | Backflow Preventer Testing Kit (WA3), Building A | THC-MCS-MEQ | Machine Shop and Equipment |  | Tool |  | MEQ | backflow_preventer_tester
62635 | THC-MCS-MEQ-0003 | Backflow Preventer Testing Kit, Building A | THC-MCS-MEQ | Machine Shop and Equipment |  | Tool |  | MEQ | backflow_preventer_tester
62636 | THC-MCS-MEQ-0004 | Backflow Preventer Testing Kit, Building A | THC-MCS-MEQ | Machine Shop and Equipment |  | Tool | 36938 | MEQ | backflow_preventer_tester
126489 | THC-MCS-MEQ-0004 | Backflow Preventer Testing Kit, Building A | THC-MCS-MEQ-0005 | Mechanical Equipment, Building M |  | Tool | 36938 | MEQ | backflow_preventer_tester
126490 | THC-MCS-MEQ-0004 | Backflow Preventer Testing Kit, Building A | THC-SUSPENDED | Suspended entity |  | Tool | 36938 | MEQ | backflow_preventer_tester
86272 | WTR-PJS-MT-0001 | Band Saw | WTR-PJS-AUX | Auxiliary Equipment (Building Facilities) |  | Tool |  | MT | http://www.toronto.ca/TWONTO#band_saw
136764 | THR-MCS-MT-0546 | Bandsaw | THR-MT-WA3 | Machine Tools |  | Tool |  | MT | http://www.toronto.ca/TWONTO#band_saw
76227 | THR-MCS-MT-0545 | Bandsaw, Horizontal | THR-MT-WA4 | Machine Tools |  | Tool |  | MT | http://www.toronto.ca/TWONTO#band_saw
76229 | THR-MCS-MT-0554 | Bandsaw, Horizontal | THR-MT-WA3 | Machine Tools |  | Tool |  | MT | http://www.toronto.ca/TWONTO#band_saw
136758 | THR-MCS-MT-0510 | Bandsaw, Horizontal | THR-MT-WA3 | Machine Tools |  | Tool |  | MT | http://www.toronto.ca/TWONTO#band_saw
136763 | THR-MCS-MT-0545 | Bandsaw, Horizontal | THR-MT-WA3 | Machine Tools |  | Tool |  | MT | http://www.toronto.ca/TWONTO#band_saw
136761 | THR-MCS-MT-0530 | Bandsaw, Vertical | THR-MT-WA3 | Machine Tools |  | Tool |  | MT | http://www.toronto.ca/TWONTO#band_saw
76221 | THR-MCS-MT-0517 | Bench Grinder | THR-MT-WA3 | Machine Tools |  | Tool |  | MT | bench_grinder
136766 | THR-MCS-MT-0553 | Bench Grinder | THR-MT-WA3 | Machine Tools |  | Tool |  | MT | bench_grinder
62653 | THC-MCS-MT-0016 | Bench Grinder, Building A | THC-MCS-MEQ | Machine Shop and Equipment | Machine Tool | Tool |  | MT | bench_grinder
136630 | THR-MCS-CHR-9885 | Chair, Shop Stool, Issued to Andrei Klimbovsky | THR-MCS-MT2-WA2 | Machine Tool-2 |  | Tool |  | CHR | shop_stool
136627 | THR-MCS-CHR-3649 | Chair, Shop Stool, Issued to Danny Oliveira | THR-LD-WA2 | Lifting Devices, Chain Hoist, Come Along & Slings |  | Tool |  | CHR | shop_stool
136628 | THR-MCS-CHR-3649 | Chair, Shop Stool, Issued to Danny Oliveira | THR-MCS-MT2-WA2 | Machine Tool-2 |  | Tool |  | CHR | shop_stool
76050 | THR-MCS-CHR-4214 | Chair, Shop Stool, Issued to Edgardo Manansala | THR-MCS-MT2-WA2 | Machine Tool-2 |  | Tool |  | CHR | shop_stool
76054 | THR-MCS-CHR-9892 | Chair, Shop Stool, Issued to Esmond Lewis | THR-MCS-MT2-WA2 | Machine Tool-2 |  | Tool |  | CHR | shop_stool
76052 | THR-MCS-CHR-9889 | Chair, Shop Stool, Issued to Pauly Jacob | THR-MCS-MT2-WA2 | Machine Tool-2 |  | Tool |  | CHR | shop_stool
76051 | THR-MCS-CHR-4215 | Chair, Shop Stool, Issued to Ravin Sankar | THR-MCS-MT2-WA2 | Machine Tool-2 |  | Tool |  | CHR | shop_stool
136629 | THR-MCS-CHR-4218 | Chair, Shop Stool, Issued to Terry McNany | THR-MCS-MT2-WA2 | Machine Tool-2 |  | Tool |  | CHR | shop_stool
76053 | THR-MCS-CHR-9890 | Chair, Shop Stool, Issued to Vadim Sak | THR-MCS-MT2-WA2 | Machine Tool-2 |  | Tool |  | CHR | shop_stool
126402 | THC-MCS-CRN-6003 | Crane, Conveyor Platform Area, Headworks | THC-PLT-BLDG-0001 | New Head House, preliminary process | Lifting Device,Hoist,Electrical | Tool |  | CRN | http://www.toronto.ca/TWONTO#crane
126401 | THC-MCS-CRN-6002 | Crane, Inclined Conveyor Area, Headworks | THC-PLT-BLDG-0001 | New Head House, preliminary process | Lifting Device,Hoist,Electrical | Tool |  | CRN | http://www.toronto.ca/TWONTO#crane
62512 | THC-MCS-CRN-6001 | Crane, Screen Room, Headworks | THC-PLT-BLDG-0001 | New Head House, preliminary process | Lifting Device,Hoist,Electrical | Tool |  | CRN | http://www.toronto.ca/TWONTO#crane
105289 | QT0101A | Cutting Shears | TAB-MCS-MT | Machine Shop Mechanical Equipment | Welding Equipment,Welding Tools | Tool |  |  | cutting_shears
93488 | FHO-MCS-MEQ-1401-SUSP | Digital Backflow Preventer Testing Kit | FHO-MCS-MEQ | Machine Shop & Equipment | Machine Tool | Tool | 34954 | MEQ | backflow_preventer_tester
93489 | FHO-MCS-MEQ-1401-SUSP | Digital Backflow Preventer Testing Kit | FHO-MCS-PWA | Service Water & Backflow Prevention | Machine Tool | Tool | 34954 | MEQ | backflow_preventer_tester
34754 | MS0100A | Lathe | TAB-MCS-MT | Machine Shop Mechanical Equipment | Machine Tool,Lathe | Tool |  |  | http://www.toronto.ca/TWONTO#lathe
34755 | MS0105A | Lathe | TAB-MCS-MT | Machine Shop Mechanical Equipment | Machine Tool,Lathe | Tool |  |  | http://www.toronto.ca/TWONTO#lathe
34756 | MS0107A | Lathe | TAB-WA5-MCS | Machine Shop- WA5 | Machine Tool,Lathe | Tool |  |  | http://www.toronto.ca/TWONTO#lathe
34757 | MS0108A | Lathe | TAB-MCS-MT | Machine Shop Mechanical Equipment | Machine Tool,Lathe | Tool |  |  | http://www.toronto.ca/TWONTO#lathe
34758 | MS0110A | Lathe | TAB-MCS-MT | Machine Shop Mechanical Equipment | Machine Tool,Lathe | Tool |  |  | http://www.toronto.ca/TWONTO#lathe
34759 | MS0117A | Milling Machine | TAB-MCS-MT | Machine Shop Mechanical Equipment | Machine Tool,Milling Machine | Tool |  |  | http://www.toronto.ca/TWONTO#milling_machine
34760 | MS0120A | Milling Machine | TAB-MCS-MT | Machine Shop Mechanical Equipment | Machine Tool,Milling Machine | Tool |  |  | http://www.toronto.ca/TWONTO#milling_machine
34761 | MS0125A | Mill, Boring, BFT-80 | TAB-MCS-MT | Machine Shop Mechanical Equipment | Machine Tool,Milling Machine | Tool |  |  | http://www.toronto.ca/TWONTO#milling_machine
76228 | THR-MCS-MT-0549 | Drill Press | THR-MT-WA3 | Machine Tools |  | Tool |  | MT | http://www.toronto.ca/TWONTO#drill_press
136765 | THR-MCS-MT-0552 | Drill Press | THR-MT-WA3 | Machine Tools |  | Tool |  | MT | http://www.toronto.ca/TWONTO#drill_press
101806 | MS0126A | Drill Press, B2508 | TAB-MCS-MT | Machine Shop Mechanical Equipment | Machine Tool,Drill Press | Tool |  |  | http://www.toronto.ca/TWONTO#drill_press
48701 | TAB-MCS-MT-1211 | Machine Tool, Milling | TAB-STR-STRC | Blower Bldg Services - Drains, Electrical Service(110/220V), Lighting, Plumbing | Machine Tool,Milling Machine | Tool |  | MT | http://www.toronto.ca/TWONTO#milling_machine
126502 | THC-MCS-MT-0015 | Drill Press, Building A | THC-MCS-MEQ | Machine Shop and Equipment | Machine Tool,Drill Press | Tool |  | MT | http://www.toronto.ca/TWONTO#drill_press
24351 | FHO-MCS-MT-0901 | Drill, Pedestal | FHO-MCS-MEQ | Machine Shop & Equipment | Machine Tool,Drill Press | Tool |  | MT | http://www.toronto.ca/TWONTO#drill_press
24352 | FHO-MCS-MT-1001 | Drill, Pedestal | FHO-MCS-MEQ | Machine Shop & Equipment | Machine Tool | Tool |  | MT | http://www.toronto.ca/TWONTO#drill_press
24350 | FHO-MCS-MT-0801 | Drill, Press | FHO-MCS-MEQ | Machine Shop & Equipment | Machine Tool,Drill Press | Tool |  | MT | http://www.toronto.ca/TWONTO#drill_press
24349 | FHO-MCS-MT-0701 | Drill, Radial Arm | FHO-MCS-MEQ | Machine Shop & Equipment | Machine Tool,Drill Press | Tool |  | MT | http://www.toronto.ca/TWONTO#radial_arm_drill
75919 | THR-GRK-MT-5062 | Drill, Torque Limiter Electric, Portable on Tripod | THR-GRK-GQ-WA2 | Building & Grounds Equipment, Work Area 2 | Generator,Electricity,Portable | Tool |  | MT | torque_limiter
136533 | THR-GRK-MT-5237 | Drill, Torque Limiter Electric, Portable on Tripod | THR-GRK-GQ-WA2 | Building & Grounds Equipment, Work Area 2 | Generator,Electricity,Portable | Tool |  | MT | torque_limiter
76223 | THR-MCS-MT-0520 | Dust Collector,Metal- JET | THR-MCS-MT2-WA2 | Machine Tool-2 |  | Tool |  | MT | http://www.toronto.ca/TWONTO#collection_of_assets
78741 | FHA-MCS-MT-1401 | FHA-MCS-SB-1401 - Sandblaster | FHA-MCS-MEQ | Machine Shop & Equipment | Machine Tool,Lathe | Tool |  | MT | sandblaster
136759 | THR-MCS-MT-0518 | Grinder-Baldor | THR-MCS-MT2-WA2 | Machine Tool-2 |  | Tool |  | MT | bench_grinder
93494 | FHO-MCS-MT-0501 | Hacksaw, Power | FHO-MCS-MEQ | Machine Shop & Equipment | Machine Tool,Saw | Tool |  | MT | http://www.toronto.ca/TWONTO#table_saw
113503 | TAB-ELS-SQ-GLOVE | High Voltage Gloves | TAB-ELS-ESQ | Electrical Safety Equipment |  | Tool |  |  | http://www.toronto.ca/TWONTO#collection_of_assets
113499 | TAB-ELS-SQ-BLANKET | High Voltage Insulating Blankets | TAB-ELS-ESQ | Electrical Safety Equipment |  | Tool |  |  | http://www.toronto.ca/TWONTO#collection_of_assets
62514 | THC-MCS-CRN-6005 | Hoist, Mechanical Room #1 | THC-PLT-BLDG-0001 | New Head House, preliminary process | Lifting Device,Hoist,Electrical | Tool |  | CRN | http://www.toronto.ca/TWONTO#lifting_equipment_hoist
62513 | THC-MCS-CRN-6004 | Hoist, Mechanical Room #2 | THC-PLT-BLDG-0001 | New Head House, preliminary process | Lifting Device,Hoist,Electrical | Tool |  | CRN | http://www.toronto.ca/TWONTO#lifting_equipment_hoist
136767 | THR-MCS-MT-0555 | Hydraulic Press | THR-MT-WA3 | Machine Tools |  | Tool |  | MT | hydraulic_press
48700 | TAB-MCS-MT-0002 | Hydraulic Press, Work Area 5 Workshop | TAB-WA5-MCS | Machine Shop- WA5 |  | Tool |  | MT | hydraulic_press
105290 | QT0301A | Iron Worker | TAB-MCS-MT | Machine Shop Mechanical Equipment | Welding Equipment,Welding Tools | Tool |  |  | sheet_metal_bender
30462 | FIS-SES-LDR-0310 | Ladder, 12' Fiberglass, Storage Building | FIS-SES | Safety, Instrumentation & Environmental Services | Safety | Tool |  | LDR | http://www.toronto.ca/TWONTO#ladder
30474 | FIS-SES-LDR-4502 | Ladder, 12'/26' Aluminum, Multiway, Workshop Building Near Washer/Dryer | FIS-SES | Safety, Instrumentation & Environmental Services | Safety | Tool |  | LDR | http://www.toronto.ca/TWONTO#ladder
62648 | THC-MCS-MT-0007 | Centre Lathe Machine, Building A | THC-MCS-MEQ | Machine Shop and Equipment | Machine Tool,Lathe | Tool |  | MT | http://www.toronto.ca/TWONTO#lathe
30468 | FIS-SES-LDR-0407 | Ladder, 16' Aluminum, Extension, Filter Building, Filter Gallery | FIS-SES | Safety, Instrumentation & Environmental Services | Safety | Tool |  | LDR | http://www.toronto.ca/TWONTO#ladder
30480 | FIS-SES-LDR-5001 | Ladder, 16' Aluminum, Extension, Fluoride & Ammonia Building, Scrubber Room | FIS-SES | Safety, Instrumentation & Environmental Services | Safety | Tool |  | LDR | http://www.toronto.ca/TWONTO#ladder
30460 | FIS-SES-LDR-0304 | Ladder, 16' Aluminum, Extension, Storage Building | FIS-SES | Safety, Instrumentation & Environmental Services | Safety | Tool |  | LDR | http://www.toronto.ca/TWONTO#ladder
30478 | FIS-SES-LDR-4507 | Ladder, 16' Aluminum, Extension, Workshop Building, Upper Mezzanine, Electrical Area | FIS-SES | Safety, Instrumentation & Environmental Services | Safety | Tool |  | LDR | http://www.toronto.ca/TWONTO#ladder
62654 | THC-MCS-MT-0017 | Bantam Lathe, Building A | THC-MCS-MEQ | Machine Shop and Equipment | Machine Tool,Lathe | Tool |  | MT | http://www.toronto.ca/TWONTO#lathe
30479 | FIS-SES-LDR-4508 | Ladder, 16' Aluminum, Extension, Workshop Building, Upper Mezzanine, Electrical Area | FIS-SES | Safety, Instrumentation & Environmental Services | Safety | Tool |  | LDR | http://www.toronto.ca/TWONTO#ladder
30471 | FIS-SES-LDR-1601 | Ladder, 16' Fiberglass, Extension, Raw Water PS | FIS-SES | Safety, Instrumentation & Environmental Services | Safety | Tool |  | LDR | http://www.toronto.ca/TWONTO#ladder
30477 | FIS-SES-LDR-4506 | Ladder, 2' Aluminum, Workshop Building, Stores | FIS-SES | Safety, Instrumentation & Environmental Services | Safety | Tool |  | LDR | http://www.toronto.ca/TWONTO#ladder
98005 | FIS-SES-LDR-0302 | Ladder, 24' Aluminum, Extension, Storage Building | FIS-SES | Safety, Instrumentation & Environmental Services | Safety | Tool |  | LDR | http://www.toronto.ca/TWONTO#ladder
30461 | FIS-SES-LDR-0308 | Ladder, 24' Fiberglass, Extension, Storage Building | FIS-SES | Safety, Instrumentation & Environmental Services | Safety | Tool |  | LDR | http://www.toronto.ca/TWONTO#ladder
98007 | FIS-SES-LDR-0305 | Ladder, 24' Fiberglass, Extension, Storage Building | FIS-SES | Safety, Instrumentation & Environmental Services | Safety | Tool |  | LDR | http://www.toronto.ca/TWONTO#ladder
98008 | FIS-SES-LDR-0306 | Ladder, 24' Fiberglass, Extension, Storage Building | FIS-SES | Safety, Instrumentation & Environmental Services | Safety | Tool |  | LDR | http://www.toronto.ca/TWONTO#ladder
98015 | FIS-SES-LDR-3501 | Ladder, 3' Aluminum, Gaseous Chemical Building, Tools Area | FIS-SES | Safety, Instrumentation & Environmental Services | Safety | Tool |  | LDR | http://www.toronto.ca/TWONTO#ladder
62663 | THC-MCS-SM-0110 | Machine Tool,Lathe, Building A | THC-MCS-MEQ | Machine Shop and Equipment | Machine Tool,Milling Machine | Tool |  | SM | http://www.toronto.ca/TWONTO#lathe
62664 | THC-MCS-SM-0130 | Machine Tool,Lathe, Building A | THC-MCS-MEQ | Machine Shop and Equipment | Machine Tool,Milling Machine | Tool |  | SM | http://www.toronto.ca/TWONTO#lathe
62665 | THC-MCS-SM-0140 | Machine Tool,Lathe, Building A | THC-MCS-MEQ | Machine Shop and Equipment | Machine Tool,Milling Machine | Tool |  | SM | http://www.toronto.ca/TWONTO#lathe
62666 | THC-MCS-SM-0170 | Machine Tool,Milling Machine, Building A | THC-MCS-MEQ | Machine Shop and Equipment | Machine Tool,Milling Machine | Tool |  | SM | http://www.toronto.ca/TWONTO#milling_machine
98016 | FIS-SES-LDR-3503 | Ladder, 3' Stairs, Gaseous Chemical Building, Storage Room West Wall | FIS-SES | Safety, Instrumentation & Environmental Services | Safety | Tool |  | LDR | http://www.toronto.ca/TWONTO#portable_ladder
98009 | FIS-SES-LDR-0307 | Ladder, 36' Fiberglass, Extension, Storage Building | FIS-SES | Safety, Instrumentation & Environmental Services | Safety | Tool |  | LDR | http://www.toronto.ca/TWONTO#ladder
30470 | FIS-SES-LDR-1401 | Ladder, 4' Aluminum, Meternig & Sampling Building | FIS-SES | Safety, Instrumentation & Environmental Services | Safety | Tool |  | LDR | http://www.toronto.ca/TWONTO#ladder
98018 | FIS-SES-LDR-5002 | Ladder, 4' Fiberglass, Fluoride & Ammonia Building, Ammonia Room | FIS-SES | Safety, Instrumentation & Environmental Services | Safety | Tool |  | LDR | http://www.toronto.ca/TWONTO#ladder
30463 | FIS-SES-LDR-0311 | Ladder, 4' Stairs, Storage Building | FIS-SES | Safety, Instrumentation & Environmental Services | Safety | Tool |  | LDR | http://www.toronto.ca/TWONTO#ladder
30472 | FIS-SES-LDR-1604 | Ladder, 44' Aluminum, Extension , Raw Water PS | FIS-SES | Safety, Instrumentation & Environmental Services | Safety | Tool |  | LDR | http://www.toronto.ca/TWONTO#ladder
30469 | FIS-SES-LDR-1301 | Ladder, 6' Fiberglass, Chemical Mixing Building | FIS-SES | Safety, Instrumentation & Environmental Services | Safety | Tool |  | LDR | http://www.toronto.ca/TWONTO#ladder
30465 | FIS-SES-LDR-0403 | Ladder, 6' Fiberglass, Filter Building, Backwash Pump Basement | FIS-SES | Safety, Instrumentation & Environmental Services | Safety | Tool |  | LDR | http://www.toronto.ca/TWONTO#ladder
98011 | FIS-SES-LDR-0401 | Ladder, 6' Fiberglass, Filter Building, Backwash Pump Basement, Communication Room | FIS-SES | Safety, Instrumentation & Environmental Services | Safety | Tool |  | LDR | http://www.toronto.ca/TWONTO#ladder
30466 | FIS-SES-LDR-0405 | Ladder, 6' Fiberglass, Filter Building, Filter Gallery | FIS-SES | Safety, Instrumentation & Environmental Services | Safety | Tool |  | LDR | http://www.toronto.ca/TWONTO#ladder
30467 | FIS-SES-LDR-0406 | Ladder, 6' Fiberglass, Filter Building, Filter Gallery | FIS-SES | Safety, Instrumentation & Environmental Services | Safety | Tool |  | LDR | http://www.toronto.ca/TWONTO#ladder
98014 | FIS-SES-LDR-1605 | Ladder, 6' Fiberglass, Flume Walkway | FIS-SES | Safety, Instrumentation & Environmental Services | Safety | Tool |  | LDR | http://www.toronto.ca/TWONTO#ladder
98019 | FIS-SES-LDR-5003 | Ladder, 6' Fiberglass, Fluoride & Ammonia Building, Fluoride Skid Room | FIS-SES | Safety, Instrumentation & Environmental Services | Safety | Tool |  | LDR | http://www.toronto.ca/TWONTO#ladder
98012 | FIS-SES-LDR-1602 | Ladder, 6' Fiberglass, Raw Water PS | FIS-SES | Safety, Instrumentation & Environmental Services | Safety | Tool |  | LDR | http://www.toronto.ca/TWONTO#ladder
76224 | THR-MCS-MT-0523 | Centre Lathe | THR-MT-WA3 | Machine Tools |  | Tool |  | MT | http://www.toronto.ca/TWONTO#lathe
76225 | THR-MCS-MT-0524 | Centre Lathe | THR-GRK-PRTY-WA3 | WA3 Property, Humber T. P. for DOS Work Orders |  | Tool |  | MT | http://www.toronto.ca/TWONTO#lathe
76226 | THR-MCS-MT-0531 | Milling Machine | THR-MT-WA3 | Machine Tools |  | Tool |  | MT | http://www.toronto.ca/TWONTO#milling_machine
98013 | FIS-SES-LDR-1603 | Ladder, 6' Fiberglass, Raw Water PS | FIS-SES | Safety, Instrumentation & Environmental Services | Safety | Tool |  | LDR | http://www.toronto.ca/TWONTO#ladder
98006 | FIS-SES-LDR-0303 | Ladder, 6' Fiberglass, Storage Building | FIS-SES | Safety, Instrumentation & Environmental Services | Safety | Tool |  | LDR | http://www.toronto.ca/TWONTO#ladder
98017 | FIS-SES-LDR-4503 | Ladder, 6' Fiberglass, Workshop Building, Empty Room in TRW Pump Area | FIS-SES | Safety, Instrumentation & Environmental Services | Safety | Tool |  | LDR | http://www.toronto.ca/TWONTO#ladder
30476 | FIS-SES-LDR-4505 | Ladder, 6' Fiberglass, Workshop Building, Machine Shop | FIS-SES | Safety, Instrumentation & Environmental Services | Safety | Tool |  | LDR | http://www.toronto.ca/TWONTO#ladder
76231 | THR-MCS-MT-0559 | Centre Lathe | THR-MT-WA3 | Machine Tools |  | Tool |  | MT | http://www.toronto.ca/TWONTO#lathe
30464 | FIS-SES-LDR-0402 | Ladder, 8' Fiberglass, Filter Building, Backwash Pump Basement | FIS-SES | Safety, Instrumentation & Environmental Services | Safety | Tool |  | LDR | http://www.toronto.ca/TWONTO#ladder
30481 | FIS-SES-LDR-5004 | Ladder, 8' Fiberglass, Fluoride & Ammonia Building, Scrubber Room | FIS-SES | Safety, Instrumentation & Environmental Services | Safety | Tool |  | LDR | http://www.toronto.ca/TWONTO#ladder
98004 | FIS-SES-LDR-0301 | Ladder, 8' Fiberglass, Storage Building | FIS-SES | Safety, Instrumentation & Environmental Services | Safety | Tool |  | LDR | http://www.toronto.ca/TWONTO#ladder
98010 | FIS-SES-LDR-0309 | Ladder, 8' Fiberglass, Storage Building | FIS-SES | Safety, Instrumentation & Environmental Services | Safety | Tool |  | LDR | http://www.toronto.ca/TWONTO#ladder
30473 | FIS-SES-LDR-4501 | Ladder, 8' Fiberglass, Workshop Building Near Washer/Dryer | FIS-SES | Safety, Instrumentation & Environmental Services | Safety | Tool |  | LDR | http://www.toronto.ca/TWONTO#ladder
30475 | FIS-SES-LDR-4504 | Ladder, 8' Fiberglass, Workshop Building, Lower Machine Shop | FIS-SES | Safety, Instrumentation & Environmental Services | Safety | Tool |  | LDR | http://www.toronto.ca/TWONTO#ladder
61954 | THC-GRK-LAD-0002 | Ladder, fixed access type | THC-GRK-MCS | Mechanical Services |  | Tool |  | LAD | http://www.toronto.ca/TWONTO#collection_of_assets
125961 | THC-GRK-LAD-0001 | Ladder, portable access type, step, rolling, folding, extension, scissor, multi-position, platform, sliding | THC-GRK-MCS | Mechanical Services |  | Tool |  | LAD | http://www.toronto.ca/TWONTO#collection_of_assets
146382 | WTR-PSC-MEQ-0005 | Laser Alignment Tool, S/N 118332 | WTR-PSC-AUX | Auxiliary Equipment (Building Facilities) |  | Tool |  | MEQ | laser_alignment_tool
145120 | WTR-PLW-MEQ-0005 | Laser Alignment Tool, S/N 119940 | WTR-PLW-AUX | Auxilliary Equipment (Building Facilities) |  | Tool |  | MEQ | laser_alignment_tool
78736 | FHA-MCS-MT-0101 | Machine Tool, Lathe Engine H.D., Service Building, Machine Shop | FHA-MCS-MEQ | Machine Shop & Equipment | Machine Tool,Lathe | Tool |  | MT | http://www.toronto.ca/TWONTO#lathe
78737 | FHA-MCS-MT-0201 | Machine Tool, Lathe Standard., Service Building, Machine Shop | FHA-MCS-MEQ | Machine Shop & Equipment | Machine Tool,Lathe | Tool |  | MT | http://www.toronto.ca/TWONTO#lathe
144117 | WTR-PHL-MEQ-0001 | Laser Alignment Tool, S/N 127153 | WTR-PHL-AUX | Auxiliary Equipment (Building Facilities) |  | Tool |  | MEQ | laser_alignment_tool
136768 | THR-MCS-MT-0557 | Lift Table | THR-LD-WA3 | Lifting Devices, Chain Hoist, Come Along & Slings |  | Tool |  | MT | lift_table
136769 | THR-MCS-MT-0557 | Lift Table | THR-MT-WA3 | Machine Tools |  | Tool |  | MT | lift_table
60758 | THC-ELS-DR-0300 | Machine Shop Overhead Door, Building A | THC-MCS-MEQ | Machine Shop and Equipment | Machine Tool,Milling Machine | Tool |  | DR | http://www.toronto.ca/TWONTO#roll_up_door
17606 | FHA-MCS-MT-1001 | Machine Tool, Band Saw, Horizontal, Filter Building, | FHA-MCS-MEQ | Machine Shop & Equipment | Machine Tool,Saw | Tool |  | MT | http://www.toronto.ca/TWONTO#band_saw
78739 | FHA-MCS-MT-0601 | Machine Tool, Band Saw, Horizontal, Service Building, Machine Shop | FHA-MCS-MEQ | Machine Shop & Equipment | Machine Tool,Saw | Tool |  | MT | http://www.toronto.ca/TWONTO#band_saw
97372 | FIS-MCS-MT-4507 | Machine Tool, Band Saw, Horizontal, Workshop Building, Machine Shop | FIS-MCS | Mechanical Services | Machine Tool,Saw | Tool |  | MT | http://www.toronto.ca/TWONTO#band_saw
78740 | FHA-MCS-MT-0701 | Machine Tool, Band Saw, Vertical, Service Building, Machine Shop | FHA-MCS-MEQ | Machine Shop & Equipment | Machine Tool,Saw | Tool |  | MT | http://www.toronto.ca/TWONTO#band_saw
85719 | WTR-PHL-MT-0001 | Welding Machine, Portable (Millwright Truck) | WTR-PHL-AUX | Auxiliary Equipment (Building Facilities) |  | Tool |  | MT | welder
97371 | FIS-MCS-MT-4506 | Machine Tool, Band Saw, Vertical, Workshop Building, Machine Shop | FIS-MCS | Mechanical Services | Machine Tool,Saw | Tool |  | MT | http://www.toronto.ca/TWONTO#band_saw
29650 | FIS-MCS-MT-4504 | Machine Tool, Drill ,Press, Workshop Building, Machine Shop | FIS-MCS | Mechanical Services | Machine Tool,Drill Press | Tool |  | MT | http://www.toronto.ca/TWONTO#drill_press
78738 | FHA-MCS-MT-0501 | Machine Tool, Drill, Press, Service Building, Machine Shop | FHA-MCS-MEQ | Machine Shop & Equipment | Machine Tool,Drill Press | Tool |  | MT | http://www.toronto.ca/TWONTO#drill_press
17603 | FHA-MCS-MT-0401 | Machine Tool, Drill. Radial Arm 42" Swing, Service Building, Machine Shop | FHA-MCS-MEQ | Machine Shop & Equipment | Machine Tool | Tool |  | MT | http://www.toronto.ca/TWONTO#radial_arm_drill
126511 | THC-MCS-SM-0160 | Machine Tool, Grinder, Building A | THC-MCS-MEQ | Machine Shop and Equipment | Machine Tool,Milling Machine | Tool |  | SM | bench_grinder
17609 | FHA-MCS-MT-1301 | Machine Tool, Hydraulic Valve Operator, Gas Trailer Mounted, RMF, Welding Shop/Storage | FHA-MCS-MEQ | Machine Shop & Equipment | Vehicle,Unlicensed | Tool |  | MT | valve_operator
29651 | FIS-MCS-MT-4508 | Machine Tool, Lawn Mower | FIS-MCS | Mechanical Services | Irrigation System,Automated | Tool |  | MT | lawn_mover
76219 | THR-MCS-MT | Machine Tool, Miscellaneous | THR-MCS-WA1 | Cranes, Lifting Devices, Machine Tools, Overhead Doors | Door,Overhead | Tool |  |  | http://www.toronto.ca/TWONTO#collection_of_assets
17607 | FHA-MCS-MT-1101 | Machine Tool, Plasma Cutter, RMF, Welding Shop | FHA-MCS-MEQ | Machine Shop & Equipment | Machine Tool | Tool |  | MT | plasma_cutter
97369 | FIS-MCS-MT-4503 | Machine Tool, Radial Arm Drill ,Press, Workshop Building, Machine Shop | FIS-MCS | Mechanical Services | Machine Tool,Drill Press | Tool |  | MT | http://www.toronto.ca/TWONTO#radial_arm_drill
29652 | FIS-MCS-MT-4510 | Machine Tool, Vertical Bandsaw | FIS-MCS | Mechanical Services | Machine Tool,Saw | Tool |  | MT | http://www.toronto.ca/TWONTO#band_saw
97373 | FIS-MCS-MT-4510 | Machine Tool, Vertical Bandsaw | FIS-MCS-MC | Machine Shop & Equipment | Machine Tool,Saw | Tool |  | MT | http://www.toronto.ca/TWONTO#band_saw
126514 | THC-MCS-SM-0210 | Machine Tool,Drill Press, Building A | THC-MCS-MEQ | Machine Shop and Equipment | Machine Tool,Milling Machine | Tool |  | SM | http://www.toronto.ca/TWONTO#drill_press
126513 | THC-MCS-SM-0190 | Machine Tool,Radial arm Drill, Building A | THC-MCS-MEQ | Machine Shop and Equipment | Machine Tool,Milling Machine | Tool |  | SM | http://www.toronto.ca/TWONTO#radial_arm_drill
62667 | THC-MCS-SM-0220 | Machine Tool,Saw, Building A | THC-MCS-MEQ | Machine Shop and Equipment | Machine Tool,Milling Machine | Tool |  | SM | http://www.toronto.ca/TWONTO#table_saw
62668 | THC-MCS-SM-0230 | Machine Tool,Saw, Building A | THC-MCS-MEQ | Machine Shop and Equipment | Machine Tool,Milling Machine | Tool |  | SM | http://www.toronto.ca/TWONTO#table_saw
76236 | THR-MCS-MT1-WA2 | Machine Tool-1 | THR-MCS-WA2 | Cranes, Lifting Devices, Machine Tools, Overhead Doors |  | Tool |  |  | http://www.toronto.ca/TWONTO#collection_of_assets
76237 | THR-MCS-MT2-WA2 | Machine Tool-2 | THR-MCS-WA2 | Cranes, Lifting Devices, Machine Tools, Overhead Doors |  | Tool |  |  | http://www.toronto.ca/TWONTO#collection_of_assets
76241 | THR-MT-WA4 | Machine Tools | THR WORK AREA 4 | Liquid Handling 2 |  | Tool |  |  | http://www.toronto.ca/TWONTO#collection_of_assets
76242 | THR-MT-WA4 | Machine Tools | THR-MCS-WA4 | Cranes, Lifting Devices, Machine Tools, Mechanical/Welding Shops |  | Tool |  |  | http://www.toronto.ca/TWONTO#collection_of_assets
136784 | THR-MT-WA3 | Machine Tools | THR-MCS-WA3 | Cranes, Lifting Devices, Machine Tools, Overhead doors, Welding Shops |  | Tool |  |  | http://www.toronto.ca/TWONTO#collection_of_assets
93492 | FHO-MCS-MT-0201 | Lathe, Centre | FHO-MCS-MEQ | Machine Shop & Equipment | Machine Tool,Lathe | Tool |  | MT | http://www.toronto.ca/TWONTO#lathe
93493 | FHO-MCS-MT-0301 | Milling Machine, Vertical | FHO-MCS-MEQ | Machine Shop & Equipment | Machine Tool,Milling Machine | Tool |  | MT | http://www.toronto.ca/TWONTO#milling_machine
136785 | THR-MT-WA4 | Machine Tools | THR-GRK-WA4 | Building & Grounds Work Area 4 |  | Tool |  |  | http://www.toronto.ca/TWONTO#collection_of_assets
126488 | THC-MCS-MEQ-0001 | Mechanical Equipment, Building A | THC-MCS-MEQ | Machine Shop and Equipment |  | Tool |  | MEQ | http://www.toronto.ca/TWONTO#collection_of_assets
62634 | THC-MCS-MEQ-0002 | Mechanical Equipment, Building B | THC-MCS-MEQ | Machine Shop and Equipment |  | Tool |  | MEQ | http://www.toronto.ca/TWONTO#collection_of_assets
62637 | THC-MCS-MEQ-0005 | Mechanical Equipment, Building M | THC-GRK-MCS | Mechanical Services |  | Tool |  | MEQ | http://www.toronto.ca/TWONTO#collection_of_assets
84543 | WTR-PAH-MEQ-0001 | Mechanical Equipment, Sandblaster | WTR-PAH-AUX | Auxiliary Equipment (Building Facilities) | Machine Tool | Tool |  | MEQ | sandblaster
88271 | WTR-PSC-MEQ-0001 | Mechanical Equipment, Sandblaster | WTR-PSC-AUX | Auxiliary Equipment (Building Facilities) | Machine Tool | Tool |  | MEQ | sandblaster
84544 | WTR-PAH-MEQ-0002 | Mechanical Equipment, Steam Power Washer | WTR-PAH-AUX | Auxiliary Equipment (Building Facilities) | Machine Tool | Tool |  | MEQ | steam_cleaner
126503 | THC-MCS-MT-0020 | Mechanical Hacksaw, Building A | THC-MCS-MEQ | Machine Shop and Equipment | Machine Tool,Saw | Tool |  | MT | http://www.toronto.ca/TWONTO#table_saw
105293 | QT0503A | MIG Welding Machine | TAB-MCS-MT | Machine Shop Mechanical Equipment | Welding Equipment,Welding Machine | Tool |  |  | welder
136779 | THR-MCS-PW-0001 | Parts Washer, Digester Tank 9-10, Basement | THR-MCS-MT | Machine Tool, Miscellaneous |  | Tool |  | PW | parts_washer
76238 | THR-MCS-PW-0004 | Parts Washer, East Maintenance Bldg | THR-MT-WA4 | Machine Tools |  | Tool |  | PW | parts_washer
76239 | THR-MCS-PW-0572 | Parts Washer, West Maintenance Shop | THR-GRK-GQ-WA3 | Building & Grounds Equipment, Work Area 3 | Vehicle,Unlicensed | Tool |  | PW | parts_washer
136773 | THR-MCS-MT-0684 | Pasma Cutting System,Thermal Dynamics,WA2 | THR-MCS-MT2-WA2 | Machine Tool-2 |  | Tool |  | MT | plasma_cutter
97367 | FIS-MCS-MT-4501 | Machine Tool, Lathe, Workshop Building, Machine Shop | FIS-MCS | Mechanical Services | Machine Tool,Lathe | Tool |  | MT | http://www.toronto.ca/TWONTO#lathe
97368 | FIS-MCS-MT-4502-SUS | Machine Tool, Lathe, Workshop Building, Machine Shop | FIS-MCS | Mechanical Services | Machine Tool,Lathe | Tool | 38551 | MT | http://www.toronto.ca/TWONTO#lathe
62643 | THC-MCS-MT-0002 | Pedestal Drill, Building A | THC-SUSPENDED | Suspended entity | Machine Tool,Drill Press | Tool | 35548 | MT | http://www.toronto.ca/TWONTO#drill_press
97370 | FIS-MCS-MT-4505 | Machine Tool, Milling Machine, Workshop Building, Machine Shop | FIS-MCS | Mechanical Services | Machine Tool,Milling Machine | Tool |  | MT | http://www.toronto.ca/TWONTO#milling_machine
126493 | THC-MCS-MT-0002 | Pedestal Drill, Building A | THC-MCS-MEQ | Machine Shop and Equipment | Machine Tool,Drill Press | Tool | 35548 | MT | http://www.toronto.ca/TWONTO#drill_press
24356 | FHO-MCS-MT-1107 | Personal Tool Kit | FHO-MCS | Mechanical Services | Machine Tool | Tool |  | MT | tool_kit
24357 | FHO-MCS-MT-1107 | Personal Tool Kit | FHO-MCS-MEQ | Machine Shop & Equipment | Machine Tool | Tool |  | MT | tool_kit
24358 | FHO-MCS-MT-1108 | Personal Tool Kit | FHO-MCS-MEQ | Machine Shop & Equipment | Machine Tool | Tool |  | MT | tool_kit
93497 | FHO-MCS-MT-1105 | Personal Tool Kit | FHO-MCS-MEQ | Machine Shop & Equipment | Machine Tool | Tool |  | MT | tool_kit
24361 | FHO-MCS-MT-1114 | Personal Tool Kit (EICT) | FHO-MCS-MEQ | Machine Shop & Equipment | Machine Tool | Tool |  | MT | tool_kit
93498 | FHO-MCS-MT-1110 | Personal Tool Kit (EICT) | FHO-MCS-MEQ | Machine Shop & Equipment | Machine Tool | Tool |  | MT | tool_kit
93501 | FHO-MCS-MT-1113 | Personal Tool Kit (EICT) | FHO-MCS-MEQ | Machine Shop & Equipment | Machine Tool | Tool |  | MT | tool_kit
93503 | FHO-MCS-MT-1118 | Personal Tool Kit (EICT) | FHO-MCS-MEQ | Machine Shop & Equipment | Machine Tool | Tool |  | MT | tool_kit
24359 | FHO-MCS-MT-1109 | Personal Tool Kit (MW Apprentice) | FHO-MCS-MEQ | Machine Shop & Equipment | Machine Tool | Tool |  | MT | tool_kit
24353 | FHO-MCS-MT-1101 | Personal Tool Kit (MW) | FHO-MCS-MEQ | Machine Shop & Equipment | Machine Tool | Tool |  | MT | tool_kit
24362 | FHO-MCS-MT-1115 | Personal Tool Kit (MW) | FHO-MCS-MEQ | Machine Shop & Equipment | Machine Tool | Tool |  | MT | tool_kit
24363 | FHO-MCS-MT-1117 | Personal Tool Kit (MW) | FHO-MCS-MEQ | Machine Shop & Equipment | Machine Tool | Tool |  | MT | tool_kit
93495 | FHO-MCS-MT-1102 | Personal Tool Kit (MW) | FHO-MCS-MEQ | Machine Shop & Equipment | Machine Tool | Tool |  | MT | tool_kit
93502 | FHO-MCS-MT-1116 | Personal Tool Kit (MW) | FHO-MCS-MEQ | Machine Shop & Equipment | Machine Tool | Tool |  | MT | tool_kit
93504 | FHO-MCS-MT-1119 | Personal Tool Kit (MW) | FHO-MCS-MEQ | Machine Shop & Equipment | Machine Tool | Tool |  | MT | tool_kit
93500 | FHO-MCS-MT-1111 | Personal Tool Kit D. Gibbs | FHO-MCS-MEQ | Machine Shop & Equipment | Machine Tool | Tool | 34671 | MT | tool_kit
24355 | FHO-MCS-MT-1106 | Personal Tool Kit E. Sacay | FHO-MCS-MEQ | Machine Shop & Equipment | Machine Tool | Tool | 34669 | MT | tool_kit
93496 | FHO-MCS-MT-1103 | Personal Tool Kit G. Fuller | FHO-MCS-MEQ | Machine Shop & Equipment | Machine Tool | Tool | 34668 | MT | tool_kit
24354 | FHO-MCS-MT-1104 | Personal Tool Kit G. Little | FHO-MCS-MEQ | Machine Shop & Equipment | Machine Tool | Tool | 34667 | MT | tool_kit
101798 | MS0101A | Lathe | TAB-MCS-MT | Machine Shop Mechanical Equipment | Machine Tool,Lathe | Tool |  |  | http://www.toronto.ca/TWONTO#lathe
101799 | MS0107A | Lathe | TAB-MCS-MT | Machine Shop Mechanical Equipment | Machine Tool,Lathe | Tool |  |  | http://www.toronto.ca/TWONTO#lathe
101800 | MS0109A | Lathe | TAB-MCS-MT | Machine Shop Mechanical Equipment | Machine Tool,Lathe | Tool |  |  | http://www.toronto.ca/TWONTO#lathe
101801 | MS0109A | Lathe | TAB-WA5-MCS | Machine Shop- WA5 | Machine Tool,Lathe | Tool |  |  | http://www.toronto.ca/TWONTO#lathe
101802 | MS0112A | Milling Machine | TAB-MCS-MT | Machine Shop Mechanical Equipment | Machine Tool,Milling Machine | Tool |  |  | http://www.toronto.ca/TWONTO#milling_machine
101803 | MS0113A | Milling Machine | TAB-MCS-MT | Machine Shop Mechanical Equipment | Machine Tool,Milling Machine | Tool |  |  | http://www.toronto.ca/TWONTO#milling_machine
101804 | MS0123A | Milling Machine | TAB-MCS-MT | Machine Shop Mechanical Equipment | Machine Tool,Milling Machine | Tool |  |  | http://www.toronto.ca/TWONTO#milling_machine
101805 | MS0124A | Lathe | TAB-MCS-MT | Machine Shop Mechanical Equipment | Machine Tool,Lathe | Tool |  |  | http://www.toronto.ca/TWONTO#lathe
24360 | FHO-MCS-MT-1112 | Personal Tool Kit Plant Technicians | FHO-MCS-MEQ | Machine Shop & Equipment | Machine Tool | Tool |  | MT | tool_kit
93499 | FHO-MCS-MT-1110-SUSP | Personal Tool Kit R. Polanowski | FHO-MCS-MEQ | Machine Shop & Equipment | Machine Tool | Tool | 35010 | MT | tool_kit
62649 | THC-MCS-MT-0011 | Personal Tool Kit, B. Michlits | THC-MCS-MEQ-0005 | Mechanical Equipment, Building M |  | Tool | 35552 | MT | tool_kit
126500 | THC-MCS-MT-0011 | Personal Tool Kit, B. Michlits | THC-SUSPENDED | Suspended entity |  | Tool | 35552 | MT | tool_kit
62647 | THC-MCS-MT-0006 | Personal Tool Kit, B. Shortill | THC-SUSPENDED | Suspended entity |  | Tool | 35551 | MT | tool_kit
126496 | THC-MCS-MT-0006 | Personal Tool Kit, B. Shortill | THC-MCS-MEQ-0005 | Mechanical Equipment, Building M |  | Tool | 35551 | MT | tool_kit
62645 | THC-MCS-MT-0004 | Personal Tool Kit, E. Alexeenko | THC-SUSPENDED | Suspended entity |  | Tool | 35549 | MT | tool_kit
126494 | THC-MCS-MT-0004 | Personal Tool Kit, E. Alexeenko | THC-MCS-MEQ-0005 | Mechanical Equipment, Building M |  | Tool | 35549 | MT | tool_kit
62646 | THC-MCS-MT-0005 | Personal Tool Kit, Gao, Frank (Fengchang) | THC-MCS-MEQ-0005 | Mechanical Equipment, Building M |  | Tool | 35550 | MT | tool_kit
126495 | THC-MCS-MT-0005 | Personal Tool Kit, Gao, Frank (Fengchang) | THC-SUSPENDED | Suspended entity |  | Tool | 35550 | MT | tool_kit
113780 | TAB-MCS-MT-0001 | Milling & Drilling machine | TAB-WA5-MCS | Machine Shop- WA5 | Machine Tool,Milling Machine | Tool |  | MT | http://www.toronto.ca/TWONTO#milling_machine
62650 | THC-MCS-MT-0012 | Personal Tool Kit, T. Gisitsch | THC-MCS-MEQ-0005 | Mechanical Equipment, Building M |  | Tool | 35553 | MT | tool_kit
62651 | THC-MCS-MT-0012 | Personal Tool Kit, T. Gisitsch | THC-SUSPENDED | Suspended entity |  | Tool | 35553 | MT | tool_kit
38420 | QT0201A | Plasma Cutter | TAB-MCS-MT | Machine Shop Mechanical Equipment | Welding Equipment,Plasma Cutting Machine | Tool |  |  | plasma_cutter
62660 | THC-MCS-MT-0024 | Plasma Cutter, Building B | THC-MCS-MEQ | Machine Shop and Equipment | Welding Equipment,Welding Machine | Tool |  | MT | plasma_cutter
62662 | THC-MCS-MT-0026 | Portable Welding Machine, Building A | THC-SUSPENDED | Suspended entity | Welding Equipment,Welding Machine | Tool | 35556 | MT | welder
126505 | THC-MCS-MT-0026 | Portable Welding Machine, Building A | THC-MCS-MEQ | Machine Shop and Equipment | Welding Equipment,Welding Machine | Tool | 35556 | MT | welder
24348 | FHO-MCS-MT-0601 | Press, Hydraulic 50 Ton | FHO-MCS-MEQ | Machine Shop & Equipment | Machine Tool | Tool |  | MT | hydraulic_press
62644 | THC-MCS-MT-0003 | Radial Arm Drill, Building A | THC-MCS-MEQ | Machine Shop and Equipment | Machine Tool,Radial arm Drill | Tool |  | MT | http://www.toronto.ca/TWONTO#radial_arm_drill
101808 | MS0128A | Radial Drill | TAB-MCS-MT | Machine Shop Mechanical Equipment | Machine Tool,Radial arm Drill | Tool |  |  | http://www.toronto.ca/TWONTO#radial_arm_drill
101807 | MS0127A | Radial Drill, GR 50 - 1200 Foradia | TAB-MCS-MT | Machine Shop Mechanical Equipment | Machine Tool,Radial arm Drill | Tool |  |  | http://www.toronto.ca/TWONTO#radial_arm_drill
126516 | THC-MCS-SQ-0001 | Safety tools, equipment for general use, plant wide | THC-MCS-MEQ | Machine Shop and Equipment | Machine Tool,Milling Machine | Tool |  | SQ | http://www.toronto.ca/TWONTO#collection_of_assets
62687 | THC-MSC-MT-0026 | Sampson Box and Pan Brake, Building B | THC-MCS-MEQ | Machine Shop and Equipment | Welding Equipment,Welding Machine | Tool |  | MT | sheet_metal_bender
62661 | THC-MCS-MT-0025 | Sampson Hydraulic Shear, Building B | THC-MCS-MEQ | Machine Shop and Equipment | Welding Equipment,Welding Machine | Tool |  | MT | cutting_shears
126497 | THC-MCS-MT-0008 | Centre Lathe Machine, Building A | THC-MCS-MEQ | Machine Shop and Equipment | Machine Tool,Lathe | Tool |  | MT | http://www.toronto.ca/TWONTO#lathe
126498 | THC-MCS-MT-0009 | Centre Lathe Machine, Building A | THC-MCS-MEQ | Machine Shop and Equipment | Machine Tool,Lathe | Tool |  | MT | http://www.toronto.ca/TWONTO#lathe
126499 | THC-MCS-MT-0010 | Centre Lathe Machine, Building A | THC-MCS-MEQ | Machine Shop and Equipment | Machine Tool,Lathe | Tool |  | MT | http://www.toronto.ca/TWONTO#lathe
76222 | THR-MCS-MT-0519 | Sander, Combination- JET | THR-MCS-MT2-WA2 | Machine Tool-2 |  | Tool |  | MT | table_sander
126501 | THC-MCS-MT-0013 | Milling Machine, Building A | THC-MCS-MEQ | Machine Shop and Equipment | Machine Tool,Milling Machine | Tool |  | MT | http://www.toronto.ca/TWONTO#milling_machine
105291 | QT0401A | Sheet Metal Bender | TAB-MCS-MT | Machine Shop Mechanical Equipment | Welding Equipment,Welding Tools | Tool |  |  | sheet_metal_bender
97320 | FIS-GRK-SM-0101 | Shop Machine, Power Washer, Machine Shop | FIS-GRK-0001 | FIS, Building Maintenance | Motor,Hydraulic | Tool |  | SM | http://www.toronto.ca/TWONTO#power_washer
29534 | FIS-GRK-SM-0100 | Shop Machine, Steam Cleaner, Machine Shop | FIS-GRK-0001 | FIS, Building Maintenance | Motor,Hydraulic | Tool |  | SM | steam_cleaner
62657 | THC-MCS-MT-0021 | Shop Saw, Building A | THC-MCS-MEQ | Machine Shop and Equipment | Machine Tool,Saw | Tool | 35555 | MT | http://www.toronto.ca/TWONTO#table_saw
126509 | THC-MCS-SM-0120 | Machine Tool,Lathe, Building A | THC-MCS-MEQ | Machine Shop and Equipment | Machine Tool,Milling Machine | Tool |  | SM | http://www.toronto.ca/TWONTO#lathe
126510 | THC-MCS-SM-0150 | Machine Tool,Lathe, Building A | THC-MCS-MEQ | Machine Shop and Equipment | Machine Tool,Milling Machine | Tool |  | SM | http://www.toronto.ca/TWONTO#lathe
62658 | THC-MCS-MT-0021 | Shop Saw, Building A | THC-SUSPENDED | Suspended entity | Machine Tool,Saw | Tool | 35555 | MT | http://www.toronto.ca/TWONTO#table_saw
126512 | THC-MCS-SM-0180 | Machine Tool,Milling Machine, Building A | THC-MCS-MEQ | Machine Shop and Equipment | Machine Tool,Milling Machine | Tool |  | SM | http://www.toronto.ca/TWONTO#milling_machine
30713 | FIS-SM | Spill Management Kits | FIS-SES | Safety, Instrumentation & Environmental Services | Safety,Emergency Kit | Tool |  |  | http://www.toronto.ca/TWONTO#collection_of_assets
98267 | FIS-SM | Spill Management Kits | FIS-SES-LTG | Emergency Lights | Safety,Emergency Kit | Tool |  |  | http://www.toronto.ca/TWONTO#collection_of_assets
62655 | THC-MCS-MT-0019 | Tool Grinder Unit, Building A | THC-MCS-MEQ | Machine Shop and Equipment | Machine Tool | Tool | 35554 | MT | bench_grinder
62656 | THC-MCS-MT-0019 | Tool Grinder Unit, Building A | THC-SUSPENDED | Suspended entity | Machine Tool | Tool | 35554 | MT | bench_grinder
55536 | TAB-WA2-SP-0001 | Tool, samples grab | TAB-AER-INQ | Aeration - WA2 Instrumentation Equipment |  | Tool |  | SP | http://www.toronto.ca/TWONTO#collection_of_assets
55537 | TAB-WA2-SP-0001 | Tool, samples grab | TAB-STR-SP | Aeration, Sampler Settled Sewage |  | Tool |  | SP | http://www.toronto.ca/TWONTO#collection_of_assets
136777 | THR-MCS-MT-5356 | Ultrasonic Machine | THR-MCS-MT | Machine Tool, Miscellaneous | Machine Tool | Tool |  | MT | parts_washer
136778 | THR-MCS-MT-5356 | Ultrasonic Machine | THR-MCS-MT2-WA2 | Machine Tool-2 | Machine Tool | Tool |  | MT | parts_washer
24341 | FHO-MCS-MEQ-1201 | Valve Operator Tool, Cart Mounted | FHO-MCS-MEQ | Machine Shop & Equipment | Machine Tool | Tool |  | MEQ | valve_operator
93485 | FHO-MCS-MEQ-1202 | Valve Operator Tool, Hand Held | FHO-MCS-MEQ | Machine Shop & Equipment | Machine Tool | Tool |  | MEQ | valve_operator
53568 | TAB-SES-LD | WA2 Lifting devices | TAB-AER-BL | Blower Building | Lifting Device | Tool |  |  | http://www.toronto.ca/TWONTO#collection_of_assets
117963 | TAB-SES-LD | WA2 Lifting devices | TAB-STR-SQ | WA2 Safety Equipment,lifting devices, ladders, Eye Wash station, First Aid Kits, Lock out stations | Lifting Device | Tool |  |  | http://www.toronto.ca/TWONTO#collection_of_assets
136760 | THR-MCS-MT-0524 | Centre Lathe | THR-MT-WA3 | Machine Tools |  | Tool |  | MT | http://www.toronto.ca/TWONTO#lathe
96085 | FIS-AMT-WS-0001 | Weather Monitoring Station, Filter Building Roof | FIS-GRK | FIS Buildings & Grounds |  | Tool |  | WS | weather_station
136762 | THR-MCS-MT-0534 | Centre Lathe | THR-MT-WA3 | Machine Tools |  | Tool |  | MT | http://www.toronto.ca/TWONTO#lathe
126515 | THC-MCS-SM-0240 | Welding Down Draft Bed, Building A | THC-MCS-MEQ | Machine Shop and Equipment | Machine Tool,Milling Machine | Tool |  | SM | welder
76220 | THR-MCS-MT-0408 | Welding Machine | THR-MT-WA3 | Machine Tools |  | Tool |  | MT | welder
76230 | THR-MCS-MT-0556 | Welding Machine | THR-MT-WA3 | Machine Tools |  | Tool |  | MT | welder
76232 | THR-MCS-MT-0679 | Welding Machine / Plasma Cutter | THR-MT-WA3 | Machine Tools |  | Tool |  | MT | welder
136771 | THR-MCS-MT-0680 | Welding Machine Arc | THR-MT-WA3 | Machine Tools |  | Tool |  | MT | welder
136776 | THR-MCS-MT-1990 | Welding Machine Arc, Portable | THR-MT-WA3 | Machine Tools |  | Tool |  | MT | welder
136757 | THR-MCS-MT-0409 | Welding Machine Portable | THR-MT-WA3 | Machine Tools |  | Tool |  | MT | welder
136770 | THR-MCS-MT-0560 | Centre Lathe | THR-MT-WA3 | Machine Tools |  | Tool |  | MT | http://www.toronto.ca/TWONTO#lathe
76233 | THR-MCS-MT-0681 | Welding Machine, Arc | THR-MCS-MT2-WA2 | Machine Tool-2 |  | Tool |  | MT | welder
76234 | THR-MCS-MT-0681 | Welding Machine, Arc | THR-PRM | Primary Treatment |  | Tool |  | MT | welder
136774 | THR-MCS-MT-0689 | Welding Machine, Arc | THR-MT-WA3 | Machine Tools |  | Tool |  | MT | welder
136775 | THR-MCS-MT-0689 | Welding Machine, Arc | THR-MT-WA4 | Machine Tools |  | Tool |  | MT | welder
76235 | THR-MCS-MT-0683 | Welding Machine, MIG Welding- Lincoln | THR-MCS-MT2-WA2 | Machine Tool-2 |  | Tool |  | MT | welder
147561 | YCM-TL-BCU-01 | Yard tools - Bushcutter | FAC-YCM-TOOLS | Yard tools |  | Tool |  | BCU | http://www.toronto.ca/TWONTO#collection_of_assets
147563 | YCM-TL-CSA-01 | Yard tools - Chainsaw | FAC-YCM-TOOLS | Yard tools |  | Tool |  | CSA | http://www.toronto.ca/TWONTO#collection_of_assets
89862 | YCM-TL-CG-01 | Yard tools - Chipping gun | FAC-YCM-TOOLS | Yard tools |  | Tool |  | CG | http://www.toronto.ca/TWONTO#collection_of_assets
89864 | YCM-TL-CSA-02 | Yard tools - Chop Saw | FAC-YCM-TOOLS | Yard tools |  | Tool |  | CSA | http://www.toronto.ca/TWONTO#collection_of_assets
89863 | YCM-TL-CMS-01 | Yard tools - Compound Mitre Saw | FAC-YCM-TOOLS | Yard tools |  | Tool |  | CMS | http://www.toronto.ca/TWONTO#collection_of_assets
89865 | YCM-TL-DRP-01 | Yard tools - Drill Press | FAC-YCM-TOOLS | Yard tools |  | Tool |  | DRP | http://www.toronto.ca/TWONTO#drill_press
89866 | YCM-TL-GRI-01 | Yard tools - Grinder | FAC-YCM-TOOLS | Yard tools |  | Tool |  | GRI | http://www.toronto.ca/TWONTO#collection_of_assets
147564 | YCM-TL-HDR-01 | Yard tools - Hammer Drill | FAC-YCM-TOOLS | Yard tools |  | Tool |  | HDR | hammer_drill
89861 | YCM-TL-C-0001 | Yard tools - Portable air compressor | FAC-YCM-MEQ | EQUIPMENT-UNLICENSED |  | Tool |  | C | http://www.toronto.ca/TWONTO#collection_of_assets
147562 | YCM-TL-C-0001 | Yard tools - Portable air compressor | FAC-YCM-TOOLS | Yard tools |  | Tool |  | C | http://www.toronto.ca/TWONTO#collection_of_assets
89867 | YCM-TL-QCSA-01 | Yard tools - Quickcut Saw | FAC-YCM-TOOLS | Yard tools |  | Tool |  | QCSA | http://www.toronto.ca/TWONTO#collection_of_assets
89868 | YCM-TL-QCSA-02 | Yard tools - Quickcut Saw | FAC-YCM-TOOLS | Yard tools |  | Tool |  | QCSA | http://www.toronto.ca/TWONTO#collection_of_assets
89869 | YCM-TL-SAZ-01 | Yard tools - Sawzall | FAC-YCM-TOOLS | Yard tools |  | Tool |  | SAZ | http://www.toronto.ca/TWONTO#collection_of_assets
147565 | YCM-TL-SGEN-01 | Yard tools - Suitcase Generator | FAC-YCM-TOOLS | Yard tools |  | Tool |  | SGEN | http://www.toronto.ca/TWONTO#collection_of_assets
89870 | YCM-TL-SL-01 | Yard tools - Suitcase Light | FAC-YCM-TOOLS | Yard tools |  | Tool |  | SL | http://www.toronto.ca/TWONTO#collection_of_assets
89871 | YCM-TL-SL-02 | Yard tools - Suitcase Light | FAC-YCM-TOOLS | Yard tools |  | Tool |  | SL | http://www.toronto.ca/TWONTO#collection_of_assets
147566 | YCM-TL-TSA-01 | Yard tools - Tablesaw | FAC-YCM-TOOLS | Yard tools |  | Tool |  | TSA | http://www.toronto.ca/TWONTO#collection_of_assets

## Control_Panel,MCC_Pivot (hidden)
Row Labels | Count of Valid_Class
http://www.toronto.ca/TWONTO#collection_of_assets | 37
http://www.toronto.ca/TWONTO#LV_electrical_panel | 4
Grand Total | 41

## Control_Panel,MCC (hidden)
Column1 | Entity_number | Description | Parent | Parent_Description | Category | Class | Suspended | Tag | Valid_Class
65894 | THC-ELS-PS-0001-A | Primary Power Equipment, Building A | THC-ELS-PS-0001 | Primary Power Equipment |  | Control Panel,MCC |  | PS | http://www.toronto.ca/TWONTO#collection_of_assets
65895 | THC-ELS-PS-0001-C | Primary Power Equipment, Building C | THC-ELS-PS-0001 | Primary Power Equipment |  | Control Panel,MCC |  | PS | http://www.toronto.ca/TWONTO#collection_of_assets
65896 | THC-ELS-PS-0001-E | Primary Power Equipment, Building E | THC-ELS-PS-0001 | Primary Power Equipment |  | Control Panel,MCC |  | PS | http://www.toronto.ca/TWONTO#collection_of_assets
65897 | THC-ELS-PS-0001-G | Primary Power Equipment, Building G | THC-ELS-PS-0001 | Primary Power Equipment |  | Control Panel,MCC |  | PS | http://www.toronto.ca/TWONTO#collection_of_assets
65898 | THC-ELS-PS-0001-I | Primary Power Equipment, Building I | THC-ELS-PS-0001 | Primary Power Equipment |  | Control Panel,MCC |  | PS | http://www.toronto.ca/TWONTO#collection_of_assets
65899 | THC-ELS-PS-0001-K | Primary Power Equipment, Building K | THC-ELS-PS-0001 | Primary Power Equipment |  | Control Panel,MCC |  | PS | http://www.toronto.ca/TWONTO#collection_of_assets
65900 | THC-ELS-PS-0001-M | Primary Power Equipment, Building M | THC-ELS-PS-0001 | Primary Power Equipment |  | Control Panel,MCC |  | PS | http://www.toronto.ca/TWONTO#collection_of_assets
65901 | THC-ELS-PS-0001-O | Primary Power Equipment, Building O | THC-ELS-PS-0001 | Primary Power Equipment |  | Control Panel,MCC |  | PS | http://www.toronto.ca/TWONTO#collection_of_assets
65902 | THC-ELS-PS-0001-O | Primary Power Equipment, Building O | THC-GRK-ELS-O | Building O |  | Control Panel,MCC |  | PS | http://www.toronto.ca/TWONTO#collection_of_assets
65903 | THC-ELS-PS-0001-Q | Primary Power Equipment, Building Q | THC-ELS-PS-0001 | Primary Power Equipment |  | Control Panel,MCC |  | PS | http://www.toronto.ca/TWONTO#collection_of_assets
65904 | THC-ELS-PS-0001-S | Primary Power Equipment, Building S | THC-ELS-PS-0001 | Primary Power Equipment |  | Control Panel,MCC |  | PS | http://www.toronto.ca/TWONTO#collection_of_assets
65905 | THC-ELS-PS-0001-TUN | Primary Power Equipment, Building Tunels | THC-ELS-PS-0001 | Primary Power Equipment |  | Control Panel,MCC |  | PS | http://www.toronto.ca/TWONTO#collection_of_assets
65906 | THC-ELS-PS-0001-U | Primary Power Equipment, Building U | THC-ELS-PS-0001 | Primary Power Equipment |  | Control Panel,MCC |  | PS | http://www.toronto.ca/TWONTO#collection_of_assets
96557 | WTR-PTH-MCC-0101 | Control Panel, MCC | WTR-PTH-ELS | Electrical System | Control Panel,MCC | Control Panel,MCC |  | MCC | http://www.toronto.ca/TWONTO#LV_electrical_panel
96558 | WTR-PTH-MCC-0101 | Control Panel, MCC | WTR-PTH-TR-0101 | Transformer, Power, Oil Filled, Line 1, 27.6 kV/600 V | Control Panel,MCC | Control Panel,MCC |  | MCC | http://www.toronto.ca/TWONTO#LV_electrical_panel
125186 | THC-ELS-PS-0001-A | Primary Power Equipment, Building A | THC-GRK-ELS-A | Building A |  | Control Panel,MCC |  | PS | http://www.toronto.ca/TWONTO#collection_of_assets
125187 | THC-ELS-PS-0001-B | Primary Power Equipment, Building B | THC-ELS-PS-0001 | Primary Power Equipment |  | Control Panel,MCC |  | PS | http://www.toronto.ca/TWONTO#collection_of_assets
125188 | THC-ELS-PS-0001-B | Primary Power Equipment, Building B | THC-GRK-ELS-B | Building B |  | Control Panel,MCC |  | PS | http://www.toronto.ca/TWONTO#collection_of_assets
125189 | THC-ELS-PS-0001-C | Primary Power Equipment, Building C | THC-GRK-ELS-C | Building C |  | Control Panel,MCC |  | PS | http://www.toronto.ca/TWONTO#collection_of_assets
125190 | THC-ELS-PS-0001-D | Primary Power Equipment, Building D | THC-ELS-PS-0001 | Primary Power Equipment |  | Control Panel,MCC |  | PS | http://www.toronto.ca/TWONTO#collection_of_assets
125191 | THC-ELS-PS-0001-D | Primary Power Equipment, Building D | THC-GRK-ELS-D | Building D |  | Control Panel,MCC |  | PS | http://www.toronto.ca/TWONTO#collection_of_assets
125192 | THC-ELS-PS-0001-E | Primary Power Equipment, Building E | THC-GRK-ELS-E | Building E |  | Control Panel,MCC |  | PS | http://www.toronto.ca/TWONTO#collection_of_assets
125193 | THC-ELS-PS-0001-F | Primary Power Equipment, Building F | THC-ELS-PS-0001 | Primary Power Equipment |  | Control Panel,MCC |  | PS | http://www.toronto.ca/TWONTO#collection_of_assets
125194 | THC-ELS-PS-0001-F | Primary Power Equipment, Building F | THC-GRK-ELS-F | Building F |  | Control Panel,MCC |  | PS | http://www.toronto.ca/TWONTO#collection_of_assets
125195 | THC-ELS-PS-0001-G | Primary Power Equipment, Building G | THC-GRK-ELS-G | Building G |  | Control Panel,MCC |  | PS | http://www.toronto.ca/TWONTO#collection_of_assets
125196 | THC-ELS-PS-0001-H | Primary Power Equipment, Building H | THC-ELS-PS-0001 | Primary Power Equipment |  | Control Panel,MCC |  | PS | http://www.toronto.ca/TWONTO#collection_of_assets
125197 | THC-ELS-PS-0001-H | Primary Power Equipment, Building H | THC-GRK-ELS-H | Building H |  | Control Panel,MCC |  | PS | http://www.toronto.ca/TWONTO#collection_of_assets
125198 | THC-ELS-PS-0001-I | Primary Power Equipment, Building I | THC-GRK-ELS-I | Building I |  | Control Panel,MCC |  | PS | http://www.toronto.ca/TWONTO#collection_of_assets
125199 | THC-ELS-PS-0001-K | Primary Power Equipment, Building K | THC-GRK-ELS-K | Building K |  | Control Panel,MCC |  | PS | http://www.toronto.ca/TWONTO#collection_of_assets
125200 | THC-ELS-PS-0001-L | Primary Power Equipment, Building L | THC-ELS-PS-0001 | Primary Power Equipment |  | Control Panel,MCC |  | PS | http://www.toronto.ca/TWONTO#collection_of_assets
125201 | THC-ELS-PS-0001-L | Primary Power Equipment, Building L | THC-GRK-ELS-L | Building L |  | Control Panel,MCC |  | PS | http://www.toronto.ca/TWONTO#collection_of_assets
125202 | THC-ELS-PS-0001-M | Primary Power Equipment, Building M | THC-GRK-ELS-M | Building M |  | Control Panel,MCC |  | PS | http://www.toronto.ca/TWONTO#collection_of_assets
125203 | THC-ELS-PS-0001-P | Primary Power Equipment, Building P | THC-ELS-PS-0001 | Primary Power Equipment |  | Control Panel,MCC |  | PS | http://www.toronto.ca/TWONTO#collection_of_assets
125204 | THC-ELS-PS-0001-P | Primary Power Equipment, Building P | THC-GRK-ELS-P | Building P |  | Control Panel,MCC |  | PS | http://www.toronto.ca/TWONTO#collection_of_assets
125205 | THC-ELS-PS-0001-Q | Primary Power Equipment, Building Q | THC-GRK-ELS-Q | Building Q |  | Control Panel,MCC |  | PS | http://www.toronto.ca/TWONTO#collection_of_assets
125206 | THC-ELS-PS-0001-S | Primary Power Equipment, Building S | THC-GRK-ELS-S | Building S |  | Control Panel,MCC |  | PS | http://www.toronto.ca/TWONTO#collection_of_assets
125207 | THC-ELS-PS-0001-T | Primary Power Equipment, Building T | THC-ELS-PS-0001 | Primary Power Equipment |  | Control Panel,MCC |  | PS | http://www.toronto.ca/TWONTO#collection_of_assets
125208 | THC-ELS-PS-0001-T | Primary Power Equipment, Building T | THC-GRK-ELS-T | Building T |  | Control Panel,MCC |  | PS | http://www.toronto.ca/TWONTO#collection_of_assets
125209 | THC-ELS-PS-0001-U | Primary Power Equipment, Building U | THC-GRK-ELS-U | Building U, Anaerobic Digesters Bldg. |  | Control Panel,MCC |  | PS | http://www.toronto.ca/TWONTO#collection_of_assets
146560 | WTR-PTH-MCC-0201 | Control Panel, MCC | WTR-PTH-ELS | Electrical System | Control Panel,MCC | Control Panel,MCC |  | MCC | http://www.toronto.ca/TWONTO#LV_electrical_panel
146561 | WTR-PTH-MCC-0201 | Control Panel, MCC | WTR-PTH-TR-0201 | Transformer, Power, Oil Filled, Line 2, 27.6 kV/600 V | Control Panel,MCC | Control Panel,MCC |  | MCC | http://www.toronto.ca/TWONTO#LV_electrical_panel

## None
Column1 | Entity_number | Description | Parent | Parent_Description | Category | Class | Suspended | Tag | Valid_Class
11 | TAB_EL1_L_1501 | Electrical Power Line,EL1-BUS-1501,EL1-TR-1501,North Substation | TAB_EL1_13.8KV_LINES | Electrical Power Line,13.8KV,North Substation
12 | TAB_EL1_L_1504 | Electrical Power Line,EL1-BUS-1502,EL1-TR-1504,North Substation | TAB_EL1_13.8KV_LINES | Electrical Power Line,13.8KV,North Substation
14 | 16821 | Raw Water Intake | FIS-RW | Raw Water Production
15 | 16825 | Raw Water Flume | FIS-RW | Raw Water Production
16 | 16856 | Emergency Power, Diesel & UPS | FIS-ELS | System, Electrical Distribution System
17 | 16861 | Facility Stores | FIS-GRK | FIS Buildings & Grounds
32 | 36233 | TAB Power Failure August 14, 2003 | 52349 | TAB Power Distribution
52 | TAB_EL1_L_1502 | Electrical Power Line,EL1-BUS-1502,EL1-TR-1502,North Substation | TAB_EL1_13.8KV_LINES | Electrical Power Line,13.8KV,North Substation
53 | TAB_EL1_L_1503 | Electrical Power Line,EL1-BUS-1501,EL1-TR-1503,North Substation | TAB_EL1_13.8KV_LINES | Electrical Power Line,13.8KV,North Substation
54 | TAB_EL1_L_1505 | Electrical Power Line,EL1-BUS-1501,EL1-TR-1505,North Substation | TAB_EL1_13.8KV_LINES | Electrical Power Line,13.8KV,North Substation
55 | TAB_EL1_L_1506 | Electrical Power Line,EL1-BUS-1502,EL1-TR-1506,North Substation | TAB_EL1_13.8KV_LINES | Electrical Power Line,13.8KV,North Substation
57 | 16847 | Treated Water Suction Channel | FIS-TRW | Treated Water Production
58 | 16854 | Process Control & Instrumentation | FIS-ELS | System, Electrical Distribution System
60 | 17800 | TAB Power Distribution Projects | 52349 | TAB Power Distribution
70 | 21381 | TAB Process Control Projects | 52349 | TAB Power Distribution
72 | 32752 | TAB Process Computers | 52349 | TAB Power Distribution
95 | 52349 | TAB Power Distribution | TAB-WORK-AREA-8 | Electrical Sub- Stations
133 | 52349 | TAB Power Distribution | TAB POWER DISTRIB | TAB Power Distribution and Process Control
135 | 53304 | Bio-Filter PM's | TAB-SLO-BIO | Odour Control Facility-WA4 | Filter
159 | 535058 | Extinguisher, Fire, SN# 535058, Dry, 18 lbs, Ozone #1, Aeration | TAB-SUSPENDED ENTITY | Suspended entities | Fire Prevention,Extinguisher |  | 32990
160 | 535058 | Extinguisher, Fire, SN# 535058, Dry, 18 lbs, Ozone #1, Aeration | TAB-WA7-FEQ-2148S | Extinguisher, Fire - Aeration | Fire Prevention,Extinguisher |  | 32990
178 | {FIS-ELS-CBL} | Asset Group,ELS Lines,13.8 kV / 4.16 kV | FIS-ELS | System, Electrical Distribution System
179 | {FIS-ELS-CP} | Asset Group,Control Panels, ELS Load Shedding Control | FIS-ELS | System, Electrical Distribution System
180 | {FIS-ELS-TR} | Asset Group,Transformers | FIS-ELS | System, Electrical Distribution System
181 | {FIS-ELS-TR}.2 | Asset Group,Transformers,Dry-Type | {FIS-ELS-TR} | Asset Group,Transformers
204 | 535079 | Extinguisher, Fire, SN# 535079, Dry, 19 lbs, Ozone #2, Aeration | TAB-SUSPENDED ENTITY | Suspended entities | Fire Prevention,Extinguisher |  | 32991
205 | 535079 | Extinguisher, Fire, SN# 535079, Dry, 19 lbs, Ozone #2, Aeration | TAB-WA7-FEQ-2148S | Extinguisher, Fire - Aeration | Fire Prevention,Extinguisher |  | 32991
221 | {FIS-ELS-CAB} | Asset Group,Electrical Distribution Bus Cabinets | FIS-ELS | System, Electrical Distribution System
222 | {FIS-ELS-LP} | Asset Group, Power Distribution Cabinets,208/120V Island WTP | FIS-ELS | System, Electrical Distribution System
223 | {FIS-ELS-PDP} | Asset Group, Power Distribution Cabinets,600 V,Island WTP | FIS-ELS | System, Electrical Distribution System
224 | {FIS-ELS-TR}.1 | Asset Group,Transformers,Oil-filled | {FIS-ELS-TR} | Asset Group,Transformers
279 | AFTER SO2 | After SO2 Sampling | FHA-SAMP | Sampling Systems
286 | BOM ADMIN | Business Operation Management | BOM | Business Operations Management
287 | BOM PUBLIC OUTREACH | Public Outreach Program | BOM - SERVICES | Business Customer Support
288 | BOM-LAB-COM | Laboratory - Commissioners St. | BOM - LABORATORY | Business Operations Management
289 | BOM-LAB-COM-INORG | Laboratory - Inorganic | BOM-LAB-COM | Laboratory - Commissioners St.
290 | BOM-LAB-DEE-INORG | Laboratory - Inorganic | BOM-LAB-DEE | Laboratory - Dee Avenue
337 | B | Cluster B
339 | BEFORE SO2 | Before S02 Sampling | FHA-SAMP | Sampling Systems
340 | BOM | Business Operations Management | TW | Toronto Water
349 | CENTRATE | Centrate Collection | TAB-DEW CENTRATE | Centrate Systems
418 | BOM - LABORATORY | Business Operations Management | BOM ADMIN | Business Operation Management
419 | BOM - SERVICES | Business Customer Support | BOM ADMIN | Business Operation Management
421 | BOM-LAB-DEE | Laboratory - Dee Avenue | BOM - LABORATORY | Business Operations Management
422 | BOM-LAB-DEE-ORG | Laboratory - Organic | BOM-LAB-DEE | Laboratory - Dee Avenue
423 | BOM-LAB-TAB | Laboratory - Ashbridges Bay Treatment Plant | BOM - LABORATORY | Business Operations Management
424 | BOM-LAB-TAB-INORG | Laboratory - Inorganic | BOM-LAB-TAB | Laboratory - Ashbridges Bay Treatment Plant
425 | BOM-LAB-TAB-ORG | Laboratory - Organic | BOM-LAB-TAB | Laboratory - Ashbridges Bay Treatment Plant
427 | BUS | Business Unit Support | TW | Toronto Water
2640 | COE | DOS - CONSTRUCTION EAST | DOS | DIVISIONAL OPERATIONS SERVICES
2641 | COE-WA | Wall slab for HUSAR, DOS - CONSTRUCTION EAST | COE | DOS - CONSTRUCTION EAST
2642 | COL | Complex Systems | OS | Operational Support
2643 | COL COMMUNICATIONS | COL Communications | COL-SPC1 | Process Control Systems - Administrative
2644 | COL OIT | COL OIT | COL-SPC1 | Process Control Systems - Administrative
2645 | COL PLC | COL PLC | COL-SPC1 | Process Control Systems - Administrative
2646 | COL SCADA CLIENTS | COL SCADA Clients | COL-SPC1 | Process Control Systems - Administrative
2655 | COL-120-LIT-0702S | SUSPENDED.Level Transmitter,Downstream, Coxwell Control Chambers No. 7&8, MTI | COL-MTI | Mid-Toronto Interceptor | Transmitter,Level |  | 40041 | LIT
2656 | COL-120-LIT-0703S | SUSPENDED-Level Transmitter,Downstream, Coxwell Control Chambers No. 7&8, MTI | COL-MTI-CH-0700 | Chamber,Boston Dome Chamber No.7,MTI | Transmitter,Level |  | 40049 | LIT
2686 | COL-BCV-FA-0001S | Fire Alarm system, Drywell | COL-W-OBSOLETE | Col West Obsolete Entities | Fire Prevention,Alarm |  | 42915 | FA
2689 | COL-BCV-MISC | Miscellaneous Equipment | COL-BCV | Carlingview Blower Station
2690 | COL-BCV-OIT-0001 | Operator Interface Terminal | COL-BCV | Carlingview Blower Station | Computer Equipment,Monitor |  |  | OIT
2691 | COL-BCV-OIT-0001 | Operator Interface Terminal | COL-BCV-MISC | Miscellaneous Equipment | Computer Equipment,Monitor |  |  | OIT
2711 | COL-BDC-FA-0001S | Fire Alarm system, Drywell | COL-BDC | Disco Blower Station | Fire Prevention,Alarm |  | 40166 | FA
2712 | COL-BDC-FA-0001S | Fire Alarm system, Drywell | COL-BDC-MISC | Miscellaneous Equipment | Fire Prevention,Alarm |  | 40166 | FA
2713 | COL-BDC-FA-0001S | Fire Alarm system, Drywell | COL-W-OBSOLETE | Col West Obsolete Entities | Fire Prevention,Alarm |  | 40166 | FA
2718 | COL-BDC-MISC | Miscellaneous Equipment | COL-BDC | Disco Blower Station
2738 | COL-BEB-MISC | Miscellaneous Equipment | COL-BEB | Edenbridge Blower Station
2739 | COL-BEB-OIT-0001 | Operator Interface Terminal | COL-BEB-MISC | Miscellaneous Equipment | Computer Equipment,Monitor |  |  | OIT
2755 | COL-CED-LIT-1001 | Transmitter, Level | COL-CED-MISC | Miscellaneous Equipment | Transmitter,Level |  |  | LIT
2756 | COL-CED-LIT-1002 | Transmitter, Level | COL-CED-MISC | Miscellaneous Equipment | Transmitter,Level |  |  | LIT
2759 | COL-CENTRAL-PS | Central Pumping Stations | COL-CENTRAL | Central
2760 | COL-EAST | East | COL | Complex Systems
2761 | COL-EAST-PS | East Pumping Stations | COL-EAST | East
3159 | COL-MTI-TSH-2001 | Switch, Temperature, High, Oil, Hydraulic System, MTI Chamber CH-2000, Victoria St. | COL-MTI-CH-2000 | Chamber,Victoria St. Control Chamber No.20, MTI |  |  |  | TSH
3289 | COL-PAB-MISC | Miscellaneous Equipment | COL-PAB | Ashbridges Bay Pumping Station (Coxwell)
3297 | COL-PBF-BFP-0001 | Back Flow Preventer | COL-PBF-MISC | Miscellaneous Equipment | Valve,Backflow Preventer |  |  | BFP
3298 | COL-PBF-COM-0001 | Control Panel, Operator | COL-PBF | Bluffers Park Sewage Pumping Station | Control Panel |  |  | COM
3300 | COL-PBF-DM-0001 | Damper/Louver | COL-PBF-MISC | Miscellaneous Equipment | Damper/Louver |  |  | DM
3301 | COL-PBF-DM-0002 | Damper/Louver | COL-PBF-MISC | Miscellaneous Equipment | Damper/Louver |  |  | DM
3302 | COL-PBF-DM-0004 | Damper/Louver | COL-PBF-MISC | Miscellaneous Equipment | Damper/Louver |  |  | DM
3303 | COL-PBF-FEQ-0001S | Fire Prevention, Extinguisher | COL-W-OBSOLETE | Col West Obsolete Entities | Fire Prevention,Extinguisher |  | 41312 | FEQ
3304 | COL-PBF-FIT-0001 | Transmitter, Flow | COL-PBF-MISC | Miscellaneous Equipment | Transmitter |  |  | FIT
3306 | COL-PBF-FN-0001 | Fan, Exhaust | COL-PBF-MISC | Miscellaneous Equipment | Fan |  |  | FN
3307 | COL-PBF-GEN-0001 | Generator, Electricity | COL-PBF-MISC | Miscellaneous Equipment | Generator |  |  | GEN
3308 | COL-PBF-HTR-0001 | Heater, Main Control Panel | COL-PBF-MISC | Miscellaneous Equipment | Heater |  |  | HTR
3309 | COL-PBF-LIT-0100 | Transmitter, Level | COL-PBF-MISC | Miscellaneous Equipment | Transmitter,Level |  |  | LIT
3310 | COL-PBF-LSH-0103 | Switch, Level-High | COL-PBF-MISC | Miscellaneous Equipment | Switch,Level |  |  | LSH
3311 | COL-PBF-LSHH-0104 | Switch, Level High-High | COL-PBF-MISC | Miscellaneous Equipment | Switch,Level |  |  | LSHH
3312 | COL-PBF-LSL-0102 | Switch, Level-Low | COL-PBF | Bluffers Park Sewage Pumping Station | Switch |  |  | LSL
3313 | COL-PBF-LSL-0102 | Switch, Level-Low | COL-PBF-MISC | Miscellaneous Equipment | Switch |  |  | LSL
3314 | COL-PBF-LSLL-0101 | Switch, Level Low-Low | COL-PBF | Bluffers Park Sewage Pumping Station | Switch,Level |  |  | LSLL
3403 | COL-PBF-LSLL-0101 | Switch, Level Low-Low | COL-PBF-MISC | Miscellaneous Equipment | Switch,Level |  |  | LSLL
3404 | COL-PBF-MISC | Miscellaneous Equipment | COL-PBF | Bluffers Park Sewage Pumping Station
3405 | COL-PBF-P-0001 | Pump, Centrifugal | COL-PBF | Bluffers Park Sewage Pumping Station | Pump |  | 34116 | P
3406 | COL-PBF-P-0100 | Pump, Centrifugal | COL-PBF | Bluffers Park Sewage Pumping Station | Pump |  |  | P
3407 | COL-PBF-P-0200 | Pump, Centrifugal | COL-PBF | Bluffers Park Sewage Pumping Station | Pump |  |  | P
3408 | COL-PBF-P-0200A | Pump, Centrifugal | COL-PBF | Bluffers Park Sewage Pumping Station | Pump |  |  | P
3409 | COL-PBF-RPU-0001 | Remote Processing Unit | COL-PBF-MISC | Miscellaneous Equipment | RPU |  |  | RPU
3411 | COL-PBF-SS-0001 | Security System | COL-PBF | Bluffers Park Sewage Pumping Station | Security System |  |  | SS
3412 | COL-PBF-SS-0001 | Security System | COL-PBF-MISC | Miscellaneous Equipment | Security System |  |  | SS
3413 | COL-PBF-SW-0001 | Switch, Power | COL-PBF-MISC | Miscellaneous Equipment | Switch |  |  | SW
3414 | COL-PBF-TR-0001 | Transformer, Power | COL-PBF | Bluffers Park Sewage Pumping Station | Transformer |  |  | TR
3415 | COL-PBF-TS-0001 | Switch, Transfer | COL-PBF-MISC | Miscellaneous Equipment | Switch |  |  | TS
3424 | COL-PBF-WEL-0100 | Wet well | COL-PBF | Bluffers Park Sewage Pumping Station | Well |  |  | WEL
3460 | COL-PBG-MISC | Miscellaneous Equipment | COL-PBG | Brule Gardens Sewage Pumping Station
3506 | COL-PBP-OIT-0001 | Operator Interface Terminal | COL-PBP-MISC | Miscellaneous Equipment | Computer Equipment,Monitor |  |  | OIT
3527 | COL-PBR-CH-0001 | Chamber, Valve | COL-PBR-MISC | Miscellaneous Equipment | Chamber |  |  | CH
3528 | COL-PBR-FEQ-0001S | Fire Prevention, Extinguisher | COL-PBR-MISC | Miscellaneous Equipment | Fire Prevention,Extinguisher |  | 41314 | FEQ
3529 | COL-PBR-FEQ-0001S | Fire Prevention, Extinguisher | COL-W-OBSOLETE | Col West Obsolete Entities | Fire Prevention,Extinguisher |  | 41314 | FEQ
3533 | COL-PBR-GRF-0001 | Indicator, Ground Fault | COL-PBR | Berry Road Sewage Pumping Station |  |  |  | GRF
3534 | COL-PBR-GRF-0001 | Indicator, Ground Fault | COL-PBR-MISC | Miscellaneous Equipment |  |  |  | GRF
3535 | COL-PBR-HTR-0001 | Heater, Electrical Panel | COL-PBR-MISC | Miscellaneous Equipment | Heater |  |  | HTR
3536 | COL-PBR-JIT-0001 | Meter, Power Indicating Transmitter | COL-PBR-MISC | Miscellaneous Equipment | Meter |  |  | JIT
3537 | COL-PBR-LIT-0101 | Transmitter, Level | COL-PBR | Berry Road Sewage Pumping Station | Transmitter,Level |  |  | LIT
3538 | COL-PBR-LP-0001 | Control Panel, Electrical | COL-PBR-MISC | Miscellaneous Equipment | Control Panel |  |  | LP
3539 | COL-PBR-LSHH-0104 | Switch, Level-High | COL-PBR | Berry Road Sewage Pumping Station | Switch,Level |  |  | LSHH
3540 | COL-PBR-LSHH-0104 | Switch, Level-High | COL-PBR-MISC | Miscellaneous Equipment | Switch,Level |  |  | LSHH
3541 | COL-PBR-LSL-0102 | Switch, Level | COL-PBR-MISC | Miscellaneous Equipment | Switch,Level |  |  | LSL
3542 | COL-PBR-LSLL-0101 | Switch, Level-Low | COL-PBR-MISC | Miscellaneous Equipment | Switch |  |  | LSLL
3550 | COL-PBR-MISC | Miscellaneous Equipment | COL-PBR | Berry Road Sewage Pumping Station
3556 | COL-PBR-SW-0001 | Switch, Main Electrical Disconnect | COL-PBR-MISC | Miscellaneous Equipment | Switch |  |  | SW
3557 | COL-PBR-SW-0002 | Switch, Groud Fault Indicator | COL-PBR | Berry Road Sewage Pumping Station | Switch |  |  | SW
3558 | COL-PBR-SW-0003 | Switch, Lighting Transformer | COL-PBR | Berry Road Sewage Pumping Station | Switch |  |  | SW
3559 | COL-PBR-SW-0003 | Switch, Lighting Transformer | COL-PBR-MISC | Miscellaneous Equipment | Switch |  |  | SW
3560 | COL-PBR-TR-0001 | Transformer, TR1 | COL-PBR | Berry Road Sewage Pumping Station | Transformer |  |  | TR
3561 | COL-PBR-TS-0001 | Switch, Transfer | COL-PBR-MISC | Miscellaneous Equipment | Switch |  |  | TS
3562 | COL-PBR-UPS-0001 | UPS | COL-PBR | Berry Road Sewage Pumping Station | Uninterruptible Power Supply |  |  | UPS
3568 | COL-PBY-CB-0001 | Circuit Breaker, | COL-PBY | Brick Yard Sewage Pumping Station | Circuit Breaker |  |  | CB
3569 | COL-PBY-CB-0001 | Circuit Breaker, | COL-PBY-MISC | Miscellaneous Equipment | Circuit Breaker |  |  | CB
3570 | COL-PBY-CH-0001 | Chamber, Inlet | COL-PBY | Brick Yard Sewage Pumping Station | Chamber |  |  | CH
3571 | COL-PBY-CH-0001 | Chamber, Inlet | COL-PBY-MISC | Miscellaneous Equipment | Chamber |  |  | CH
3572 | COL-PBY-CP-0001 | Control Panel, Operator | COL-PBY-MISC | Miscellaneous Equipment | Control Panel |  |  | CP
3573 | COL-PBY-CP-0002 | Control Panel, MCC | COL-PBY-MISC | Miscellaneous Equipment | Control Panel |  |  | CP
3574 | COL-PBY-CP-0004 | Control Panel, Grinder | COL-PBY-MISC | Miscellaneous Equipment | Control Panel |  |  | CP
3575 | COL-PBY-FEQ-0001S | Fire Prevention, Extinguisher | COL-PBR-MISC | Miscellaneous Equipment | Fire Prevention,Extinguisher |  | 42605 | FEQ
3577 | COL-PBY-GDR-0001 | Grinder, Comminutor | COL-PCU-MISC | Miscellaneous Equipment | Screen |  |  | GDR
3578 | COL-PBY-LSH-0103 | Switch, Level-High | COL-PBY | Brick Yard Sewage Pumping Station | Switch,Level |  |  | LSH
3579 | COL-PBY-LSH-0103 | Switch, Level-High | COL-PBY-MISC | Miscellaneous Equipment | Switch,Level |  |  | LSH
3580 | COL-PBY-LSHH-0104 | Switch, Level High-High | COL-PBY | Brick Yard Sewage Pumping Station | Switch,Level |  |  | LSHH
3581 | COL-PBY-LSL-0102 | Switch, Level-Low | COL-PBY | Brick Yard Sewage Pumping Station | Switch |  |  | LSL
3582 | COL-PBY-LSLL-0101 | Switch, Level Low-Low | COL-PBY | Brick Yard Sewage Pumping Station | Switch,Level |  |  | LSLL
3583 | COL-PBY-P-0200 | Pump, Centrifugal | COL-PBY | Brick Yard Sewage Pumping Station | Pump |  |  | P
3585 | COL-PBY-TS-0001 | Switch, Transfer | COL-PBY-MISC | Miscellaneous Equipment | Switch |  |  | TS
3591 | COL-PBY-WEL-0100 | Wet Well | COL-PBY-MISC | Miscellaneous Equipment | Well |  |  | WEL
3826 | COL-PCF-MISC | Miscellaneous Equipment | COL-PCF | Clark Pumping Station
3856 | COL-PCP-BFP-0002 | Back Flow Preventer | COL-PCP-MISC | Miscellaneous Equipment | Valve,Backflow Preventer |  | 33591 | BFP
3857 | COL-PCP-CB-0001 | Circuit Breaker, Transformer Feed | COL-PCP-MISC | Miscellaneous Equipment | Circuit Breaker |  |  | CB
3858 | COL-PCP-CB-0003 | Circuit Breaker, Main | COL-PCP-MISC | Miscellaneous Equipment | Circuit Breaker |  |  | CB
3859 | COL-PCP-HTR-0001 | Heater, Panel | COL-PCP-MISC | Miscellaneous Equipment | Heater |  |  | HTR
3860 | COL-PCP-JIT-0001 | Meter, Power Indicating Transmitter, Main Power | COL-PCP-MISC | Miscellaneous Equipment | Meter |  |  | JIT
3861 | COL-PCP-LIT-0101 | Transmitter, Level | COL-PCP | Copeland Pumping Station | Transmitter,Level |  |  | LIT
3862 | COL-PCP-LP-0001 | Control Panel, Lighting | COL-PCP-MISC | Miscellaneous Equipment | Control Panel |  |  | LP
3863 | COL-PCP-LSH-0103 | Switch, Level-High | COL-PCP-MISC | Miscellaneous Equipment | Switch,Level |  |  | LSH
3864 | COL-PCP-LSL-0102 | Switch, Level-Low | COL-PCP | Copeland Pumping Station | Switch |  |  | LSL
3865 | COL-PCP-LSLL-0101 | Switch, Level Low-Low | COL-PCP | Copeland Pumping Station | Switch,Level |  |  | LSLL
3866 | COL-PCP-LSLL-0101 | Switch, Level Low-Low | COL-PCP-MISC | Miscellaneous Equipment | Switch,Level |  |  | LSLL
3867 | COL-PCP-LTG-0001 | Lighting | COL-PCP-MISC | Miscellaneous Equipment | Control Panel |  |  | LTG
3868 | COL-PCP-MCC-0001 | Motor Control Centre | COL-PCP | Copeland Pumping Station | Control Panel,MCC |  |  | MCC
3869 | COL-PCP-MISC | Miscellaneous Equipment | COL-PCP | Copeland Pumping Station
3870 | COL-PCP-P-0100 | Pump, Centrifugal | COL-PCP | Copeland Pumping Station | Pump |  |  | P
3871 | COL-PCP-P-0200 | Pump, Centrifugal | COL-PCP | Copeland Pumping Station | Pump |  |  | P
3872 | COL-PCP-PLQ-0001 | Plumbing Equipment | COL-PCP-MISC | Miscellaneous Equipment | Pump |  |  | PLQ
3873 | COL-PCP-RPU-0001 | Control Panel, Operator | COL-PCP | Copeland Pumping Station | Control Panel |  |  | RPU
3874 | COL-PCP-RPU-0001 | Control Panel, Operator | COL-PCP-MISC | Miscellaneous Equipment | Control Panel |  |  | RPU
3875 | COL-PCP-SS-0001 | Security System | COL-PCP | Copeland Pumping Station | Security System |  |  | SS
3876 | COL-PCP-TR-0001 | Control Panel, Electrical | COL-PCP-MISC | Miscellaneous Equipment | Transformer |  |  | TR
3877 | COL-PCP-TS-0001 | Switch, Transfer | COL-PCP-MISC | Miscellaneous Equipment | Switch |  |  | TS
3975 | COL-PCP-WEL-0100 | Wet Well | COL-PCP-MISC | Miscellaneous Equipment | Well |  |  | WEL
3976 | COL-PCP-WEL-0200 | Well, Dry | COL-PCP-MISC | Miscellaneous Equipment | Well |  |  | WEL
3981 | COL-PCU-AUX | Auxiliary Equipment | COL-PCU | Cumber Pumping Station
3982 | COL-PCU-AUX-INST | Instrumentation Equipment | COL-PCU-AUX | Auxiliary Equipment
3996 | COL-PCU-CP-0002 | Control Panel, Operator, PLC, Cumber PS | COL-PCU-SUSPENDED | Cumber P.S.suspended entities | Control Panel |  | 34984 | CP
3997 | COL-PCU-CP-0003 | Control Panel, Operator, Lighting and Transformer, Cumber PS | COL-PCU | Cumber Pumping Station | Control Panel |  | 34985 | CP
3998 | COL-PCU-CP-0004 | Control Panel, Operator, Alarm Reset, Cumber PS | COL-PCU-MISC | Miscellaneous Equipment | Control Panel |  | 34986 | CP
3999 | COL-PCU-CP-0005 | Control Panel, Operator, Power Indicating, Cumber PS | COL-PCU | Cumber Pumping Station | Control Panel |  | 34987 | CP
4000 | COL-PCU-CP-0005 | Control Panel, Operator, Power Indicating, Cumber PS | COL-PCU-MISC | Miscellaneous Equipment | Control Panel |  | 34987 | CP
4001 | COL-PCU-CP-0005 | Control Panel, Operator, Power Indicating, Cumber PS | COL-PCU-SUSPENDED | Cumber P.S.suspended entities | Control Panel |  | 34987 | CP
4002 | COL-PCU-CP-0006 | Control Panel, Operator, Pumps, Cumber PS | COL-PCU-MISC | Miscellaneous Equipment | Control Panel |  | 34988 | CP
4003 | COL-PCU-CP-0006 | Control Panel, Operator, Pumps, Cumber PS | COL-PCU-SUSPENDED | Cumber P.S.suspended entities | Control Panel |  | 34988 | CP
4004 | COL-PCU-CP-0007 | Control Panel, Operator, Battery Charger, Cumber PS115VAC/11AMP/60HZ, 24VDC/30AMP. Cell: 20N1-CA | COL-PCU-MISC | Miscellaneous Equipment | Control Panel |  | 34989 | CP
4010 | COL-PCU-DM-0001 | Damper/Louver, Main Floor | COL-PCU | Cumber Pumping Station | Damper/Louver |  | 34990 | DM
4011 | COL-PCU-DM-0002 | Damper/Louver, Diesel Room | COL-PCU | Cumber Pumping Station | Damper/Louver |  | 34991 | DM
4012 | COL-PCU-DR-5332 | Door Entry System | COL-PCU | Cumber Pumping Station |  |  | 35002 | DR
4019 | COL-PCU-FE-5331 | Flow Element | COL-PCU-MISC | Miscellaneous Equipment | Switch,Flow |  | 34992 | FE
4028 | COL-PCU-FEQ-0005 | Fire Prevention, Extinguisher | COL-PCU | Cumber Pumping Station | Fire Prevention,Extinguisher |  | 34993 | FEQ
4029 | COL-PCU-FEQ-0005 | Fire Prevention, Extinguisher | COL-PCU-MISC | Miscellaneous Equipment | Fire Prevention,Extinguisher |  | 34993 | FEQ
4032 | COL-PCU-FIT-5158 | Transmitter, Flow | COL-PCU-MISC | Miscellaneous Equipment | Transmitter |  | 34953 | FIT
4040 | COL-PCU-FSL-5113 | Flow switch, Low | COL-PCU-MISC | Miscellaneous Equipment | Switch,Flow-Low |  | 34961 | FSL
4041 | COL-PCU-FSL-5113 | Flow switch, Low | COL-PCU-SUSPENDED | Cumber P.S.suspended entities | Switch,Flow-Low |  | 34961 | FSL
4042 | COL-PCU-FSL-5133 | Flow switch, Low | COL-PCU-MISC | Miscellaneous Equipment | Switch,Flow-Low |  | 34962 | FSL
4043 | COL-PCU-FSL-5133 | Flow switch, Low | COL-PCU-SUSPENDED | Cumber P.S.suspended entities | Switch,Flow-Low |  | 34962 | FSL
4044 | COL-PCU-FSL-5153 | Flow switch, Low | COL-PCU-SUSPENDED | Cumber P.S.suspended entities | Switch,Flow-Low |  | 34963 | FSL
4051 | COL-PCU-GDR-5100 | Grinder, Comminutor | COL-PCU-MISC | Miscellaneous Equipment | Grinder |  | 34939 | GDR
4052 | COL-PCU-GDR-5100 | Grinder, Comminutor | COL-PCU-SUSPENDED | Cumber P.S.suspended entities | Grinder |  | 34939 | GDR
4054 | COL-PCU-GEN-5200 | Generator, Electricity | COL-PCU-MISC | Miscellaneous Equipment | Generator |  | 34940 | GEN
4055 | COL-PCU-GEN-5200 | Generator, Electricity | COL-PCU-SUSPENDED | Cumber P.S.suspended entities | Generator |  | 34940 | GEN
4057 | COL-PCU-HTR-0003 | Heater, Pump Floor | COL-PCU-MISC | Miscellaneous Equipment | Heater |  | 34995 | HTR
4058 | COL-PCU-HTR-0003 | Heater, Pump Floor | COL-PCU-SUSPENDED | Cumber P.S.suspended entities | Heater |  | 34995 | HTR
4061 | COL-PCU-JSL-5336 | Power failure alarm | COL-PCU | Cumber Pumping Station | Switch |  | 34996 | JSL
4062 | COL-PCU-JSL-5336 | Power failure alarm | COL-PCU-SUSPENDED | Cumber P.S.suspended entities | Switch |  | 34996 | JSL
4063 | COL-PCU-JSL-5337 | RPU Power failure alarm | COL-PCU-MISC | Miscellaneous Equipment | Switch |  | 34997 | JSL
4064 | COL-PCU-JSL-5337 | RPU Power failure alarm | COL-PCU-SUSPENDED | Cumber P.S.suspended entities | Switch |  | 34997 | JSL
4066 | COL-PCU-LIT-0101 | Transmitter, Level | COL-PCU | Cumber Pumping Station | Transmitter,Level |  | 34941 | LIT
4068 | COL-PCU-LIT-0201 | Transmitter, Level | COL-PCU-MISC | Miscellaneous Equipment | Transmitter,Level |  | 34942 | LIT
4069 | COL-PCU-LIT-0201 | Transmitter, Level | COL-PCU-SUSPENDED | Cumber P.S.suspended entities | Transmitter,Level |  | 34942 | LIT
4077 | COL-PCU-LSH-0102 | Switch, Level-High | COL-PCU | Cumber Pumping Station | Switch,Level |  | 34968 | LSH
4078 | COL-PCU-LSH-0102 | Switch, Level-High | COL-PCU-MISC | Miscellaneous Equipment | Switch,Level |  | 34968 | LSH
4081 | COL-PCU-LSH-0202 | Switch, Level-High | COL-PCU-SUSPENDED | Cumber P.S.suspended entities | Switch,Level |  | 34969 | LSH
4083 | COL-PCU-LSH-5004 | Switch, Level-High | COL-PCU | Cumber Pumping Station | Switch,Level |  | 34970 | LSH
4084 | COL-PCU-LSH-5004 | Switch, Level-High | COL-PCU-MISC | Miscellaneous Equipment | Switch,Level |  | 34970 | LSH
4085 | COL-PCU-LSH-5005 | Switch, Level-High | COL-PCU | Cumber Pumping Station | Switch,Level |  | 34971 | LSH
4086 | COL-PCU-LSH-5006 | Switch, Level-High | COL-PCU | Cumber Pumping Station | Switch,Level |  | 34972 | LSH
4087 | COL-PCU-LSH-5006 | Switch, Level-High | COL-PCU-MISC | Miscellaneous Equipment | Switch,Level |  | 34972 | LSH
4088 | COL-PCU-LSH-5334 | Switch, Level-High | COL-PCU-MISC | Miscellaneous Equipment | Switch,Level |  | 34973 | LSH
4089 | COL-PCU-LSH-5334 | Switch, Level-High | COL-PCU-SUSPENDED | Cumber P.S.suspended entities | Switch,Level |  | 34973 | LSH
4092 | COL-PCU-LSL-0103 | Switch, Level-Low | COL-PCU | Cumber Pumping Station | Switch |  | 34974 | LSL
4093 | COL-PCU-LSL-0103 | Switch, Level-Low | COL-PCU-SUSPENDED | Cumber P.S.suspended entities | Switch |  | 34974 | LSL
4095 | COL-PCU-LSL-0203 | Switch, Level-Low | COL-PCU | Cumber Pumping Station | Switch |  | 34975 | LSL
4096 | COL-PCU-LSL-0203 | Switch, Level-Low | COL-PCU-SUSPENDED | Cumber P.S.suspended entities | Switch |  | 34975 | LSL
4097 | COL-PCU-LSL-5201 | Switch, Level-Low | COL-PCU-MISC | Miscellaneous Equipment | Switch |  | 34976 | LSL
4098 | COL-PCU-LSL-5201 | Switch, Level-Low | COL-PCU-SUSPENDED | Cumber P.S.suspended entities | Switch |  | 34976 | LSL
4113 | COL-PCU-MCC-0001 | Motor Control Centre | COL-PCU-MISC | Miscellaneous Equipment | Control Panel,MCC |  | 34924 | MCC
4114 | COL-PCU-MCC-0001 | Motor Control Centre | COL-PCU-SUSPENDED | Cumber P.S.suspended entities | Control Panel,MCC |  | 34924 | MCC
4115 | COL-PCU-MCC-0002 | Motor Control Centre | COL-PCU | Cumber Pumping Station | Control Panel,MCC |  | 34925 | MCC
4117 | COL-PCU-MISC | Miscellaneous Equipment | COL-PCU | Cumber Pumping Station |  |  | 35008
4123 | COL-PCU-P-5110 | Pump, Centrifugal | COL-PCU | Cumber Pumping Station | Pump |  | 35904 | P
4124 | COL-PCU-P-5110 | Pump, Centrifugal | COL-PCU-SUSPENDED | Cumber P.S.suspended entities | Pump |  | 35904 | P
4130 | COL-PCU-PSL-5183 | Switch, Pressure-Low, Drain Pump 5170, Cumber PS | COL-PCU-MISC | Miscellaneous Equipment | Switch |  | 34999 | PSL
4131 | COL-PCU-PSL-5183 | Switch, Pressure-Low, Drain Pump 5170, Cumber PS | COL-PCU-SUSPENDED | Cumber P.S.suspended entities | Switch |  | 34999 | PSL
4133 | COL-PCU-RPU-0102 | Remote Processor Unit, Diesel Room | COL-PCU-SUSPENDED | Cumber P.S.suspended entities | RPU |  | 34998 | RPU
4135 | COL-PCU-SS-5300 | Security System | COL-PCU | Cumber Pumping Station | Security System |  | 35001 | SS
4136 | COL-PCU-SS-5332 | Door entry system | COL-PCU | Cumber Pumping Station | Security System |  | 35003 | SS
4137 | COL-PCU-SS-5332 | Door entry system | COL-PCU-MISC | Miscellaneous Equipment | Security System |  | 35003 | SS
4138 | COL-PCU-SS-5332 | Door entry system | COL-PCU-SUSPENDED | Cumber P.S.suspended entities | Security System |  | 35003 | SS
4139 | COL-PCU-SS-5333 | Door open acknowledge | COL-PCU-MISC | Miscellaneous Equipment | Security System |  | 35004 | SS
4140 | COL-PCU-SS-5333 | Door open acknowledge | COL-PCU-SUSPENDED | Cumber P.S.suspended entities | Security System |  | 35004 | SS
4145 | COL-PCU-TSH-5110 | Temperature switch, High | COL-PCU | Cumber Pumping Station | Switch,Temperature-High |  | 34964 | TSH
4146 | COL-PCU-TSH-5130 | Temperature switch, High | COL-PCU | Cumber Pumping Station | Switch,Temperature-High |  | 34965 | TSH
4147 | COL-PCU-TSH-5150 | Temperature switch, High | COL-PCU | Cumber Pumping Station | Switch,Temperature-High |  | 34966 | TSH
4148 | COL-PCU-TSH-5150 | Temperature switch, High | COL-PCU-MISC | Miscellaneous Equipment | Switch,Temperature-High |  | 34966 | TSH
4149 | COL-PCU-TSH-5301 | Switch, Temperature-High, Building, Cumber PS | COL-PCU | Cumber Pumping Station | Switch |  | 35005 | TSH
4150 | COL-PCU-TSL-5302 | Switch, Temperature-Low, Building, Cumber PS | COL-PCU | Cumber Pumping Station | Switch |  | 35006 | TSL
4151 | COL-PCU-TSL-5302 | Switch, Temperature-Low, Building, Cumber PS | COL-PCU-MISC | Miscellaneous Equipment | Switch |  | 35006 | TSL
4180 | COL-PDA-FEQ-0001S | Fire Prevention, Extinguisher | COL-PDA | Dacotah Sewage Pumping Station (Algonquin Island PS #2) | Fire Prevention,Extinguisher |  | 42682 | FEQ
4182 | COL-PDA-LSL-0102 | Switch, Level Low | COL-PDA | Dacotah Sewage Pumping Station (Algonquin Island PS #2) | Switch,Level |  |  | LSL
4183 | COL-PDA-LSLL-0101 | Switch, Level Low-Low | COL-PDA | Dacotah Sewage Pumping Station (Algonquin Island PS #2) | Switch,Level |  |  | LSLL
4186 | COL-PDA-MISC | Miscellaneous Equipment | COL-PDA | Dacotah Sewage Pumping Station (Algonquin Island PS #2)
4193 | COL-PDG-CB-0002 | Circuit Breaker, Load | COL-PDG-MISC | Miscellaneous Equipment | Circuit Breaker |  |  | CB
4194 | COL-PDG-CP-0001 | Control Panel, Operator | COL-PDG | Douglas Drive Syphon | Control Panel |  |  | CP
4195 | COL-PDG-CP-0001 | Control Panel, Operator | COL-PDG-MISC | Miscellaneous Equipment | Control Panel |  |  | CP
4196 | COL-PDG-LSH-0101 | Switch, Level-High | COL-PDG | Douglas Drive Syphon | Switch,Level |  |  | LSH
4197 | COL-PDG-LSH-0101 | Switch, Level-High | COL-PDG-MISC | Miscellaneous Equipment | Switch,Level |  |  | LSH
4198 | COL-PDG-T-0100 | Tank | COL-PDG-MISC | Miscellaneous Equipment | Tank |  |  | T
4202 | COL-PEV-BAT-0001 | Battery, Rechargeable | COL-PEV | Ellis Sewage Pumping Station | Battery |  |  | BAT
4208 | COL-PEV-CP-0001 | Control Panel, Operator | COL-PEV | Ellis Sewage Pumping Station | Control Panel |  |  | CP
4209 | COL-PEV-CP-0002 | Control Panel, Electrical | COL-PEV | Ellis Sewage Pumping Station | Control Panel |  |  | CP
4210 | COL-PEV-CP-0002 | Control Panel, Electrical | COL-PEV-MISC | Miscellaneous Equipment | Control Panel |  |  | CP
4211 | COL-PEV-CP-0003 | Control Panel, Operator | COL-PEV | Ellis Sewage Pumping Station | Control Panel |  |  | CP
4213 | COL-PEV-DM-0001 | Damper/Louver, Manual | COL-PEV | Ellis Sewage Pumping Station | Damper/Louver |  |  | DM
4214 | COL-PEV-DM-0002 | Damper/Louver, Manual | COL-PEV | Ellis Sewage Pumping Station | Damper/Louver |  |  | DM
4216 | COL-PEV-FEQ-0001S | Fire Prevention, Extinguisher | COL-PEV-MISC | Miscellaneous Equipment | Fire Prevention,Extinguisher |  | 42683 | FEQ
4217 | COL-PEV-FEQ-0001S | Fire Prevention, Extinguisher | COL-W-OBSOLETE | Col West Obsolete Entities | Fire Prevention,Extinguisher |  | 42683 | FEQ
4218 | COL-PEV-FN-0001 | Fan, Centrifugal | COL-PEV | Ellis Sewage Pumping Station | Fan |  |  | FN
4219 | COL-PEV-FN-0002 | Fan, Centrifugal | COL-PEV | Ellis Sewage Pumping Station | Fan |  |  | FN
4220 | COL-PEV-FN-0002 | Fan, Centrifugal | COL-PEV-MISC | Miscellaneous Equipment | Fan |  |  | FN
4221 | COL-PEV-FQ-0001 | Meter, Flow | COL-PEV-MISC | Miscellaneous Equipment | Meter,Flow |  |  | FQ
4223 | COL-PEV-GC-0001 | Grit Chamber | COL-PEV-MISC | Miscellaneous Equipment |  |  | 34396 | GC
4224 | COL-PEV-GC-0001 | Grit Chamber | COL-PSK-MISC | Miscellaneous Equipment |  |  | 34396 | GC
4226 | COL-PEV-GRF-0001 | Indicator, Ground Fault | COL-PEV-MISC | Miscellaneous Equipment |  |  |  | GRF
4228 | COL-PEV-HTR-0002 | Heater, Duct | COL-PEV-MISC | Miscellaneous Equipment | Heater |  |  | HTR
4229 | COL-PEV-JIT-0001 | Meter, Power Indicating Transmitter, Main Power | COL-PEV-MISC | Miscellaneous Equipment | Meter |  |  | JIT
4230 | COL-PEV-LIT-0101 | Transmitter, Level | COL-PEV | Ellis Sewage Pumping Station | Transmitter,Level |  |  | LIT
4231 | COL-PEV-LIT-0101 | Transmitter, Level | COL-PEV-MISC | Miscellaneous Equipment | Transmitter,Level |  |  | LIT
4232 | COL-PEV-LSH-0001 | Switch, Level-High | COL-PEV-MISC | Miscellaneous Equipment | Switch,Level |  |  | LSH
4233 | COL-PEV-LSH-0103 | Switch, Level-High | COL-PEV | Ellis Sewage Pumping Station | Switch,Level |  |  | LSH
4234 | COL-PEV-LSHH-0104 | Switch, Level High-High | COL-PEV-MISC | Miscellaneous Equipment | Switch,Level |  |  | LSHH
4235 | COL-PEV-LSHH-0105 | Switch, Level High-High | COL-PEV-MISC | Miscellaneous Equipment | Switch,Level |  |  | LSHH
4236 | COL-PEV-LSLL-0101 | Switch, Level Low-Low | COL-PEV-MISC | Miscellaneous Equipment | Switch,Level |  |  | LSLL
4241 | COL-PEV-MISC | Miscellaneous Equipment | COL-PEV | Ellis Sewage Pumping Station
4244 | COL-PEV-MON-0002 | Monitor | COL-PEV-MISC | Miscellaneous Equipment |  |  |  | MON
4245 | COL-PEV-MON-0002 | Monitor | COL-PSP-MISC | Miscellaneous Equipment |  |  |  | MON
4250 | COL-PEV-SW-0001 | Switch, Main Power | COL-PEV | Ellis Sewage Pumping Station | Switch |  |  | SW
4251 | COL-PEV-SW-0001 | Switch, Main Power | COL-PEV-MISC | Miscellaneous Equipment | Switch |  |  | SW
4252 | COL-PEV-SW-0002 | Switch, Unit Heater | COL-PEV | Ellis Sewage Pumping Station | Switch |  |  | SW
4253 | COL-PEV-SW-0002 | Switch, Unit Heater | COL-PEV-MISC | Miscellaneous Equipment | Switch |  |  | SW
4254 | COL-PEV-SW-0003 | Switch, Transformer | COL-PEV | Ellis Sewage Pumping Station | Switch |  |  | SW
4255 | COL-PEV-SW-0003 | Switch, Transformer | COL-PEV-MISC | Miscellaneous Equipment | Switch |  |  | SW
4256 | COL-PEV-SW-0004 | Switch, Distribution | COL-PEV | Ellis Sewage Pumping Station | Switch |  |  | SW
4257 | COL-PEV-SW-0004 | Switch, Distribution | COL-PEV-MISC | Miscellaneous Equipment | Switch |  |  | SW
4260 | COL-PEV-TS-0001 | Switch, Transfer | COL-PEV-MISC | Miscellaneous Equipment | Switch |  |  | TS
4269 | COL-PEV-WEL-0500 | Wet well | COL-PEV | Ellis Sewage Pumping Station |  |  |  | WEL
4270 | COL-PEV-WEL-0500 | Wet well | COL-PEV-MISC | Miscellaneous Equipment |  |  |  | WEL
4271 | COL-PEV-WEL-0600 | Dry Well | COL-PEV-MISC | Miscellaneous Equipment |  |  |  | WEL
4272 | COL-PEV-WEL-0600 | Dry Well | COL-PSK-MISC | Miscellaneous Equipment |  |  |  | WEL
4275 | COL-PFB-CP-0001 | Control Panel, Operator | COL-PFB | Fallingbrook Pumping Station | Control Panel |  |  | CP
4276 | COL-PFB-CP-0001 | Control Panel, Operator | COL-PFB-MISC | Miscellaneous Equipment | Control Panel |  |  | CP
4280 | COL-PFB-GRF-0001 | Indicator, Ground Fault | COL-PFB | Fallingbrook Pumping Station | Indicator,Ground Fault |  |  | GRF
4281 | COL-PFB-HTR-0001 | Heater, Wet Well | COL-PFB-MISC | Miscellaneous Equipment | Heater |  |  | HTR
4282 | COL-PFB-JIT-0001 | Meter, Power Indicating Transmitter, Main Power | COL-PFB | Fallingbrook Pumping Station | Meter |  |  | JIT
4283 | COL-PFB-LIT-0101 | Transmitter, Level | COL-PFB | Fallingbrook Pumping Station | Transmitter,Level |  |  | LIT
4284 | COL-PFB-LP-0001 | Control Panel, Electrical | COL-PFB | Fallingbrook Pumping Station | Control Panel |  |  | LP
4285 | COL-PFB-LP-0001 | Control Panel, Electrical | COL-PFB-MISC | Miscellaneous Equipment | Control Panel |  |  | LP
4286 | COL-PFB-LSHH-0104 | Switch, Level High-High | COL-PFB-MISC | Miscellaneous Equipment | Switch,Level |  |  | LSHH
4287 | COL-PFB-LSL-0102 | Switch, Level-Low | COL-PFB | Fallingbrook Pumping Station | Switch |  |  | LSL
4288 | COL-PFB-LSLL-0101 | Switch, Level Low-Low | COL-PFB | Fallingbrook Pumping Station | Switch,Level |  |  | LSLL
4289 | COL-PFB-M-0101 | Motor | COL-PFB-MISC | Miscellaneous Equipment |  |  |  | M
4292 | COL-PFB-SW-0001 | Switch, Main Electrical Disconnect | COL-PFB-MISC | Miscellaneous Equipment | Switch |  |  | SW
4293 | COL-PFB-SW-0002 | Switch, Transformer | COL-PFB-MISC | Miscellaneous Equipment | Switch |  |  | SW
4294 | COL-PFB-TR-0001 | Transformer, Power | COL-PFB | Fallingbrook Pumping Station | Transformer |  |  | TR
4295 | COL-PFB-TS-0001 | Switch, Transfer | COL-PFB | Fallingbrook Pumping Station | Switch |  |  | TS
4296 | COL-PFB-TS-0001 | Switch, Transfer | COL-PFB-MISC | Miscellaneous Equipment | Switch |  |  | TS
4395 | COL-PFH-LSLL-0101 | Switch, Level Low-Low | COL-PFH | Fire Hall Sewage Pumping Station (Wards Island PS#4) | Switch,Level |  |  | LSLL
4396 | COL-PFH-LSLL-0102 | Switch, Level Low-Low | COL-PFH | Fire Hall Sewage Pumping Station (Wards Island PS#4) | Switch,Level |  |  | LSLL
4397 | COL-PFH-LSLL-0104 | Switch, Level Low-Low | COL-PFH | Fire Hall Sewage Pumping Station (Wards Island PS#4) | Switch,Level |  |  | LSLL
4409 | COL-PFI-LSLL-0101 | Switch, Level Low-Low | COL-PFI | Fifth Street Sewage Pumping Station (Wards Island PS #8) | Switch,Level |  |  | LSLL
4410 | COL-PFI-LSLL-0103 | Switch, Level Low-Low | COL-PFI | Fifth Street Sewage Pumping Station (Wards Island PS #8) | Switch,Level |  |  | LSLL
4425 | COL-PFO-LSLL-0102 | Switch, Level Low-Low | COL-PFO | Fourth Street Sewage Pumping Station (Wards Island PS#9) | Switch,Level |  |  | LSLL
4426 | COL-PFO-LSLL-0103 | Switch, Level Low-Low | COL-PFO | Fourth Street Sewage Pumping Station (Wards Island PS#9) | Switch,Level |  |  | LSLL
4427 | COL-PFO-LSLL-0104 | Switch, Level Low-Low | COL-PFO | Fourth Street Sewage Pumping Station (Wards Island PS#9) | Switch,Level |  |  | LSLL
4437 | COL-PGA-CP-0001 | Control Panel, Operator | COL-PGA | Greyabbey Sewage Pumping Station | Control Panel |  |  | CP
4527 | COL-PGA-HTR-0001 | Heater, MCC Room | COL-PGA | Greyabbey Sewage Pumping Station | Heater |  |  | HTR
4528 | COL-PGA-HTR-0002 | Heater, Hot Water | COL-PGA | Greyabbey Sewage Pumping Station | Heater |  |  | HTR
4529 | COL-PGA-HTR-0002 | Heater, Hot Water | COL-PGA-MISC | Miscellaneous Equipment | Heater |  |  | HTR
4530 | COL-PGA-LIT-0101 | Transmitter, Level | COL-PGA | Greyabbey Sewage Pumping Station | Transmitter,Level |  |  | LIT
4531 | COL-PGA-LIT-0101 | Transmitter, Level | COL-PGA-MISC | Miscellaneous Equipment | Transmitter,Level |  |  | LIT
4535 | COL-PGA-MCC-0001 | Motor Control Centre | COL-PGA | Greyabbey Sewage Pumping Station | Control Panel,MCC |  |  | MCC
4536 | COL-PGA-MCC-0001 | Motor Control Centre | COL-PGA-MISC | Miscellaneous Equipment | Control Panel,MCC |  |  | MCC
4541 | COL-PGA-SS-0001 | Security System | COL-PGA-MISC | Miscellaneous Equipment | Security System |  |  | SS
4548 | COL-PGA-WEL-0100 | Wet Well | COL-PGA | Greyabbey Sewage Pumping Station | Well |  |  | WEL
4550 | COL-PGB-CP-0001 | Control Panel, Operator | COL-PGB-MISC | Miscellaneous Equipment | Control Panel |  |  | CP
4551 | COL-PGB-FEQ-0001S | Fire Prevention, Extinguisher | COL-PGB-MISC | Miscellaneous Equipment | Fire Prevention,Extinguisher |  | 40170 | FEQ
4552 | COL-PGB-FEQ-0001S | Fire Prevention, Extinguisher | COL-W-OBSOLETE | Col West Obsolete Entities | Fire Prevention,Extinguisher |  | 40170 | FEQ
4554 | COL-PGB-HTR-0001 | Heater, Control Panel | COL-PGB | Governors Bridge Sewage Pumping Station | Heater |  |  | HTR
4555 | COL-PGB-HTR-0001 | Heater, Control Panel | COL-PGB-MISC | Miscellaneous Equipment | Heater |  |  | HTR
4556 | COL-PGB-HTR-0002 | Heater, Control Panel | COL-PGB-MISC | Miscellaneous Equipment | Heater |  |  | HTR
4557 | COL-PGB-JIT-0001 | Meter, Power Indicating Transmitter, Main Power | COL-PGB-MISC | Miscellaneous Equipment | Meter |  |  | JIT
4558 | COL-PGB-LIT-0100 | Transmitter, Level | COL-PGB-MISC | Miscellaneous Equipment | Transmitter,Level |  |  | LIT
4559 | COL-PGB-LIT-0101 | Transmitter, Level | COL-PGB | Governors Bridge Sewage Pumping Station | Transmitter,Level |  |  | LIT
4560 | COL-PGB-LIT-0101 | Transmitter, Level | COL-PGB-MISC | Miscellaneous Equipment | Transmitter,Level |  |  | LIT
4561 | COL-PGB-LP-0001 | Control Panel, Lighting | COL-PGB-MISC | Miscellaneous Equipment | Control Panel |  |  | LP
4562 | COL-PGB-LSH-0103 | Switch, Level-High | COL-PGB | Governors Bridge Sewage Pumping Station | Switch,Level |  |  | LSH
4563 | COL-PGB-LSH-0103 | Switch, Level-High | COL-PGB-MISC | Miscellaneous Equipment | Switch,Level |  |  | LSH
4564 | COL-PGB-LSH-0104 | Switch, Level High | COL-PGB-MISC | Miscellaneous Equipment | Switch,Level |  |  | LSH
4565 | COL-PGB-LSHH-0105 | Switch, Level High-High | COL-PGB-MISC | Miscellaneous Equipment | Switch,Level |  |  | LSHH
4566 | COL-PGB-LSL-0102 | Switch, Level-Low | COL-PGB-MISC | Miscellaneous Equipment | Switch |  |  | LSL
4567 | COL-PGB-RPU-0001 | Remote Processing Unit | COL-PGB | Governors Bridge Sewage Pumping Station | RPU |  |  | RPU
4568 | COL-PGB-RPU-0001 | Remote Processing Unit | COL-PGB-MISC | Miscellaneous Equipment | RPU |  |  | RPU
4570 | COL-PGB-SW-0001 | Switch, Main Electrical Disconnect | COL-PGB-MISC | Miscellaneous Equipment | Switch |  |  | SW
4571 | COL-PGB-TS-0001 | Switch, Transfer | COL-PGB | Governors Bridge Sewage Pumping Station | Switch |  |  | TS
4580 | COL-PGB-WEL-0100 | Wet Well | COL-PGB-MISC | Miscellaneous Equipment | Well |  |  | WEL
4581 | COL-PGR-COM-0001 | Control Panel, Operator | COL-PGR-MISC | Miscellaneous Equipment | Control Panel |  |  | COM
4582 | COL-PGR-CP-0001 | Control Panel, Operator | COL-PGR-MISC | Miscellaneous Equipment | Control Panel |  |  | CP
4583 | COL-PGR-CP-0002 | Control Panel, Operator | COL-PGR-MISC | Miscellaneous Equipment | Control Panel |  |  | CP
4584 | COL-PGR-FEQ-0001S | Fire Prevention, Extinguisher | COL-W-OBSOLETE | Col West Obsolete Entities | Fire Prevention,Extinguisher |  | 42684 | FEQ
4586 | COL-PGR-FQ-0001 | Meter, Flow | COL-PGR-MISC | Miscellaneous Equipment | Meter,Flow |  |  | FQ
4588 | COL-PGR-LSH-0103 | Switch, Level | COL-PGR-MISC | Miscellaneous Equipment | Switch,Level |  |  | LSH
4589 | COL-PGR-LSH-0104 | Switch, Level | COL-PGR-MISC | Miscellaneous Equipment | Switch,Level |  |  | LSH
4590 | COL-PGR-LSHH-0104 | Switch, Level | COL-PGR-MISC | Miscellaneous Equipment | Switch,Level |  |  | LSHH
4591 | COL-PGR-LSHH-0105 | Switch, Level-High | COL-PGR | Grand River Sewage Pumping Station | Switch,Level |  |  | LSHH
4592 | COL-PGR-LSLL-0101 | Switch, Level | COL-PGR | Grand River Sewage Pumping Station | Switch,Level |  |  | LSLL
4593 | COL-PGR-LSLL-0101 | Switch, Level | COL-PGR-MISC | Miscellaneous Equipment | Switch,Level |  |  | LSLL
4594 | COL-PGR-LTG-0001 | Lighting | COL-PGR-MISC | Miscellaneous Equipment | Control Panel |  |  | LTG
4595 | COL-PGR-MISC | Miscellaneous Equipment | COL-PGR | Grand River Sewage Pumping Station
4596 | COL-PGR-P-0100 | Pump, Centrifugal | COL-PGR | Grand River Sewage Pumping Station | Pump |  |  | P
4597 | COL-PGR-P-0200 | Pump, Centrifugal | COL-PGR | Grand River Sewage Pumping Station | Pump |  |  | P
4598 | COL-PGR-SS-0001 | Security System | COL-PGR | Grand River Sewage Pumping Station | Security System |  |  | SS
4599 | COL-PGR-SW-0001 | Switch, Fused | COL-PGR-MISC | Miscellaneous Equipment | Switch |  |  | SW
4600 | COL-PGR-TS-0001 | Switch, Transfer | COL-PGR-MISC | Miscellaneous Equipment | Switch |  |  | TS
4605 | COL-PGR-WEL-0100 | Wet Well | COL-PGR | Grand River Sewage Pumping Station | Well |  |  | WEL
4606 | COL-PGR-WEL-0100 | Wet Well | COL-PGR-MISC | Miscellaneous Equipment | Well |  |  | WEL
4608 | COL-PHA-AHU-0001 | Air Handling Unit | COL-PHA-MISC | Miscellaneous Equipment |  |  |  | AHU
4610 | COL-PHA-GA-0101 | Gauge | COL-PHA-MISC | Miscellaneous Equipment |  |  |  | GA
4611 | COL-PHA-GA-0201 | Gauge | COL-PHA-MISC | Miscellaneous Equipment |  |  |  | GA
4612 | COL-PHA-GA-0301 | Gauge | COL-PHA-MISC | Miscellaneous Equipment |  |  |  | GA
4613 | COL-PHA-GEN-0001 | Generator | COL-PHA-MISC | Miscellaneous Equipment |  |  |  | GEN
4614 | COL-PHA-MISC | Miscellaneous Equipment | COL-PHA | Hanlan's Point Sewage Pumping Station
4615 | COL-PHA-P-0100 | Pump | COL-PHA | Hanlan's Point Sewage Pumping Station |  |  |  | P
4616 | COL-PHA-P-0200 | Pump | COL-PHA | Hanlan's Point Sewage Pumping Station |  |  |  | P
4617 | COL-PHA-V-0002 | Valve | COL-PHA-MISC | Miscellaneous Equipment |  |  |  | V
4618 | COL-PHA-V-0005 | Valve | COL-PHA-MISC | Miscellaneous Equipment |  |  |  | V
4619 | COL-PHA-V-0007 | Valve | COL-PHA-MISC | Miscellaneous Equipment |  |  |  | V
4620 | COL-PHA-V-0008 | Valve | COL-PHA-MISC | Miscellaneous Equipment |  |  |  | V
4621 | COL-PHA-V-0010 | Valve | COL-PHA-MISC | Miscellaneous Equipment |  |  |  | V
4622 | COL-PHA-V-0011 | Valve | COL-PHA-MISC | Miscellaneous Equipment |  |  |  | V
4623 | COL-PHA-V-0012 | Valve | COL-PHA-MISC | Miscellaneous Equipment |  |  |  | V
4624 | COL-PHA-V-0101 | Valve | COL-PHA-P-0100 | Pump |  |  |  | V
4625 | COL-PHA-V-0102 | Valve | COL-PHA-P-0100 | Pump |  |  |  | V
4626 | COL-PHA-V-0103 | Valve | COL-PHA-P-0100 | Pump |  |  |  | V
4627 | COL-PHA-V-0201 | Valve | COL-PHA-P-0200 | Pump |  |  |  | V
4628 | COL-PHA-V-0202 | Valve | COL-PHA-P-0200 | Pump |  |  |  | V
4629 | COL-PHA-V-0203 | Valve | COL-PHA-P-0200 | Pump |  |  |  | V
4630 | COL-PHA-V-0302 | Valve | COL-PHA-P-0300 | Pump |  |  |  | V
4743 | COL-PHB-MISC | Miscellaneous Equipment | COL-PHB | Humber Sewage Pumping Station
4744 | COL-PHB-OIT-0001 | Operator Interface Terminal | COL-PHB-MISC | Miscellaneous Equipment | Computer Equipment,Monitor |  |  | OIT
4751 | COL-PHB-SUSPENDED | Humber Bay P.S.suspended entities | COL-PHB | Humber Sewage Pumping Station
4766 | COL-PHF-CB-0001 | Circuit Breaker | COL-PHF | Highfield Sewage Pumping Station | Circuit Breaker |  |  | CB
4767 | COL-PHF-CB-0001 | Circuit Breaker | COL-PHF-MISC | Miscellaneous Equipment | Circuit Breaker |  |  | CB
4768 | COL-PHF-CH-0001 | Chamber | COL-PHF | Highfield Sewage Pumping Station | Chamber |  |  | CH
4769 | COL-PHF-CH-0001 | Chamber | COL-PHF-MISC | Miscellaneous Equipment | Chamber |  |  | CH
4770 | COL-PHF-CP-0001 | Control Panel, Alarm | COL-PHF | Highfield Sewage Pumping Station | Control Panel |  |  | CP
4771 | COL-PHF-CP-0001 | Control Panel, Alarm | COL-PHF-MISC | Miscellaneous Equipment | Control Panel |  |  | CP
4772 | COL-PHF-FEQ-0001S | Fire Prevention, Extinguisher | COL-PHF-MISC | Miscellaneous Equipment | Fire Prevention,Extinguisher |  | 42685 | FEQ
4773 | COL-PHF-FEQ-0001S | Fire Prevention, Extinguisher | COL-W-OBSOLETE | Col West Obsolete Entities | Fire Prevention,Extinguisher |  | 42685 | FEQ
4776 | COL-PHF-JIT-0001 | Meter, Power Indicating Transmitter, Main Power | COL-PHF | Highfield Sewage Pumping Station | Meter |  |  | JIT
4777 | COL-PHF-LSH-0102 | Switch, Level-High | COL-PHF | Highfield Sewage Pumping Station | Switch,Level |  |  | LSH
4778 | COL-PHF-LSHH-0103 | Switch, Level High-High | COL-PHF-MISC | Miscellaneous Equipment | Switch,Level |  |  | LSHH
4779 | COL-PHF-LSL-0101 | Switch, Level-Low | COL-PHF-MISC | Miscellaneous Equipment | Switch |  |  | LSL
4781 | COL-PHF-RPU-0001 | Remote Processing Unit | COL-PHF-MISC | Miscellaneous Equipment | RPU |  |  | RPU
4788 | COL-PHP-ALR-0001 | Control Panel, Gas Alarm | COL-PHP | High Park Sewage Pumping Station | Control Panel |  |  | ALR
4789 | COL-PHP-ALR-0002 | Control Panel, Operator | COL-PHP | High Park Sewage Pumping Station | Control Panel |  |  | ALR
4790 | COL-PHP-ALR-0002 | Control Panel, Operator | COL-PHP-MISC | Miscellaneous Equipment | Control Panel |  |  | ALR
4795 | COL-PHP-CB-0001 | Circuit Breaker, Main | COL-PHP | High Park Sewage Pumping Station | Circuit Breaker |  |  | CB
4796 | COL-PHP-CB-0002 | Circuit Breaker, Transformer 0001 | COL-PHP | High Park Sewage Pumping Station | Circuit Breaker |  |  | CB
4797 | COL-PHP-CP-0001 | Control Panel, Operator | COL-PHP-MISC | Miscellaneous Equipment | Control Panel |  |  | CP
4799 | COL-PHP-DM-0001 | Damper, Manual | COL-PHP | High Park Sewage Pumping Station | Damper/Louver |  |  | DM
4801 | COL-PHP-FEQ-0001S | Fire Prevention, Extinguisher | COL-PHP | High Park Sewage Pumping Station | Fire Prevention,Extinguisher |  | 42686 | FEQ
4802 | COL-PHP-FEQ-0001S | Fire Prevention, Extinguisher | COL-PHP-MISC | Miscellaneous Equipment | Fire Prevention,Extinguisher |  | 42686 | FEQ
4804 | COL-PHP-FN-0001 | Fan, Centrifugal | COL-PHP-MISC | Miscellaneous Equipment | Fan |  |  | FN
4805 | COL-PHP-FN-0002 | Fan, Centrifugal | COL-PHP-MISC | Miscellaneous Equipment | Fan |  |  | FN
4807 | COL-PHP-GC-0001 | Grit Chamber | COL-PHP | High Park Sewage Pumping Station |  |  |  | GC
4810 | COL-PHP-GRF-0001 | Indicator, Ground Fault | COL-PHP | High Park Sewage Pumping Station |  |  |  | GRF
4812 | COL-PHP-HTR-0002 | Heater, Duct | COL-PHP-MISC | Miscellaneous Equipment | Heater |  |  | HTR
4813 | COL-PHP-LIT-0100 | Transmitter, Level | COL-PHP-MISC | Miscellaneous Equipment | Transmitter,Level |  |  | LIT
4814 | COL-PHP-LIT-0201 | Transmitter, Level | COL-PHP-MISC | Miscellaneous Equipment | Transmitter,Level |  |  | LIT
4815 | COL-PHP-LP-0001 | Control Panel, Lighting | COL-PHP | High Park Sewage Pumping Station | Control Panel |  |  | LP
4816 | COL-PHP-LSH-0203 | Switch, Level-High | COL-PHP | High Park Sewage Pumping Station | Switch,Level |  |  | LSH
4817 | COL-PHP-LSHH-0001 | Switch, Level High-High | COL-PHP-MISC | Miscellaneous Equipment | Switch,Level |  |  | LSHH
4818 | COL-PHP-LSHH-0101 | Switch, Level High-High | COL-PHP-MISC | Miscellaneous Equipment | Switch,Level |  |  | LSHH
4819 | COL-PHP-LSLL-0201 | Switch, Level Low-Low | COL-PHP-MISC | Miscellaneous Equipment | Switch,Level |  |  | LSLL
4828 | COL-PHP-MISC | Miscellaneous Equipment | COL-PHP | High Park Sewage Pumping Station
4830 | COL-PHP-MON-0002 | Monitor | COL-PHP-MISC | Miscellaneous Equipment |  |  |  | MON
4832 | COL-PHP-P-0002 | Pump, Centrifugal | COL-PHP-MISC | Miscellaneous Equipment | Pump |  | 34122 | P
4834 | COL-PHP-SC-0001 | Screen, Bar | COL-PHP | High Park Sewage Pumping Station | Screen |  |  | SC
4835 | COL-PHP-SC-0001 | Screen, Bar | COL-PHP-MISC | Miscellaneous Equipment | Screen |  |  | SC
4846 | COL-PHP-WEL-0500 | Wet well | COL-PHP | High Park Sewage Pumping Station |  |  |  | WEL
4847 | COL-PHP-WEL-0500 | Wet well | COL-PHP-MISC | Miscellaneous Equipment |  |  |  | WEL
4848 | COL-PHP-WEL-0500 | Wet well | COL-PSS-MISC | Miscellaneous Equipment |  |  |  | WEL
4850 | COL-PIR-CP-0001 | Control Panel, Operator | COL-PIR | Island Road Sewage Pumping Station | Control Panel |  |  | CP
4851 | COL-PIR-FEQ-0001S | Fire Prevention, Extinguisher | COL-PIR-MISC | Miscellaneous Equipment | Fire Prevention,Extinguisher |  | 42687 | FEQ
4852 | COL-PIR-FEQ-0001S | Fire Prevention, Extinguisher | COL-W-OBSOLETE | Col West Obsolete Entities | Fire Prevention,Extinguisher |  | 42687 | FEQ
4855 | COL-PIR-FQ-0001 | Meter, Flow | COL-PIR | Island Road Sewage Pumping Station | Meter,Flow |  |  | FQ
4856 | COL-PIR-GRF-0001 | Indicator, Ground Fault | COL-PIR-MISC | Miscellaneous Equipment |  |  |  | GRF
4857 | COL-PIR-HTR-0001 | Heater | COL-PIR | Island Road Sewage Pumping Station | Heater |  |  | HTR
4858 | COL-PIR-HTR-0001 | Heater | COL-PIR-MISC | Miscellaneous Equipment | Heater |  |  | HTR
4859 | COL-PIR-JIT-0001 | Meter, Power Indicating Transmitter, Main Power | COL-PIR | Island Road Sewage Pumping Station | Meter |  |  | JIT
4860 | COL-PIR-LIT-0100 | Transmitter, Level | COL-PIR-MISC | Miscellaneous Equipment | Transmitter,Level |  |  | LIT
4861 | COL-PIR-LP-0001 | Control Panel, Lighting | COL-PIR | Island Road Sewage Pumping Station | Control Panel |  |  | LP
4862 | COL-PIR-LSH-0103 | Switch, Level-High | COL-PIR | Island Road Sewage Pumping Station | Switch,Level |  |  | LSH
4863 | COL-PIR-LSHH-0104 | Switch, Level High-High | COL-PIR-MISC | Miscellaneous Equipment | Switch,Level |  |  | LSHH
4864 | COL-PIR-LSLL-0101 | Switch, Level Low-Low | COL-PIR | Island Road Sewage Pumping Station | Switch,Level |  |  | LSLL
4865 | COL-PIR-LTG-0001 | Lighting | COL-PIR-MISC | Miscellaneous Equipment | Control Panel |  |  | LTG
4866 | COL-PIR-P-0200 | Pump, Centrifugal | COL-PIR | Island Road Sewage Pumping Station | Pump |  |  | P
4867 | COL-PIR-SW-0001 | Switch, Fused | COL-PIR-MISC | Miscellaneous Equipment | Switch |  |  | SW
4868 | COL-PIR-SW-0002 | Switch, Ground Fault Indicator | COL-PIR | Island Road Sewage Pumping Station | Switch |  |  | SW
4869 | COL-PIR-SW-0004 | Switch, Unit Heater 0001 | COL-PIR | Island Road Sewage Pumping Station | Switch |  |  | SW
4870 | COL-PIR-TR-0001 | Transformer, Power | COL-PIR | Island Road Sewage Pumping Station | Transformer |  |  | TR
4871 | COL-PIR-TS-0001 | Switch, Transfer | COL-PIR | Island Road Sewage Pumping Station | Switch |  |  | TS
4872 | COL-PIR-UPS-0001 | UPS | COL-PIR-MISC | Miscellaneous Equipment | Uninterruptible Power Supply |  |  | UPS
4881 | COL-PKG-ALR-0001 | Control Panel, Electrical | COL-PKG | Kingston Rd Pumping Station | Control Panel |  |  | ALR
4882 | COL-PKG-COM-0001 | Control Panel, Operator | COL-PKG | Kingston Rd Pumping Station | Control Panel |  |  | COM
4883 | COL-PKG-COM-0001 | Control Panel, Operator | COL-PKG-MISC | Miscellaneous Equipment | Control Panel |  |  | COM
4884 | COL-PKG-CP-0001 | Control Panel, Operator | COL-PKG-MISC | Miscellaneous Equipment | Control Panel |  |  | CP
4886 | COL-PKG-DM-0001 | Damper/Louver, Generator Room | COL-PKG | Kingston Rd Pumping Station | Damper/Louver |  |  | DM
4887 | COL-PKG-DM-0002 | Damper/Louver, Generator Room | COL-PKG | Kingston Rd Pumping Station | Damper/Louver |  |  | DM
4891 | COL-PKG-FEQ-0002S | Fire Prevention, Extinguisher | COL-PKG | Kingston Rd Pumping Station | Fire Prevention,Extinguisher |  | 42689 | FEQ
4894 | COL-PKG-FN-0001 | Fan, Exhaust | COL-PKG-MISC | Miscellaneous Equipment | Fan |  |  | FN
4895 | COL-PKG-FN-0002 | Fan, Centrifugal | COL-PKG | Kingston Rd Pumping Station | Fan |  |  | FN
4896 | COL-PKG-FN-0002 | Fan, Centrifugal | COL-PKG-MISC | Miscellaneous Equipment | Fan |  |  | FN
4899 | COL-PKG-GDR-0300 | Grinder, Comminutor | COL-PKG-MISC | Miscellaneous Equipment | Grinder |  |  | GDR
4901 | COL-PKG-HTR-0002 | Heater, Dry Well | COL-PKG | Kingston Rd Pumping Station | Heater |  |  | HTR
4902 | COL-PKG-HTR-0002 | Heater, Dry Well | COL-PKG-MISC | Miscellaneous Equipment | Heater |  |  | HTR
4903 | COL-PKG-HTR-0003 | Heater, Dry Well | COL-PKG | Kingston Rd Pumping Station | Heater |  |  | HTR
4904 | COL-PKG-HTR-0003 | Heater, Dry Well | COL-PKG-MISC | Miscellaneous Equipment | Heater |  |  | HTR
4905 | COL-PKG-JIT-0001 | Meter, Power Indicating Transmitter | COL-PKG-MISC | Miscellaneous Equipment | Meter |  |  | JIT
4906 | COL-PKG-LIT-0100 | Transmitter, Level | COL-PKG-MISC | Miscellaneous Equipment | Transmitter,Level |  |  | LIT
4907 | COL-PKG-LIT-0300 | Transmitter, Level | COL-PKG-MISC | Miscellaneous Equipment | Transmitter,Level |  |  | LIT
4908 | COL-PKG-LP-0001 | Control Panel, Lighting | COL-PKG | Kingston Rd Pumping Station | Control Panel |  |  | LP
4909 | COL-PKG-LP-0001 | Control Panel, Lighting | COL-PKG-MISC | Miscellaneous Equipment | Control Panel |  |  | LP
4910 | COL-PKG-LSH-0002 | Switch, Level-High | COL-PKG-MISC | Miscellaneous Equipment | Switch,Level |  |  | LSH
4911 | COL-PKG-LSH-0203 | Switch, Level-High | COL-PKG-MISC | Miscellaneous Equipment | Switch,Level |  |  | LSH
4912 | COL-PKG-LSHH-0204 | Switch, Level High-High | COL-PKG-MISC | Miscellaneous Equipment | Switch,Level |  |  | LSHH
4913 | COL-PKG-LSL-0102 | Switch, Level-Low | COL-PKG-MISC | Miscellaneous Equipment | Switch |  |  | LSL
4914 | COL-PKG-LSL-0202 | Switch, Level | COL-PKG-MISC | Miscellaneous Equipment | Switch,Level |  |  | LSL
4915 | COL-PKG-LSLL-0101 | Switch, Level Low-Low | COL-PKG-MISC | Miscellaneous Equipment | Switch,Level |  |  | LSLL
4919 | COL-PKG-MISC | Miscellaneous Equipment | COL-PMM | Mimico Pumping Station
4922 | COL-PKG-T-0002 | Tank, Diesel Fuel | COL-PKG | Kingston Rd Pumping Station | Tank |  |  | T
4923 | COL-PKG-T-0002 | Tank, Diesel Fuel | COL-PKG-MISC | Miscellaneous Equipment | Tank |  |  | T
4924 | COL-PKG-TS-0001 | Switch, Transfer | COL-PKG-MISC | Miscellaneous Equipment | Switch |  |  | TS
5024 | COL-PKG-WEL-0100 | Wet well | COL-PKG | Kingston Rd Pumping Station | Well |  |  | WEL
5025 | COL-PKG-WEL-0100 | Wet well | COL-PKG-MISC | Miscellaneous Equipment | Well |  |  | WEL
5026 | COL-PKG-WEL-0200 | Wet well | COL-PKG | Kingston Rd Pumping Station | Well |  |  | WEL
5027 | COL-PKG-WEL-0200 | Wet well | COL-PKG-MISC | Miscellaneous Equipment | Well |  |  | WEL
5028 | COL-PKG-WEL-0300 | Well | COL-PKG-MISC | Miscellaneous Equipment | Well |  |  | WEL
5033 | COL-PKP-AIT-0001 | Transmitter, Gas | COL-PKP-MISC | Miscellaneous Equipment | Transmitter |  |  | AIT
5188 | COL-PKS-G-0001 | Gate, Sluice | COL-PKS | King St West Sewage Pumping Station | Valve |  |  | G
5189 | COL-PKS-G-0001 | Gate, Sluice | COL-PKS-MISC | Miscellaneous Equipment | Valve |  |  | G
5193 | COL-PKS-MISC | Miscellaneous Equipment | COL-PKS | King St West Sewage Pumping Station
5208 | COL-PLB-AUX-ELEC | Electrical Equipment | COL-PLB | Long Branch Pumping Station
5209 | COL-PLB-AUX-ELEC | Electrical Equipment | COL-PLB-AUX | Auxiliary Equipment
5210 | COL-PLB-AUX-INST | Instrumentation Equipment | COL-PLB | Long Branch Pumping Station
5211 | COL-PLB-AUX-INST | Instrumentation Equipment | COL-PLB-AUX | Auxiliary Equipment
5212 | COL-PLB-AUX-MECH | Mechanical Equipment | COL-PLB | Long Branch Pumping Station
5847 | COL-PLB-OIT-0001 | Operator Interface Terminal | COL-PLB | Long Branch Pumping Station | Computer Equipment,Monitor |  |  | OIT
5929 | COL-PLV-CB-0001 | Circuit Breaker, | COL-PLV | Livingston Road Pumping Station | Circuit Breaker |  |  | CB
5930 | COL-PLV-COM-0001 | Control Panel | COL-PLV | Livingston Road Pumping Station | Control Panel |  |  | COM
5931 | COL-PLV-CP-0001 | Control Panel | COL-PLV-MISC | Miscellaneous Equipment | Control Panel |  |  | CP
5932 | COL-PLV-CP-0002 | Control Panel | COL-PLV-MISC | Miscellaneous Equipment | Control Panel |  |  | CP
5933 | COL-PLV-CRN-0001 | Crane, | COL-PLV | Livingston Road Pumping Station | Crane |  |  | CRN
5934 | COL-PLV-CRN-0001 | Crane, | COL-PLV-MISC | Miscellaneous Equipment | Crane |  |  | CRN
5935 | COL-PLV-DM-0001 | Damper/Louver | COL-PLV-MISC | Miscellaneous Equipment | Damper/Louver |  |  | DM
5936 | COL-PLV-DM-0002 | Damper/Louver | COL-PLV | Livingston Road Pumping Station | Damper/Louver |  |  | DM
5937 | COL-PLV-DM-0002 | Damper/Louver | COL-PLV-MISC | Miscellaneous Equipment | Damper/Louver |  |  | DM
5938 | COL-PLV-FEQ-0001S | Fire Prevention, Extinguisher | COL-PLV-MISC | Miscellaneous Equipment | Fire Prevention,Extinguisher |  | 42696 | FEQ
5941 | COL-PLV-FN-0001 | Fan, Centrifugal | COL-PLV-MISC | Miscellaneous Equipment | Fan |  |  | FN
5942 | COL-PLV-FN-0003 | Fan, Exhaust | COL-PLV | Livingston Road Pumping Station | Fan |  |  | FN
5943 | COL-PLV-FN-0003 | Fan, Exhaust | COL-PLV-MISC | Miscellaneous Equipment | Fan |  |  | FN
5945 | COL-PLV-GEN-0001 | Generator | COL-PLV-MISC | Miscellaneous Equipment | Generator |  |  | GEN
5946 | COL-PLV-HTR-0001 | Heater | COL-PLV-MISC | Miscellaneous Equipment | Heater |  |  | HTR
5947 | COL-PLV-HTR-0003 | Heater | COL-PLV-MISC | Miscellaneous Equipment | Heater |  |  | HTR
5948 | COL-PLV-LIT-0101 | Transmitter, Level | COL-PLV-MISC | Miscellaneous Equipment | Transmitter,Level |  |  | LIT
5949 | COL-PLV-LIT-0201 | Transmitter, Level | COL-PLV | Livingston Road Pumping Station | Transmitter,Level |  |  | LIT
5950 | COL-PLV-LSH-0103 | Switch, Level-High | COL-PLV-MISC | Miscellaneous Equipment | Switch,Level |  |  | LSH
5951 | COL-PLV-LSH-0203 | Switch, Level-High | COL-PLV | Livingston Road Pumping Station | Switch,Level |  |  | LSH
5952 | COL-PLV-LSHH-0002 | Switch, Level High-High | COL-PLV | Livingston Road Pumping Station | Switch,Level |  |  | LSHH
5953 | COL-PLV-LSHH-0002 | Switch, Level High-High | COL-PLV-MISC | Miscellaneous Equipment | Switch,Level |  |  | LSHH
5954 | COL-PLV-LSHH-0104 | Switch, Level High-High | COL-PLV | Livingston Road Pumping Station | Switch,Level |  |  | LSHH
5955 | COL-PLV-LSL-0102 | Switch, Level-Low | COL-PLV-MISC | Miscellaneous Equipment | Switch,Level |  |  | LSL
5956 | COL-PLV-LSL-0202 | Switch, Level-Low | COL-PLV-MISC | Miscellaneous Equipment | Switch,Level |  |  | LSL
5957 | COL-PLV-LSLL-0101 | Switch, Level Low-Low | COL-PLV-MISC | Miscellaneous Equipment | Switch,Level |  |  | LSLL
5958 | COL-PLV-LSLL-0201 | Switch, Level Low-Low | COL-PLV | Livingston Road Pumping Station | Switch,Level |  |  | LSLL
5959 | COL-PLV-MCC-0001 | Motor Control Centre | COL-PLV-MISC | Miscellaneous Equipment | Control Panel,MCC |  |  | MCC
5960 | COL-PLV-MISC | Miscellaneous Equipment | COL-PNT | New Toronto Pumping Station
5961 | COL-PLV-P-0001 | Pump, Centrifugal, Sump | COL-PLV | Livingston Road Pumping Station | Pump |  | 34126 | P
5962 | COL-PLV-P-0001 | Pump, Centrifugal, Sump | COL-PLV-MISC | Miscellaneous Equipment | Pump |  | 34126 | P
5964 | COL-PLV-RPU-0001 | Control Panel | COL-PLV-MISC | Miscellaneous Equipment | Control Panel |  |  | RPU
5965 | COL-PLV-SS-0001 | Security System | COL-PLV-MISC | Miscellaneous Equipment | Security System |  |  | SS
5966 | COL-PLV-T-0001 | Tank, Diesel Fuel | COL-PLV | Livingston Road Pumping Station | Tank |  |  | T
5967 | COL-PLV-T-0001 | Tank, Diesel Fuel | COL-PLV-MISC | Miscellaneous Equipment | Tank |  |  | T
5968 | COL-PLV-TR-0001 | Transformer | COL-PLV | Livingston Road Pumping Station | Transformer |  |  | TR
5980 | COL-PLV-WEL-0200 | Wet well, East | COL-PLV | Livingston Road Pumping Station | Well |  |  | WEL
5984 | COL-PMD-CH-0001 | Chamber, Inlet | COL-PMD-MISC | Miscellaneous Equipment | Chamber |  |  | CH
5985 | COL-PMD-CH-0002 | Chamber, Overflow | COL-PMD | Midland Pumping Station | Chamber |  |  | CH
5989 | COL-PMD-COM-0001 | Control Panel, Operator | COL-PMD | Midland Pumping Station | Control Panel |  |  | COM
5990 | COL-PMD-DM-0001 | Damper/Louver, Exhaust | COL-PMD-MISC | Miscellaneous Equipment | Damper/Louver |  |  | DM
5991 | COL-PMD-DM-0002 | Damper/Louver, Supply Air | COL-PMD | Midland Pumping Station | Damper/Louver |  |  | DM
5992 | COL-PMD-DM-0003 | Damper/Louver, Supply Air | COL-PMD-MISC | Miscellaneous Equipment | Damper/Louver |  |  | DM
5993 | COL-PMD-DM-0004 | Damper/Louver, Exhaust | COL-PMD-MISC | Miscellaneous Equipment | Damper/Louver |  |  | DM
5996 | COL-PMD-FN-0001 | Fan, Supply | COL-PMD | Midland Pumping Station | Fan |  |  | FN
5997 | COL-PMD-FN-0002 | Fan, Exhaust | COL-PMD | Midland Pumping Station | Fan |  |  | FN
5998 | COL-PMD-FQ-0001 | Meter, Flow | COL-PMD-MISC | Miscellaneous Equipment | Meter,Flow |  |  | FQ
6001 | COL-PMD-GRF-0001 | Indicator, Ground Fault | COL-PMD-MISC | Miscellaneous Equipment | Indicator,Ground Fault |  |  | GRF
6002 | COL-PMD-HTR-0001 | Heater | COL-PMD-MISC | Miscellaneous Equipment | Heater |  |  | HTR
6003 | COL-PMD-HTR-0002 | Heater | COL-PMD-MISC | Miscellaneous Equipment | Heater |  |  | HTR
6004 | COL-PMD-JIT-0001 | Meter, Power Indicating Transmitter, Main Power | COL-PMD | Midland Pumping Station | Meter |  |  | JIT
6005 | COL-PMD-LP-0001 | Control Panel, Lighting | COL-PMD-MISC | Miscellaneous Equipment | Control Panel |  |  | LP
6006 | COL-PMD-LSH-0001 | Switch, Level-High | COL-PMD-MISC | Miscellaneous Equipment | Switch,Level |  |  | LSH
6007 | COL-PMD-LSH-0103 | Switch, Level-High | COL-PMD | Midland Pumping Station | Switch,Level |  |  | LSH
6008 | COL-PMD-LSL-0102 | Switch, Level-Low | COL-PMD | Midland Pumping Station | Switch |  |  | LSL
6009 | COL-PMD-LSL-0202 | Switch, Level-Low | COL-PMD | Midland Pumping Station | Switch |  |  | LSL
6010 | COL-PMD-LSLL-0101 | Switch, Level Low-Low | COL-PMD | Midland Pumping Station | Switch,Level |  |  | LSLL
6011 | COL-PMD-LSLL-0101 | Switch, Level Low-Low | COL-PMD-MISC | Miscellaneous Equipment | Switch,Level |  |  | LSLL
6019 | COL-PMD-T-0001 | Tank, Diesel Fuel | COL-PMD | Midland Pumping Station | Tank |  |  | T
6020 | COL-PMD-T-0002 | Tank, Domestic Hot Water | COL-PMD | Midland Pumping Station | Tank |  |  | T
6023 | COL-PMD-TR-0001 | Transformer, Power | COL-PMD | Midland Pumping Station | Transformer |  |  | TR
6024 | COL-PMD-TS-0001 | Switch, Transfer | COL-PMD | Midland Pumping Station | Switch |  |  | TS
6246 | COL-PMM-MISC | Miscellaneous Equipment | COL-PMM | Mimico Pumping Station
6266 | COL-PMM-SW-0001 | Switch, Main Power | COL-PMM-MCC-0001 | Motor Control Centre | Switch |  |  | SW
6298 | COL-PMP-FEQ-0001S | Fire Prevention, Extinguisher | COL-PMP | Mount Pleasant Sewage Pumping Station | Fire Prevention,Extinguisher |  | 40171 | FEQ
6300 | COL-PMP-FN-0001 | Fan, Centrifugal | COL-PMP | Mount Pleasant Sewage Pumping Station | Fan |  |  | FN
6301 | COL-PMP-HTR-0001 | Heater, Drywell | COL-PMP | Mount Pleasant Sewage Pumping Station | Heater |  |  | HTR
6302 | COL-PMP-WEL-0100 | Wet Well | COL-PMP | Mount Pleasant Sewage Pumping Station | Well |  |  | WEL
6304 | COL-PMT-COM-0001 | Control Panel, Operator | COL-PMT-MISC | Miscellaneous Equipment | Control Panel |  |  | COM
6305 | COL-PMT-CP-0001 | Control Panel, Operator | COL-PMT-MISC | Miscellaneous Equipment | Control Panel |  |  | CP
6306 | COL-PMT-CP-0002 | Control Panel, Electrical | COL-PMT-MISC | Miscellaneous Equipment | Control Panel |  |  | CP
6309 | COL-PMT-FQ-0001 | Meter, Flow | COL-PMT | Military Trail Sewage Pumping Station | Meter,Flow |  |  | FQ
6310 | COL-PMT-FQ-0001 | Meter, Flow | COL-PMT-MISC | Miscellaneous Equipment | Meter,Flow |  |  | FQ
6311 | COL-PMT-JIT-0001 | Meter, Power Indicating Transmitter, Main Power | COL-PMT | Military Trail Sewage Pumping Station | Meter |  |  | JIT
6312 | COL-PMT-LSH-0103 | Switch, Level-High | COL-PMT-MISC | Miscellaneous Equipment | Switch,Level |  |  | LSH
6313 | COL-PMT-LSHH-0104 | Switch, Level High-High | COL-PMT-MISC | Miscellaneous Equipment | Switch,Level |  |  | LSHH
6314 | COL-PMT-LSHH-0105 | Switch, Level High-High | COL-PMT-MISC | Miscellaneous Equipment | Switch,Level |  |  | LSHH
6315 | COL-PMT-RPU-0001 | Remote Processing Unit | COL-PMT-MISC | Miscellaneous Equipment | RPU |  |  | RPU
6317 | COL-PMT-SS-0001 | Security System | COL-PMT | Military Trail Sewage Pumping Station | Security System |  |  | SS
6318 | COL-PMT-SS-0001 | Security System | COL-PMT-MISC | Miscellaneous Equipment | Security System |  |  | SS
6319 | COL-PMT-SW-0001 | Switch, Main Electrical Disconnect | COL-PMT | Military Trail Sewage Pumping Station | Switch |  |  | SW
6320 | COL-PMT-TS-0001 | Switch, Power Transfer | COL-PMT | Military Trail Sewage Pumping Station | Switch |  |  | TS
6326 | COL-PMT-WEL-0100 | Wet well | COL-PMT-MISC | Miscellaneous Equipment | Well |  |  | WEL
6328 | COL-PMY-AHU-0001 | Air Handling Unit | COL-PMY-MISC | Miscellaneous Equipment | Air Handling Unit |  |  | AHU
6332 | COL-PMY-CAP-0003 | Capacitor, MCC-0002 | COL-PMY | Maryport Sewage Pumping Station | Capacitor |  |  | CAP
6333 | COL-PMY-CAP-0003 | Capacitor, MCC-0002 | COL-PMY-MISC | Miscellaneous Equipment | Capacitor |  |  | CAP
6334 | COL-PMY-CAP-0004 | Capacitor, MCC-0002 | COL-PMY | Maryport Sewage Pumping Station | Capacitor |  |  | CAP
6335 | COL-PMY-CAP-0004 | Capacitor, MCC-0002 | COL-PMY-MISC | Miscellaneous Equipment | Capacitor |  |  | CAP
6336 | COL-PMY-CB-0001 | Breaker, Main Incoming Power | COL-PMY | Maryport Sewage Pumping Station | Circuit Breaker |  |  | CB
6337 | COL-PMY-CB-0001 | Breaker, Main Incoming Power | COL-PMY-MISC | Miscellaneous Equipment | Circuit Breaker |  |  | CB
6338 | COL-PMY-CB-0002 | Breaker, Emergency Power Supply | COL-PMY | Maryport Sewage Pumping Station | Circuit Breaker |  |  | CB
6339 | COL-PMY-CB-0003 | Breaker, Power Supply | COL-PMY | Maryport Sewage Pumping Station | Circuit Breaker |  |  | CB
6340 | COL-PMY-CB-0003 | Breaker, Power Supply | COL-PMY-MISC | Miscellaneous Equipment | Circuit Breaker |  |  | CB
6341 | COL-PMY-CP-0001 | Control Panel. Instrumentation, Instrument Air Pressure Control | COL-PMY | Maryport Sewage Pumping Station | Control Panel |  |  | CP
6342 | COL-PMY-CP-0001 | Control Panel. Instrumentation, Instrument Air Pressure Control | COL-PMY-MISC | Miscellaneous Equipment | Control Panel |  |  | CP
6343 | COL-PMY-CP-0002 | Control Panel, Fire Alarm | COL-PMY | Maryport Sewage Pumping Station | Control Panel |  |  | CP
6344 | COL-PMY-CP-0002 | Control Panel, Fire Alarm | COL-PMY-MISC | Miscellaneous Equipment | Control Panel |  |  | CP
6345 | COL-PMY-CP-0003 | Control Panel, Instrumentation | COL-PMY | Maryport Sewage Pumping Station | Control Panel |  |  | CP
6346 | COL-PMY-CP-0003 | Control Panel, Instrumentation | COL-PMY-MISC | Miscellaneous Equipment | Control Panel |  |  | CP
6347 | COL-PMY-CP-0004 | Control Panel, Electrical | COL-PMY | Maryport Sewage Pumping Station | Control Panel |  |  | CP
6348 | COL-PMY-CP-0004 | Control Panel, Electrical | COL-PMY-MISC | Miscellaneous Equipment | Control Panel |  |  | CP
6349 | COL-PMY-CRN-0001 | Crane, Shaft 8A | COL-PMY | Maryport Sewage Pumping Station | Crane |  |  | CRN
6350 | COL-PMY-DM-0001 | Damper, Gas | COL-PMY | Maryport Sewage Pumping Station | Damper/Louver |  |  | DM
6351 | COL-PMY-DM-0002 | Damper, Gas | COL-PMY | Maryport Sewage Pumping Station | Damper/Louver |  |  | DM
6352 | COL-PMY-DM-0002 | Damper, Gas | COL-PMY-MISC | Miscellaneous Equipment | Damper/Louver |  |  | DM
6353 | COL-PMY-DM-0003 | Damper, Gas | COL-PMY | Maryport Sewage Pumping Station | Damper/Louver |  |  | DM
6354 | COL-PMY-DM-0003 | Damper, Gas | COL-PMY-MISC | Miscellaneous Equipment | Damper/Louver |  |  | DM
6355 | COL-PMY-DM-0004 | Damper, Gas | COL-PMY | Maryport Sewage Pumping Station | Damper/Louver |  |  | DM
6356 | COL-PMY-DM-0004 | Damper, Gas | COL-PMY-MISC | Miscellaneous Equipment | Damper/Louver |  |  | DM
6357 | COL-PMY-DM-0005 | Damper, Gas | COL-PMY-MISC | Miscellaneous Equipment | Damper/Louver |  |  | DM
6358 | COL-PMY-DM-0009 | Damper, Gas | COL-PMY | Maryport Sewage Pumping Station | Damper/Louver |  |  | DM
6359 | COL-PMY-DM-0009 | Damper, Gas | COL-PMY-MISC | Miscellaneous Equipment | Damper/Louver |  |  | DM
6360 | COL-PMY-DM-0011 | Damper, Gas | COL-PMY | Maryport Sewage Pumping Station | Damper/Louver |  |  | DM
6361 | COL-PMY-DM-0013 | Damper, Gas | COL-PMY | Maryport Sewage Pumping Station | Damper/Louver |  |  | DM
6362 | COL-PMY-DM-0013 | Damper, Gas | COL-PMY-MISC | Miscellaneous Equipment | Damper/Louver |  |  | DM
6363 | COL-PMY-DM-0014 | Damper, Gas | COL-PMY | Maryport Sewage Pumping Station | Damper/Louver |  |  | DM
6364 | COL-PMY-DM-0014 | Damper, Gas | COL-PMY-MISC | Miscellaneous Equipment | Damper/Louver |  |  | DM
6365 | COL-PMY-DM-0015 | Damper, Gas | COL-PMY-MISC | Miscellaneous Equipment | Damper/Louver |  |  | DM
6366 | COL-PMY-DR-0003 | Switch, Door | COL-PMY-MISC | Miscellaneous Equipment | Switch |  |  | DR
6367 | COL-PMY-F-0002 | Filter, Compressed Air | COL-PMY | Maryport Sewage Pumping Station | Filter |  |  | F
6368 | COL-PMY-FA-0001S | Fire Alarm System, above EL 171.50m | COL-W-OBSOLETE | Col West Obsolete Entities | Building Service,Fire Alarm |  | 42919 | FA
6369 | COL-PMY-FA-0002S | Fire Alarm System, Electrical Room | COL-PMY-MISC | Miscellaneous Equipment | Building Service,Fire Alarm |  | 42920 | FA
6370 | COL-PMY-FA-0004S | Fire Alarm System, RPU-0001 | COL-W-OBSOLETE | Col West Obsolete Entities | Building Service,Fire Alarm |  | 42922 | FA
6371 | COL-PMY-FA-0005S | Fire Alarm System, Shaft 8B | COL-PMY | Maryport Sewage Pumping Station | Building Service,Fire Alarm |  | 42923 | FA
6372 | COL-PMY-FA-0005S | Fire Alarm System, Shaft 8B | COL-PMY-MISC | Miscellaneous Equipment | Building Service,Fire Alarm |  | 42923 | FA
6373 | COL-PMY-FEQ-0001S | Fire Prevention, Extinguisher | COL-PMY-MISC | Miscellaneous Equipment | Fire Prevention,Extinguisher |  | 40919 | FEQ
6374 | COL-PMY-FEQ-0001S | Fire Prevention, Extinguisher | COL-W-OBSOLETE | Col West Obsolete Entities | Fire Prevention,Extinguisher |  | 40919 | FEQ
6375 | COL-PMY-FEQ-0002S | Fire Prevention, Extinguisher | COL-PMY-MISC | Miscellaneous Equipment | Fire Prevention,Extinguisher |  | 40921 | FEQ
6376 | COL-PMY-FEQ-0002S | Fire Prevention, Extinguisher | COL-W-OBSOLETE | Col West Obsolete Entities | Fire Prevention,Extinguisher |  | 40921 | FEQ
6377 | COL-PMY-FEQ-0003S | Fire Prevention, Extinguisher | COL-W-OBSOLETE | Col West Obsolete Entities | Fire Prevention,Extinguisher |  | 40922 | FEQ
6378 | COL-PMY-FEQ-0004S | Fire Prevention, Extinguisher | COL-PMY | Maryport Sewage Pumping Station | Fire Prevention,Extinguisher |  | 40923 | FEQ
6379 | COL-PMY-FEQ-0004S | Fire Prevention, Extinguisher | COL-PMY-MISC | Miscellaneous Equipment | Fire Prevention,Extinguisher |  | 40923 | FEQ
6380 | COL-PMY-FEQ-0005S | Fire Prevention, Extinguisher | COL-PMY | Maryport Sewage Pumping Station | Fire Prevention,Extinguisher |  | 40924 | FEQ
6381 | COL-PMY-FEQ-0005S | Fire Prevention, Extinguisher | COL-PMY-MISC | Miscellaneous Equipment | Fire Prevention,Extinguisher |  | 40924 | FEQ
6382 | COL-PMY-FEQ-0006S | Fire Prevention, Extinguisher | COL-PMY | Maryport Sewage Pumping Station | Fire Prevention,Extinguisher |  | 40925 | FEQ
6383 | COL-PMY-FEQ-0006S | Fire Prevention, Extinguisher | COL-PMY-MISC | Miscellaneous Equipment | Fire Prevention,Extinguisher |  | 40925 | FEQ
6384 | COL-PMY-FN-0002 | Fan, High Volume Supply | COL-PMY | Maryport Sewage Pumping Station | Fan |  |  | FN
6385 | COL-PMY-FN-0002 | Fan, High Volume Supply | COL-PMY-MISC | Miscellaneous Equipment | Fan |  |  | FN
6386 | COL-PMY-FN-0004 | Fan, High Volume Exhaust | COL-PMY-MISC | Miscellaneous Equipment | Fan |  |  | FN
6387 | COL-PMY-FN-0005 | Fan, Drywell Ventilation | COL-PMY | Maryport Sewage Pumping Station | Fan |  |  | FN
6388 | COL-PMY-FN-0005 | Fan, Drywell Ventilation | COL-PMY-MISC | Miscellaneous Equipment | Fan |  |  | FN
6389 | COL-PMY-FN-0006 | Fan, Drywell Exhaust | COL-PMY-MISC | Miscellaneous Equipment | Fan |  |  | FN
6390 | COL-PMY-FSL-0001 | Switch, Flow-Low | COL-PMY | Maryport Sewage Pumping Station | Switch |  |  | FSL
6391 | COL-PMY-FSL-0001 | Switch, Flow-Low | COL-PMY-MISC | Miscellaneous Equipment | Switch |  |  | FSL
6392 | COL-PMY-FSL-0002 | Switch, Flow-Low | COL-PMY | Maryport Sewage Pumping Station | Switch |  |  | FSL
6393 | COL-PMY-FSL-0002 | Switch, Flow-Low | COL-PMY-MISC | Miscellaneous Equipment | Switch |  |  | FSL
6394 | COL-PMY-FSL-0004 | Switch, Flow-Low | COL-PMY-MISC | Miscellaneous Equipment | Switch |  |  | FSL
6395 | COL-PMY-FSL-0007 | Switch, Flow-Low | COL-PMY | Maryport Sewage Pumping Station | Switch |  |  | FSL
6397 | COL-PMY-HTR-0001 | Heater, Unit | COL-PMY | Maryport Sewage Pumping Station | Heater |  |  | HTR
6398 | COL-PMY-HTR-0001 | Heater, Unit | COL-PMY-MISC | Miscellaneous Equipment | Heater |  |  | HTR
6399 | COL-PMY-HTR-0002 | Heater, Unit | COL-PMY | Maryport Sewage Pumping Station | Heater |  |  | HTR
6400 | COL-PMY-HTR-0002 | Heater, Unit | COL-PMY-MISC | Miscellaneous Equipment | Heater |  |  | HTR
6401 | COL-PMY-HTR-0003 | Heater, Unit | COL-PMY-MISC | Miscellaneous Equipment | Heater |  |  | HTR
6402 | COL-PMY-HTR-0004 | Heater, Unit | COL-PMY | Maryport Sewage Pumping Station | Heater |  |  | HTR
6403 | COL-PMY-HTR-0004 | Heater, Unit | COL-PMY-MISC | Miscellaneous Equipment | Heater |  |  | HTR
6404 | COL-PMY-JIT-0002 | Meter, Power Indicating Transmitter | COL-PMY | Maryport Sewage Pumping Station | Meter |  |  | JIT
6405 | COL-PMY-JIT-0002 | Meter, Power Indicating Transmitter | COL-PMY-MISC | Miscellaneous Equipment | Meter |  |  | JIT
6406 | COL-PMY-JIT-0003 | Meter, Voltage | COL-PMY-MISC | Miscellaneous Equipment | Meter |  |  | JIT
6407 | COL-PMY-LIT-0101 | Transmitter, Level | COL-PMY | Maryport Sewage Pumping Station | Transmitter,Level |  |  | LIT
6408 | COL-PMY-LP-0001 | Control Panel, Lighting | COL-PMY | Maryport Sewage Pumping Station | Control Panel |  |  | LP
6409 | COL-PMY-LP-0001 | Control Panel, Lighting | COL-PMY-MISC | Miscellaneous Equipment | Control Panel |  |  | LP
6410 | COL-PMY-LP-0003 | Control Panel, Lighting | COL-PMY | Maryport Sewage Pumping Station | Control Panel |  |  | LP
6411 | COL-PMY-LP-0003 | Control Panel, Lighting | COL-PMY-MISC | Miscellaneous Equipment | Control Panel |  |  | LP
6412 | COL-PMY-LS-0201 | Switch, Level | COL-PMY | Maryport Sewage Pumping Station | Switch,Level |  |  | LS
6413 | COL-PMY-LS-0201 | Switch, Level | COL-PMY-MISC | Miscellaneous Equipment | Switch,Level |  |  | LS
6414 | COL-PMY-LSH-0103 | Switch, Level-High | COL-PMY-MISC | Miscellaneous Equipment | Switch |  |  | LSH
6415 | COL-PMY-LSHH-0104 | Switch, Level-High High | COL-PMY-MISC | Miscellaneous Equipment | Switch |  |  | LSHH
6416 | COL-PMY-LSL-0102 | Switch, Level-Low | COL-PMY | Maryport Sewage Pumping Station | Switch |  |  | LSL
6417 | COL-PMY-LSL-0102 | Switch, Level-Low | COL-PMY-MISC | Miscellaneous Equipment | Switch |  |  | LSL
6418 | COL-PMY-LSLL-0101 | Switch, Level-Low Low | COL-PMY | Maryport Sewage Pumping Station | Switch |  |  | LSLL
6419 | COL-PMY-LTG-0001S | Lighting, Emergency Lighting | COL-PMY | Maryport Sewage Pumping Station | Lighting |  | 42948 | LTG
6420 | COL-PMY-LTG-0001S | Lighting, Emergency Lighting | COL-PMY-MISC | Miscellaneous Equipment | Lighting |  | 42948 | LTG
6421 | COL-PMY-LTG-0002S | Lighting, Emergency Lighting | COL-W-OBSOLETE | Col West Obsolete Entities | Lighting |  | 42949 | LTG
6422 | COL-PMY-MISC | Miscellaneous Equipment | COL-PMY | Maryport Sewage Pumping Station
6423 | COL-PMY-PIT-0001 | Transmitter, Pressure | COL-PMY | Maryport Sewage Pumping Station | Transmitter |  |  | PIT
6424 | COL-PMY-PIT-0001 | Transmitter, Pressure | COL-PMY-MISC | Miscellaneous Equipment | Transmitter |  |  | PIT
6425 | COL-PMY-PIT-0002 | Transmitter, Pressure | COL-PMY | Maryport Sewage Pumping Station | Transmitter |  |  | PIT
6426 | COL-PMY-PIT-0002 | Transmitter, Pressure | COL-PMY-MISC | Miscellaneous Equipment | Transmitter |  |  | PIT
6427 | COL-PMY-RPU-0001 | Remote Processing Unit, Shaft 8A | COL-PMY-MISC | Miscellaneous Equipment | RPU |  |  | RPU
6428 | COL-PMY-SS-0001 | Security System, Shaft 8A | COL-PMY | Maryport Sewage Pumping Station | Security System |  |  | SS
6429 | COL-PMY-SS-0001 | Security System, Shaft 8A | COL-PMY-MISC | Miscellaneous Equipment | Security System |  |  | SS
6430 | COL-PMY-SS-0002 | Security System | COL-PMY-MISC | Miscellaneous Equipment | Security System |  |  | SS
6431 | COL-PMY-SW-0001 | Switch, Disconnect | COL-PMY | Maryport Sewage Pumping Station | Switch |  |  | SW
6432 | COL-PMY-TR-0002 | Transformer, Lighting | COL-PMY | Maryport Sewage Pumping Station | Transformer |  |  | TR
6433 | COL-PMY-TR-0003 | Transformer, Lighting | COL-PMY | Maryport Sewage Pumping Station | Transformer |  |  | TR
6434 | COL-PMY-TS-0001 | Switch, Transfer | COL-PMY | Maryport Sewage Pumping Station | Switch |  |  | TS
6435 | COL-PMY-TS-0002 | Switch, Transfer | COL-PMY-MISC | Miscellaneous Equipment | Switch |  |  | TS
6448 | COL-PMYA-MISC | Miscellaneous Equipment | COL-PMA | Metro Building #1 Sewage Pumping Station
6449 | COL-PMYA-MISC | Miscellaneous Equipment | COL-PMYA | Maryport Sewage Pumping Station 8A (Keele)
6634 | COL-PNT-OIT-0001 | Operator Interface Terminal | COL-PNT | New Toronto Pumping Station | Computer Equipment,Monitor |  |  | OIT
6712 | COL-POM-OIT-0001 | Operator Interface Terminal | COL-POM | Old Mill Sewage Pumping Station | Computer Equipment,Monitor |  |  | OIT
6734 | COL-PPU-COM-0001 | Control Panel, Operator | COL-PPU | Port Union Road Sewage Pumping Station | Control Panel |  |  | COM
6735 | COL-PPU-COM-0001 | Control Panel, Operator | COL-PPU-MISC | Miscellaneous Equipment | Control Panel |  |  | COM
6736 | COL-PPU-CP-0001 | Control Panel, Operator | COL-PPU | Port Union Road Sewage Pumping Station | Control Panel |  |  | CP
6737 | COL-PPU-CP-0001 | Control Panel, Operator | COL-PPU-MISC | Miscellaneous Equipment | Control Panel |  |  | CP
6738 | COL-PPU-DM-0001 | Damper/Louver, Generator Room | COL-PPU | Port Union Road Sewage Pumping Station | Damper/Louver |  |  | DM
6739 | COL-PPU-DM-0001 | Damper/Louver, Generator Room | COL-PPU-MISC | Miscellaneous Equipment | Damper/Louver |  |  | DM
6740 | COL-PPU-DM-0002 | Damper/Louver, Generator Room | COL-PPU | Port Union Road Sewage Pumping Station | Damper/Louver |  |  | DM
6741 | COL-PPU-DM-0002 | Damper/Louver, Generator Room | COL-PPU-MISC | Miscellaneous Equipment | Damper/Louver |  |  | DM
6742 | COL-PPU-DM-0003 | Damper/Louver, Generator Room | COL-PPU | Port Union Road Sewage Pumping Station | Damper/Louver |  |  | DM
6743 | COL-PPU-DM-0003 | Damper/Louver, Generator Room | COL-PPU-MISC | Miscellaneous Equipment | Damper/Louver |  |  | DM
6744 | COL-PPU-DM-0004 | Damper/Louver, Generator Room | COL-PPU | Port Union Road Sewage Pumping Station | Damper/Louver |  |  | DM
6745 | COL-PPU-DM-0004 | Damper/Louver, Generator Room | COL-PPU-MISC | Miscellaneous Equipment | Damper/Louver |  |  | DM
6749 | COL-PPU-GEN-0001 | Generator, Electricity | COL-PPU-MISC | Miscellaneous Equipment | Generator |  |  | GEN
6750 | COL-PPU-HTR-0001 | Heater, Generator Room | COL-PPU-MISC | Miscellaneous Equipment | Heater |  |  | HTR
6751 | COL-PPU-LSH-0102 | Switch, Level-High | COL-PPU | Port Union Road Sewage Pumping Station | Switch,Level |  |  | LSH
6752 | COL-PPU-LSH-0102 | Switch, Level-High | COL-PPU-MISC | Miscellaneous Equipment | Switch,Level |  |  | LSH
6753 | COL-PPU-LTG-0001 | Control Panel, Electrical | COL-PPU | Port Union Road Sewage Pumping Station | Control Panel |  |  | LTG
6754 | COL-PPU-MISC | Miscellaneous Equipment | COL-PPU | Port Union Road Sewage Pumping Station
6755 | COL-PPU-RPU-0001 | Remote Processing Unit | COL-PPU-MISC | Miscellaneous Equipment | RPU |  |  | RPU
6756 | COL-PPU-T-0002 | Tank, Domestic Hot Water | COL-PPU | Port Union Road Sewage Pumping Station | Tank |  |  | T
6757 | COL-PPU-T-0002 | Tank, Domestic Hot Water | COL-PPU-MISC | Miscellaneous Equipment | Tank |  |  | T
6758 | COL-PPU-TS-0001 | Switch, Transfer | COL-PPU-MISC | Miscellaneous Equipment | Switch |  |  | TS
6819 | COL-PQW-OIT-0001 | Operator Interface Terminal | COL-PQW | Queensway Sewage Pumping Station | Computer Equipment,Monitor |  |  | OIT
6856 | COL-PRC-LSLL-0102 | Switch, Level Low-Low | COL-PRC | Rectory Café Sewage Pumping Station (Wards Island PS #5) | Switch,Level |  |  | LSLL
6857 | COL-PRC-LSLL-0103 | Switch, Level Low-Low | COL-PRC | Rectory Café Sewage Pumping Station (Wards Island PS #5) | Switch,Level |  |  | LSLL
6858 | COL-PRC-LSLL-0104 | Switch, Level Low-Low | COL-PRC | Rectory Café Sewage Pumping Station (Wards Island PS #5) | Switch,Level |  |  | LSLL
6861 | COL-PRC-MISC | Miscellaneous Equipment | COL-PRC | Rectory Café Sewage Pumping Station (Wards Island PS #5)
6870 | COL-PRD-CB-0001 | Circuit Breaker, Main | COL-PRD | Redland Pumping Station | Circuit Breaker |  |  | CB
6871 | COL-PRD-CB-0001 | Circuit Breaker, Main | COL-PRD-MISC | Miscellaneous Equipment | Circuit Breaker |  |  | CB
6872 | COL-PRD-CH-0001 | Chamber, Inlet | COL-PRD | Redland Pumping Station | Chamber |  |  | CH
6873 | COL-PRD-CH-0001 | Chamber, Inlet | COL-PRD-MISC | Miscellaneous Equipment | Chamber |  |  | CH
6874 | COL-PRD-CH-0002 | Chamber, Overflow | COL-PRD | Redland Pumping Station | Chamber |  |  | CH
6875 | COL-PRD-CH-0002 | Chamber, Overflow | COL-PRD-MISC | Miscellaneous Equipment | Chamber |  |  | CH
6876 | COL-PRD-CH-0004 | Force main Chamber 2 | COL-PRD-MISC | Miscellaneous Equipment | Chamber |  | 34028 | CH
6877 | COL-PRD-CH-0005 | Force main Chamber 3 | COL-PRD-MISC | Miscellaneous Equipment | Chamber |  | 34029 | CH
6878 | COL-PRD-CH-0007 | Force main Chamber 5 | COL-PRD-MISC | Miscellaneous Equipment | Chamber |  | 34031 | CH
6879 | COL-PRD-CH-0012 | Force main Chamber 10 | COL-PRD-MISC | Miscellaneous Equipment | Chamber |  | 34036 | CH
6880 | COL-PRD-CP-0001 | Control Panel, Electrical | COL-PRD | Redland Pumping Station | Control Panel |  |  | CP
6881 | COL-PRD-CP-0001 | Control Panel, Electrical | COL-PRD-MISC | Miscellaneous Equipment | Control Panel |  |  | CP
6882 | COL-PRD-CP-0002 | Control Panel, Electrical | COL-PRD | Redland Pumping Station | Control Panel |  |  | CP
6883 | COL-PRD-CP-0002 | Control Panel, Electrical | COL-PRD-MISC | Miscellaneous Equipment | Control Panel |  |  | CP
6884 | COL-PRD-CRN-0001 | Crane, 1T Overhead | COL-PRD-MISC | Miscellaneous Equipment | Crane |  |  | CRN
6885 | COL-PRD-DM-0001 | Damper/Louver | COL-PRD-MISC | Miscellaneous Equipment | Damper/Louver |  |  | DM
6886 | COL-PRD-FEQ-0001S | Fire Prevention, Extinguisher | COL-PRD | Redland Pumping Station | Fire Prevention,Extinguisher |  | 42713 | FEQ
6887 | COL-PRD-FEQ-0001S | Fire Prevention, Extinguisher | COL-PRD-MISC | Miscellaneous Equipment | Fire Prevention,Extinguisher |  | 42713 | FEQ
6889 | COL-PRD-FN-0001 | Fan, Dry well supply air | COL-PRD | Redland Pumping Station | Fan |  |  | FN
6890 | COL-PRD-FQ-0001 | Meter, Flow | COL-PRD | Redland Pumping Station | Meter,Flow |  |  | FQ
6891 | COL-PRD-FQ-0001 | Meter, Flow | COL-PRD-MISC | Miscellaneous Equipment | Meter,Flow |  |  | FQ
6893 | COL-PRD-GEN-0002 | Portable Generator, Electricity | COL-PRD | Redland Pumping Station | Generator |  |  | GEN
6894 | COL-PRD-HTR-0002 | Heater, MCC Room | COL-PRD | Redland Pumping Station | Heater |  |  | HTR
6895 | COL-PRD-JIT-0001 | Meter, Power Indicating Transmitter, Main Power | COL-PRD | Redland Pumping Station | Meter |  |  | JIT
6896 | COL-PRD-LP-0001 | Control Panel, Lighting | COL-PRD-MISC | Miscellaneous Equipment | Control Panel |  |  | LP
6897 | COL-PRD-LSH-0001 | Switch, Level-High | COL-PRD | Redland Pumping Station | Switch,Level |  |  | LSH
6898 | COL-PRD-LSH-0002 | Switch, Level-High | COL-PRD-MISC | Miscellaneous Equipment | Switch,Level |  |  | LSH
6899 | COL-PRD-LSH-0003 | Switch, Level-High | COL-PRD-MISC | Miscellaneous Equipment | Switch,Level |  |  | LSH
6900 | COL-PRD-LSH-0104 | Switch, Level-High | COL-PRD-MISC | Miscellaneous Equipment | Switch,Level |  |  | LSH
6901 | COL-PRD-LSH-0105 | Switch, Level-High | COL-PRD-MISC | Miscellaneous Equipment | Switch,Level |  |  | LSH
6902 | COL-PRD-LSH-0204 | Switch, Level-High | COL-PRD-MISC | Miscellaneous Equipment | Switch,Level |  |  | LSH
6903 | COL-PRD-LSH-0205 | Switch, Level-High | COL-PRD-MISC | Miscellaneous Equipment | Switch,Level |  |  | LSH
6904 | COL-PRD-LSHH-0004 | Switch, Level High-High | COL-PRD | Redland Pumping Station | Switch,Level |  |  | LSHH
6905 | COL-PRD-LSHH-0106 | Switch, Level High-High | COL-PRD | Redland Pumping Station | Switch,Level |  |  | LSHH
6906 | COL-PRD-LSHH-0107 | Switch, Level High-High | COL-PRD-MISC | Miscellaneous Equipment | Switch,Level |  |  | LSHH
6907 | COL-PRD-LSHH-0207 | Switch, Level High-High | COL-PRD-MISC | Miscellaneous Equipment | Switch,Level |  |  | LSHH
6908 | COL-PRD-LSL-0103 | Switch, Level-Low | COL-PRD-MISC | Miscellaneous Equipment | Switch |  |  | LSL
6909 | COL-PRD-LSL-0203 | Switch, Level-Low | COL-PRD-MISC | Miscellaneous Equipment | Switch |  |  | LSL
6910 | COL-PRD-LSLL-0201 | Switch, Level Low-Low | COL-PRD | Redland Pumping Station | Switch,Level |  |  | LSLL
6911 | COL-PRD-LSLL-0201 | Switch, Level Low-Low | COL-PRD-MISC | Miscellaneous Equipment | Switch,Level |  |  | LSLL
6912 | COL-PRD-LSLL-0202 | Switch, Level Low-Low | COL-PRD | Redland Pumping Station | Switch,Level |  |  | LSLL
6913 | COL-PRD-LSLL-0202 | Switch, Level Low-Low | COL-PRD-MISC | Miscellaneous Equipment | Switch,Level |  |  | LSLL
6914 | COL-PRD-P-0001 | Pump, Centrifugal | COL-PRD-MISC | Miscellaneous Equipment | Pump |  | 34153 | P
6915 | COL-PRD-P-0100 | Pump, Centrifugal | COL-PRD | Redland Pumping Station | Pump |  |  | P
6928 | COL-PRG-HTR-0001 | Heater, Electrical Panel | COL-PRG-MISC | Miscellaneous Equipment | Heater |  |  | HTR
6933 | COL-PRG-MISC | Miscellaneous Equipment | COL-PRG | Ridge Valley Pumping Station
6939 | COL-PRR-ALR-0001 | Gas Alarm, Dry Well | COL-PRR-MISC | Miscellaneous Equipment | Fire Prevention,Alarm |  |  | ALR
7033 | COL-PRR-COM-0001 | Control Panel, Operator | COL-PRR | Riverside Sewage Pumping Station | Control Panel |  |  | COM
7034 | COL-PRR-CP-0002 | Control Panel, Security | COL-PRR | Riverside Sewage Pumping Station | Control Panel |  |  | CP
7035 | COL-PRR-CP-0003 | Control Panel, Operator | COL-PRR-MISC | Miscellaneous Equipment | Control Panel |  |  | CP
7038 | COL-PRR-FEQ-0001S | Fire Prevention, Extinguisher | COL-PRR | Riverside Sewage Pumping Station | Fire Prevention,Extinguisher |  | 40958 | FEQ
7040 | COL-PRR-FN-0001 | Fan, Centrifugal | COL-PRR-MISC | Miscellaneous Equipment | Fan |  |  | FN
7041 | COL-PRR-FQ-0001 | Meter, Flow | COL-PRR | Riverside Sewage Pumping Station | Meter,Flow |  |  | FQ
7042 | COL-PRR-FQ-0001 | Meter, Flow | COL-PRR-MISC | Miscellaneous Equipment | Meter,Flow |  |  | FQ
7043 | COL-PRR-LP-0001 | Control Panel, Lighting | COL-PRR-MISC | Miscellaneous Equipment | Control Panel |  |  | LP
7044 | COL-PRR-LSH-0001 | Switch, Level-High | COL-PRR-MISC | Miscellaneous Equipment | Switch,Level |  |  | LSH
7045 | COL-PRR-LSH-0103 | Switch, Level-High | COL-PRR-MISC | Miscellaneous Equipment | Switch,Level |  |  | LSH
7046 | COL-PRR-LSLL-0101 | Switch, Level Low-Low | COL-PRR | Riverside Sewage Pumping Station | Switch,Level |  |  | LSLL
7047 | COL-PRR-LSLL-0101 | Switch, Level Low-Low | COL-PRR-MISC | Miscellaneous Equipment | Switch,Level |  |  | LSLL
7053 | COL-PRR-P-0001 | Pump, Submersible | COL-PRR | Riverside Sewage Pumping Station | Pump |  | 34154 | P
7054 | COL-PRR-P-0001 | Pump, Submersible | COL-PRR-MISC | Miscellaneous Equipment | Pump |  | 34154 | P
7059 | COL-PRR-SC-0001 | Screen, Intake | COL-PRR | Riverside Sewage Pumping Station | Screen |  |  | SC
7060 | COL-PRR-SC-0001 | Screen, Intake | COL-PRR-MISC | Miscellaneous Equipment | Screen |  |  | SC
7062 | COL-PRR-SW-0001 | Switch, Main Power | COL-PRR-MISC | Miscellaneous Equipment | Switch |  |  | SW
7063 | COL-PRR-TR-0001 | Transformer, Lighting | COL-PRR | Riverside Sewage Pumping Station | Transformer |  |  | TR
7064 | COL-PRR-TR-0001 | Transformer, Lighting | COL-PRR-MISC | Miscellaneous Equipment | Transformer |  |  | TR
7072 | COL-PRR-WEL-0001 | Dry Well | COL-PRR-MISC | Miscellaneous Equipment | Well |  |  | WEL
7076 | COL-PRX-CP-0001 | Control Panel, Operator | COL-PRX-MISC | Miscellaneous Equipment | Control Panel |  |  | CP
7077 | COL-PRX-FEQ-0001S | Fire Prevention, Extinguisher | COL-PRX-MISC | Miscellaneous Equipment | Fire Prevention,Extinguisher |  | 40961 | FEQ
7078 | COL-PRX-FEQ-0001S | Fire Prevention, Extinguisher | COL-W-OBSOLETE | Col West Obsolete Entities | Fire Prevention,Extinguisher |  | 40961 | FEQ
7081 | COL-PRX-FQ-0001 | Meter, Flow | COL-PRX | Roxborough Sewage Pumping Station | Meter,Flow |  |  | FQ
7082 | COL-PRX-HTR-0001 | Heater, Drywell | COL-PRX-MISC | Miscellaneous Equipment | Heater |  |  | HTR
7083 | COL-PRX-JIT-0001 | Meter, Power Indicating Transmitter, Main Power | COL-PRX | Roxborough Sewage Pumping Station | Meter |  |  | JIT
7084 | COL-PRX-LP-0001 | Control Panel, Lighting | COL-PRX | Roxborough Sewage Pumping Station | Control Panel |  |  | LP
7085 | COL-PRX-LP-0001 | Control Panel, Lighting | COL-PRX-MISC | Miscellaneous Equipment | Control Panel |  |  | LP
7086 | COL-PRX-LSH-0001 | Switch, Level-High | COL-PRX | Roxborough Sewage Pumping Station | Switch,Level |  |  | LSH
7087 | COL-PRX-LSH-0104 | Switch, Level-High | COL-PRX-MISC | Miscellaneous Equipment | Switch,Level |  |  | LSH
7088 | COL-PRX-LSHH-0105 | Switch, Level-High | COL-PRX-MISC | Miscellaneous Equipment | Switch,Level |  |  | LSHH
7089 | COL-PRX-LSHH-0107 | Switch, Level High-High | COL-PRX-MISC | Miscellaneous Equipment | Switch,Level |  |  | LSHH
7090 | COL-PRX-LSL-0102 | Switch, Level | COL-PRX-MISC | Miscellaneous Equipment | Switch,Level |  |  | LSL
7091 | COL-PRX-LSLL-0101 | Switch, Level Low-Low | COL-PRX-MISC | Miscellaneous Equipment | Switch,Level |  |  | LSLL
7092 | COL-PRX-LTG-0001 | Control Panel, Electrical | COL-PRX | Roxborough Sewage Pumping Station | Control Panel |  |  | LTG
7093 | COL-PRX-MISC | Miscellaneous Equipment | COL-PRX | Roxborough Sewage Pumping Station
7095 | COL-PRX-SW-0001 | Switch, Electrical | COL-PRX | Roxborough Sewage Pumping Station | Switch |  |  | SW
7096 | COL-PRX-SW-0002 | Switch, Main Electrical Disconnect | COL-PRX-MISC | Miscellaneous Equipment | Switch |  |  | SW
7097 | COL-PRX-SW-0004 | Switch, Transformer | COL-PRX | Roxborough Sewage Pumping Station | Switch |  |  | SW
7098 | COL-PRX-TR-0001 | Transformer, Lighting | COL-PRX-MISC | Miscellaneous Equipment | Transformer |  |  | TR
7099 | COL-PRX-TS-0001 | Switch, Transfer | COL-PRX | Roxborough Sewage Pumping Station | Switch |  |  | TS
7106 | COL-PRX-WEL-0100 | Wet Well | COL-PRX | Roxborough Sewage Pumping Station | Well |  |  | WEL
7107 | COL-PRX-WEL-0200 | Dry Well | COL-PRX-MISC | Miscellaneous Equipment | Well |  |  | WEL
7108 | COL-PRX-WEL-0300 | Well | COL-PRX-MISC | Miscellaneous Equipment | Well |  |  | WEL
7109 | COL-PSB-CB-0001 | Circuit Breaker, Main | COL-PSB | Silverbirch Sewage Pumping Station | Circuit Breaker |  |  | CB
7110 | COL-PSB-CP-0001 | Control Panel, Operator | COL-PSB | Silverbirch Sewage Pumping Station | Control Panel |  |  | CP
7111 | COL-PSB-CP-0001 | Control Panel, Operator | COL-PSB-MISC | Miscellaneous Equipment | Control Panel |  |  | CP
7112 | COL-PSB-FEQ-0001S | Fire Prevention, Extinguisher | COL-PSB | Silverbirch Sewage Pumping Station | Fire Prevention,Extinguisher |  | 42714 | FEQ
7113 | COL-PSB-FEQ-0001S | Fire Prevention, Extinguisher | COL-PSB-MISC | Miscellaneous Equipment | Fire Prevention,Extinguisher |  | 42714 | FEQ
7114 | COL-PSB-FEQ-0001S | Fire Prevention, Extinguisher | COL-W-OBSOLETE | Col West Obsolete Entities | Fire Prevention,Extinguisher |  | 42714 | FEQ
7116 | COL-PSB-JIT-0001 | Meter, Power Indicating Transmitter, Main Power | COL-PSB | Silverbirch Sewage Pumping Station | Meter |  |  | JIT
7117 | COL-PSB-LIT-0100 | Transmitter, Level | COL-PSB-MISC | Miscellaneous Equipment | Transmitter,Level |  |  | LIT
7118 | COL-PSB-LSH-0103 | Switch, Level-High | COL-PSB | Silverbirch Sewage Pumping Station | Switch,Level |  |  | LSH
7119 | COL-PSB-LSHH-0104 | Switch, Level High-High | COL-PSB-MISC | Miscellaneous Equipment | Switch,Level |  |  | LSHH
7120 | COL-PSB-LSL-0102 | Switch, Level-Low | COL-PSB | Silverbirch Sewage Pumping Station | Switch |  |  | LSL
7121 | COL-PSB-LSL-0102 | Switch, Level-Low | COL-PSB-MISC | Miscellaneous Equipment | Switch |  |  | LSL
7124 | COL-PSB-RPU-0001 | Remote Processor Unit, Bristol, PLC | COL-PSB-MISC | Miscellaneous Equipment | RPU |  |  | RPU
7125 | COL-PSB-TS-0001 | Switch, Generator Power Transfer Switch | COL-PSB | Silverbirch Sewage Pumping Station | Switch |  |  | TS
7139 | COL-PSD-CP-0001 | Control Panel, Operator | COL-PSD-MISC | Miscellaneous Equipment | Control Panel |  |  | CP
7140 | COL-PSD-CP-0002 | Control Panel, Operator | COL-PSD-MISC | Miscellaneous Equipment | Control Panel |  |  | CP
7158 | COL-PSD-LSH-0103 | Switch, Level-High | COL-PSD | Spadina Sewage Pumping Station | Switch,Level |  |  | LSH
7159 | COL-PSD-LSHH-0104 | Switch, Level High-High | COL-PSD | Spadina Sewage Pumping Station | Switch,Level |  |  | LSHH
7160 | COL-PSD-LSL-0102 | Switch, Level-Low | COL-PSD | Spadina Sewage Pumping Station | Switch,Level |  |  | LSL
7161 | COL-PSD-LSL-0102 | Switch, Level-Low | COL-PSD-MISC | Miscellaneous Equipment | Switch,Level |  |  | LSL
7162 | COL-PSD-LSLL-0101 | Switch, Level Low-Low | COL-PSD-MISC | Miscellaneous Equipment | Switch,Level |  |  | LSLL
7168 | COL-PSD-MISC | Miscellaneous Equipment | COL-PSD | Spadina Sewage Pumping Station
7170 | COL-PSD-MON-0002 | Monitor | COL-PSD | Spadina Sewage Pumping Station |  |  |  | MON
7177 | COL-PSD-SW-0001 | Switch, Main Electrical Disconnect | COL-PSD-MISC | Miscellaneous Equipment | Switch |  |  | SW
7190 | COL-PSD-WEL-0100 | Wet Well | COL-PSD | Spadina Sewage Pumping Station | Well |  |  | WEL
7191 | COL-PSD-WEL-0100 | Wet Well | COL-PSD-MISC | Miscellaneous Equipment | Well |  |  | WEL
7199 | COL-PSE-LSLL-0102 | Switch, Level Low-Low | COL-PSE | Second Street Sewage Pumping Station (Wards Island PS#10) | Switch,Level |  |  | LSLL
7200 | COL-PSE-LSLL-0104 | Switch, Level Low-Low | COL-PSE | Second Street Sewage Pumping Station (Wards Island PS#10) | Switch,Level |  |  | LSLL
7213 | COL-PSH-LSLL-0101 | Switch, Level Low-Low | COL-PSH | Senior’s Home Sewage Pumping Station (Wards Island PS#6) | Switch,Level |  |  | LSLL
7226 | COL-PSI-LSLL-0101 | Switch, Level Low-Low | COL-PSI | Sixth Street Sewage Pumping Station (Wards Island PS#11) | Switch,Level |  |  | LSLL
7227 | COL-PSI-LSLL-0102 | Switch, Level Low-Low | COL-PSI | Sixth Street Sewage Pumping Station (Wards Island PS#11) | Switch,Level |  |  | LSLL
7228 | COL-PSI-LSLL-0104 | Switch, Level Low-Low | COL-PSI | Sixth Street Sewage Pumping Station (Wards Island PS#11) | Switch,Level |  |  | LSLL
7230 | COL-PSI-MISC | Miscellaneous Equipment | COL-PSI | Sixth Street Sewage Pumping Station (Wards Island PS#11)
7247 | COL-PSK-DM-0001 | Damper, Mech Room | COL-PSK | Skydome Sewage Pumping Station | Damper/Louver |  |  | DM
7248 | COL-PSK-DM-0002 | Damper, Mech Room | COL-PSK | Skydome Sewage Pumping Station | Damper/Louver |  |  | DM
7249 | COL-PSK-DM-0002 | Damper, Mech Room | COL-PSK-MISC | Miscellaneous Equipment | Damper/Louver |  |  | DM
7252 | COL-PSK-FEQ-0001S | Fire Prevention, Extinguisher | COL-PSK | Skydome Sewage Pumping Station | Fire Prevention,Extinguisher |  | 40966 | FEQ
7253 | COL-PSK-FEQ-0001S | Fire Prevention, Extinguisher | COL-W-OBSOLETE | Col West Obsolete Entities | Fire Prevention,Extinguisher |  | 40966 | FEQ
7255 | COL-PSK-FN-0001 | Fan, Exhaust | COL-PSK | Skydome Sewage Pumping Station | Fan |  |  | FN
7256 | COL-PSK-FN-0001 | Fan, Exhaust | COL-PSK-MISC | Miscellaneous Equipment | Fan |  |  | FN
7257 | COL-PSK-FN-0002 | Fan, Exhaust | COL-PSK-MISC | Miscellaneous Equipment | Fan |  |  | FN
7258 | COL-PSK-FN-0003 | Fan, Exhaust | COL-PSK | Skydome Sewage Pumping Station | Fan |  |  | FN
7260 | COL-PSK-GC-0001 | Grit Chamber | COL-PSK-MISC | Miscellaneous Equipment |  |  |  | GC
7263 | COL-PSK-LIT-0101 | Transmitter, Level | COL-PSK | Skydome Sewage Pumping Station | Transmitter,Level |  |  | LIT
7264 | COL-PSK-LP-0001 | Control Panel, Lighting | COL-PSK-MISC | Miscellaneous Equipment | Control Panel |  |  | LP
7265 | COL-PSK-LSH-0102 | Switch, Level-High | COL-PSK | Skydome Sewage Pumping Station | Switch,Level |  |  | LSH
7266 | COL-PSK-LSHH-0103 | Switch, Level High-High | COL-PSK | Skydome Sewage Pumping Station | Switch,Level |  |  | LSHH
7267 | COL-PSK-LSL-0101 | Switch, Level-Low | COL-PSK | Skydome Sewage Pumping Station | Switch,Level |  |  | LSL
7275 | COL-PSK-MON-0001 | Monitor | COL-PSK | Skydome Sewage Pumping Station |  |  |  | MON
7276 | COL-PSK-MON-0001 | Monitor | COL-PSS-MISC | Miscellaneous Equipment |  |  |  | MON
7279 | COL-PSK-RPU-0001 | Control Panel, Operator | COL-PSK | Skydome Sewage Pumping Station | Control Panel |  |  | RPU
7280 | COL-PSK-RPU-0001 | Control Panel, Operator | COL-PSK-MISC | Miscellaneous Equipment | Control Panel |  |  | RPU
7281 | COL-PSK-SS-0001 | Security System | COL-PSK-MISC | Miscellaneous Equipment |  |  |  | SS
7282 | COL-PSK-SS-0001 | Security System | COL-PVM-MISC | Miscellaneous Equipment |  |  |  | SS
7283 | COL-PSK-SW-0001 | Switch, Power Disconnect | COL-PSK | Skydome Sewage Pumping Station | Switch |  |  | SW
7297 | COL-PSK-WEL-0500 | Wet Well | COL-PSK-MISC | Miscellaneous Equipment |  |  |  | WEL
7298 | COL-PSK-WEL-0500 | Wet Well | COL-PSS-MISC | Miscellaneous Equipment |  |  |  | WEL
7299 | COL-PSK-WEL-0600 | Dry Well | COL-PSK-MISC | Miscellaneous Equipment |  |  |  | WEL
7302 | COL-PSL-CH-0001 | Chamber, Inlet | COL-PSL-MISC | Miscellaneous Equipment | Chamber |  |  | CH
7303 | COL-PSL-CH-0002 | Chamber, Bypass | COL-PSL-MISC | Miscellaneous Equipment | Chamber |  |  | CH
7304 | COL-PSL-CP-0001 | Control Panel, Operator | COL-PSL-MISC | Miscellaneous Equipment | Control Panel |  |  | CP
7305 | COL-PSL-DM-0001 | Damper/Louver, Generator Room | COL-PSL | Sewells Road Sewage Pumping Station | Damper/Louver |  |  | DM
7306 | COL-PSL-DM-0001 | Damper/Louver, Generator Room | COL-PSL-MISC | Miscellaneous Equipment | Damper/Louver |  |  | DM
7307 | COL-PSL-DM-0002 | Damper/Louver, Generator Room | COL-PSL | Sewells Road Sewage Pumping Station | Damper/Louver |  |  | DM
7308 | COL-PSL-DM-0002 | Damper/Louver, Generator Room | COL-PSL-MISC | Miscellaneous Equipment | Damper/Louver |  |  | DM
7309 | COL-PSL-DM-0003 | Damper/Louver, Generator Room | COL-PSL | Sewells Road Sewage Pumping Station | Damper/Louver |  |  | DM
7310 | COL-PSL-FEQ-0001S | Fire Prevention, Extinguisher | COL-PSL-MISC | Miscellaneous Equipment | Fire Prevention,Extinguisher |  | 46865 | FEQ
7312 | COL-PSL-FN-0001 | Fan, Exhaust | COL-PSL | Sewells Road Sewage Pumping Station | Fan |  |  | FN
7313 | COL-PSL-FN-0001 | Fan, Exhaust | COL-PSL-MISC | Miscellaneous Equipment | Fan |  |  | FN
7314 | COL-PSL-FN-0002 | Fan, Centrifugal | COL-PSL | Sewells Road Sewage Pumping Station | Fan |  |  | FN
7315 | COL-PSL-FN-0002 | Fan, Centrifugal | COL-PSL-MISC | Miscellaneous Equipment | Fan |  |  | FN
7316 | COL-PSL-FQ-0001 | Meter, Flow | COL-PSL | Sewells Road Sewage Pumping Station | Meter,Flow |  |  | FQ
7317 | COL-PSL-FQ-0001 | Meter, Flow | COL-PSL-MISC | Miscellaneous Equipment | Meter,Flow |  |  | FQ
7318 | COL-PSL-GEN-0001 | Generator, Electricity | COL-PSL | Sewells Road Sewage Pumping Station | Generator |  |  | GEN
7319 | COL-PSL-GEN-0002 | Portable Generator, Electricity | COL-PSL | Sewells Road Sewage Pumping Station | Generator |  |  | GEN
7320 | COL-PSL-HTR-0001 | Heater, Generator Room | COL-PSL | Sewells Road Sewage Pumping Station | Heater |  |  | HTR
7321 | COL-PSL-HTR-0001 | Heater, Generator Room | COL-PSL-MISC | Miscellaneous Equipment | Heater |  |  | HTR
7322 | COL-PSL-JIT-0002 | Meter, Power Indicating Transmitter, Main Power | COL-PSL | Sewells Road Sewage Pumping Station | Meter |  |  | JIT
7323 | COL-PSL-LIT-0100 | Transmitter, Level | COL-PSL | Sewells Road Sewage Pumping Station | Transmitter,Level |  |  | LIT
7324 | COL-PSL-LIT-0100 | Transmitter, Level | COL-PSL-MISC | Miscellaneous Equipment | Transmitter,Level |  |  | LIT
7325 | COL-PSL-LSHH-0104 | Switch, Level High-High | COL-PSL-MISC | Miscellaneous Equipment | Switch,Level |  |  | LSHH
7326 | COL-PSL-LSHH-0204 | Switch, Level High-High | COL-PSL | Sewells Road Sewage Pumping Station | Switch,Level |  |  | LSHH
7327 | COL-PSL-LSL-0102 | Switch, Level-Low | COL-PSL | Sewells Road Sewage Pumping Station | Switch,Level |  |  | LSL
7328 | COL-PSL-LSL-0102 | Switch, Level-Low | COL-PSL-MISC | Miscellaneous Equipment | Switch,Level |  |  | LSL
7329 | COL-PSL-LSL-0202 | Switch, Level-Low | COL-PSL-MISC | Miscellaneous Equipment | Switch,Level |  |  | LSL
7330 | COL-PSL-LSLL-0101 | Switch, Level Low-Low | COL-PSL | Sewells Road Sewage Pumping Station | Switch,Level |  |  | LSLL
7331 | COL-PSL-LSLL-0201 | Switch, Level Low-Low | COL-PSL | Sewells Road Sewage Pumping Station | Switch,Level |  |  | LSLL
7332 | COL-PSL-LSLL-0201 | Switch, Level Low-Low | COL-PSL-MISC | Miscellaneous Equipment | Switch,Level |  |  | LSLL
7333 | COL-PSL-LTG-0001 | Control Panel, Electrical | COL-PSL | Sewells Road Sewage Pumping Station | Control Panel |  |  | LTG
7334 | COL-PSL-LTG-0001 | Control Panel, Electrical | COL-PSL-MISC | Miscellaneous Equipment | Control Panel |  |  | LTG
7335 | COL-PSL-MCC-0001 | Motor Control Centre | COL-PSL | Sewells Road Sewage Pumping Station | Control Panel,MCC |  |  | MCC
7336 | COL-PSL-MCC-0001 | Motor Control Centre | COL-PSL-MISC | Miscellaneous Equipment | Control Panel,MCC |  |  | MCC
7337 | COL-PSL-MISC | Miscellaneous Equipment | COL-PSL | Sewells Road Sewage Pumping Station
7338 | COL-PSL-P-0200 | Pump, Centrifugal | COL-PSL | Sewells Road Sewage Pumping Station | Pump |  |  | P
7339 | COL-PSL-RC-0001 | Recorder, Flow | COL-PSL-MISC | Miscellaneous Equipment | Recorder |  |  | RC
7340 | COL-PSL-RPU-0001 | Control Panel, Electrical | COL-PSL-MISC | Miscellaneous Equipment | Control Panel |  |  | RPU
7341 | COL-PSL-T-0001 | Tank, Diesel Fuel | COL-PSL-MISC | Miscellaneous Equipment | Tank |  |  | T
7342 | COL-PSL-T-0002 | Tank, Domestic Hot Water | COL-PSL-MISC | Miscellaneous Equipment | Tank |  |  | T
7343 | COL-PSL-TS-0001 | Switch, Transfer | COL-PSL-MISC | Miscellaneous Equipment | Switch |  |  | TS
7349 | COL-PSL-WEL-0100 | Wet well | COL-PSL | Sewells Road Sewage Pumping Station | Well |  |  | WEL
7360 | COL-PSM-DM-0003 | Damper/Louver, Fan 0004 | COL-PSM | Simcoe St Sewage Pumping Station | Damper/Louver |  |  | DM
7361 | COL-PSM-DM-0003 | Damper/Louver, Fan 0004 | COL-PSM-MISC | Miscellaneous Equipment | Damper/Louver |  |  | DM
7362 | COL-PSM-DRV-0001 | Drive, Variable Speed Drive Panel | COL-PSM-MISC | Miscellaneous Equipment | Drive |  |  | DRV
7363 | COL-PSM-F-0001 | Filter, Carbon | COL-PSM-MISC | Miscellaneous Equipment | Filter |  |  | F
7364 | COL-PSM-FEQ-0001S | Fire Prevention, Extinguisher | COL-PSM | Simcoe St Sewage Pumping Station | Fire Prevention,Extinguisher |  | 40967 | FEQ
7365 | COL-PSM-FEQ-0001S | Fire Prevention, Extinguisher | COL-PSM-MISC | Miscellaneous Equipment | Fire Prevention,Extinguisher |  | 40967 | FEQ
7366 | COL-PSM-FEQ-0001S | Fire Prevention, Extinguisher | COL-W-OBSOLETE | Col West Obsolete Entities | Fire Prevention,Extinguisher |  | 40967 | FEQ
7367 | COL-PSM-FEQ-0002S | Fire Prevention, Extinguisher | COL-PSM | Simcoe St Sewage Pumping Station | Fire Prevention,Extinguisher |  | 40968 | FEQ
7368 | COL-PSM-FEQ-0002S | Fire Prevention, Extinguisher | COL-PSM-MISC | Miscellaneous Equipment | Fire Prevention,Extinguisher |  | 40968 | FEQ
7369 | COL-PSM-FEQ-0002S | Fire Prevention, Extinguisher | COL-W-OBSOLETE | Col West Obsolete Entities | Fire Prevention,Extinguisher |  | 40968 | FEQ
7372 | COL-PSM-FIT-0001 | Transmitter, Flow | COL-PSM | Simcoe St Sewage Pumping Station | Transmitter |  |  | FIT
7373 | COL-PSM-FIT-0001 | Transmitter, Flow | COL-PSM-MISC | Miscellaneous Equipment | Transmitter |  |  | FIT
7374 | COL-PSM-FN-0001 | Fan, Centrifugal | COL-PSM | Simcoe St Sewage Pumping Station | Fan |  |  | FN
7375 | COL-PSM-FN-0001 | Fan, Centrifugal | COL-PSM-MISC | Miscellaneous Equipment | Fan |  |  | FN
7376 | COL-PSM-FN-0002 | Fan, Centrifugal | COL-PSM | Simcoe St Sewage Pumping Station | Fan |  |  | FN
7377 | COL-PSM-FN-0002 | Fan, Centrifugal | COL-PSM-MISC | Miscellaneous Equipment | Fan |  |  | FN
7378 | COL-PSM-FN-0003 | Fan, Centrifugal | COL-PSM | Simcoe St Sewage Pumping Station | Fan |  |  | FN
7379 | COL-PSM-FN-0003 | Fan, Centrifugal | COL-PSM-MISC | Miscellaneous Equipment | Fan |  |  | FN
7380 | COL-PSM-FN-0004 | Fan, Centrifugal | COL-PSM | Simcoe St Sewage Pumping Station | Fan |  |  | FN
7381 | COL-PSM-FN-0004 | Fan, Centrifugal | COL-PSM-MISC | Miscellaneous Equipment | Fan |  |  | FN
7382 | COL-PSM-HTR-0002 | Heater, Unit | COL-PSM | Simcoe St Sewage Pumping Station | Heater |  |  | HTR
7383 | COL-PSM-HTR-0002 | Heater, Unit | COL-PSM-MISC | Miscellaneous Equipment | Heater |  |  | HTR
7384 | COL-PSM-HTR-0003 | Heater, Convention | COL-PSM | Simcoe St Sewage Pumping Station | Heater |  |  | HTR
7385 | COL-PSM-HTR-0003 | Heater, Convention | COL-PSM-MISC | Miscellaneous Equipment | Heater |  |  | HTR
7386 | COL-PSM-HTR-0005 | Heater, Duct | COL-PSM | Simcoe St Sewage Pumping Station | Heater |  |  | HTR
7387 | COL-PSM-HTR-0005 | Heater, Duct | COL-PSM-MISC | Miscellaneous Equipment | Heater |  |  | HTR
7388 | COL-PSM-JIT-0001 | Meter, Hydro Revenue | COL-PSM-MISC | Miscellaneous Equipment | Meter |  |  | JIT
7389 | COL-PSM-LSH-0103 | Switch, Level-High | COL-PSM | Simcoe St Sewage Pumping Station | Switch,Level |  |  | LSH
7390 | COL-PSM-LSH-0103 | Switch, Level-High | COL-PSM-MISC | Miscellaneous Equipment | Switch,Level |  |  | LSH
7391 | COL-PSM-LSH-0104 | Switch, Level-High | COL-PSM | Simcoe St Sewage Pumping Station | Switch,Level |  |  | LSH
7392 | COL-PSM-LSH-0104 | Switch, Level-High | COL-PSM-MISC | Miscellaneous Equipment | Switch,Level |  |  | LSH
7393 | COL-PSM-LSL-0102 | Switch, Level-Low | COL-PSM | Simcoe St Sewage Pumping Station | Switch,Level |  |  | LSL
7394 | COL-PSM-LSLL-0101 | Switch, Level Low-Low | COL-PSM | Simcoe St Sewage Pumping Station | Switch,Level |  |  | LSLL
7395 | COL-PSM-LSLL-0101 | Switch, Level Low-Low | COL-PSM-MISC | Miscellaneous Equipment | Switch,Level |  |  | LSLL
7397 | COL-PSM-M-0101 | Motor | COL-PSM-MISC | Miscellaneous Equipment |  |  |  | M
7398 | COL-PSM-M-0101 | Motor | COL-PSM-P-0100 | Pump, Submersible |  |  |  | M
7399 | COL-PSM-M-0201 | Motor | COL-PSM-MISC | Miscellaneous Equipment |  |  |  | M
7400 | COL-PSM-MISC | Miscellaneous Equipment | COL-PSM | Simcoe St Sewage Pumping Station
7407 | COL-PSM-SW-0001 | Switch, Fused | COL-PSM | Simcoe St Sewage Pumping Station | Switch |  |  | SW
7408 | COL-PSM-TS-0001 | Switch, Transfer | COL-PSM | Simcoe St Sewage Pumping Station | Switch |  |  | TS
7421 | COL-PSN-P-0100 | Pump | COL-PSN | Second Street Sewage Pumping Station (Wards Island PS#10) |  |  | 34594 | P
7424 | COL-PSP-ALR-0001 | Control Panel, Gas Alarm | COL-PSP-MISC | Miscellaneous Equipment | Control Panel |  |  | ALR
7429 | COL-PSP-CP-0001 | Control Panel, Pumps | COL-PSP-MISC | Miscellaneous Equipment | Control Panel |  |  | CP
7430 | COL-PSP-CP-0002 | Control Panel, Fans | COL-PSP-MISC | Miscellaneous Equipment | Control Panel |  |  | CP
7433 | COL-PSP-FEQ-0001S | Fire Prevention, Extinguisher | COL-PSP-MISC | Miscellaneous Equipment | Fire Prevention,Extinguisher |  | 42716 | FEQ
7434 | COL-PSP-FEQ-0001S | Fire Prevention, Extinguisher | COL-W-OBSOLETE | Col West Obsolete Entities | Fire Prevention,Extinguisher |  | 42716 | FEQ
7436 | COL-PSP-FN-0001 | Fan, Air Supply | COL-PSP-MISC | Miscellaneous Equipment | Fan |  |  | FN
7437 | COL-PSP-FN-0002 | Fan, Air Supply | COL-PSP-MISC | Miscellaneous Equipment | Fan |  |  | FN
7438 | COL-PSP-FN-0003 | Fan, Exhaust | COL-PSP | Southport Sewage Pumping Station | Fan |  |  | FN
7439 | COL-PSP-FQ-0001 | Meter, Flow | COL-PSP | Southport Sewage Pumping Station | Meter,Flow |  |  | FQ
7441 | COL-PSP-GC-0001 | Grit Chamber | COL-PSP | Southport Sewage Pumping Station |  |  | 34397 | GC
7443 | COL-PSP-GRF-0001 | Indicator, Ground Fault | COL-PSP-MISC | Miscellaneous Equipment |  |  |  | GRF
7444 | COL-PSP-HTR-0001 | Heater, Unit | COL-PSP-MISC | Miscellaneous Equipment | Heater |  |  | HTR
7445 | COL-PSP-HTR-0002 | Heater, Duct | COL-PSP | Southport Sewage Pumping Station | Heater |  |  | HTR
7446 | COL-PSP-JIT-0001 | Meter, Power Indicating Transmitter | COL-PSP-MISC | Miscellaneous Equipment | Meter |  |  | JIT
7447 | COL-PSP-LIT-0101 | Transmitter, Level | COL-PSP | Southport Sewage Pumping Station | Transmitter,Level |  |  | LIT
7448 | COL-PSP-LP-0001 | Control Panel, Electrical | COL-PSP | Southport Sewage Pumping Station | Control Panel |  |  | LP
7449 | COL-PSP-LSH-0103 | Switch, Level-High | COL-PSP | Southport Sewage Pumping Station | Switch,Level |  |  | LSH
7450 | COL-PSP-LSHH-0001 | Switch, Level High-High | COL-PSP-MISC | Miscellaneous Equipment | Switch,Level |  |  | LSHH
7451 | COL-PSP-LSHH-0104 | Switch, Level High-High | COL-PSP | Southport Sewage Pumping Station | Switch,Level |  |  | LSHH
7452 | COL-PSP-LSL-0102 | Switch, Level-Low | COL-PSP | Southport Sewage Pumping Station | Switch,Level |  |  | LSL
7453 | COL-PSP-LSLL-0101 | Switch, Level Low-Low | COL-PSP | Southport Sewage Pumping Station | Switch,Level |  |  | LSLL
7459 | COL-PSP-MISC | Miscellaneous Equipment | COL-PSP | Southport Sewage Pumping Station
7461 | COL-PSP-MON-0002 | Monitor | COL-PSP-MISC | Miscellaneous Equipment |  |  |  | MON
7467 | COL-PSP-SC-0001 | Screen, Intake | COL-PSP-MISC | Miscellaneous Equipment | Screen |  |  | SC
7469 | COL-PSP-SW-0001 | Switch, Power Supply | COL-PSP | Southport Sewage Pumping Station | Switch |  |  | SW
7470 | COL-PSP-SW-0002 | Switch, Power Supply | COL-PSP | Southport Sewage Pumping Station | Switch |  |  | SW
7471 | COL-PSP-SW-0003 | Switch, Distribution | COL-PSP | Southport Sewage Pumping Station | Switch |  |  | SW
7473 | COL-PSP-TS-0001 | Transfer Switch, Auto | COL-PSP-MISC | Miscellaneous Equipment | Switch |  |  | TS
7474 | COL-PSP-TS-0002 | Transfer Switch, Auto | COL-PSP | Southport Sewage Pumping Station | Switch |  |  | TS
7475 | COL-PSP-TS-0002 | Transfer Switch, Auto | COL-PSP-MISC | Miscellaneous Equipment | Switch |  |  | TS
7482 | COL-PSP-WEL-0100 | Well wet | COL-PSP | Southport Sewage Pumping Station | Well |  |  | WEL
7483 | COL-PSP-WEL-0100 | Well wet | COL-PSP-MISC | Miscellaneous Equipment | Well |  |  | WEL
7485 | COL-PSP-WEL-0600 | Dry Well | COL-PHP-MISC | Miscellaneous Equipment |  |  |  | WEL
7486 | COL-PSP-WEL-0600 | Dry Well | COL-PSP-MISC | Miscellaneous Equipment |  |  |  | WEL
7490 | COL-PSS-AIT-0001 | Transmitter, Gas | COL-PSS | Scott Sewage Pumping Station | Transmitter |  |  | AIT
7491 | COL-PSS-AIT-0001 | Transmitter, Gas | COL-PSS-MISC | Miscellaneous Equipment | Transmitter |  |  | AIT
7492 | COL-PSS-ALR-0001 | Control Panel, Operator | COL-PSS | Scott Sewage Pumping Station | Control Panel |  |  | ALR
7496 | COL-PSS-CB-0001 | Circuit Breaker, Incoming | COL-PSS | Scott Sewage Pumping Station | Circuit Breaker |  |  | CB
7497 | COL-PSS-CB-0001 | Circuit Breaker, Incoming | COL-PSS-MISC | Miscellaneous Equipment | Circuit Breaker |  |  | CB
7498 | COL-PSS-CB-0002 | Circuit Breaker, Lighting Panel | COL-PSS-MISC | Miscellaneous Equipment | Circuit Breaker |  |  | CB
7499 | COL-PSS-CH-0002 | Chamber, Discharge | COL-PSS-MISC | Miscellaneous Equipment | Chamber |  |  | CH
7501 | COL-PSS-FEQ-0001S | Fire Prevention, Extinguisher | COL-PSS-MISC | Miscellaneous Equipment | Fire Prevention,Extinguisher |  | 42717 | FEQ
7502 | COL-PSS-FIT-0101 | Transmitter, Flow | COL-PSS-MISC | Miscellaneous Equipment | Transmitter |  |  | FIT
7503 | COL-PSS-FIT-0201 | Transmitter, Flow | COL-PSS-MISC | Miscellaneous Equipment | Transmitter |  |  | FIT
7504 | COL-PSS-FIT-0301 | Transmitter, Flow | COL-PSS | Scott Sewage Pumping Station | Transmitter |  |  | FIT
7505 | COL-PSS-FIT-0301 | Transmitter, Flow | COL-PSS-MISC | Miscellaneous Equipment | Transmitter |  |  | FIT
7506 | COL-PSS-FN-0001 | Fan, Exhaust | COL-PSS | Scott Sewage Pumping Station | Fan |  |  | FN
7507 | COL-PSS-FN-0001 | Fan, Exhaust | COL-PSS-MISC | Miscellaneous Equipment | Fan |  |  | FN
7508 | COL-PSS-FQ-0001 | Meter, Flow City Water | COL-PSS | Scott Sewage Pumping Station | Meter |  |  | FQ
7509 | COL-PSS-GC-0001 | Grit Chamber | COL-PSS-MISC | Miscellaneous Equipment |  |  |  | GC
7512 | COL-PSS-HTR-0001 | Heater, Pump Floor | COL-PSS | Scott Sewage Pumping Station | Heater |  |  | HTR
7513 | COL-PSS-JIT-0001 | Meter, Power Indicating Transmitter, Main Power | COL-PSS-MISC | Miscellaneous Equipment | Meter |  |  | JIT
7514 | COL-PSS-LIT-0100 | Transmitter, Level | COL-PSS-MISC | Miscellaneous Equipment | Transmitter,Level |  |  | LIT
7515 | COL-PSS-LIT-0101 | Transmitter, Level | COL-PSS-MISC | Miscellaneous Equipment | Transmitter,Level |  |  | LIT
7516 | COL-PSS-LP-0001 | Control Panel, Lighting | COL-PSS | Scott Sewage Pumping Station | Control Panel |  |  | LP
7517 | COL-PSS-LSHH-0002 | Switch, Level-High | COL-PSS-MISC | Miscellaneous Equipment | Switch,Level |  |  | LSHH
7519 | COL-PSS-LTG-0002 | Control Panel, Electrical | COL-PSS-MISC | Miscellaneous Equipment | Control Panel |  |  | LTG
7520 | COL-PSS-LTG-0003 | Control Panel, Electrical | COL-PSS-MISC | Miscellaneous Equipment | Control Panel |  |  | LTG
7524 | COL-PSS-MON-0002 | Monitor | COL-PSS | Scott Sewage Pumping Station |  |  |  | MON
7525 | COL-PSS-MON-0002 | Monitor | COL-PSS-MISC | Miscellaneous Equipment |  |  |  | MON
7544 | COL-PSS-WEL-0500 | Wet Well | COL-PSS | Scott Sewage Pumping Station |  |  |  | WEL
7545 | COL-PSS-WEL-0500 | Wet Well | COL-PSS-MISC | Miscellaneous Equipment |  |  |  | WEL
7546 | COL-PSS-WEL-0600 | Dry Well | COL-PSS | Scott Sewage Pumping Station |  |  |  | WEL
7547 | COL-PSS-WEL-0600 | Dry Well | COL-PSS-MISC | Miscellaneous Equipment |  |  |  | WEL
7568 | COL-PST-CH-0001 | Chamber, Valve Chamber #1 | COL-PST-MISC | Miscellaneous Equipment | Chamber |  |  | CH
7569 | COL-PST-CH-0002 | Chamber, Valve Chamber #2 | COL-PST | Strachan Pumping Station | Chamber |  |  | CH
7570 | COL-PST-CH-0002 | Chamber, Valve Chamber #2 | COL-PST-MISC | Miscellaneous Equipment | Chamber |  |  | CH
7573 | COL-PST-DM-0001 | Damper, Exhaust Fan | COL-PST | Strachan Pumping Station | Damper/Louver |  |  | DM
7574 | COL-PST-DM-0001 | Damper, Exhaust Fan | COL-PST-MISC | Miscellaneous Equipment | Damper/Louver |  |  | DM
7575 | COL-PST-DM-0002 | Damper, Inlet Chamber | COL-PST | Strachan Pumping Station | Damper/Louver |  |  | DM
7576 | COL-PST-DM-0003 | Damper 1, Exhaust Fan 0001 | COL-PST | Strachan Pumping Station | Damper/Louver |  |  | DM
7577 | COL-PST-DM-0004 | Damper 2, Exhaust Fan 0001 | COL-PST-MISC | Miscellaneous Equipment | Damper/Louver |  |  | DM
7578 | COL-PST-DM-0005 | Damper 1, Exhaust Fan 0002 | COL-PST-MISC | Miscellaneous Equipment | Damper/Louver |  |  | DM
7579 | COL-PST-DM-0006 | Damper 2, Exhaust Fan 0002 | COL-PST | Strachan Pumping Station | Damper/Louver |  |  | DM
7595 | COL-PST-GC-0001 | Grit Chamber | COL-PST | Strachan Pumping Station |  |  |  | GC
7596 | COL-PST-GC-0001 | Grit Chamber | COL-PST-MISC | Miscellaneous Equipment |  |  |  | GC
7605 | COL-PST-LSH-0001 | Switch, Level-High | COL-PST-MISC | Miscellaneous Equipment | Switch,Level |  |  | LSH
7606 | COL-PST-LSH-0103 | Switch, Level-High | COL-PST-MISC | Miscellaneous Equipment | Switch,Level |  |  | LSH
7607 | COL-PST-LSH-0104 | Switch, Level-High | COL-PST-MISC | Miscellaneous Equipment | Switch,Level |  |  | LSH
7608 | COL-PST-LSHH-0006 | Switch, Level High-High | COL-PST-MISC | Miscellaneous Equipment | Switch,Level |  |  | LSHH
7616 | COL-PST-MISC | Miscellaneous Equipment | COL-PST | Strachan Pumping Station
7617 | COL-PST-MON-0002 | Monitor | COL-PSS-P-0100 | Pump |  |  |  | MON
7618 | COL-PST-MON-0002 | Monitor | COL-PST | Strachan Pumping Station |  |  |  | MON
7619 | COL-PST-MON-0002 | Monitor | COL-PST-MISC | Miscellaneous Equipment |  |  |  | MON
7649 | COL-PST-WEL-0500 | Wet Well | COL-PSK-MISC | Miscellaneous Equipment |  |  |  | WEL
7650 | COL-PST-WEL-0500 | Wet Well | COL-PST | Strachan Pumping Station |  |  |  | WEL
7651 | COL-PST-WEL-0500 | Wet Well | COL-PST-MISC | Miscellaneous Equipment |  |  |  | WEL
7652 | COL-PST-WEL-0600 | Dry Well | COL-PHP-MISC | Miscellaneous Equipment |  |  |  | WEL
7653 | COL-PST-WEL-0600 | Dry Well | COL-PST | Strachan Pumping Station |  |  |  | WEL
7654 | COL-PST-WEL-0600 | Dry Well | COL-PST-MISC | Miscellaneous Equipment |  |  |  | WEL
7667 | COL-PSU-FEQ-0001S | Fire Prevention, Extinguisher | COL-PSU | Sunnyside Pumping Station | Fire Prevention,Extinguisher |  | 46866 | FEQ
7668 | COL-PSU-FEQ-0002S | Fire Prevention, Extinguisher | COL-PSU-MISC | Miscellaneous Equipment | Fire Prevention,Extinguisher |  | 46867 | FEQ
7669 | COL-PSU-FIT-0001 | Transmitter, Flow | COL-PSU-MISC | Miscellaneous Equipment | Transmitter |  |  | FIT
7671 | COL-PSU-FN-0001 | Fan, Exhaust | COL-PSU | Sunnyside Pumping Station | Fan |  |  | FN
7672 | COL-PSU-FN-0001 | Fan, Exhaust | COL-PSU-MISC | Miscellaneous Equipment | Fan |  |  | FN
7673 | COL-PSU-FN-0002 | Fan, Exhaust | COL-PSU | Sunnyside Pumping Station | Fan |  |  | FN
7674 | COL-PSU-FN-0002 | Fan, Exhaust | COL-PSU-MISC | Miscellaneous Equipment | Fan |  |  | FN
7675 | COL-PSU-FN-0003 | Fan, Exhaust | COL-PSU | Sunnyside Pumping Station | Fan |  |  | FN
7676 | COL-PSU-FQ-0001 | Meter, Flow City Water | COL-PSU | Sunnyside Pumping Station | Meter |  |  | FQ
7677 | COL-PSU-FQ-0001 | Meter, Flow City Water | COL-PSU-MISC | Miscellaneous Equipment | Meter |  |  | FQ
7679 | COL-PSU-GC-0001 | Grit Chamber | COL-PSK-MISC | Miscellaneous Equipment |  |  |  | GC
7680 | COL-PSU-GC-0001 | Grit Chamber | COL-PSU-MISC | Miscellaneous Equipment |  |  |  | GC
7682 | COL-PSU-GRF-0001 | Indicator, Ground Fault | COL-PSU | Sunnyside Pumping Station |  |  |  | GRF
7683 | COL-PSU-GRF-0001 | Indicator, Ground Fault | COL-PSU-MISC | Miscellaneous Equipment |  |  |  | GRF
7686 | COL-PSU-HTR-0003 | Heater, Wet Well Room | COL-PSU-MISC | Miscellaneous Equipment | Heater |  |  | HTR
7687 | COL-PSU-JIT-0001 | Meter, Power Indicating Transmitter, Main Power | COL-PSU-MISC | Miscellaneous Equipment | Meter |  |  | JIT
7688 | COL-PSU-LIT-0101 | Transmitter, Level | COL-PSU-MISC | Miscellaneous Equipment | Transmitter,Level |  |  | LIT
7689 | COL-PSU-LP-0001 | Control Panel, Lighting | COL-PSU-MISC | Miscellaneous Equipment | Control Panel |  |  | LP
7690 | COL-PSU-LP-0002 | Control Panel, Lighting | COL-PSU-MISC | Miscellaneous Equipment | Control Panel |  |  | LP
7691 | COL-PSU-LSH-0001 | Switch, Level-High | COL-PSU-MISC | Miscellaneous Equipment | Switch,Level |  |  | LSH
7692 | COL-PSU-LSH-0002 | Switch, Level-High | COL-PSU-MISC | Miscellaneous Equipment | Switch,Level |  |  | LSH
7693 | COL-PSU-LSH-0103 | Switch, Level-High | COL-PSU-MISC | Miscellaneous Equipment | Switch,Level |  |  | LSH
7694 | COL-PSU-LSL-0102 | Switch, Level-Low | COL-PSU-MISC | Miscellaneous Equipment | Switch,Level |  |  | LSL
7697 | COL-PSU-LTG-0002 | Control Panel, Electrical | COL-PSU-MISC | Miscellaneous Equipment | Control Panel |  |  | LTG
7698 | COL-PSU-LTG-0003 | Control Panel, Electrical | COL-PSU-MISC | Miscellaneous Equipment | Control Panel |  |  | LTG
7704 | COL-PSU-MON-0002 | Monitor | COL-PSU | Sunnyside Pumping Station |  |  |  | MON
7711 | COL-PSU-SW-0001 | Switch, Main Power Disconnect | COL-PSU-MISC | Miscellaneous Equipment | Switch |  |  | SW
7712 | COL-PSU-SW-0002 | Switch, LP 0002 Power Disconnect | COL-PSU-MISC | Miscellaneous Equipment | Switch |  |  | SW
7715 | COL-PSU-TR-0002 | Control Panel, Electrical | COL-PSU-MISC | Miscellaneous Equipment | Transformer |  |  | TR
7716 | COL-PSU-TS-0001 | Switch, Power Auto Transfer | COL-PSU | Sunnyside Pumping Station | Switch |  |  | TS
7717 | COL-PSU-UPS-0001 | UPS, Main Floor | COL-PSU | Sunnyside Pumping Station | Uninterruptible Power Supply |  |  | UPS
7726 | COL-PSU-WEL-0500 | Wet well | COL-PSU-MISC | Miscellaneous Equipment |  |  |  | WEL
7727 | COL-PSU-WEL-0600 | Dry Well | COL-PSU-MISC | Miscellaneous Equipment |  |  |  | WEL
7824 | COL-PSW-MISC | Miscellaneous Equipment | COL-PSW | Swansea Pumping Station
7874 | COL-PTD-CP-0001 | Control Panel, Operator | COL-PTD | Todmorden Sewage Pumping Station | Control Panel |  |  | CP
7875 | COL-PTD-CP-0001 | Control Panel, Operator | COL-PTD-MISC | Miscellaneous Equipment | Control Panel |  |  | CP
7877 | COL-PTD-FN-0001 | Fan, Exhaust | COL-PTD-MISC | Miscellaneous Equipment | Fan |  |  | FN
7878 | COL-PTD-HTR-0001 | Heater, RPU Panel | COL-PTD | Todmorden Sewage Pumping Station | Heater |  |  | HTR
7879 | COL-PTD-HTR-0001 | Heater, RPU Panel | COL-PTD-MISC | Miscellaneous Equipment | Heater |  |  | HTR
7880 | COL-PTD-LIT-0100 | Transmitter, Level | COL-PTD-MISC | Miscellaneous Equipment | Transmitter,Level |  |  | LIT
7881 | COL-PTD-LIT-0101 | Transmitter, Level | COL-PTD | Todmorden Sewage Pumping Station | Transmitter,Level |  |  | LIT
7882 | COL-PTD-LIT-0101 | Transmitter, Level | COL-PTD-MISC | Miscellaneous Equipment | Transmitter,Level |  |  | LIT
7883 | COL-PTD-LSH-0103 | Switch, Level-High | COL-PTD | Todmorden Sewage Pumping Station | Switch,Level |  |  | LSH
7884 | COL-PTD-LSH-0103 | Switch, Level-High | COL-PTD-MISC | Miscellaneous Equipment | Switch,Level |  |  | LSH
7885 | COL-PTD-LSHH-0104 | Switch, Level High-High | COL-PTD | Todmorden Sewage Pumping Station | Switch,Level |  |  | LSHH
7886 | COL-PTD-LSL-0102 | Switch, Level-Low | COL-PTD-MISC | Miscellaneous Equipment | Switch,Level |  |  | LSL
7887 | COL-PTD-LSLL-0101 | Switch, Level Low-Low | COL-PTD | Todmorden Sewage Pumping Station | Switch,Level |  |  | LSLL
7888 | COL-PTD-LSLL-0101 | Switch, Level Low-Low | COL-PTD-MISC | Miscellaneous Equipment | Switch,Level |  |  | LSLL
7889 | COL-PTD-P-0200 | Pump, Centrifugal | COL-PTD | Todmorden Sewage Pumping Station | Pump |  |  | P
7891 | COL-PTD-RPU-0001 | Remote Processing Unit | COL-PTD | Todmorden Sewage Pumping Station | RPU |  |  | RPU
7892 | COL-PTD-RPU-0001 | Remote Processing Unit | COL-PTD-MISC | Miscellaneous Equipment | RPU |  |  | RPU
7894 | COL-PTD-TS-0001 | Switch, Transfer | COL-PTD-MISC | Miscellaneous Equipment | Switch |  |  | TS
7895 | COL-PTD-UPS-0001 | UPS | COL-PTD-MISC | Miscellaneous Equipment | Uninterruptible Power Supply |  |  | UPS
7902 | COL-PTD-WEL-0100 | Wet Well | COL-PTD | Todmorden Sewage Pumping Station | Well |  |  | WEL
7916 | COL-PTS-LSLL-0101 | Switch, Level Low-Low | COL-PTS | Third Street Sewage Pumping Station (Wards Island PS#12) | Switch,Level |  |  | LSLL
7917 | COL-PTS-LSLL-0101 | Switch, Level Low-Low | COL-PTS(S) | Third Street Sewage Pumping Station (Wards Island PS#12) | Switch,Level |  |  | LSLL
7918 | COL-PTS-LSLL-0102 | Switch, Level Low-Low | COL-PTS | Third Street Sewage Pumping Station (Wards Island PS#12) | Switch,Level |  |  | LSLL
7919 | COL-PTS-LSLL-0102 | Switch, Level Low-Low | COL-PTS(S) | Third Street Sewage Pumping Station (Wards Island PS#12) | Switch,Level |  |  | LSLL
7920 | COL-PTS-LSLL-0103 | Switch, Level Low-Low | COL-PTS | Third Street Sewage Pumping Station (Wards Island PS#12) | Switch,Level |  |  | LSLL
7921 | COL-PTS-LSLL-0103 | Switch, Level Low-Low | COL-PTS(S) | Third Street Sewage Pumping Station (Wards Island PS#12) | Switch,Level |  |  | LSLL
7922 | COL-PTS-LSLL-0104 | Switch, Level Low-Low | COL-PTS(S) | Third Street Sewage Pumping Station (Wards Island PS#12) | Switch,Level |  |  | LSLL
7927 | COL-PTS-P-0100 | Pump Submersible | COL-W-OBSOLETE | Col West Obsolete Entities | Pump |  |  | P
7929 | COL-PTS-P-0200 | Pump Submersible | COL-W-OBSOLETE | Col West Obsolete Entities | Pump |  |  | P
7943 | COL-PVM-ALR-0001 | Control Panel, Operator | COL-PVM | Valleymede Sewage Pumping Station | Control Panel |  |  | ALR
7944 | COL-PVM-ALR-0002 | Gas Alarm, Exterior | COL-PVM | Valleymede Sewage Pumping Station | Fire Prevention,Alarm |  |  | ALR
7945 | COL-PVM-ALR-0002 | Gas Alarm, Exterior | COL-PVM-MISC | Miscellaneous Equipment | Fire Prevention,Alarm |  |  | ALR
7954 | COL-PVM-CP-0001 | Control Panel, Operator | COL-PVM | Valleymede Sewage Pumping Station | Control Panel |  |  | CP
7955 | COL-PVM-CP-0002 | Control Panel, Operator | COL-PVM | Valleymede Sewage Pumping Station | Control Panel |  |  | CP
7958 | COL-PVM-FA-0002S | Fire Alarm System, Wet Well | COL-PVM | Valleymede Sewage Pumping Station | Building Service,Fire Alarm |  | 42932 | FA
7959 | COL-PVM-FA-0002S | Fire Alarm System, Wet Well | COL-W-OBSOLETE | Col West Obsolete Entities | Building Service,Fire Alarm |  | 42932 | FA
7960 | COL-PVM-FEQ-0001S | Fire Prevention, Extinguisher | COL-PVM-MISC | Miscellaneous Equipment | Fire Prevention,Extinguisher |  | 42896 | FEQ
7961 | COL-PVM-FEQ-0001S | Fire Prevention, Extinguisher | COL-W-OBSOLETE | Col West Obsolete Entities | Fire Prevention,Extinguisher |  | 42896 | FEQ
7962 | COL-PVM-FN-0001 | Fan, Centrifugal | COL-PVM-MISC | Miscellaneous Equipment | Fan |  |  | FN
7963 | COL-PVM-FN-0002 | Fan, Centrifugal | COL-PVM-MISC | Miscellaneous Equipment | Fan |  |  | FN
7964 | COL-PVM-FN-0003 | Fan, Centrifugal | COL-PVM-MISC | Miscellaneous Equipment | Fan |  |  | FN
7965 | COL-PVM-FQ-0001 | Meter, Flow | COL-PVM | Valleymede Sewage Pumping Station | Meter,Flow |  |  | FQ
7969 | COL-PVM-GRF-0001 | Indicator, Ground Fault | COL-PVM-MISC | Miscellaneous Equipment |  |  |  | GRF
7971 | COL-PVM-LIT-0100 | Transmitter, Level | COL-PVM-MISC | Miscellaneous Equipment | Transmitter,Level |  |  | LIT
7972 | COL-PVM-LIT-0101 | Transmitter, Level | COL-PVM-MISC | Miscellaneous Equipment | Transmitter,Level |  |  | LIT
7973 | COL-PVM-LP-0001 | Control Panel, Lighting | COL-PVM | Valleymede Sewage Pumping Station | Control Panel |  |  | LP
7974 | COL-PVM-LSH-0001 | Switch, Level-High | COL-PVM-MISC | Miscellaneous Equipment | Switch,Level |  |  | LSH
7975 | COL-PVM-LSH-0103 | Switch, Level-High | COL-PVM-MISC | Miscellaneous Equipment | Switch,Level |  |  | LSH
7976 | COL-PVM-LSHH-0104 | Switch, Level High-High | COL-PVM-MISC | Miscellaneous Equipment | Switch,Level |  |  | LSHH
7977 | COL-PVM-LSL-0102 | Switch, Level-Low | COL-PVM | Valleymede Sewage Pumping Station | Switch,Level |  |  | LSL
7978 | COL-PVM-LSLL-0101 | Switch, Level Low-Low | COL-PVM | Valleymede Sewage Pumping Station | Switch,Level |  |  | LSLL
7985 | COL-PVM-MISC | Miscellaneous Equipment | COL-PVM | Valleymede Sewage Pumping Station
7988 | COL-PVM-MON-0002 | Monitor | COL-PSS-P-0300 | Pump, Centrifugal |  |  |  | MON
7989 | COL-PVM-MON-0002 | Monitor | COL-PVM | Valleymede Sewage Pumping Station |  |  |  | MON
7990 | COL-PVM-MON-0002 | Monitor | COL-PVM-MISC | Miscellaneous Equipment |  |  |  | MON
7995 | COL-PVM-SW-0001 | Switch, Main Power | COL-PVM-MISC | Miscellaneous Equipment | Switch |  |  | SW
7996 | COL-PVM-SW-0002 | Switch, Heater 0001 | COL-PVM | Valleymede Sewage Pumping Station | Switch |  |  | SW
7997 | COL-PVM-SW-0003 | Switch, Transformer | COL-PVM-MISC | Miscellaneous Equipment | Switch |  |  | SW
7999 | COL-PVM-TS-0001 | Switch, Transfer | COL-PVM-MISC | Miscellaneous Equipment | Switch |  |  | TS
8008 | COL-PVM-WEL-0500 | Wet well | COL-PVM | Valleymede Sewage Pumping Station |  |  |  | WEL
8009 | COL-PVM-WEL-0600 | Dry Well | COL-PVM-MISC | Miscellaneous Equipment |  |  |  | WEL
8011 | COL-PWC-CB-0001 | Circuit Breaker, Main | COL-PWC | Wirral Court Sewage Pumping Station | Circuit Breaker |  |  | CB
8012 | COL-PWC-CB-0001 | Circuit Breaker, Main | COL-PWC-MISC | Miscellaneous Equipment | Circuit Breaker |  |  | CB
8013 | COL-PWC-CH-0001 | Chamber, Inlet Chamber 1 | COL-PWC | Wirral Court Sewage Pumping Station | Chamber |  |  | CH
8014 | COL-PWC-CH-0001 | Chamber, Inlet Chamber 1 | COL-PWC-MISC | Miscellaneous Equipment | Chamber |  |  | CH
8015 | COL-PWC-CH-0002 | Chamber, Inlet Chamber 2 | COL-PWC | Wirral Court Sewage Pumping Station | Chamber |  |  | CH
8016 | COL-PWC-CH-0002 | Chamber, Inlet Chamber 2 | COL-PWC-MISC | Miscellaneous Equipment | Chamber |  |  | CH
8017 | COL-PWC-CH-0003 | Chamber, Bar Screen | COL-PWC | Wirral Court Sewage Pumping Station | Chamber |  |  | CH
8018 | COL-PWC-CH-0003 | Chamber, Bar Screen | COL-PWC-MISC | Miscellaneous Equipment | Chamber |  |  | CH
8019 | COL-PWC-CH-0004 | Chamber, Overflow | COL-PWC-MISC | Miscellaneous Equipment | Chamber |  |  | CH
8021 | COL-PWC-DM-0001 | Damper/Louver, Electrical Room | COL-PWC | Wirral Court Sewage Pumping Station | Damper/Louver |  |  | DM
8022 | COL-PWC-DM-0001 | Damper/Louver, Electrical Room | COL-PWC-MISC | Miscellaneous Equipment | Damper/Louver |  |  | DM
8025 | COL-PWC-FN-0001 | Fan, Centrifugal | COL-PWC | Wirral Court Sewage Pumping Station | Fan |  |  | FN
8026 | COL-PWC-FN-0002 | Fan, Centrifugal | COL-PWC | Wirral Court Sewage Pumping Station | Fan |  |  | FN
8027 | COL-PWC-FN-0002 | Fan, Centrifugal | COL-PWC-MISC | Miscellaneous Equipment | Fan |  |  | FN
8028 | COL-PWC-FQ-0001 | Meter, Flow | COL-PWC-MISC | Miscellaneous Equipment | Meter,Flow |  |  | FQ
8032 | COL-PWC-HTR-0001 | Heater, Electrical Room | COL-PWC | Wirral Court Sewage Pumping Station | Heater |  |  | HTR
8033 | COL-PWC-HTR-0001 | Heater, Electrical Room | COL-PWC-MISC | Miscellaneous Equipment | Heater |  |  | HTR
8034 | COL-PWC-HTR-0002 | Heater, Dry Well | COL-PWC | Wirral Court Sewage Pumping Station | Heater |  |  | HTR
8035 | COL-PWC-HTR-0002 | Heater, Dry Well | COL-PWC-MISC | Miscellaneous Equipment | Heater |  |  | HTR
8036 | COL-PWC-JIT-0001 | Meter, Power Indicating Transmitter, Main Power | COL-PWC-MISC | Miscellaneous Equipment | Meter |  |  | JIT
8037 | COL-PWC-LP-0001 | Control Panel, Lighting | COL-PWC | Wirral Court Sewage Pumping Station | Control Panel |  |  | LP
8038 | COL-PWC-LP-0001 | Control Panel, Lighting | COL-PWC-MISC | Miscellaneous Equipment | Control Panel |  |  | LP
8039 | COL-PWC-LSH-0001 | Switch, Level-High | COL-PWC | Wirral Court Sewage Pumping Station | Switch,Level |  |  | LSH
8040 | COL-PWC-LSH-0103 | Switch, Level-High | COL-PWC-MISC | Miscellaneous Equipment | Switch,Level |  |  | LSH
8041 | COL-PWC-LSHH-0104 | Switch, Level High-High | COL-PWC-MISC | Miscellaneous Equipment | Switch,Level |  |  | LSHH
8042 | COL-PWC-LSL-0102 | Switch, Level-Low | COL-PWC | Wirral Court Sewage Pumping Station | Switch,Level |  |  | LSL
8043 | COL-PWC-LSL-0102 | Switch, Level-Low | COL-PWC-MISC | Miscellaneous Equipment | Switch,Level |  |  | LSL
8044 | COL-PWC-LSLL-0101 | Switch, Level Low-Low | COL-PWC | Wirral Court Sewage Pumping Station | Switch,Level |  |  | LSLL
8045 | COL-PWC-LSLL-0101 | Switch, Level Low-Low | COL-PWC-MISC | Miscellaneous Equipment | Switch,Level |  |  | LSLL
8052 | COL-PWC-SC-0001 | Screen, Bar | COL-PWC | Wirral Court Sewage Pumping Station | Screen |  |  | SC
8053 | COL-PWC-SC-0001 | Screen, Bar | COL-PWC-MISC | Miscellaneous Equipment | Screen |  |  | SC
8069 | COL-PWE-ALR-0001 | Control Panel, Operator | COL-PWE-MISC | Miscellaneous Equipment | Control Panel |  |  | ALR
8070 | COL-PWE-LSH-0103 | Switch, Level-High | COL-PWE | Wellington Sewage Pumping Station (partial operation) | Switch,Level |  |  | LSH
8071 | COL-PWE-LSHH-0104 | Switch, Level High-High | COL-PWE | Wellington Sewage Pumping Station (partial operation) | Switch,Level |  |  | LSHH
8072 | COL-PWE-LSHH-0104 | Switch, Level High-High | COL-PWE-MISC | Miscellaneous Equipment | Switch,Level |  |  | LSHH
8073 | COL-PWE-LSL-0102 | Switch, Level-Low | COL-PWE-MISC | Miscellaneous Equipment | Switch,Level |  |  | LSL
8074 | COL-PWE-LSLL-0101 | Switch, Level Low-Low | COL-PWE | Wellington Sewage Pumping Station (partial operation) | Switch,Level |  |  | LSLL
8075 | COL-PWE-LSLL-0101 | Switch, Level Low-Low | COL-PWE-MISC | Miscellaneous Equipment | Switch,Level |  |  | LSLL
8079 | COL-PWE-WEL-0100 | Wet well, Wellington SPS | COL-PWE-MISC | Miscellaneous Equipment |  |  |  | WEL
8090 | COL-PWL-LSLL-0101 | Switch, Level Low-Low | COL-PWL | Willow Avenue Sewage Pumping Station (Wards Island PS#7) | Switch,Level |  |  | LSLL
8091 | COL-PWL-LSLL-0102 | Switch, Level Low-Low | COL-PWL | Willow Avenue Sewage Pumping Station (Wards Island PS#7) | Switch,Level |  |  | LSLL
8092 | COL-PWL-LSLL-0103 | Switch, Level Low-Low | COL-PWL | Willow Avenue Sewage Pumping Station (Wards Island PS#7) | Switch,Level |  |  | LSLL
8094 | COL-PWL-MISC | Miscellaneous Equipment | COL-PWL | Willow Avenue Sewage Pumping Station (Wards Island PS#7)
8133 | COL-PWN-MISC | Miscellaneous Equipment | COL-PWN | Warren Park Pumping Station
8157 | COL-PWP-COM-0001 | Control Panel, Operator | COL-PWP | West Point Avenue Sewage Pumping Station | Control Panel |  |  | COM
8158 | COL-PWP-CP-0001 | Control Panel, Electrical | COL-PWP | West Point Avenue Sewage Pumping Station | Control Panel |  |  | CP
8159 | COL-PWP-CP-0001 | Control Panel, Electrical | COL-PWP-MISC | Miscellaneous Equipment | Control Panel |  |  | CP
8160 | COL-PWP-CP-0002 | Control Panel, Operator | COL-PWP | West Point Avenue Sewage Pumping Station | Control Panel |  |  | CP
8161 | COL-PWP-FEQ-0001S | Fire Prevention, Extinguisher | COL-PWP-MISC | Miscellaneous Equipment | Fire Prevention,Extinguisher |  | 42899 | FEQ
8162 | COL-PWP-FQ-0001 | Meter, Flow | COL-PWP-MISC | Miscellaneous Equipment | Meter,Flow |  |  | FQ
8163 | COL-PWP-LSH-0103 | Switch, Level-High | COL-PWP | West Point Avenue Sewage Pumping Station | Switch,Level |  |  | LSH
8164 | COL-PWP-LSHH-0104 | Switch, Level High-High | COL-PWP | West Point Avenue Sewage Pumping Station | Switch,Level |  |  | LSHH
8165 | COL-PWP-LSLL-0101 | Switch, Level Low-Low | COL-PWP | West Point Avenue Sewage Pumping Station | Switch,Level |  |  | LSLL
8166 | COL-PWP-LSLL-0101 | Switch, Level Low-Low | COL-PWP-MISC | Miscellaneous Equipment | Switch,Level |  |  | LSLL
8167 | COL-PWP-P-0200 | Pump, Centrifugal | COL-PWP | West Point Avenue Sewage Pumping Station | Pump |  |  | P
8168 | COL-PWP-SW-0001 | Switch, Main Electrical Disconnect | COL-PWP | West Point Avenue Sewage Pumping Station | Switch |  |  | SW
8169 | COL-PWP-SW-0001 | Switch, Main Electrical Disconnect | COL-PWP-MISC | Miscellaneous Equipment | Switch |  |  | SW
8170 | COL-PWP-TS-0001 | Switch, Transfer | COL-PWP | West Point Avenue Sewage Pumping Station | Switch |  |  | TS
8171 | COL-PWP-TS-0001 | Switch, Transfer | COL-PWP-MISC | Miscellaneous Equipment | Switch |  |  | TS
8183 | COL-PWR-AUX-ELEC | Electrical Equipment | COL-PWR-AUX | Auxiliary Equipment
8184 | COL-PWR-AUX-INST | Instrumentation Equipment | COL-PWR-AUX | Auxiliary Equipment
8191 | COL-PWR-CB-0002 | Circuit Breaker, Lighting Panel Transformer | COL-PWR | West Rouge Pumping Station | Circuit Breaker |  | 35103 | CB
8192 | COL-PWR-CB-0002 | Circuit Breaker, Lighting Panel Transformer | COL-PWR-SUSPENDED | West Rouge P.S.suspended entities | Circuit Breaker |  | 35103 | CB
8196 | COL-PWR-CP-0001S | Control Panel, Operator | COL-PWR | West Rouge Pumping Station | Control Panel |  | 35034 | CP
8219 | COL-PWR-FIT-5403 | Transmitter, Flow | COL-PWR-MISC | Miscellaneous Equipment | Transmitter |  | 35035 | FIT
8220 | COL-PWR-FIT-5403 | Transmitter, Flow | COL-PWR-SUSPENDED | West Rouge P.S.suspended entities | Transmitter |  | 35035 | FIT
8223 | COL-PWR-FN-0001S | Fan, Centrifugal | COL-PWR-SUSPENDED | West Rouge P.S.suspended entities | Fan |  | 35100 | FN
8228 | COL-PWR-FN-0004 | Fan, Centrifugal | COL-PWR | West Rouge Pumping Station | Fan |  | 35038 | FN
8246 | COL-PWR-GDR-5500 | Grinder, Comminutor | COL-PWR | West Rouge Pumping Station | Grinder |  | 35039 | GDR
8247 | COL-PWR-GDR-5500 | Grinder, Comminutor | COL-PWR-SUSPENDED | West Rouge P.S.suspended entities | Grinder |  | 35039 | GDR
8251 | COL-PWR-HS-5735 | Switch, Hand/Transfer | COL-PWR-SUSPENDED | West Rouge P.S.suspended entities | Switch |  | 35040 | HS
8269 | COL-PWR-LIT-0401 | Transmitter, Level | COL-PWR-MISC | Miscellaneous Equipment | Transmitter,Level |  | 35042 | LIT
8270 | COL-PWR-LIT-0401 | Transmitter, Level | COL-PWR-SUSPENDED | West Rouge P.S.suspended entities | Transmitter,Level |  | 35042 | LIT
8278 | COL-PWR-LSH-0302 | Switch, Level-High | COL-PWR-MISC | Miscellaneous Equipment | Switch,Level |  | 35091 | LSH
8279 | COL-PWR-LSH-0402 | Switch, Level-High | COL-PWR-SUSPENDED | West Rouge P.S.suspended entities | Switch,Level |  | 35092 | LSH
8280 | COL-PWR-LSH-5404 | Switch, Level-High | COL-PWR-SUSPENDED | West Rouge P.S.suspended entities | Switch,Level |  | 35093 | LSH
8281 | COL-PWR-LSH-5405 | Switch, Level-High | COL-PWR | West Rouge Pumping Station | Switch,Level |  | 35094 | LSH
8282 | COL-PWR-LSH-5405 | Switch, Level-High | COL-PWR-MISC | Miscellaneous Equipment | Switch,Level |  | 35094 | LSH
8283 | COL-PWR-LSH-5406 | Switch, Level-High | COL-PWR-SUSPENDED | West Rouge P.S.suspended entities | Switch,Level |  | 35095 | LSH
8284 | COL-PWR-LSH-5734 | Switch, Level-High | COL-PWR-MISC | Miscellaneous Equipment | Switch,Level |  | 35096 | LSH
8285 | COL-PWR-LSH-5734 | Switch, Level-High | COL-PWR-SUSPENDED | West Rouge P.S.suspended entities | Switch,Level |  | 35096 | LSH
8290 | COL-PWR-LSL-0005 | Switch, Level-Low | COL-PWR | West Rouge Pumping Station | Switch,Level |  | 35109 | LSL
8291 | COL-PWR-LSL-0005 | Switch, Level-Low | COL-PWR-MISC | Miscellaneous Equipment | Switch,Level |  | 35109 | LSL
8292 | COL-PWR-LSL-0005 | Switch, Level-Low | COL-PWR-SUSPENDED | West Rouge P.S.suspended entities | Switch,Level |  | 35109 | LSL
8294 | COL-PWR-LSL-0303 | Switch, Level-Low | COL-PWR | West Rouge Pumping Station | Switch,Level |  | 35097 | LSL
8295 | COL-PWR-LSL-0303 | Switch, Level-Low | COL-PWR-MISC | Miscellaneous Equipment | Switch,Level |  | 35097 | LSL
8296 | COL-PWR-LSL-0303 | Switch, Level-Low | COL-PWR-SUSPENDED | West Rouge P.S.suspended entities | Switch,Level |  | 35097 | LSL
8311 | COL-PWR-MCC-0001 | Motor Control Centre | COL-PWR | West Rouge Pumping Station | Control Panel,MCC |  | 35099 | MCC
8313 | COL-PWR-MISC | Miscellaneous Equipment | COL-PWR-SUSPENDED | West Rouge P.S.suspended entities |  |  | 35110
8319 | COL-PWR-P-5510 | Pump, Centrifugal | COL-PWR | West Rouge Pumping Station | Pump |  | 35050 | P
8320 | COL-PWR-P-5550 | Pump, Centrifugal | COL-PWR | West Rouge Pumping Station | Pump |  | 35062 | P
8321 | COL-PWR-P-5550 | Pump, Centrifugal | COL-PWR-SUSPENDED | West Rouge P.S.suspended entities | Pump |  | 35062 | P
8323 | COL-PWR-PUMP | Pumping Equipment | COL-PWR | West Rouge Pumping Station
8335 | COL-PWR-SUSPENDED | West Rouge P.S.suspended entities | COL-PWR | West Rouge Pumping Station
8337 | COL-PWR-T-0002 | Tank 2, Diesel Fuel | COL-PWR | West Rouge Pumping Station | Tank |  | 35067 | T
8399 | COE-FL | Floor slab for HUSAR, DOS - CONSTRUCTION EAST | COE | DOS - CONSTRUCTION EAST
8400 | COL ADMIN | Administration | COL | Complex Systems
8403 | COL SCADA SERVERS | COL SCADA Servers | COL-SPC1 | Process Control Systems - Administrative
8404 | COL SCADA SUPPORT | COL SCADA Support | COL-SPC1 | Process Control Systems - Administrative
8413 | COL-120-LIT-0702S | SUSPENDED.Level Transmitter,Downstream, Coxwell Control Chambers No. 7&8, MTI | COL-MTI-CH-0700 | Chamber,Boston Dome Chamber No.7,MTI | Transmitter,Level |  | 40041 | LIT
8414 | COL-120-LIT-0703S | SUSPENDED-Level Transmitter,Downstream, Coxwell Control Chambers No. 7&8, MTI | COL-MTI | Mid-Toronto Interceptor | Transmitter,Level |  | 40049 | LIT
8475 | COL-PWY-LSLL-0101 | Switch, Level Low-Low | COL-PWY | Wyandot Ave. Sewage Pumping Station (Algonquin Island PS#1) | Switch,Level |  |  | LSLL
8478 | COL-PWY-MISC | Miscellaneous Equipment | COL-PWY | Wyandot Ave. Sewage Pumping Station (Algonquin Island PS#1)
8494 | COL-RBB-AIT-0003 | Analysis Indicating Transmitter | COL-RBB-MISC | Miscellaneous Equipment | Transmitter |  |  | AIT
8495 | COL-RBB-AIT-0205 | Analysis Indicating Transmitter | COL-RBB-MISC | Miscellaneous Equipment | Transmitter |  |  | AIT
8496 | COL-RBB-AIT-0206 | Analysis Indicating Transmitter | COL-RBB | Western Beaches Tunnel (Battery Park)-Storm | Transmitter |  |  | AIT
8497 | COL-RBB-AIT-0206 | Analysis Indicating Transmitter | COL-RBB-MISC | Miscellaneous Equipment | Transmitter |  |  | AIT
8498 | COL-RBB-ALR-0001 | Control Panel, Gas Alarm | COL-RBB-MISC | Miscellaneous Equipment | Control Panel |  |  | ALR
8499 | COL-RBB-ANL-0201 | Analysis Indicating Transmitter | COL-RBB | Western Beaches Tunnel (Battery Park)-Storm | Transmitter |  |  | ANL
8500 | COL-RBB-ANL-0201 | Analysis Indicating Transmitter | COL-RBB-MISC | Miscellaneous Equipment | Transmitter |  |  | ANL
8501 | COL-RBB-CP-0001 | Control Panel, Operator | COL-RBB | Western Beaches Tunnel (Battery Park)-Storm | Control Panel |  |  | CP
8502 | COL-RBB-CP-0001 | Control Panel, Operator | COL-RBB-MISC | Miscellaneous Equipment | Control Panel |  |  | CP
8503 | COL-RBB-CP-0002 | Control Panel, Operator | COL-RBB | Western Beaches Tunnel (Battery Park)-Storm | Control Panel |  |  | CP
8504 | COL-RBB-CP-0002 | Control Panel, Operator | COL-RBB-MISC | Miscellaneous Equipment | Control Panel |  |  | CP
8505 | COL-RBB-CP-0003 | Control Panel, Operator | COL-RBB | Western Beaches Tunnel (Battery Park)-Storm | Control Panel |  |  | CP
8506 | COL-RBB-CP-0003 | Control Panel, Operator | COL-RBB-MISC | Miscellaneous Equipment | Control Panel |  |  | CP
8508 | COL-RBB-DM-0001 | Damper/Louver, Fan 0001 | COL-RBB | Western Beaches Tunnel (Battery Park)-Storm | Damper/Louver |  |  | DM
8509 | COL-RBB-DM-0001 | Damper/Louver, Fan 0001 | COL-RBB-MISC | Miscellaneous Equipment | Damper/Louver |  |  | DM
8510 | COL-RBB-DM-0005 | Damper/Louver, Sample Room | COL-RBB | Western Beaches Tunnel (Battery Park)-Storm | Damper/Louver |  |  | DM
8511 | COL-RBB-DRV-0102 | Drive, Variable Speed Elec | COL-RBB-MISC | Miscellaneous Equipment | Drive |  |  | DRV
8512 | COL-RBB-FA-0001S | Fire Alarm System, Valve House | COL-RBB | Western Beaches Tunnel (Battery Park)-Storm | Building Service,Fire Alarm |  | 42934 | FA
8514 | COL-RBB-FEQ-0003S | Fire Prevention, Extinguisher | COL-RBB | Western Beaches Tunnel (Battery Park)-Storm | Fire Prevention,Extinguisher |  | 42907 | FEQ
8515 | COL-RBB-FEQ-0003S | Fire Prevention, Extinguisher | COL-RBB-MISC | Miscellaneous Equipment | Fire Prevention,Extinguisher |  | 42907 | FEQ
8516 | COL-RBB-FEQ-0003S | Fire Prevention, Extinguisher | COL-W-OBSOLETE | Col West Obsolete Entities | Fire Prevention,Extinguisher |  | 42907 | FEQ
8517 | COL-RBB-FIT-0001 | Transmitter, Flow | COL-RBB | Western Beaches Tunnel (Battery Park)-Storm | Transmitter |  |  | FIT
8518 | COL-RBB-FIT-0001 | Transmitter, Flow | COL-RBB-MISC | Miscellaneous Equipment | Transmitter |  |  | FIT
8519 | COL-RBB-FIT-0002 | Transmitter, Flow | COL-RBB | Western Beaches Tunnel (Battery Park)-Storm | Transmitter |  |  | FIT
8520 | COL-RBB-FIT-0204 | Flow Indicating Transmittetr, | COL-RBB | Western Beaches Tunnel (Battery Park)-Storm | Transmitter |  |  | FIT
8521 | COL-RBB-FIT-0204 | Flow Indicating Transmittetr, | COL-RBB-MISC | Miscellaneous Equipment | Transmitter |  |  | FIT
8522 | COL-RBB-FIT-0212 | Flow Indicating Transmittetr, | COL-RBB | Western Beaches Tunnel (Battery Park)-Storm | Transmitter |  |  | FIT
8523 | COL-RBB-FIT-0212 | Flow Indicating Transmittetr, | COL-RBB-MISC | Miscellaneous Equipment | Transmitter |  |  | FIT
8524 | COL-RBB-FIT-0221 | Transmitter, Flow | COL-RBB-MISC | Miscellaneous Equipment | Transmitter |  |  | FIT
8530 | COL-RBB-GRF-0001 | Indicator, Ground Fault | COL-RBB | Western Beaches Tunnel (Battery Park)-Storm |  |  |  | GRF
8531 | COL-RBB-GRF-0001 | Indicator, Ground Fault | COL-RBB-MISC | Miscellaneous Equipment |  |  |  | GRF
8532 | COL-RBB-HPU-0218 | Drive, Hydraulic system | COL-RBB | Western Beaches Tunnel (Battery Park)-Storm | Drive |  |  | HPU
8533 | COL-RBB-HPU-0218 | Drive, Hydraulic system | COL-RBB-MISC | Miscellaneous Equipment | Drive |  |  | HPU
8534 | COL-RBB-HTR-0001 | Heater, Unit | COL-RBB | Western Beaches Tunnel (Battery Park)-Storm | Heater |  |  | HTR
8535 | COL-RBB-HTR-0002 | Heater, Unit | COL-RBB | Western Beaches Tunnel (Battery Park)-Storm | Heater |  |  | HTR
8536 | COL-RBB-HTR-0003 | Heater, Unit | COL-RBB | Western Beaches Tunnel (Battery Park)-Storm | Heater |  |  | HTR
8537 | COL-RBB-HTR-0004 | Heater, Baseboard | COL-RBB | Western Beaches Tunnel (Battery Park)-Storm | Heater |  |  | HTR
8538 | COL-RBB-HTR-0004 | Heater, Baseboard | COL-RBB-MISC | Miscellaneous Equipment | Heater |  |  | HTR
8540 | COL-RBB-LIT-0202 | Transmitter, Level | COL-RBB | Western Beaches Tunnel (Battery Park)-Storm | Transmitter,Level |  |  | LIT
8541 | COL-RBB-LIT-0202 | Transmitter, Level | COL-RBB-MISC | Miscellaneous Equipment | Transmitter,Level |  |  | LIT
8542 | COL-RBB-LIT-0202A | Transmitter, Level | COL-RBB | Western Beaches Tunnel (Battery Park)-Storm | Transmitter,Level |  |  | LIT
8543 | COL-RBB-LIT-0202A | Transmitter, Level | COL-RBB-MISC | Miscellaneous Equipment | Transmitter,Level |  |  | LIT
8544 | COL-RBB-LIT-0229 | Transmitter, Level | COL-RBB | Western Beaches Tunnel (Battery Park)-Storm | Transmitter,Level |  |  | LIT
8545 | COL-RBB-LIT-0229 | Transmitter, Level | COL-RBB-MISC | Miscellaneous Equipment | Transmitter,Level |  |  | LIT
8546 | COL-RBB-LP-0001 | Control Panel, Lighting | COL-RBB | Western Beaches Tunnel (Battery Park)-Storm | Control Panel |  |  | LP
8547 | COL-RBB-LP-0001 | Control Panel, Lighting | COL-RBB-MISC | Miscellaneous Equipment | Control Panel |  |  | LP
8548 | COL-RBB-LP-0002 | Control Panel, Lighting | COL-RBB | Western Beaches Tunnel (Battery Park)-Storm | Control Panel |  |  | LP
8549 | COL-RBB-LP-0002 | Control Panel, Lighting | COL-RBB-MISC | Miscellaneous Equipment | Control Panel |  |  | LP
8550 | COL-RBB-LP-0003 | Control Panel, Power Dist. | COL-RBB | Western Beaches Tunnel (Battery Park)-Storm | Control Panel |  |  | LP
8551 | COL-RBB-LP-0003 | Control Panel, Power Dist. | COL-RBB-MISC | Miscellaneous Equipment | Control Panel |  |  | LP
8552 | COL-RBB-LTG-0001 | Control Panel, Electrical | COL-RBB-MISC | Miscellaneous Equipment | Control Panel |  |  | LTG
8555 | COL-RBB-MCC-0001 | Motor Control Centre | COL-RBB | Western Beaches Tunnel (Battery Park)-Storm | Control Panel,MCC |  |  | MCC
8556 | COL-RBB-MISC | Miscellaneous Equipment | COL-RBB | Western Beaches Tunnel (Battery Park)-Storm
8558 | COL-RBB-P-0101 | Pump, Submersible | COL-RBB-MISC | Miscellaneous Equipment | Pump |  |  | P
8559 | COL-RBB-P-0102 | Pump, Centrifugal | COL-RBB | Western Beaches Tunnel (Battery Park)-Storm | Pump |  |  | P
8560 | COL-RBB-P-0103 | Pump, Centrifugal | COL-RBB | Western Beaches Tunnel (Battery Park)-Storm | Pump |  |  | P
8561 | COL-RBB-PDP-0001 | Control Panel, Power Dist. | COL-RBB | Western Beaches Tunnel (Battery Park)-Storm | Control Panel |  |  | PDP
8562 | COL-RBB-PDP-0001 | Control Panel, Power Dist. | COL-RBB-MISC | Miscellaneous Equipment | Control Panel |  |  | PDP
8563 | COL-RBB-PIT-0001 | Transmitter, Pressure | COL-RBB-MISC | Miscellaneous Equipment | Transmitter |  |  | PIT
8564 | COL-RBB-PS-0001 | Power Supply, DC | COL-RBB-MISC | Miscellaneous Equipment | Uninterruptible Power Supply |  |  | PS
8565 | COL-RBB-RPU-0001 | Remote Processing Unit | COL-RBB | Western Beaches Tunnel (Battery Park)-Storm | RPU |  |  | RPU
8566 | COL-RBB-RPU-0001 | Remote Processing Unit | COL-RBB-MISC | Miscellaneous Equipment | RPU |  |  | RPU
8567 | COL-RBB-SP-0215 | Sampler, Influent Flow | COL-RBB | Western Beaches Tunnel (Battery Park)-Storm | Sampler |  |  | SP
8568 | COL-RBB-SP-0231 | Sampler, U. V. Flow | COL-RBB | Western Beaches Tunnel (Battery Park)-Storm | Sampler |  |  | SP
8569 | COL-RBB-SP-0231 | Sampler, U. V. Flow | COL-RBB-MISC | Miscellaneous Equipment | Sampler |  |  | SP
8570 | COL-RBB-SP-0232 | Sampler, Overflow | COL-RBB | Western Beaches Tunnel (Battery Park)-Storm | Sampler |  |  | SP
8571 | COL-RBB-SP-0232 | Sampler, Overflow | COL-RBB-MISC | Miscellaneous Equipment | Sampler |  |  | SP
8572 | COL-RBB-SS-0002 | Door Entry system, Sample Room | COL-RBB-MISC | Miscellaneous Equipment | Security System |  |  | SS
8573 | COL-RBB-SW-0001 | Switch, Inside Alarm Panel | COL-RBB | Western Beaches Tunnel (Battery Park)-Storm | Switch |  |  | SW
8574 | COL-RBB-SW-0001 | Switch, Inside Alarm Panel | COL-RBB-MISC | Miscellaneous Equipment | Switch |  |  | SW
8575 | COL-RBB-SW-0002 | Switch, Fused | COL-RBB | Western Beaches Tunnel (Battery Park)-Storm | Switch |  |  | SW
8576 | COL-RBB-SW-0002 | Switch, Fused | COL-RBB-MISC | Miscellaneous Equipment | Switch |  |  | SW
8577 | COL-RBB-SWG-0002 | Switchgear, Indoor | COL-RBB-MISC | Miscellaneous Equipment | Switchgear |  |  | SWG
8578 | COL-RBB-SWG-0003 | Switchgear, Indoor | COL-RBB | Western Beaches Tunnel (Battery Park)-Storm | Switchgear |  |  | SWG
8579 | COL-RBB-SWG-0003 | Switchgear, Indoor | COL-RBB-MISC | Miscellaneous Equipment | Switchgear |  |  | SWG
8580 | COL-RBB-SWG-0004 | Switchgear, Indoor | COL-RBB | Western Beaches Tunnel (Battery Park)-Storm | Switchgear |  |  | SWG
8581 | COL-RBB-SWG-0004 | Switchgear, Indoor | COL-RBB-MISC | Miscellaneous Equipment | Switchgear |  |  | SWG
8582 | COL-RBB-SWG-0005 | Switchgear, Indoor | COL-RBB | Western Beaches Tunnel (Battery Park)-Storm | Switchgear |  |  | SWG
8583 | COL-RBB-SWG-0005 | Switchgear, Indoor | COL-RBB-MISC | Miscellaneous Equipment | Switchgear |  |  | SWG
8584 | COL-RBB-TR-0002 | Transformer, Lighting | COL-RBB | Western Beaches Tunnel (Battery Park)-Storm | Transformer |  |  | TR
8585 | COL-RBB-TR-0002 | Transformer, Lighting | COL-RBB-MISC | Miscellaneous Equipment | Transformer |  |  | TR
8586 | COL-RBB-TR-0003 | Transformer, Lighting Panel 0001 | COL-RBB-MISC | Miscellaneous Equipment | Transformer |  |  | TR
8587 | COL-RBB-TR-0004 | Transformer, Power | COL-RBB | Western Beaches Tunnel (Battery Park)-Storm | Transformer |  |  | TR
8588 | COL-RBB-TR-0004 | Transformer, Power | COL-RBB-MISC | Miscellaneous Equipment | Transformer |  |  | TR
8589 | COL-RBB-TR-0005 | Transformer, Power | COL-RBB | Western Beaches Tunnel (Battery Park)-Storm | Transformer |  |  | TR
8590 | COL-RBB-TR-0005 | Transformer, Power | COL-RBB-MISC | Miscellaneous Equipment | Transformer |  |  | TR
8604 | COL-BCV-FA-0001S | Fire Alarm system, Drywell | COL-BCV | Carlingview Blower Station | Fire Prevention,Alarm |  | 42915 | FA
8605 | COL-BCV-FA-0001S | Fire Alarm system, Drywell | COL-BCV-MISC | Miscellaneous Equipment | Fire Prevention,Alarm |  | 42915 | FA
8645 | COL-BEB-OIT-0001 | Operator Interface Terminal | COL-BEB | Edenbridge Blower Station | Computer Equipment,Monitor |  |  | OIT
8647 | COL-RBB-UPS-0001 | UPS, Sample Room | COL-RBB-MISC | Miscellaneous Equipment | Uninterruptible Power Supply |  |  | UPS
8678 | COL-RBC-FEQ-0001S | Fire Prevention, Extinguisher | COL-RBC-MISC | Miscellaneous Equipment | Fire Prevention,Extinguisher |  | 42908 | FEQ
8679 | COL-RBC-FEQ-0001S | Fire Prevention, Extinguisher | COL-W-OBSOLETE | Col West Obsolete Entities | Fire Prevention,Extinguisher |  | 42908 | FEQ
8680 | COL-RBC-FIT-0001S | Transmitter, Flow | COL-RBC | Cowan Shaft (WBT)-storm | Transmitter |  | 47584 | FIT
8681 | COL-RBC-FIT-0001S | Transmitter, Flow | COL-RBC-MISC | Miscellaneous Equipment | Transmitter |  | 47584 | FIT
8683 | COL-RBC-FN-0001 | Fan, Exhaust | COL-RBC | Cowan Shaft (WBT)-storm | Fan |  |  | FN
8684 | COL-RBC-FN-0001 | Fan, Exhaust | COL-RBC-MISC | Miscellaneous Equipment | Fan |  |  | FN
8687 | COL-RBC-HPU-0001 | Drive, Hydraulic system | COL-RBC | Cowan Shaft (WBT)-storm | Drive |  |  | HPU
8688 | COL-RBC-HTR-0001 | Heater, Baseboard | COL-RBC-MISC | Miscellaneous Equipment | Heater |  |  | HTR
8689 | COL-RBC-JIT-0001 | Meter, Power Indicating Transmitter | COL-RBC | Cowan Shaft (WBT)-storm | Meter |  |  | JIT
8690 | COL-RBC-JIT-0001 | Meter, Power Indicating Transmitter | COL-RBC-MISC | Miscellaneous Equipment | Meter |  |  | JIT
8691 | COL-RBC-JIT-0002 | Meter, Power Indicating Transmitter | COL-RBC | Cowan Shaft (WBT)-storm | Meter |  |  | JIT
8692 | COL-RBC-JIT-0002 | Meter, Power Indicating Transmitter | COL-RBC-MISC | Miscellaneous Equipment | Meter |  |  | JIT
8694 | COL-RBC-LIT-0001S | Level Indicating Transmitter | COL-RBC | Cowan Shaft (WBT)-storm | Transmitter,Level |  | 47581 | LIT
8695 | COL-RBC-LIT-0301S | Transmitter, Level | COL-W-OBSOLETE | Col West Obsolete Entities | Transmitter,Level |  | 47583 | LIT
8696 | COL-RBC-LP-0002 | Control Panel, Lighting | COL-RBC | Cowan Shaft (WBT)-storm | Control Panel |  |  | LP
8697 | COL-RBC-LP-0002 | Control Panel, Lighting | COL-RBC-MISC | Miscellaneous Equipment | Control Panel |  |  | LP
8698 | COL-RBC-RPU-0001 | Remote Processing Unit | COL-RBC | Cowan Shaft (WBT)-storm | RPU |  |  | RPU
8699 | COL-RBC-SC-0001 | Screen, Remembrance Trashrack,Shaft,Interception chamber | COL-RBC | Cowan Shaft (WBT)-storm | Sampler |  |  | SC
8700 | COL-RBC-SC-0003 | Screen, Dufferin Trashrack,Shaft,Interception chamber | COL-RBC-MISC | Miscellaneous Equipment | Sampler |  |  | SC
8701 | COL-RBC-SP-0313 | Sampler, Overflow | COL-RBC | Cowan Shaft (WBT)-storm | Sampler |  |  | SP
8704 | COL-RBC-WEL-0100 | Wet well | COL-RBC | Cowan Shaft (WBT)-storm | Well |  |  | WEL
8707 | COL-RBG-CP-0001 | Control Panel, Operator | COL-RBG | Glendale Shaft (WBT)-storm | Control Panel |  |  | CP
8708 | COL-RBG-CP-0001 | Control Panel, Operator | COL-RBG-MISC | Miscellaneous Equipment | Control Panel |  |  | CP
8710 | COL-RBG-DM-0001 | Damper/Louver, Sample Room | COL-RBG | Glendale Shaft (WBT)-storm | Damper/Louver |  |  | DM
8712 | COL-RBG-FIT-0001 | Flow Indicating Transmittetr, | COL-RBG | Glendale Shaft (WBT)-storm | Transmitter |  |  | FIT
8713 | COL-RBG-FN-0001 | Fan, Exhaust | COL-RBG | Glendale Shaft (WBT)-storm | Fan |  |  | FN
8714 | COL-RBG-G-0001 | Sluice Gate, | COL-RBG | Glendale Shaft (WBT)-storm | Transmitter |  |  | G
8717 | COL-RBG-HPU-0001 | Drive, Hydraulic system | COL-RBG | Glendale Shaft (WBT)-storm | Drive |  |  | HPU
8718 | COL-RBG-HPU-0001 | Drive, Hydraulic system | COL-RBG-MISC | Miscellaneous Equipment | Drive |  |  | HPU
8719 | COL-RBG-HTR-0001 | Heater, Baseboard | COL-RBG | Glendale Shaft (WBT)-storm | Heater |  |  | HTR
8720 | COL-RBG-HTR-0001 | Heater, Baseboard | COL-RBG-MISC | Miscellaneous Equipment | Heater |  |  | HTR
8721 | COL-RBG-JIT-0001 | Meter, Power Indicating Transmitter | COL-RBG-MISC | Miscellaneous Equipment | Meter |  |  | JIT
8723 | COL-RBG-LIT-0001 | Level Indicating Transmitter | COL-RBG-MISC | Miscellaneous Equipment | Transmitter,Level |  |  | LIT
8724 | COL-RBG-LIT-0401 | Transmitter, Level | COL-RBG | Glendale Shaft (WBT)-storm | Transmitter,Level |  |  | LIT
8725 | COL-RBG-LP-0001 | Control Panel, Lighting | COL-RBG-MISC | Miscellaneous Equipment | Control Panel |  |  | LP
8726 | COL-RBG-LP-0002 | Control Panel, Power Dist. | COL-RBG | Glendale Shaft (WBT)-storm | Control Panel |  |  | LP
8727 | COL-RBG-RPU-0001 | Remote Processing Unit | COL-RBG-MISC | Miscellaneous Equipment | RPU |  |  | RPU
8729 | COL-RBG-SP-0414 | Sampler, Overflow | COL-RBG | Glendale Shaft (WBT)-storm | Sampler |  |  | SP
8730 | COL-SHD-MISC | Miscellaneous Equipment | COL-SHD | Hyde Ave Storm Storage Tank
8734 | COL-SKW-CB-0001 | Circuit Breaker, Main | COL-SKW | Kew Beach Detention Tank (Kenilworth)-storm | Circuit Breaker |  |  | CB
8735 | COL-SKW-CB-0001 | Circuit Breaker, Main | COL-SKW-MISC | Miscellaneous Equipment | Circuit Breaker |  |  | CB
8736 | COL-SKW-CB-0004 | Circuit Breaker, Lighting Panel | COL-SKW | Kew Beach Detention Tank (Kenilworth)-storm | Circuit Breaker |  |  | CB
8737 | COL-SKW-CB-0004 | Circuit Breaker, Lighting Panel | COL-SKW-MISC | Miscellaneous Equipment | Circuit Breaker |  |  | CB
8738 | COL-SKW-CH-0002 | Chamber, Valve | COL-SKW | Kew Beach Detention Tank (Kenilworth)-storm | Chamber |  |  | CH
8739 | COL-SKW-CH-0002 | Chamber, Valve | COL-SKW-MISC | Miscellaneous Equipment | Chamber |  |  | CH
8740 | COL-SKW-CH-0003 | Chamber, Water | COL-SKW | Kew Beach Detention Tank (Kenilworth)-storm | Chamber |  |  | CH
8741 | COL-SKW-CH-0004 | Manhole, Sanitary Intercepting Server Monitoring | COL-SKW | Kew Beach Detention Tank (Kenilworth)-storm | Chamber |  |  | CH
8745 | COL-SKW-FQ-0001 | Meter, Flow | COL-SKW | Kew Beach Detention Tank (Kenilworth)-storm | Meter,Flow |  |  | FQ
8746 | COL-SKW-FQ-0001 | Meter, Flow | COL-SKW-MISC | Miscellaneous Equipment | Meter,Flow |  |  | FQ
8750 | COL-SKW-GRF-0001 | Indicator, Ground Fault | COL-SKW | Kew Beach Detention Tank (Kenilworth)-storm |  |  |  | GRF
8751 | COL-SKW-GRF-0001 | Indicator, Ground Fault | COL-SKW-MISC | Miscellaneous Equipment |  |  |  | GRF
8752 | COL-SKW-HTR-0001 | Heater, Baseboard | COL-SKW | Kew Beach Detention Tank (Kenilworth)-storm | Heater |  |  | HTR
8753 | COL-SKW-HTR-0002 | Heater, Baseboard | COL-SKW | Kew Beach Detention Tank (Kenilworth)-storm | Heater |  |  | HTR
8754 | COL-SKW-JIT-0001 | Meter, Power Indicating Transmitter | COL-SKW | Kew Beach Detention Tank (Kenilworth)-storm | Meter |  |  | JIT
8755 | COL-SKW-JIT-0001 | Meter, Power Indicating Transmitter | COL-SKW-MISC | Miscellaneous Equipment | Meter |  |  | JIT
8758 | COL-SKW-LP-0001 | Control Panel, Electrical | COL-SKW | Kew Beach Detention Tank (Kenilworth)-storm | Control Panel |  |  | LP
8759 | COL-SKW-LP-0001 | Control Panel, Electrical | COL-SKW-MISC | Miscellaneous Equipment | Control Panel |  |  | LP
8760 | COL-SKW-LSH-0201 | Switch, Level-High | COL-SKW | Kew Beach Detention Tank (Kenilworth)-storm | Switch,Level |  |  | LSH
8761 | COL-SKW-LSH-0201 | Switch, Level-High | COL-SKW-MISC | Miscellaneous Equipment | Switch,Level |  |  | LSH
8762 | COL-SKW-LSH-0202 | Switch, Level-High | COL-SKW | Kew Beach Detention Tank (Kenilworth)-storm | Switch,Level |  |  | LSH
8763 | COL-SKW-LSH-0202 | Switch, Level-High | COL-SKW-MISC | Miscellaneous Equipment | Switch,Level |  |  | LSH
8764 | COL-SKW-MCC-0001 | Motor Control Centre | COL-SKW | Kew Beach Detention Tank (Kenilworth)-storm | Control Panel,MCC |  |  | MCC
8765 | COL-SKW-MISC | Miscellaneous Equipment | COL-SKW | Kew Beach Detention Tank (Kenilworth)-storm
8766 | COL-SKW-P-0001 | Pump, Submersible | COL-SKW | Kew Beach Detention Tank (Kenilworth)-storm | Pump |  | 34124 | P
8767 | COL-SKW-TR-0001 | Transformer, Lighting | COL-SKW-MISC | Miscellaneous Equipment | Transformer |  |  | TR
8768 | COL-SKW-UPS-0001 | UPS, RPU | COL-SKW | Kew Beach Detention Tank (Kenilworth)-storm | Uninterruptible Power Supply |  |  | UPS
8769 | COL-SKW-UPS-0001 | UPS, RPU | COL-SKW-MISC | Miscellaneous Equipment | Uninterruptible Power Supply |  |  | UPS
8791 | COL-SMC-AIT-0001 | Analysis Indicating Transmitter, Gas | COL-SMC | Maclean Detention Tank-storm | Transmitter |  |  | AIT
8792 | COL-SMC-ALR-0101 | Control Panel, Operator | COL-SMC | Maclean Detention Tank-storm | Control Panel |  |  | ALR
8796 | COL-SMC-CH-0001 | Manhole, #2 | COL-SMC | Maclean Detention Tank-storm | Chamber |  |  | CH
8797 | COL-SMC-CH-0001 | Manhole, #2 | COL-SMC-MISC | Miscellaneous Equipment | Chamber |  |  | CH
8798 | COL-SMC-CH-0002 | Manhole, #1 | COL-SMC-MISC | Miscellaneous Equipment | Chamber |  |  | CH
8799 | COL-SMC-CP-0001 | Control Panel, Operator | COL-SMC | Maclean Detention Tank-storm | Control Panel |  |  | CP
8800 | COL-SMC-CP-0002 | Control Panel, Operator | COL-SMC | Maclean Detention Tank-storm | Control Panel |  |  | CP
8801 | COL-SMC-CP-0003 | Control Panel, Operator | COL-SMC | Maclean Detention Tank-storm | Control Panel |  |  | CP
8802 | COL-SMC-CP-0003 | Control Panel, Operator | COL-SMC-MISC | Miscellaneous Equipment | Control Panel |  |  | CP
8803 | COL-SMC-CP-0004 | Control Panel, Operator | COL-SMC | Maclean Detention Tank-storm | Control Panel |  |  | CP
8804 | COL-SMC-CP-0004 | Control Panel, Operator | COL-SMC-MISC | Miscellaneous Equipment | Control Panel |  |  | CP
8805 | COL-SMC-F-0001 | Filter, Air | COL-SMC | Maclean Detention Tank-storm | Filter |  |  | F
8808 | COL-SMC-FEQ-0001S | Fire Prevention, Extinguisher | COL-SMC | Maclean Detention Tank-storm | Fire Prevention,Extinguisher |  | 46864 | FEQ
8809 | COL-SMC-FEQ-0001S | Fire Prevention, Extinguisher | COL-SMC-MISC | Miscellaneous Equipment | Fire Prevention,Extinguisher |  | 46864 | FEQ
8814 | COL-SMC-FN-0001 | Fan, Axial | COL-SMC | Maclean Detention Tank-storm | Fan |  |  | FN
8815 | COL-SMC-FN-0001 | Fan, Axial | COL-SMC-MISC | Miscellaneous Equipment | Fan |  |  | FN
8818 | COL-SMC-HTR-0001 | Heater, Unit | COL-SMC | Maclean Detention Tank-storm | Heater |  |  | HTR
8819 | COL-SMC-HTR-0001 | Heater, Unit | COL-SMC-MISC | Miscellaneous Equipment | Heater |  |  | HTR
8820 | COL-SMC-HTR-0002 | Heater, Unit | COL-SMC | Maclean Detention Tank-storm | Heater |  |  | HTR
8821 | COL-SMC-HTR-0003 | Heater, Baseboard | COL-SMC | Maclean Detention Tank-storm | Heater |  |  | HTR
8822 | COL-SMC-HTR-0003 | Heater, Baseboard | COL-SMC-MISC | Miscellaneous Equipment | Heater |  |  | HTR
8823 | COL-SMC-LIT-0001 | Transmitter, Level | COL-SMC | Maclean Detention Tank-storm | Transmitter,Level |  |  | LIT
8824 | COL-SMC-LIT-0001 | Transmitter, Level | COL-SMC-MISC | Miscellaneous Equipment | Transmitter,Level |  |  | LIT
8828 | COL-SMC-LP-0001 | Control Panel, Lighting | COL-SMC-MISC | Miscellaneous Equipment | Control Panel |  |  | LP
8829 | COL-SMC-LSH-0001 | Switch, Level-High | COL-SMC | Maclean Detention Tank-storm | Switch,Level |  |  | LSH
8830 | COL-SMC-LSH-0101 | Switch, Level-High | COL-SMC-MISC | Miscellaneous Equipment | Switch,Level |  |  | LSH
8831 | COL-SMC-LSH-0201 | Switch, Level-High | COL-SMC | Maclean Detention Tank-storm | Switch,Level |  |  | LSH
8832 | COL-SMC-LSH-0201 | Switch, Level-High | COL-SMC-MISC | Miscellaneous Equipment | Switch,Level |  |  | LSH
8833 | COL-SMC-LSH-0203 | Switch, Level-High | COL-SMC | Maclean Detention Tank-storm | Switch,Level |  |  | LSH
8834 | COL-SMC-LSL-0102 | Switch, Level-Low | COL-SMC-MISC | Miscellaneous Equipment | Switch,Level |  |  | LSL
8835 | COL-SMC-LSL-0202 | Switch, Level-Low | COL-SMC-MISC | Miscellaneous Equipment | Switch,Level |  |  | LSL
8836 | COL-SMC-MCC-0001 | Motor Control Centre | COL-SMC | Maclean Detention Tank-storm | Control Panel,MCC |  |  | MCC
8837 | COL-SMC-MCC-0001 | Motor Control Centre | COL-SMC-MISC | Miscellaneous Equipment | Control Panel,MCC |  |  | MCC
8838 | COL-SMC-MISC | Miscellaneous Equipment | COL-SMC | Maclean Detention Tank-storm
8839 | COL-SMC-P-0001 | Pump, Submersible | COL-SMC-MISC | Miscellaneous Equipment | Pump |  | 34130 | P
8840 | COL-SMC-P-0002 | Pump, Submersible | COL-SMC | Maclean Detention Tank-storm | Pump |  | 34129 | P
8841 | COL-SMC-P-0200 | Pump, CSO tank | COL-SMC | Maclean Detention Tank-storm | Pump |  |  | P
8843 | COL-SMC-T-0100 | Tank, Stormwater | COL-SMC | Maclean Detention Tank-storm | Tank |  |  | T
8844 | COL-SMC-T-0100 | Tank, Stormwater | COL-SMC-MISC | Miscellaneous Equipment | Tank |  |  | T
8845 | COL-SMC-T-0200 | Tank, CSO | COL-SMC | Maclean Detention Tank-storm | Tank |  |  | T
8860 | COL-SPC1 | Process Control Systems - Administrative | COL | Complex Systems
8861 | COL-SWQTF | Storm Water Quality Treatment Facility | COL | Complex Systems
8862 | COL-SWQTF-PS | Pumping Stations | COL-SWQTF | Storm Water Quality Treatment Facility
8863 | COL-W-OBSOLETE | Col West Obsolete Entities | COL | Complex Systems
8864 | COL-WEST-PS | West Pumping Stations | COL-WEST | West
8865 | COL-WEST-STM | Storm | COL-WEST | West
8866 | COL-YCM | Commissioners yard | COL-EAST | East
9010 | COL-CCC-MISC | Miscellaneous Equipment | COL-CCC | Charles Caccia Park Storm Sanitary Combined Water Tank
9013 | COL-CED-LIT-1001 | Transmitter, Level | COL-PLV-MISC | Miscellaneous Equipment | Transmitter,Level |  |  | LIT
9014 | COL-CED-LIT-1003 | Transmitter, Level | COL-CED-MISC | Miscellaneous Equipment | Transmitter,Level |  |  | LIT
9015 | COL-CED-MISC | Miscellaneous Equipment | COL-CED | Coatsworth Cut CSO Storage Tank
9023 | COL-CENTRAL | Central | COL | Complex Systems
9024 | COL-EAST-STM | Storm | COL-EAST | East
9466 | CU2002 | Tank, Air, Air Padding System for Chlorine Tank Cars | TAB-SUSPENDED ENTITY | Suspended entities | Tank,Reservoir
9501 | DEE-INORG-P | Pipettes - Inorganic | BOM-LAB-COM | Laboratory - Commissioners St.
9502 | DEE-ORG-P | Pipettes - Organic | BOM-LAB-DEE-INORG | Laboratory - Inorganic
9503 | DEE-ORG-P | Pipettes - Organic | BOM-LAB-DEE-ORG | Laboratory - Organic
9531 | DIS | District Operations | WT&S | Water Treatment & Supply
9532 | DIS-SPC | Process Control Systems | DIS-ITM | Integrated Technology Management
9533 | DIS-YFW | Building Location | DIS-EUS | Production & End User Support
9534 | DIS-YME | Building Location | DIS-EUS | Production & End User Support
9535 | DIS-YNL | Building Location | DIS-EUS | Production & End User Support
9570 | DOS | DIVISIONAL OPERATIONS SERVICES | OS | Operational Support
9571 | DOS ADMIN | Administration | DOS | DIVISIONAL OPERATIONS SERVICES
9900 | ECC | Etobicoke Civic Centre | BUS | Business Unit Support
9901 | ECC-ADMIN-BLDG | Building Location | ECC-EUS | Production & End User Support
9902 | ECC-DECOM | Building Location | ECC-EUS | Production & End User Support
9903 | ECC-ITM | Integrated Technology Management | ECC | Etobicoke Civic Centre
9904 | ECC-STORE | Computer Storage Location | ECC-EUS | Production & End User Support
9914 | ELQ1854 | Electrical Services 110 - 220V, Dewatering | THC-SUSPENDED | Suspended entity | Building Service,Electrical 110 - 220 V |  | 32290
9917 | ENG | DOS - ENGINEERING | DOS | DIVISIONAL OPERATIONS SERVICES
9972 | FAC | DOS - FACILITIES | DOS | DIVISIONAL OPERATIONS SERVICES
9973 | FAC-PHA | YARD - 125 PHARMACY ROAD | FAC | DOS - FACILITIES
9974 | FAC-PHA-GRD | GROUNDS | FAC-PHA | YARD - 125 PHARMACY ROAD
9977 | FAC-YCM-EQUIP | EQUIPMENT | FAC-YCM | YARD - 545 COMMISSIONERS ROAD
9979 | FAC-YCM-GRD | GROUNDS | FAC-YCM | YARD - 545 COMMISSIONERS ROAD
9997 | FCL | R L Clark Water Treatment Plant | TW | Toronto Water
9998 | FCL | R L Clark Water Treatment Plant | WT&S | Water Treatment & Supply
9999 | FCL ADMIN | Administration | FCL | R L Clark Water Treatment Plant
10000 | FCL COMMUNICATIONS | FCL Communications | FCL-SPC1 | Process Control Systems - Administrative
10001 | FCL PLC | FCL PLC | FCL-SPC1 | Process Control Systems - Administrative
10002 | FCL SCADA SERVERS | FCL SCADA Servers | FCL-SPC1 | Process Control Systems - Administrative
10003 | FCL SERVER ROOM | Communication Switch | FCL-SPC | Process Control Systems - Services Area
10004 | FCL-ACC-AC-0301 | Air Conditioner, Indoor Liebert Unit, High Lift/Admin Building, Computer Room | FCL-ACC-P-HL | High Lift Pumping Station HVAC Equipment |  |  |  | AC
10005 | FCL-ACC-ADMIN | Administration Building HVAC Equipment | FCL-ACC | Climate Control (HVAC)
10006 | FCL-ACC-AHU-0010 | Air Handling Unit, 7.5 HP, Filter Building Lab, High Lift Pump Room Roof Top, First floor, Admin Builidng. | FCL-ACC-FLT | Filter Building HVAC Equipment |  |  |  | AHU
10019 | FCL-ACC-AHU-0901-SUS | Air Handling Unit, Centrifuge Building, HVAC Room South | FCL-SUSPENDED | Suspended entity |  |  | 42186 | AHU
10022 | FCL-ACC-AHU-0902-SUS | Air Handling Unit, RMF Clarification Facility, Electrical Room | FCL-ACC-RMF | Residue Management HVAC Equipment |  |  | 42187 | AHU
10023 | FCL-ACC-AHU-0902-SUS | Air Handling Unit, RMF Clarification Facility, Electrical Room | FCL-SUSPENDED | Suspended entity |  |  | 42187 | AHU
10033 | FCL-ACC-AT-0202A | Analyzer, Humidity, Flocculation/Sedimentation Building, Tunnel Dehumidification System | FCL-ACC-P-HL | High Lift Pumping Station HVAC Equipment |  |  |  | AT
10034 | FCL-ACC-AT-0301 | Analyzer, Humidity, AHU-0303, Admin Building | FCL-ACC-AHU-0303 | Air Handling Unit, Roof Top, Admin Building Top of N/E Stairwell |  |  |  | AT
10036 | FCL-ACC-AT-0402 | Analyzer, Humidity, High Lift Pump Room N/E | FCL-ACC-FN-0402 | Fan, Tube, Axial, S/E Recirculation System, High Lift PS Room S/E, HVAC Room |  |  |  | AT
10037 | FCL-ACC-AT-0403 | Analyzer, Humidity, Outside, High Lift Electrical Switchyard | FCL-ACC-FN-0403 | Fan, Tube, Axial, N/E Recirculation System, Beside High Lift Pump floor, HVAC Room |  |  |  | AT
10038 | FCL-ACC-AT-0404 | Analyzer, Humidity, High Lift Electrical Equipment Room | FCL-ACC-FN-0408 | Fan, Propeller, Exhaust, High Lift Switchgear Room North/West |  |  |  | AT
10039 | FCL-ACC-AT-0405 | Analyzer, Humidity, High Lift Electrical Shop | FCL-ACC-FN-0451 | Fan, Exhaust, High Lift Building, Basement B1, Electrical Shop, East Wall |  |  |  | AT
10040 | FCL-ACC-AT-0406 | Analyzer, Humidity, Outside Admin Building West, South of Server Room/PCS room | FCL-ACC-ADMIN | Administration Building HVAC Equipment |  |  |  | AT
10043 | FCL-ACC-AT-0801A | Analyzer, Humidity, Dehumidifier D-0801 Surge Building South | FCL-ACC-D-0801 | Dehumidifier, Surge Building N/W |  |  |  | AT
10045 | FCL-ACC-CP-0101 | Control Panel, HVAC and Heating System, Low Lift Screen Room & MCC Room Ventilation | FCL-ACC-P-LL | Low Lift Pumping Station HVAC Equipment |  |  |  | CP
10047 | FCL-ACC-CP-0201B | Control Panel, HVAC and Heating System, Flocculation/Sedimentation | FCL-ACC-P-HL | High Lift Pumping Station HVAC Equipment |  |  |  | CP
10051 | FCL-ACC-CT-0301 | Controller, AHU-0301, Admin Building | FCL-ACC-AHU-0301 | Air Handling Unit, Roof Top Unit, Admin Building Roof West |  |  |  | CT
10052 | FCL-ACC-CT-0312 | Controller, Baseboard Heaters, Admin Building, First Floor | FCL-ACC-ADMIN | Administration Building HVAC Equipment |  |  |  | CT
10053 | FCL-ACC-CT-0324 | Controller, Baseboard Heaters, Admin Building, Second Floor | FCL-ACC-ADMIN | Administration Building HVAC Equipment |  |  |  | CT
10054 | FCL-ACC-CT-0901 | Controller, AHU-0901, RMF Clarification Building | FCL-ACC-AHU-0901-SUS | Air Handling Unit, Centrifuge Building, HVAC Room South |  |  |  | CT
10055 | FCL-ACC-CT-0905 | Controller, AHU-0906, RMF Clarification Building | FCL-ACC-AHU-0905-SUS | Air Handling Unit, RMF Clarification Facility, HVAC Room 1, Ground Floor |  |  |  | CT
10056 | FCL-ACC-CU-0301 | Condensing Unit, Admin Building AC-0301, High Lift/Admin Building Roof Above Computer Room | FCL-ACC-ADMIN | Administration Building HVAC Equipment |  |  |  | CU
10067 | FCL-ACC-DM-0202 | Damper, Motorized, Air to Lunch Room/Locker Room/Lobby, Dry Chemical Building | FCL-ACC-P-LL | Low Lift Pumping Station HVAC Equipment |  |  |  | DM
10069 | FCL-ACC-DM-0301 | Damper, Motorized, Inlet AHU-0303, Admin Building | FCL-ACC-AHU-0303 | Air Handling Unit, Roof Top, Admin Building Top of N/E Stairwell |  |  |  | DM
10072 | FCL-ACC-DM-0404B | Damper, Motorized, AHU-0401 Reactivated Air Intake, High Lift Heating & Ventilation Room | FCL-ACC-AHU-0401 | Air Handling Unit, High Lift PS Control Room,Electrical Shop,Basement Office Air Supply,Control Room |  |  |  | DM
10074 | FCL-ACC-DM-0501 | Damper, Motorized, East Dehumidification D-0501 Air Intake, Filter Building, Filter Gallery Walkway | FCL-ACC-D-0501 | Dehumidifier, Filter Building East Dehumidication System, Filter Pipe Gallery East |  |  |  | DM
10075 | FCL-ACC-DM-0502 | Damper, Motorized, East Dehumidification D-0501 Reactivation Air Intake, Filter Building, Gallery Walkway | FCL-ACC-D-0501 | Dehumidifier, Filter Building East Dehumidication System, Filter Pipe Gallery East |  |  |  | DM
10077 | FCL-ACC-DM-0901B | Damper, Motorized, Reactivation Air, AHU-0903, RMF Centrifuge Building | FCL-ACC-AHU-0903-SUS | Air Handling Unit, Centrifuge Building, HVAC Room North |  |  |  | DM
10078 | FCL-ACC-DM-0902B | Damper, Motorized, Supply Air, AHU-0903, RMF Centrifuge Building | FCL-ACC-AHU-0903-SUS | Air Handling Unit, Centrifuge Building, HVAC Room North |  |  |  | DM
10079 | FCL-ACC-DM-0905 | Damper, Motorized, Reactivation Air, AHU-0901, RMF Centrifuge Building | FCL-ACC-AHU-0901-SUS | Air Handling Unit, Centrifuge Building, HVAC Room South |  |  |  | DM
10080 | FCL-ACC-DM-0906 | Damper, Motorized, Condenser Cooling Air Exhaust, AHU-0901, RMF Centrifuge Building | FCL-ACC-AHU-0901-SUS | Air Handling Unit, Centrifuge Building, HVAC Room South |  |  |  | DM
10081 | FCL-ACC-DM-0907 | Damper, Motorized, Fresh Air, AHU-0905, RMF Clarification Building | FCL-ACC-AHU-0905-SUS | Air Handling Unit, RMF Clarification Facility, HVAC Room 1, Ground Floor |  |  |  | DM
10082 | FCL-ACC-DM-0908 | Damper, Motorized, Reactivation Air, AHU-0904, RMF Clarification Building | FCL-ACC-AHU-0904-SUS | Air Handling Unit, RMF Clarification Facility, Exit Corridor North |  |  |  | DM
10083 | FCL-ACC-DM-0912 | Damper, Motorized, Exhaust Air, FN-0902, RMF Clarification Building, HVAC Room No.1 | FCL-ACC-FN-0902 | Fan, Exhaust, (FN-0002), 1.5kW. RMF, Clarification Facility, HVAC Room 1 |  |  |  | DM
10084 | FCL-ACC-F-0101 | Filter, Inlet, AHU-0101, Low Lift PS Screen Room E | FCL-ACC-AHU-0101 | Air Handling Unit, Low Lift Screen Room Ventilation System, Low lift Screen Room |  |  |  | F
10085 | FCL-ACC-F-0102 | Filter, Inlet, AHU-0102, Low Lift PS Electrical Room S | FCL-ACC-AHU-0101 | Air Handling Unit, Low Lift Screen Room Ventilation System, Low lift Screen Room |  |  |  | F
10086 | FCL-ACC-F-0203 | Filter, Fan FN-0201 Air Inlet, Dry Chemical Building | FCL-ACC-FN-0201 | Fan, Vane, Axial, Lunch Room/Locker Room/Washroom/Lobby Ventilation System, Dry Chemical Building |  |  |  | F
10087 | FCL-ACC-F-0204 | Filter, Air to Flocculation/Sedimentation Tunnel Dehumidification System, Dry Chemical BuildingBsmnt. W | FCL-ACC-P-LL | Low Lift Pumping Station HVAC Equipment |  |  |  | F
10088 | FCL-ACC-F-0207 | Filter, Dry Chemical Building Ventilation, FN-0208, Alum Storage Tanks, Basement | FCL-ACC-FN-0208 | Fan, Vane, Axial, Dry Chemical Building Ventilation System, Dry Chemical Storage Area East |  |  |  | F
10089 | FCL-ACC-F-0301 | Filter, Inlet, AHU-0303, Admin Building | FCL-ACC-AHU-0303 | Air Handling Unit, Roof Top, Admin Building Top of N/E Stairwell |  |  |  | F
10090 | FCL-ACC-F-0302 | Filter, Outlet, AHU-0303, Admin Building | FCL-ACC-AHU-0303 | Air Handling Unit, Roof Top, Admin Building Top of N/E Stairwell |  |  |  | F
10091 | FCL-ACC-F-0403 | Filter, FN-0403 Inlet, N/W Recirculation System, High Lift Pump Room N/W | FCL-ACC-FN-0403 | Fan, Tube, Axial, N/E Recirculation System, Beside High Lift Pump floor, HVAC Room |  |  |  | F
10092 | FCL-ACC-F-0407 | Filter, AHU-0401 Air Intake, High Lift Heating & Ventilation Room | FCL-ACC-AHU-0401 | Air Handling Unit, High Lift PS Control Room,Electrical Shop,Basement Office Air Supply,Control Room |  |  |  | F
10093 | FCL-ACC-F-0501 | Filter, Air, East Dehumidification D-0501, Filter Building, Filter Gallery Walkway | FCL-ACC-D-0501 | Dehumidifier, Filter Building East Dehumidication System, Filter Pipe Gallery East |  |  |  | F
10094 | FCL-ACC-F-0502 | Filter, Reactivation Air, East Dehumidification D-0501, Filter Building, Filter Gallery Walkway | FCL-ACC-D-0501 | Dehumidifier, Filter Building East Dehumidication System, Filter Pipe Gallery East |  |  |  | F
10095 | FCL-ACC-F-0602 | Filter, Reactivation Air, West Dehumidification D-0601, Filter Building, Pipe Gallery Walkway South | FCL-ACC-D-0601 | Dehumidifier, Filter Building West Dehumidication System, Filter Pipe Gallery West |  |  |  | F
10096 | FCL-ACC-F-0701 | Filter, Fan F-0701 Air Intake, Gaseous Chemical Building, Cl&SO2 Machine Room/Storage Room Ventilation | FCL-ACC-FN-0701 | Fan, Vane, Axial, Supply, Cl&SO2 Machine Room/Storage Room Ventilation System, Gaseous Chemical Bldg |  |  |  | F
10097 | FCL-ACC-F-0902B | Filter, Reactive. Air, RMF Clarification Building, Dehumidification System D-0602, RMF Building Hallway | FCL-ACC-D-0602 | Dehumidifier, Residue Management Facility Clarification Facility/North side ,east tunnel wall |  |  |  | F
10098 | FCL-ACC-F-0904A | Filter, Intake Air, RMF Clarification Building, Dehumidification System D-0604, RMF Building Hallway | FCL-ACC-D-0604 | Dehumidifier, Residue Management Facility Clarification Facility/North |  |  |  | F
10099 | FCL-ACC-F-0905A | Filter, Intake Air, RMF Clarification Building, Dehumidification System D-0605, RMF Building Hallway | FCL-ACC-D-0605 | Dehumidifier, Residue Management Facility Clarification Facility/South |  |  |  | F
10100 | FCL-ACC-F-0905B | Filter, Reactive. Air, RMF Clarification Building, Dehumidification System D-0605, RMF Building Hallway | FCL-ACC-D-0605 | Dehumidifier, Residue Management Facility Clarification Facility/South |  |  |  | F
10101 | FCL-ACC-FA-0021 | Smoke Detector, Fire Alarm, Filter Building Lab | FCL-ACC-FLT | Filter Building HVAC Equipment |  |  |  | FA
10102 | FCL-ACC-FA-0022 | Smoke Detector, Fire Alarm, Filter Building Lab | FCL-ACC-FLT | Filter Building HVAC Equipment |  |  |  | FA
10107 | FCL-ACC-FA-0301 | Smoke Detector, Fire Alarm, Air Handling Unit AHU-0303, Admin Building | FCL-ACC-AHU-0303 | Air Handling Unit, Roof Top, Admin Building Top of N/E Stairwell |  |  |  | FA
10113 | FCL-ACC-FA-0410 | Smoke Detector, Fire Alarm, High Lift Heating, Back of Control Room Ventilation | FCL-ACC-AHU-0401 | Air Handling Unit, High Lift PS Control Room,Electrical Shop,Basement Office Air Supply,Control Room |  |  |  | FA
10114 | FCL-ACC-FA-0422 | Smoke Detector, Fire Alarm, E House Ceiling South | FCL-ACC | Climate Control (HVAC) |  |  |  | FA
10119 | FCL-ACC-FLT | Filter Building HVAC Equipment | FCL-ACC | Climate Control (HVAC)
10120 | FCL-ACC-FN-0012 | Fan (FN-8), Exhaust,workshop and MCC room , Gaseous Chemical Building, Roof | FCL-ACC-CL | Gaseous Chemical Building HVAC Equipment |  |  |  | FN
10121 | FCL-ACC-FN-0013 | Fan(FN-7) Exhaust, Corridor/Washrooms/Lab, Gaseous Chemical Building, Roof | FCL-ACC-CL | Gaseous Chemical Building HVAC Equipment |  |  |  | FN
10122 | FCL-ACC-FN-0014 | Fan (FN-29) Exhaust,Washroom & locker rooms, Gaseous Chemical Building, Roof | FCL-ACC-CL | Gaseous Chemical Building HVAC Equipment |  |  |  | FN
10124 | FCL-ACC-FN-0020 | Fan, Exhaust, 0.75 HP, Filter Building, Lab, Admin Bulidng roof, Acces roof from 2nd floor lunchroom door | FCL-ACC-FLT | Filter Building HVAC Equipment |  |  |  | FN
10187 | FCL-ACC-FN-0302 | Fan Hood, Admin Building Second Floor, Kitchen 213 West | FCL-ACC-ADMIN | Administration Building HVAC Equipment |  |  |  | FN
10188 | FCL-ACC-FN-0303 | Fan, Roof, Sanitary, Admin Building Second Floor, Female Washroom | FCL-ACC-ADMIN | Administration Building HVAC Equipment |  |  |  | FN
10195 | FCL-ACC-FN-0408 | Fan, Propeller, Exhaust, High Lift Switchgear Room North/West | FCL-ACC-P-HL | High Lift Pumping Station HVAC Equipment |  |  |  | FN
10200 | FCL-ACC-FN-0421 | Fan, Supply, E House, South Wall | FCL-ACC | Climate Control (HVAC) |  |  |  | FN
10211 | FCL-ACC-FN-0608 | Exhaust Fan, Residue Management Facility Clarification Facility Pump Room/South | FCL-ACC-RMF | Residue Management HVAC Equipment |  |  |  | FN
10227 | FCL-ACC-FN-0901 | Fan, Exhaust, (FN-0001), 0.04kW. RMF, Clarification Facility, Washroom Exhaust Fan | FCL-ACC-RMF | Residue Management HVAC Equipment |  |  |  | FN
10266 | FCL-ACC-FN-0902 | Fan, Exhaust, (FN-0002), 1.5kW. RMF, Clarification Facility, HVAC Room 1 | FCL-ACC-RMF | Residue Management HVAC Equipment |  |  |  | FN
10267 | FCL-ACC-FN-0903 | Fan, Exhaust, (FN-0003), 1.5kW. RMF, Clarification Facility, HVAC Room 2 | FCL-ACC-RMF | Residue Management HVAC Equipment |  |  |  | FN
10268 | FCL-ACC-FN-0904 | Fan, Exhaust, (FN-0003), 1.5kW. RMF, Centrifuge Building, HVAC Room | FCL-ACC-RMF | Residue Management HVAC Equipment |  |  |  | FN
10269 | FCL-ACC-FN-408,9,10 | Switchgear Rm. Vent. Sys. (FN-0408,09,10) FN-51, HU-3A,B | FCL-ACC | Climate Control (HVAC) |  |  |  | FN
10270 | FCL-ACC-FN-408,9,10 | Switchgear Rm. Vent. Sys. (FN-0408,09,10) FN-51, HU-3A,B | FCL-ACC-P-HL | High Lift Pumping Station HVAC Equipment |  |  |  | FN
10271 | FCL-ACC-FN-704,5 | Chlor.&Sulph. Dio.Mah. Rm.Stor.Vent.Sys.FN-0704(FN-4) & FN-0705(FN-5) | FCL-ACC-CL | Gaseous Chemical Building HVAC Equipment |  |  |  | FN
10272 | FCL-ACC-FN-AM | Alum Storge & Tank RM. VENT. Sys. | FCL-ACC-P-LL | Low Lift Pumping Station HVAC Equipment
10273 | FCL-ACC-FN-LL | LL Screen Rm Exh. Sys -FN-0102(15-2), -0103(15-3), 0104(15-4) | FCL-ACC-P-LL | Low Lift Pumping Station HVAC Equipment
10278 | FCL-ACC-FS-0411 | Switch, Loss of Air Flow, High Lift Switchgear Room Ventilation, High Lift PS Corridor | FCL-ACC-FN-0406 | Fan, Exhaust, High Lift PS Roof S/W |  |  |  | FS
10284 | FCL-ACC-HE-0106 | Heat Exchanger, Pump Room West Recirculation System, Low Lift Pump Room W | FCL-ACC-P-LL | Low Lift Pumping Station HVAC Equipment |  |  |  | HE
10285 | FCL-ACC-HE-0203 | Heat Exchanger, Cooling Coil, AHU-0203, Dry Chemical Building | FCL-ACC-AHU-0203 | Air Handling Unit(Heat Pump- HU 4), Lunch/Locker/Meeting Room Heat Pump System, Dry Chemical Building Locker Room, low lift area |  |  |  | HE
10289 | FCL-ACC-HE-0408 | Heat Exchanger, Cooling Coil, FN-0410 Exhaust, High Lift Switchgear Room Ventilation, Elec.Equipment Rm | FCL-ACC-FN-0410 | Destiny Air Handling unit- High Lift Corridor S/E |  |  |  | HE
10290 | FCL-ACC-HE-0601 | Heat Exchanger, Cooling Coil, D-0601 ,Filter Building, East Dehumidification System | FCL-ACC-D-0601 | Dehumidifier, Filter Building West Dehumidication System, Filter Pipe Gallery West |  |  |  | HE
10291 | FCL-ACC-HTR-0002 | Heater, Unit, Electric, 15kW, Gaseous Chemical Building, Cl & SO2 Storage Room N/W | FCL-ACC-CL | Gaseous Chemical Building HVAC Equipment |  |  |  | HTR
10292 | FCL-ACC-HTR-0003 | Heater, Unit, Electric, 15kW, Gaseous Chemical Building, Cl & SO2 Storage Room N | FCL-ACC-CL | Gaseous Chemical Building HVAC Equipment |  |  |  | HTR
10293 | FCL-ACC-HTR-0004 | Heater, Unit, Electric, 15kW, Gaseous Chemical Building, Cl & SO2 Storage Room N | FCL-ACC-CL | Gaseous Chemical Building HVAC Equipment |  |  |  | HTR
10294 | FCL-ACC-HTR-0013 | Heater, Unit, Electric, 3kW, Gaseous Chemical Building, Cl2&SO2 Storage Room W | FCL-ACC-CL | Gaseous Chemical Building HVAC Equipment |  |  |  | HTR
10295 | FCL-ACC-HTR-0018 | Heater, Unit, Electric, 3kW, Gaseous Chemical Building, Cl2&SO2 Storage Room S/W | FCL-ACC-CL | Gaseous Chemical Building HVAC Equipment |  |  |  | HTR
10296 | FCL-ACC-HTR-0030 | Heater, Convection, Electric, 2kW, Gaseous Chemical Building, MCC Room N/W | FCL-ACC-CL | Gaseous Chemical Building HVAC Equipment |  |  |  | HTR
10297 | FCL-ACC-HTR-0031B | Heater, Convection, Electric, 2kW, Gaseous Chemical Building, Corridor to MCC Room S | FCL-ACC-CL | Gaseous Chemical Building HVAC Equipment |  |  |  | HTR
10298 | FCL-ACC-HTR-0033 | Heater, Convection, Electric, 2kW, Gaseous Chemical Building, Fluoride Room N | FCL-ACC-CL | Gaseous Chemical Building HVAC Equipment |  |  |  | HTR
10299 | FCL-ACC-HTR-0034 | Heater, Convection, Electric, 2kW, Gaseous Chemical Building, Caustic Soda Storage Room W | FCL-ACC-CL | Gaseous Chemical Building HVAC Equipment |  |  |  | HTR
10300 | FCL-ACC-HTR-0035 | Heater, Convection, Electric, 2kW, Gaseous Chemical Building, West Stairs First Floor | FCL-ACC-CL | Gaseous Chemical Building HVAC Equipment |  |  |  | HTR
10301 | FCL-ACC-HTR-0037B | Heater, Convection, Electric, 3kW, Gaseous Chemical Building, Ammonia Storage Room W | FCL-ACC-CL | Gaseous Chemical Building HVAC Equipment |  |  |  | HTR
10302 | FCL-ACC-HTR-0039 | Heater, Unit, Electrical, 5kW, Gaseous Chemical Building, Ammonia Storage Room N/E | FCL-ACC-CL | Gaseous Chemical Building HVAC Equipment |  |  |  | HTR
10303 | FCL-ACC-HTR-0043 | Heater, Convection, Electric, 2kW, Gaseous Chemical Building, Locker Room Second Floor W | FCL-ACC-CL | Gaseous Chemical Building HVAC Equipment |  |  |  | HTR
10304 | FCL-ACC-HTR-0046 | Heater, Convection, Electric, 2kW, Gaseous Chemical Building, Janitor Room | FCL-ACC-CL | Gaseous Chemical Building HVAC Equipment |  |  |  | HTR
10305 | FCL-ACC-HTR-0047 | Heater, Convection, Electric, 2kW, Gaseous Chemical Building, Caustic Soda Room N/E | FCL-ACC-CL | Gaseous Chemical Building HVAC Equipment |  |  |  | HTR
10306 | FCL-ACC-HTR-0053 | Heater, Convection, Electric, Gaseous Chemical Building, Lunch Room | FCL-ACC-CL | Gaseous Chemical Building HVAC Equipment |  |  |  | HTR
10313 | FCL-ACC-HTR-0107 | Heater, (CH-13) Convention, Electric, 1kW, Low Lift Building, Pump Room Basement Stairwell S/E | FCL-ACC-P-LL | Low Lift Pumping Station HVAC Equipment |  |  |  | HTR
10314 | FCL-ACC-HTR-0108 | Heater, (CH-13) Convention, Electric, 1kW, Low Lift Building, Pump Room Stairwell S/W | FCL-ACC-P-LL | Low Lift Pumping Station HVAC Equipment |  |  |  | HTR
10315 | FCL-ACC-HTR-0109 | Heater, (CH-11) Convention, Electric, 750W, Low Lift Building, Pump Room West Wall | FCL-ACC-P-LL | Low Lift Pumping Station HVAC Equipment |  |  |  | HTR
10316 | FCL-ACC-HTR-0111 | Heater, (CH-11) Convention, Electric, 750W, Low Lift Building, Pump Room West Wall | FCL-ACC-P-LL | Low Lift Pumping Station HVAC Equipment |  |  |  | HTR
10317 | FCL-ACC-HTR-0112 | Heater, (CH-11) Convention, Electric, 750W, Low Lift Building, Pump Room West Wall | FCL-ACC-P-LL | Low Lift Pumping Station HVAC Equipment |  |  |  | HTR
10318 | FCL-ACC-HTR-0113 | Heater, (CH-11) Convention, Electric, 750W, Low Lift Building, Pump Room West Wall | FCL-ACC-P-LL | Low Lift Pumping Station HVAC Equipment |  |  |  | HTR
10319 | FCL-ACC-HTR-0114 | Heater, (CH-11) Convention, Electric, 750W, Low Lift Building, Pump Room West Wall | FCL-ACC-P-LL | Low Lift Pumping Station HVAC Equipment |  |  |  | HTR
10320 | FCL-ACC-HTR-0118 | Heater, (CH-16) Convention, Electric, 3kW, Low Lift Building, Pump Room Stairwell E | FCL-ACC-P-LL | Low Lift Pumping Station HVAC Equipment |  |  |  | HTR
10321 | FCL-ACC-HTR-0119 | Heater, (CH-16) Convention, Electric, 3kW, Low Lift Building, Pump Room Stairwell E | FCL-ACC-P-LL | Low Lift Pumping Station HVAC Equipment |  |  |  | HTR
10330 | FCL-ACC-HTR-0212 | Heater, Unit, Electric, 3kW, Low Lift PS Building Gallery N/E | FCL-ACC-P-LL | Low Lift Pumping Station HVAC Equipment |  |  |  | HTR
10352 | FCL-ACC-HTR-0239 | Heater, (UH-2R)), Unit, Electric, Dry Chemical Building Loading Area | FCL-ACC-P-LL | Low Lift Pumping Station HVAC Equipment |  |  |  | HTR
10358 | FCL-ACC-HTR-0253 | Heater, Convection, Electric, (CH-2F), 1kW, Dry Chemical Building Stairwell E | FCL-ACC-P-LL | Low Lift Pumping Station HVAC Equipment |  |  |  | HTR
10359 | FCL-ACC-HTR-0255 | Heater, Convection, Electric, (CH-1B), 2kW, Dry Chemical Building Change Room | FCL-ACC-P-LL | Low Lift Pumping Station HVAC Equipment |  |  |  | HTR
10360 | FCL-ACC-HTR-0257 | Heater, Convention, Electric, (CH-2C), 2kW, Dry Chemical Building Locker Room | FCL-ACC-P-LL | Low Lift Pumping Station HVAC Equipment |  |  |  | HTR
10361 | FCL-ACC-HTR-0261 | Heater Radiant, Electric (RD-1A), 2kW, Flocculation/Sedimentation Tank No.3 Lower Gallery | FCL-ACC-P-HL | High Lift Pumping Station HVAC Equipment |  |  |  | HTR
10362 | FCL-ACC-HTR-0263 | Heater Radiant, Electric (RD-1C), 2kW, Flocculation/Sedimentation Tank No.3 Lower Gallery, Mazzanne level | FCL-ACC-P-HL | High Lift Pumping Station HVAC Equipment |  |  |  | HTR
10363 | FCL-ACC-HTR-0266 | Heater Radiant, Electric (RD-2B), 2kW, Dry Chemical Building | FCL-ACC-P-LL | Low Lift Pumping Station HVAC Equipment |  |  |  | HTR
10364 | FCL-ACC-HTR-0301 | Heater, Fan Coil Unit, 208V, 3PH, High Lift/Admin Building Vestibule 130, Ground Floor | FCL-ACC-ADMIN | Administration Building HVAC Equipment |  |  |  | HTR
10365 | FCL-ACC-HTR-0305 | Heater, Re-Heat Unit, 208 V, 3PH, Admin Building, First Floor, Mens Change Room 121, Ceiling | FCL-ACC-ADMIN | Administration Building HVAC Equipment |  |  |  | HTR
10366 | FCL-ACC-HTR-0306 | Heater, Baseboard, 208V, 750W, Admin Building, First Floor, Mens Wash Room 120 West Wall | FCL-ACC-ADMIN | Administration Building HVAC Equipment |  |  |  | HTR
10367 | FCL-ACC-HTR-0312 | Heater, Baseboard, 208V, 1kW, Admin Building, First Floor, Lunch Room 113, East Wall North | FCL-ACC-ADMIN | Administration Building HVAC Equipment |  |  |  | HTR
10368 | FCL-ACC-HTR-0315 | Heater, Re-Heat Unit, 208V, 3PH, Admin Building, First Floor, PCS Lab 119, Ceiling | FCL-ACC-ADMIN | Administration Building HVAC Equipment |  |  |  | HTR
10369 | FCL-ACC-HTR-0317 | Heater, Baseboard, 208V, 1.5kW, Admin Building, First Floor, Library 118, West Wall Centre | FCL-ACC-ADMIN | Administration Building HVAC Equipment |  |  |  | HTR
10370 | FCL-ACC-HTR-0318 | Heater, Re-Heat Unit, 208V, 3PH, Admin Building, First Floor, Library 118, Ceiling | FCL-ACC-ADMIN | Administration Building HVAC Equipment |  |  |  | HTR
10371 | FCL-ACC-HTR-0319 | Heater, Baseboard, 208V, 1.5kW, Admin Building, First Floor, Library 118, West Wall North | FCL-ACC-ADMIN | Administration Building HVAC Equipment |  |  |  | HTR
10372 | FCL-ACC-HTR-0321 | Heater, Unit, Fan Driven, 208V, Admin Building First Lobby 0101, Ceiling | FCL-ACC-ADMIN | Administration Building HVAC Equipment |  |  |  | HTR
10373 | FCL-ACC-HTR-0325 | Heater, Re-Heat Unit, 208V, 3PH, Admin Building, First Floor, Meeting Room 104, Ceiling East | FCL-ACC-ADMIN | Administration Building HVAC Equipment |  |  |  | HTR
10374 | FCL-ACC-HTR-0329 | Heater, Re-Heat Unit, 208V, 3PH, Admin Building, First Floor, Training Room 105, Ceiling West | FCL-ACC-ADMIN | Administration Building HVAC Equipment |  |  |  | HTR
10375 | FCL-ACC-HTR-0330 | Heater, Re-Heat Unit, 208V, 3PH, Admin Building, First Floor, Training Room 105, Ceiling West | FCL-ACC-ADMIN | Administration Building HVAC Equipment |  |  |  | HTR
10376 | FCL-ACC-HTR-0333 | Heater, Baseboard, 208V, 1.25kW, Admin Building, First Floor Training Room N/E | FCL-ACC-ADMIN | Administration Building HVAC Equipment |  |  |  | HTR
10377 | FCL-ACC-HTR-0334 | Heater, Baseboard, 208V, 1.25kW, Admin Building, First Floor Training Room N/E | FCL-ACC-ADMIN | Administration Building HVAC Equipment |  |  |  | HTR
10378 | FCL-ACC-HTR-0337 | Heater, Force Flow, 208V, Admin Building Northeast Stairs 221 Above Second Floor East Wall | FCL-ACC-ADMIN | Administration Building HVAC Equipment |  |  |  | HTR
10379 | FCL-ACC-HTR-0340 | Heater, Baseboard, 208V, 1.25kW, Admin Building Second Floor, Office 200, South Wall | FCL-ACC-ADMIN | Administration Building HVAC Equipment |  |  |  | HTR
10380 | FCL-ACC-HTR-0341 | Heater, Re-Heat Unit, 208V, 3PH, Admin Building, Second Floor, Office 200, Ceiling | FCL-ACC-ADMIN | Administration Building HVAC Equipment |  |  |  | HTR
10381 | FCL-ACC-HTR-0343 | Heater, Baseboard, 208V, 1.5kW, Admin Building, Second Floor, Kitchen 213, South Wall West | FCL-ACC-ADMIN | Administration Building HVAC Equipment |  |  |  | HTR
10382 | FCL-ACC-HTR-0344 | Heater, Baseboard, 208V, 1.5kW, Admin Building, Second Floor, Kitchen 213, South Wall East | FCL-ACC-ADMIN | Administration Building HVAC Equipment |  |  |  | HTR
10383 | FCL-ACC-HTR-0346 | Heater, Baseboard, 208V, 2kW, Admin Building, Second Floor, Office 209, East Wall | FCL-ACC-ADMIN | Administration Building HVAC Equipment |  |  |  | HTR
10384 | FCL-ACC-HTR-0347 | Heater, Re-Heat Unit, 208V, 3PH, Admin Building, Second Floor, Office 209, Ceiling | FCL-ACC-ADMIN | Administration Building HVAC Equipment |  |  |  | HTR
10385 | FCL-ACC-HTR-0348 | Heater, Re-Heat Unit, 208V, 3PH, Admin Building, Second Floor, Office 210, Ceiling | FCL-ACC-ADMIN | Administration Building HVAC Equipment |  |  |  | HTR
10386 | FCL-ACC-HTR-0349 | Heater, Baseboard, 208V, 2kW, Admin Building, Second Floor, Office 201, West Wall | FCL-ACC-ADMIN | Administration Building HVAC Equipment |  |  |  | HTR
10387 | FCL-ACC-HTR-0350 | Heater, Re-Heat Unit, 208V, 3PH, Admin Building, Second Floor, Office 201, Ceiling | FCL-ACC-ADMIN | Administration Building HVAC Equipment |  |  |  | HTR
10388 | FCL-ACC-HTR-0352 | Heater, Re-Heat Unit, 208V, Admin Building, Second Floor, Unit Area 210, Ceiling | FCL-ACC-ADMIN | Administration Building HVAC Equipment |  |  |  | HTR
10389 | FCL-ACC-HTR-0354 | Heater, Re-Heat Unit, 208V, Admin Building, Second Floor, Office 208, Ceiling West | FCL-ACC-ADMIN | Administration Building HVAC Equipment |  |  |  | HTR
10428 | FCL-ACC-HTR-0355 | Heater, Re-Heat Unit, 208V, 3PH, Admin Building, Second Floor, Office 208, Ceiling East | FCL-ACC-ADMIN | Administration Building HVAC Equipment |  |  |  | HTR
10429 | FCL-ACC-HTR-0356 | Heater, Baseboard, 208V, 1.25kW, Admin Building, Second Floor, Office 208, East Wall North | FCL-ACC-ADMIN | Administration Building HVAC Equipment |  |  |  | HTR
10430 | FCL-ACC-HTR-0357 | Heater, Re-Heat Unit, 208V, Admin Building, Second Floor, Utility Room 216, Ceiling East | FCL-ACC-ADMIN | Administration Building HVAC Equipment |  |  |  | HTR
10431 | FCL-ACC-HTR-0359 | Heater, Baseboard, 208V, 1kW, Admin Building, Second Floor, Boardroom 202, West Wall South | FCL-ACC-ADMIN | Administration Building HVAC Equipment |  |  |  | HTR
10432 | FCL-ACC-HTR-0360 | Heater, Baseboard, 208V, 1kW, Admin Building, Second Floor, Boardroom 202, West Wall Centre | FCL-ACC-ADMIN | Administration Building HVAC Equipment |  |  |  | HTR
10433 | FCL-ACC-HTR-0365 | Heater, Re-Heat Unit, 208V, Admin Building, Second Floor, Corridor 217, Ceiling Centre | FCL-ACC-ADMIN | Administration Building HVAC Equipment |  |  |  | HTR
10434 | FCL-ACC-HTR-0368 | Heater, Re-Heat Unit, 208V, 3PH, Admin Building, Second Floor, Office 205, Ceiling Centre | FCL-ACC-ADMIN | Administration Building HVAC Equipment |  |  |  | HTR
10435 | FCL-ACC-HTR-0369 | Heater, Baseboard, 208V, 2kW, Admin Building, Second Floor, Office 205, North Wall | FCL-ACC-ADMIN | Administration Building HVAC Equipment |  |  |  | HTR
10436 | FCL-ACC-HTR-0370 | Heater, Re-Heat Unit, 208V, 3PH, Admin Building, Second Floor, Library 206, Ceiling Centre | FCL-ACC-ADMIN | Administration Building HVAC Equipment |  |  |  | HTR
10449 | FCL-ACC-HTR-0420 | Heater, (BH-3) Baseboard, Electric, 1.5kW, High Lift Building, Corridor to Gaseous Chemicals | FCL-ACC-P-HL | High Lift Pumping Station HVAC Equipment |  |  |  | HTR
10450 | FCL-ACC-HTR-0421 | Heater, (BH-3) Baseboard, Electric, 1.5kW, High Lift Building, Corridor to Gaseous Chemicals | FCL-ACC-P-HL | High Lift Pumping Station HVAC Equipment |  |  |  | HTR
10451 | FCL-ACC-HTR-0422 | Heater, (BH-3) Baseboard, Electric, 1.5kW, High Lift Building, Corridor to Gaseous Chemicals | FCL-ACC-P-HL | High Lift Pumping Station HVAC Equipment |  |  |  | HTR
10452 | FCL-ACC-HTR-0423 | Heater, (BH-1) Baseboard, Electric, 0.5kW, High Lift Building, Corridor to Gaseous Chemicals | FCL-ACC-P-HL | High Lift Pumping Station HVAC Equipment |  |  |  | HTR
10453 | FCL-ACC-HTR-0427 | Heater, (BH-3) Baseboard, Electric, 1.5kW, High Lift Building, Corridor to Gaseous Chemicals | FCL-ACC-P-HL | High Lift Pumping Station HVAC Equipment |  |  |  | HTR
10454 | FCL-ACC-HTR-0428 | Heater, (BH-3) Baseboard, Electric, 1.5kW, High Lift Building, Corridor to Gaseous Chemicals | FCL-ACC-P-HL | High Lift Pumping Station HVAC Equipment |  |  |  | HTR
10455 | FCL-ACC-HTR-0429 | Heater, (BH-3) Baseboard, Electric, 1.5kW, High Lift Building, Corridor to Gaseous Chemicals | FCL-ACC-P-HL | High Lift Pumping Station HVAC Equipment |  |  |  | HTR
10456 | FCL-ACC-HTR-0433 | Heater, (BH-1) Baseboard, Electric, High Lift Building, Corridor to Gaseous Chemicals | FCL-ACC-P-HL | High Lift Pumping Station HVAC Equipment |  |  |  | HTR
10457 | FCL-ACC-HTR-0434 | Heater, (BH-1), Baseboard, Electric, High Lift Building, Gallery North, Near Gaseous Corridor | FCL-ACC-P-HL | High Lift Pumping Station HVAC Equipment |  |  |  | HTR
10458 | FCL-ACC-HTR-0435 | Heater, (BH-3), Baseboard, Electric, High Lift Building, Gallery North, Near Gaseous Corridor | FCL-ACC-P-HL | High Lift Pumping Station HVAC Equipment |  |  |  | HTR
10459 | FCL-ACC-HTR-0436 | Heater, (BH-3), Baseboard, Electric, High Lift Building, Gallery North, Near Gaseous Corridor | FCL-ACC-P-HL | High Lift Pumping Station HVAC Equipment |  |  |  | HTR
10460 | FCL-ACC-HTR-0437 | Heater, (BH-3), Baseboard, Electric, High Lift Building, Gallery North, Near Gaseous Corridor | FCL-ACC-P-HL | High Lift Pumping Station HVAC Equipment |  |  |  | HTR
10461 | FCL-ACC-HTR-0438 | Heater, (BH-2T), Baseboard, Electric, High Lift Basement B2, North/West Corridor, Near stair | FCL-ACC-P-HL | High Lift Pumping Station HVAC Equipment |  |  |  | HTR
10647 | FCL-ACC-HTR-0752 | Heater, Snow Melting, Gaseous Chemical Building, Service Area Second Floor | FCL-ACC-CL | Gaseous Chemical Building HVAC Equipment |  |  |  | HTR
10648 | FCL-ACC-HTR-0753 | Heater, Snow Melting, Gaseous Chemical Building, Service Area Second Floor | FCL-ACC-CL | Gaseous Chemical Building HVAC Equipment |  |  |  | HTR
10649 | FCL-ACC-HTR-0754 | Heater, Snow Melting, Gaseous Chemical Building, Service Area Second Floor | FCL-ACC-CL | Gaseous Chemical Building HVAC Equipment |  |  |  | HTR
10650 | FCL-ACC-HTR-0755 | Heater, Snow Melting, Gaseous Chemical Building, Service Area Second Floor | FCL-ACC-CL | Gaseous Chemical Building HVAC Equipment |  |  |  | HTR
10651 | FCL-ACC-HTR-0757 | Heater, Snow Melting, Gaseous Chemical Building, Service Area Second Floor | FCL-ACC-CL | Gaseous Chemical Building HVAC Equipment |  |  |  | HTR
10652 | FCL-ACC-HTR-0760 | Heater, Snow Melting, Gaseous Chemical Building, Service Area Second Floor | FCL-ACC-CL | Gaseous Chemical Building HVAC Equipment |  |  |  | HTR
10662 | FCL-ACC-HTR-0773 | Heater, Snow Melting, Gaseous Chemical Building, Stairs to Second Floor | FCL-ACC-CL | Gaseous Chemical Building HVAC Equipment |  |  |  | HTR
10663 | FCL-ACC-HTR-0774 | Heater, Snow Melting, Gaseous Chemical Building, Stairs to Second Floor | FCL-ACC-CL | Gaseous Chemical Building HVAC Equipment |  |  |  | HTR
10664 | FCL-ACC-HTR-0776 | Heater, Snow Melting, Gaseous Chemical Building, Stairs to First Floor | FCL-ACC-CL | Gaseous Chemical Building HVAC Equipment |  |  |  | HTR
10665 | FCL-ACC-HTR-0785 | Heater, Snow Melting, Gaseous Chemical Building, Inside area of Balcony | FCL-ACC-CL | Gaseous Chemical Building HVAC Equipment |  |  |  | HTR
10666 | FCL-ACC-HTR-0901 | Heater. Electric, (HTR-0001), RMF Centrifuge Building Stairway East | FCL-ACC-RMF | Residue Management HVAC Equipment |  |  |  | HTR
10667 | FCL-ACC-HTR-0902 | Heater. Gas Fired (HTR-0002), RMF Centrifuge Building North/East | FCL-ACC-RMF | Residue Management HVAC Equipment |  |  |  | HTR
10668 | FCL-ACC-HTR-0904 | Heater, Unit, (HTR-0004), 600V, 8kW, 3PH, RMF Clarification Facility, Exit Corridor North | FCL-ACC-RMF | Residue Management HVAC Equipment |  |  |  | HTR
10669 | FCL-ACC-HTR-0906 | Heater, Unit, (HTR-0006),600V,10kW, RMF Clarification Facility, Operating Floor, Clarifier 1 Stairway | FCL-ACC-RMF | Residue Management HVAC Equipment |  |  |  | HTR
10670 | FCL-ACC-HTR-0907 | Heater, Unit, (HTR-0007),600V,10kW, RMF Clarification Facility, Operating Floor, Clarifier 2 Stairway | FCL-ACC-RMF | Residue Management HVAC Equipment |  |  |  | HTR
10671 | FCL-ACC-HTR-0909 | Heater, RMF, Clarification Facility, Stairway No1 South of HVAC Room 1 | FCL-ACC-RMF | Residue Management HVAC Equipment |  |  |  | HTR
10672 | FCL-ACC-HTR-0912 | Heater, RMF, Clarification Facility, Ground Floor, HVAC Room 2 | FCL-ACC-RMF | Residue Management HVAC Equipment |  |  |  | HTR
10673 | FCL-ACC-HTR-235-238 | Alum Storge & Powdered Activ. Carbon Area Heater | FCL-ACC | Climate Control (HVAC) |  |  |  | HTR
10674 | FCL-ACC-HTR-537-544 | North Filter Pipe Gallery Heaters System HTR-0537: HTR-0544 | [5 empty] | HTR
10675 | FCL-ACC-HTR-601-602 | South Filter Gallery Cabinet Heaters HTR-0601A,B,C&D: HTR-0602A&B | FCL-ACC | Climate Control (HVAC) |  |  |  | HTR
10676 | FCL-ACC-HTR-601-602 | South Filter Gallery Cabinet Heaters HTR-0601A,B,C&D: HTR-0602A&B | FCL-ACC-FLT | Filter Building HVAC Equipment |  |  |  | HTR
10677 | FCL-ACC-HTR-FNG | North Filter Gallery Heaters HTR-0521A&B: HTR-0529
10678 | FCL-ACC-OIT-0201 | OIT, Flocculation/Sedimentation BAS RPU-0201 Panel, Dry Chemical Building Storage Area, Lobby | FCL-ACC-RPU-0201 | RPU Panel, Flocculation/Sedimentation BAS, Dry Chemical Building Storage Area, Lobby |  |  |  | OIT
10679 | FCL-ACC-OIT-0301 | OIT, Admin Building BAS RPU-0301 Panel, High Lift/Admin Building, Control Room | FCL-ACC-ADMIN | Administration Building HVAC Equipment |  |  |  | OIT
10680 | FCL-ACC-OIT-0701 | OIT, Gaseous Chemical Building BAS RPU-0701 Panel, Ammonia Machine Room | FCL-ACC-RPU-0701 | RPU Panel, Gaseous Chemical Building BAS, Ammonia Control Panel Room |  |  |  | OIT
10681 | FCL-ACC-OZ-0901 | Odor Remediation Unit, Centrifuge Building, Second Floor, HVAC Room | FCL-ACC-RMF | Residue Management HVAC Equipment |  |  |  | OZ
10682 | FCL-ACC-P-0401,2 | Pump Stn.-Chilled Water Sys. CU-1, PCW-1, PCW-2 | FCL-ACC | Climate Control (HVAC) |  |  |  | P
10683 | FCL-ACC-P-LL | Low Lift Pumping Station HVAC Equipment | FCL-ACC | Climate Control (HVAC)
10690 | FCL-ACC-PDIT-0301 | Transmitter, Pressure, Differential, AHU-0303 Inlet, Filter F-0301, Admin Building | FCL-ACC-AHU-0303 | Air Handling Unit, Roof Top, Admin Building Top of N/E Stairwell |  |  |  | PDIT
10701 | FCL-ACC-RMF | Residue Management HVAC Equipment | FCL-ACC | Climate Control (HVAC)
10707 | FCL-ACC-TIT-0901 | Transmitter, Temperature, RMF Centrifuge Building, Second Floor, Centrifuge Room | FCL-ACC-RMF | Residue Management HVAC Equipment |  |  |  | TIT
10708 | FCL-ACC-TIT-0903 | Transmitter, Temperature, RMF Centrifuge Building, Ground Floor, Polymer Totes Area | FCL-ACC-RMF | Residue Management HVAC Equipment |  |  |  | TIT
10709 | FCL-ACC-TIT-0904 | Transmitter, Temperature, RMF Clarification Facility, Stairs 2 | FCL-ACC-RMF | Residue Management HVAC Equipment |  |  |  | TIT
10721 | FCL-ACC-TT-0220 | Transmitter, Temperature, Low Lift Pumping Station, Low Lift Pump Room E | FCL-ACC-P-LL | Low Lift Pumping Station HVAC Equipment |  |  |  | TT
10725 | FCL-ACC-TT-0227 | Transmitter, Temperature, Dry Chemical Building Basement E, PAC Storage Tanks | FCL-ACC-P-LL | Low Lift Pumping Station HVAC Equipment |  |  |  | TT
10730 | FCL-ACC-TT-0302 | Transmitter, Temperature, AHU-0303, Admin Building | FCL-ACC-AHU-0303 | Air Handling Unit, Roof Top, Admin Building Top of N/E Stairwell |  |  |  | TT
10731 | FCL-ACC-TT-0304 | Transmitter, Temperature, Admin Building, Second Floor, Corridor 217, West | FCL-ACC-ADMIN | Administration Building HVAC Equipment |  |  |  | TT
10732 | FCL-ACC-TT-0306 | Transmitter, Temperature, Admin Building, Second Floor, Photo Copier Room 216 | FCL-ACC-ADMIN | Administration Building HVAC Equipment |  |  |  | TT
10733 | FCL-ACC-TT-0309 | Transmitter, Temperature, Admin Building, Second Floor, Office Room 205 | FCL-ACC-ADMIN | Administration Building HVAC Equipment |  |  |  | TT
10734 | FCL-ACC-TT-0310 | Transmitter, Temperature, Admin Building, Second Floor, Men's Washroom 211 | FCL-ACC-ADMIN | Administration Building HVAC Equipment |  |  |  | TT
10735 | FCL-ACC-TT-0312 | Transmitter, Temperature, Admin Building, Second Floor, Kitchen 213 | FCL-ACC-ADMIN | Administration Building HVAC Equipment |  |  |  | TT
10736 | FCL-ACC-TT-0314 | Transmitter, Temperature, Admin Building, Second Floor, Office Room 208 | FCL-ACC-ADMIN | Administration Building HVAC Equipment |  |  |  | TT
10737 | FCL-ACC-TT-0316 | Transmitter, Temperature, Admin Building, First Floor, Library Room 118 | FCL-ACC-ADMIN | Administration Building HVAC Equipment |  |  |  | TT
10738 | FCL-ACC-TT-0318 | Transmitter, Temperature, Admin Building, First Floor, Vestibule 100 | FCL-ACC-ADMIN | Administration Building HVAC Equipment |  |  |  | TT
10739 | FCL-ACC-TT-0320 | Transmitter, Temperature, Admin Building, First Floor, Breakout Room 102 | FCL-ACC-ADMIN | Administration Building HVAC Equipment |  |  |  | TT
10740 | FCL-ACC-TT-0321 | Transmitter, Temperature, Admin Building, First Floor, Corridor 103 | FCL-ACC-ADMIN | Administration Building HVAC Equipment |  |  |  | TT
10741 | FCL-ACC-TT-0324 | Transmitter, Temperature, Admin Building, First Floor, Lunch Room 113 | FCL-ACC-ADMIN | Administration Building HVAC Equipment |  |  |  | TT
10742 | FCL-ACC-TT-0326 | Transmitter, Temperature, Admin Building, First Floor, Men's Change Room 121 | FCL-ACC-ADMIN | Administration Building HVAC Equipment |  |  |  | TT
10743 | FCL-ACC-TT-0331 | Transmitter, Temperature, Admin Building, Second Floor, Board Room 202 | FCL-ACC-ADMIN | Administration Building HVAC Equipment |  |  |  | TT
10744 | FCL-ACC-TT-0332 | Transmitter, Temperature, Admin Building, Second Floor, Office Room 201 | FCL-ACC-ADMIN | Administration Building HVAC Equipment |  |  |  | TT
10755 | FCL-ACC-TT-0420 | Transmitter, Temperature, HU-0401 Air Intake, High Lift Heating & Ventilation Room | FCL-ACC-AHU-0401 | Air Handling Unit, High Lift PS Control Room,Electrical Shop,Basement Office Air Supply,Control Room |  |  |  | TT
10756 | FCL-ACC-TT-0421 | Transmitter, Temperature, Supply Air to Back of Control Room, High Lift Heating and Ventilation | FCL-ACC-AHU-0401 | Air Handling Unit, High Lift PS Control Room,Electrical Shop,Basement Office Air Supply,Control Room |  |  |  | TT
10769 | FCL-ACC-TT-0701 | Transmitter, Temperature, Gaseous Chemical Building Lunch Room | FCL-ACC-CL | Gaseous Chemical Building HVAC Equipment |  |  |  | TT
10790 | FCL-ACC-V-0407 | Valve, Control, HE-0407 Cooling Water Supply, High Lift Switchgear Room Ventilation, PS Corridor | FCL-ACC-HE-0407 | Heat Exchanger, Cooling Coil, FN-0409 Exhaust, High Lift Switchgear Room Ventilation, Elec.Equipment Rm |  |  |  | V
10791 | FCL-ACC-V-0408 | Valve, Control, HE-0408 Cooling Water Supply, High Lift Switchgear Room Ventilation, PS Corridor | FCL-ACC-HE-0408 | Heat Exchanger, Cooling Coil, FN-0410 Exhaust, High Lift Switchgear Room Ventilation, Elec.Equipment Rm |  |  |  | V
10792 | FCL-ACC-V-0501 | Valve, Control, HE-0501 Cooling Water Supply, Filter Building, East Dehumidification System | FCL-ACC-HE-0501 | Heat Exchanger, Cooling Coil, D-0501 ,Filter Building, East Dehumidification System |  |  |  | V
10793 | FCL-ADM-BLDG | Building Location | FCL-EUS | Production & End User Support
10824 | FCL-ALM-CP-0010 | Control Panel, Operator, Alum Mixing Tank Outlet Valve, Alum System | FCL-ALM-T-0101 | Tank, Non-Pressurized, Alum Storage Tank 0101, Liquid Alum System |  |  |  | CP
10825 | FCL-ALM-CP-0014 | Control Panel, Operator, Alum Storage Tank 0101 Outlet Valve, Alum System | FCL-ALM-T-0101 | Tank, Non-Pressurized, Alum Storage Tank 0101, Liquid Alum System |  |  |  | CP
10826 | FCL-ALM-CP-0018 | Control Panel, Operator, Alum Storage Tank 0201 Outlet Valve, Alum System | FCL-ALM-T-0101 | Tank, Non-Pressurized, Alum Storage Tank 0101, Liquid Alum System |  |  |  | CP
10827 | FCL-ALM-CP-0101 | Control Panel, Electrical, Pump 0101, Alum System | FCL-ALM-P-0101 | Pump, PD, Pump, Alum System |  |  |  | CP
10828 | FCL-ALM-CP-0401 | Control Panel, Electrical, Pump 0401, Alum System | FCL-ALM-P-0401 | Pump, PD, Pump, Alum System |  |  |  | CP
10849 | FCL-ALM-FS-0401 | Switch,Flow Pump # 4 | FCL-ALM | Coagulation |  |  | 33818 | FS
10862 | FCL-ALM-LSH-0101 | Switch,Level Alum Storage Tank # 1 | FCL-ALM | Coagulation |  |  |  | LSH
10863 | FCL-ALM-LSH-0201 | Switch,Level Alum Storage Tank # 2 | FCL-ALM | Coagulation |  |  |  | LSH
10959 | COL-PBF-CH-0001 | Chamber, Overflow | COL-PBF-MISC | Miscellaneous Equipment | Chamber |  |  | CH
10960 | COL-PBF-COM-0001 | Control Panel, Operator | COL-PBF-MISC | Miscellaneous Equipment | Control Panel |  |  | COM
10961 | COL-PBF-CP-0200 | Control Panel | COL-PBF-MISC | Miscellaneous Equipment | Control Panel |  |  | CP
10962 | COL-PBF-CP-0300 | Control Panel | COL-PBF-MISC | Miscellaneous Equipment | Control Panel |  |  | CP
10964 | COL-PBF-DM-0003 | Damper/Louver | COL-PBF-MISC | Miscellaneous Equipment | Damper/Louver |  |  | DM
10965 | COL-PBF-FEQ-0001S | Fire Prevention, Extinguisher | COL-PBF-MISC | Miscellaneous Equipment | Fire Prevention,Extinguisher |  | 41312 | FEQ
10967 | COL-PBF-HTR-0001 | Heater, Main Control Panel | COL-PBF | Bluffers Park Sewage Pumping Station | Heater |  |  | HTR
10968 | COL-PBF-HTR-0002 | Heater | COL-PBF-MISC | Miscellaneous Equipment | Heater |  |  | HTR
10969 | COL-PBF-LSH-0103 | Switch, Level-High | COL-PBF | Bluffers Park Sewage Pumping Station | Switch,Level |  |  | LSH
10970 | COL-PBF-LSHH-0104 | Switch, Level High-High | COL-PBF | Bluffers Park Sewage Pumping Station | Switch,Level |  |  | LSHH
10971 | COL-PBF-LTG-0001 | Lighting | COL-PBF-MISC | Miscellaneous Equipment | Control Panel |  |  | LTG
10972 | COL-PBF-MISC | Miscellaneous Equipment | COL-PCF | Clark Pumping Station
10973 | COL-PBF-OIT-0001 | Operator Interface Terminal | COL-PBF-MISC | Miscellaneous Equipment | Computer Equipment,Monitor |  |  | OIT
10974 | COL-PBF-P-0001 | Pump, Centrifugal | COL-PBF-MISC | Miscellaneous Equipment | Pump |  | 34116 | P
10975 | COL-PBF-P-0100A | Pump, Centrifugal | COL-PBF | Bluffers Park Sewage Pumping Station | Pump |  |  | P
10976 | COL-PBF-RPU-0001 | Remote Processing Unit | COL-PBF | Bluffers Park Sewage Pumping Station | RPU |  |  | RPU
10977 | COL-PBF-SW-0001 | Switch, Power | COL-PBF | Bluffers Park Sewage Pumping Station | Switch |  |  | SW
10978 | COL-PBF-TR-0001 | Transformer, Power | COL-PBF-MISC | Miscellaneous Equipment | Transformer |  |  | TR
10985 | COL-PBF-WEL-0100 | Wet well | COL-PBF-MISC | Miscellaneous Equipment | Well |  |  | WEL
11078 | COL-PBP-MISC | Miscellaneous Equipment | COL-PBP | Baby Point Sewage Pumping Station
11079 | COL-PBP-OIT-0001 | Operator Interface Terminal | COL-PBP | Baby Point Sewage Pumping Station | Computer Equipment,Monitor |  |  | OIT
11107 | COL-PBR-CH-0001 | Chamber, Valve | COL-PBR | Berry Road Sewage Pumping Station | Chamber |  |  | CH
11108 | COL-PBR-CP-0001 | Control Panel, Operator | COL-PBR | Berry Road Sewage Pumping Station | Control Panel |  |  | CP
11109 | COL-PBR-CP-0001 | Control Panel, Operator | COL-PBR-MISC | Miscellaneous Equipment | Control Panel |  |  | CP
11110 | COL-PBR-FEQ-0001S | Fire Prevention, Extinguisher | COL-PBR | Berry Road Sewage Pumping Station | Fire Prevention,Extinguisher |  | 41314 | FEQ
11114 | COL-PBR-HTR-0001 | Heater, Electrical Panel | COL-PBR | Berry Road Sewage Pumping Station | Heater |  |  | HTR
11115 | COL-PBR-JIT-0001 | Meter, Power Indicating Transmitter | COL-PBR | Berry Road Sewage Pumping Station | Meter |  |  | JIT
11116 | COL-PBR-LIT-0100 | Transmitter, Level | COL-PBR-MISC | Miscellaneous Equipment | Transmitter,Level |  |  | LIT
11117 | COL-PBR-LIT-0101 | Transmitter, Level | COL-PBR-MISC | Miscellaneous Equipment | Transmitter,Level |  |  | LIT
11118 | COL-PBR-LP-0001 | Control Panel, Electrical | COL-PBR | Berry Road Sewage Pumping Station | Control Panel |  |  | LP
11119 | COL-PBR-LSH-0103 | Switch, Level | COL-PBR | Berry Road Sewage Pumping Station | Switch,Level |  |  | LSH
11120 | COL-PBR-LSH-0103 | Switch, Level | COL-PBR-MISC | Miscellaneous Equipment | Switch,Level |  |  | LSH
11121 | COL-PBR-LSL-0102 | Switch, Level | COL-PBR | Berry Road Sewage Pumping Station | Switch,Level |  |  | LSL
11122 | COL-PBR-LSLL-0101 | Switch, Level-Low | COL-PBR | Berry Road Sewage Pumping Station | Switch |  |  | LSLL
11129 | COL-PBR-SW-0001 | Switch, Main Electrical Disconnect | COL-PBR | Berry Road Sewage Pumping Station | Switch |  |  | SW
11130 | COL-PBR-SW-0002 | Switch, Groud Fault Indicator | COL-PBR-MISC | Miscellaneous Equipment | Switch |  |  | SW
11131 | COL-PBR-TR-0001 | Transformer, TR1 | COL-PBR-MISC | Miscellaneous Equipment | Transformer |  |  | TR
11132 | COL-PBR-TS-0001 | Switch, Transfer | COL-PBR | Berry Road Sewage Pumping Station | Switch |  |  | TS
11133 | COL-PBR-UPS-0001 | UPS | COL-PBR-MISC | Miscellaneous Equipment | Uninterruptible Power Supply |  |  | UPS
11139 | COL-PBR-WEL-0100 | Well, Wet | COL-PBR | Berry Road Sewage Pumping Station |  |  |  | WEL
11140 | COL-PBR-WEL-0100 | Well, Wet | COL-PBR-MISC | Miscellaneous Equipment |  |  |  | WEL
11141 | COL-PBR-WEL-0200 | Well | COL-PBR-MISC | Miscellaneous Equipment |  |  |  | WEL
11143 | COL-PBY-CP-0001 | Control Panel, Operator | COL-PBY | Brick Yard Sewage Pumping Station | Control Panel |  |  | CP
11144 | COL-PBY-CP-0003 | Control Panel, Backup float relay | COL-PBY-MISC | Miscellaneous Equipment | Control Panel |  |  | CP
11145 | COL-PBY-FEQ-0001S | Fire Prevention, Extinguisher | COL-PBY | Brick Yard Sewage Pumping Station | Fire Prevention,Extinguisher |  | 42605 | FEQ
11146 | COL-PBY-FEQ-0001S | Fire Prevention, Extinguisher | COL-W-OBSOLETE | Col West Obsolete Entities | Fire Prevention,Extinguisher |  | 42605 | FEQ
11148 | COL-PBY-GDR-0001 | Grinder, Comminutor | COL-PBY-MISC | Miscellaneous Equipment | Screen |  |  | GDR
11149 | COL-PBY-GDR-0001 | Grinder, Comminutor | COL-PCU | Cumber Pumping Station | Screen |  |  | GDR
11150 | COL-PBY-LSH-0104 | Switch, Level High | COL-PBY-MISC | Miscellaneous Equipment | Switch,Level |  |  | LSH
11151 | COL-PBY-LSHH-0104 | Switch, Level High-High | COL-PBY-MISC | Miscellaneous Equipment | Switch,Level |  |  | LSHH
11152 | COL-PBY-LSHH-0105 | Switch, Level High-High | COL-PBY-MISC | Miscellaneous Equipment | Switch,Level |  |  | LSHH
11153 | COL-PBY-LSL-0102 | Switch, Level-Low | COL-PBY-MISC | Miscellaneous Equipment | Switch |  |  | LSL
11154 | COL-PBY-LSLL-0101 | Switch, Level Low-Low | COL-PBY-MISC | Miscellaneous Equipment | Switch,Level |  |  | LSLL
11155 | COL-PBY-MISC | Miscellaneous Equipment | COL-PBY | Brick Yard Sewage Pumping Station
11156 | COL-PBY-P-0100 | Pump, Centrifugal | COL-PBY | Brick Yard Sewage Pumping Station | Pump |  |  | P
11157 | COL-PBY-RPU-0001 | Remote Processing Unit | COL-PBY-MISC | Miscellaneous Equipment | RPU |  |  | RPU
11165 | COL-PBY-WEL-0100 | Wet Well | COL-PBY | Brick Yard Sewage Pumping Station | Well |  |  | WEL
11202 | FCL-AM | Ammoniation | FCL-DIS | Disinfection and Conditioning
11205 | FCL-AM-CP-0101 | Control Panel, Electrical, Pump 0101, Aqua Ammonia System, Ammonia Room | FCL-AM-P-0101 | Pump, Gear, Metering, Aqua Ammonia System |  |  |  | CP
11233 | FCL-AM-LSH-0002 | Switch, Level, High, Ammonia Pumps Spill Containment, Gaseous Chemical Building, Pump Room | FCL-AM | Ammoniation |  |  |  | LSH
11244 | FCL-AM-SCRUBBER | Ammonia Scrubber System | FCL-SES | Safety and Environmental Services
11245 | FCL-AM-STR-0110 | Strainer, Ammonia Pump 0101 Suction, Aqua Ammonia System, Ammonia Room | FCL-AM-P-0101 | Pump, Gear, Metering, Aqua Ammonia System |  |  |  | STR
11273 | FCL-AM-V-0050 | Valve, Ball, Isolation, Ammonia Feed Pump to Clearwell, Gaseous Building,( Pump 0101 & 0201 discharge Header) | FCL-AM | Ammoniation |  |  |  | V
11286 | FCL-AM-V-0119 | Valve, Ball, Ammonia Tank 0101 to Drain, Aqua Ammonia System, Ammonia Room | FCL-AM-T-0101 | Tank, Storage, Pressurised, Aqua Ammonia Storage Room, Dry Chemical Building |  |  |  | V
11296 | FCL-AM-V-0218 | Valve, Ball, Ammonia Tank 0201 to Vent, Aqua Ammonia System, Ammonia Room | FCL-AM-T-0201 | Tank, Storage, Pressurised, Aqua Ammonia Storage Room, Dry Chemical Building |  |  |  | V
11297 | FCL-AM-V-0219 | Valve, Ball, Ammonia Tank 0201 to Drain, Aqua Ammonia System, Ammonia Room | FCL-AM-T-0201 | Tank, Storage, Pressurised, Aqua Ammonia Storage Room, Dry Chemical Building |  |  |  | V
11304 | FCL-AUX-TPD-0901 | Trap Primer Device, Electrical, RMF Clarification Facility | FCL-ACC-RMF | Residue Management HVAC Equipment |  |  |  | TPD
11305 | FCL-AUX-TPD-0902 | Trap Primer Device, Electrical, RMF Clarification Facility, Hallway, Thickener No.1 | FCL-ACC-RMF | Residue Management HVAC Equipment |  |  |  | TPD
11306 | FCL-AUX-TPD-0903 | Trap Primer Device, Electrical, RMF Clarification Facility, Hallway, Thickener No.2 | FCL-ACC-RMF | Residue Management HVAC Equipment |  |  |  | TPD
11307 | FCL-AUX-TPD-0905 | Trap Primer Device, Electrical, RMF Centrifuge Building, Mechanical Room | FCL-ACC-RMF | Residue Management HVAC Equipment |  |  |  | TPD
11318 | FCL-BW-FIT-0001 | Transmitter, Flow, Discharge Header Thermal Mass, Blowers | FCL-AIR-SCOUR | Backwash System |  |  |  | FIT
11345 | FCL-BW-PDIT-0001 | Transmitter, Pressure Differential, Intake Filter Air Scour Blowers Header | FCL-BW-F-0001 | Air Filter, Blower Common Inlet |  |  |  | PDIT
11375 | FCL-BW-V-0028 | Valve, Ball, Isolation, Air Release, Backwash Supply Pipe | FCL-BW | Backwash System |  |  |  | V
11376 | FCL-BW-V-0032 | Valve, Ball, Isolation, Air Release, Backwash Supply Pipe | FCL-BW | Backwash System |  |  |  | V
11397 | FCL-CBM | FCL-CBM | FCL | R L Clark Water Treatment Plant
11398 | FCL-CCS | Corrosion Control System | FCL WORK AREA 1 | Process
11402 | FCL-CCS-CP-0102 | Control Panel, CCS Sample Pump, Low Lift PS Building | FCL-CCS | Corrosion Control System |  |  |  | CP
11477 | FCL-CENTRIFUGE BLDG | Building Location | FCL-SPC | Process Control Systems - Services Area
11479 | FCL-CHEM BLDG | Building Location | FCL-SPC | Process Control Systems - Services Area
11480 | FCL-CHEM BLDG | Building Location | FCL-SPC2 | Process Control Systems - Equipment
11481 | FCL-CHEM-BLDG | Building Location | FCL-EUS | Production & End User Support
11486 | FCL-CL-CP-0006 | Local Control Panel, CL2/SO2 Scrubber Control (GLC2), Scrubber Room, Gaseous Chemical Building | FCL-CL-SCRUBBER | CL & SO2 Scrubber System |  |  |  | CP
11487 | FCL-CL-CP-0007 | Local Control Panel, Primary Pre-Chlorine System Valves, Low Lift PS Basement | FCL-CLA | Pre-Chlorination |  |  |  | CP
11495 | FCL-CL-DM-0022 | Damper, Motorized, Machine Room and Storage Room Plenum Isolation, Gaseous Chemical Building | FCL-MCS-BLDG-GAS | RL Clark Plant Gaseous Bldg |  |  |  | DM
11512 | FCL-CLA | Pre-Chlorination | FCL-DIS | Disinfection and Conditioning
11546 | FCL-CLA-RD-0201 | Rupture Disk, Vent, CLA Evaporator 0201, Gaseous Chemical Building, Machine Room | FCL-CLA-EV-0201 | Evaporator, Chlorine Gas, Chlorination System |  |  |  | RD
11666 | FCL-CLB-RD-0201 | Rupture Disk, Vent, CLB Evaporator 0201, Gaseous Chemical Building, Machine Room | FCL-CLB-EV-0201 | Evaporator, Chlorine Gas, Chlorination System |  |  |  | RD
11686 | FCL-CLB-V-0005C | Valve, Ball, Isolating, Flushing Water to After Post Analysers, Lab, Admin. Building | FCL-CLB-P-0001A | Pump, Centrifugal, After Post, Sampling Pumps, Dewatering Pumps Area Second Level |  |  |  | V
11771 | FCL-DCL-CP-0006 | Local Control Panel,SO2 Eductor Valves, High Lift Pumping Station Basement | FCL-DCL | Sulphur Dioxide System |  |  |  | CP
11790 | FCL-DCL-INJ-0520 | Eductor, RMF Dechlorination, RMF Facility | FCL-DCL-SO-0501 | Sulphonator, RMF Dechlorination, Machine Room,Gaseous Chemical Building |  |  |  | INJ
11857 | FCL-DCL-V-0045 | Valve, Ball, Drain, Before SO2 Sampling Pumps 0002A&0002B, Ground Level, Dewatering Pumps Area | FCL-DCL-P-0002A | Pump, Centrifugal, Sampling After SO2, Decant Liquor, Sampling Pumps |  |  |  | V
11908 | FCL-DCL-V-0402 | Valve, Isolation, SO2 Gas Line to RMF Sulphonator 0401, Machine Room, Gaseous Chemical Building | FCL-DCL-SO-0401 | Sulphonator, RMF Dechlorination, Machine Room,Gaseous Chemical Building |  |  |  | V
11909 | FCL-DCL-V-0412 | Valve, Ball, Actuated, Water to RMF Eductor INJ-0420, RMF Dechlorination | FCL-DCL-INJ-0420 | Eductor, RMF Dechlorination, RMF Facility |  |  |  | V
11910 | FCL-DCL-V-0413 | Valve, Ball, Isolation, Service Water to INJ-0420, RMF Clarification | FCL-DCL-INJ-0420 | Eductor, RMF Dechlorination, RMF Facility |  |  |  | V
11911 | FCL-DCL-V-0414 | Valve, Ball, Outlet, INJ-0420, RMF Clarification | FCL-DCL-INJ-0420 | Eductor, RMF Dechlorination, RMF Facility |  |  |  | V
11914 | FCL-DCL-V-0512 | Valve, Isolation, Inlet, RMF Sulphonator SO-0501, Machine Room,Gaseous Chemical Building | FCL-DCL-INJ-0520 | Eductor, RMF Dechlorination, RMF Facility |  |  |  | V
11915 | FCL-DCL-V-0520 | Valve, Check, Inlet, DCL-INJ-0520, RMF Clarification | FCL-DCL-INJ-0520 | Eductor, RMF Dechlorination, RMF Facility |  |  |  | V
11923 | FCL-DECOM | Building Location | FCL-EUS | Production & End User Support
11924 | FCL-DEW-CP-0401 | Control Panel, Low Lift PS Area Dewatering Pumps P-0401A&B, Low Lift PS SW Corner | FCL-DEW-P-0401A | Pump, Dry Pit Submersible. Low Lift PS Area Dewatering, Raw Water Dewatering Pit |  |  |  | CP
11925 | FCL-DEW-CP-0501 | Control Panel, Pre-treatment Area Dewatering Pumps P-0501A&B, West Sedimentation Corridor | FCL-DEW-P-0501A | Pump, Dry Pit Submersible. Pre-Treatment Area Dewatering, Sedimentation Tank Dewatering Pit |  |  |  | CP
11984 | FCL-DEW-V-0010 | Valve, Gate, Drain, Treated Water Suction Channel, Treated Water Process Dewatering Pit | FCL-DEW-T-0201 | Tank, Treated Water Process Dewatering Pit |  |  |  | V
11985 | FCL-DEW-V-0011 | Valve, Gate, Drain, Treated Water Suction Channel, Treated Water Process Dewatering Pit | FCL-DEW-T-0201 | Tank, Treated Water Process Dewatering Pit |  |  |  | V
11986 | FCL-DEW-V-0011A | Valve, Check, Swing, Treated Water Suction Channel, Treated Water Process Dewatering Pit | FCL-DEW-T-0201 | Tank, Treated Water Process Dewatering Pit |  |  |  | V
12027 | FCL-DEW-V-0606 | Valve,Check,Swing,Discharge,High Lift PS Area Dew.Pump P-0601A Dry Pit,Admin Bldg.Sewage Ejector Rm. | FCL-DEW-P-0601A | Pump, Dry Pit Submersible. High Lift PS Area Dewatering Pump, Treated Water Dewatering Pit |  |  |  | V
12032 | FCL-ELS | Electrical Distribution | FCL | R L Clark Water Treatment Plant
12033 | FCL-ELS-4 | Emergency Power and UPS | FCL-ELS | Electrical Distribution |  |  |  | ELS
12036 | FCL-ELS-ASH-0001 | Smoke Detector, Diesel Tank, ELS-T-0101, Low lift Building | FCL-ELS-T-0101 | Tank, Generator G-0100 Oil Fuel Day Tank, Low Lift Building, Screen Room |  |  |  | ASH
12037 | FCL-ELS-ASH-0002 | Smoke Detector, Diesel Tank, ELS-T-0201, Low lift Building | FCL-ELS-T-0201 | Tank, Generator G-0200 Oil Fuel Day Tank, Low Lift Building, Screen Room |  |  |  | ASH
12137 | FCL-ELS-INQ | Power Management | FCL-ELS | Electrical Distribution
12212 | COL-PCF-TS-0001 | Switch, Transfer | COL-PCF-MISC | Miscellaneous Equipment | Switch |  |  | TS
12227 | COL-PCP-BFP-0002 | Back Flow Preventer | COL-PCP | Copeland Pumping Station | Valve,Backflow Preventer |  | 33591 | BFP
12228 | COL-PCP-CB-0001 | Circuit Breaker, Transformer Feed | COL-PCP | Copeland Pumping Station | Circuit Breaker |  |  | CB
12229 | COL-PCP-CB-0002 | Circuit Breaker, Generator | COL-PCP | Copeland Pumping Station | Circuit Breaker |  |  | CB
12230 | COL-PCP-CB-0002 | Circuit Breaker, Generator | COL-PCP-MISC | Miscellaneous Equipment | Circuit Breaker |  |  | CB
12231 | COL-PCP-CB-0003 | Circuit Breaker, Main | COL-PCP | Copeland Pumping Station | Circuit Breaker |  |  | CB
12234 | COL-PCP-CH-0002 | Force Main Valve Chamber 2 | COL-PBF-MISC | Miscellaneous Equipment |  |  | 34014 | CH
12235 | COL-PCP-FEQ-0001S | Fire Prevention, Extinguisher | COL-PCP | Copeland Pumping Station | Fire Prevention,Extinguisher |  | 41316 | FEQ
12236 | COL-PCP-FEQ-0001S | Fire Prevention, Extinguisher | COL-PCP-MISC | Miscellaneous Equipment | Fire Prevention,Extinguisher |  | 41316 | FEQ
12237 | COL-PCP-FEQ-0001S | Fire Prevention, Extinguisher | COL-W-OBSOLETE | Col West Obsolete Entities | Fire Prevention,Extinguisher |  | 41316 | FEQ
12243 | COL-PCP-HTR-0001 | Heater, Panel | COL-PCP | Copeland Pumping Station | Heater |  |  | HTR
12244 | COL-PCP-HTR-0002 | Heater, Valve Chamber | COL-PCP | Copeland Pumping Station | Heater |  |  | HTR
12245 | COL-PCP-HTR-0002 | Heater, Valve Chamber | COL-PCP-MISC | Miscellaneous Equipment | Heater |  |  | HTR
12246 | COL-PCP-JIT-0001 | Meter, Power Indicating Transmitter, Main Power | COL-PCP | Copeland Pumping Station | Meter |  |  | JIT
12247 | COL-PCP-LIT-0100 | Transmitter, Level | COL-PCP-MISC | Miscellaneous Equipment | Transmitter,Level |  |  | LIT
12248 | COL-PCP-LIT-0101 | Transmitter, Level | COL-PCP-MISC | Miscellaneous Equipment | Transmitter,Level |  |  | LIT
12249 | COL-PCP-LP-0001 | Control Panel, Lighting | COL-PCP | Copeland Pumping Station | Control Panel |  |  | LP
12250 | COL-PCP-LSH-0103 | Switch, Level-High | COL-PCP | Copeland Pumping Station | Switch,Level |  |  | LSH
12251 | COL-PCP-LSH-0104 | Switch, Level-High | COL-PCP | Copeland Pumping Station | Switch,Level |  |  | LSH
12252 | COL-PCP-LSH-0104 | Switch, Level-High | COL-PCP-MISC | Miscellaneous Equipment | Switch,Level |  |  | LSH
12253 | COL-PCP-LSH-0105 | Switch, Level-High | COL-PCP | Copeland Pumping Station | Switch,Level |  |  | LSH
12254 | COL-PCP-LSH-0105 | Switch, Level-High | COL-PCP-MISC | Miscellaneous Equipment | Switch,Level |  |  | LSH
12255 | COL-PCP-LSH-0106 | Switch, Level-High | COL-PCP-MISC | Miscellaneous Equipment | Switch,Level |  |  | LSH
12256 | COL-PCP-LSL-0102 | Switch, Level-Low | COL-PCP-MISC | Miscellaneous Equipment | Switch |  |  | LSL
12257 | COL-PCP-MCC-0001 | Motor Control Centre | COL-PCP-MISC | Miscellaneous Equipment | Control Panel,MCC |  |  | MCC
12258 | COL-PCP-PIP-0001 | Piping | COL-PCP-MISC | Miscellaneous Equipment | Pump |  |  | PIP
12260 | COL-PCP-SS-0001 | Security System | COL-PCP-MISC | Miscellaneous Equipment | Security System |  |  | SS
12261 | COL-PCP-TR-0001 | Control Panel, Electrical | COL-PCP | Copeland Pumping Station | Transformer |  |  | TR
12262 | COL-PCP-TS-0001 | Switch, Transfer | COL-PCP | Copeland Pumping Station | Switch |  |  | TS
12263 | COL-PCP-UPS-0001 | UPS, Control Panel | COL-PCP | Copeland Pumping Station | Uninterruptible Power Supply |  |  | UPS
12264 | COL-PCP-UPS-0001 | UPS, Control Panel | COL-PCP-MISC | Miscellaneous Equipment | Uninterruptible Power Supply |  |  | UPS
12272 | COL-PCP-WEL-0100 | Wet Well | COL-PCP | Copeland Pumping Station | Well |  |  | WEL
12274 | COL-PCU-AUX-ELEC | Electrical Equipment | COL-PCU-AUX | Auxiliary Equipment
12275 | COL-PCU-AUX-MECH | Mechanical Equipment | COL-PCU-AUX | Auxiliary Equipment
12288 | COL-PCU-CP-0002 | Control Panel, Operator, PLC, Cumber PS | COL-PCU | Cumber Pumping Station | Control Panel |  | 34984 | CP
12289 | COL-PCU-CP-0002 | Control Panel, Operator, PLC, Cumber PS | COL-PCU-MISC | Miscellaneous Equipment | Control Panel |  | 34984 | CP
12290 | COL-PCU-CP-0003 | Control Panel, Operator, Lighting and Transformer, Cumber PS | COL-PCU-MISC | Miscellaneous Equipment | Control Panel |  | 34985 | CP
12291 | COL-PCU-CP-0003 | Control Panel, Operator, Lighting and Transformer, Cumber PS | COL-PCU-SUSPENDED | Cumber P.S.suspended entities | Control Panel |  | 34985 | CP
12292 | COL-PCU-CP-0004 | Control Panel, Operator, Alarm Reset, Cumber PS | COL-PCU | Cumber Pumping Station | Control Panel |  | 34986 | CP
12293 | COL-PCU-CP-0004 | Control Panel, Operator, Alarm Reset, Cumber PS | COL-PCU-SUSPENDED | Cumber P.S.suspended entities | Control Panel |  | 34986 | CP
12294 | COL-PCU-CP-0006 | Control Panel, Operator, Pumps, Cumber PS | COL-PCU | Cumber Pumping Station | Control Panel |  | 34988 | CP
12295 | COL-PCU-CP-0007 | Control Panel, Operator, Battery Charger, Cumber PS115VAC/11AMP/60HZ, 24VDC/30AMP. Cell: 20N1-CA | COL-PCU | Cumber Pumping Station | Control Panel |  | 34989 | CP
12296 | COL-PCU-CP-0007 | Control Panel, Operator, Battery Charger, Cumber PS115VAC/11AMP/60HZ, 24VDC/30AMP. Cell: 20N1-CA | COL-PCU-SUSPENDED | Cumber P.S.suspended entities | Control Panel |  | 34989 | CP
12301 | COL-PCU-DM-0001 | Damper/Louver, Main Floor | COL-PCU-MISC | Miscellaneous Equipment | Damper/Louver |  | 34990 | DM
12302 | COL-PCU-DM-0001 | Damper/Louver, Main Floor | COL-PCU-SUSPENDED | Cumber P.S.suspended entities | Damper/Louver |  | 34990 | DM
12303 | COL-PCU-DM-0002 | Damper/Louver, Diesel Room | COL-PCU-MISC | Miscellaneous Equipment | Damper/Louver |  | 34991 | DM
12304 | COL-PCU-DM-0002 | Damper/Louver, Diesel Room | COL-PCU-SUSPENDED | Cumber P.S.suspended entities | Damper/Louver |  | 34991 | DM
12306 | COL-PCU-DR-5332 | Door Entry System | COL-PCU-MISC | Miscellaneous Equipment |  |  | 35002 | DR
12307 | COL-PCU-DR-5332 | Door Entry System | COL-PCU-SUSPENDED | Cumber P.S.suspended entities |  |  | 35002 | DR
12312 | COL-PCU-FE-5331 | Flow Element | COL-PCU | Cumber Pumping Station | Switch,Flow |  | 34992 | FE
12313 | COL-PCU-FE-5331 | Flow Element | COL-PCU-SUSPENDED | Cumber P.S.suspended entities | Switch,Flow |  | 34992 | FE
12322 | COL-PCU-FEQ-0005 | Fire Prevention, Extinguisher | COL-PCU-SUSPENDED | Cumber P.S.suspended entities | Fire Prevention,Extinguisher |  | 34993 | FEQ
12323 | COL-PCU-FIT-5003 | Transmitter, Flow | COL-PCU | Cumber Pumping Station | Transmitter |  | 34938 | FIT
12324 | COL-PCU-FIT-5003 | Transmitter, Flow | COL-PCU-MISC | Miscellaneous Equipment | Transmitter |  | 34938 | FIT
12325 | COL-PCU-FIT-5003 | Transmitter, Flow | COL-PCU-SUSPENDED | Cumber P.S.suspended entities | Transmitter |  | 34938 | FIT
12326 | COL-PCU-FIT-5118 | Transmitter, Flow | COL-PCU | Cumber Pumping Station | Transmitter |  | 34950 | FIT
12327 | COL-PCU-FIT-5118 | Transmitter, Flow | COL-PCU-MISC | Miscellaneous Equipment | Transmitter |  | 34950 | FIT
12328 | COL-PCU-FIT-5118 | Transmitter, Flow | COL-PCU-SUSPENDED | Cumber P.S.suspended entities | Transmitter |  | 34950 | FIT
12329 | COL-PCU-FIT-5138 | Transmitter, Flow | COL-PCU | Cumber Pumping Station | Transmitter |  | 34952 | FIT
12330 | COL-PCU-FIT-5138 | Transmitter, Flow | COL-PCU-MISC | Miscellaneous Equipment | Transmitter |  | 34952 | FIT
12331 | COL-PCU-FIT-5138 | Transmitter, Flow | COL-PCU-SUSPENDED | Cumber P.S.suspended entities | Transmitter |  | 34952 | FIT
12332 | COL-PCU-FIT-5158 | Transmitter, Flow | COL-PCU | Cumber Pumping Station | Transmitter |  | 34953 | FIT
12333 | COL-PCU-FIT-5158 | Transmitter, Flow | COL-PCU-SUSPENDED | Cumber P.S.suspended entities | Transmitter |  | 34953 | FIT
12379 | FCL-ELS-LP-001DA | Lighting Panel, 225A, 120/208V, 3PH, Dry Chemical Building MCC Room, N/W | FCL-ELS-TR-001DA | Transformer, 1200A, Lighting, LP-001DA Feed, Dry Chemical Building Outside PAC Room West Entrance |  |  |  | LP
12380 | FCL-ELS-LP-001DB | Lighting Panel, 225A, 120/208V, 3PH, Dry Chemical Building MCC Room, N/W | FCL-ELS-TR-001DB | Transformer, Lighting, LP-001DB Feed, Dry Chemical Building Outside PAC Room West Entrance |  |  |  | LP
12383 | FCL-ELS-LP-001GA | Lighting Panel, 600/120/208V, 225A, 3PH, Gaseous Chemical Building, Entrance to Service Area | FCL-ELS-TR-001GA | Transformer, Lighting, 600/120/208V, 45kVA, 3PH, LP-001GA,Gaseous Chemical MCC Room N/W |  |  |  | LP
12389 | FCL-ELS-LP-003FB | Lighting Panel, (LP-FB), 600/120/208V, 3PH, Filter Operating Gallery Central/East | FCL-ELS-TR-003FB | Transformer,Lighting,(LT2F),600/120/208V, 45kVA,Heating Panel LP-003FB,Filter Bldg. Transformer Room |  |  |  | LP
12390 | FCL-ELS-LP-003FG | Lighting Panel, (LP-FG), 600/120/208V, 70A, 3PH, Filter Operating Gallery Central/West | FCL-ELS-TR-003FF | Transformer,Lighting,(LT3F),600/120/208V, 30kVA, Panels LP-003FF&003FG,Filter Bldg. Transformer Room |  |  |  | LP
12393 | FCL-ELS-LP-003GA | Lighting Panel, 600/120/208V, 3PH, Gaseous Chemical Building 2nd Floor Workshop | FCL-ELS-6 | Interior Lighting |  |  |  | LP
12397 | FCL-ELS-LP-004GA | Lighting Panel, 600V, 3PH, Supply From MCC-004G, Surge Building | FCL-ELS-6 | Interior Lighting |  |  |  | LP
12398 | FCL-ELS-LP-004GB | Lighting Panel, 120/208V, 3PH, Supply From LP-004GA, Surge Building | FCL-ELS-6 | Interior Lighting |  |  |  | LP
12399 | FCL-ELS-LP-004GE | Lighting Panel, 600/120/208V, 3PH, Gaseous Chemical Building MCC Room E | FCL-ELS-TR-004GE | Transformer, Lighting, 600/120/208V, 45kVA, 3PH, LP-004GE, Gaseous Chemical Building MCC Room N/W |  |  |  | LP
12400 | FCL-ELS-LP-004GF | Lighting Panel, 600/120/208V, 3PH, Gaseous Chemical Building | FCL-ELS-TR-004GE | Transformer, Lighting, 600/120/208V, 45kVA, 3PH, LP-004GE, Gaseous Chemical Building MCC Room N/W |  |  |  | LP
12402 | FCL-ELS-LP-0100I | Lighting Panel, Heating Panel, (HP4), High Lift Switchgear Room East Wall | FCL-ELS-TR-0100I | Transformer,(LT9H),Lighting Panel LP-0100I, 600/120/208V,45 kVA, High Lift Switchgear Room |  |  |  | LP
12403 | FCL-ELS-LP-0100J | Lighting Panel, Heating Panel, High Lift Heating & Ventilation Room | FCL-ELS-TR-0100J | Transformer,(LT10H),Lighting Panel LP-0100J, 600/120/208V,30 kVA, High Lift Heating&Ventilation Room |  |  |  | LP
12415 | COL-PCU-FSL-5113 | Flow switch, Low | COL-PCU | Cumber Pumping Station | Switch,Flow-Low |  | 34961 | FSL
12416 | COL-PCU-FSL-5133 | Flow switch, Low | COL-PCU | Cumber Pumping Station | Switch,Flow-Low |  | 34962 | FSL
12417 | COL-PCU-FSL-5153 | Flow switch, Low | COL-PCU | Cumber Pumping Station | Switch,Flow-Low |  | 34963 | FSL
12418 | COL-PCU-FSL-5153 | Flow switch, Low | COL-PCU-MISC | Miscellaneous Equipment | Switch,Flow-Low |  | 34963 | FSL
12423 | COL-PCU-GDR-5100 | Grinder, Comminutor | COL-PCU | Cumber Pumping Station | Grinder |  | 34939 | GDR
12426 | COL-PCU-GEN-5200 | Generator, Electricity | COL-PCU | Cumber Pumping Station | Generator |  | 34940 | GEN
12428 | COL-PCU-HS-5335 | Transfer switch position | COL-PCU | Cumber Pumping Station | Switch |  | 34994 | HS
12429 | COL-PCU-HS-5335 | Transfer switch position | COL-PCU-MISC | Miscellaneous Equipment | Switch |  | 34994 | HS
12430 | COL-PCU-HS-5335 | Transfer switch position | COL-PCU-SUSPENDED | Cumber P.S.suspended entities | Switch |  | 34994 | HS
12434 | COL-PCU-HTR-0003 | Heater, Pump Floor | COL-PCU | Cumber Pumping Station | Heater |  | 34995 | HTR
12442 | COL-PCU-JSL-5336 | Power failure alarm | COL-PCU-MISC | Miscellaneous Equipment | Switch |  | 34996 | JSL
12443 | COL-PCU-JSL-5337 | RPU Power failure alarm | COL-PCU | Cumber Pumping Station | Switch |  | 34997 | JSL
12445 | COL-PCU-LIT-0101 | Transmitter, Level | COL-PCU-MISC | Miscellaneous Equipment | Transmitter,Level |  | 34941 | LIT
12446 | COL-PCU-LIT-0101 | Transmitter, Level | COL-PCU-SUSPENDED | Cumber P.S.suspended entities | Transmitter,Level |  | 34941 | LIT
12448 | COL-PCU-LIT-0201 | Transmitter, Level | COL-PCU | Cumber Pumping Station | Transmitter,Level |  | 34942 | LIT
12452 | COL-PCU-LSH-0102 | Switch, Level-High | COL-PCU-SUSPENDED | Cumber P.S.suspended entities | Switch,Level |  | 34968 | LSH
12455 | COL-PCU-LSH-0202 | Switch, Level-High | COL-PCU | Cumber Pumping Station | Switch,Level |  | 34969 | LSH
12456 | COL-PCU-LSH-0202 | Switch, Level-High | COL-PCU-MISC | Miscellaneous Equipment | Switch,Level |  | 34969 | LSH
12460 | COL-PCU-LSH-5004 | Switch, Level-High | COL-PCU-SUSPENDED | Cumber P.S.suspended entities | Switch,Level |  | 34970 | LSH
12461 | COL-PCU-LSH-5005 | Switch, Level-High | COL-PCU-MISC | Miscellaneous Equipment | Switch,Level |  | 34971 | LSH
12462 | COL-PCU-LSH-5005 | Switch, Level-High | COL-PCU-SUSPENDED | Cumber P.S.suspended entities | Switch,Level |  | 34971 | LSH
12463 | COL-PCU-LSH-5006 | Switch, Level-High | COL-PCU-SUSPENDED | Cumber P.S.suspended entities | Switch,Level |  | 34972 | LSH
12464 | COL-PCU-LSH-5334 | Switch, Level-High | COL-PCU | Cumber Pumping Station | Switch,Level |  | 34973 | LSH
12470 | COL-PCU-LSL-0103 | Switch, Level-Low | COL-PCU-MISC | Miscellaneous Equipment | Switch |  | 34974 | LSL
12472 | COL-PCU-LSL-0203 | Switch, Level-Low | COL-PCU-MISC | Miscellaneous Equipment | Switch |  | 34975 | LSL
12473 | COL-PCU-LSL-5201 | Switch, Level-Low | COL-PCU | Cumber Pumping Station | Switch |  | 34976 | LSL
12474 | COL-PCU-LSLL-5201 | Level Switch, Low Low | COL-PCU | Cumber Pumping Station | Switch,Level |  | 34967 | LSLL
12475 | COL-PCU-LSLL-5201 | Level Switch, Low Low | COL-PCU-MISC | Miscellaneous Equipment | Switch,Level |  | 34967 | LSLL
12476 | COL-PCU-LSLL-5201 | Level Switch, Low Low | COL-PCU-SUSPENDED | Cumber P.S.suspended entities | Switch,Level |  | 34967 | LSLL
12492 | COL-PCU-MCC-0001 | Motor Control Centre | COL-PCU | Cumber Pumping Station | Control Panel,MCC |  | 34924 | MCC
12493 | COL-PCU-MCC-0002 | Motor Control Centre | COL-PCU-MISC | Miscellaneous Equipment | Control Panel,MCC |  | 34925 | MCC
12494 | COL-PCU-MCC-0002 | Motor Control Centre | COL-PCU-SUSPENDED | Cumber P.S.suspended entities | Control Panel,MCC |  | 34925 | MCC
12496 | COL-PCU-MISC | Miscellaneous Equipment | COL-PCU-SUSPENDED | Cumber P.S.suspended entities |  |  | 35008
12497 | COL-PCU-OIT-0001 | Operator Interface Terminal | COL-PCU | Cumber Pumping Station | Computer Equipment,Monitor |  |  | OIT
12501 | COL-PCU-P-5130 | Pump, Centrifugal | COL-PCU | Cumber Pumping Station | Pump |  | 34933 | P
12502 | COL-PCU-P-5130 | Pump, Centrifugal | COL-PCU-SUSPENDED | Cumber P.S.suspended entities | Pump |  | 34933 | P
12508 | COL-PCU-PSL-5183 | Switch, Pressure-Low, Drain Pump 5170, Cumber PS | COL-PCU | Cumber Pumping Station | Switch |  | 34999 | PSL
12509 | COL-PCU-PUMP | Pumping Equipment | COL-PCU | Cumber Pumping Station
12512 | COL-PCU-RPU-0102 | Remote Processor Unit, Diesel Room | COL-PCU | Cumber Pumping Station | RPU |  | 34998 | RPU
12513 | COL-PCU-RPU-0102 | Remote Processor Unit, Diesel Room | COL-PCU-MISC | Miscellaneous Equipment | RPU |  | 34998 | RPU
12515 | COL-PCU-SS-5300 | Security System | COL-PCU-MISC | Miscellaneous Equipment | Security System |  | 35001 | SS
12516 | COL-PCU-SS-5300 | Security System | COL-PCU-SUSPENDED | Cumber P.S.suspended entities | Security System |  | 35001 | SS
12517 | COL-PCU-SS-5333 | Door open acknowledge | COL-PCU | Cumber Pumping Station | Security System |  | 35004 | SS
12518 | COL-PCU-SUSPENDED | Cumber P.S.suspended entities | COL-PCU | Cumber Pumping Station
12528 | COL-PCU-TR-001 | Transformer, Power | COL-PCU | Cumber Pumping Station |  |  | 35007 | TR
12529 | COL-PCU-TR-001 | Transformer, Power | COL-PCU-MISC | Miscellaneous Equipment |  |  | 35007 | TR
12530 | COL-PCU-TR-001 | Transformer, Power | COL-PCU-SUSPENDED | Cumber P.S.suspended entities |  |  | 35007 | TR
12537 | COL-PCU-TSH-5110 | Temperature switch, High | COL-PCU-MISC | Miscellaneous Equipment | Switch,Temperature-High |  | 34964 | TSH
12538 | COL-PCU-TSH-5110 | Temperature switch, High | COL-PCU-SUSPENDED | Cumber P.S.suspended entities | Switch,Temperature-High |  | 34964 | TSH
12539 | COL-PCU-TSH-5130 | Temperature switch, High | COL-PCU-MISC | Miscellaneous Equipment | Switch,Temperature-High |  | 34965 | TSH
12540 | COL-PCU-TSH-5130 | Temperature switch, High | COL-PCU-SUSPENDED | Cumber P.S.suspended entities | Switch,Temperature-High |  | 34965 | TSH
12541 | COL-PCU-TSH-5150 | Temperature switch, High | COL-PCU-SUSPENDED | Cumber P.S.suspended entities | Switch,Temperature-High |  | 34966 | TSH
12542 | COL-PCU-TSH-5301 | Switch, Temperature-High, Building, Cumber PS | COL-PCU-MISC | Miscellaneous Equipment | Switch |  | 35005 | TSH
12543 | COL-PCU-TSH-5301 | Switch, Temperature-High, Building, Cumber PS | COL-PCU-SUSPENDED | Cumber P.S.suspended entities | Switch |  | 35005 | TSH
12544 | COL-PCU-TSL-5302 | Switch, Temperature-Low, Building, Cumber PS | COL-PCU-SUSPENDED | Cumber P.S.suspended entities | Switch |  | 35006 | TSL
12583 | COL-PDA-FEQ-0001S | Fire Prevention, Extinguisher | COL-W-OBSOLETE | Col West Obsolete Entities | Fire Prevention,Extinguisher |  | 42682 | FEQ
12589 | COL-PDA-LSH-0103 | Switch, Level High | COL-PDA | Dacotah Sewage Pumping Station (Algonquin Island PS #2) | Switch,Level |  |  | LSH
12590 | COL-PDA-LSHH-0104 | Switch, Level High-High | COL-PDA | Dacotah Sewage Pumping Station (Algonquin Island PS #2) | Switch,Level |  |  | LSHH
12601 | COL-PDG-CB-0001 | Circuit Breaker, Main | COL-PDG | Douglas Drive Syphon | Circuit Breaker |  |  | CB
12602 | COL-PDG-CB-0001 | Circuit Breaker, Main | COL-PDG-MISC | Miscellaneous Equipment | Circuit Breaker |  |  | CB
12603 | COL-PDG-CB-0002 | Circuit Breaker, Load | COL-PDG | Douglas Drive Syphon | Circuit Breaker |  |  | CB
12604 | COL-PDG-LIT-0101 | Transmitter, Level | COL-PDG | Douglas Drive Syphon | Transmitter,Level |  |  | LIT
12605 | COL-PDG-LIT-0101 | Transmitter, Level | COL-PDG-MISC | Miscellaneous Equipment | Transmitter,Level |  |  | LIT
12606 | COL-PDG-MISC | Miscellaneous Equipment | COL-PDG | Douglas Drive Syphon
12607 | COL-PDG-T-0100 | Tank | COL-PDG | Douglas Drive Syphon | Tank |  |  | T
12608 | COL-PDG-UPS-0001 | UPS, Douglas Drive Syphon | COL-PDG | Douglas Drive Syphon | Uninterruptible Power Supply |  |  | UPS
12609 | COL-PDG-UPS-0001 | UPS, Douglas Drive Syphon | COL-PDG-MISC | Miscellaneous Equipment | Uninterruptible Power Supply |  |  | UPS
12615 | COL-PEV-ALR-0001 | Control Panel, Operator | COL-PEV | Ellis Sewage Pumping Station | Control Panel |  |  | ALR
12616 | COL-PEV-ALR-0001 | Control Panel, Operator | COL-PEV-MISC | Miscellaneous Equipment | Control Panel |  |  | ALR
12617 | COL-PEV-BAT-0001 | Battery, Rechargeable | COL-PEV-MISC | Miscellaneous Equipment | Battery |  |  | BAT
12619 | COL-PEV-CP-0001 | Control Panel, Operator | COL-PEV-MISC | Miscellaneous Equipment | Control Panel |  |  | CP
12620 | COL-PEV-CP-0003 | Control Panel, Operator | COL-PEV-MISC | Miscellaneous Equipment | Control Panel |  |  | CP
12622 | COL-PEV-DM-0001 | Damper/Louver, Manual | COL-PEV-MISC | Miscellaneous Equipment | Damper/Louver |  |  | DM
12623 | COL-PEV-DM-0002 | Damper/Louver, Manual | COL-PEV-MISC | Miscellaneous Equipment | Damper/Louver |  |  | DM
12626 | COL-PEV-FEQ-0001S | Fire Prevention, Extinguisher | COL-PEV | Ellis Sewage Pumping Station | Fire Prevention,Extinguisher |  | 42683 | FEQ
12628 | FCL-ELS-LP-0200A | Lighting Panel, Heating, 208/120V, 3PH, Admin Building, Lunch Room 113 West Wall | FCL-ELS-TR-0200O | Transformer, 600/120/208V, 75 kVA, 3PH, Lighting Panels LP-0200O&0200A, High Lift Switchgear Room |  |  |  | LP
12629 | FCL-ELS-LP-0200D | Lighting Panel, 208/120V, 3PH, High Lift Switchgear Room, West Wall | FCL-ELS-6 | Interior Lighting |  |  |  | LP
12630 | FCL-ELS-LP-0200E | Lighting Panel, 208/120V, 3PH, Admin Building, Corridor 217 Second Floor | FCL-ELS-6 | Interior Lighting |  |  |  | LP
12631 | FCL-ELS-LP-0200H | Lighting Panel, 208/120V, 3PH, (HP3), High Lift Switchgear Room West Wall | FCL-ELS-6 | Interior Lighting |  |  |  | LP
12632 | FCL-ELS-LP-0200J | Lighting Panel, 208/120V, 3PH, (LP0JA), Admin Building Server Room | FCL-ELS-6 | Interior Lighting |  |  |  | LP
12633 | FCL-ELS-LP-0200P | Lighting Panel, Heating, 208/120V, 3PH, Admin Building, Corridor 217 Second Floor | FCL-ELS-TR-0200P | Transformer, 600/120/208V,112.5kW, Lighting Panels LP-0200P &0200B, High Lift Switchgear Floor East |  |  |  | LP
12635 | FCL-ELS-LP-0300E | Lighting Panel, Emergency Load, 208/120V, 3PH, High Lift Switchgear Room, South Wall | FCL-ELS-6 | Interior Lighting |  |  |  | LP
12642 | FCL-ELS-LP-0400A | Lighting Panel, 575/120/208V, 225A, Low Lift Pump Room N/W | FCL-ELS-6 | Interior Lighting |  |  |  | LP
12644 | FCL-ELS-LP-0501E | Lighting Panel, 575/120/208V, LP-0501E (0500E1), Dry Chemical Building in MCC-0500 | FCL-ELS-6 | Interior Lighting |  |  |  | LP
12648 | FCL-ELS-LSH-0300 | Switch, Level, High, Fuel Oil Tank T-0100, Low Lift Building, Screen Room, Underground | FCL-ELS-T-0100 | Tank, Underground, Main Oil Fuel Tank, Low Lift Building, Screen Room |  |  |  | LSH
12649 | FCL-ELS-LSHH-0101 | Switch, Level, High High, Fuel Oil Day Tank T-0101, Low Lift Building, Screen Room | FCL-ELS-T-0100 | Tank, Underground, Main Oil Fuel Tank, Low Lift Building, Screen Room |  |  |  | LSHH
12650 | FCL-ELS-LSHH-0101A | Switch, Level, High High, Tank ELS-T-0101, Emergency Power Generator Monitoring | FCL-ELS-T-0101 | Tank, Generator G-0100 Oil Fuel Day Tank, Low Lift Building, Screen Room |  |  |  | LSHH
12651 | FCL-ELS-LSHH-0201 | Switch, Level, High High, Fuel Oil Day Tank T-0201, Low Lift Building, Screen Room | FCL-ELS-T-0201 | Tank, Generator G-0200 Oil Fuel Day Tank, Low Lift Building, Screen Room |  |  |  | LSHH
12655 | FCL-ELS-LSLL-0201 | Switch, Level, Low Low, Fuel Oil Day Tank T-0201, Low Lift Building, Screen Room | FCL-ELS-T-0201 | Tank, Generator G-0200 Oil Fuel Day Tank, Low Lift Building, Screen Room |  |  |  | LSLL
12656 | FCL-ELS-LTG | Emergency Lighting | FCL-ELS | Electrical Distribution
12706 | FCL-ELS-PSL-0300 | Switch, Pressure, Low,Vacuum,Oil Fuel Tank T-0100 Interstitial,Low Lift Bldg,Screen Room,Underground | FCL-ELS-T-0100 | Tank, Underground, Main Oil Fuel Tank, Low Lift Building, Screen Room |  |  |  | PSL
12750 | FCL-ELS-SWG-0TR1 | Breaker, RMF Transformers TR-01CL & 01CF Feed, 4160V Low Lift Switchgear | FCL-ELS-TR-01CL | Transformer,Power,Dry,Clarification - Electrical Room,4160-600V,400KVA |  |  |  | SWG
12751 | FCL-ELS-SWG-0TR2 | Breaker, 1200A, RMF Transformers TR-02CL & 02CF Feed, 4160V Low Lift Switchgear | FCL-ELS-TR-02CL | Transformer,Power,Dry,Clarification - Electrical Room,4160-600V,400KVA |  |  |  | SWG
12773 | FCL-ELS-TR-001DA | Transformer, 1200A, Lighting, LP-001DA Feed, Dry Chemical Building Outside PAC Room West Entrance | FCL-ELS-6 | Interior Lighting |  |  |  | TR
12774 | FCL-ELS-TR-001DB | Transformer, Lighting, LP-001DB Feed, Dry Chemical Building Outside PAC Room West Entrance | FCL-ELS-6 | Interior Lighting |  |  |  | TR
12779 | FCL-ELS-TR-001GA | Transformer, Lighting, 600/120/208V, 45kVA, 3PH, LP-001GA,Gaseous Chemical MCC Room N/W | FCL-ELS-6 | Interior Lighting |  |  |  | TR
12786 | FCL-ELS-TR-002FD | Transformer, Lighting, (LT8F) 600/120/208V, 45kVA, 3PH,Heating Panel DP-002FD, Filter Gallery Central | FCL-ELS-6 | Interior Lighting |  |  |  | TR
12797 | FCL-ELS-TR-003FF | Transformer,Lighting,(LT3F),600/120/208V, 30kVA, Panels LP-003FF&003FG,Filter Bldg. Transformer Room | FCL-ELS-6 | Interior Lighting |  |  |  | TR
12798 | FCL-ELS-TR-004FE | Transformer,Lighting,(LT4F),Lighting Panel LP-003FA,600/120/208V,30kVA,Filter Bldg. Transformer Room | FCL-ELS-6 | Interior Lighting |  |  |  | TR
12799 | FCL-ELS-TR-004FH | Transformer, Lighting, 600/120/208V, 30kVA, 3PH, Power Distribution DP-004FH MCC Room, MCC-004F | FCL-ELS-6 | Interior Lighting |  |  |  | TR
12800 | FCL-ELS-TR-004GE | Transformer, Lighting, 600/120/208V, 45kVA, 3PH, LP-004GE, Gaseous Chemical Building MCC Room N/W | FCL-ELS-6 | Interior Lighting |  |  |  | TR
12813 | FCL-ELS-TR-0200P | Transformer, 600/120/208V,112.5kW, Lighting Panels LP-0200P &0200B, High Lift Switchgear Floor East | FCL-ELS-6 | Interior Lighting |  |  |  | TR
12857 | FCL-ELS-V-0102 | Valve, Ball, Discharge, Pump ELS-P-0100, Emergency Power Generator Monitoring | FCL-ELS-P-0100 | Pump, Gear, Fuel Oil Transfer Pump, Low Lift Building, Screen Room |  |  |  | V
12865 | FCL-ELS-V-0202 | Valve, Ball, Discharge, Pump ELS-P-0200, Emergency Power Generator Monitoring | FCL-ELS-P-0200 | Pump, Gear, Fuel Oil Transfer Pump, Low Lift Building, Screen Room |  |  |  | V
12869 | FCL-EUS-SERVER-ROOM | Computer Location | FCL-ADM-BLDG | Building Location
12870 | FCL-EUS-TRAIN-ROOM | Computer Location | FCL-ADM-BLDG | Building Location
12964 | FCL-FILTER-BLDG | Building Location | FCL-EUS | Production & End User Support
12965 | FCL-FL | Fluoridation | FCL-DIS | Disinfection and Conditioning
12967 | FCL-FL-CP-0001 | Control Panel, Operator, High Level Alarm, Hydrofluosilicic Acid System | FCL-FL-T-0101 | Tank, Non-Pressurized, Hydrofluosilicic Acid System |  |  |  | CP
12968 | FCL-FL-CP-0101 | Control Panel, Electrical, Pump 0101, Hydrofluosilicic Acid System | FCL-FL-P-0101 | Pump, Gear, Hydrofluosilicic Acid System |  |  |  | CP
12969 | FCL-FL-CP-0201 | Control Panel, Electrical, Pump 0201, Hydrofluosilicic Acid System | FCL-FL-P-0201 | Pump, Gear, Hydrofluosilicic Acid System |  |  |  | CP
12977 | FCL-FL-FS-0101-SUS | Switch,Flow Fluoride Pump # 1 | FCL-FL | Fluoridation |  |  | 36603 | FS
12978 | FCL-FL-FS-0101-SUS | Switch,Flow Fluoride Pump # 1 | FCL-SUSPENDED | Suspended entity |  |  | 36603 | FS
12979 | FCL-FL-FS-0201-SUS | Switch,Flow Fluoride Pump # 2 | FCL-FL | Fluoridation |  |  | 36604 | FS
12980 | FCL-FL-HTR-0001 | Heater, (Heat Tracing), Gaseous Chemical Building, South of Storage Tank | FCL-ACC-FL | Flouride Room, HVAC Equipment |  |  |  | HTR
13035 | FCL-FLO | Flocculation | FCL-PLT | Preliminary Treatment
13038 | FCL-FLO-CP-0101 | Control Panel, Pre-treatment Module 1 Inlet Valve, Flocculation &Sedimentation Area South | FCL-FLO-V-0101 | Valve, Butterfly, Actuated, Raw Water, Sedimentation Tank 0101, Mixing Tank/ Coagulation |  |  |  | CP
13039 | FCL-FLO-CP-0201 | Control Panel, Pre-treatment Module 2 Inlet Valve, Flocculation &Sedimentation Area South | FCL-FLO-V-0201 | Valve, Butterfly, Actuated, Raw Water, Sedimentation Tank 0201, Mixing Tank/ Coagulation |  |  |  | CP
13040 | FCL-FLO-CP-0301 | Control Panel, Pre-treatment Module 2 Inlet Valve, Flocculation &Sedimentation Area South | FCL-FLO-V-0301 | Valve, Butterfly, Actuated, Raw Water, Sedimentation Tank 0301, Mixing Tank/ Coagulation |  |  |  | CP
13041 | FCL-FLO-FIT-0201A | Transmitter, Flow, Ultrasonic Transient Time, Clamp-on, Pre-treatment Module 2 Inlet | FCL-FLO-T-0201 | Tank, Flocculation |  |  |  | FIT
13061 | FCL-FLO-V-0050D | Valve, Mud, Drain, Pre-Treatment Module 2 Inlet, | FCL-DEW | Dewatering |  |  |  | V
13062 | FCL-FLO-V-0050E | Valve, Mud, Drain, Pre-Treatment Module 3 Inlet, | FCL-DEW | Dewatering |  |  |  | V
13064 | FCL-FLT | Filtration | FCL WORK AREA 1 | Process
13090 | COL-PEV-FN-0001 | Fan, Centrifugal | COL-PEV-MISC | Miscellaneous Equipment | Fan |  |  | FN
13091 | COL-PEV-FN-0003 | Fan, Centrifugal | COL-PEV | Ellis Sewage Pumping Station | Fan |  |  | FN
13092 | COL-PEV-FN-0003 | Fan, Centrifugal | COL-PEV-MISC | Miscellaneous Equipment | Fan |  |  | FN
13093 | COL-PEV-FQ-0001 | Meter, Flow | COL-PEV | Ellis Sewage Pumping Station | Meter,Flow |  |  | FQ
13094 | COL-PEV-GC-0001 | Grit Chamber | COL-PEV | Ellis Sewage Pumping Station |  |  | 34396 | GC
13096 | COL-PEV-GRF-0001 | Indicator, Ground Fault | COL-PEV | Ellis Sewage Pumping Station |  |  |  | GRF
13098 | COL-PEV-HTR-0002 | Heater, Duct | COL-PEV | Ellis Sewage Pumping Station | Heater |  |  | HTR
13099 | COL-PEV-JIT-0001 | Meter, Power Indicating Transmitter, Main Power | COL-PEV | Ellis Sewage Pumping Station | Meter |  |  | JIT
13100 | COL-PEV-LIT-0100 | Transmitter, Level | COL-PEV-MISC | Miscellaneous Equipment | Transmitter,Level |  |  | LIT
13101 | COL-PEV-LP-0001 | Control Panel, Lighting | COL-PEV | Ellis Sewage Pumping Station | Control Panel |  |  | LP
13102 | COL-PEV-LP-0001 | Control Panel, Lighting | COL-PEV-MISC | Miscellaneous Equipment | Control Panel |  |  | LP
13103 | COL-PEV-LSH-0001 | Switch, Level-High | COL-PEV | Ellis Sewage Pumping Station | Switch,Level |  |  | LSH
13104 | COL-PEV-LSH-0002 | Switch, Level High | COL-PEV | Ellis Sewage Pumping Station | Switch,Level |  |  | LSH
13105 | COL-PEV-LSH-0002 | Switch, Level High | COL-PEV-MISC | Miscellaneous Equipment | Switch,Level |  |  | LSH
13106 | COL-PEV-LSH-0103 | Switch, Level-High | COL-PEV-MISC | Miscellaneous Equipment | Switch,Level |  |  | LSH
13107 | COL-PEV-LSHH-0104 | Switch, Level High-High | COL-PEV | Ellis Sewage Pumping Station | Switch,Level |  |  | LSHH
13108 | COL-PEV-LSHH-0105 | Switch, Level High-High | COL-PEV | Ellis Sewage Pumping Station | Switch,Level |  |  | LSHH
13109 | COL-PEV-LSL-0102 | Switch, Level-Low | COL-PEV | Ellis Sewage Pumping Station | Switch |  |  | LSL
13110 | COL-PEV-LSL-0102 | Switch, Level-Low | COL-PEV-MISC | Miscellaneous Equipment | Switch |  |  | LSL
13111 | COL-PEV-LSLL-0101 | Switch, Level Low-Low | COL-PEV | Ellis Sewage Pumping Station | Switch,Level |  |  | LSLL
13118 | COL-PEV-MON-0002 | Monitor | COL-PEV | Ellis Sewage Pumping Station |  |  |  | MON
13122 | COL-PEV-SC-0001 | Screen, Bar | COL-PEV | Ellis Sewage Pumping Station | Screen |  |  | SC
13123 | COL-PEV-SC-0001 | Screen, Bar | COL-PEV-MISC | Miscellaneous Equipment | Screen |  |  | SC
13127 | COL-PEV-TS-0001 | Switch, Transfer | COL-PEV | Ellis Sewage Pumping Station | Switch |  |  | TS
13134 | COL-PEV-WEL-0500 | Wet well | COL-PHP-MISC | Miscellaneous Equipment |  |  |  | WEL
13135 | COL-PEV-WEL-0600 | Dry Well | COL-PEV | Ellis Sewage Pumping Station |  |  |  | WEL
13143 | COL-PFB-GRF-0001 | Indicator, Ground Fault | COL-PFB-MISC | Miscellaneous Equipment | Indicator,Ground Fault |  |  | GRF
13144 | COL-PFB-HTR-0001 | Heater, Wet Well | COL-PFB | Fallingbrook Pumping Station | Heater |  |  | HTR
13145 | COL-PFB-JIT-0001 | Meter, Power Indicating Transmitter, Main Power | COL-PFB-MISC | Miscellaneous Equipment | Meter |  |  | JIT
13146 | COL-PFB-LIT-0101 | Transmitter, Level | COL-PFB-MISC | Miscellaneous Equipment | Transmitter,Level |  |  | LIT
13147 | COL-PFB-LSH-0103 | Switch, Level-High | COL-PFB | Fallingbrook Pumping Station | Switch,Level |  |  | LSH
13148 | COL-PFB-LSH-0103 | Switch, Level-High | COL-PFB-MISC | Miscellaneous Equipment | Switch,Level |  |  | LSH
13149 | COL-PFB-LSHH-0104 | Switch, Level High-High | COL-PFB | Fallingbrook Pumping Station | Switch,Level |  |  | LSHH
13150 | COL-PFB-LSL-0102 | Switch, Level-Low | COL-PFB-MISC | Miscellaneous Equipment | Switch |  |  | LSL
13151 | COL-PFB-LSLL-0101 | Switch, Level Low-Low | COL-PFB-MISC | Miscellaneous Equipment | Switch,Level |  |  | LSLL
13153 | COL-PFB-M-0201 | Motor | COL-PFB-MISC | Miscellaneous Equipment |  |  |  | M
13157 | FCL-FLT-CP-0001 | Control Panel, Filtered Water Sampling Pumps 0001A&B FCL-FLT-P-0004A | FCL-FLT-P-0004A | Pump, Centrifugal, Filtered Water, Sampling Pumps |  |  |  | CP
13158 | FCL-FLT-CP-0201 | Control Panel, Operator, Filter 0201 Flow/Rate, Filter 0201 | FCL-FLT-F-0201 | Filter, Carbon Activated, Filter Building, Filter Gallery East |  |  |  | CP
13159 | FCL-FLT-CP-0301 | Control Panel, Operator, Filter 0301 Flow/Rate, Filter 0301 | FCL-FLT-F-0301 | Filter, Carbon Activated, Filter Building, Filter Gallery West |  |  |  | CP
13160 | FCL-FLT-CP-0501 | Control Panel, Operator, Filter 0501 Flow/Rate, Filter 0501 | FCL-FLT-F-0501 | Filter, Carbon Activated, Filter Building, Filter Gallery West |  |  |  | CP
13161 | FCL-FLT-CP-0601 | Control Panel, Operator, Filter 0601 Flow/Rate, Filter 0601 | FCL-FLT-F-0601 | Filter, Carbon Activated, Filter Building, Filter Gallery East |  |  |  | CP
13162 | FCL-FLT-CP-0801 | Control Panel, Operator, Filter 0801 Flow/Rate, Filter 0801 | FCL-FLT-F-0801 | Filter, Carbon Activated, Filter Building, Filter Gallery East |  |  |  | CP
13163 | FCL-FLT-CP-0901 | Control Panel, Operator, Filter 0901 Flow/Rate, Filter 0901 | FCL-FLT-F-0901 | Filter, Carbon Activated, Filter Building, Filter Gallery West |  |  |  | CP
13164 | FCL-FLT-CP-1001 | Control Panel, Operator, Filter 1001 Flow/Rate, Filter 1001 | FCL-FLT-F-1001 | Filter, Carbon Activated, Filter Building, Filter Gallery East |  |  |  | CP
13165 | FCL-FLT-CP-1101 | Control Panel, Operator, Filter 1101 Flow/Rate, Filter 1101 | FCL-FLT-F-1101 | Filter, Carbon Activated, Filter Building, Filter Gallery West |  |  |  | CP
13166 | FCL-FLT-CP-1201 | Control Panel, Operator, Filter 1201 Flow/Rate, Filter 1201 | FCL-FLT-F-1201 | Filter, Carbon Activated, Filter Building, Filter Gallery East |  |  |  | CP
13167 | FCL-FLT-CP-1301 | Control Panel, Operator, Filter 1301 Flow/Rate, Filter 1301 | FCL-FLT-F-1301 | Filter, Carbon Activated, Filter Building, Filter Gallery West |  |  |  | CP
13168 | FCL-FLT-CP-1401 | Control Panel, Operator, Filter 1401 Flow/Rate, Filter 1401 | FCL-FLT-F-1401 | Filter, Carbon Activated, Filter Building, Filter Gallery East |  |  |  | CP
13169 | FCL-FLT-CP-1501 | Control Panel, Operator, Filter 1501 Flow/Rate, Filter 1501 | FCL-FLT-F-1501 | Filter, Carbon Activated, Filter Building, Filter Gallery West |  |  |  | CP
13170 | FCL-FLT-CP-1601 | Control Panel, Operator, Filter 1601 Flow/Rate, Filter 1601 | FCL-FLT-F-1601 | Filter, Carbon Activated, Filter Building, Filter Gallery East |  |  |  | CP
13171 | FCL-FLT-CP-1701 | Control Panel, Operator, Filter 1701 Flow/Rate, Filter 1701 | FCL-FLT-F-1701 | Filter, Carbon Activated, Filter Building, Filter Gallery West |  |  |  | CP
13174 | FCL-FLT-F-0202 | Filter, Inlet Side of PDIT-0201, Filter F-0201, Filtration Pipe Gallery | FCL-FLT-PDIT-0201 | Transmitter, Pressure (Differential), Loss of Head for Filter 0201, , Filter No.0201 |  |  |  | F
13176 | FCL-FLT-F-0302 | Filter, Inlet Side of PDIT-0301, Filter F-0301, Filtration Pipe Gallery | FCL-FLT-PDIT-0301 | Transmitter, Pressure (Differential), Loss of Head for Filter 0301, Filter No.0301 |  |  |  | F
13177 | FCL-FLT-F-0402 | Filter, Inlet Side of PDIT-0401, Filter F-0401, Filtration Pipe Gallery | FCL-FLT-PDIT-0401 | Transmitter, Pressure (Differential), Loss of Head for Filter 0401, , Filter No.0401 |  |  |  | F
13179 | FCL-FLT-F-0502 | Filter, Inlet Side of PDIT-0501, Filter F-0501, Filtration Pipe Gallery | FCL-FLT-PDIT-0501 | Transmitter, Pressure (Differential), Loss of Head for Filter 0501, Filter No.0501 |  |  |  | F
13180 | FCL-FLT-F-0602 | Filter, Inlet Side of PDIT-0601, Filter F-0601, Filtration Pipe Gallery | FCL-FLT-PDIT-0601 | Transmitter, Pressure (Differential), Loss of Head for Filter 0601, , Filter No.0601 |  |  |  | F
13181 | FCL-FLT-F-0702 | Filter, Inlet Side of PDIT-0701, Filter F-0701, Filtration Pipe Gallery | FCL-FLT-PDIT-0701 | Transmitter, Pressure (Differential), Loss of Head for Filter 0701, Filter No.0701 |  |  |  | F
13182 | FCL-FLT-F-0802 | Filter, Inlet Side of PDIT-0801, Filter F-0801, Filtration Pipe Gallery | FCL-FLT-PDIT-0801 | Transmitter, Pressure (Differential), Loss of Head for Filter 0801, , Filter No.0801 |  |  |  | F
13184 | FCL-FLT-F-0902 | Filter, Inlet Side of PDIT-0901, Filter F-0901, Filtration Pipe Gallery | FCL-FLT-PDIT-0901 | Transmitter, Pressure (Differential), Loss of Head for Filter 0901, Filter No.0901 |  |  |  | F
13314 | FCL-FLT-SAMP | Filter Composite Sampling | FCL-SAMP | Sampling Systems
13367 | FCL-FLT-V-0118 | Valve, Gate, Bypass, Solenoid Valve V-0108, Filter 0101 | FCL-FLT-F-0101 | Filter, Carbon Activated, Filter Building, Filter Gallery West |  |  |  | V
13388 | FCL-FLT-V-0317 | Valve, Gate, Loss of Head Transmitter PDIT-0301 Drain, Filter 0301 | FCL-FLT-PDIT-0301 | Transmitter, Pressure (Differential), Loss of Head for Filter 0301, Filter No.0301 |  |  |  | V
13410 | FCL-FLT-V-0517 | Valve, Gate, Loss of Head Transmitter PDIT-0501 Filter F-0502 Drain, Filter 0501 | FCL-FLT-PDIT-0501 | Transmitter, Pressure (Differential), Loss of Head for Filter 0501, Filter No.0501 |  |  |  | V
13436 | FCL-FLT-V-0717 | Valve, Gate, WPS to Filter 0701 Drain, Filter 0701 | FCL-FLT-F-0701 | Filter, Carbon Activated, Filter Building, Filter Gallery West |  |  |  | V
13459 | FCL-FLT-V-0917 | Valve, Gate, Loss of Head Transmitter PDIT-0901 Filter F-0902 Drain, Filter 0901 | FCL-FLT-PDIT-0901 | Transmitter, Pressure (Differential), Loss of Head for Filter 0901, Filter No.0901 |  |  |  | V
13464 | FCL-FLT-V-1008 | Valve, Solenoid, Inlet, WPS to Filter 1001, Filter 1001 | FCL-FLT-F-0101 | Filter, Carbon Activated, Filter Building, Filter Gallery West |  |  |  | V
13465 | FCL-FLT-V-1009 | Valve, Pressure Regulating, Inlet, WPS to Filter 1001, Filter 1001 | FCL-FLT-F-0101 | Filter, Carbon Activated, Filter Building, Filter Gallery West |  |  |  | V
13466 | FCL-FLT-V-1013 | Valve, Ball, Outlet, PDIT 1001, Filter 1001 | FCL-FLT-PDIT-0101 | Transmitter, Pressure (Differential), Loss of Head for Filter 0101, Filter No.0101 |  |  |  | V
13467 | FCL-FLT-V-1014 | Valve, Ball, Inlet, AIT 1001, Filter 1001 | FCL-FLT-AIT-0101 | Analyzer, Turbidity, Filter #01, Filter Building, Filter Pipe Gallery |  |  |  | V
13468 | FCL-FLT-V-1015 | Valve, Check, Effluent Line Drain, Filter 1001 | FCL-FLT-F-0101 | Filter, Carbon Activated, Filter Building, Filter Gallery West |  |  |  | V
13504 | FCL-FLT-V-1317 | Valve, Gate, Loss of Head Transmitter PDIT-1301 Filter F-1302 Drain, Filter 1301 | FCL-FLT-PDIT-1301 | Transmitter, Pressure (Differential), Loss of Head for Filter 1301, Filter No.1301 |  |  |  | V
13541 | COL-PFB-MISC | Miscellaneous Equipment | COL-PFB | Fallingbrook Pumping Station
13547 | COL-PFB-SW-0001 | Switch, Main Electrical Disconnect | COL-PFB | Fallingbrook Pumping Station | Switch |  |  | SW
13548 | COL-PFB-SW-0002 | Switch, Transformer | COL-PFB | Fallingbrook Pumping Station | Switch |  |  | SW
13549 | COL-PFB-TR-0001 | Transformer, Power | COL-PFB-MISC | Miscellaneous Equipment | Transformer |  |  | TR
13550 | COL-PFB-UPS-0001 | UPS | COL-PFB | Fallingbrook Pumping Station | Uninterruptible Power Supply |  |  | UPS
13551 | COL-PFB-UPS-0001 | UPS | COL-PFB-MISC | Miscellaneous Equipment | Uninterruptible Power Supply |  |  | UPS
13564 | COL-PFH-LSLL-0103 | Switch, Level Low-Low | COL-PFH | Fire Hall Sewage Pumping Station (Wards Island PS#4) | Switch,Level |  |  | LSLL
13567 | COL-PFH-MISC | Miscellaneous Equipment | COL-PFH | Fire Hall Sewage Pumping Station (Wards Island PS#4)
13580 | COL-PFI-LSLL-0102 | Switch, Level Low-Low | COL-PFI | Fifth Street Sewage Pumping Station (Wards Island PS #8) | Switch,Level |  |  | LSLL
13581 | COL-PFI-LSLL-0104 | Switch, Level Low-Low | COL-PFI | Fifth Street Sewage Pumping Station (Wards Island PS #8) | Switch,Level |  |  | LSLL
13584 | COL-PFI-MISC | Miscellaneous Equipment | COL-PFI | Fifth Street Sewage Pumping Station (Wards Island PS #8)
13595 | COL-PFO-LSLL-0101 | Switch, Level Low-Low | COL-PFO | Fourth Street Sewage Pumping Station (Wards Island PS#9) | Switch,Level |  |  | LSLL
13617 | FCL-GRK | Buildings and Grounds | FCL WORK AREA 2 | Plant Services
13637 | FCL-ITS | Integrated Technology Support | FCL-ITM | Integrated Technology Management
13639 | FCL-LAB | Lab Sampling Equipment | FCL-SAMP | Sampling Systems
13652 | FCL-MCS-3 | Service Water and Backflow Prevention | FCL-MCS | Mechanical Services |  |  |  | MCS
13653 | FCL-MCS-6 | Elevators | FCL-MCS | Mechanical Services |  |  |  | MCS
13654 | FCL-MCS-7 | Vehicles | FCL-MCS | Mechanical Services |  |  |  | MCS
13660 | FCL-MCS-BLDG-SURG | RL Clark Surge Building | FCL-GRK | Buildings and Grounds
13669 | FCL-MCS-DAVIT | Davit Arms | FCL-MCS | Mechanical Services
13672 | FCL-MCS-LD | Lifting Devices | FCL-MCS | Mechanical Services
13694 | FCL-OFFICE | Computer Location | FCL-ADM-BLDG | Building Location
13699 | FCL-PAC-CP-0201A | Control Panel, PAC Aeration Blower BL-0201, Dry Chemical Building Basement | FCL-PAC-BL-0201 | Blower, PD, PAC Mixing Air Supply, Dry Chemical Building Basement |  |  |  | CP
13700 | FCL-PAC-CP-0201B | Control Panel, PAC Storage Tank #2 Mixer MX-0201, Dry Chemical Building | FCL-PAC-MX-0201 | Mixer, PAC Storage Tank T-0201, Dry Chemical Building PAC Tanks |  |  |  | CP
13701 | FCL-PAC-CP-0301 | Control Panel, Area, PAC System Control Panel, Dry Chemical Building | FCL-PAC-T-0301 | Tank, Storage, Powder Activated Carbon, ry Chemical Building PAC Tanks |  |  |  | CP
13702 | FCL-PAC-CP-0301B | Control Panel, PAC Storage Tank #3 Mixer MX-0301, Dry Chemical Building | FCL-PAC-MX-0301 | Mixer, PAC Storage Tank T-0301, Dry Chemical Building PAC Tanks |  |  |  | CP
13703 | FCL-PAC-DCU-0301 | Dust Collector, PAC Storage Tank T-0301, Dry Chemical Building, PAC Storage Tanks | FCL-PAC-T-0301 | Tank, Storage, Powder Activated Carbon, ry Chemical Building PAC Tanks |  |  |  | DCU
13714 | FCL-PAC-LSH-0101 | Switch, Level High, Feed Tank T-0501, Dry Chemical Building Basement | FCL-PAC-T-0501 | Tank, Reservoir, PAC Slurry Calibrated Cylinder, Dry Chemical Building, Basement |  |  |  | LSH
13744 | FCL-PAC-V-0014 | Valve, Backflow Preventer, Water Potable Feed, Dry Chemical Building Basement | FCL-PAC | Taste and Odour Control (PAC) |  |  |  | V
13796 | FCL-PAC-V-0310 | Valve, Rotary, Actuated, Dust Collection DCU-0301 Dust Return, PAC System | FCL-PAC-DCU-0301 | Dust Collector, PAC Storage Tank T-0301, Dry Chemical Building, PAC Storage Tanks |  |  |  | V
13802 | FCL-PLT | Preliminary Treatment | FCL WORK AREA 1 | Process
13803 | FCL-POL-CP-4210 | Control Panel, Thickening Polymer Skid No.4, RMF Centrifuge Building, Polymer Room | FCL-POL-P-4210 | Pump, Duty, Polymer Skid No.4, Polymer Feed to Centrifuge #1, Centrifuge Building Polymer Room |  |  |  | CP
13804 | FCL-POL-CP-4220 | Control Panel, Thickening Polymer Skid No.5, RMF Centrifuge Building, Polymer Room | FCL-POL-P-4220 | Pump, Standby, Polymer Skid No.5, Polymer Feed to Thickeners, Centrifuge Building Polymer Room |  |  |  | CP
13805 | FCL-POL-CP-4230 | Control Panel, Thickening Polymer Skid No.6, RMF Centrifuge Building, Polymer Room | FCL-POL-P-4230 | Pump, Duty, Polymer Skid No.6, Polymer Feed to Centrifuge #2, Centrifuge Building Polymer Room |  |  |  | CP
13807 | FCL-POL-FIT-4120 | Transmitter, Flow, Turbine,Service Water to Electric Mixer MX-4120,Polymer Skid No.2,Centrifuge Bldg | FCL-POL-MX-4120 | Mixer, Electric, Thickening Polymer Skid No.2, RMF Centrifuge Building, Polymer Room |  |  |  | FIT
13808 | FCL-POL-FIT-4130 | Transmitter, Flow, Turbine,Service Water to Electric Mixer MX-4130,Polymer Skid No.3,Centrifuge Bldg | FCL-POL-MX-4130 | Mixer, Electric, Thickening Polymer Skid No.3, RMF Centrifuge Building, Polymer Room |  |  |  | FIT
13810 | FCL-POL-FIT-4210 | Transmitter, Flow, Turbine,Service Water to Electric Mixer MX-4210,Polymer Skid No.4,Centrifuge Bldg | FCL-POL-MX-4210 | Mixer, Electric, Thickening Polymer Skid No.4, RMF Centrifuge Building, Polymer Room |  |  |  | FIT
13811 | FCL-POL-FIT-4220 | Transmitter, Flow, Turbine,Service Water to Electric Mixer MX-4220,Polymer Skid No.5,Centrifuge Bldg | FCL-POL-MX-4220 | Mixer, Electric, Thickening Polymer Skid No.5, RMF Centrifuge Building, Polymer Room |  |  |  | FIT
13813 | COL-PFO-MISC | Miscellaneous Equipment | COL-PFO | Fourth Street Sewage Pumping Station (Wards Island PS#9)
13822 | COL-PGA-CP-0001 | Control Panel, Operator | COL-PGA-MISC | Miscellaneous Equipment | Control Panel |  |  | CP
13830 | COL-PGA-GEN-0001 | Generator, Electricity | COL-PGA | Greyabbey Sewage Pumping Station | Generator |  |  | GEN
13831 | COL-PGA-GEN-0001 | Generator, Electricity | COL-PGA-MISC | Miscellaneous Equipment | Generator |  |  | GEN
13832 | COL-PGA-GRF-0001 | Indicator, Ground Fault | COL-PGA | Greyabbey Sewage Pumping Station |  |  |  | GRF
13833 | COL-PGA-GRF-0001 | Indicator, Ground Fault | COL-PGA-MISC | Miscellaneous Equipment |  |  |  | GRF
13834 | COL-PGA-HTR-0001 | Heater, MCC Room | COL-PGA-MISC | Miscellaneous Equipment | Heater |  |  | HTR
13835 | COL-PGA-JIT-0002 | Meter, Power Indicating Transmitter, Main Power | COL-PGA | Greyabbey Sewage Pumping Station | Meter |  |  | JIT
13836 | COL-PGA-JIT-0002 | Meter, Power Indicating Transmitter, Main Power | COL-PGA-MISC | Miscellaneous Equipment | Meter |  |  | JIT
13843 | COL-PGA-MISC | Miscellaneous Equipment | COL-PGA | Greyabbey Sewage Pumping Station
13844 | COL-PGA-MISC | Miscellaneous Equipment | COL-PLB | Long Branch Pumping Station
13845 | COL-PGA-RPU-0001 | Remote Processing Unit | COL-PGA | Greyabbey Sewage Pumping Station | RPU |  |  | RPU
13846 | COL-PGA-RPU-0001 | Remote Processing Unit | COL-PGA-MISC | Miscellaneous Equipment | RPU |  |  | RPU
13847 | COL-PGA-SS-0001 | Security System | COL-PGA | Greyabbey Sewage Pumping Station | Security System |  |  | SS
13850 | COL-PGA-UPS-0001 | UPS | COL-PGA | Greyabbey Sewage Pumping Station | Uninterruptible Power Supply |  |  | UPS
13851 | COL-PGA-UPS-0001 | UPS | COL-PGA-MISC | Miscellaneous Equipment | Uninterruptible Power Supply |  |  | UPS
13861 | COL-PGA-WEL-0100 | Wet Well | COL-PGA-MISC | Miscellaneous Equipment | Well |  |  | WEL
13862 | COL-PGB-CP-0001 | Control Panel, Operator | COL-PGB | Governors Bridge Sewage Pumping Station | Control Panel |  |  | CP
13863 | COL-PGB-FEQ-0001S | Fire Prevention, Extinguisher | COL-PGB | Governors Bridge Sewage Pumping Station | Fire Prevention,Extinguisher |  | 40170 | FEQ
13865 | COL-PGB-JIT-0001 | Meter, Power Indicating Transmitter, Main Power | COL-PGB | Governors Bridge Sewage Pumping Station | Meter |  |  | JIT
13866 | COL-PGB-LP-0001 | Control Panel, Lighting | COL-PGB | Governors Bridge Sewage Pumping Station | Control Panel |  |  | LP
13867 | COL-PGB-LSHH-0104 | Switch, Level High-High | COL-PGB | Governors Bridge Sewage Pumping Station | Switch,Level |  |  | LSHH
13868 | COL-PGB-LSHH-0104 | Switch, Level High-High | COL-PGB-MISC | Miscellaneous Equipment | Switch,Level |  |  | LSHH
13869 | COL-PGB-LSL-0102 | Switch, Level-Low | COL-PGB | Governors Bridge Sewage Pumping Station | Switch |  |  | LSL
13870 | FCL-POL-FIT-4230 | Transmitter, Flow, Turbine,Service Water to Electric Mixer MX-4230,Polymer Skid No.6,Centrifuge Bldg | FCL-POL-MX-4230 | Mixer, Electric, Thickening Polymer Skid No.6, RMF Centrifuge Building, Polymer Room |  |  |  | FIT
13871 | FCL-POL-FIT-4231 | Transmitter, Flow, Turbine,Service Water to Static Mixer MX-4231,Polymer Skid No.6,Centrifuge Bldg | FCL-POL-MX-4231 | Mixer, Static, Thickening Polymer Skid No.6, RMF Centrifuge Building, Polymer Room |  |  |  | FIT
13873 | FCL-POL-FSL-4110 | Flow Switch Low, Polymer Feed to Skid No.1, RMF Centrifuge Building, Polymer Room | FCL-POL-P-4110 | Pump, Duty, Polymer Skid No.1, Polymer Feed to Thickener #1, Centrifuge Building Polymer Room |  |  |  | FSL
13874 | FCL-POL-FSL-4120 | Flow Switch Low, Polymer Feed to Skid No.2, RMF Centrifuge Building, Polymer Room | FCL-POL-P-4120 | Pump, Standby, Polymer Skid No.2, Polymer Feed to Thickeners, Centrifuge Building Polymer Room |  |  |  | FSL
13875 | FCL-POL-FSL-4220 | Flow Switch Low, Polymer Feed to Skid No.5, RMF Centrifuge Building, Polymer Room | FCL-POL-P-4220 | Pump, Standby, Polymer Skid No.5, Polymer Feed to Thickeners, Centrifuge Building Polymer Room |  |  |  | FSL
13878 | FCL-POL-MX-4101 | Mixer, Electric, Polymer Tote T-4101, RMF Centrifuge Building, Polymer Totes Area | FCL-POL-T-4101 | Tank, Polymer Storage Tote No.1, RMF Centrifuge Building, Polymer Totes Area |  |  |  | MX
13879 | FCL-POL-MX-4111 | Mixer, Static, Thickening Polymer Skid No.1, RMF Centrifuge Building, Polymer Room | FCL-POL-P-4110 | Pump, Duty, Polymer Skid No.1, Polymer Feed to Thickener #1, Centrifuge Building Polymer Room |  |  |  | MX
13880 | FCL-POL-MX-4120 | Mixer, Electric, Thickening Polymer Skid No.2, RMF Centrifuge Building, Polymer Room | FCL-POL-P-4120 | Pump, Standby, Polymer Skid No.2, Polymer Feed to Thickeners, Centrifuge Building Polymer Room |  |  |  | MX
13881 | FCL-POL-MX-4130 | Mixer, Electric, Thickening Polymer Skid No.3, RMF Centrifuge Building, Polymer Room | FCL-POL-P-4130 | Pump, Duty, Polymer Skid No.3, Polymer Feed to Thickener #2, Centrifuge Building Polymer Room |  |  |  | MX
13882 | FCL-POL-MX-4131 | Mixer, Static, Thickening Polymer Skid No.3, RMF Centrifuge Building, Polymer Room | FCL-POL-P-4130 | Pump, Duty, Polymer Skid No.3, Polymer Feed to Thickener #2, Centrifuge Building Polymer Room |  |  |  | MX
13883 | FCL-POL-MX-4202 | Mixer, Electric, Polymer Tote T-4202, RMF Centrifuge Building, Polymer Totes Area | FCL-POL-T-4201 | Tank, Polymer Storage Tote No.3, RMF Centrifuge Building, Polymer Totes Area |  |  |  | MX
13884 | FCL-POL-MX-4210 | Mixer, Electric, Thickening Polymer Skid No.4, RMF Centrifuge Building, Polymer Room | FCL-POL-P-4210 | Pump, Duty, Polymer Skid No.4, Polymer Feed to Centrifuge #1, Centrifuge Building Polymer Room |  |  |  | MX
13885 | FCL-POL-MX-4220 | Mixer, Electric, Thickening Polymer Skid No.5, RMF Centrifuge Building, Polymer Room | FCL-POL-P-4220 | Pump, Standby, Polymer Skid No.5, Polymer Feed to Thickeners, Centrifuge Building Polymer Room |  |  |  | MX
13891 | FCL-POL-T-4101 | Tank, Polymer Storage Tote No.1, RMF Centrifuge Building, Polymer Totes Area | FCL-WWW-POL | Polymer |  |  |  | T
13892 | FCL-POL-T-4102 | Tank, Polymer Storage Tote No.2, RMF Centrifuge Building, Polymer Totes Area | FCL-WWW-POL | Polymer |  |  |  | T
13893 | FCL-POL-TIC-4000 | Controller, Temp., Service Water to Thick. Polymer Skids, RMF Centrifuge Building, Centrifuge Room N-Wall | FCL-POL-HTR-0003 | Heater, Water Tankless, RMF Centrifuge Building, Centrifuge Room North Wall |  |  |  | TIC
13897 | FCL-POL-V-4112 | Valve, Solenoid, Service Water to Polymer Skid No.1, RMF Centrifuge Building, Polymer Room | FCL-POL-P-4110 | Pump, Duty, Polymer Skid No.1, Polymer Feed to Thickener #1, Centrifuge Building Polymer Room |  |  |  | V
13899 | FCL-POL-V-4122 | Valve, Solenoid, Service Water to Polymer Skid No.2, RMF Centrifuge Building, Polymer Room | FCL-POL-P-4120 | Pump, Standby, Polymer Skid No.2, Polymer Feed to Thickeners, Centrifuge Building Polymer Room |  |  |  | V
13908 | FCL-POL-V-4222 | Valve, Solenoid, Service Water to Polymer Skid No.5, RMF Centrifuge Building, Polymer Room | FCL-POL-P-4220 | Pump, Standby, Polymer Skid No.5, Polymer Feed to Thickeners, Centrifuge Building Polymer Room |  |  |  | V
13921 | FCL-RAW WATER BLDG | Building Location | FCL-SPC | Process Control Systems - Services Area
13922 | FCL-RAW WATER BLDG | Building Location | FCL-SPC2 | Process Control Systems - Equipment
13923 | FCL-RAW-WATER-BLDG | Building Location | FCL-EUS | Production & End User Support
13959 | FCL-RW-CP-0102 | Control Panel, Raw Water Screen SC-0101 Inlet & Outlet Gates, Low Lift PS Screen Room S/W | FCL-RW-SC-0101 | Screen, Bar, Raw Water, Intake and Screen Room |  |  |  | CP
13960 | FCL-RW-CP-0201 | Control Panel, Raw Water Screen SC-0201, Low Lift PS Screen Room S/W | FCL-RW-SC-0201 | Screen, Bar, Raw Water , Intake and Screen Room |  |  |  | CP
13961 | FCL-RW-CP-0300 | Control Panel, Sampling System Inlet Valves to Operators Lab, Admin Building Lab | FCL-RW-SAMP | Raw Water Sampling |  |  |  | CP
13962 | FCL-RW-CP-0602 | Control Panel, Raw Water Screen SC-0601 Inlet & Outlet Gates, Low Lift PS Screen Room S/E | FCL-RW-SC-0601 | Screen, Bar, Raw Water, Intake and Screen Room |  |  |  | CP
13963 | FCL-RW-CP-0701 | Control Panel, Raw Water Screen SC-0701 , Low Lift PS Screen Room S/E | FCL-RW-SC-0701 | Screen, Bar, Raw Water, Intake and Screen Room |  |  |  | CP
13964 | FCL-RW-CP-0702 | Control Panel, Raw Water Screen SC-0701 Inlet & Outlet Gates, Low Lift PS Screen Room S/E | FCL-RW-SC-0701 | Screen, Bar, Raw Water, Intake and Screen Room |  |  |  | CP
13965 | FCL-RW-CRN-0403 | Crane, 15 Ton, Travelling, Bridge, Raw Water Pump Area | FCL-MCS-CRN | Cranes |  |  |  | CRN
14010 | FCL-RW-LIT-0002A | Transmitter, Level, Backup, Raw Water Suction Well, Raw Water Pumping Station | FCL-MCS-CRN | Cranes |  |  |  | LIT
14020 | FCL-RW-MODULES | Raw Water Modules | FCL-RW | Raw Water
14032 | FCL-RW-SAMP | Raw Water Sampling | FCL-RW | Raw Water
14033 | FCL-RW-SAMP | Raw Water Sampling | FCL-SAMP | Sampling Systems
14040 | FCL-RW-SCREENS | Raw Water Sreening | FCL-RW | Raw Water
14063 | FCL-RW-V-0005B | Valve, Mud, Raw Water Suction Channel Drain, Low Lift PS Basement | FCL-RW-INTAKE | Intake and Conduit |  |  |  | V
14064 | FCL-RW-V-0006 | Valve, Mud, Raw Water Suction Channel Drain, Low Lift PS Basement | FCL-RW-INTAKE | Intake and Conduit |  |  |  | V
14070 | FCL-RW-V-0007E | Valve, Mud, Raw Water Suction Channel Drain, Low Lift PS Basement | FCL-RW-INTAKE | Intake and Conduit |  |  |  | V
14116 | FCL-RW-V-0402A | Valve, Mud, Drain, Raw Water Screen SC-0401 Pit, Intake and Screen Room | FCL-RW-SC-0401 | Screen, Bar, Raw Water, , Intake and Screen Room |  |  |  | V
14177 | COL-PGB-LSLL-0101 | Switch, Level Low-Low | COL-PGB | Governors Bridge Sewage Pumping Station | Switch,Level |  |  | LSLL
14178 | COL-PGB-LSLL-0101 | Switch, Level Low-Low | COL-PGB-MISC | Miscellaneous Equipment | Switch,Level |  |  | LSLL
14179 | COL-PGB-MISC | Miscellaneous Equipment | COL-PGB | Governors Bridge Sewage Pumping Station
14180 | COL-PGB-P-0100 | Pump, Centrifugal | COL-PGB | Governors Bridge Sewage Pumping Station | Pump |  |  | P
14181 | COL-PGB-P-0200 | Pump, Centrifugal | COL-PGB | Governors Bridge Sewage Pumping Station | Pump |  |  | P
14182 | COL-PGB-PIP-0001 | Piping | COL-PGB-MISC | Miscellaneous Equipment | Pump |  |  | PIP
14183 | COL-PGB-SW-0001 | Switch, Main Electrical Disconnect | COL-PGB | Governors Bridge Sewage Pumping Station | Switch |  |  | SW
14184 | COL-PGB-TS-0001 | Switch, Transfer | COL-PGB-MISC | Miscellaneous Equipment | Switch |  |  | TS
14188 | COL-PGB-WEL-0100 | Wet Well | COL-PGB | Governors Bridge Sewage Pumping Station | Well |  |  | WEL
14190 | COL-PGR-BFP-0001 | Back Flow Preventer | COL-PGR-MISC | Miscellaneous Equipment | Valve,Backflow Preventer |  |  | BFP
14191 | COL-PGR-COM-0001 | Control Panel, Operator | COL-PGR | Grand River Sewage Pumping Station | Control Panel |  |  | COM
14192 | COL-PGR-CP-0001 | Control Panel, Operator | COL-PGR | Grand River Sewage Pumping Station | Control Panel |  |  | CP
14193 | COL-PGR-FEQ-0001S | Fire Prevention, Extinguisher | COL-PGR-MISC | Miscellaneous Equipment | Fire Prevention,Extinguisher |  | 42684 | FEQ
14195 | COL-PGR-FQ-0001 | Meter, Flow | COL-PGR | Grand River Sewage Pumping Station | Meter,Flow |  |  | FQ
14196 | COL-PGR-JIT-0002 | Meter, Power Indicating Transmitter, Main Power | COL-PGR | Grand River Sewage Pumping Station | Meter |  |  | JIT
14197 | COL-PGR-JIT-0002 | Meter, Power Indicating Transmitter, Main Power | COL-PGR-MISC | Miscellaneous Equipment | Meter |  |  | JIT
14198 | COL-PGR-LSH-0103 | Switch, Level | COL-PGR | Grand River Sewage Pumping Station | Switch,Level |  |  | LSH
14199 | COL-PGR-LSHH-0104 | Switch, Level | COL-PGR | Grand River Sewage Pumping Station | Switch,Level |  |  | LSHH
14200 | COL-PGR-LSHH-0105 | Switch, Level-High | COL-PGR-MISC | Miscellaneous Equipment | Switch,Level |  |  | LSHH
14201 | COL-PGR-LSL-0102 | Switch, Level | COL-PGR | Grand River Sewage Pumping Station | Switch,Level |  |  | LSL
14202 | COL-PGR-LSL-0102 | Switch, Level | COL-PGR-MISC | Miscellaneous Equipment | Switch,Level |  |  | LSL
14203 | COL-PGR-RPU-0001 | Control Panel, Electrical | COL-PGR | Grand River Sewage Pumping Station | Control Panel |  |  | RPU
14204 | COL-PGR-RPU-0001 | Control Panel, Electrical | COL-PGR-MISC | Miscellaneous Equipment | Control Panel |  |  | RPU
14206 | COL-PGR-SS-0001 | Security System | COL-PGR-MISC | Miscellaneous Equipment | Security System |  |  | SS
14207 | COL-PGR-SW-0001 | Switch, Fused | COL-PGR | Grand River Sewage Pumping Station | Switch |  |  | SW
14208 | COL-PGR-TS-0001 | Switch, Transfer | COL-PGR | Grand River Sewage Pumping Station | Switch |  |  | TS
14219 | COL-PHA-MON-0001 | Gas Monitor | COL-PHA-MISC | Miscellaneous Equipment |  |  |  | MON
14220 | COL-PHA-MON-0002 | Gas Monitor | COL-PHA-MISC | Miscellaneous Equipment |  |  |  | MON
14221 | COL-PHA-P-0300 | Pump | COL-PHA | Hanlan's Point Sewage Pumping Station |  |  |  | P
14222 | COL-PHA-V-0001 | Valve | COL-PHA-MISC | Miscellaneous Equipment |  |  |  | V
14223 | COL-PHA-V-0003 | Valve | COL-PHA-MISC | Miscellaneous Equipment |  |  |  | V
14224 | COL-PHA-V-0004 | Valve | COL-PHA-MISC | Miscellaneous Equipment |  |  |  | V
14225 | COL-PHA-V-0006 | Valve | COL-PHA-MISC | Miscellaneous Equipment |  |  |  | V
14226 | COL-PHA-V-0009 | Valve | COL-PHA-MISC | Miscellaneous Equipment |  |  |  | V
14227 | COL-PHA-V-0301 | Valve | COL-PHA-P-0300 | Pump |  |  |  | V
14228 | COL-PHA-V-0303 | Valve | COL-PHA-P-0300 | Pump |  |  |  | V
14231 | COL-PHB-AIT-0001 | Transmitter, Gas | COL-PHB-MISC | Miscellaneous Equipment | Transmitter |  |  | AIT
14232 | COL-PHB-AIT-0002 | Transmitter, Gas | COL-PHB-MISC | Miscellaneous Equipment | Transmitter |  |  | AIT
14253 | FCL-SA-C-0301 | Compressor, Instrument Air, Filter Building, Compressor Room | FCL-SA | Service Air |  |  |  | C
14255 | FCL-SA-PIT-0101 | Transmitter, Pressure, Service Air to Low Lift, High Lift Building, Loading Area ,50-SA Line | FCL-SA-T-0001 | Vessel, Pressure, Service Air, Sanitary Sewage System Monitoring |  |  |  | PIT
14288 | COL-PHB-OIT-0001 | Operator Interface Terminal | COL-PHB | Humber Sewage Pumping Station | Computer Equipment,Monitor |  |  | OIT
14308 | COL-PHF-FEQ-0001S | Fire Prevention, Extinguisher | COL-PHF | Highfield Sewage Pumping Station | Fire Prevention,Extinguisher |  | 42685 | FEQ
14309 | COL-PHF-JIT-0001 | Meter, Power Indicating Transmitter, Main Power | COL-PHF-MISC | Miscellaneous Equipment | Meter |  |  | JIT
14310 | COL-PHF-LSH-0102 | Switch, Level-High | COL-PHF-MISC | Miscellaneous Equipment | Switch,Level |  |  | LSH
14311 | COL-PHF-LSHH-0103 | Switch, Level High-High | COL-PHF | Highfield Sewage Pumping Station | Switch,Level |  |  | LSHH
14312 | COL-PHF-LSL-0101 | Switch, Level-Low | COL-PHF | Highfield Sewage Pumping Station | Switch |  |  | LSL
14313 | COL-PHF-MISC | Miscellaneous Equipment | COL-PHF | Highfield Sewage Pumping Station
14315 | COL-PHF-PIP-0001 | Piping | COL-PHF-MISC | Miscellaneous Equipment | Pump |  |  | PIP
14323 | COL-PHP-ALR-0001 | Control Panel, Gas Alarm | COL-PHP-MISC | Miscellaneous Equipment | Control Panel |  |  | ALR
14327 | COL-PHP-CB-0001 | Circuit Breaker, Main | COL-PHP-MISC | Miscellaneous Equipment | Circuit Breaker |  |  | CB
14328 | COL-PHP-CB-0002 | Circuit Breaker, Transformer 0001 | COL-PHP-MISC | Miscellaneous Equipment | Circuit Breaker |  |  | CB
14329 | COL-PHP-CP-0001 | Control Panel, Operator | COL-PHP | High Park Sewage Pumping Station | Control Panel |  |  | CP
14330 | COL-PHP-CP-0002 | Control Panel, Operator | COL-PHP | High Park Sewage Pumping Station | Control Panel |  |  | CP
14331 | COL-PHP-CP-0002 | Control Panel, Operator | COL-PHP-MISC | Miscellaneous Equipment | Control Panel |  |  | CP
14333 | COL-PHP-DM-0001 | Damper, Manual | COL-PHP-MISC | Miscellaneous Equipment | Damper/Louver |  |  | DM
14336 | COL-PHP-FEQ-0001S | Fire Prevention, Extinguisher | COL-W-OBSOLETE | Col West Obsolete Entities | Fire Prevention,Extinguisher |  | 42686 | FEQ
14396 | FCL-SED-SAMP | Sedimentation Sampling | FCL-SAMP | Sampling Systems
14401 | FCL-SED-V-0004 | Valve, Check, Settled Water Sampling Pumps P-0001A&B Discharge, Filter Building Drainage PS | FCL-WWW | Residue Management |  |  |  | V
14436 | FCL-SES-2 | SCBA's | FCL-SES | Safety and Environmental Services |  |  |  | SES
14437 | FCL-SES-5 | Eye Wash Stations Chemical Building | FCL-SES | Safety and Environmental Services |  |  |  | SES
14438 | FCL-SES-7 | Floatation Devices | FCL-SES | Safety and Environmental Services |  |  |  | SES
14501 | FCL-SES-FEQ-0110-SUS | Fire Extinguisher #110, RMF Centrifuge Building, HVAC Room | FCL-SES-FEQ-SUS | Portable Fire Extinguishers |  |  | 46426 | FEQ
14502 | FCL-SES-FEQ-0110-SUS | Fire Extinguisher #110, RMF Centrifuge Building, HVAC Room | FCL-SUSPENDED | Suspended entity |  |  | 46426 | FEQ
14503 | FCL-SES-FEQ-0111-SUS | Fire Extinguisher #111, RMF Centrifuge Building, Electrical Room | FCL-SUSPENDED | Suspended entity |  |  | 46427 | FEQ
14504 | FCL-SES-FEQ-0113-SUS | Fire Extinguisher #113, RMF Centrifuge Building, Centrifuge Room South East Wall | FCL-SES-FEQ-SUS | Portable Fire Extinguishers |  |  | 46429 | FEQ
14505 | FCL-SES-FEQ-0113-SUS | Fire Extinguisher #113, RMF Centrifuge Building, Centrifuge Room South East Wall | FCL-SUSPENDED | Suspended entity |  |  | 46429 | FEQ
14506 | FCL-SES-FEQ-0114-SUS | Fire Extinguisher #114, RMF Clarification Building, HVAC Room No.1 | FCL-SES-FEQ-SUS | Portable Fire Extinguishers |  |  | 46431 | FEQ
14507 | FCL-SES-FEQ-0114-SUS | Fire Extinguisher #114, RMF Clarification Building, HVAC Room No.1 | FCL-SUSPENDED | Suspended entity |  |  | 46431 | FEQ
14513 | FCL-SES-FP-0001 | Fire Protection System | FCL-SES | Safety and Environmental Services |  |  |  | FP
14544 | FCL-SES-LTG-0006F-SUS | Emergency Light, Ceiling Mounted Remote Heads, Admin Building, Second Floor, Stairs No. 2 | FCL-SUSPENDED | Suspended entity |  |  | 46463 | LTG
14545 | FCL-SES-LTG-0006G-SUS | Emergency Light, Remote Heads, Admin Building, First Floor, Stairs No. 2 | FCL-ELS-LTG | Emergency Lighting |  |  | 46464 | LTG
14725 | FCL-SES-LTX-0089-SUS | Exit Light, 89, Gaseous Building, 1st Floor, Electrical Room Exit | FCL-SUSPENDED | Suspended entity |  |  | 46596 | LTX
14726 | FCL-SES-LTX-0090-SUS | Exit Light, 90, Gaseous Building, 1st Floor, Fluoride Room Exit | FCL-SUSPENDED | Suspended entity |  |  | 46597 | LTX
14727 | FCL-SES-LTX-0091-SUS | Exit Light, 91, Gaseous Building, 1st Floor, Caustic Soda Storage Room Exit | FCL-ELS-6 | Interior Lighting |  |  | 46598 | LTX
14728 | FCL-SES-LTX-0091-SUS | Exit Light, 91, Gaseous Building, 1st Floor, Caustic Soda Storage Room Exit | FCL-SUSPENDED | Suspended entity |  |  | 46598 | LTX
14729 | FCL-SES-LTX-0092-SUS | Exit Light, 92, Gaseous Building, 2nd Floor, Chlorine Storage Room North Door Exit Out | FCL-ELS-6 | Interior Lighting |  |  | 46599 | LTX
14730 | FCL-SES-LTX-0092-SUS | Exit Light, 92, Gaseous Building, 2nd Floor, Chlorine Storage Room North Door Exit Out | FCL-SUSPENDED | Suspended entity |  |  | 46599 | LTX
14731 | FCL-SES-LTX-0093-SUS | Exit Light, 93, Gaseous Building, 2nd Floor, Chlorine Storage Room S/E Door Exit | FCL-ELS-6 | Interior Lighting |  |  | 46600 | LTX
14732 | FCL-SES-LTX-0093-SUS | Exit Light, 93, Gaseous Building, 2nd Floor, Chlorine Storage Room S/E Door Exit | FCL-SUSPENDED | Suspended entity |  |  | 46600 | LTX
14733 | FCL-SES-LTX-0095-SUS | Exit Light, 95, Gaseous Building, 2nd Floor, Chemical Room S/W Door Exit | FCL-SUSPENDED | Suspended entity |  |  | 46602 | LTX
14734 | FCL-SES-LTX-0100-SUS | Exit light, 100, Pump Room to Stairway No.6 , RMF Clarification Building | FCL-ELS-6 | Interior Lighting |  |  | 46603 | LTX
14735 | FCL-SES-LTX-0100-SUS | Exit light, 100, Pump Room to Stairway No.6 , RMF Clarification Building | FCL-SUSPENDED | Suspended entity |  |  | 46603 | LTX
14736 | FCL-SES-LTX-0102-SUS | Exit light, 102, Admin Building, First Floor, Corridor 116, High Lift Gallery Door | FCL-ELS-6 | Interior Lighting |  |  | 46605 | LTX
14737 | FCL-SES-LTX-0105-SUS | Exit light, 105, High Lift Pumping Station, Ground Floor, Copy Room South Door | FCL-SUSPENDED | Suspended entity |  |  | 46608 | LTX
14738 | FCL-SES-LTX-0106-SUS | Exit light, 106, Low Lift Building, Ground Floor, South East Stairs | FCL-ELS-6 | Interior Lighting |  |  | 46609 | LTX
14739 | FCL-SES-LTX-0106-SUS | Exit light, 106, Low Lift Building, Ground Floor, South East Stairs | FCL-SUSPENDED | Suspended entity |  |  | 46609 | LTX
14740 | FCL-SES-LTX-0107-SUS | Exit light, 106, Low Lift Building, Basement B1, Pump Room South West Door | FCL-ELS-6 | Interior Lighting |  |  | 46610 | LTX
14741 | FCL-SES-LTX-0108-SUS | Exit light, 108, Dry Chemical Building, MCC Room, South Exit | FCL-ELS-6 | Interior Lighting |  |  | 46611 | LTX
14742 | FCL-SES-LTX-0108-SUS | Exit light, 108, Dry Chemical Building, MCC Room, South Exit | FCL-SUSPENDED | Suspended entity |  |  | 46611 | LTX
14761 | FCL-SES-SQ-0007 | Eyewash Station, Admin Building, Operators Lab,Eye wash station - main change room | FCL-SES | Safety and Environmental Services |  |  |  | SQ
14762 | FCL-SES-SQ-0008 | Eyewash Station/Shower, Low Lift PS Building, Alum Delivery Door,Raw Water Pump Room Basement beside Phosphoric acid Skids | FCL-SES | Safety and Environmental Services |  |  |  | SQ
14765 | FCL-SES-SQ-0102 | Safety Harnesses, High Lift Building, Store Room | FCL-SES | Safety and Environmental Services |  |  |  | SQ
14780 | FCL-SES-WASTE | Waste Material | FCL-SES | Safety and Environmental Services
14798 | FCL-SM-SQ-0002 | Kit "B" Chlorine Emergency | FCL-CLA1 | Pre-Chlorination |  |  |  | SQ
14864 | FCL-SPC | Process Control Systems - Services Area | FCL | R L Clark Water Treatment Plant
14865 | FCL-SPC-COM-0001 | Communication, Router, Admin Building, Server Room | FCL-ADM BLDG | Building Location |  |  |  | COM
14866 | FCL-SPC-COM-0200 | Communication, Backup Core Closet Rack, Admin Building, Server Room | FCL-ADM BLDG | Building Location |  |  |  | COM
14867 | FCL-SPC-COM-0300 | Communication, Server Closet, Admin Building Server Room | FCL-ADM BLDG | Building Location |  |  |  | COM
14868 | FCL-SPC-COM-0400 | Communication, Server Closet, Admin Building Server Room | FCL-ADM BLDG | Building Location |  |  |  | COM
14869 | FCL-SPC-COM-0600 | Communication, Server Closet, Admin Building, Server Room | FCL-ADM BLDG | Building Location |  |  |  | COM
14870 | FCL-SPC-COM-1100 | Access Closet, Gaseous Chemical Building Control Room | FCL-CHEM BLDG | Building Location |  |  |  | COM
14871 | FCL-SPC-COM-1101 | Termination Panel, Gaseous Chemical Building, Control Room | FCL-CHEM BLDG | Building Location |  |  |  | COM
14872 | FCL-SPC-COM-1201 | Termination Panel, High Lift Switchgear Room | FCL-SPC | Process Control Systems - Services Area |  |  |  | COM
14873 | FCL-SPC-COM-1202 | Termination Panel, High Lift Pumping Station, Basement | FCL-SPC | Process Control Systems - Services Area |  |  |  | COM
14874 | FCL-SPC-COM-1204 | Termination Panel, High Lift Basement B1, Security and Communications Room | FCL-SPC | Process Control Systems - Services Area |  |  |  | COM
14875 | FCL-SPC-COM-1300 | Access Closet, Office, Horizontal Cabling, Admin Building, Second Floor | FCL-ADM BLDG | Building Location |  |  |  | COM
14876 | FCL-SPC-COM-1400 | Access Closet, Surge Tank Chamber | FCL-SPC | Process Control Systems - Services Area |  |  |  | COM
14877 | FCL-SPC-COM-1601 | Termination Panel, Filter Building, Pipe Gallery, North, Ceiling | FCL-SPC | Process Control Systems - Services Area |  |  |  | COM
14878 | FCL-SPC-COM-1603 | Termination Panel, Filter Building, Pipe Gallery, South, Ceiling | FCL-SPC | Process Control Systems - Services Area |  |  |  | COM
14879 | FCL-SPC-COM-1606 | Termination Panel, Filter Building, Pipe Gallery, South, Ceiling | FCL-SPC | Process Control Systems - Services Area |  |  |  | COM
14880 | FCL-SPC-COM-1700 | Access Closet, Low Lift Building, PAC Pump Area | FCL-RAW WATER BLDG | Building Location |  |  |  | COM
14881 | FCL-SPC-COM-1702 | Termination Panel, Low Lift Building, PAC Pump Area, South West | FCL-RAW WATER BLDG | Building Location |  |  |  | COM
14882 | FCL-SPC-COM-1800 | Access Closet, Low Lift PS Building, Switchgear Room | FCL-RAW WATER BLDG | Building Location |  |  |  | COM
14883 | FCL-SPC-COM-1805 | Termination Panel, Low Lift PS Building, Switchgear Room | FCL-RAW WATER BLDG | Building Location |  |  |  | COM
14884 | FCL-SPC-COM-1823 | Communication, Ethernet to RS485 Gateway, Low Lift Pump Room, RPU-1823 Panel | FCL-RAW WATER BLDG | Building Location |  |  |  | COM
14885 | FCL-SPC-COM-1900 | Access Closet, Centrifuges, RMF Clarifier, Clarifier Electrical Room | FCL-CENTRIFUGE BLDG | Building Location |  |  |  | COM
14886 | FCL-SPC-COM-2000 | Access Closet, Admin Building, Server Room | FCL-ADM BLDG | Building Location |  |  |  | COM
14887 | FCL-SPC-COM-2003 | Termination Panel, High Lift Building, Electrical Shop | FCL-SPC | Process Control Systems - Services Area |  |  |  | COM
15013 | FCL-SURGE-TANKS-BLDG | Building Location | FCL-EUS | Production & End User Support
15014 | FCL-TRW | Treated Water | FCL WORK AREA 1 | Process
15015 | FCL-TRW-1 | Clearwell | FCL-TRW | Treated Water |  |  |  | TRW
15016 | FCL-TRW-3 | Treated Water Discharge Headers | FCL-TRW | Treated Water |  |  |  | TRW
15067 | FCL-TRW-CP-0001A | Control Panel, Clearwell Inlet Gates, Filter Gallery above Clearwell Vestibule | FCL-TRW-G-0001A | Gate, Sluice, Actuated, Inlet, Clearwell WEL-0101 South, Clearwell Vestibule |  |  |  | CP
15068 | FCL-TRW-CP-0006 | Control Panel, Operator, Level Alarms, Surge Tank Building | FCL-TRW-T-0001 | Vessel, Pressure, Surge, Surge Tank Building |  |  |  | CP
15079 | FCL-TRW-FIT-0001A | Transmitter, Flow, Ultrasonic Transient Time, High Lift PS District 1 Venturi Room | FCL-TRW-P-0100 | Pump, Treated Water |  |  |  | FIT
15080 | FCL-TRW-FIT-0003A | Transmitter, Flow, Ultrasonic, Transient Time, Total TW, District 2E Header, Pumps 0600/0800/1000 | FCL-TRW-P-0600 | Pump, Treated Water |  |  |  | FIT
15085 | COL-PHP-FN-0001 | Fan, Centrifugal | COL-PHP | High Park Sewage Pumping Station | Fan |  |  | FN
15086 | COL-PHP-FN-0002 | Fan, Centrifugal | COL-PHP | High Park Sewage Pumping Station | Fan |  |  | FN
15087 | COL-PHP-FN-0003 | Fan, Centrifugal | COL-PHP | High Park Sewage Pumping Station | Fan |  |  | FN
15088 | COL-PHP-FN-0003 | Fan, Centrifugal | COL-PHP-MISC | Miscellaneous Equipment | Fan |  |  | FN
15089 | COL-PHP-GC-0001 | Grit Chamber | COL-PHP-MISC | Miscellaneous Equipment |  |  |  | GC
15091 | COL-PHP-GRF-0001 | Indicator, Ground Fault | COL-PHP-MISC | Miscellaneous Equipment |  |  |  | GRF
15093 | COL-PHP-HTR-0002 | Heater, Duct | COL-PHP | High Park Sewage Pumping Station | Heater |  |  | HTR
15094 | COL-PHP-LIT-0201 | Transmitter, Level | COL-PHP | High Park Sewage Pumping Station | Transmitter,Level |  |  | LIT
15095 | COL-PHP-LP-0001 | Control Panel, Lighting | COL-PHP-MISC | Miscellaneous Equipment | Control Panel |  |  | LP
15096 | COL-PHP-LSH-0203 | Switch, Level-High | COL-PHP-MISC | Miscellaneous Equipment | Switch,Level |  |  | LSH
15097 | COL-PHP-LSHH-0001 | Switch, Level High-High | COL-PHP | High Park Sewage Pumping Station | Switch,Level |  |  | LSHH
15098 | COL-PHP-LSHH-0101 | Switch, Level High-High | COL-PHP | High Park Sewage Pumping Station | Switch,Level |  |  | LSHH
15099 | COL-PHP-LSL-0202 | Switch, Level-Low | COL-PHP | High Park Sewage Pumping Station | Switch |  |  | LSL
15100 | COL-PHP-LSL-0202 | Switch, Level-Low | COL-PHP-MISC | Miscellaneous Equipment | Switch |  |  | LSL
15101 | COL-PHP-LSLL-0201 | Switch, Level Low-Low | COL-PHP | High Park Sewage Pumping Station | Switch,Level |  |  | LSLL
15105 | COL-PHP-MON-0002 | Monitor | COL-PHP | High Park Sewage Pumping Station |  |  |  | MON
15106 | COL-PHP-MON-0002 | Monitor | COL-PSS-MISC | Miscellaneous Equipment |  |  |  | MON
15109 | COL-PHP-P-0002 | Pump, Centrifugal | COL-PHP | High Park Sewage Pumping Station | Pump |  | 34122 | P
15122 | COL-PHP-WEL-0600 | Dry Well | COL-PHP | High Park Sewage Pumping Station |  |  |  | WEL
15123 | COL-PHP-WEL-0600 | Dry Well | COL-PHP-MISC | Miscellaneous Equipment |  |  |  | WEL
15124 | COL-PHP-WEL-0600 | Dry Well | COL-PSK-MISC | Miscellaneous Equipment |  |  |  | WEL
15125 | COL-PIR-BFP-0001 | Back Flow Preventer | COL-PIR-MISC | Miscellaneous Equipment | Valve,Backflow Preventer |  |  | BFP
15126 | COL-PIR-CP-0001 | Control Panel, Operator | COL-PIR-MISC | Miscellaneous Equipment | Control Panel |  |  | CP
15127 | COL-PIR-FQ-0001 | Meter, Flow | COL-PIR-MISC | Miscellaneous Equipment | Meter,Flow |  |  | FQ
15128 | COL-PIR-GEN-0001 | Generator, Electricity | COL-PIR | Island Road Sewage Pumping Station | Generator |  |  | GEN
15129 | COL-PIR-GEN-0001 | Generator, Electricity | COL-PIR-MISC | Miscellaneous Equipment | Generator |  |  | GEN
15130 | COL-PIR-GRF-0001 | Indicator, Ground Fault | COL-PIR | Island Road Sewage Pumping Station |  |  |  | GRF
15131 | COL-PIR-JIT-0001 | Meter, Power Indicating Transmitter, Main Power | COL-PIR-MISC | Miscellaneous Equipment | Meter |  |  | JIT
15132 | COL-PIR-LIT-0100 | Transmitter, Level | COL-PIR | Island Road Sewage Pumping Station | Transmitter,Level |  |  | LIT
15133 | COL-PIR-LP-0001 | Control Panel, Lighting | COL-PIR-MISC | Miscellaneous Equipment | Control Panel |  |  | LP
15134 | COL-PIR-LSH-0103 | Switch, Level-High | COL-PIR-MISC | Miscellaneous Equipment | Switch,Level |  |  | LSH
15135 | COL-PIR-LSH-0104 | Switch, Level-High | COL-PIR-MISC | Miscellaneous Equipment | Switch,Level |  |  | LSH
15136 | COL-PIR-LSHH-0104 | Switch, Level High-High | COL-PIR | Island Road Sewage Pumping Station | Switch,Level |  |  | LSHH
15137 | COL-PIR-LSHH-0105 | Switch, Level High-High | COL-PIR-MISC | Miscellaneous Equipment | Switch,Level |  |  | LSHH
15138 | COL-PIR-LSL-0102 | Switch, Level-Low | COL-PIR | Island Road Sewage Pumping Station | Switch |  |  | LSL
15139 | COL-PIR-LSL-0102 | Switch, Level-Low | COL-PIR-MISC | Miscellaneous Equipment | Switch |  |  | LSL
15140 | COL-PIR-LSLL-0101 | Switch, Level Low-Low | COL-PIR-MISC | Miscellaneous Equipment | Switch,Level |  |  | LSLL
15141 | COL-PIR-MISC | Miscellaneous Equipment | COL-PIR | Island Road Sewage Pumping Station
15142 | COL-PIR-P-0100 | Pump, Centrifugal | COL-PIR | Island Road Sewage Pumping Station | Pump |  |  | P
15143 | COL-PIR-RPU-0001 | Control Panel, Electrical | COL-PIR | Island Road Sewage Pumping Station | Control Panel |  |  | RPU
15144 | COL-PIR-RPU-0001 | Control Panel, Electrical | COL-PIR-MISC | Miscellaneous Equipment | Control Panel |  |  | RPU
15146 | COL-PIR-SS-0001 | Security System | COL-PIR | Island Road Sewage Pumping Station | Security System |  |  | SS
15147 | COL-PIR-SS-0001 | Security System | COL-PIR-MISC | Miscellaneous Equipment | Security System |  |  | SS
15233 | FCL-TRW-STR-0003 | Strainer, Service Water to PAC System, Dry Chemical Building Basement | FCL-TRW | Treated Water |  |  |  | STR
15234 | FCL-TRW-STR-0004 | Strainer, Service Water to Dry Chemical Sprinkler System, Dry Chemical Building | FCL-TRW | Treated Water |  |  |  | STR
15235 | FCL-TRW-STR-0007 | Strainer, Inlet, TW Sample to Analyser AIT-0001, District 2 Venturi Room, High Lift PS Basement | FCL-TRW-AIT-0001 | Analyzer, Chlorine, TRW Total Residual, District 2 Venturi Room, TRW Pumping Station |  |  |  | STR
15236 | FCL-TRW-STR-0008 | Strainer, Inlet, TW Sample to Analyser AIT-0002, District 2 Venturi Room, High Lift PS Basement | FCL-TRW-AIT-0002 | Analyzer, Turbidity, TRW Output, District 2 Venturi Room, TRW Pumping Station |  |  |  | STR
15270 | FCL-TRW-V-0019A | Valve, Gate, Isolation, TW Sample To Operators Lab Sink,District 2 Venturi Room,Low Lift PS Basement | FCL-TRW-V-0819 | Valve, Ball, Actuated, TW Sample Line Flushing to Lab Sink, Admin Building Lab |  |  |  | V
15274 | FCL-TRW-V-0023A | Valve, Gate, Isolation, TW Sample to Analyser AIT-0003, Venturi Room 2, High Lift PS Basement AIT-0001B | FCL-TRW-AIT-0001B | Analyzer, Chlorine, TRW Free Residual, District 2 Venturi Room, TRW Pumping Station |  |  |  | V
15280 | FCL-TRW-V-0031A | Valve, Gate, Isolation, Inlet, AIT-0001, Treated Water Sampling System | FCL-TRW-AIT-0001 | Analyzer, Chlorine, TRW Total Residual, District 2 Venturi Room, TRW Pumping Station |  |  |  | V
15285 | FCL-TRW-V-0035 | Valve, Air Release, District 1E Header, Treated Water Pumping Station,FCL-TRW-P-0300 | FCL-TRW-P-0300 | Pump, Treated Water |  |  |  | V
15287 | FCL-TRW-V-0035B | Valve, Gate, Isolation, District 1E Header Air Release Valve, High Lift PS Basement | FCL-TRW-V-0035 | Valve, Air Release, District 1E Header, Treated Water Pumping Station,FCL-TRW-P-0300 |  |  |  | V
15295 | FCL-TRW-V-0049A | Valve, Ball, Isolation, Compressor C-0002, Surge Building | FCL-TRW-C-0002 | Compressor, Stationary, Surge Tank Building |  |  |  | V
15296 | FCL-TRW-V-0050 | Valve, Gate, Outlet, Service Water Backflow Preventer 0111, Filter Gallery Basement ,FCL-TRW-BFP-0006 | FCL-TRW-BFP-0006 | Backflow Preventer, Service Water to RMF Clarification Facility |  |  |  | V
15297 | FCL-TRW-V-0051 | Valve, Gate, Inlet, Service Water Backflow Preventer 0111, Filter Gallery Basement,FCL-TRW-BFP-0006 | FCL-TRW-BFP-0006 | Backflow Preventer, Service Water to RMF Clarification Facility |  |  |  | V
15302 | FCL-TRW-V-0060 | Valve, Gate, Outlet, Service Water Backflow Preventer 0113, Filter Gallery Basement,FCL-TRW-BFP-0006 | FCL-TRW-BFP-0007 | Backflow Preventer, Service Water to RMF Clarification Facility |  |  |  | V
15303 | FCL-TRW-V-0061 | Valve, Gate, Inlet, Service Water Backflow Preventer 0113, Filter Gallery Basement,FCL-TRW-BFP-0006 | FCL-TRW-BFP-0007 | Backflow Preventer, Service Water to RMF Clarification Facility |  |  |  | V
15311 | FCL-TRW-V-0075A | Valve, Gate, Interconnecting, Surge Tanks T-0001&0002, Surge Tanks Building | FCL-TRW-T-0001 | Vessel, Pressure, Surge, Surge Tank Building |  |  |  | V
15313 | FCL-TRW-V-0077A | Valve, Gate, Interconnecting, Surge Tanks T-0001&0002, Surge Tanks Building | FCL-TRW-T-0001 | Vessel, Pressure, Surge, Surge Tank Building |  |  |  | V
15319 | FCL-TRW-V-0087 | Valve,Butterfly,Isolation,Service Water Sedimentation/Flocculation Tanks Ring Sedimentation Tank No2 | FCL-SED-T-0200 | Tank, Sedimentation, Middle |  |  |  | V
15320 | FCL-TRW-V-0091 | Valve, Gate, Isolation, Service Water to PAC Pumps, Dry Chemical Building | FCL-TRW-BFP-0014 | Backflow Preventer,Service Water to PAC Storage Room, Dry Chemical Building |  |  |  | V
15322 | FCL-TRW-V-0096 | Valve, Gate, Isolation, Service Water to Dry Chemical Sprinkler System, Dry Chemical Building | FCL-TRW-STR-0004 | Strainer, Service Water to Dry Chemical Sprinkler System, Dry Chemical Building |  |  |  | V
15343 | FCL-TRW-V-0138 | Valve, Ball, Isolation, Service Water to Lab Area | FCL-TRW | Treated Water |  |  |  | V
15359 | FCL-TRW-V-0818C | Valve, Ball, Isolation, Inlet, FSL-0001, Treated Water Sampling System | FCL-TRW-FSL-0001 | Switch, Flow, Low, Thermal, Sample from District 2 to Analysers AIT-0001&0001B, Admin Building Lab |  |  |  | V
15360 | FCL-TRW-V-0818E | Valve, Ball, Isolation, Inlet, FSL-0002, Treated Water Sampling System | FCL-TRW-FSL-0002 | Switch, Flow, Low, Sample from District 2 to Analyser AIT-0002, High Lift District 2 Venturi Room |  |  |  | V
15394 | FCL-WW-SAMP | Wash water Sampling | FCL-SAMP | Sampling Systems
15395 | FCL-WWW | Residue Management | FCL WORK AREA 1 | Process
15411 | FCL-WWW-CP-1100 | Control Panel, Clarifier T-1100 Sludge Collectors, RMF Clarification Facility Service Platform | FCL-WWW-T-1100 | Tank, Clarifier, North, RMF Clarification Facility |  |  |  | CP
15412 | FCL-WWW-CP-1200 | Control Panel, Clarifier T-1200 Sludge Collectors, RMF Clarification Facility Service Platform | FCL-WWW-T-1200 | Tank, Clarifier, South, RMF Clarification Facility |  |  |  | CP
15414 | FCL-WWW-CP-7014 | Control Panel, Sampling Pumps P-7014A & 7014B, RMF Clarification Facility, Operating Floor | FCL-WWW-P-7014A | Pump Sample After SO2 Chlorine and Turbidity, RMF dechlorination |  |  |  | CP
15418 | FCL-WWW-DEW | Sludge Dewatering RMF | FCL-WWW | Residue Management
15427 | FCL-WWW-FIT-5501 | Transmitter, Flow, Magnetic,Service Water to Centrifuge 5501 | FCL-WWW-CF-5501 | Centrifuge Dewatering, West |  |  |  | FIT
15428 | FCL-WWW-FSL-1105 | Switch, Flow, Low, Sampling Pump P-1105, RMF Clarification Facility | FCL-WWW-P-1105 | Pump Sample Sedimentation Tanks Drain Turbidity |  |  |  | FSL
15429 | FCL-WWW-FSL-1202 | Switch, Flow, Low, Filter Backwash Waste Sampling Pump P-1202, RMF Clarification Facility | FCL-WWW-P-1202 | Pump Sample Filter Backwash to Clarifiers Turbidity |  |  |  | FSL
15455 | FCL-WWW-LSH-0012 | Switch, Level, High, Sanitary Sump, RMF Clarification Facility, Pump Room North | FCL-WWW-P-0001 | Pump Sanitary Clarification Building, South |  |  |  | LSH
15456 | FCL-WWW-LSH-7000 | Switch, Level, High, Pump Room Sump, RMF Clarification Facility, Pump Room | FCL-WWW | Residue Management |  |  |  | LSH
15457 | FCL-WWW-LSHH-0012 | Switch, Level, High, High, Sanitary Sump, RMF Clarification Facility, Pump Room North | FCL-WWW-P-0001 | Pump Sanitary Clarification Building, South |  |  |  | LSHH
15459 | FCL-WWW-LSHH-3020 | Switch, Level, High High, Process Drain Pumps P-3021&3022 Sump, RMF Clarification Facility | FCL-WWW-P-3021 | Pump Submersible Drainage South, Process Drain Sump |  |  |  | LSHH
15462 | FCL-WWW-LSL-1201 | Switch, Level, Low, Clarifier T-1200 Sump, RMF Clarification Facility | FCL-WWW-T-1200 | Tank, Clarifier, South, RMF Clarification Facility |  |  |  | LSL
15463 | FCL-WWW-LSLL-0012 | Switch, Level, Low, Low, Sanitary Sump, RMF Clarification Facility, Pump Room North | FCL-WWW-P-0001 | Pump Sanitary Clarification Building, South |  |  |  | LSLL
15468 | FCL-WWW-MSL-5501 | Switch, Motion, Low, CV-5510, RMF Centrifuge Building, Centrifuge Room | FCL-WWW-CV-5510 | Bottom Screw Conveyor, South, Centrifuge CF-5501 |  |  |  | MSL
15494 | FCL-WWW-V-0002 | Valve, Check, Discharge, Sanitary Sump Pump P-0002, RMF Clarification Facility, Pump Room | FCL-WWW-P-0002 | Pump Sanitary Clarification Building, North |  |  |  | V
15495 | FCL-WWW-V-0003 | Valve, Plug, Discharge, Sanitary Sump Pump P-0001, RMF Clarification Facility, Pump Room | FCL-WWW-P-0001 | Pump Sanitary Clarification Building, South |  |  |  | V
15515 | FCL-WWW-V-3021 | Valve, Check, Discharge, Process Drain Pump P-3021, RMF Clarification Facility, Pump Room | FCL-WWW-P-3021 | Pump Submersible Drainage South, Process Drain Sump |  |  |  | V
15516 | FCL-WWW-V-3030 | Valve, Check, Discharge, Sludge Pump P-3030, RMF Clarification Facility,Sludge Sump Service Platform | FCL-WWW-P-3030 | Pump Submersible East, Pump Room |  |  |  | V
15518 | FCL-WWW-V-3033 | Valve Plug, Isolation Sludge Transfer from Sludge Sump to Thickener No.1, RMF Clarification Facility | FCL-WWW-T-5010 | Thickener, North, RMF Clarification Facility |  |  |  | V
15519 | FCL-WWW-V-3042 | Valve,Plug,Isolation,Pump-3040 to Thickener1,RMF Clarification Facility,Sludge Sump Service Platform | FCL-WWW-P-3040 | Pump Submersible Standby, Pump Room |  |  |  | V
15520 | FCL-WWW-V-3051 | Valve, Plug, Discharge, Sludge Pump P-3050, RMF Clarification Facility, Sludge Sump Service Platform | FCL-WWW-P-3050 | Pump Submersible FCL, Pump Room |  |  |  | V
15525 | FCL-WWW-V-5100 | Valve, Plug, Suction, Centrifuge Feed Pump P-5101, RMF Clarification Facility, Pump Room | FCL-WWW-P-5101 | Pump Centifuge Feed, North |  |  |  | V
15529 | FCL-WWW-V-5105 | Valve, Plug, Discharge, Centrifuge Feed Pump P-5101, RMF Clarification Facility, Pump Room | FCL-WWW-P-5101 | Pump Centifuge Feed, North |  |  |  | V
15530 | FCL-WWW-V-5201 | Valve, Check, Discharge, Centrifuge Feed Pump P-5201, RMF Clarification Facility, Pump Room | FCL-WWW-P-5201 | Pump Centrifuge Feed, Standby |  |  |  | V
15531 | FCL-WWW-V-5203 | Valve,Plug,Isolating, Centrifuge Feed Pump P-5201 to Centrifuge2,RMF Clarification Facility,Pump Rm | FCL-WWW-P-5201 | Pump Centrifuge Feed, Standby |  |  |  | V
15532 | FCL-WWW-V-5301 | Valve, Check, Discharge, Centrifuge Feed Pump P-5301, RMF Clarification Facility, Pump Room | FCL-WWW-P-5301 | Pump Centrifuge Feed, South |  |  |  | V
15536 | FCL-WWW-V-5305 | Valve, Plug, Discharge, Centrifuge Feed Pump P-5301, RMF Clarification Facility, Pump Room | FCL-WWW-P-5301 | Pump Centrifuge Feed, South |  |  |  | V
15538 | FCL-WWW-V-5506 | Valve, Plug, Isolation, Centrifuge/Conveyor Centrate to Process Drain Sump, RMF Centrifuge Building | FCL-WWW-CF-5501 | Centrifuge Dewatering, West |  |  |  | V
15539 | FCL-WWW-V-5510 | Valve, Slide Gate, Motorized, CV-5510 to Cake Disposal Bin Container A,Centrifuge Bldg,Centrifuge Rm | FCL-WWW-CV-5510 | Bottom Screw Conveyor, South, Centrifuge CF-5501 |  |  |  | V
15541 | FCL-WWW-V-5606 | Valve, Plug, Isolation, Centrifuge/Conveyor Centrate to Process Drain Sump, RMF Centrifuge Building | FCL-WWW-CF-5601 | Centrifuge Dewatering, East |  |  |  | V
15542 | FCL-WWW-V-5610 | Valve, Slide Gate, Motorised, CV-5601 to Cake Disposal Bin Container A,Centrifuge Bldg,Centrifuge Rm | FCL-WWW-CV-5610 | Bottom Screw Conveyor, South, Centrifuge CF-5601 |  |  |  | V
15550 | FCL-WWW-WR-0002 | Receptacle, 600V, 3PH, Centrifuge Building, Centrifuge Room | FCL-WWW | Residue Management |  |  |  | WR
15551 | FCL-WWW-WR-0004 | Receptacle, 600V, 3PH, RMF Clarification Facility, Operating Floor South | FCL-WWW | Residue Management |  |  |  | WR
15552 | FCL-WWW-WR-0005 | Receptacle, 600V, 3PH, RMF Clarification Facility, Operating Floor Central | FCL-WWW | Residue Management |  |  |  | WR
15553 | FCL-WWW-XS-5501 | Switch, Rope, CV-5510 Emergency Stop, RMF Centrifuge Building, Centrifuge Room | FCL-WWW-CV-5510 | Bottom Screw Conveyor, South, Centrifuge CF-5501 |  |  |  | XS
15554 | FCL-ZMC | Zebra Mussel Control | FCL WORK AREA 1 | Process
15555 | FCL-ZMC | Zebra Mussel Control | FCL-DIS | Disinfection and Conditioning
15566 | FCL-ZMC-V-0011A-SUS | Valve, Ball, Isolation, Cl2 Solution to Sampling Pumps P-0701&0801, Low Lift PS Basement | FCL-SUSPENDED | Suspended entity |  |  | 47322 | V
15597 | FFIS-ELS-LTG EMERG-SUS | Emergency Lights | FIS-SUSPENDED | Obsolete Entities/Processes |  |  | 46887
15600 | FHA | R C Harris Water Treatment Plant | WT&S | Water Treatment & Supply
15601 | FHA ALUM ROOM | Computer Location | FHA-SERVICE BLDG | Building Location
15602 | FHA CONTROL ROOM | Computer Location | FHA-FILTER BLDG | Building Location
15603 | FHA CORRIDOR | Computer Location | FHA-RMF BLDG | Building Location
15605 | FHA FILTER GALLERY | Computer Location | FHA-FILTER BLDG | Building Location
15606 | FHA OIT | FHA OIT | FHA-SPC1 | Process Control Systems - Administrative
15607 | FHA OPERATORS LAB | Computer Location | FHA-FILTER BLDG | Building Location
15608 | FHA RMF VESTIBULE | Computer Location | FHA-SERVICE BLDG | Building Location
15611 | FHA SERVER ROOM | Communication Switch | FHA-FILTER BLDG | Building Location
15612 | FHA SERVER ROOM | Communication Switch | FHA-SPC | Process Control Systems - Services Area
15613 | FHA WORK AREA 1 | Process | FHA | R C Harris Water Treatment Plant
15614 | FHA WORK AREA 2 | Services | FHA | R C Harris Water Treatment Plant
15741 | FHA-ADMIN-BLDG | Building Location | FHA-EUS | Production & End User Support
15742 | FHA-ALM | Alum | FHA-PLT | Preliminary Treatment
15798 | FHA-ALUM-TOWER | Computer Location | FHA-EUS | Production & End User Support
15810 | COL-PIR-SW-0001 | Switch, Fused | COL-PIR | Island Road Sewage Pumping Station | Switch |  |  | SW
15811 | COL-PIR-SW-0002 | Switch, Ground Fault Indicator | COL-PIR-MISC | Miscellaneous Equipment | Switch |  |  | SW
15812 | COL-PIR-SW-0003 | Switch, Lighting Transformer | COL-PIR | Island Road Sewage Pumping Station | Switch |  |  | SW
15813 | COL-PIR-SW-0003 | Switch, Lighting Transformer | COL-PIR-MISC | Miscellaneous Equipment | Switch |  |  | SW
15814 | COL-PIR-SW-0004 | Switch, Unit Heater 0001 | COL-PIR-MISC | Miscellaneous Equipment | Switch |  |  | SW
15815 | COL-PIR-TR-0001 | Transformer, Power | COL-PIR-MISC | Miscellaneous Equipment | Transformer |  |  | TR
15816 | COL-PIR-TS-0001 | Switch, Transfer | COL-PIR-MISC | Miscellaneous Equipment | Switch |  |  | TS
15817 | COL-PIR-UPS-0001 | UPS | COL-PIR | Island Road Sewage Pumping Station | Uninterruptible Power Supply |  |  | UPS
15820 | COL-PIR-WEL-0100 | Wet well | COL-PIR | Island Road Sewage Pumping Station | Well |  |  | WEL
15821 | COL-PIR-WEL-0100 | Wet well | COL-PIR-MISC | Miscellaneous Equipment | Well |  |  | WEL
15824 | COL-PKG-ALR-0001 | Control Panel, Electrical | COL-PKG-MISC | Miscellaneous Equipment | Control Panel |  |  | ALR
15827 | COL-PKG-CB-0001 | Circuit Breaker, Main | COL-PKG | Kingston Rd Pumping Station | Circuit Breaker |  |  | CB
15828 | COL-PKG-CB-0001 | Circuit Breaker, Main | COL-PKG-MISC | Miscellaneous Equipment | Circuit Breaker |  |  | CB
15829 | COL-PKG-CP-0001 | Control Panel, Operator | COL-PKG | Kingston Rd Pumping Station | Control Panel |  |  | CP
15831 | COL-PKG-DM-0001 | Damper/Louver, Generator Room | COL-PKG-MISC | Miscellaneous Equipment | Damper/Louver |  |  | DM
15832 | COL-PKG-DM-0002 | Damper/Louver, Generator Room | COL-PKG-MISC | Miscellaneous Equipment | Damper/Louver |  |  | DM
15833 | COL-PKG-DM-0003 | Damper/Louver, Dry Well | COL-PKG | Kingston Rd Pumping Station | Damper/Louver |  |  | DM
15834 | COL-PKG-DM-0003 | Damper/Louver, Dry Well | COL-PKG-MISC | Miscellaneous Equipment | Damper/Louver |  |  | DM
15835 | COL-PKG-FEQ-0001S | Fire Prevention, Extinguisher | COL-PKG | Kingston Rd Pumping Station | Fire Prevention,Extinguisher |  | 42688 | FEQ
15836 | COL-PKG-FEQ-0001S | Fire Prevention, Extinguisher | COL-PKG-MISC | Miscellaneous Equipment | Fire Prevention,Extinguisher |  | 42688 | FEQ
15837 | COL-PKG-FEQ-0001S | Fire Prevention, Extinguisher | COL-W-OBSOLETE | Col West Obsolete Entities | Fire Prevention,Extinguisher |  | 42688 | FEQ
15838 | COL-PKG-FEQ-0002S | Fire Prevention, Extinguisher | COL-PKG-MISC | Miscellaneous Equipment | Fire Prevention,Extinguisher |  | 42689 | FEQ
15839 | COL-PKG-FEQ-0002S | Fire Prevention, Extinguisher | COL-W-OBSOLETE | Col West Obsolete Entities | Fire Prevention,Extinguisher |  | 42689 | FEQ
15841 | COL-PKG-FN-0001 | Fan, Exhaust | COL-PKG | Kingston Rd Pumping Station | Fan |  |  | FN
15842 | COL-PKG-FQ-0001 | Meter, Flow | COL-PKG | Kingston Rd Pumping Station | Meter,Flow |  |  | FQ
15843 | COL-PKG-FQ-0001 | Meter, Flow | COL-PKG-MISC | Miscellaneous Equipment | Meter,Flow |  |  | FQ
15846 | COL-PKG-GRF-0001 | Indicator, Ground Fault | COL-PKG | Kingston Rd Pumping Station |  |  |  | GRF
15847 | COL-PKG-GRF-0001 | Indicator, Ground Fault | COL-PKG-MISC | Miscellaneous Equipment |  |  |  | GRF
15848 | COL-PKG-HTR-0001 | Heater, Dry Well | COL-PKG | Kingston Rd Pumping Station | Heater |  |  | HTR
15849 | COL-PKG-HTR-0001 | Heater, Dry Well | COL-PKG-MISC | Miscellaneous Equipment | Heater |  |  | HTR
15850 | COL-PKG-JIT-0001 | Meter, Power Indicating Transmitter | COL-PKG | Kingston Rd Pumping Station | Meter |  |  | JIT
15851 | COL-PKG-LIT-0200 | Transmitter, Level | COL-PKG-MISC | Miscellaneous Equipment | Transmitter,Level |  |  | LIT
15852 | COL-PKG-LSH-0103 | Switch, Level-High | COL-PKG-MISC | Miscellaneous Equipment | Switch,Level |  |  | LSH
15853 | COL-PKG-LSHH-0001 | Switch, Level High-High | COL-PKG | Kingston Rd Pumping Station | Switch,Level |  |  | LSHH
15854 | COL-PKG-LSHH-0001 | Switch, Level High-High | COL-PKG-MISC | Miscellaneous Equipment | Switch,Level |  |  | LSHH
15855 | COL-PKG-LSHH-0104 | Switch, Level High-High | COL-PKG-MISC | Miscellaneous Equipment | Switch,Level |  |  | LSHH
15856 | COL-PKG-LSLL-0201 | Switch, Level Low-Low | COL-PKG-MISC | Miscellaneous Equipment | Switch,Level |  |  | LSLL
15864 | COL-PKG-MCC-0002 | Motor Control Centre, New | COL-PKG | Kingston Rd Pumping Station | Control Panel,MCC |  |  | MCC
15865 | COL-PKG-MCC-0002 | Motor Control Centre, New | COL-PKG-MISC | Miscellaneous Equipment | Control Panel,MCC |  |  | MCC
15866 | COL-PKG-MISC | Miscellaneous Equipment | COL-PKG | Kingston Rd Pumping Station
15870 | COL-PKG-P-0001 | Pump, Submersible | COL-PKG | Kingston Rd Pumping Station | Pump |  |  | P
15871 | COL-PKG-P-0001 | Pump, Submersible | COL-PKG-MISC | Miscellaneous Equipment | Pump |  |  | P
15890 | FHA-AM-P-0201-KQ | Pump Location,Aqua Ammonia Metering #2 | FHA-SUSPENDED | Suspended Obsolete entity for storage purpose |  |  | 33324 | P
15900 | FHA-AM-T-0201-KQ | Tank Location, Ammonia Storage Room | FHA-AM | Ammoniation |  |  | 33325 | T
15904 | FHA-AM-T-0301-KQ | Tank Location, Ammonia Storage Room | FHA-SUSPENDED | Suspended Obsolete entity for storage purpose |  |  | 33326 | T
15973 | FHA-AUX-ANL-0011 | Colorimeter, Pocket CL2 | [5 empty] | ANL
15986 | FHA-AUX-LAB | Laboratory and Portable Testing Equipment | FHA-AUX | Auxiliary Systems
15996 | FHA-AUX-T-0101-KQ | Compressed Air Tank 1 | FHA-AUX-SA | Plant Air/Instrument Air/Vacuum System |  |  | 33327 | T
15997 | FHA-AUX-T-0101-KQ | Compressed Air Tank 1 | FHA-SUSPENDED | Suspended Obsolete entity for storage purpose |  |  | 33327 | T
15999 | FHA-AUX-T-0102-KQ | Compressed Air Tank 2 | FHA-SUSPENDED | Suspended Obsolete entity for storage purpose |  |  | 33328 | T
16001 | FHA-AUX-T-0103-KQ | Compressed Air Tank 3 | FHA-SUSPENDED | Suspended Obsolete entity for storage purpose |  |  | 33329 | T
16004 | FHA-AUX-T-0104-KQ | Compressed Air Tank 4 | FHA-SUSPENDED | Suspended Obsolete entity for storage purpose |  |  | 33330 | T
16034 | FHA-BW | Backwash System | FHA-FLT | Filtration
16170 | FHA-CLA-CHL-0101-KQ | Chlorination Location,Train #1 | FHA-CLA | Pre-Chlorination |  |  | 33331 | CHL
16171 | FHA-CLA-CHL-0101-KQ | Chlorination Location,Train #1 | FHA-SUSPENDED | Suspended Obsolete entity for storage purpose |  |  | 33331 | CHL
16173 | FHA-CLA-CHL-0201-KQ | Chlorination Location,Train #2 | FHA-SUSPENDED | Suspended Obsolete entity for storage purpose |  |  | 33332 | CHL
16175 | FHA-CLA-CHL-0301-KQ | Chlorination Location,Train #3 | FHA-SUSPENDED | Suspended Obsolete entity for storage purpose |  |  | 33333 | CHL
16260 | FHA-CLB-CHL-0101-KQ | Post Chlorination Location,Train #1 | FHA-CLB | Post-Chlorination |  |  | 33334 | CHL
16261 | FHA-CLB-CHL-0101-KQ | Post Chlorination Location,Train #1 | FHA-SUSPENDED | Suspended Obsolete entity for storage purpose |  |  | 33334 | CHL
16263 | FHA-CLB-CHL-0201-KQ | Post Chlorination Location,Train #2 | FHA-CLB | Post-Chlorination |  |  | 33335 | CHL
16264 | FHA-CLB-CHL-0201-KQ | Post Chlorination Location,Train #2 | FHA-SUSPENDED | Suspended Obsolete entity for storage purpose |  |  | 33335 | CHL
16271 | FHA-CLB-P-0001A-KQ | Pump Location,After Post CL2 Water Sample #1A | FHA-CLB-SAMP | After Post CL2 Sampling |  |  | 33344 | P
16272 | FHA-CLB-P-0001A-KQ | Pump Location,After Post CL2 Water Sample #1A | FHA-SUSPENDED | Suspended Obsolete entity for storage purpose |  |  | 33344 | P
16273 | FHA-CLB-P-0001B-KQ | Pump Location, After Post CL2 Water Sample #2A | FHA-SUSPENDED | Suspended Obsolete entity for storage purpose |  |  | 33345 | P
16282 | FHA-CLB-SAMP | After Post CL2 Sampling | FHA-SAMP | Sampling Systems
16399 | FHA-DCL-P-0001B-KQ | Pump Location, Before SO2 Water Sample #1B | BEFORE SO2 | Before S02 Sampling |  |  | 33347 | P
16400 | FHA-DCL-P-0001B-KQ | Pump Location, Before SO2 Water Sample #1B | FHA-SUSPENDED | Suspended Obsolete entity for storage purpose |  |  | 33347 | P
16401 | FHA-DCL-P-0002A-KQ | Pump Location, After SO2 Water Sample #2A | AFTER SO2 | After SO2 Sampling |  |  | 33348 | P
16402 | FHA-DCL-P-0002A-KQ | Pump Location, After SO2 Water Sample #2A | FHA-SUSPENDED | Suspended Obsolete entity for storage purpose |  |  | 33348 | P
16404 | FHA-DCL-P-0002B-KQ | Pump Location, After SO2 Water Sample #2B | AFTER SO2 | After SO2 Sampling |  |  | 33349 | P
16405 | FHA-DCL-P-0002B-KQ | Pump Location, After SO2 Water Sample #2B | FHA-SUSPENDED | Suspended Obsolete entity for storage purpose |  |  | 33349 | P
16415 | FHA-DCL-SO-0101-KQ | Sulphonator Location | FHA-SUSPENDED | Suspended Obsolete entity for storage purpose |  |  | 33350 | SO
16417 | FHA-DCL-SO-0301-KQ | Sulphonator Location | FHA-DCL | De-Chorination |  |  | 33351 | SO
16463 | COL-PKG-T-0001 | Tank, Domestic Hot Water | COL-PKG | Kingston Rd Pumping Station | Tank |  |  | T
16464 | COL-PKG-T-0001 | Tank, Domestic Hot Water | COL-PKG-MISC | Miscellaneous Equipment | Tank |  |  | T
16465 | COL-PKG-TR-0001 | Transformer, Power | COL-PKG | Kingston Rd Pumping Station | Transformer |  |  | TR
16466 | COL-PKG-TR-0001 | Transformer, Power | COL-PKG-MISC | Miscellaneous Equipment | Transformer |  |  | TR
16485 | COL-PKP-AIT-0002 | Transmitter, Gas | COL-PKP-MISC | Miscellaneous Equipment | Transmitter |  |  | AIT
16486 | COL-PKP-AIT-0003 | Transmitter, Gas | COL-PKP-MISC | Miscellaneous Equipment | Transmitter |  |  | AIT
16519 | COL-PKP-MISC | Miscellaneous Equipment | COL-PKP | Kennedy Park Sewage Pumping Station
16562 | FHA-DECOM | Building Location | FHA-EUS | Production & End User Support
16579 | FHA-DIS | Disinfection | FHA WORK AREA 1 | Process
16582 | FHA-ELS | Electrical | FHA WORK AREA 2 | Services
16611 | FHA-ELS-ELS | Electrical/Instrumentation Test Equipment | FHA WORK AREA 2 | Services
16650 | FHA-ELS-LTG EMERG | Emergency Lights | FHA-SES | Safety & Environmental Services
16717 | FHA-ELS-LTX EXIT | Exit Lights | FHA-SES | Safety & Environmental Services
16843 | FHA-ELS-SWITCHGEARS | Swirchgears | FHA-ELS-PRIMARY | Primary Electrical System
16978 | FHA-FL | Fluoridation | FHA-DIS | Disinfection
17023 | FHA-FLT | Filtration | FHA WORK AREA 1 | Process
17024 | FHA-FLT | Filtration | FHA-FILT | Filtration
17236 | FHA-FLT-P-4101-KQ | Pump Location,Filter Composite West | FHA-SUSPENDED | Suspended Obsolete entity for storage purpose |  |  | 33353 | P
17239 | FHA-FLT-P-4201-KQ | Pump Location,Filter Composite East | FHA-SUSPENDED | Suspended Obsolete entity for storage purpose |  |  | 33354 | P
17260 | FHA-FLT-SAMP | Filtration Sampling | FHA-SAMP | Sampling Systems
17289 | COL-PKS-CP-0001 | Control Panel, Operator | COL-PKS | King St West Sewage Pumping Station | Control Panel |  |  | CP
17290 | COL-PKS-CP-0001 | Control Panel, Operator | COL-PKS-MISC | Miscellaneous Equipment | Control Panel |  |  | CP
17312 | COL-PLB-AUX | Auxiliary Equipment | COL-PLB | Long Branch Pumping Station
17313 | COL-PLB-AUX-MECH | Mechanical Equipment | COL-PLB-AUX | Auxiliary Equipment
17546 | FHA-GRK | Building & Grounds | FHA WORK AREA 2 | Services
17552 | FHA-GRK-ELS-0200 | Facility Electrical System | FHA-GRK | Building & Grounds |  |  |  | ELS
17561 | FHA-GRK-PRTY-0002 | Grounds Maintenance | FHA-GRK | Building & Grounds |  |  |  | PRTY
17573 | FHA-MCS-ACC-0101 | CL2 / SO2 Storage Ventillation System | FHA-MCS-ACC | HVAC |  |  |  | ACC
17584 | FHA-MCS-ELV | Elevators | FHA-MCS | Mechanical
17612 | FHA-MCS-PWA | Plant Service Water | FHA-MCS | Mechanical
17619 | FHA-OFFICE | Computer Location | FHA-SERVICE-BLDG | Building Location
17620 | FHA-PLANT | FHA Plant | FHA | R C Harris Water Treatment Plant
17621 | FHA-PLANT | FHA Plant | FHA-SPC1 | Process Control Systems - Administrative
17622 | FHA-PLT | Preliminary Treatment | FHA WORK AREA 1 | Process
17623 | FHA-PUMP BLDG | Building Location | FHA-SPC2 | Process Control Systems - Equipment
17630 | FHA-RAW | Raw Water Production | FHA WORK AREA 1 | Process
17641 | FHA-RTE | FHA-Routine | FHA | R C Harris Water Treatment Plant
17684 | FHA-RW-P-0801-KQ | Raw Water Pumping Unit #8 | FHA-RW-P | Raw Water Pumping |  |  | 33355 | P
17686 | FHA-RW-P-0901-KQ | Raw Water Pumping Unit #9 | FHA-RW-P | Raw Water Pumping |  |  | 33356 | P
17687 | FHA-RW-P-1001-KQ | Raw Water Pumping Unit #10 | FHA-SUSPENDED | Suspended Obsolete entity for storage purpose |  |  | 33357 | P
17689 | FHA-RW-P-1101-KQ | Raw Water Pumping Unit #11 | FHA-RW-P | Raw Water Pumping |  |  | 33358 | P
17691 | FHA-RW-P-1201-KQ | Raw Water Pumping Unit #12 | FHA-RW-P | Raw Water Pumping |  |  | 33359 | P
17693 | FHA-RW-P-1301-KQ | Raw Water Pumping Unit #13 | FHA-SUSPENDED | Suspended Obsolete entity for storage purpose |  |  | 33360 | P
17694 | FHA-RW-P-1401A-KQ | Pump Location,Raw Water Sample #1 | FHA-SUSPENDED | Suspended Obsolete entity for storage purpose |  |  | 33361 | P
17696 | FHA-RW-P-1401B-KQ | Pump Location,Raw Water Sample #2 | FHA-RW-SAMP | Raw Water Sampling |  |  | 33362 | P
17698 | FHA-RW-P-1501A-KQ | Pump Location,Raw Water Sample | FHA-RW-SAMP2 | After Pre-Chlorine Sampling |  |  | 33363 | P
17699 | FHA-RW-P-1501A-KQ | Pump Location,Raw Water Sample | FHA-SUSPENDED | Suspended Obsolete entity for storage purpose |  |  | 33363 | P
17701 | FHA-RW-P-1501B-KQ | Pump Location,Raw Water Sample | FHA-RW-SAMP2 | After Pre-Chlorine Sampling |  |  | 33364 | P
17702 | FHA-RW-SC-0101-KQ | Raw Water Screen #1 | FHA-SUSPENDED | Suspended Obsolete entity for storage purpose |  |  | 33365 | SC
17795 | FHA-SAMP | Sampling Systems | FHA WORK AREA 1 | Process
18301 | COL-PLB-P-0121B | Indicator, Pressure | COL-PLB-P-0121 | Pump, Centrifugal, Discharge Pump #2, Pump Floor | Meter |  | 34533 | P
18302 | COL-PLB-P-0121B | Indicator, Pressure | COL-PLB-SUSPENDED | Longbranch P.S.suspended entities | Meter |  | 34533 | P
18398 | FHA-SES-FH | Fire Standpipe & Hose Cabinets | FHA-SES | Safety & Environmental Services
18501 | FHA-SES-LP | Life Preservers | FHA-SES | Safety & Environmental Services
18570 | FHA-SES-SM | Spill /Waste Management | FHA-SES | Safety & Environmental Services
18623 | COL-PLB-PUMP | Pumping Equipment | COL-PLB | Long Branch Pumping Station
18632 | COL-PLB-SUSPENDED | Longbranch P.S.suspended entities | COL-PLB | Long Branch Pumping Station
18740 | FHA-SES-SQ-4 | First Aid | FHA-SES | Safety & Environmental Services |  |  |  | SQ
18745 | FHA-SPC | Process Control Systems - Services Area | FHA | R C Harris Water Treatment Plant
18746 | FHA-SPC | Process Control Systems - Services Area | FHA-ITM | Integrated Technology Management
18779 | FHA-SPC1 | Process Control Systems - Administrative | FHA | R C Harris Water Treatment Plant
18783 | FHA-STORE | Computer Storage Location | FHA-EUS | Production & End User Support
18785 | FHA-TRW | Treated Water System | FHA WORK AREA 1 | Process
18838 | FHA-TRW-P-0100-KQ | Treated Water Pumping Unit #1 | FHA-TRW-TWP | Treated Water Pumping |  |  | 33323 | P
18839 | FHA-TRW-P-0200-KQ | Treated Water Pumping Unit #2 | FHA-SUSPENDED | Suspended Obsolete entity for storage purpose |  |  | 33368 | P
18840 | FHA-TRW-P-0200-KQ | Treated Water Pumping Unit #2 | FHA-TRW-TWP | Treated Water Pumping |  |  | 33368 | P
18843 | FHA-TRW-P-0300B-KQ | Treated Water Pumping Unit #3B | FHA-SUSPENDED | Suspended Obsolete entity for storage purpose |  |  | 33370 | P
18845 | FHA-TRW-P-0400A-KQ | Treated Water Pumping Unit #4A | FHA-TRW-TWP | Treated Water Pumping |  |  | 33371 | P
18846 | FHA-TRW-P-1500-KQ | Treated Water Pumping Unit #15 | FHA-TRW-TWP | Treated Water Pumping |  |  | 33373 | P
19043 | FHA-WWW-AIT-3022 | Transmitter, Sludge Density Thickener T-3021, Sludge Transfer Pump Room, S/E Wall | [5 empty] | AIT
19048 | FHA-WWW-AIT-3032 | Transmitter, Sludge Density Thickener T-3031, Sludge Transfer Pump Room, S/E Wall | [5 empty] | AIT
19052 | FHA-WWW-AIT-3042 | Transmitter, Sludge Density Thickener T-3041, Sludge Transfer Pump Room, S/E Wall | [5 empty] | AIT
19066 | FHA-WWW-CENTRIF | Centrifuges | FHA-WWW | Residue Management / Waste Water System
19069 | FHA-WWW-CF-2401-KQ | Centrifuge Unit 2401 | FHA-SUSPENDED | Suspended Obsolete entity for storage purpose |  |  | 33374 | CF
19072 | FHA-WWW-CF-2501-KQ | Centrifuge Unit 2501 | FHA-WWW-CENTRIF | Centrifuges |  |  | 33375 | CF
19073 | FHA-WWW-CHEM | Chemical Storage Room | FHA-SUSPENDED | Suspended Obsolete entity for storage purpose |  |  | 33655
19123 | FHA-WWW-DECANT | Decant Tanks | FHA-WWW | Residue Management / Waste Water System
19127 | FHA-WWW-EFFL | Effluent Discharge | FHA-WWW | Residue Management / Waste Water System
19149 | FHA-WWW-IRG-0311 | Irrigation System, Lawn Sprinklers, RMF Ground Level | FHA-WWW-IRRIG | Irrigation |  |  |  | IRG | sprinkler
19150 | FHA-WWW-IRRIG | Irrigation | FHA-WWW | Residue Management / Waste Water System
19230 | FHA-WWW-P-0002-KQ | Sample Pump Unit 2 | FHA-SUSPENDED | Suspended Obsolete entity for storage purpose |  |  | 33377 | P
19231 | FHA-WWW-P-0002-KQ | Sample Pump Unit 2 | FHA-WWW-EFFL | Effluent Discharge |  |  | 33377 | P
19237 | FHA-WWW-P-0711-KQ | SBS Pump Location | FHA-SUSPENDED | Suspended Obsolete entity for storage purpose |  |  | 33378 | P
19238 | FHA-WWW-P-0711-KQ | SBS Pump Location | FHA-WWW-SBS | SBS System |  |  | 33378 | P
19242 | FHA-WWW-P-2201-KQ | Centrifuge Feed Pump 2 | FHA-SUSPENDED | Suspended Obsolete entity for storage purpose |  |  | 33380 | P
19243 | FHA-WWW-P-2201-KQ | Centrifuge Feed Pump 2 | FHA-WWW-THICK | Sludge Thickening |  |  | 33380 | P
19244 | FHA-WWW-P-2301-KQ | Centrifuge Feed Pump 3 | FHA-SUSPENDED | Suspended Obsolete entity for storage purpose |  |  | 33381 | P
19245 | FHA-WWW-P-2301-KQ | Centrifuge Feed Pump 3 | FHA-WWW-THICK | Sludge Thickening |  |  | 33381 | P
19248 | FHA-WWW-P-3401-KQ | Sludge Transfer Pump # 4 | FHA-SUSPENDED | Suspended Obsolete entity for storage purpose |  |  | 33343 | P
19249 | FHA-WWW-P-3401-KQ | Sludge Transfer Pump # 4 | FHA-WWW-THICK | Sludge Thickening |  |  | 33343 | P
19283 | FHA-WWW-RIPENING | Filter Ripening Flow | FHA-WWW | Residue Management / Waste Water System
19285 | FHA-WWW-SLUDGE | Sludge Equalization Pumping | FHA-WWW | Residue Management / Waste Water System
19288 | FHA-WWW-SUMP- CF FEED | Sump Systems Centrifuge Feed Pump | FHA-WWW-SUMP | Sump Systems
19289 | FHA-WWW-SUMP- TRANSF PUMP | Sump Systems Transfer Feed Pump | FHA-WWW-SUMP | Sump Systems
19295 | FHA-WWW-T-3011-KQ | Tank Location, Thickener 1 | FHA-SUSPENDED | Suspended Obsolete entity for storage purpose |  |  | 33342 | T
19301 | FHA-WWW-T-3041-KQ | Tank Location, Thickener 4 | FHA-WWW-THICK | Sludge Thickening |  |  | 33339 | T
19305 | FHA-WWW-T-4041-KQ | Tank Location, Decant 4 | FHA-SUSPENDED | Suspended Obsolete entity for storage purpose |  |  | 33338 | T
19306 | FHA-WWW-T-4041-KQ | Tank Location, Decant 4 | FHA-WWW-DECANT | Decant Tanks |  |  | 33338 | T
19464 | FHA-ZMC | Zebra Mussel Control | FHA-DIS | Disinfection
19474 | FHA-ZMC-P-0101-KQ | Pump Location,Zebra Mussel Sample | FHA-SUSPENDED | Suspended Obsolete entity for storage purpose |  |  | 33336 | P
19511 | FHO | F.J. Horgan Water Treatment Plant | TW | Toronto Water
19512 | FHO | F.J. Horgan Water Treatment Plant | WT&S | Water Treatment & Supply
19513 | FHO ADMIN | Administration | FHO | F.J. Horgan Water Treatment Plant
19514 | FHO CHEMICAL ALLEY | Computer Location | FHO MAIN BLDG | Building Location
19515 | FHO CHEMICAL ALLEY | Computer Location | FHO-SPC | Process Control Systems - Services Area
19516 | FHO CLEARWELL | Sampling | FHO-SAMP | Sampling Systems
19517 | FHO COMMUNICATIONS | FHO Communications | FHO-SPC1 | Process Control Systems - Administrative
19518 | FHO CONTROL ROOM | Computer Location | FHO MAIN BLDG | Building Location
19519 | FHO CONTROL ROOM | Computer Location | FHO-SPC | Process Control Systems - Services Area
19520 | FHO ELECTRICAL ROOM | Computer Location | FHO-SPC | Process Control Systems - Services Area
19521 | FHO EUS CONTROL ROOM | Computer Location | FHO-ADMIN-BLDG | Building Location
19522 | FHO EUS MACH ELEC | Computer Location | FHO-ADMIN-BLDG | Building Location
19523 | FHO EUS MACH ELEC | Computer Location | FHO-EUS | Production & End User Support
19524 | FHO EUS MACH SHOP | Computer Location | FHO-ADMIN-BLDG | Building Location
19525 | FHO EUS MACH SHOP | Computer Location | FHO-EUS | Production & End User Support
19526 | FHO EUS SERVER ROOM | Communication Switch | FHO-ADMIN-BLDG | Building Location
19527 | FHO EUS STORE | Computer Storage Location | FHO-ADMIN-BLDG | Building Location
19528 | FHO EUS TRAIN ROOM | Computer Location | FHO-ADMIN-BLDG | Building Location
19529 | FHO FILTER GALLERY | Computer Location | FHO MAIN BLDG | Building Location
19530 | FHO FILTER GALLERY | Computer Location | FHO-SPC | Process Control Systems - Services Area
19531 | FHO MAIN BLDG | Building Location | FHO-SPC | Process Control Systems - Services Area
19532 | FHO PLC | FHO PLC | FHO-SPC1 | Process Control Systems - Administrative
19533 | FHO PRE FILTERED | Sampling | FHO-SAMP | Sampling Systems
19534 | FHO RAW H2O | Raw water Sampling | FHO-SAMP | Sampling Systems
19535 | FHO RAW WATER | Computer Location | FHO MAIN BLDG | Building Location
19536 | FHO RAW WATER | Computer Location | FHO-SPC | Process Control Systems - Services Area
19537 | FHO SCADA CLIENTS | FHO SCADA Clients | FHO-SPC1 | Process Control Systems - Administrative
19538 | FHO SERVER ROOM | Communication Switch | FHO MAIN BLDG | Building Location
19539 | FHO SERVER ROOM | Communication Switch | FHO-SPC | Process Control Systems - Services Area
19542 | FHO STANDBY POWER BL | Building Location | FHO-SPC | Process Control Systems - Services Area
19543 | FHO STANDBY POWER BL | Building Location | FHO-SPC2 | Process Control Systems - Equipment
19544 | FHO SWITCHGEAR ROOM | Computer Location | FHO-SPC | Process Control Systems - Services Area
19545 | FHO TRW PUMPING | Treated Water Pumping | FHO-TRW | Treated Water System
19546 | FHO WASTE WATER BLDG | Building Location | FHO-SPC2 | Process Control Systems - Equipment
19547 | FHO WORK AREA 2 | Services | FHO | F.J. Horgan Water Treatment Plant
19548 | FHO WORK AREA 2 | Services | FHO-RTE | FHO-Routine
19549 | FHO WWW | Waste Water Output Sampling | FHO-SAMP | Sampling Systems
19823 | COL-PLV-CB-0001 | Circuit Breaker, | COL-PLV-MISC | Miscellaneous Equipment | Circuit Breaker |  |  | CB
19824 | COL-PLV-COM-0001 | Control Panel | COL-PLV-MISC | Miscellaneous Equipment | Control Panel |  |  | COM
19825 | COL-PLV-CP-0001 | Control Panel | COL-PLV | Livingston Road Pumping Station | Control Panel |  |  | CP
19826 | COL-PLV-CP-0002 | Control Panel | COL-PLV | Livingston Road Pumping Station | Control Panel |  |  | CP
19827 | COL-PLV-DM-0001 | Damper/Louver | COL-PLV | Livingston Road Pumping Station | Damper/Louver |  |  | DM
19828 | COL-PLV-FEQ-0001S | Fire Prevention, Extinguisher | COL-PLV | Livingston Road Pumping Station | Fire Prevention,Extinguisher |  | 42696 | FEQ
19829 | COL-PLV-FEQ-0001S | Fire Prevention, Extinguisher | COL-W-OBSOLETE | Col West Obsolete Entities | Fire Prevention,Extinguisher |  | 42696 | FEQ
19830 | COL-PLV-FN-0001 | Fan, Centrifugal | COL-PLV | Livingston Road Pumping Station | Fan |  |  | FN
19831 | COL-PLV-FN-0002 | Fan, Centrifugal | COL-PLV | Livingston Road Pumping Station | Fan |  |  | FN
19832 | COL-PLV-FN-0002 | Fan, Centrifugal | COL-PLV-MISC | Miscellaneous Equipment | Fan |  |  | FN
19833 | COL-PLV-FQ-0001 | Meter, Flow | COL-PLV | Livingston Road Pumping Station | Meter,Flow |  |  | FQ
19834 | COL-PLV-FQ-0001 | Meter, Flow | COL-PLV-MISC | Miscellaneous Equipment | Meter,Flow |  |  | FQ
19836 | COL-PLV-GEN-0001 | Generator | COL-PLV | Livingston Road Pumping Station | Generator |  |  | GEN
19837 | COL-PLV-HTR-0001 | Heater | COL-PLV | Livingston Road Pumping Station | Heater |  |  | HTR
19838 | COL-PLV-HTR-0002 | Heater | COL-PLV | Livingston Road Pumping Station | Heater |  |  | HTR
19839 | COL-PLV-HTR-0002 | Heater | COL-PLV-MISC | Miscellaneous Equipment | Heater |  |  | HTR
19840 | COL-PLV-HTR-0003 | Heater | COL-PLV | Livingston Road Pumping Station | Heater |  |  | HTR
19841 | COL-PLV-LIT-0101 | Transmitter, Level | COL-PLV | Livingston Road Pumping Station | Transmitter,Level |  |  | LIT
19842 | COL-PLV-LIT-0201 | Transmitter, Level | COL-PLV-MISC | Miscellaneous Equipment | Transmitter,Level |  |  | LIT
19843 | COL-PLV-LSH-0001 | Switch, Level-High | COL-PLV | Livingston Road Pumping Station | Switch,Level |  |  | LSH
19844 | COL-PLV-LSH-0001 | Switch, Level-High | COL-PLV-MISC | Miscellaneous Equipment | Switch,Level |  |  | LSH
19845 | COL-PLV-LSH-0103 | Switch, Level-High | COL-PLV | Livingston Road Pumping Station | Switch,Level |  |  | LSH
19846 | COL-PLV-LSH-0203 | Switch, Level-High | COL-PLV-MISC | Miscellaneous Equipment | Switch,Level |  |  | LSH
19847 | COL-PLV-LSHH-0104 | Switch, Level High-High | COL-PLV-MISC | Miscellaneous Equipment | Switch,Level |  |  | LSHH
19848 | COL-PLV-LSHH-0204 | Switch, Level High-High | COL-PLV | Livingston Road Pumping Station | Switch,Level |  |  | LSHH
19849 | COL-PLV-LSHH-0204 | Switch, Level High-High | COL-PLV-MISC | Miscellaneous Equipment | Switch,Level |  |  | LSHH
19850 | COL-PLV-LSL-0102 | Switch, Level-Low | COL-PLV | Livingston Road Pumping Station | Switch,Level |  |  | LSL
19851 | COL-PLV-LSL-0202 | Switch, Level-Low | COL-PLV | Livingston Road Pumping Station | Switch,Level |  |  | LSL
19852 | COL-PLV-LSLL-0101 | Switch, Level Low-Low | COL-PLV | Livingston Road Pumping Station | Switch,Level |  |  | LSLL
19853 | COL-PLV-LSLL-0201 | Switch, Level Low-Low | COL-PLV-MISC | Miscellaneous Equipment | Switch,Level |  |  | LSLL
19854 | COL-PLV-MCC-0001 | Motor Control Centre | COL-PLV | Livingston Road Pumping Station | Control Panel,MCC |  |  | MCC
19855 | COL-PLV-MISC | Miscellaneous Equipment | COL-PLV | Livingston Road Pumping Station
19857 | COL-PLV-P-0200 | Pump, Centrifugal | COL-PLV | Livingston Road Pumping Station | Pump |  |  | P
19858 | COL-PLV-RPU-0001 | Control Panel | COL-PLV | Livingston Road Pumping Station | Control Panel |  |  | RPU
19859 | COL-PLV-SS-0001 | Security System | COL-PLV | Livingston Road Pumping Station | Security System |  |  | SS
19860 | COL-PLV-TR-0001 | Transformer | COL-PLV-MISC | Miscellaneous Equipment | Transformer |  |  | TR
19956 | COL-PLV-WEL-0100 | Wet well, West | COL-PLV | Livingston Road Pumping Station | Well |  |  | WEL
19957 | COL-PLV-WEL-0100 | Wet well, West | COL-PLV-MISC | Miscellaneous Equipment | Well |  |  | WEL
19958 | COL-PLV-WEL-0200 | Wet well, East | COL-PLV-MISC | Miscellaneous Equipment | Well |  |  | WEL
19964 | COL-PMD-CB-0001 | Breaker, Main Electrical | COL-PMD | Midland Pumping Station | Circuit Breaker |  |  | CB
19965 | COL-PMD-CB-0001 | Breaker, Main Electrical | COL-PMD-MISC | Miscellaneous Equipment | Circuit Breaker |  |  | CB
19966 | COL-PMD-CH-0001 | Chamber, Inlet | COL-PMD | Midland Pumping Station | Chamber |  |  | CH
19967 | COL-PMD-CH-0002 | Chamber, Overflow | COL-PMD-MISC | Miscellaneous Equipment | Chamber |  |  | CH
19969 | COL-PMD-COM-0001 | Control Panel, Operator | COL-PMD-MISC | Miscellaneous Equipment | Control Panel |  |  | COM
19972 | COL-PMD-DM-0001 | Damper/Louver, Exhaust | COL-PMD | Midland Pumping Station | Damper/Louver |  |  | DM
19973 | COL-PMD-DM-0002 | Damper/Louver, Supply Air | COL-PMD-MISC | Miscellaneous Equipment | Damper/Louver |  |  | DM
19974 | COL-PMD-DM-0003 | Damper/Louver, Supply Air | COL-PMD | Midland Pumping Station | Damper/Louver |  |  | DM
19975 | COL-PMD-DM-0004 | Damper/Louver, Exhaust | COL-PMD | Midland Pumping Station | Damper/Louver |  |  | DM
19980 | COL-PMD-FN-0001 | Fan, Supply | COL-PMD-MISC | Miscellaneous Equipment | Fan |  |  | FN
19981 | COL-PMD-FN-0002 | Fan, Exhaust | COL-PMD-MISC | Miscellaneous Equipment | Fan |  |  | FN
19982 | COL-PMD-FQ-0001 | Meter, Flow | COL-PMD | Midland Pumping Station | Meter,Flow |  |  | FQ
19987 | COL-PMD-GRF-0001 | Indicator, Ground Fault | COL-PMD | Midland Pumping Station | Indicator,Ground Fault |  |  | GRF
19988 | COL-PMD-HTR-0001 | Heater | COL-PMD | Midland Pumping Station | Heater |  |  | HTR
19989 | COL-PMD-HTR-0002 | Heater | COL-PMD | Midland Pumping Station | Heater |  |  | HTR
19990 | COL-PMD-JIT-0001 | Meter, Power Indicating Transmitter, Main Power | COL-PMD-MISC | Miscellaneous Equipment | Meter |  |  | JIT
19991 | COL-PMD-LIT-0101 | Transmitter, Level | COL-PMD | Midland Pumping Station | Transmitter,Level |  |  | LIT
19992 | COL-PMD-LIT-0101 | Transmitter, Level | COL-PMD-MISC | Miscellaneous Equipment | Transmitter,Level |  |  | LIT
19993 | COL-PMD-LIT-0201 | Transmitter, Level | COL-PMD | Midland Pumping Station | Transmitter,Level |  |  | LIT
19994 | COL-PMD-LIT-0201 | Transmitter, Level | COL-PMD-MISC | Miscellaneous Equipment | Transmitter,Level |  |  | LIT
19995 | COL-PMD-LP-0001 | Control Panel, Lighting | COL-PMD | Midland Pumping Station | Control Panel |  |  | LP
19996 | COL-PMD-LSH-0001 | Switch, Level-High | COL-PMD | Midland Pumping Station | Switch,Level |  |  | LSH
19997 | COL-PMD-LSH-0103 | Switch, Level-High | COL-PMD-MISC | Miscellaneous Equipment | Switch,Level |  |  | LSH
19998 | COL-PMD-LSHH-0104 | Switch, Level High-High | COL-PMD | Midland Pumping Station | Switch,Level |  |  | LSHH
19999 | COL-PMD-LSHH-0104 | Switch, Level High-High | COL-PMD-MISC | Miscellaneous Equipment | Switch,Level |  |  | LSHH
20000 | COL-PMD-LSHH-0204 | Switch, Level High-High | COL-PMD | Midland Pumping Station | Switch,Level |  |  | LSHH
20001 | COL-PMD-LSHH-0204 | Switch, Level High-High | COL-PMD-MISC | Miscellaneous Equipment | Switch,Level |  |  | LSHH
20002 | COL-PMD-LSL-0102 | Switch, Level-Low | COL-PMD-MISC | Miscellaneous Equipment | Switch |  |  | LSL
20003 | COL-PMD-LSL-0202 | Switch, Level-Low | COL-PMD-MISC | Miscellaneous Equipment | Switch |  |  | LSL
20004 | COL-PMD-LSLL-0201 | Switch, Level Low-Low | COL-PMD | Midland Pumping Station | Switch,Level |  |  | LSLL
20005 | COL-PMD-LSLL-0201 | Switch, Level Low-Low | COL-PMD-MISC | Miscellaneous Equipment | Switch,Level |  |  | LSLL
20009 | COL-PMD-MISC | Miscellaneous Equipment | COL-PMD | Midland Pumping Station
20017 | COL-PMD-T-0001 | Tank, Diesel Fuel | COL-PMD-MISC | Miscellaneous Equipment | Tank |  |  | T
20018 | COL-PMD-T-0002 | Tank, Domestic Hot Water | COL-PMD-MISC | Miscellaneous Equipment | Tank |  |  | T
20179 | COL-PMD-TR-0001 | Transformer, Power | COL-PMD-MISC | Miscellaneous Equipment | Transformer |  |  | TR
20180 | COL-PMD-TS-0001 | Switch, Transfer | COL-PMD-MISC | Miscellaneous Equipment | Switch |  |  | TS
20330 | FHO-ADMIN-BLDG | Building Location | FHO-EUS | Production & End User Support
20339 | FHO-AIR SCOUR | Air Scour Blower System | FHO-FLT | Filtration
20362 | FHO-ALM-P-0101-KQ | Alum Skid 1 | FHO-ALM | Alum System |  |  |  | P
20365 | FHO-ALM-P-0201-KQ | Alum Skid 2 | FHO-ALM | Alum System |  |  |  | P
20367 | FHO-ALM-P-0301-KQ | Alum Skid 3 | FHO-ALM | Alum System |  |  |  | P
20370 | FHO-ALM-P-0401-KQ | Alum Skid 4 | FHO-ALM | Alum System |  |  |  | P
20371 | FHO-ALM-P-0501-KQ | Back-Up Skid 5 for Alum Trains | FHO-ALM | Alum System |  |  |  | P
20372 | FHO-ALM-P-0501-KQ | Back-Up Skid 5 for Alum Trains | FHO-OBSOLETE | Removed From Service |  |  |  | P
20383 | FHO-ALM-T-0101-KQ | Alum/Ferric Storage Tank 1 | FHO-ALM | Alum System |  |  |  | T
20384 | FHO-ALM-T-0101-KQ | Alum/Ferric Storage Tank 1 | FHO-OBSOLETE | Removed From Service |  |  |  | T
20386 | FHO-ALM-T-0201-KQ | Alum/Ferric Storage Tank 2 | FHO-ALM | Alum System |  |  |  | T
20387 | FHO-ALM-T-0201-KQ | Alum/Ferric Storage Tank 2 | FHO-OBSOLETE | Removed From Service |  |  |  | T
20516 | COL-PMM-OIT-0001 | Operator Interface Terminal | COL-PMM | Mimico Pumping Station | Computer Equipment,Monitor |  |  | OIT
20543 | COL-PMM-SW-0001 | Switch, Main Power | COL-PMM-MISC | Miscellaneous Equipment | Switch |  |  | SW
20583 | COL-PMP-CP-0001 | Control Panel, Operator | COL-PMP | Mount Pleasant Sewage Pumping Station | Control Panel |  |  | CP
20584 | COL-PMP-FEQ-0001S | Fire Prevention, Extinguisher | COL-W-OBSOLETE | Col West Obsolete Entities | Fire Prevention,Extinguisher |  | 40171 | FEQ
20585 | COL-PMP-P-0100 | Pump, Centrifugal | COL-PMP | Mount Pleasant Sewage Pumping Station | Pump |  |  | P
20586 | COL-PMP-P-0200 | Pump, Centrifugal | COL-PMP | Mount Pleasant Sewage Pumping Station | Pump |  |  | P
20588 | COL-PMT-BFP-0001 | Back Flow Preventer | COL-PMT-MISC | Miscellaneous Equipment | Valve,Backflow Preventer |  |  | BFP
20589 | COL-PMT-COM-0001 | Control Panel, Operator | COL-PMT | Military Trail Sewage Pumping Station | Control Panel |  |  | COM
20590 | COL-PMT-CP-0001 | Control Panel, Operator | COL-PMT | Military Trail Sewage Pumping Station | Control Panel |  |  | CP
20591 | COL-PMT-CP-0002 | Control Panel, Electrical | COL-PMT | Military Trail Sewage Pumping Station | Control Panel |  |  | CP
20595 | COL-PMT-HTR-0001 | Heater | COL-PMT-MISC | Miscellaneous Equipment | Heater |  |  | HTR
20596 | COL-PMT-JIT-0001 | Meter, Power Indicating Transmitter, Main Power | COL-PMT-MISC | Miscellaneous Equipment | Meter |  |  | JIT
20597 | COL-PMT-LSH-0103 | Switch, Level-High | COL-PMT | Military Trail Sewage Pumping Station | Switch,Level |  |  | LSH
20598 | COL-PMT-LSHH-0104 | Switch, Level High-High | COL-PMT | Military Trail Sewage Pumping Station | Switch,Level |  |  | LSHH
20599 | COL-PMT-LSL-0102 | Switch, Level-Low | COL-PMT | Military Trail Sewage Pumping Station | Switch |  |  | LSL
20600 | COL-PMT-LSL-0102 | Switch, Level-Low | COL-PMT-MISC | Miscellaneous Equipment | Switch |  |  | LSL
20601 | COL-PMT-LSLL-0101 | Switch, Level Low-Low | COL-PMT | Military Trail Sewage Pumping Station | Switch,Level |  |  | LSLL
20602 | COL-PMT-LSLL-0101 | Switch, Level Low-Low | COL-PMT-MISC | Miscellaneous Equipment | Switch,Level |  |  | LSLL
20603 | COL-PMT-MISC | Miscellaneous Equipment | COL-PMT | Military Trail Sewage Pumping Station
20604 | COL-PMT-P-0100 | Pump, Centrifugal | COL-PMT | Military Trail Sewage Pumping Station | Pump |  |  | P
20605 | COL-PMT-P-0200 | Pump, Centrifugal | COL-PMT | Military Trail Sewage Pumping Station | Pump |  |  | P
20606 | COL-PMT-SW-0001 | Switch, Main Electrical Disconnect | COL-PMT-MISC | Miscellaneous Equipment | Switch |  |  | SW
20607 | COL-PMT-TS-0001 | Switch, Power Transfer | COL-PMT-MISC | Miscellaneous Equipment | Switch |  |  | TS
20645 | FHO-AM | Ammoniation | FHO-DIS | Disinfection
20671 | FHO-AM-P-0101-KQ | Ammonia Train 1 | FHO-AM | Ammoniation |  |  | 32564 | P
20674 | FHO-AM-P-0201-KQ | Ammonia Train 2 | FHO-AM | Ammoniation |  |  | 32565 | P
20752 | FHO-AMT-WS-1000 | Weather Station System | FHO WORK AREA 2 | Services |  |  |  | WS
20755 | FHO-AUX | Lab/Portable Testing Instruments | FHO WORK AREA 1 | Process
20773 | FHO-BW | Backwash System | FHO-FLT | Filtration
20800 | FHO-BW-P-1401-KQ | Backwash Pump 14 | FHO-BW | Backwash System |  |  |  | P
20801 | FHO-BW-P-1501-KQ | Backwash Pump 15 | FHO-BW | Backwash System |  |  |  | P
20803 | FHO-BW-P-1601-KQ | Backwash Pump 16 | FHO-OBSOLETE | Removed From Service |  |  |  | P
20870 | FHO-CAPITAL | Capital Project | FHO-MCS | Mechanical Services
20872 | FHO-CBM | FHO-Condition Based Monitoiring | FHO | F.J. Horgan Water Treatment Plant
20873 | FHO-CBM-ROUTE-2 | FHO-Condition Based Monitoiring Route 2- HVAC System | FHO | F.J. Horgan Water Treatment Plant |  |  |  | ROUTE
20874 | FHO-CCS | Corrosion Control Process | FHO WORK AREA 1 | Process
20953 | FHO-CHEMICAL-BLDG | Building Location | FHO-EUS | Production & End User Support
20954 | FHO-CL | Cl & SO2 Gas Monitoring Systems | FHO-DIS | Disinfection
20980 | FHO-CLA | Pre Chlorination System | FHO-DIS | Disinfection
20983 | FHO-CLA-CHL-0101-KQ | Pre Chlorination Train 1 | FHO-CLA | Pre Chlorination System |  |  |  | CHL
20984 | FHO-CLA-CHL-0201-KQ | Pre Chlorination Train 2 | FHO-OBSOLETE | Removed From Service |  |  |  | CHL
21065 | FHO-CLA-V-0211-SUS | Valve, Gaseous Supply Header from Pre Injector System to Pre-Chlorination Injector 2 | FHO-SUSPENDED | Suspended Entity List | Valve,Ball |  | 37538 | V
21082 | FHO-CLB | Post Chlorination System | FHO-DIS | Disinfection
21086 | FHO-CLB-CHL-0101-KQ | Post ChlorinationTrain 1 | FHO-CLB | Post Chlorination System |  |  |  | CHL
21087 | FHO-CLB-CHL-0101-KQ | Post ChlorinationTrain 1 | FHO-OBSOLETE | Removed From Service |  |  |  | CHL
21113 | FHO-CLB-P-0301-KQ | Clearwell Sampling Pump 3 | FHO-OBSOLETE | Removed From Service | Pump,Positive Displacement,Rotary Vane |  |  | P
21115 | FHO-CLB-P-0401-KQ | Clearwell Sampling Pump 4 | FHO-OBSOLETE | Removed From Service | Pump,Positive Displacement,Rotary Vane |  |  | P
21253 | FHO-CLC | Trim Chlorination System | FHO-DIS | Disinfection
21256 | FHO-CLC-CHL-0101-KQ | Trim Chlorination Train 1 | FHO-CLC | Trim Chlorination System |  |  |  | CHL
21257 | FHO-CLC-CHL-0201-KQ | Trim ChlorinationTrain 2 | FHO-CLC | Trim Chlorination System |  |  |  | CHL
21322 | FHO-DCL-P-0401A-KQ | Before SO2 Sampling | FHO BEFORE SO2 | Sampling |  |  |  | P
21326 | FHO-DCL-P-0401B-KQ | Before SO2 Sampling | FHO-OBSOLETE | Removed From Service |  |  |  | P
21330 | FHO-DCL-P-0501A-KQ | After SO2 Sampling Pump | FHO AFTER SO2 | Sampling |  |  |  | P
21331 | FHO-DCL-P-0501A-KQ | After SO2 Sampling Pump | FHO-OBSOLETE | Removed From Service |  |  |  | P
21345 | FHO-DCL-SO-0101-KQ | Dechlorination Train 1 | FHO-OBSOLETE | Removed From Service |  |  |  | SO
21346 | FHO-DCL-SO-0201-KQ | Dechlorination Train 2 | FHO-DCL | De-Chlorination |  |  |  | SO
21348 | FHO-DCL-SO-0301-KQ | Dechlorination Train 3 | FHO-OBSOLETE | Removed From Service |  |  |  | SO
21418 | FHO-DECOM | Building Location | FHO-EUS | Production & End User Support
21419 | FHO-DEW | Dewatering & Drainage | FHO-GRK | Buildings & Grounds
21489 | FHO-DIS | Disinfection | FHO WORK AREA 1 | Process
21511 | FHO-DOZ-AMB-MONITOR | AMBIENT OZONE GAS MONITORING SYSTEM | FHO-DOZ | Ozonation System
21517 | FHO-DOZ-CL-CW | CLOSED LOOP COOLING WATER SYSTEM | FHO-DOZ | Ozonation System
21527 | FHO-DOZ-CW | Ozone Cooling Water | FHO-DOZ | Ozonation System
21552 | FHO-DOZ-GEN | FHO OZONE GENERATION SYSTEM | FHO-DOZ | Ozonation System
21576 | FHO-DOZ-OFFGAS | OFFGAS DESTRUCTION | FHO-DOZ | Ozonation System
21637 | FHO-DOZ-SAMP | Ozone Contact Tank Sampling | FHO-DOZ | Ozonation System
21711 | COL-PMT-WEL-0100 | Wet well | COL-PMT | Military Trail Sewage Pumping Station | Well |  |  | WEL
21719 | COL-PMY-AHU-0001 | Air Handling Unit | COL-PMY | Maryport Sewage Pumping Station | Air Handling Unit |  |  | AHU
21725 | COL-PMY-C-0001 | Compressor, Air | COL-PMY | Maryport Sewage Pumping Station | Compressor |  |  | C
21726 | COL-PMY-C-0001 | Compressor, Air | COL-PMY-MISC | Miscellaneous Equipment | Compressor |  |  | C
21727 | COL-PMY-CAP-0001 | Capacitor, MCC-0001 | COL-PMY | Maryport Sewage Pumping Station | Capacitor |  |  | CAP
21728 | COL-PMY-CAP-0001 | Capacitor, MCC-0001 | COL-PMY-MISC | Miscellaneous Equipment | Capacitor |  |  | CAP
21729 | COL-PMY-CAP-0002 | Capacitor, MCC-0001 | COL-PMY | Maryport Sewage Pumping Station | Capacitor |  |  | CAP
21730 | COL-PMY-CAP-0002 | Capacitor, MCC-0001 | COL-PMY-MISC | Miscellaneous Equipment | Capacitor |  |  | CAP
21731 | COL-PMY-CAP-0005 | Capacitor, MCC-0002 | COL-PMY | Maryport Sewage Pumping Station | Capacitor |  |  | CAP
21732 | COL-PMY-CAP-0005 | Capacitor, MCC-0002 | COL-PMY-MISC | Miscellaneous Equipment | Capacitor |  |  | CAP
21733 | COL-PMY-CB-0002 | Breaker, Emergency Power Supply | COL-PMY-MISC | Miscellaneous Equipment | Circuit Breaker |  |  | CB
21734 | COL-PMY-CP-0005 | Control Panel, Combination Starter | COL-PMY | Maryport Sewage Pumping Station | Control Panel |  |  | CP
21735 | COL-PMY-CP-0005 | Control Panel, Combination Starter | COL-PMY-MISC | Miscellaneous Equipment | Control Panel |  |  | CP
21736 | COL-PMY-CRN-0001 | Crane, Shaft 8A | COL-PMY-MISC | Miscellaneous Equipment | Crane |  |  | CRN
21737 | COL-PMY-DM-0001 | Damper, Gas | COL-PMY-MISC | Miscellaneous Equipment | Damper/Louver |  |  | DM
21738 | COL-PMY-DM-0005 | Damper, Gas | COL-PMY | Maryport Sewage Pumping Station | Damper/Louver |  |  | DM
21739 | COL-PMY-DM-0006 | Damper, Gas | COL-PMY | Maryport Sewage Pumping Station | Damper/Louver |  |  | DM
21740 | COL-PMY-DM-0006 | Damper, Gas | COL-PMY-MISC | Miscellaneous Equipment | Damper/Louver |  |  | DM
21741 | COL-PMY-DM-0007 | Damper, Gas | COL-PMY | Maryport Sewage Pumping Station | Damper/Louver |  |  | DM
21742 | COL-PMY-DM-0007 | Damper, Gas | COL-PMY-MISC | Miscellaneous Equipment | Damper/Louver |  |  | DM
21743 | COL-PMY-DM-0008 | Damper, Gas | COL-PMY | Maryport Sewage Pumping Station | Damper/Louver |  |  | DM
21744 | COL-PMY-DM-0008 | Damper, Gas | COL-PMY-MISC | Miscellaneous Equipment | Damper/Louver |  |  | DM
21745 | COL-PMY-DM-0010 | Damper, Gas | COL-PMY | Maryport Sewage Pumping Station | Damper/Louver |  |  | DM
21746 | COL-PMY-DM-0010 | Damper, Gas | COL-PMY-MISC | Miscellaneous Equipment | Damper/Louver |  |  | DM
21747 | COL-PMY-DM-0011 | Damper, Gas | COL-PMY-MISC | Miscellaneous Equipment | Damper/Louver |  |  | DM
21748 | COL-PMY-DM-0012 | Damper, Gas | COL-PMY | Maryport Sewage Pumping Station | Damper/Louver |  |  | DM
21749 | COL-PMY-DM-0012 | Damper, Gas | COL-PMY-MISC | Miscellaneous Equipment | Damper/Louver |  |  | DM
21750 | COL-PMY-DM-0015 | Damper, Gas | COL-PMY | Maryport Sewage Pumping Station | Damper/Louver |  |  | DM
21751 | COL-PMY-DR-0001 | Switch, Door | COL-PMY | Maryport Sewage Pumping Station | Switch |  |  | DR
21752 | COL-PMY-DR-0001 | Switch, Door | COL-PMY-MISC | Miscellaneous Equipment | Switch |  |  | DR
21753 | COL-PMY-DR-0002 | Switch, Door | COL-PMY | Maryport Sewage Pumping Station | Switch |  |  | DR
21754 | COL-PMY-DR-0002 | Switch, Door | COL-PMY-MISC | Miscellaneous Equipment | Switch |  |  | DR
21755 | COL-PMY-DR-0003 | Switch, Door | COL-PMY | Maryport Sewage Pumping Station | Switch |  |  | DR
21756 | COL-PMY-F-0001 | Filter, Activated Carbon | COL-PMY | Maryport Sewage Pumping Station | Fan |  |  | F
21757 | COL-PMY-F-0001 | Filter, Activated Carbon | COL-PMY-MISC | Miscellaneous Equipment | Fan |  |  | F
21758 | COL-PMY-F-0002 | Filter, Compressed Air | COL-PMY-MISC | Miscellaneous Equipment | Filter |  |  | F
21759 | COL-PMY-FA-0001S | Fire Alarm System, above EL 171.50m | COL-PMY | Maryport Sewage Pumping Station | Building Service,Fire Alarm |  | 42919 | FA
21760 | COL-PMY-FA-0001S | Fire Alarm System, above EL 171.50m | COL-PMY-MISC | Miscellaneous Equipment | Building Service,Fire Alarm |  | 42919 | FA
21761 | COL-PMY-FA-0002S | Fire Alarm System, Electrical Room | COL-PMY | Maryport Sewage Pumping Station | Building Service,Fire Alarm |  | 42920 | FA
21762 | COL-PMY-FA-0002S | Fire Alarm System, Electrical Room | COL-W-OBSOLETE | Col West Obsolete Entities | Building Service,Fire Alarm |  | 42920 | FA
21763 | COL-PMY-FA-0003S | Fire Alarm System, Fan Room | COL-PMY | Maryport Sewage Pumping Station | Building Service,Fire Alarm |  | 42921 | FA
21764 | COL-PMY-FA-0003S | Fire Alarm System, Fan Room | COL-PMY-MISC | Miscellaneous Equipment | Building Service,Fire Alarm |  | 42921 | FA
21765 | COL-PMY-FA-0003S | Fire Alarm System, Fan Room | COL-W-OBSOLETE | Col West Obsolete Entities | Building Service,Fire Alarm |  | 42921 | FA
21766 | COL-PMY-FA-0004S | Fire Alarm System, RPU-0001 | COL-PMY | Maryport Sewage Pumping Station | Building Service,Fire Alarm |  | 42922 | FA
21767 | COL-PMY-FA-0004S | Fire Alarm System, RPU-0001 | COL-PMY-MISC | Miscellaneous Equipment | Building Service,Fire Alarm |  | 42922 | FA
21768 | COL-PMY-FA-0005S | Fire Alarm System, Shaft 8B | COL-W-OBSOLETE | Col West Obsolete Entities | Building Service,Fire Alarm |  | 42923 | FA
21769 | COL-PMY-FEQ-0001S | Fire Prevention, Extinguisher | COL-PMY | Maryport Sewage Pumping Station | Fire Prevention,Extinguisher |  | 40919 | FEQ
21835 | COL-PMY-FEQ-0002S | Fire Prevention, Extinguisher | COL-PMY | Maryport Sewage Pumping Station | Fire Prevention,Extinguisher |  | 40921 | FEQ
21836 | COL-PMY-FEQ-0003S | Fire Prevention, Extinguisher | COL-PMY | Maryport Sewage Pumping Station | Fire Prevention,Extinguisher |  | 40922 | FEQ
21837 | COL-PMY-FEQ-0003S | Fire Prevention, Extinguisher | COL-PMY-MISC | Miscellaneous Equipment | Fire Prevention,Extinguisher |  | 40922 | FEQ
21838 | COL-PMY-FEQ-0004S | Fire Prevention, Extinguisher | COL-W-OBSOLETE | Col West Obsolete Entities | Fire Prevention,Extinguisher |  | 40923 | FEQ
21839 | COL-PMY-FEQ-0005S | Fire Prevention, Extinguisher | COL-W-OBSOLETE | Col West Obsolete Entities | Fire Prevention,Extinguisher |  | 40924 | FEQ
21840 | COL-PMY-FEQ-0006S | Fire Prevention, Extinguisher | COL-W-OBSOLETE | Col West Obsolete Entities | Fire Prevention,Extinguisher |  | 40925 | FEQ
21841 | COL-PMY-FIT-0101 | Transmitter, Flow | COL-PMY | Maryport Sewage Pumping Station | Transmitter |  |  | FIT
21842 | COL-PMY-FIT-0101 | Transmitter, Flow | COL-PMY-MISC | Miscellaneous Equipment | Transmitter |  |  | FIT
21843 | COL-PMY-FIT-0201 | Transmitter, Flow | COL-PMY | Maryport Sewage Pumping Station | Transmitter |  |  | FIT
21844 | COL-PMY-FIT-0201 | Transmitter, Flow | COL-PMY-MISC | Miscellaneous Equipment | Transmitter |  |  | FIT
21845 | COL-PMY-FN-0001 | Fan, Low Volume Supply | COL-PMY | Maryport Sewage Pumping Station | Fan |  |  | FN
21846 | COL-PMY-FN-0001 | Fan, Low Volume Supply | COL-PMY-MISC | Miscellaneous Equipment | Fan |  |  | FN
21847 | COL-PMY-FN-0003 | Fan, Low Volume Exhaust | COL-PMY | Maryport Sewage Pumping Station | Fan |  |  | FN
21848 | COL-PMY-FN-0003 | Fan, Low Volume Exhaust | COL-PMY-MISC | Miscellaneous Equipment | Fan |  |  | FN
21849 | COL-PMY-FN-0004 | Fan, High Volume Exhaust | COL-PMY | Maryport Sewage Pumping Station | Fan |  |  | FN
21850 | COL-PMY-FN-0006 | Fan, Drywell Exhaust | COL-PMY | Maryport Sewage Pumping Station | Fan |  |  | FN
21851 | COL-PMY-FN-0008 | Fan, Shaft 8B | COL-PMY | Maryport Sewage Pumping Station | Fan |  |  | FN
21852 | COL-PMY-FN-0008 | Fan, Shaft 8B | COL-PMY-MISC | Miscellaneous Equipment | Fan |  |  | FN
21853 | COL-PMY-FSL-0003 | Switch, Flow-Low | COL-PMY | Maryport Sewage Pumping Station | Switch |  |  | FSL
21854 | COL-PMY-FSL-0003 | Switch, Flow-Low | COL-PMY-MISC | Miscellaneous Equipment | Switch |  |  | FSL
21855 | COL-PMY-FSL-0004 | Switch, Flow-Low | COL-PMY | Maryport Sewage Pumping Station | Switch |  |  | FSL
21856 | COL-PMY-FSL-0005 | Switch, Flow-Low | COL-PMY | Maryport Sewage Pumping Station | Switch |  |  | FSL
21857 | COL-PMY-FSL-0005 | Switch, Flow-Low | COL-PMY-MISC | Miscellaneous Equipment | Switch |  |  | FSL
21858 | COL-PMY-FSL-0006 | Switch, Flow-Low | COL-PMY | Maryport Sewage Pumping Station | Switch |  |  | FSL
21859 | COL-PMY-FSL-0006 | Switch, Flow-Low | COL-PMY-MISC | Miscellaneous Equipment | Switch |  |  | FSL
21860 | COL-PMY-FSL-0007 | Switch, Flow-Low | COL-PMY-MISC | Miscellaneous Equipment | Switch |  |  | FSL
21866 | COL-PMY-HTR-0003 | Heater, Unit | COL-PMY | Maryport Sewage Pumping Station | Heater |  |  | HTR
21867 | COL-PMY-JIT-0001 | Meter, Power Indicating Transmitter | COL-PMY | Maryport Sewage Pumping Station | Meter |  |  | JIT
21868 | COL-PMY-JIT-0001 | Meter, Power Indicating Transmitter | COL-PMY-MISC | Miscellaneous Equipment | Meter |  |  | JIT
21869 | COL-PMY-JIT-0003 | Meter, Voltage | COL-PMY | Maryport Sewage Pumping Station | Meter |  |  | JIT
21870 | COL-PMY-JIT-0004 | Meter, Voltage | COL-PMY | Maryport Sewage Pumping Station | Meter |  |  | JIT
21871 | COL-PMY-JIT-0004 | Meter, Voltage | COL-PMY-MISC | Miscellaneous Equipment | Meter |  |  | JIT
21872 | COL-PMY-LIT-0101 | Transmitter, Level | COL-PMY-MISC | Miscellaneous Equipment | Transmitter,Level |  |  | LIT
21873 | COL-PMY-LP-0002 | Control Panel, Lighting | COL-PMY | Maryport Sewage Pumping Station | Control Panel |  |  | LP
21874 | COL-PMY-LP-0002 | Control Panel, Lighting | COL-PMY-MISC | Miscellaneous Equipment | Control Panel |  |  | LP
21875 | COL-PMY-LSH-0001 | Switch, Level-High | COL-PMY-MISC | Miscellaneous Equipment | Switch |  |  | LSH
21876 | COL-PMY-LSH-0105 | Switch, Level-High | COL-PMY-MISC | Miscellaneous Equipment | Switch |  |  | LSH
21877 | COL-PMY-LSLL-0101 | Switch, Level-Low Low | COL-PMY-MISC | Miscellaneous Equipment | Switch |  |  | LSLL
21878 | COL-PMY-LTG-0001S | Lighting, Emergency Lighting | COL-W-OBSOLETE | Col West Obsolete Entities | Lighting |  | 42948 | LTG
21879 | COL-PMY-LTG-0002S | Lighting, Emergency Lighting | COL-PMY | Maryport Sewage Pumping Station | Lighting |  | 42949 | LTG
21880 | COL-PMY-LTG-0002S | Lighting, Emergency Lighting | COL-PMY-MISC | Miscellaneous Equipment | Lighting |  | 42949 | LTG
21881 | COL-PMY-MCC-0001 | Motor Control Center, Shaft 8A | COL-PMY | Maryport Sewage Pumping Station | Control Panel,MCC |  |  | MCC
21882 | COL-PMY-MCC-0001 | Motor Control Center, Shaft 8A | COL-PMY-MISC | Miscellaneous Equipment | Control Panel,MCC |  |  | MCC
21883 | COL-PMY-MCC-0002 | Motor Control Centre, Emergency Power | COL-PMY | Maryport Sewage Pumping Station | Control Panel,MCC |  |  | MCC
21884 | COL-PMY-MCC-0002 | Motor Control Centre, Emergency Power | COL-PMY-MISC | Miscellaneous Equipment | Control Panel,MCC |  |  | MCC
21885 | COL-PMY-MISC | Miscellaneous Equipment | COL-PMYA | Maryport Sewage Pumping Station 8A (Keele)
21886 | COL-PMY-P-0100 | Pump, Centrifugal | COL-PMY | Maryport Sewage Pumping Station | Pump |  |  | P
21887 | COL-PMY-P-0200 | Pump, Centrifugal | COL-PMY | Maryport Sewage Pumping Station | Pump |  |  | P
21888 | COL-PMY-PI-0001 | Indicator, Pressure | COL-PMY | Maryport Sewage Pumping Station | Meter |  |  | PI
21889 | COL-PMY-PI-0001 | Indicator, Pressure | COL-PMY-MISC | Miscellaneous Equipment | Meter |  |  | PI
21890 | COL-PMY-PSL-0001 | Switch, Level-Pressure | COL-PMY | Maryport Sewage Pumping Station | Switch |  |  | PSL
21891 | COL-PMY-PSL-0001 | Switch, Level-Pressure | COL-PMY-MISC | Miscellaneous Equipment | Switch |  |  | PSL
21892 | COL-PMY-RPU-0001 | Remote Processing Unit, Shaft 8A | COL-PMY | Maryport Sewage Pumping Station | RPU |  |  | RPU
21893 | COL-PMY-RPU-0002 | Remote Processing Unit | COL-PMY | Maryport Sewage Pumping Station | RPU |  |  | RPU
21894 | COL-PMY-RPU-0002 | Remote Processing Unit | COL-PMY-MISC | Miscellaneous Equipment | RPU |  |  | RPU
21895 | COL-PMY-SS-0002 | Security System | COL-PMY | Maryport Sewage Pumping Station | Security System |  |  | SS
21928 | COL-PMY-SW-0001 | Switch, Disconnect | COL-PMY-MISC | Miscellaneous Equipment | Switch |  |  | SW
21929 | COL-PMY-T-0001 | Tank, Domestic Hot Water | COL-PMY | Maryport Sewage Pumping Station | Tank |  |  | T
21930 | COL-PMY-T-0001 | Tank, Domestic Hot Water | COL-PMY-MISC | Miscellaneous Equipment | Tank |  |  | T
21931 | COL-PMY-TR-0001 | Transformer, Power Metering | COL-PMY | Maryport Sewage Pumping Station | Transformer |  |  | TR
21932 | COL-PMY-TR-0001 | Transformer, Power Metering | COL-PMY-MISC | Miscellaneous Equipment | Transformer |  |  | TR
21933 | COL-PMY-TR-0002 | Transformer, Lighting | COL-PMY-MISC | Miscellaneous Equipment | Transformer |  |  | TR
21934 | COL-PMY-TR-0003 | Transformer, Lighting | COL-PMY-MISC | Miscellaneous Equipment | Transformer |  |  | TR
21935 | COL-PMY-TS-0001 | Switch, Transfer | COL-PMY-MISC | Miscellaneous Equipment | Switch |  |  | TS
21936 | COL-PMY-TS-0002 | Switch, Transfer | COL-PMY | Maryport Sewage Pumping Station | Switch |  |  | TS
21962 | COL-PMY-WEL-0100 | Wet Well | COL-PMY | Maryport Sewage Pumping Station | Well |  |  | WEL
21963 | COL-PMY-WEL-0100 | Wet Well | COL-PMY-MISC | Miscellaneous Equipment | Well |  |  | WEL
21965 | COL-PMYB-MISC | Miscellaneous Equipment | COL-PMB | Metro Building #2 Sewage Pumping Station
21966 | COL-PMYB-MISC | Miscellaneous Equipment | COL-PMYB | Maryport Sewage Pumping Station 8B (Downsview)
21972 | COL-PNO-LSLL-0101 | Switch, Level Low-Low | COL-PNO | Nottawa Sewage Pumping Station (Algonquin Island PS#3) | Switch,Level |  |  | LSLL
21973 | COL-PNO-LSLL-0102 | Switch, Level Low-Low | COL-PNO | Nottawa Sewage Pumping Station (Algonquin Island PS#3) | Switch,Level |  |  | LSLL
21974 | COL-PNO-LSLL-0103 | Switch, Level Low-Low | COL-PNO | Nottawa Sewage Pumping Station (Algonquin Island PS#3) | Switch,Level |  |  | LSLL
21975 | COL-PNO-LSLL-0104 | Switch, Level Low-Low | COL-PNO | Nottawa Sewage Pumping Station (Algonquin Island PS#3) | Switch,Level |  |  | LSLL
21977 | COL-PNO-MISC | Miscellaneous Equipment | COL-PNO | Nottawa Sewage Pumping Station (Algonquin Island PS#3)
22231 | FHO-ELS-GEN-0201-KQ | Generator 2 | FHO-ELS-PS-0003 | Emergency Power, Diesel & UPS |  |  |  | GEN
22232 | FHO-ELS-GEN-0201-KQ | Generator 2 | FHO-OBSOLETE | Removed From Service |  |  |  | GEN
22234 | FHO-ELS-INQ | Power Management | FHO-ELS-PS-0001 | Primary Power Equipment
22360 | FHO-ELS-LTG | Facility Electrical System | FHO-GRK | Buildings & Grounds | Building Service,Electrical 110 - 220 V
22755 | FHO-ELS-PS-0004 | Solar Power system | FHO WORK AREA 2 | Services |  |  |  | PS
22829 | FHO-ELS-UPS-0001-KQ | Uninterruptible Power Supply Location | FHO-ELS-PS-0003 | Emergency Power, Diesel & UPS | Uninterruptible Power Supply |  |  | UPS
22830 | FHO-ELS-UPS-0001-KQ | Uninterruptible Power Supply Location | FHO-OBSOLETE | Removed From Service | Uninterruptible Power Supply |  |  | UPS
23224 | COL-PNT-MISC | Miscellaneous Equipment | COL-PNT | New Toronto Pumping Station
23290 | FHO-FL-P-0101-KQ | Fluoride Skid 1 | FHO-FL | Fluoridation |  |  |  | P
23291 | FHO-FL-P-0101-KQ | Fluoride Skid 1 | FHO-OBSOLETE | Removed From Service |  |  |  | P
23293 | FHO-FL-P-0201-KQ | Fluoride Skid 2 | FHO-FL | Fluoridation |  |  |  | P
23296 | FHO-FL-P-0301-KQ | Reservoir Sampling | FHO RESERVOIR | Sampling |  |  |  | P
23297 | FHO-FL-P-0301A-KQ | Reservoir Sampling | FHO RESERVOIR | Sampling |  |  |  | P
23380 | FHO-FLO | Flocculation System | FHO-PLT | Preliminary Treatment
23416 | FHO-FLO-MX-0101-KQ | Raw Water Module 1 | FHO-FLO | Flocculation System |  |  |  | MX
23417 | FHO-FLO-MX-0101-KQ | Raw Water Module 1 | FHO-OBSOLETE | Removed From Service |  |  |  | MX
23421 | FHO-FLO-MX-0201-KQ | Raw Water Module 2 | FHO-FLO | Flocculation System |  |  |  | MX
23427 | FHO-FLO-MX-0401-KQ | Raw Water Module 4 | FHO-OBSOLETE | Removed From Service |  |  |  | MX
23434 | FHO-FLO-P-0501-KQ | Pre Filtered Sampling Unit 5 | FHO PRE FILTERED | Sampling |  |  |  | P
23435 | FHO-FLO-P-0501-KQ | Pre Filtered Sampling Unit 5 | FHO-OBSOLETE | Removed From Service |  |  |  | P
23438 | FHO-FLO-P-0601-KQ | Pre Filtered Sampling Unit 6 | FHO PRE FILTERED | Sampling |  |  |  | P
23439 | FHO-FLO-P-0601-KQ | Pre Filtered Sampling Unit 6 | FHO-OBSOLETE | Removed From Service |  |  |  | P
23450 | FHO-FLO-T-0301-KQ | Flocculation Tank | FHO-FLO | Flocculation System |  |  |  | T
23451 | FHO-FLO-T-0301-KQ | Flocculation Tank | FHO-OBSOLETE | Removed From Service |  |  |  | T
23452 | FHO-FLO-T-0401-KQ | Flocculation Tank | FHO-OBSOLETE | Removed From Service |  |  |  | T
23508 | FHO-FLT | Filtration | FHO WORK AREA 1 | Process
23649 | COL-POM-MISC | Miscellaneous Equipment | COL-POM | Old Mill Sewage Pumping Station
23650 | COL-POM-OIT-0001 | Operator Interface Terminal | COL-POM-MISC | Miscellaneous Equipment | Computer Equipment,Monitor |  |  | OIT
23651 | COL-POM-PIP-0001 | Piping | COL-POM-MISC | Miscellaneous Equipment | Pump |  |  | PIP
23667 | COL-PPU-ALR-0001 | Control Panel, Electrical | COL-PPU | Port Union Road Sewage Pumping Station | Control Panel |  |  | ALR
23668 | COL-PPU-ALR-0001 | Control Panel, Electrical | COL-PPU-MISC | Miscellaneous Equipment | Control Panel |  |  | ALR
23671 | COL-PPU-CP-0002 | Control Panel, Operator | COL-PPU | Port Union Road Sewage Pumping Station | Control Panel |  |  | CP
23672 | COL-PPU-CP-0002 | Control Panel, Operator | COL-PPU-MISC | Miscellaneous Equipment | Control Panel |  |  | CP
23674 | COL-PPU-FN-0001 | Fan, Centrifugal | COL-PPU | Port Union Road Sewage Pumping Station | Fan |  |  | FN
23675 | COL-PPU-FN-0001 | Fan, Centrifugal | COL-PPU-MISC | Miscellaneous Equipment | Fan |  |  | FN
23676 | COL-PPU-FQ-0001 | Meter, Flow | COL-PPU | Port Union Road Sewage Pumping Station | Meter,Flow |  |  | FQ
23677 | COL-PPU-FQ-0001 | Meter, Flow | COL-PPU-MISC | Miscellaneous Equipment | Meter,Flow |  |  | FQ
23678 | COL-PPU-GEN-0001 | Generator, Electricity | COL-PPU | Port Union Road Sewage Pumping Station | Generator |  |  | GEN
23679 | COL-PPU-HTR-0001 | Heater, Generator Room | COL-PPU | Port Union Road Sewage Pumping Station | Heater |  |  | HTR
23680 | COL-PPU-LIT-0001 | Transmitter, Level | COL-PPU | Port Union Road Sewage Pumping Station | Transmitter,Level |  |  | LIT
23681 | COL-PPU-LIT-0001 | Transmitter, Level | COL-PPU-MISC | Miscellaneous Equipment | Transmitter,Level |  |  | LIT
23682 | COL-PPU-LIT-0100 | Transmitter, Level | COL-PPU-MISC | Miscellaneous Equipment | Transmitter,Level |  |  | LIT
23683 | COL-PPU-LP-0001 | Control Panel, Lighting | COL-PPU | Port Union Road Sewage Pumping Station | Control Panel |  |  | LP
23684 | COL-PPU-LP-0001 | Control Panel, Lighting | COL-PPU-MISC | Miscellaneous Equipment | Control Panel |  |  | LP
23685 | COL-PPU-LSLL-0101 | Switch, Level Low-Low | COL-PPU | Port Union Road Sewage Pumping Station | Switch,Level |  |  | LSLL
23686 | COL-PPU-LSLL-0101 | Switch, Level Low-Low | COL-PPU-MISC | Miscellaneous Equipment | Switch,Level |  |  | LSLL
23687 | COL-PPU-LTG-0001 | Control Panel, Electrical | COL-PPU-MISC | Miscellaneous Equipment | Control Panel |  |  | LTG
23688 | COL-PPU-P-0100 | Pump, Centrifugal | COL-PPU | Port Union Road Sewage Pumping Station | Pump |  |  | P
23689 | COL-PPU-P-0200 | Pump, Centrifugal | COL-PPU | Port Union Road Sewage Pumping Station | Pump |  |  | P
23690 | COL-PPU-P-0300 | Pump, Centrifugal | COL-PPU | Port Union Road Sewage Pumping Station | Pump |  |  | P
23692 | COL-PPU-SS-0001 | Security System | COL-PPU | Port Union Road Sewage Pumping Station | Security System |  |  | SS
23693 | COL-PPU-SS-0001 | Security System | COL-PPU-MISC | Miscellaneous Equipment | Security System |  |  | SS
23694 | COL-PPU-SW-0001 | Switch, Main Electrical Disconnect | COL-PPU | Port Union Road Sewage Pumping Station | Switch |  |  | SW
23695 | COL-PPU-SW-0001 | Switch, Main Electrical Disconnect | COL-PPU-MISC | Miscellaneous Equipment | Switch |  |  | SW
23696 | COL-PPU-SW-0002 | Switch, Lighting Transformer | COL-PPU | Port Union Road Sewage Pumping Station | Switch |  |  | SW
23697 | COL-PPU-SW-0002 | Switch, Lighting Transformer | COL-PPU-MISC | Miscellaneous Equipment | Switch |  |  | SW
23698 | COL-PPU-T-0001 | Tank, Diesel Fuel | COL-PPU | Port Union Road Sewage Pumping Station | Tank |  |  | T
23699 | COL-PPU-T-0001 | Tank, Diesel Fuel | COL-PPU-MISC | Miscellaneous Equipment | Tank |  |  | T
23751 | FHO-FLT-P-2101A-KQ | Composite Water Supply Sampling Pumping | FHO FILTERED WATER | Composite Sampling |  |  |  | P
23797 | FHO-FLT-T-0101-KQ | Filter 1 | FHO-OBSOLETE | Removed From Service |  |  |  | T
23798 | FHO-FLT-T-0201-KQ | Filter 2 | FHO-FLT | Filtration |  |  |  | T
23799 | FHO-FLT-T-0301-KQ | Filter 3 | FHO-FLT | Filtration |  |  |  | T
23800 | FHO-FLT-T-0401-KQ | Filter 4 | FHO-FLT | Filtration |  |  |  | T
23801 | FHO-FLT-T-0501-KQ | Filter 5 | FHO-FLT | Filtration |  |  |  | T
23802 | FHO-FLT-T-0601-KQ | Filter 6 | FHO-OBSOLETE | Removed From Service |  |  |  | T
23803 | FHO-FLT-T-0701-KQ | Filter 7 | FHO-FLT | Filtration |  |  |  | T
23804 | FHO-FLT-T-0801-KQ | Filter 8 | FHO-FLT | Filtration |  |  |  | T
24025 | FHO-GOX | Gaseous Oxygen Pretreatment | FHO-DOZ | Ozonation System
24026 | FHO-GRK | Buildings & Grounds | FHO WORK AREA 2 | Services
24097 | COL-PPU-TR-0001 | Transformer, Power | COL-PPU | Port Union Road Sewage Pumping Station | Transformer |  |  | TR
24098 | COL-PPU-TR-0001 | Transformer, Power | COL-PPU-MISC | Miscellaneous Equipment | Transformer |  |  | TR
24102 | COL-PPU-WEL-0100 | Wet Well | COL-PPU | Port Union Road Sewage Pumping Station | Well |  |  | WEL
24103 | COL-PPU-WEL-0100 | Wet Well | COL-PPU-MISC | Miscellaneous Equipment | Well |  |  | WEL
24141 | COL-PQW-MISC | Miscellaneous Equipment | COL-PQW | Queensway Sewage Pumping Station
24142 | COL-PQW-OIT-0001 | Operator Interface Terminal | COL-PQW-MISC | Miscellaneous Equipment | Computer Equipment,Monitor |  |  | OIT
24257 | FHO-GRK-INQ | Master Clock & Auxilliary Systems | FHO-GRK | Buildings & Grounds
24258 | FHO-GRK-INQ | Master Clock & Auxilliary Systems | FHO-GRK-PRTY-0001 | Building Maintenance
24263 | FHO-GRK-PIP | Sewage Systems | FHO-GRK | Buildings & Grounds
24271 | FHO-ITM | Integrated Technology Management | FHO | F.J. Horgan Water Treatment Plant
24306 | FHO-MCS-HVAC | Plant HVAC | FHO-MCS | Mechanical Services
24340 | FHO-MCS-MEQ | Machine Shop & Equipment | FHO-MCS | Mechanical Services
24368 | FHO-MCS-P-0301-KQ | Vacuum Priming Pump 3 | FHO-OBSOLETE | Removed From Service |  |  |  | P
24369 | FHO-MCS-P-0301-KQ | Vacuum Priming Pump 3 | FHO-TRW-VP | Vacuum Priming |  |  |  | P
24381 | FHO-MCS-PWA | Service Water & Backflow Prevention | FHO-MCS | Mechanical Services
24382 | FHO-MCS-PWA | Service Water & Backflow Prevention | FHO-TRW | Treated Water System
24457 | FHO-NEXUS | Emergency and Exits lights- Expansion Site | FHO WORK AREA 2 | Services
24460 | FHO-NIT-SYS | NITROGEN SYSTEM | FHO-DOZ | Ozonation System
24461 | FHO-OZONE-BLDG | Building Location | FHO-EUS | Production & End User Support
24500 | COL-PRC-LSLL-0101 | Switch, Level Low-Low | COL-PRC | Rectory Café Sewage Pumping Station (Wards Island PS #5) | Switch,Level |  |  | LSLL
24514 | COL-PRD-CH-0003 | Force main Chamber 1 | COL-PRD-MISC | Miscellaneous Equipment | Chamber |  | 34027 | CH
24515 | COL-PRD-CH-0006 | Force main Chamber 4 | COL-PRD-MISC | Miscellaneous Equipment | Chamber |  | 34030 | CH
24516 | COL-PRD-CH-0008 | Force main Chamber 6 | COL-PRD-MISC | Miscellaneous Equipment | Chamber |  | 34032 | CH
24517 | COL-PRD-CH-0009 | Force main Chamber 7 | COL-PRD-MISC | Miscellaneous Equipment | Chamber |  | 34033 | CH
24518 | COL-PRD-CH-0010 | Force main Chamber 8 | COL-PRD-MISC | Miscellaneous Equipment | Chamber |  | 34034 | CH
24519 | COL-PRD-CH-0011 | Force main Chamber 9 | COL-PRD-MISC | Miscellaneous Equipment | Chamber |  | 34035 | CH
24520 | COL-PRD-COM-0001 | Control Panel, Operator | COL-PRD | Redland Pumping Station | Control Panel |  |  | COM
24521 | COL-PRD-COM-0001 | Control Panel, Operator | COL-PRD-MISC | Miscellaneous Equipment | Control Panel |  |  | COM
24522 | COL-PRD-CRN-0001 | Crane, 1T Overhead | COL-PRD | Redland Pumping Station | Crane |  |  | CRN
24523 | COL-PRD-DM-0001 | Damper/Louver | COL-PRD | Redland Pumping Station | Damper/Louver |  |  | DM
24524 | COL-PRD-FEQ-0001S | Fire Prevention, Extinguisher | COL-W-OBSOLETE | Col West Obsolete Entities | Fire Prevention,Extinguisher |  | 42713 | FEQ
24526 | COL-PRD-FN-0001 | Fan, Dry well supply air | COL-PRD-MISC | Miscellaneous Equipment | Fan |  |  | FN
24527 | COL-PRD-FN-0002 | Fan, Dry well exhaust air | COL-PRD | Redland Pumping Station | Fan |  |  | FN
24528 | COL-PRD-FN-0002 | Fan, Dry well exhaust air | COL-PRD-MISC | Miscellaneous Equipment | Fan |  |  | FN
24530 | COL-PRD-HTR-0001 | Heater, Generator Room | COL-PRD | Redland Pumping Station | Heater |  |  | HTR
24531 | COL-PRD-HTR-0001 | Heater, Generator Room | COL-PRD-MISC | Miscellaneous Equipment | Heater |  |  | HTR
24532 | COL-PRD-HTR-0002 | Heater, MCC Room | COL-PRD-MISC | Miscellaneous Equipment | Heater |  |  | HTR
24533 | COL-PRD-HTR-0003 | Heater, Basement | COL-PRD | Redland Pumping Station | Heater |  |  | HTR
24534 | COL-PRD-HTR-0003 | Heater, Basement | COL-PRD-MISC | Miscellaneous Equipment | Heater |  |  | HTR
24535 | COL-PRD-JIT-0001 | Meter, Power Indicating Transmitter, Main Power | COL-PRD-MISC | Miscellaneous Equipment | Meter |  |  | JIT
24536 | COL-PRD-LIT-0101 | Transmitter, Level | COL-PRD | Redland Pumping Station | Transmitter,Level |  |  | LIT
24537 | COL-PRD-LIT-0101 | Transmitter, Level | COL-PRD-MISC | Miscellaneous Equipment | Transmitter,Level |  |  | LIT
24538 | COL-PRD-LP-0001 | Control Panel, Lighting | COL-PRD | Redland Pumping Station | Control Panel |  |  | LP
24539 | COL-PRD-LSH-0001 | Switch, Level-High | COL-PRD-MISC | Miscellaneous Equipment | Switch,Level |  |  | LSH
24540 | COL-PRD-LSH-0002 | Switch, Level-High | COL-PRD | Redland Pumping Station | Switch,Level |  |  | LSH
24541 | COL-PRD-LSH-0003 | Switch, Level-High | COL-PRD | Redland Pumping Station | Switch,Level |  |  | LSH
24542 | COL-PRD-LSH-0104 | Switch, Level-High | COL-PRD | Redland Pumping Station | Switch,Level |  |  | LSH
24543 | COL-PRD-LSH-0105 | Switch, Level-High | COL-PRD | Redland Pumping Station | Switch,Level |  |  | LSH
24544 | COL-PRD-LSH-0204 | Switch, Level-High | COL-PRD | Redland Pumping Station | Switch,Level |  |  | LSH
24545 | COL-PRD-LSH-0205 | Switch, Level-High | COL-PRD | Redland Pumping Station | Switch,Level |  |  | LSH
24546 | COL-PRD-LSHH-0004 | Switch, Level High-High | COL-PRD-MISC | Miscellaneous Equipment | Switch,Level |  |  | LSHH
24547 | COL-PRD-LSHH-0106 | Switch, Level High-High | COL-PRD-MISC | Miscellaneous Equipment | Switch,Level |  |  | LSHH
24548 | COL-PRD-LSHH-0107 | Switch, Level High-High | COL-PRD | Redland Pumping Station | Switch,Level |  |  | LSHH
24549 | COL-PRD-LSHH-0206 | Switch, Level High-High | COL-PRD | Redland Pumping Station | Switch,Level |  |  | LSHH
24550 | COL-PRD-LSHH-0206 | Switch, Level High-High | COL-PRD-MISC | Miscellaneous Equipment | Switch,Level |  |  | LSHH
24551 | COL-PRD-LSHH-0207 | Switch, Level High-High | COL-PRD | Redland Pumping Station | Switch,Level |  |  | LSHH
24552 | COL-PRD-LSL-0103 | Switch, Level-Low | COL-PRD | Redland Pumping Station | Switch |  |  | LSL
24553 | COL-PRD-LSL-0203 | Switch, Level-Low | COL-PRD | Redland Pumping Station | Switch |  |  | LSL
24554 | COL-PRD-LSLL-0101 | Switch, Level Low-Low | COL-PRD | Redland Pumping Station | Switch,Level |  |  | LSLL
24555 | COL-PRD-LSLL-0101 | Switch, Level Low-Low | COL-PRD-MISC | Miscellaneous Equipment | Switch,Level |  |  | LSLL
24556 | COL-PRD-LSLL-0102 | Switch, Level Low-Low | COL-PRD | Redland Pumping Station | Switch,Level |  |  | LSLL
24557 | COL-PRD-LSLL-0102 | Switch, Level Low-Low | COL-PRD-MISC | Miscellaneous Equipment | Switch,Level |  |  | LSLL
24558 | COL-PRD-MCC-0001 | Motor Control Centre | COL-PRD | Redland Pumping Station | Control Panel,MCC |  |  | MCC
24559 | COL-PRD-MCC-0001 | Motor Control Centre | COL-PRD-MISC | Miscellaneous Equipment | Control Panel,MCC |  |  | MCC
24560 | COL-PRD-MISC | Miscellaneous Equipment | COL-PQW | Queensway Sewage Pumping Station
24561 | COL-PRD-MISC | Miscellaneous Equipment | COL-PRD | Redland Pumping Station
24562 | COL-PRD-P-0001 | Pump, Centrifugal | COL-PRD | Redland Pumping Station | Pump |  | 34153 | P
24563 | COL-PRD-P-0200 | Pump, Centrifugal | COL-PRD | Redland Pumping Station | Pump |  |  | P
24564 | COL-PRD-T-0001 | Tank, Diesel Fuel | COL-PRD | Redland Pumping Station | Tank |  |  | T
24565 | COL-PRD-T-0001 | Tank, Diesel Fuel | COL-PRD-MISC | Miscellaneous Equipment | Tank |  |  | T
24566 | COL-PRD-T-0002 | Tank, Heat Water Tank | COL-PRD | Redland Pumping Station | Tank |  |  | T
24567 | COL-PRD-T-0002 | Tank, Heat Water Tank | COL-PRD-MISC | Miscellaneous Equipment | Tank |  |  | T
24568 | COL-PRD-TR-0001 | Transformer, Power | COL-PRD | Redland Pumping Station | Transformer |  |  | TR
24569 | COL-PRD-TR-0001 | Transformer, Power | COL-PRD-MISC | Miscellaneous Equipment | Transformer |  |  | TR
24570 | COL-PRD-TS-0001 | Control Panel, Operator | COL-PRD | Redland Pumping Station | Control Panel |  |  | TS
24571 | COL-PRD-TS-0001 | Control Panel, Operator | COL-PRD-MISC | Miscellaneous Equipment | Control Panel |  |  | TS
24579 | COL-PRD-WEL-0100 | Wet well | COL-PRD | Redland Pumping Station | Well |  |  | WEL
24580 | COL-PRD-WEL-0100 | Wet well | COL-PRD-MISC | Miscellaneous Equipment | Well |  |  | WEL
24581 | COL-PRD-WEL-0200 | Wet well | COL-PRD | Redland Pumping Station | Well |  |  | WEL
24582 | COL-PRD-WEL-0200 | Wet well | COL-PRD-MISC | Miscellaneous Equipment | Well |  |  | WEL
24593 | COL-PRR-AIT-0001 | Transmitter, Gas | COL-PRR-MISC | Miscellaneous Equipment | Transmitter |  |  | AIT
24594 | COL-PRR-ALR-0001 | Gas Alarm, Dry Well | COL-PRR | Riverside Sewage Pumping Station | Fire Prevention,Alarm |  |  | ALR
24595 | COL-PRR-COM-0001 | Control Panel, Operator | COL-PRR-MISC | Miscellaneous Equipment | Control Panel |  |  | COM
24596 | COL-PRR-CP-0001 | Control Panel, Operator | COL-PRR | Riverside Sewage Pumping Station | Control Panel |  |  | CP
24597 | COL-PRR-CP-0001 | Control Panel, Operator | COL-PRR-MISC | Miscellaneous Equipment | Control Panel |  |  | CP
24598 | COL-PRR-CP-0002 | Control Panel, Security | COL-PRR-MISC | Miscellaneous Equipment | Control Panel |  |  | CP
24599 | COL-PRR-CP-0003 | Control Panel, Operator | COL-PRR | Riverside Sewage Pumping Station | Control Panel |  |  | CP
24603 | COL-PRR-FEQ-0001S | Fire Prevention, Extinguisher | COL-PRR-MISC | Miscellaneous Equipment | Fire Prevention,Extinguisher |  | 40958 | FEQ
24604 | COL-PRR-FEQ-0001S | Fire Prevention, Extinguisher | COL-W-OBSOLETE | Col West Obsolete Entities | Fire Prevention,Extinguisher |  | 40958 | FEQ
24607 | COL-PRR-FN-0001 | Fan, Centrifugal | COL-PRR | Riverside Sewage Pumping Station | Fan |  |  | FN
24608 | COL-PRR-FN-0002 | Fan, Centrifugal | COL-PRR | Riverside Sewage Pumping Station | Fan |  |  | FN
24609 | COL-PRR-FN-0002 | Fan, Centrifugal | COL-PRR-MISC | Miscellaneous Equipment | Fan |  |  | FN
24610 | COL-PRR-FN-0003 | Fan, Centrifugal | COL-PRR | Riverside Sewage Pumping Station | Fan |  |  | FN
24611 | COL-PRR-FN-0003 | Fan, Centrifugal | COL-PRR-MISC | Miscellaneous Equipment | Fan |  |  | FN
24616 | COL-PRR-HTR-0001 | Heater, Unit | COL-PRR | Riverside Sewage Pumping Station | Heater |  |  | HTR
24617 | COL-PRR-HTR-0001 | Heater, Unit | COL-PRR-MISC | Miscellaneous Equipment | Heater |  |  | HTR
24618 | COL-PRR-LP-0001 | Control Panel, Lighting | COL-PRR | Riverside Sewage Pumping Station | Control Panel |  |  | LP
24619 | COL-PRR-LSH-0001 | Switch, Level-High | COL-PRR | Riverside Sewage Pumping Station | Switch,Level |  |  | LSH
24620 | COL-PRR-LSH-0103 | Switch, Level-High | COL-PRR | Riverside Sewage Pumping Station | Switch,Level |  |  | LSH
24621 | COL-PRR-LSHH-0104 | Switch, Level High-High | COL-PRR | Riverside Sewage Pumping Station | Switch,Level |  |  | LSHH
24622 | COL-PRR-LSHH-0104 | Switch, Level High-High | COL-PRR-MISC | Miscellaneous Equipment | Switch,Level |  |  | LSHH
24623 | COL-PRR-LSL-0102 | Switch, Level-Low | COL-PRR | Riverside Sewage Pumping Station | Switch |  |  | LSL
24624 | COL-PRR-LSL-0102 | Switch, Level-Low | COL-PRR-MISC | Miscellaneous Equipment | Switch |  |  | LSL
24629 | COL-PRR-MISC | Miscellaneous Equipment | COL-PRR | Riverside Sewage Pumping Station
24633 | COL-PRR-SW-0001 | Switch, Main Power | COL-PRR | Riverside Sewage Pumping Station | Switch |  |  | SW
24634 | COL-PRR-SW-0002 | Switch, Transformer | COL-PRR | Riverside Sewage Pumping Station | Switch |  |  | SW
24635 | COL-PRR-SW-0002 | Switch, Transformer | COL-PRR-MISC | Miscellaneous Equipment | Switch |  |  | SW
24636 | COL-PRR-SW-0003 | Switch, Heater 0001 | COL-PRR | Riverside Sewage Pumping Station | Switch |  |  | SW
24637 | COL-PRR-SW-0003 | Switch, Heater 0001 | COL-PRR-MISC | Miscellaneous Equipment | Switch |  |  | SW
24638 | COL-PRR-TS-0001 | Switch, Transfer | COL-PRR | Riverside Sewage Pumping Station | Switch |  |  | TS
24639 | COL-PRR-TS-0001 | Switch, Transfer | COL-PRR-MISC | Miscellaneous Equipment | Switch |  |  | TS
24651 | COL-PRR-WEL-0001 | Dry Well | COL-PRR | Riverside Sewage Pumping Station | Well |  |  | WEL
24652 | COL-PRR-WEL-0100 | Wet Well | COL-PRR | Riverside Sewage Pumping Station | Well |  |  | WEL
24653 | COL-PRR-WEL-0100 | Wet Well | COL-PRR-MISC | Miscellaneous Equipment | Well |  |  | WEL
24657 | COL-PRX-CP-0001 | Control Panel, Operator | COL-PRX | Roxborough Sewage Pumping Station | Control Panel |  |  | CP
24658 | COL-PRX-CP-0002 | Control Panel, Remote Alarm | COL-PRX | Roxborough Sewage Pumping Station | Control Panel |  |  | CP
24659 | COL-PRX-CP-0002 | Control Panel, Remote Alarm | COL-PRX-MISC | Miscellaneous Equipment | Control Panel |  |  | CP
24660 | COL-PRX-FA-0001S | Fire Alarm System, | COL-PRX | Roxborough Sewage Pumping Station | Building Service,Fire Alarm |  | 42927 | FA
24661 | COL-PRX-FA-0001S | Fire Alarm System, | COL-PRX-MISC | Miscellaneous Equipment | Building Service,Fire Alarm |  | 42927 | FA
24662 | COL-PRX-FA-0001S | Fire Alarm System, | COL-W-OBSOLETE | Col West Obsolete Entities | Building Service,Fire Alarm |  | 42927 | FA
24663 | COL-PRX-FEQ-0002S | Fire Prevention, Extinguisher | COL-PRX | Roxborough Sewage Pumping Station | Fire Prevention,Extinguisher |  | 40962 | FEQ
24664 | COL-PRX-FEQ-0002S | Fire Prevention, Extinguisher | COL-PRX-MISC | Miscellaneous Equipment | Fire Prevention,Extinguisher |  | 40962 | FEQ
24665 | COL-PRX-FEQ-0002S | Fire Prevention, Extinguisher | COL-W-OBSOLETE | Col West Obsolete Entities | Fire Prevention,Extinguisher |  | 40962 | FEQ
24666 | COL-PRX-FN-0001 | Fan, Centrifugal | COL-PRX | Roxborough Sewage Pumping Station | Fan |  |  | FN
24667 | COL-PRX-FN-0001 | Fan, Centrifugal | COL-PRX-MISC | Miscellaneous Equipment | Fan |  |  | FN
24668 | COL-PRX-FQ-0001 | Meter, Flow | COL-PRX-MISC | Miscellaneous Equipment | Meter,Flow |  |  | FQ
24669 | COL-PRX-HTR-0001 | Heater, Drywell | COL-PRX | Roxborough Sewage Pumping Station | Heater |  |  | HTR
24670 | COL-PRX-HTR-0002 | Heater | COL-PRX-MISC | Miscellaneous Equipment | Heater |  |  | HTR
24671 | COL-PRX-JIT-0001 | Meter, Power Indicating Transmitter, Main Power | COL-PRX-MISC | Miscellaneous Equipment | Meter |  |  | JIT
24703 | FHO-PCL-P-0601-KQ | PACL Train 6 | FHO-OBSOLETE | Removed From Service |  |  |  | P
24716 | COL-PRX-LSH-0001 | Switch, Level-High | COL-PRX-MISC | Miscellaneous Equipment | Switch,Level |  |  | LSH
24717 | COL-PRX-LSH-0103 | Switch, Level | COL-PRX | Roxborough Sewage Pumping Station | Switch,Level |  |  | LSH
24718 | COL-PRX-LSH-0103 | Switch, Level | COL-PRX-MISC | Miscellaneous Equipment | Switch,Level |  |  | LSH
24719 | COL-PRX-LSHH-0104 | Switch, Level | COL-PRX | Roxborough Sewage Pumping Station | Switch,Level |  |  | LSHH
24720 | COL-PRX-LSHH-0104 | Switch, Level | COL-PRX-MISC | Miscellaneous Equipment | Switch,Level |  |  | LSHH
24721 | COL-PRX-LSHH-0105 | Switch, Level-High | COL-PRX | Roxborough Sewage Pumping Station | Switch,Level |  |  | LSHH
24722 | COL-PRX-LSHH-0106 | Switch, Level High-High | COL-PRX-MISC | Miscellaneous Equipment | Switch,Level |  |  | LSHH
24723 | COL-PRX-LSL-0101 | Switch, Level-Low | COL-PRX | Roxborough Sewage Pumping Station | Switch |  |  | LSL
24724 | COL-PRX-LSL-0101 | Switch, Level-Low | COL-PRX-MISC | Miscellaneous Equipment | Switch |  |  | LSL
24725 | COL-PRX-LSL-0102 | Switch, Level | COL-PRX | Roxborough Sewage Pumping Station | Switch,Level |  |  | LSL
24726 | COL-PRX-LTG-0001 | Control Panel, Electrical | COL-PRX-MISC | Miscellaneous Equipment | Control Panel |  |  | LTG
24727 | COL-PRX-P-0100 | Pump, Centrifugal | COL-PRX | Roxborough Sewage Pumping Station | Pump |  |  | P
24728 | COL-PRX-P-0200 | Pump, Centrifugal | COL-PRX | Roxborough Sewage Pumping Station | Pump |  |  | P
24729 | COL-PRX-PIP-0001 | Piping | COL-PRX-MISC | Miscellaneous Equipment | Pump |  |  | PIP
24730 | COL-PRX-RPU-0001 | Remote Processing Unit | COL-PRX | Roxborough Sewage Pumping Station | RPU |  |  | RPU
24731 | COL-PRX-RPU-0001 | Remote Processing Unit | COL-PRX-MISC | Miscellaneous Equipment | RPU |  |  | RPU
24732 | COL-PRX-SW-0001 | Switch, Electrical | COL-PRX-MISC | Miscellaneous Equipment | Switch |  |  | SW
24733 | COL-PRX-SW-0002 | Switch, Main Electrical Disconnect | COL-PRX | Roxborough Sewage Pumping Station | Switch |  |  | SW
24734 | COL-PRX-SW-0003 | Switch, Unit Heater | COL-PRX | Roxborough Sewage Pumping Station | Switch |  |  | SW
24735 | COL-PRX-SW-0003 | Switch, Unit Heater | COL-PRX-MISC | Miscellaneous Equipment | Switch |  |  | SW
24736 | COL-PRX-SW-0004 | Switch, Transformer | COL-PRX-MISC | Miscellaneous Equipment | Switch |  |  | SW
24737 | COL-PRX-TR-0001 | Transformer, Lighting | COL-PRX | Roxborough Sewage Pumping Station | Transformer |  |  | TR
24738 | COL-PRX-TS-0001 | Switch, Transfer | COL-PRX-MISC | Miscellaneous Equipment | Switch |  |  | TS
24743 | COL-PRX-WEL-0100 | Wet Well | COL-PRX-MISC | Miscellaneous Equipment | Well |  |  | WEL
24744 | COL-PRX-WEL-0200 | Dry Well | COL-PRX | Roxborough Sewage Pumping Station | Well |  |  | WEL
24745 | COL-PRX-WEL-0300 | Well | COL-PRX | Roxborough Sewage Pumping Station | Well |  |  | WEL
24747 | COL-PSB-CB-0001 | Circuit Breaker, Main | COL-PSB-MISC | Miscellaneous Equipment | Circuit Breaker |  |  | CB
24749 | COL-PSB-JIT-0001 | Meter, Power Indicating Transmitter, Main Power | COL-PSB-MISC | Miscellaneous Equipment | Meter |  |  | JIT
24750 | COL-PSB-LIT-0101 | Transmitter, Level | COL-PSB | Silverbirch Sewage Pumping Station | Transmitter,Level |  |  | LIT
24751 | COL-PSB-LIT-0101 | Transmitter, Level | COL-PSB-MISC | Miscellaneous Equipment | Transmitter,Level |  |  | LIT
24752 | COL-PSB-LSH-0103 | Switch, Level-High | COL-PSB-MISC | Miscellaneous Equipment | Switch,Level |  |  | LSH
24753 | COL-PSB-LSHH-0104 | Switch, Level High-High | COL-PSB | Silverbirch Sewage Pumping Station | Switch,Level |  |  | LSHH
24754 | COL-PSB-LSLL-0101 | Switch, Level Low-Low | COL-PSB-MISC | Miscellaneous Equipment | Switch |  |  | LSLL
24755 | COL-PSB-MISC | Miscellaneous Equipment | COL-PSB | Silverbirch Sewage Pumping Station
24756 | COL-PSB-RPU-0001 | Remote Processor Unit, Bristol, PLC | COL-PSB | Silverbirch Sewage Pumping Station | RPU |  |  | RPU
24758 | COL-PSB-SW-0001 | Switch, Generator Power Disconnect Switch | COL-PSB | Silverbirch Sewage Pumping Station | Switch |  |  | SW
24759 | COL-PSB-SW-0001 | Switch, Generator Power Disconnect Switch | COL-PSB-MISC | Miscellaneous Equipment | Switch |  |  | SW
24760 | COL-PSB-TS-0001 | Switch, Generator Power Transfer Switch | COL-PSB-MISC | Miscellaneous Equipment | Switch |  |  | TS
24773 | COL-PSD-CP-0001 | Control Panel, Operator | COL-PSD | Spadina Sewage Pumping Station | Control Panel |  |  | CP
24774 | COL-PSD-CP-0002 | Control Panel, Operator | COL-PSD | Spadina Sewage Pumping Station | Control Panel |  |  | CP
24781 | FHO-PCL-T-0101-KQ | PACL Storage Tank 1 | FHO-OBSOLETE | Removed From Service |  |  |  | T
24782 | FHO-PCL-T-0101-KQ | PACL Storage Tank 1 | FHO-PCL | PACL System |  |  |  | T
24879 | COL-PSD-LSH-0103 | Switch, Level-High | COL-PSD-MISC | Miscellaneous Equipment | Switch,Level |  |  | LSH
24880 | COL-PSD-LSHH-0104 | Switch, Level High-High | COL-PSD-MISC | Miscellaneous Equipment | Switch,Level |  |  | LSHH
24881 | COL-PSD-LSLL-0101 | Switch, Level Low-Low | COL-PSD | Spadina Sewage Pumping Station | Switch,Level |  |  | LSLL
24886 | COL-PSD-MON-0002 | Monitor | COL-PSD-MISC | Miscellaneous Equipment |  |  |  | MON
24892 | COL-PSD-SW-0001 | Switch, Main Electrical Disconnect | COL-PSD | Spadina Sewage Pumping Station | Switch |  |  | SW
24910 | COL-PSE-LSLL-0101 | Switch, Level Low-Low | COL-PSE | Second Street Sewage Pumping Station (Wards Island PS#10) | Switch,Level |  |  | LSLL
24911 | COL-PSE-LSLL-0103 | Switch, Level Low-Low | COL-PSE | Second Street Sewage Pumping Station (Wards Island PS#10) | Switch,Level |  |  | LSLL
24936 | FHO-PLT | Preliminary Treatment | FHO WORK AREA 1 | Process
24981 | FHO-POL-P-0401-KQ | Polymer Skid 4 | FHO-OBSOLETE | Removed From Service |  |  |  | P
24984 | FHO-POL-P-0501-KQ | Polymer Skid 5 | FHO-OBSOLETE | Removed From Service |  |  |  | P
24985 | FHO-POL-P-0501-KQ | Polymer Skid 5 | FHO-POL | Polymer System |  |  |  | P
24989 | FHO-POL-P-0701-KQ | Polymer Skid 7 | FHO-OBSOLETE | Removed From Service |  |  |  | P
25006 | COL-PSH-LSLL-0102 | Switch, Level Low-Low | COL-PSH | Senior’s Home Sewage Pumping Station (Wards Island PS#6) | Switch,Level |  |  | LSLL
25007 | COL-PSH-LSLL-0103 | Switch, Level Low-Low | COL-PSH | Senior’s Home Sewage Pumping Station (Wards Island PS#6) | Switch,Level |  |  | LSLL
25008 | COL-PSH-LSLL-0104 | Switch, Level Low-Low | COL-PSH | Senior’s Home Sewage Pumping Station (Wards Island PS#6) | Switch,Level |  |  | LSLL
25012 | COL-PSH-MISC | Miscellaneous Equipment | COL-PSH | Senior’s Home Sewage Pumping Station (Wards Island PS#6)
25013 | COL-PSH-P-0200 | Submersible Pump | COL-PSH | Senior’s Home Sewage Pumping Station (Wards Island PS#6) |  |  |  | P
25022 | COL-PSI-LSLL-0103 | Switch, Level Low-Low | COL-PSI | Sixth Street Sewage Pumping Station (Wards Island PS#11) | Switch,Level |  |  | LSLL
25031 | COL-PSK-ALR-0001 | Control Panel, Operator | COL-PSK | Skydome Sewage Pumping Station | Control Panel |  |  | ALR
25032 | COL-PSK-ALR-0001 | Control Panel, Operator | COL-PSK-MISC | Miscellaneous Equipment | Control Panel |  |  | ALR
25039 | COL-PSK-DM-0001 | Damper, Mech Room | COL-PSK-MISC | Miscellaneous Equipment | Damper/Louver |  |  | DM
25044 | COL-PSK-FEQ-0001S | Fire Prevention, Extinguisher | COL-PSK-MISC | Miscellaneous Equipment | Fire Prevention,Extinguisher |  | 40966 | FEQ
25046 | COL-PSK-FN-0002 | Fan, Exhaust | COL-PSK | Skydome Sewage Pumping Station | Fan |  |  | FN
25047 | COL-PSK-FN-0003 | Fan, Exhaust | COL-PSK-MISC | Miscellaneous Equipment | Fan |  |  | FN
25048 | COL-PSK-GC-0001 | Grit Chamber | COL-PSK | Skydome Sewage Pumping Station |  |  |  | GC
25049 | COL-PSK-GC-0001 | Grit Chamber | COL-PSP-MISC | Miscellaneous Equipment |  |  |  | GC
25052 | COL-PSK-LIT-0100 | Transmitter, Level | COL-PSK-MISC | Miscellaneous Equipment | Transmitter,Level |  |  | LIT
25053 | COL-PSK-LIT-0101 | Transmitter, Level | COL-PSK-MISC | Miscellaneous Equipment | Transmitter,Level |  |  | LIT
25054 | COL-PSK-LP-0001 | Control Panel, Lighting | COL-PSK | Skydome Sewage Pumping Station | Control Panel |  |  | LP
25055 | COL-PSK-LSH-0102 | Switch, Level-High | COL-PSK-MISC | Miscellaneous Equipment | Switch,Level |  |  | LSH
25056 | COL-PSK-LSHH-0103 | Switch, Level High-High | COL-PSK-MISC | Miscellaneous Equipment | Switch,Level |  |  | LSHH
25057 | COL-PSK-LSL-0101 | Switch, Level-Low | COL-PSK-MISC | Miscellaneous Equipment | Switch,Level |  |  | LSL
25171 | FHO-RAW | Raw Water Production | FHO WORK AREA 1 | Process
25172 | FHO-RTE | FHO-Routine | FHO | F.J. Horgan Water Treatment Plant
25176 | COL-PSK-MISC | Miscellaneous Equipment | COL-PSK | Skydome Sewage Pumping Station
25177 | COL-PSK-MON-0001 | Monitor | COL-PSK-MISC | Miscellaneous Equipment |  |  |  | MON
25178 | COL-PSK-MON-0002 | Monitor | COL-PSK | Skydome Sewage Pumping Station |  |  |  | MON
25179 | COL-PSK-MON-0002 | Monitor | COL-PSK-MISC | Miscellaneous Equipment |  |  |  | MON
25180 | COL-PSK-MON-0002 | Monitor | COL-PSS-MISC | Miscellaneous Equipment |  |  |  | MON
25185 | COL-PSK-SS-0001 | Security System | COL-PSK | Skydome Sewage Pumping Station |  |  |  | SS
25186 | COL-PSK-SW-0001 | Switch, Power Disconnect | COL-PSK-MISC | Miscellaneous Equipment | Switch |  |  | SW
25199 | COL-PSK-WEL-0500 | Wet Well | COL-PSK | Skydome Sewage Pumping Station |  |  |  | WEL
25200 | COL-PSK-WEL-0600 | Dry Well | COL-PSK | Skydome Sewage Pumping Station |  |  |  | WEL
25202 | COL-PSL-CB-0001 | Circuit Breaker, Main | COL-PSL | Sewells Road Sewage Pumping Station | Circuit Breaker |  |  | CB
25203 | COL-PSL-CB-0001 | Circuit Breaker, Main | COL-PSL-MISC | Miscellaneous Equipment | Circuit Breaker |  |  | CB
25204 | COL-PSL-CH-0001 | Chamber, Inlet | COL-PSL | Sewells Road Sewage Pumping Station | Chamber |  |  | CH
25205 | COL-PSL-CH-0002 | Chamber, Bypass | COL-PSL | Sewells Road Sewage Pumping Station | Chamber |  |  | CH
25206 | COL-PSL-COM-0001 | Control Panel, Operator | COL-PSL | Sewells Road Sewage Pumping Station | Control Panel |  |  | COM
25207 | COL-PSL-COM-0001 | Control Panel, Operator | COL-PSL-MISC | Miscellaneous Equipment | Control Panel |  |  | COM
25208 | COL-PSL-CP-0001 | Control Panel, Operator | COL-PSL | Sewells Road Sewage Pumping Station | Control Panel |  |  | CP
25209 | COL-PSL-DM-0003 | Damper/Louver, Generator Room | COL-PSL-MISC | Miscellaneous Equipment | Damper/Louver |  |  | DM
25210 | COL-PSL-FA-0001S | Fire Alarm System | COL-PSL-MISC | Miscellaneous Equipment | Building Service,Fire Alarm |  | 42930 | FA
25211 | COL-PSL-FA-0001S | Fire Alarm System | COL-W-OBSOLETE | Col West Obsolete Entities | Building Service,Fire Alarm |  | 42930 | FA
25212 | COL-PSL-FEQ-0001S | Fire Prevention, Extinguisher | COL-PSL | Sewells Road Sewage Pumping Station | Fire Prevention,Extinguisher |  | 46865 | FEQ
25213 | COL-PSL-FEQ-0001S | Fire Prevention, Extinguisher | COL-W-OBSOLETE | Col West Obsolete Entities | Fire Prevention,Extinguisher |  | 46865 | FEQ
25216 | COL-PSL-GEN-0001 | Generator, Electricity | COL-PSL-MISC | Miscellaneous Equipment | Generator |  |  | GEN
25217 | COL-PSL-JIT-0002 | Meter, Power Indicating Transmitter, Main Power | COL-PSL-MISC | Miscellaneous Equipment | Meter |  |  | JIT
25218 | COL-PSL-LIT-0200 | Transmitter, Level | COL-PSL | Sewells Road Sewage Pumping Station | Transmitter,Level |  |  | LIT
25219 | COL-PSL-LIT-0200 | Transmitter, Level | COL-PSL-MISC | Miscellaneous Equipment | Transmitter,Level |  |  | LIT
25220 | COL-PSL-LSH-0002 | Switch, Level-High | COL-PSL-MISC | Miscellaneous Equipment | Switch,Level |  |  | LSH
25221 | COL-PSL-LSH-0103 | Switch, Level-High | COL-PSL | Sewells Road Sewage Pumping Station | Switch,Level |  |  | LSH
25222 | COL-PSL-LSH-0103 | Switch, Level-High | COL-PSL-MISC | Miscellaneous Equipment | Switch,Level |  |  | LSH
25223 | COL-PSL-LSH-0203 | Switch, Level-High | COL-PSL | Sewells Road Sewage Pumping Station | Switch,Level |  |  | LSH
25224 | COL-PSL-LSH-0203 | Switch, Level-High | COL-PSL-MISC | Miscellaneous Equipment | Switch,Level |  |  | LSH
25225 | COL-PSL-LSHH-0104 | Switch, Level High-High | COL-PSL | Sewells Road Sewage Pumping Station | Switch,Level |  |  | LSHH
25226 | COL-PSL-LSHH-0204 | Switch, Level High-High | COL-PSL-MISC | Miscellaneous Equipment | Switch,Level |  |  | LSHH
25227 | COL-PSL-LSL-0202 | Switch, Level-Low | COL-PSL | Sewells Road Sewage Pumping Station | Switch,Level |  |  | LSL
25228 | COL-PSL-LSLL-0101 | Switch, Level Low-Low | COL-PSL-MISC | Miscellaneous Equipment | Switch,Level |  |  | LSLL
25229 | COL-PSL-P-0100 | Pump, Centrifugal | COL-PSL | Sewells Road Sewage Pumping Station | Pump |  |  | P
25230 | COL-PSL-P-0300 | Pump, Centrifugal | COL-PSL | Sewells Road Sewage Pumping Station | Pump |  |  | P
25231 | COL-PSL-RC-0001 | Recorder, Flow | COL-PSL | Sewells Road Sewage Pumping Station | Recorder |  |  | RC
25232 | COL-PSL-RPU-0001 | Control Panel, Electrical | COL-PSL | Sewells Road Sewage Pumping Station | Control Panel |  |  | RPU
25234 | COL-PSL-SS-0001 | Security System | COL-PSL | Sewells Road Sewage Pumping Station | Security System |  |  | SS
25235 | COL-PSL-SS-0001 | Security System | COL-PSL-MISC | Miscellaneous Equipment | Security System |  |  | SS
25236 | COL-PSL-T-0001 | Tank, Diesel Fuel | COL-PSL | Sewells Road Sewage Pumping Station | Tank |  |  | T
25237 | COL-PSL-T-0002 | Tank, Domestic Hot Water | COL-PSL | Sewells Road Sewage Pumping Station | Tank |  |  | T
25238 | COL-PSL-TR-0001 | Transformer, Power | COL-PSL-MISC | Miscellaneous Equipment | Transformer |  |  | TR
25268 | FHO-RW-P-1301-KQ | Raw Water Lab Sample Pump Unit 1 | FHO RAW H2O | Raw water Sampling |  |  |  | P
25269 | FHO-RW-P-1301-KQ | Raw Water Lab Sample Pump Unit 1 | FHO-OBSOLETE | Removed From Service |  |  |  | P
25270 | FHO-RW-P-1401-KQ | Raw Water Lab Sample Pump Unit 2 | FHO RAW H2O | Raw water Sampling |  |  |  | P
25271 | FHO-RW-P-1401-KQ | Raw Water Lab Sample Pump Unit 2 | FHO-OBSOLETE | Removed From Service |  |  |  | P
25275 | FHO-RW-P-1801-KQ | RW Pump Unit 18 | FHO-RAW | Raw Water Production |  |  |  | P
25276 | FHO-RW-P-1901-KQ | RW Pump Unit 19 | FHO-RAW | Raw Water Production |  |  |  | P
25279 | FHO-RW-P-2201-KQ | RW Pump Unit 22 | FHO-OBSOLETE | Removed From Service |  |  |  | P
25281 | FHO-RW-P-2301-KQ | RW Pump Unit 23 | FHO-OBSOLETE | Removed From Service |  |  |  | P
25283 | FHO-RW-P-2601-KQ | RW Pump Unit 26 | FHO-RAW | Raw Water Production |  |  |  | P
25285 | FHO-RW-P-2701-KQ | RW Pump Unit 27 | FHO-OBSOLETE | Removed From Service |  |  |  | P
25399 | FHO-SA-C-0101-KQ | Air Compressor 1 | FHO-OBSOLETE | Removed From Service |  |  |  | C
25402 | FHO-SA-C-0201-KQ | Air Compressor 2 | FHO-OBSOLETE | Removed From Service |  |  |  | C
25403 | FHO-SA-C-0301-KQ | Service Air Compressor 3 | FHO-OBSOLETE | Removed From Service |  |  | 32276 | C
25418 | COL-PSL-WEL-0100 | Wet well | COL-PSL-MISC | Miscellaneous Equipment | Well |  |  | WEL
25419 | COL-PSL-WEL-0200 | Wet well | COL-PSL | Sewells Road Sewage Pumping Station | Well |  |  | WEL
25420 | COL-PSL-WEL-0200 | Wet well | COL-PSL-MISC | Miscellaneous Equipment | Well |  |  | WEL
25428 | COL-PSM-ALR-0001 | Control Panel, Hazardous Gas Alarm | COL-PSM | Simcoe St Sewage Pumping Station | Control Panel |  |  | ALR
25429 | COL-PSM-ALR-0001 | Control Panel, Hazardous Gas Alarm | COL-PSM-MISC | Miscellaneous Equipment | Control Panel |  |  | ALR
25432 | COL-PSM-CB-0001 | Circuit Breaker, Main Incoming | COL-PSM | Simcoe St Sewage Pumping Station | Circuit Breaker |  |  | CB
25433 | COL-PSM-CB-0001 | Circuit Breaker, Main Incoming | COL-PSM-MISC | Miscellaneous Equipment | Circuit Breaker |  |  | CB
25434 | COL-PSM-CB-0002 | Circuit Breaker, To Lighting Panel 0001 | COL-PSM | Simcoe St Sewage Pumping Station | Circuit Breaker |  |  | CB
25435 | COL-PSM-CB-0002 | Circuit Breaker, To Lighting Panel 0001 | COL-PSM-MISC | Miscellaneous Equipment | Circuit Breaker |  |  | CB
25437 | COL-PSM-DM-0001 | Damper/Louver, Fan 0001 | COL-PSM | Simcoe St Sewage Pumping Station | Damper/Louver |  |  | DM
25438 | COL-PSM-DM-0001 | Damper/Louver, Fan 0001 | COL-PSM-MISC | Miscellaneous Equipment | Damper/Louver |  |  | DM
25439 | COL-PSM-DM-0002 | Damper/Louver, Fan 0002 | COL-PSM | Simcoe St Sewage Pumping Station | Damper/Louver |  |  | DM
25440 | COL-PSM-DM-0002 | Damper/Louver, Fan 0002 | COL-PSM-MISC | Miscellaneous Equipment | Damper/Louver |  |  | DM
25441 | COL-PSM-DRV-0001 | Drive, Variable Speed Drive Panel | COL-PSM | Simcoe St Sewage Pumping Station | Drive |  |  | DRV
25442 | COL-PSM-F-0001 | Filter, Carbon | COL-PSM | Simcoe St Sewage Pumping Station | Filter |  |  | F
25446 | COL-PSM-FEQ-0003S | Fire Prevention, Extinguisher | COL-PSM | Simcoe St Sewage Pumping Station | Fire Prevention,Extinguisher |  | 40969 | FEQ
25447 | COL-PSM-FEQ-0003S | Fire Prevention, Extinguisher | COL-PSM-MISC | Miscellaneous Equipment | Fire Prevention,Extinguisher |  | 40969 | FEQ
25448 | COL-PSM-FEQ-0003S | Fire Prevention, Extinguisher | COL-W-OBSOLETE | Col West Obsolete Entities | Fire Prevention,Extinguisher |  | 40969 | FEQ
25451 | COL-PSM-FN-0005 | Fan, Centrifugal | COL-PSM | Simcoe St Sewage Pumping Station | Fan |  |  | FN
25452 | COL-PSM-FN-0005 | Fan, Centrifugal | COL-PSM-MISC | Miscellaneous Equipment | Fan |  |  | FN
25458 | COL-PSM-HTR-0004 | Heater, Convention | COL-PSM | Simcoe St Sewage Pumping Station | Heater |  |  | HTR
25459 | COL-PSM-HTR-0004 | Heater, Convention | COL-PSM-MISC | Miscellaneous Equipment | Heater |  |  | HTR
25460 | COL-PSM-JIT-0001 | Meter, Hydro Revenue | COL-PSM | Simcoe St Sewage Pumping Station | Meter |  |  | JIT
25461 | COL-PSM-JIT-0002 | Meter, Power Indicating Transmitter, Main Power | COL-PSM | Simcoe St Sewage Pumping Station | Meter |  |  | JIT
25462 | COL-PSM-JIT-0002 | Meter, Power Indicating Transmitter, Main Power | COL-PSM-MISC | Miscellaneous Equipment | Meter |  |  | JIT
25463 | COL-PSM-LIT-0101 | Transmitter, Level | COL-PSM | Simcoe St Sewage Pumping Station | Transmitter,Level |  |  | LIT
25464 | COL-PSM-LIT-0101 | Transmitter, Level | COL-PSM-MISC | Miscellaneous Equipment | Transmitter,Level |  |  | LIT
25465 | COL-PSM-LP-0001 | Control Panel, Lighting | COL-PSM | Simcoe St Sewage Pumping Station | Control Panel |  |  | LP
25466 | COL-PSM-LP-0001 | Control Panel, Lighting | COL-PSM-MISC | Miscellaneous Equipment | Control Panel |  |  | LP
25467 | COL-PSM-LSH-0001 | Switch, Level-High | COL-PSM | Simcoe St Sewage Pumping Station | Switch,Level |  |  | LSH
25468 | COL-PSM-LSH-0001 | Switch, Level-High | COL-PSM-MISC | Miscellaneous Equipment | Switch,Level |  |  | LSH
25469 | COL-PSM-LSHH-0105 | Switch, Level High-High | COL-PSM | Simcoe St Sewage Pumping Station | Switch,Level |  |  | LSHH
25470 | COL-PSM-LSHH-0105 | Switch, Level High-High | COL-PSM-MISC | Miscellaneous Equipment | Switch,Level |  |  | LSHH
25471 | COL-PSM-LSL-0102 | Switch, Level-Low | COL-PSM-MISC | Miscellaneous Equipment | Switch,Level |  |  | LSL
25541 | FHO-SAMP | Sampling Systems | FHO WORK AREA 1 | Process
25543 | FHO-SBS | Ozone Quenching | FHO-DOZ | Ozonation System
25626 | COL-PSM-M-0201 | Motor | COL-PSM-P-0200 | Pump, Submersible |  |  |  | M
25627 | COL-PSM-M-0301 | Motor | COL-PSM-MISC | Miscellaneous Equipment |  |  |  | M
25628 | COL-PSM-M-0301 | Motor | COL-PSM-P-0300 | Pump, Submersible |  |  |  | M
25636 | COL-PSM-SC-0001 | Screen, Bar | COL-PSM | Simcoe St Sewage Pumping Station | Screen |  |  | SC
25637 | COL-PSM-SC-0001 | Screen, Bar | COL-PSM-MISC | Miscellaneous Equipment | Screen |  |  | SC
25639 | COL-PSM-SW-0001 | Switch, Fused | COL-PSM-MISC | Miscellaneous Equipment | Switch |  |  | SW
25640 | COL-PSM-TR-0001 | Transformer, Power | COL-PSM | Simcoe St Sewage Pumping Station | Transformer |  |  | TR
25641 | COL-PSM-TR-0001 | Transformer, Power | COL-PSM-MISC | Miscellaneous Equipment | Transformer |  |  | TR
25642 | COL-PSM-TS-0001 | Switch, Transfer | COL-PSM-MISC | Miscellaneous Equipment | Switch |  |  | TS
25643 | COL-PSM-UPS-0001 | UPS | COL-PSM | Simcoe St Sewage Pumping Station | Uninterruptible Power Supply |  |  | UPS
25644 | COL-PSM-UPS-0001 | UPS | COL-PSM-MISC | Miscellaneous Equipment | Uninterruptible Power Supply |  |  | UPS
25658 | COL-PSM-WEL-0100 | Wet Well | COL-PSM | Simcoe St Sewage Pumping Station | Well |  |  | WEL
25659 | COL-PSM-WEL-0100 | Wet Well | COL-PSM-MISC | Miscellaneous Equipment | Well |  |  | WEL
25661 | COL-PSN-MISC(S) | Miscellaneous Equipment | COL-PSN | Second Street Sewage Pumping Station (Wards Island PS#10) |  |  | 36941
25662 | COL-PSN-P-0200 | Pump | COL-PSN | Second Street Sewage Pumping Station (Wards Island PS#10) |  |  | 34595 | P
25667 | COL-PSP-ALR-0001 | Control Panel, Gas Alarm | COL-PSP | Southport Sewage Pumping Station | Control Panel |  |  | ALR
25671 | COL-PSP-CP-0001 | Control Panel, Pumps | COL-PSP | Southport Sewage Pumping Station | Control Panel |  |  | CP
25672 | COL-PSP-CP-0002 | Control Panel, Fans | COL-PSP | Southport Sewage Pumping Station | Control Panel |  |  | CP
25677 | COL-PSP-FEQ-0001S | Fire Prevention, Extinguisher | COL-PSP | Southport Sewage Pumping Station | Fire Prevention,Extinguisher |  | 42716 | FEQ
25679 | COL-PSP-FN-0001 | Fan, Air Supply | COL-PSP | Southport Sewage Pumping Station | Fan |  |  | FN
25680 | COL-PSP-FN-0002 | Fan, Air Supply | COL-PSP | Southport Sewage Pumping Station | Fan |  |  | FN
25681 | COL-PSP-FN-0003 | Fan, Exhaust | COL-PSP-MISC | Miscellaneous Equipment | Fan |  |  | FN
25682 | COL-PSP-FQ-0001 | Meter, Flow | COL-PSP-MISC | Miscellaneous Equipment | Meter,Flow |  |  | FQ
25683 | COL-PSP-GC-0001 | Grit Chamber | COL-PSK-MISC | Miscellaneous Equipment |  |  | 34397 | GC
25684 | COL-PSP-GC-0001 | Grit Chamber | COL-PSP-MISC | Miscellaneous Equipment |  |  | 34397 | GC
25686 | COL-PSP-GRF-0001 | Indicator, Ground Fault | COL-PSP | Southport Sewage Pumping Station |  |  |  | GRF
25687 | COL-PSP-HTR-0001 | Heater, Unit | COL-PSP | Southport Sewage Pumping Station | Heater |  |  | HTR
25688 | COL-PSP-HTR-0002 | Heater, Duct | COL-PSP-MISC | Miscellaneous Equipment | Heater |  |  | HTR
25689 | COL-PSP-JIT-0001 | Meter, Power Indicating Transmitter | COL-PSP | Southport Sewage Pumping Station | Meter |  |  | JIT
25690 | COL-PSP-LIT-0100 | Transmitter, Level | COL-PSP-MISC | Miscellaneous Equipment | Transmitter,Level |  |  | LIT
25699 | FHO-SES | Safety & Environmental Services | FHO WORK AREA 2 | Services
25900 | COL-PSP-LIT-0101 | Transmitter, Level | COL-PSP-MISC | Miscellaneous Equipment | Transmitter,Level |  |  | LIT
25901 | COL-PSP-LP-0001 | Control Panel, Electrical | COL-PSP-MISC | Miscellaneous Equipment | Control Panel |  |  | LP
25902 | COL-PSP-LSH-0103 | Switch, Level-High | COL-PSP-MISC | Miscellaneous Equipment | Switch,Level |  |  | LSH
25903 | COL-PSP-LSHH-0001 | Switch, Level High-High | COL-PSP | Southport Sewage Pumping Station | Switch,Level |  |  | LSHH
25904 | COL-PSP-LSHH-0104 | Switch, Level High-High | COL-PSP-MISC | Miscellaneous Equipment | Switch,Level |  |  | LSHH
25905 | COL-PSP-LSL-0102 | Switch, Level-Low | COL-PSP-MISC | Miscellaneous Equipment | Switch,Level |  |  | LSL
25906 | COL-PSP-LSLL-0101 | Switch, Level Low-Low | COL-PSP-MISC | Miscellaneous Equipment | Switch,Level |  |  | LSLL
25913 | COL-PSP-MON-0002 | Monitor | COL-PSP | Southport Sewage Pumping Station |  |  |  | MON
25914 | COL-PSP-MON-0002 | Monitor | COL-PSS-MISC | Miscellaneous Equipment |  |  |  | MON
25917 | COL-PSP-SC-0001 | Screen, Intake | COL-PSP | Southport Sewage Pumping Station | Screen |  |  | SC
25919 | COL-PSP-SW-0001 | Switch, Power Supply | COL-PSP-MISC | Miscellaneous Equipment | Switch |  |  | SW
25920 | COL-PSP-SW-0002 | Switch, Power Supply | COL-PSP-MISC | Miscellaneous Equipment | Switch |  |  | SW
25921 | COL-PSP-SW-0003 | Switch, Distribution | COL-PSP-MISC | Miscellaneous Equipment | Switch |  |  | SW
25924 | COL-PSP-TS-0001 | Transfer Switch, Auto | COL-PSP | Southport Sewage Pumping Station | Switch |  |  | TS
25935 | COL-PSP-WEL-0600 | Dry Well | COL-PSP | Southport Sewage Pumping Station |  |  |  | WEL
25937 | COL-PSS-ALR-0001 | Control Panel, Operator | COL-PSS-MISC | Miscellaneous Equipment | Control Panel |  |  | ALR
25948 | COL-PSS-CB-0002 | Circuit Breaker, Lighting Panel | COL-PSS | Scott Sewage Pumping Station | Circuit Breaker |  |  | CB
25949 | COL-PSS-CH-0001 | Chamber, Inlet | COL-PSS | Scott Sewage Pumping Station | Chamber |  |  | CH
25950 | COL-PSS-CH-0001 | Chamber, Inlet | COL-PSS-MISC | Miscellaneous Equipment | Chamber |  |  | CH
25951 | COL-PSS-CH-0002 | Chamber, Discharge | COL-PSS | Scott Sewage Pumping Station | Chamber |  |  | CH
25955 | COL-PSS-FEQ-0001S | Fire Prevention, Extinguisher | COL-PSS | Scott Sewage Pumping Station | Fire Prevention,Extinguisher |  | 42717 | FEQ
25956 | COL-PSS-FEQ-0001S | Fire Prevention, Extinguisher | COL-W-OBSOLETE | Col West Obsolete Entities | Fire Prevention,Extinguisher |  | 42717 | FEQ
25957 | COL-PSS-FIT-0101 | Transmitter, Flow | COL-PSS | Scott Sewage Pumping Station | Transmitter |  |  | FIT
25958 | COL-PSS-FIT-0201 | Transmitter, Flow | COL-PSS | Scott Sewage Pumping Station | Transmitter |  |  | FIT
25959 | COL-PSS-FQ-0001 | Meter, Flow City Water | COL-PSS-MISC | Miscellaneous Equipment | Meter |  |  | FQ
25961 | COL-PSS-GC-0001 | Grit Chamber | COL-PSS | Scott Sewage Pumping Station |  |  |  | GC
25963 | COL-PSS-HTR-0001 | Heater, Pump Floor | COL-PSS-MISC | Miscellaneous Equipment | Heater |  |  | HTR
25964 | COL-PSS-JIT-0001 | Meter, Power Indicating Transmitter, Main Power | COL-PSS | Scott Sewage Pumping Station | Meter |  |  | JIT
26302 | FHO-SES-SQ-0001 | Safety Equipment | FHO-SES | Safety & Environmental Services |  |  |  | SQ
26410 | FHO-SM | Spill Containment & Chemical Sump Systems | FHO-SES | Safety & Environmental Services
26419 | FHO-SM-SB-0001-KQ | Scrubber | FHO-OBSOLETE | Removed From Service | Scrubber |  |  | SB
26420 | FHO-SM-SB-0001-KQ | Scrubber | FHO-SES | Safety & Environmental Services | Scrubber |  |  | SB
26421 | FHO-SM-SEN-0001 | ZMCS Raw Water Gas Detection | FHO-SES | Safety & Environmental Services | Atmosphere Monitoring Device,Stationary,H2S/CO/CL/Toxic/SO2/NH3 |  |  | SEN
26448 | FHO-SPC | Process Control Systems - Services Area | FHO-ITM | Integrated Technology Management
26487 | COL-PSS-LIT-0101 | Transmitter, Level | COL-PSS | Scott Sewage Pumping Station | Transmitter,Level |  |  | LIT
26488 | COL-PSS-LP-0001 | Control Panel, Lighting | COL-PSS-MISC | Miscellaneous Equipment | Control Panel |  |  | LP
26489 | COL-PSS-LSH-0001 | Switch, Level-High | COL-PSS | Scott Sewage Pumping Station | Switch,Level |  |  | LSH
26490 | COL-PSS-LSH-0001 | Switch, Level-High | COL-PSS-MISC | Miscellaneous Equipment | Switch,Level |  |  | LSH
26491 | COL-PSS-LSH-0101 | Switch, Level-High | COL-PSS | Scott Sewage Pumping Station | Switch,Level |  |  | LSH
26492 | COL-PSS-LSH-0101 | Switch, Level-High | COL-PSS-MISC | Miscellaneous Equipment | Switch,Level |  |  | LSH
26493 | COL-PSS-LSHH-0002 | Switch, Level-High | COL-PSS | Scott Sewage Pumping Station | Switch,Level |  |  | LSHH
26494 | COL-PSS-LTG-0002 | Control Panel, Electrical | COL-PSS | Scott Sewage Pumping Station | Control Panel |  |  | LTG
26495 | COL-PSS-LTG-0003 | Control Panel, Electrical | COL-PSS | Scott Sewage Pumping Station | Control Panel |  |  | LTG
26504 | COL-PSS-MISC | Miscellaneous Equipment | COL-PSS | Scott Sewage Pumping Station
26507 | COL-PSS-SW-0001 | Switch, Disconnect | COL-PSS | Scott Sewage Pumping Station | Switch |  |  | SW
26508 | COL-PSS-SW-0001 | Switch, Disconnect | COL-PSS-MISC | Miscellaneous Equipment | Switch |  |  | SW
26511 | COL-PSS-TS-0001 | Switch, Transfer | COL-PSS | Scott Sewage Pumping Station | Switch |  |  | TS
26512 | COL-PSS-TS-0001 | Switch, Transfer | COL-PSS-MISC | Miscellaneous Equipment | Switch |  |  | TS
26538 | COL-PST-CH-0001 | Chamber, Valve Chamber #1 | COL-PST | Strachan Pumping Station | Chamber |  |  | CH
26539 | COL-PST-CH-0003 | Chamber, Overflow | COL-PST | Strachan Pumping Station | Chamber |  |  | CH
26540 | COL-PST-CH-0003 | Chamber, Overflow | COL-PST-MISC | Miscellaneous Equipment | Chamber |  |  | CH
26544 | COL-PST-DM-0002 | Damper, Inlet Chamber | COL-PST-MISC | Miscellaneous Equipment | Damper/Louver |  |  | DM
26545 | COL-PST-DM-0003 | Damper 1, Exhaust Fan 0001 | COL-PST-MISC | Miscellaneous Equipment | Damper/Louver |  |  | DM
26546 | COL-PST-DM-0004 | Damper 2, Exhaust Fan 0001 | COL-PST | Strachan Pumping Station | Damper/Louver |  |  | DM
26547 | COL-PST-DM-0005 | Damper 1, Exhaust Fan 0002 | COL-PST | Strachan Pumping Station | Damper/Louver |  |  | DM
26548 | COL-PST-DM-0006 | Damper 2, Exhaust Fan 0002 | COL-PST-MISC | Miscellaneous Equipment | Damper/Louver |  |  | DM
26594 | FHO-STORE | Computer Storage Location | FHO-EUS | Production & End User Support
26634 | FHO-TRW-C-0101-KQ | Surge Air Compressor 1 | FHO-OBSOLETE | Removed From Service |  |  |  | C
26635 | FHO-TRW-C-0103-KQ | Surge Air Compressor 3 | FHO-OBSOLETE | Removed From Service |  |  |  | C
26669 | COL-PST-GC-0001 | Grit Chamber | COL-PSK-MISC | Miscellaneous Equipment |  |  |  | GC
26682 | COL-PST-LSH-0001 | Switch, Level-High | COL-PST | Strachan Pumping Station | Switch,Level |  |  | LSH
26683 | COL-PST-LSH-0103 | Switch, Level-High | COL-PST | Strachan Pumping Station | Switch,Level |  |  | LSH
26684 | COL-PST-LSH-0104 | Switch, Level-High | COL-PST | Strachan Pumping Station | Switch,Level |  |  | LSH
26685 | COL-PST-LSH-0105 | Switch, Level High-High | COL-PST | Strachan Pumping Station | Switch,Level |  |  | LSH
26686 | COL-PST-LSH-0105 | Switch, Level High-High | COL-PST-MISC | Miscellaneous Equipment | Switch,Level |  |  | LSH
26687 | COL-PST-LSHH-0106 | Switch, Level High-High | COL-PST | Strachan Pumping Station | Switch,Level |  |  | LSHH
26688 | COL-PST-LSHH-0106 | Switch, Level High-High | COL-PST-MISC | Miscellaneous Equipment | Switch,Level |  |  | LSHH
26689 | COL-PST-LSL-0102 | Switch, Level-Low | COL-PST | Strachan Pumping Station | Switch,Level |  |  | LSL
26690 | COL-PST-LSL-0102 | Switch, Level-Low | COL-PST-MISC | Miscellaneous Equipment | Switch,Level |  |  | LSL
26691 | COL-PST-LSLL-0101 | Switch, Level Low-Low | COL-PST | Strachan Pumping Station | Switch,Level |  |  | LSLL
26692 | COL-PST-LSLL-0101 | Switch, Level Low-Low | COL-PST-MISC | Miscellaneous Equipment | Switch,Level |  |  | LSLL
26727 | COL-PSU-ALR-0001 | Control Panel, Operator | COL-PSU | Sunnyside Pumping Station | Control Panel |  |  | ALR
26728 | COL-PSU-ALR-0001 | Control Panel, Operator | COL-PSU-MISC | Miscellaneous Equipment | Control Panel |  |  | ALR
26784 | FHO-TRW-P-0100-KQ | TRW Pump Unit 1 | FHO TRW PUMPING | Treated Water Pumping |  |  | 33321 | P
26785 | FHO-TRW-P-0100-KQ | TRW Pump Unit 1 | FHO-OBSOLETE | Removed From Service |  |  | 33321 | P
26786 | FHO-TRW-P-0101A-KQ | Treated Water Output Sampling | FHO TRW OUTPUT | Treated Water Output Sampling |  |  |  | P
26787 | FHO-TRW-P-0101B-KQ | Treated Water Output Sampling | FHO-OBSOLETE | Removed From Service |  |  |  | P
26792 | FHO-TRW-P-0400-KQ | TRW Pump Unit 4 | FHO-OBSOLETE | Removed From Service |  |  |  | P
26794 | FHO-TRW-P-0500-KQ | TRW Pump Unit 5 | FHO TRW PUMPING | Treated Water Pumping |  |  |  | P
26795 | FHO-TRW-P-0500-KQ | TRW Pump Unit 5 | FHO-OBSOLETE | Removed From Service |  |  |  | P
26802 | FHO-TRW-P-0800-KQ | TRW Pump Unit 8 | FHO-OBSOLETE | Removed From Service |  |  |  | P
26804 | FHO-TRW-P-0900-KQ | TRW Pump Unit 9 | FHO TRW PUMPING | Treated Water Pumping |  |  |  | P
26807 | FHO-TRW-P-1000-KQ | TRW Pump Unit 10 | FHO TRW PUMPING | Treated Water Pumping |  |  |  | P
26808 | FHO-TRW-P-1100-KQ | TRW Pump Unit 11 | FHO-OBSOLETE | Removed From Service |  |  |  | P
26810 | FHO-TRW-P-1200-KQ | TRW Pump Unit 12 | FHO TRW PUMPING | Treated Water Pumping |  |  |  | P
26833 | FHO-TRW-PWA | Service Water & Backflow Prevention | FHO-TRW | Treated Water System
26849 | FHO-TRW-T-0001-KQ | Surge Tank 1 | FHO-OBSOLETE | Removed From Service |  |  |  | T
26850 | FHO-TRW-T-0001-KQ | Surge Tank 1 | FHO-TRW- SURGE | Surge Protection System |  |  |  | T
26853 | FHO-TRW-T-0002-KQ | Surge Tank 2 | FHO-OBSOLETE | Removed From Service |  |  |  | T
26854 | FHO-TRW-T-0003-KQ | Surge Tank 3 | FHO-OBSOLETE | Removed From Service |  |  |  | T
26855 | FHO-TRW-T-0003-KQ | Surge Tank 3 | FHO-TRW- SURGE | Surge Protection System |  |  |  | T
27127 | FHO-TRW-VP | Vacuum Priming | FHO-MCS | Mechanical Services
27137 | FHO-WWW-BL-0801-KQ | WW Blower 8 | FHO-WWW | Residue Management / Waste Water System |  |  |  | BL
27180 | FHO-WWW-P-0101-KQ | WW Pump 1 | FHO-OBSOLETE | Removed From Service |  |  |  | P
27183 | FHO-WWW-P-0201-KQ | WW Pump 2 | FHO-OBSOLETE | Removed From Service |  |  |  | P
27187 | FHO-WWW-P-0301-KQ | WW Pump 3 | FHO-OBSOLETE | Removed From Service |  |  |  | P
27199 | COL-PSU-FEQ-0001S | Fire Prevention, Extinguisher | COL-PSU-MISC | Miscellaneous Equipment | Fire Prevention,Extinguisher |  | 46866 | FEQ
27200 | COL-PSU-FEQ-0001S | Fire Prevention, Extinguisher | COL-W-OBSOLETE | Col West Obsolete Entities | Fire Prevention,Extinguisher |  | 46866 | FEQ
27201 | COL-PSU-FEQ-0002S | Fire Prevention, Extinguisher | COL-PSU | Sunnyside Pumping Station | Fire Prevention,Extinguisher |  | 46867 | FEQ
27202 | COL-PSU-FEQ-0002S | Fire Prevention, Extinguisher | COL-W-OBSOLETE | Col West Obsolete Entities | Fire Prevention,Extinguisher |  | 46867 | FEQ
27203 | COL-PSU-FIT-0001 | Transmitter, Flow | COL-PSU | Sunnyside Pumping Station | Transmitter |  |  | FIT
27205 | COL-PSU-FN-0003 | Fan, Exhaust | COL-PSU-MISC | Miscellaneous Equipment | Fan |  |  | FN
27206 | COL-PSU-GC-0001 | Grit Chamber | COL-PSU | Sunnyside Pumping Station |  |  |  | GC
27210 | COL-PSU-HTR-0003 | Heater, Wet Well Room | COL-PSU | Sunnyside Pumping Station | Heater |  |  | HTR
27211 | COL-PSU-JIT-0001 | Meter, Power Indicating Transmitter, Main Power | COL-PSU | Sunnyside Pumping Station | Meter |  |  | JIT
27213 | COL-PSU-LIT-0101 | Transmitter, Level | COL-PSU | Sunnyside Pumping Station | Transmitter,Level |  |  | LIT
27214 | COL-PSU-LP-0001 | Control Panel, Lighting | COL-PSU | Sunnyside Pumping Station | Control Panel |  |  | LP
27215 | COL-PSU-LP-0002 | Control Panel, Lighting | COL-PSU | Sunnyside Pumping Station | Control Panel |  |  | LP
27216 | COL-PSU-LSH-0001 | Switch, Level-High | COL-PSU | Sunnyside Pumping Station | Switch,Level |  |  | LSH
27217 | COL-PSU-LSH-0002 | Switch, Level-High | COL-PSU | Sunnyside Pumping Station | Switch,Level |  |  | LSH
27218 | COL-PSU-LSH-0103 | Switch, Level-High | COL-PSU | Sunnyside Pumping Station | Switch,Level |  |  | LSH
27219 | COL-PSU-LSHH-0104 | Switch, Level High-High | COL-PSU | Sunnyside Pumping Station | Switch,Level |  |  | LSHH
27220 | COL-PSU-LSHH-0104 | Switch, Level High-High | COL-PSU-MISC | Miscellaneous Equipment | Switch,Level |  |  | LSHH
27221 | COL-PSU-LSL-0102 | Switch, Level-Low | COL-PSU | Sunnyside Pumping Station | Switch,Level |  |  | LSL
27222 | COL-PSU-LSLL-0101 | Switch, Level Low-Low | COL-PSU | Sunnyside Pumping Station | Switch,Level |  |  | LSLL
27223 | COL-PSU-LSLL-0101 | Switch, Level Low-Low | COL-PSU-MISC | Miscellaneous Equipment | Switch,Level |  |  | LSLL
27224 | COL-PSU-LTG-0002 | Control Panel, Electrical | COL-PSU | Sunnyside Pumping Station | Control Panel |  |  | LTG
27225 | COL-PSU-LTG-0003 | Control Panel, Electrical | COL-PSU | Sunnyside Pumping Station | Control Panel |  |  | LTG
27230 | COL-PSU-MISC | Miscellaneous Equipment | COL-PSU | Sunnyside Pumping Station
27232 | COL-PSU-MON-0002 | Monitor | COL-PSS-P-0200 | Pump 2 |  |  |  | MON
27233 | COL-PSU-MON-0002 | Monitor | COL-PSU-MISC | Miscellaneous Equipment |  |  |  | MON
27236 | COL-PSU-P-0300 | Pump, Centrifugal | COL-PSU | Sunnyside Pumping Station | Pump |  | 34164 | P
27238 | COL-PSU-SW-0001 | Switch, Main Power Disconnect | COL-PSU | Sunnyside Pumping Station | Switch |  |  | SW
27239 | COL-PSU-SW-0002 | Switch, LP 0002 Power Disconnect | COL-PSU | Sunnyside Pumping Station | Switch |  |  | SW
27241 | COL-PSU-TR-0002 | Control Panel, Electrical | COL-PSU | Sunnyside Pumping Station | Transformer |  |  | TR
27242 | COL-PSU-TS-0001 | Switch, Power Auto Transfer | COL-PSU-MISC | Miscellaneous Equipment | Switch |  |  | TS
27243 | COL-PSU-UPS-0001 | UPS, Main Floor | COL-PSU-MISC | Miscellaneous Equipment | Uninterruptible Power Supply |  |  | UPS
27250 | COL-PSU-WEL-0500 | Wet well | COL-PHP-MISC | Miscellaneous Equipment |  |  |  | WEL
27251 | COL-PSU-WEL-0500 | Wet well | COL-PSU | Sunnyside Pumping Station |  |  |  | WEL
27252 | COL-PSU-WEL-0600 | Dry Well | COL-PHP-MISC | Miscellaneous Equipment |  |  |  | WEL
27253 | COL-PSU-WEL-0600 | Dry Well | COL-PSU | Sunnyside Pumping Station |  |  |  | WEL
27256 | FHO-WWW-P-0901-KQ | WW Polymer Pump System | FHO-OBSOLETE | Removed From Service |  |  |  | P
27257 | FHO-WWW-P-0901-KQ | WW Polymer Pump System | FHO-WWW | Residue Management / Waste Water System |  |  |  | P
27278 | FHO-WWW-T-0101-KQ | Tank, Waste Water Holding Tank 1 | FHO-OBSOLETE | Removed From Service | Tank,Non-Pressurized |  |  | T
27280 | FHO-WWW-T-0102-KQ | Clarifier 1 | FHO-OBSOLETE | Removed From Service |  |  |  | T
27282 | FHO-WWW-T-0201-KQ | Tank, Waste Water Holding Tank 2 | FHO-OBSOLETE | Removed From Service |  |  |  | T
27284 | FHO-WWW-T-0202-KQ | Clarifier 2 | FHO-OBSOLETE | Removed From Service |  |  |  | T
27501 | FHO-ZMC-P-0201-KQ | Zebra Mussel Chlorination Pump 2 | FHO-ZMC | Zebra Mussel Control System |  |  |  | P
27528 | FIS | Island Water Treatment Plant | TW | Toronto Water
27529 | FIS | Island Water Treatment Plant | WT&S | Water Treatment & Supply
27531 | FIS EUS SERVER ROOM | Communication Switch | FIS-ADM-BLDG | Building Location
27533 | FIS SCADA CLIENTS | FIS SCADA Clients | FIS-SPC1 | Process Control Systems - Administrative
27534 | FIS SCADA SERVERS | FIS SCADA Servers | FIS-SPC1 | Process Control Systems - Administrative
27538 | FIS-ACC-ADMIN BUILDING | HVAC Admin Buliding | FIS-HVAC | Climate Control
27549 | FIS-ACC-CHEMICAL BUILDING | HVAC Chemical Building | FIS-HVAC | Climate Control
27617 | COL-PTD-FEQ-0001S | Fire Prevention, Extinguisher | COL-PTD | Todmorden Sewage Pumping Station | Fire Prevention,Extinguisher |  | 40173 | FEQ
27618 | COL-PTD-FEQ-0001S | Fire Prevention, Extinguisher | COL-PTD-MISC | Miscellaneous Equipment | Fire Prevention,Extinguisher |  | 40173 | FEQ
27619 | COL-PTD-FEQ-0001S | Fire Prevention, Extinguisher | COL-W-OBSOLETE | Col West Obsolete Entities | Fire Prevention,Extinguisher |  | 40173 | FEQ
27621 | COL-PTD-FN-0001 | Fan, Exhaust | COL-PTD | Todmorden Sewage Pumping Station | Fan |  |  | FN
27622 | COL-PTD-FN-0002 | Fan, Centrifugal | COL-PTD | Todmorden Sewage Pumping Station | Fan |  |  | FN
27623 | COL-PTD-FN-0002 | Fan, Centrifugal | COL-PTD-MISC | Miscellaneous Equipment | Fan |  |  | FN
27624 | COL-PTD-LSHH-0104 | Switch, Level High-High | COL-PTD-MISC | Miscellaneous Equipment | Switch,Level |  |  | LSHH
27625 | COL-PTD-LSL-0102 | Switch, Level-Low | COL-PTD | Todmorden Sewage Pumping Station | Switch,Level |  |  | LSL
27626 | COL-PTD-MISC | Miscellaneous Equipment | COL-PTD | Todmorden Sewage Pumping Station
27627 | COL-PTD-P-0100 | Pump, Centrifugal | COL-PTD | Todmorden Sewage Pumping Station | Pump |  |  | P
27628 | COL-PTD-SW-0001 | Switch, Main Electrical Disconnect | COL-PTD | Todmorden Sewage Pumping Station | Switch |  |  | SW
27629 | COL-PTD-SW-0001 | Switch, Main Electrical Disconnect | COL-PTD-MISC | Miscellaneous Equipment | Switch |  |  | SW
27651 | FIS-ACC-FILTER BUILDING | HVAC Filter Buidling | FIS-HVAC | Climate Control
27669 | COL-PTD-TS-0001 | Switch, Transfer | COL-PTD | Todmorden Sewage Pumping Station | Switch |  |  | TS
27670 | COL-PTD-UPS-0001 | UPS | COL-PTD | Todmorden Sewage Pumping Station | Uninterruptible Power Supply |  |  | UPS
27677 | COL-PTD-WEL-0100 | Wet Well | COL-PTD-MISC | Miscellaneous Equipment | Well |  |  | WEL
27678 | COL-PTR-MISC | Miscellaneous Equipment | COL-PTS | Third Street Sewage Pumping Station (Wards Island PS#12)
27688 | COL-PTS-LSLL-0104 | Switch, Level Low-Low | COL-PTS | Third Street Sewage Pumping Station (Wards Island PS#12) | Switch,Level |  |  | LSLL
27691 | COL-PTS-P-0100 | Pump Submersible | COL-PTS | Third Street Sewage Pumping Station (Wards Island PS#12) | Pump |  |  | P
27694 | COL-PTS-P-0200 | Pump Submersible | COL-PTS | Third Street Sewage Pumping Station (Wards Island PS#12) | Pump |  |  | P
27710 | COL-PVM-ALR-0001 | Control Panel, Operator | COL-PVM-MISC | Miscellaneous Equipment | Control Panel |  |  | ALR
27717 | COL-PVM-CP-0001 | Control Panel, Operator | COL-PVM-MISC | Miscellaneous Equipment | Control Panel |  |  | CP
27718 | COL-PVM-CP-0002 | Control Panel, Operator | COL-PVM-MISC | Miscellaneous Equipment | Control Panel |  |  | CP
27722 | COL-PVM-FA-0002S | Fire Alarm System, Wet Well | COL-PVM-MISC | Miscellaneous Equipment | Building Service,Fire Alarm |  | 42932 | FA
27723 | COL-PVM-FEQ-0001S | Fire Prevention, Extinguisher | COL-PVM | Valleymede Sewage Pumping Station | Fire Prevention,Extinguisher |  | 42896 | FEQ
27808 | COL-PVM-FN-0001 | Fan, Centrifugal | COL-PVM | Valleymede Sewage Pumping Station | Fan |  |  | FN
27809 | COL-PVM-FN-0002 | Fan, Centrifugal | COL-PVM | Valleymede Sewage Pumping Station | Fan |  |  | FN
27810 | COL-PVM-FN-0003 | Fan, Centrifugal | COL-PVM | Valleymede Sewage Pumping Station | Fan |  |  | FN
27811 | COL-PVM-FQ-0001 | Meter, Flow | COL-PVM-MISC | Miscellaneous Equipment | Meter,Flow |  |  | FQ
27815 | COL-PVM-GRF-0001 | Indicator, Ground Fault | COL-PVM | Valleymede Sewage Pumping Station |  |  |  | GRF
27817 | COL-PVM-LIT-0101 | Transmitter, Level | COL-PVM | Valleymede Sewage Pumping Station | Transmitter,Level |  |  | LIT
27818 | COL-PVM-LP-0001 | Control Panel, Lighting | COL-PVM-MISC | Miscellaneous Equipment | Control Panel |  |  | LP
27819 | COL-PVM-LSH-0001 | Switch, Level-High | COL-PVM | Valleymede Sewage Pumping Station | Switch,Level |  |  | LSH
27820 | COL-PVM-LSH-0103 | Switch, Level-High | COL-PVM | Valleymede Sewage Pumping Station | Switch,Level |  |  | LSH
27821 | COL-PVM-LSHH-0104 | Switch, Level High-High | COL-PVM | Valleymede Sewage Pumping Station | Switch,Level |  |  | LSHH
27822 | COL-PVM-LSL-0102 | Switch, Level-Low | COL-PVM-MISC | Miscellaneous Equipment | Switch,Level |  |  | LSL
27823 | COL-PVM-LSLL-0101 | Switch, Level Low-Low | COL-PVM-MISC | Miscellaneous Equipment | Switch,Level |  |  | LSLL
27832 | COL-PVM-SW-0001 | Switch, Main Power | COL-PVM | Valleymede Sewage Pumping Station | Switch |  |  | SW
27833 | COL-PVM-SW-0002 | Switch, Heater 0001 | COL-PVM-MISC | Miscellaneous Equipment | Switch |  |  | SW
27834 | COL-PVM-SW-0003 | Switch, Transformer | COL-PVM | Valleymede Sewage Pumping Station | Switch |  |  | SW
27837 | COL-PVM-TS-0001 | Switch, Transfer | COL-PVM | Valleymede Sewage Pumping Station | Switch |  |  | TS
27844 | COL-PVM-WEL-0500 | Wet well | COL-PHP-MISC | Miscellaneous Equipment |  |  |  | WEL
27845 | COL-PVM-WEL-0500 | Wet well | COL-PVM-MISC | Miscellaneous Equipment |  |  |  | WEL
27846 | COL-PVM-WEL-0600 | Dry Well | COL-PSK-MISC | Miscellaneous Equipment |  |  |  | WEL
27847 | COL-PVM-WEL-0600 | Dry Well | COL-PVM | Valleymede Sewage Pumping Station |  |  |  | WEL
27851 | COL-PWC-CH-0004 | Chamber, Overflow | COL-PWC | Wirral Court Sewage Pumping Station | Chamber |  |  | CH
27854 | COL-PWC-FEQ-0001S | Fire Prevention, Extinguisher | COL-PWC | Wirral Court Sewage Pumping Station | Fire Prevention,Extinguisher |  | 42897 | FEQ
27855 | COL-PWC-FEQ-0001S | Fire Prevention, Extinguisher | COL-PWC-MISC | Miscellaneous Equipment | Fire Prevention,Extinguisher |  | 42897 | FEQ
27856 | COL-PWC-FEQ-0001S | Fire Prevention, Extinguisher | COL-W-OBSOLETE | Col West Obsolete Entities | Fire Prevention,Extinguisher |  | 42897 | FEQ
27858 | COL-PWC-FN-0001 | Fan, Centrifugal | COL-PWC-MISC | Miscellaneous Equipment | Fan |  |  | FN
27859 | COL-PWC-FQ-0001 | Meter, Flow | COL-PWC | Wirral Court Sewage Pumping Station | Meter,Flow |  |  | FQ
27860 | COL-PWC-GRF-0001 | Indicator, Ground Fault | COL-PWC | Wirral Court Sewage Pumping Station | Indicator,Ground Fault |  |  | GRF
27861 | COL-PWC-GRF-0001 | Indicator, Ground Fault | COL-PWC-MISC | Miscellaneous Equipment | Indicator,Ground Fault |  |  | GRF
27862 | COL-PWC-JIT-0001 | Meter, Power Indicating Transmitter, Main Power | COL-PWC | Wirral Court Sewage Pumping Station | Meter |  |  | JIT
27863 | COL-PWC-LIT-0101 | Transmitter, Level | COL-PWC | Wirral Court Sewage Pumping Station | Transmitter,Level |  |  | LIT
27864 | COL-PWC-LIT-0101 | Transmitter, Level | COL-PWC-MISC | Miscellaneous Equipment | Transmitter,Level |  |  | LIT
27865 | COL-PWC-LSH-0001 | Switch, Level-High | COL-PWC-MISC | Miscellaneous Equipment | Switch,Level |  |  | LSH
27866 | COL-PWC-LSH-0103 | Switch, Level-High | COL-PWC | Wirral Court Sewage Pumping Station | Switch,Level |  |  | LSH
27867 | COL-PWC-LSHH-0104 | Switch, Level High-High | COL-PWC | Wirral Court Sewage Pumping Station | Switch,Level |  |  | LSHH
27868 | COL-PWC-M-0101 | Motor | COL-PWC-MISC | Miscellaneous Equipment |  |  |  | M
27899 | FIS-ACC-MARINEYARD | HVAC Marine Yard Building | FIS-HVAC | Climate Control
27966 | FIS-ADM BLDG | Building Location | FIS-SPC | Process Control Systems - Services Area
27967 | FIS-AFTER SO2 | Sampling | FIS-SAMP | Sampling Systems
27968 | FIS-ALM | Alum System | FIS-PLT | Preliminary Treatment
28080 | FIS-AMMONIA STORAGE | Building Location | FIS-SPC2 | Process Control Systems - Equipment
28084 | FIS-AUX | Lab, Analyzers | FIS WORK AREA 1 | Process
28161 | FIS-CCS | Corrosion Control | FIS-PLT | Preliminary Treatment
28240 | FIS-CLA | Pre-Chorination System | FIS-DIS | Disinfection
28241 | FIS-CLA | Pre-Chorination System | FIS-RW | Raw Water Production
28316 | FIS-CLB | Post-Chlorination | FIS-DIS | Disinfection
28425 | FIS-CLEARWELL | Sampling | FIS-SAMP | Sampling Systems
28426 | FIS-CONTRACTOR | Island WTP - Contractor Quotes | FIS-GRK | FIS Buildings & Grounds
28449 | COL-PWC-M-0201 | Motor | COL-PWC-MISC | Miscellaneous Equipment |  |  |  | M
28450 | COL-PWC-MISC | Miscellaneous Equipment | COL-PWC | Wirral Court Sewage Pumping Station
28454 | COL-PWC-TS-0001 | Switch, Transfer | COL-PWC | Wirral Court Sewage Pumping Station | Switch |  |  | TS
28455 | COL-PWC-TS-0001 | Switch, Transfer | COL-PWC-MISC | Miscellaneous Equipment | Switch |  |  | TS
28470 | COL-PWE-ALR-0001 | Control Panel, Operator | COL-PWE | Wellington Sewage Pumping Station (partial operation) | Control Panel |  |  | ALR
28471 | COL-PWE-CP-0001 | Control Panel, Operator | COL-PWE | Wellington Sewage Pumping Station (partial operation) | Control Panel |  |  | CP
28472 | COL-PWE-CP-0001 | Control Panel, Operator | COL-PWE-MISC | Miscellaneous Equipment | Control Panel |  |  | CP
28474 | COL-PWE-LSH-0103 | Switch, Level-High | COL-PWE-MISC | Miscellaneous Equipment | Switch,Level |  |  | LSH
28475 | COL-PWE-LSL-0102 | Switch, Level-Low | COL-PWE | Wellington Sewage Pumping Station (partial operation) | Switch,Level |  |  | LSL
28477 | COL-PWE-MISC | Miscellaneous Equipment | COL-PWE | Wellington Sewage Pumping Station (partial operation)
28481 | COL-PWE-WEL-0100 | Wet well, Wellington SPS | COL-PWE | Wellington Sewage Pumping Station (partial operation) |  |  |  | WEL
28494 | COL-PWL-LSLL-0104 | Switch, Level Low-Low | COL-PWL | Willow Avenue Sewage Pumping Station (Wards Island PS#7) | Switch,Level |  |  | LSLL
28625 | FIS-DIS | Disinfection | FIS WORK AREA 1 | Process
28635 | FIS-ELS-CAB-0602 | ELS Cabinet,600 V,Raw Water Pumping Station, MCC Cabinet | {FIS-ELS-CAB} | Asset Group,Electrical Distribution Bus Cabinets |  |  |  | CAB
28636 | FIS-ELS-CAB-0603 | ELS Cabinet,600 V,Filter Building,Mezzanine,North MCC Cabinet | {FIS-ELS-CAB} | Asset Group,Electrical Distribution Bus Cabinets |  |  |  | CAB
28637 | FIS-ELS-CAB-5601 | ELS Cabinet,4.16 kV,Raw Water Pumping Station Cabinet | {FIS-ELS-CAB} | Asset Group,Electrical Distribution Bus Cabinets |  |  |  | CAB
28671 | FIS-ELS-CBL-0100 | Cable,HV,13.8 kV,44T THES Incoming Line HT1,FIS-ELS-LB-0100 | {FIS-ELS-CBL} | Asset Group,ELS Lines,13.8 kV / 4.16 kV |  |  |  | CBL
28672 | FIS-ELS-CBL-1511 | Cable,HV,13.8 kV,Outdoor Substation,FIS-ELS-LB-0101,Primary,FIS-ELS-TR-0101 | {FIS-ELS-CBL} | Asset Group,ELS Lines,13.8 kV / 4.16 kV |  |  |  | CBL
28673 | FIS-ELS-CBL-1521 | Cable,HV,13.8 kV,Outdoor Substation,FIS-ELS-LB-0201,Primary,FIS-ELS-TR-0201 | {FIS-ELS-CBL} | Asset Group,ELS Lines,13.8 kV / 4.16 kV |  |  |  | CBL
28674 | FIS-ELS-CBL-5110 | Cable,HV,4.16 kV,Substation Yard,FIS-ELS-TR-0101,Secondary,Workshop Mezzanine,FIS-ELS-SWG-0101 | {FIS-ELS-CBL} | Asset Group,ELS Lines,13.8 kV / 4.16 kV |  |  |  | CBL
28675 | FIS-ELS-CBL-5210 | Cable,HV,4.16 kV,Workshop Mezzanine,FIS-ELS-SWG-0110,Feeder,Generator Room,FIS-ELS-GEN-2200 | {FIS-ELS-CBL} | Asset Group,ELS Lines,13.8 kV / 4.16 kV |  |  |  | CBL
28676 | FIS-ELS-CBL-5240 | Cable,HV,4.16 kV,Workshop Mezzanine,FIS-ELS-SWG-0104,Feeder,Raw Water Building Upper Level,FIS-ELS-BUS-0400 | {FIS-ELS-CBL} | Asset Group,ELS Lines,13.8 kV / 4.16 kV |  |  |  | CBL
28677 | FIS-ELS-CBL-5311 | Cable,HV,4.16 kV,Raw Water Building Upper Level,FIS-ELS-BUS-0300,Feeder,FIS-RW-P-0101 | {FIS-ELS-CBL} | Asset Group,ELS Lines,13.8 kV / 4.16 kV |  |  |  | CBL
28678 | FIS-ELS-CBL-5321 | Cable,HV,4.16 kV,Raw Water Building Upper Level,FIS-ELS-BUS-0300,Feeder,FIS-RW-P-0201 | {FIS-ELS-CBL} | Asset Group,ELS Lines,13.8 kV / 4.16 kV |  |  |  | CBL
28679 | FIS-ELS-CBL-5331A | Cable,HV,4.16 kV,Raw Water Building Upper Level,FIS-ELS-BUS-0300,Feeder,Raw Water Building Upper Level,FIS-RW-VFD-0301 | {FIS-ELS-CBL} | Asset Group,ELS Lines,13.8 kV / 4.16 kV |  |  |  | CBL
28680 | FIS-ELS-CBL-5331B | Cable,HV,4.16 kV,Raw Water Building Upper Level,FIS-ELS-VFD-0301,Feeder,FIS-RW-P-0301 | {FIS-ELS-CBL} | Asset Group,ELS Lines,13.8 kV / 4.16 kV |  |  |  | CBL
28681 | FIS-ELS-CBL-5451 | Cable,HV,4.16 kV,Raw Water Building Upper Level,FIS-ELS-BUS-0400,Feeder,FIS-RW-P-0501 | {FIS-ELS-CBL} | Asset Group,ELS Lines,13.8 kV / 4.16 kV |  |  |  | CBL
28682 | FIS-ELS-CBL-5611 | Cable,HV,4.16 kV,Filter Building,Mezzanine,FIS-ELS-BUS-0600,Feeder,FIS-BW-P-0101 | {FIS-ELS-CBL} | Asset Group,ELS Lines,13.8 kV / 4.16 kV |  |  |  | CBL
28733 | FIS-ELS-FA-0300 | Fire Prevention, Safety,Raw Water Pumping Station,Upper Level,East | FIS_FEQ | Asset Group, Fire Prevention, Safety, Evacuation and Suppression |  |  |  | FA
28734 | FIS-ELS-FA-0400 | Fire Prevention, Safety,Raw Water Pumping Station,Upper Level,West | FIS_FEQ | Asset Group, Fire Prevention, Safety, Evacuation and Suppression |  |  |  | FA
28735 | FIS-ELS-FA-0500 | Fire Prevention, Safety,Filter Building Mezzanine | FIS_FEQ | Asset Group, Fire Prevention, Safety, Evacuation and Suppression |  |  |  | FA
28758 | FIS-ELS-HTR-0001 | H.V.A.C.,Heater,Unit,Outdoor Substation Switchgear,Outdoor Switchgear Enclosure Heater | FIS-ELS-HVAC | Asset Group, HVAC equipment specific to the preservation of ELS equipment condition | H.V.A.C.,Heater,Unit |  |  | HTR
29008 | FIS-EUS | Production & End User Support | FIS-ITM | Integrated Technology Management
29225 | FIS-FILTER BLDG | Building Location | FIS-EUS | Production & End User Support
29226 | FIS-FILTER BLDG | Building Location | FIS-SPC | Process Control Systems - Services Area
29227 | FIS-FILTER BLDG | Building Location | FIS-SPC2 | Process Control Systems - Equipment
29286 | FIS-FLT PIPE GALLERY | FILTER PIPE GALLERY | FIS-GRK | FIS Buildings & Grounds
29512 | FIS-GRK-0001 | FIS, Building Maintenance | FIS-GRK | FIS Buildings & Grounds |  |  |  | GRK
29541 | FIS-GRND | Asset Group, Facility Ground | FIS-ELS | System, Electrical Distribution System
29543 | FIS-ITM | Integrated Technology Management | FIS | Island Water Treatment Plant
29550 | FIS-LAB | Sampling, Lab Equipment | FIS-SAMP | Sampling Systems
29556 | FIS-LAB-CHEM-0001 | Lab Chemical Equipment | FIS-AUX | Lab, Analyzers |  |  |  | CHEM
29558 | FIS-MARINE YARD | MARINE YARD ISLAND WATER TREATMENT PLANT | FIS-GRK | FIS Buildings & Grounds
29570 | COL-PWP-COM-0001 | Control Panel, Operator | COL-PWP-MISC | Miscellaneous Equipment | Control Panel |  |  | COM
29571 | COL-PWP-CP-0002 | Control Panel, Operator | COL-PWP-MISC | Miscellaneous Equipment | Control Panel |  |  | CP
29572 | COL-PWP-FEQ-0001S | Fire Prevention, Extinguisher | COL-W-OBSOLETE | Col West Obsolete Entities | Fire Prevention,Extinguisher |  | 42899 | FEQ
29575 | COL-PWP-FQ-0001 | Meter, Flow | COL-PWP | West Point Avenue Sewage Pumping Station | Meter,Flow |  |  | FQ
29577 | COL-PWP-HTR-0001 | Heater | COL-PWP-MISC | Miscellaneous Equipment | Heater |  |  | HTR
29578 | COL-PWP-JIT-0002 | Meter, Power Indicating Transmitter, Main Power | COL-PWP | West Point Avenue Sewage Pumping Station | Meter |  |  | JIT
29579 | COL-PWP-JIT-0002 | Meter, Power Indicating Transmitter, Main Power | COL-PWP-MISC | Miscellaneous Equipment | Meter |  |  | JIT
29580 | COL-PWP-LSH-0103 | Switch, Level-High | COL-PWP-MISC | Miscellaneous Equipment | Switch,Level |  |  | LSH
29581 | COL-PWP-LSHH-0104 | Switch, Level High-High | COL-PWP-MISC | Miscellaneous Equipment | Switch,Level |  |  | LSHH
29582 | COL-PWP-LSL-0102 | Switch, Level-Low | COL-PWP | West Point Avenue Sewage Pumping Station | Switch,Level |  |  | LSL
29583 | COL-PWP-LSL-0102 | Switch, Level-Low | COL-PWP-MISC | Miscellaneous Equipment | Switch,Level |  |  | LSL
29584 | COL-PWP-MISC | Miscellaneous Equipment | COL-PWP | West Point Avenue Sewage Pumping Station
29585 | COL-PWP-P-0100 | Pump, Centrifugal | COL-PWP | West Point Avenue Sewage Pumping Station | Pump |  |  | P
29586 | COL-PWP-RPU-0001 | Remote Processing Unit | COL-PWP-MISC | Miscellaneous Equipment | RPU |  |  | RPU
29588 | COL-PWP-SS-0001 | Security System | COL-PWP | West Point Avenue Sewage Pumping Station | Security System |  |  | SS
29589 | COL-PWP-SS-0001 | Security System | COL-PWP-MISC | Miscellaneous Equipment | Security System |  |  | SS
29594 | COL-PWP-WEL-0100 | Wet Well | COL-PWP | West Point Avenue Sewage Pumping Station | Well |  |  | WEL
29595 | COL-PWP-WEL-0100 | Wet Well | COL-PWP-MISC | Miscellaneous Equipment | Well |  |  | WEL
29596 | COL-PWP-WEL-0200 | Well | COL-PWP-MISC | Miscellaneous Equipment | Well |  |  | WEL
29600 | COL-PWR-AUX | Auxiliary Equipment | COL-PWR | West Rouge Pumping Station
29601 | COL-PWR-AUX-MECH | Mechanical Equipment | COL-PWR-AUX | Auxiliary Equipment
29610 | COL-PWR-CB-0002 | Circuit Breaker, Lighting Panel Transformer | COL-PWR-MISC | Miscellaneous Equipment | Circuit Breaker |  | 35103 | CB
29618 | COL-PWR-CP-0001S | Control Panel, Operator | COL-PWR-MISC | Miscellaneous Equipment | Control Panel |  | 35034 | CP
29619 | COL-PWR-CP-0001S | Control Panel, Operator | COL-PWR-SUSPENDED | West Rouge P.S.suspended entities | Control Panel |  | 35034 | CP
29643 | FIS-MCS-MC | Machine Shop & Equipment | FIS-MCS | Mechanical Services
29653 | FIS-MCS-SA | Service Air | FIS-MCS | Mechanical Services
29662 | FIS-METERING-BLDG | Building Location | FIS-EUS | Production & End User Support
29663 | FIS-MIXING-BLDG | Building Location | FIS-EUS | Production & End User Support
29664 | FIS-OFFICE | Computer Location | FIS-ADM-BLDG | Building Location
29665 | FIS-PACL SBS | PACL ROOM | FIS-GRK | FIS Buildings & Grounds
29721 | COL-PWR-FA-5731 | Control Panel, Fire Alarm | COL-PWR-MISC | Miscellaneous Equipment | Control Panel |  | 35101 | FA
29722 | COL-PWR-FA-5731 | Control Panel, Fire Alarm | COL-PWR-SUSPENDED | West Rouge P.S.suspended entities | Control Panel |  | 35101 | FA
29735 | COL-PWR-FIT-5558 | Transmitter, Flow | COL-PWR-MISC | Miscellaneous Equipment | Transmitter |  | 35036 | FIT
29736 | COL-PWR-FIT-5558 | Transmitter, Flow | COL-PWR-SUSPENDED | West Rouge P.S.suspended entities | Transmitter |  | 35036 | FIT
29743 | COL-PWR-FN-0001S | Fan, Centrifugal | COL-PWR | West Rouge Pumping Station | Fan |  | 35100 | FN
29744 | COL-PWR-FN-0001S | Fan, Centrifugal | COL-PWR-MISC | Miscellaneous Equipment | Fan |  | 35100 | FN
29745 | COL-PWR-FN-0003 | Fan, Supply | COL-PWR | West Rouge Pumping Station | Fan |  | 35037 | FN
29746 | COL-PWR-FN-0003 | Fan, Supply | COL-PWR-MISC | Miscellaneous Equipment | Fan |  | 35037 | FN
29747 | COL-PWR-FN-0003 | Fan, Supply | COL-PWR-SUSPENDED | West Rouge P.S.suspended entities | Fan |  | 35037 | FN
29748 | COL-PWR-FN-0004 | Fan, Centrifugal | COL-PWR-MISC | Miscellaneous Equipment | Fan |  | 35038 | FN
29749 | COL-PWR-FN-0004 | Fan, Centrifugal | COL-PWR-SUSPENDED | West Rouge P.S.suspended entities | Fan |  | 35038 | FN
29850 | FIS-PLT | Preliminary Treatment | FIS WORK AREA 1 | Process
29851 | FIS-POL | Polymer System | FIS-PLT | Preliminary Treatment
29892 | FIS-PRE | Pretreatment PMs | FIS-RW | Raw Water Production
29893 | FIS-PRE FILTERED | Sampling | FIS-SAMP | Sampling Systems
29894 | FIS-PW | Plant Water | FIS-TRW | Treated Water Production
29895 | FIS-PWA | Backflow Prevention | FIS-MCS | Mechanical Services
29937 | FIS-RW | Raw Water Production | FIS WORK AREA 1 | Process
30018 | COL-PWR-GDR-5500 | Grinder, Comminutor | COL-PWR-MISC | Miscellaneous Equipment | Grinder |  | 35039 | GDR
30021 | COL-PWR-HS-5735 | Switch, Hand/Transfer | COL-PWR-MISC | Miscellaneous Equipment | Switch |  | 35040 | HS
30033 | COL-PWR-LIT-0301 | Transmitter, Level | COL-PWR | West Rouge Pumping Station | Transmitter,Level |  | 35041 | LIT
30034 | COL-PWR-LIT-0301 | Transmitter, Level | COL-PWR-MISC | Miscellaneous Equipment | Transmitter,Level |  | 35041 | LIT
30035 | COL-PWR-LIT-0301 | Transmitter, Level | COL-PWR-SUSPENDED | West Rouge P.S.suspended entities | Transmitter,Level |  | 35041 | LIT
30051 | COL-PWR-LSH-0302 | Switch, Level-High | COL-PWR | West Rouge Pumping Station | Switch,Level |  | 35091 | LSH
30052 | COL-PWR-LSH-0302 | Switch, Level-High | COL-PWR-SUSPENDED | West Rouge P.S.suspended entities | Switch,Level |  | 35091 | LSH
30053 | COL-PWR-LSH-0402 | Switch, Level-High | COL-PWR | West Rouge Pumping Station | Switch,Level |  | 35092 | LSH
30054 | COL-PWR-LSH-0402 | Switch, Level-High | COL-PWR-MISC | Miscellaneous Equipment | Switch,Level |  | 35092 | LSH
30055 | COL-PWR-LSH-5404 | Switch, Level-High | COL-PWR | West Rouge Pumping Station | Switch,Level |  | 35093 | LSH
30056 | COL-PWR-LSH-5404 | Switch, Level-High | COL-PWR-MISC | Miscellaneous Equipment | Switch,Level |  | 35093 | LSH
30057 | COL-PWR-LSH-5405 | Switch, Level-High | COL-PWR-SUSPENDED | West Rouge P.S.suspended entities | Switch,Level |  | 35094 | LSH
30058 | COL-PWR-LSH-5406 | Switch, Level-High | COL-PWR | West Rouge Pumping Station | Switch,Level |  | 35095 | LSH
30059 | COL-PWR-LSH-5406 | Switch, Level-High | COL-PWR-MISC | Miscellaneous Equipment | Switch,Level |  | 35095 | LSH
30136 | COL-PWR-LSL-0403 | Switch, Level-Low | COL-PWR | West Rouge Pumping Station | Switch,Level |  | 35098 | LSL
30137 | COL-PWR-LSL-0403 | Switch, Level-Low | COL-PWR-MISC | Miscellaneous Equipment | Switch,Level |  | 35098 | LSL
30138 | COL-PWR-LSL-0403 | Switch, Level-Low | COL-PWR-SUSPENDED | West Rouge P.S.suspended entities | Switch,Level |  | 35098 | LSL
30155 | COL-PWR-MCC-0001 | Motor Control Centre | COL-PWR-MISC | Miscellaneous Equipment | Control Panel,MCC |  | 35099 | MCC
30156 | COL-PWR-MCC-0001 | Motor Control Centre | COL-PWR-SUSPENDED | West Rouge P.S.suspended entities | Control Panel,MCC |  | 35099 | MCC
30158 | COL-PWR-MISC | Miscellaneous Equipment | COL-PWR | West Rouge Pumping Station |  |  | 35110
30164 | COL-PWR-P-5510 | Pump, Centrifugal | COL-PWR-SUSPENDED | West Rouge P.S.suspended entities | Pump |  | 35050 | P
30165 | COL-PWR-P-5530 | Pump, Centrifugal | COL-PWR | West Rouge Pumping Station | Pump |  | 35057 | P
30166 | COL-PWR-P-5530 | Pump, Centrifugal | COL-PWR-SUSPENDED | West Rouge P.S.suspended entities | Pump |  | 35057 | P
30181 | COL-PWR-T-0002 | Tank 2, Diesel Fuel | COL-PWR-MISC | Miscellaneous Equipment | Tank |  | 35067 | T
30182 | COL-PWR-T-0002 | Tank 2, Diesel Fuel | COL-PWR-SUSPENDED | West Rouge P.S.suspended entities | Tank |  | 35067 | T
30240 | FIS-SBS | SBS System | FIS-PLT | Preliminary Treatment
30362 | FIS-SES | Safety, Instrumentation & Environmental Services | FIS WORK AREA 2 | Services
30712 | FIS-SES-WASTE | WASTE MATERIAL | FIS-SES | Safety, Instrumentation & Environmental Services
30771 | FIS-SPC | Process Control Systems - Services Area | FIS-ITM | Integrated Technology Management
30820 | FIS-SPC1 | Process Control Systems - Administrative | FIS | Island Water Treatment Plant
30825 | FIS-STORE | Computer Storage Location | FIS-EUS | Production & End User Support
30827 | FIS-TRW | Treated Water Production | FIS WORK AREA 1 | Process
30828 | FIS-TRW OUTPUT | Treated Water Output Sampling | FIS-SAMP | Sampling Systems
30900 | FIS-TRW-PIP-0001-SU | Treated Water Piping System | FIS-TRW-PUMPING | Treated Water Pumping |  |  | 32876 | PIP
30909 | FIS-TRW-PUMPING | Treated Water Pumping | FIS-TRW | Treated Water Production
31083 | FIS-WA1-TRG-0001 | WA1 Staff Training | FIS-FIELD-BUILDING | FIS Field Building Location |  |  |  | TRG
31084 | FIS-WA2-TRG-0001 | WA2 Staff Training | FIS-FIELD-BUILDING | FIS Field Building Location |  |  |  | TRG
31085 | FIS-WWW | Waste Water | FIS WORK AREA 1 | Process
31086 | FIS-WWW | Waste Water | FIS WORK AREA 2 | Services
31087 | FIS-WWW- | Waste Water Output Sampling | FIS-SAMP | Sampling Systems
31140 | FIS>BLD>FLTR>MEZ | FIS Facility, Filter Building, Main Floor, Mezzanine | FIS-ELS | System, Electrical Distribution System
31141 | FIS>BLD>RW>S01>A01 | FIS Facility, Raw Water Pumping Station, Upper Level, Switchgear Area | FIS-ELS | System, Electrical Distribution System
31142 | FIS>BLD>WS>MEZ | FIS Facility, Workshop Building, Mezzanine | FIS-ELS | System, Electrical Distribution System
31143 | FIS_FEQ | Asset Group, Fire Prevention, Safety, Evacuation and Suppression | FIS_FSA | Asset Group, Facility Support
31144 | FIS_SS | Asset Group, Physical Security | FIS_FSA | Asset Group, Facility Support
31202 | COL-PWY-LSLL-0102 | Switch, Level Low-Low | COL-PWY | Wyandot Ave. Sewage Pumping Station (Algonquin Island PS#1) | Switch,Level |  |  | LSLL
31203 | COL-PWY-LSLL-0103 | Switch, Level Low-Low | COL-PWY | Wyandot Ave. Sewage Pumping Station (Algonquin Island PS#1) | Switch,Level |  |  | LSLL
31204 | COL-PWY-LSLL-0104 | Switch, Level Low-Low | COL-PWY | Wyandot Ave. Sewage Pumping Station (Algonquin Island PS#1) | Switch,Level |  |  | LSLL
31215 | COL-RBB-AIT-0003 | Analysis Indicating Transmitter | COL-RBB | Western Beaches Tunnel (Battery Park)-Storm | Transmitter |  |  | AIT
31216 | COL-RBB-AIT-0205 | Analysis Indicating Transmitter | COL-RBB | Western Beaches Tunnel (Battery Park)-Storm | Transmitter |  |  | AIT
31217 | COL-RBB-ALR-0001 | Control Panel, Gas Alarm | COL-RBB | Western Beaches Tunnel (Battery Park)-Storm | Control Panel |  |  | ALR
31218 | COL-RBB-ANL-0122 | Analysis Indicating Transmitter | COL-RBB | Western Beaches Tunnel (Battery Park)-Storm | Transmitter |  |  | ANL
31219 | COL-RBB-ANL-0122 | Analysis Indicating Transmitter | COL-RBB-MISC | Miscellaneous Equipment | Transmitter |  |  | ANL
31222 | COL-RBB-CB-0001 | Circuit Breaker, Electronic Trip | COL-RBB | Western Beaches Tunnel (Battery Park)-Storm | Circuit Breaker |  |  | CB
31223 | COL-RBB-CB-0001 | Circuit Breaker, Electronic Trip | COL-RBB-MISC | Miscellaneous Equipment | Circuit Breaker |  |  | CB
31224 | COL-RBB-CH-0001 | Chamber, U.V. Disinfection | COL-RBB | Western Beaches Tunnel (Battery Park)-Storm | Chamber |  |  | CH
31225 | COL-RBB-CH-0001 | Chamber, U.V. Disinfection | COL-RBB-MISC | Miscellaneous Equipment | Chamber |  |  | CH
31226 | COL-RBB-CP-0004 | Control Panel, Operator | COL-RBB | Western Beaches Tunnel (Battery Park)-Storm | Control Panel |  |  | CP
31227 | COL-RBB-CP-0004 | Control Panel, Operator | COL-RBB-MISC | Miscellaneous Equipment | Control Panel |  |  | CP
31228 | COL-RBB-CP-0005 | Control Panel, Operator | COL-RBB | Western Beaches Tunnel (Battery Park)-Storm | Control Panel |  |  | CP
31229 | COL-RBB-CP-0005 | Control Panel, Operator | COL-RBB-MISC | Miscellaneous Equipment | Control Panel |  |  | CP
31231 | FN2008D | Meter Phosphate , HACH | TAB-STR-ANL-0100 | Portable Meters
31320 | HEE | DOS - HEAVY EQUIPMENT | DOS | DIVISIONAL OPERATIONS SERVICES
31348 | IU2016 | Heat Recovery Building Air Equipment | TAB-AI | Local Compressed Air Equipment
31361 | IU2026 | Auxilliary Building Air Equipment | TAB-AI | Local Compressed Air Equipment
31390 | COL-RBB-CP-0006 | Control Panel, Operator | COL-RBB | Western Beaches Tunnel (Battery Park)-Storm | Control Panel |  |  | CP
31391 | COL-RBB-CP-0006 | Control Panel, Operator | COL-RBB-MISC | Miscellaneous Equipment | Control Panel |  |  | CP
31392 | COL-RBB-CP-0007 | Control Panel, Operator | COL-RBB | Western Beaches Tunnel (Battery Park)-Storm | Control Panel |  |  | CP
31393 | COL-RBB-CP-0007 | Control Panel, Operator | COL-RBB-MISC | Miscellaneous Equipment | Control Panel |  |  | CP
31394 | COL-RBB-DM-0002 | Damper/Louver, Fan 0002 | COL-RBB | Western Beaches Tunnel (Battery Park)-Storm | Damper/Louver |  |  | DM
31395 | COL-RBB-DM-0002 | Damper/Louver, Fan 0002 | COL-RBB-MISC | Miscellaneous Equipment | Damper/Louver |  |  | DM
31396 | COL-RBB-DM-0003 | Damper/Louver, Fan 0001 | COL-RBB | Western Beaches Tunnel (Battery Park)-Storm | Damper/Louver |  |  | DM
31397 | COL-RBB-DM-0003 | Damper/Louver, Fan 0001 | COL-RBB-MISC | Miscellaneous Equipment | Damper/Louver |  |  | DM
31398 | COL-RBB-DM-0004 | Damper/Louver, Fan 0002 | COL-RBB | Western Beaches Tunnel (Battery Park)-Storm | Damper/Louver |  |  | DM
31399 | COL-RBB-DM-0004 | Damper/Louver, Fan 0002 | COL-RBB-MISC | Miscellaneous Equipment | Damper/Louver |  |  | DM
31400 | COL-RBB-DM-0005 | Damper/Louver, Sample Room | COL-RBB-MISC | Miscellaneous Equipment | Damper/Louver |  |  | DM
31401 | COL-RBB-DRV-0101 | Drive, Variable Speed Elec | COL-RBB | Western Beaches Tunnel (Battery Park)-Storm | Drive |  |  | DRV
31402 | COL-RBB-DRV-0101 | Drive, Variable Speed Elec | COL-RBB-MISC | Miscellaneous Equipment | Drive |  |  | DRV
31403 | COL-RBB-DRV-0102 | Drive, Variable Speed Elec | COL-RBB | Western Beaches Tunnel (Battery Park)-Storm | Drive |  |  | DRV
31405 | COL-RBB-FA-0001S | Fire Alarm System, Valve House | COL-RBB-MISC | Miscellaneous Equipment | Building Service,Fire Alarm |  | 42934 | FA
31406 | COL-RBB-FA-0001S | Fire Alarm System, Valve House | COL-W-OBSOLETE | Col West Obsolete Entities | Building Service,Fire Alarm |  | 42934 | FA
31407 | COL-RBB-FEQ-0001S | Fire Prevention, Extinguisher | COL-RBB | Western Beaches Tunnel (Battery Park)-Storm | Fire Prevention,Extinguisher |  | 42905 | FEQ
31408 | COL-RBB-FEQ-0001S | Fire Prevention, Extinguisher | COL-RBB-MISC | Miscellaneous Equipment | Fire Prevention,Extinguisher |  | 42905 | FEQ
31409 | COL-RBB-FEQ-0001S | Fire Prevention, Extinguisher | COL-W-OBSOLETE | Col West Obsolete Entities | Fire Prevention,Extinguisher |  | 42905 | FEQ
31410 | COL-RBB-FEQ-0002S | Fire Prevention, Extinguisher | COL-RBB | Western Beaches Tunnel (Battery Park)-Storm | Fire Prevention,Extinguisher |  | 42906 | FEQ
31411 | COL-RBB-FEQ-0002S | Fire Prevention, Extinguisher | COL-RBB-MISC | Miscellaneous Equipment | Fire Prevention,Extinguisher |  | 42906 | FEQ
31412 | COL-RBB-FEQ-0002S | Fire Prevention, Extinguisher | COL-W-OBSOLETE | Col West Obsolete Entities | Fire Prevention,Extinguisher |  | 42906 | FEQ
31413 | COL-RBB-FIT-0002 | Transmitter, Flow | COL-RBB-MISC | Miscellaneous Equipment | Transmitter |  |  | FIT
31414 | COL-RBB-FIT-0003 | Flow Indicating Transmittetr, | COL-RBB | Western Beaches Tunnel (Battery Park)-Storm | Transmitter |  |  | FIT
31415 | COL-RBB-FIT-0003 | Flow Indicating Transmittetr, | COL-RBB-MISC | Miscellaneous Equipment | Transmitter |  |  | FIT
31416 | COL-RBB-FIT-0221 | Transmitter, Flow | COL-RBB | Western Beaches Tunnel (Battery Park)-Storm | Transmitter |  |  | FIT
31417 | COL-RBB-FN-0001 | Fan, Centrifugal | COL-RBB | Western Beaches Tunnel (Battery Park)-Storm | Fan |  |  | FN
31418 | COL-RBB-FN-0001 | Fan, Centrifugal | COL-RBB-MISC | Miscellaneous Equipment | Fan |  |  | FN
31419 | COL-RBB-FN-0002 | Fan, Exhaust | COL-RBB | Western Beaches Tunnel (Battery Park)-Storm | Fan |  |  | FN
31420 | COL-RBB-FN-0002 | Fan, Exhaust | COL-RBB-MISC | Miscellaneous Equipment | Fan |  |  | FN
31421 | COL-RBB-FN-0003 | Fan, Exhaust | COL-RBB | Western Beaches Tunnel (Battery Park)-Storm | Fan |  |  | FN
31422 | COL-RBB-FN-0003 | Fan, Exhaust | COL-RBB-MISC | Miscellaneous Equipment | Fan |  |  | FN
31424 | COL-RBB-G-0213 | Sluice Gate, | COL-RBB | Western Beaches Tunnel (Battery Park)-Storm | Valve |  |  | G
31425 | COL-RBB-G-0213 | Sluice Gate, | COL-RBB-MISC | Miscellaneous Equipment | Valve |  |  | G
31426 | COL-RBB-HTR-0001 | Heater, Unit | COL-RBB-MISC | Miscellaneous Equipment | Heater |  |  | HTR
31427 | COL-RBB-HTR-0002 | Heater, Unit | COL-RBB-MISC | Miscellaneous Equipment | Heater |  |  | HTR
31428 | COL-RBB-HTR-0003 | Heater, Unit | COL-RBB-MISC | Miscellaneous Equipment | Heater |  |  | HTR
31429 | COL-RBB-JRT-0001 | Transmittter, Power Recording | COL-RBB | Western Beaches Tunnel (Battery Park)-Storm | Meter |  |  | JRT
31430 | COL-RBB-JRT-0001 | Transmittter, Power Recording | COL-RBB-MISC | Miscellaneous Equipment | Meter |  |  | JRT
31432 | COL-RBB-LIT-0202B | Transmitter, Level | COL-RBB | Western Beaches Tunnel (Battery Park)-Storm | Transmitter,Level |  |  | LIT
31433 | COL-RBB-LIT-0202B | Transmitter, Level | COL-RBB-MISC | Miscellaneous Equipment | Transmitter,Level |  |  | LIT
31434 | COL-RBB-LIT-0230A | Transmitter, Level | COL-RBB | Western Beaches Tunnel (Battery Park)-Storm | Transmitter,Level |  |  | LIT
31435 | COL-RBB-LIT-0230A | Transmitter, Level | COL-RBB-MISC | Miscellaneous Equipment | Transmitter,Level |  |  | LIT
31436 | COL-RBB-LIT-0230B | Transmitter, Level | COL-RBB | Western Beaches Tunnel (Battery Park)-Storm | Transmitter,Level |  |  | LIT
31437 | COL-RBB-LIT-0230B | Transmitter, Level | COL-RBB-MISC | Miscellaneous Equipment | Transmitter,Level |  |  | LIT
31438 | COL-RBB-LSH-0200 | Switch, Level-High | COL-RBB | Western Beaches Tunnel (Battery Park)-Storm | Switch,Level |  |  | LSH
31439 | COL-RBB-LSH-0200 | Switch, Level-High | COL-RBB-MISC | Miscellaneous Equipment | Switch,Level |  |  | LSH
31440 | COL-RBB-LTG-0001 | Control Panel, Electrical | COL-RBB | Western Beaches Tunnel (Battery Park)-Storm | Control Panel |  |  | LTG
31441 | COL-RBB-LTG-0002 | Control Panel, Electrical | COL-RBB | Western Beaches Tunnel (Battery Park)-Storm | Control Panel |  |  | LTG
31442 | COL-RBB-LTG-0002 | Control Panel, Electrical | COL-RBB-MISC | Miscellaneous Equipment | Control Panel |  |  | LTG
31446 | COL-RBB-MCC-0001 | Motor Control Centre | COL-RBB-MISC | Miscellaneous Equipment | Control Panel,MCC |  |  | MCC
31447 | COL-RBB-P-0001 | Pump, Submersible | COL-RBB | Western Beaches Tunnel (Battery Park)-Storm | Pump |  |  | P
31873 | COL-RBB-P-0001 | Pump, Submersible | COL-RBB-MISC | Miscellaneous Equipment | Pump |  |  | P
31874 | COL-RBB-P-0101 | Pump, Submersible | COL-RBB | Western Beaches Tunnel (Battery Park)-Storm | Pump |  |  | P
31875 | COL-RBB-PDP-0002 | Control Panel, Power Dist. | COL-RBB | Western Beaches Tunnel (Battery Park)-Storm | Control Panel |  |  | PDP
31876 | COL-RBB-PDP-0002 | Control Panel, Power Dist. | COL-RBB-MISC | Miscellaneous Equipment | Control Panel |  |  | PDP
31877 | COL-RBB-PIT-0001 | Transmitter, Pressure | COL-RBB | Western Beaches Tunnel (Battery Park)-Storm | Transmitter |  |  | PIT
31878 | COL-RBB-PS-0001 | Power Supply, DC | COL-RBB | Western Beaches Tunnel (Battery Park)-Storm | Uninterruptible Power Supply |  |  | PS
31880 | COL-RBB-SC-0002 | Screen, Brush | COL-RBB | Western Beaches Tunnel (Battery Park)-Storm | Screen |  |  | SC
31881 | COL-RBB-SC-0002 | Screen, Brush | COL-RBB-MISC | Miscellaneous Equipment | Screen |  |  | SC
31882 | COL-RBB-SP-0215 | Sampler, Influent Flow | COL-RBB-MISC | Miscellaneous Equipment | Sampler |  |  | SP
31883 | COL-RBB-SP-0217 | Sampler, Forcemain Flow | COL-RBB | Western Beaches Tunnel (Battery Park)-Storm | Sampler |  |  | SP
31884 | COL-RBB-SP-0217 | Sampler, Forcemain Flow | COL-RBB-MISC | Miscellaneous Equipment | Sampler |  |  | SP
31885 | COL-RBB-SS-0001 | Door Entry system, Valve Room | COL-RBB | Western Beaches Tunnel (Battery Park)-Storm | Security System |  |  | SS
31886 | COL-RBB-SS-0001 | Door Entry system, Valve Room | COL-RBB-MISC | Miscellaneous Equipment | Security System |  |  | SS
31887 | COL-RBB-SS-0002 | Door Entry system, Sample Room | COL-RBB | Western Beaches Tunnel (Battery Park)-Storm | Security System |  |  | SS
31888 | COL-RBB-SW-0003 | Switch, Fused | COL-RBB | Western Beaches Tunnel (Battery Park)-Storm | Switch |  |  | SW
31889 | COL-RBB-SW-0003 | Switch, Fused | COL-RBB-MISC | Miscellaneous Equipment | Switch |  |  | SW
31890 | COL-RBB-SW-0004 | Switch, Lighting Transformer 0002 | COL-RBB | Western Beaches Tunnel (Battery Park)-Storm | Switch |  |  | SW
31891 | COL-RBB-SW-0004 | Switch, Lighting Transformer 0002 | COL-RBB-MISC | Miscellaneous Equipment | Switch |  |  | SW
31892 | COL-RBB-SW-0005 | Switch, Valve House | COL-RBB | Western Beaches Tunnel (Battery Park)-Storm | Switch |  |  | SW
31893 | COL-RBB-SW-0005 | Switch, Valve House | COL-RBB-MISC | Miscellaneous Equipment | Switch |  |  | SW
31894 | COL-RBB-SWG-0001 | Switchgear, Indoor | COL-RBB | Western Beaches Tunnel (Battery Park)-Storm | Switchgear |  |  | SWG
31895 | COL-RBB-SWG-0001 | Switchgear, Indoor | COL-RBB-MISC | Miscellaneous Equipment | Switchgear |  |  | SWG
31896 | COL-RBB-SWG-0002 | Switchgear, Indoor | COL-RBB | Western Beaches Tunnel (Battery Park)-Storm | Switchgear |  |  | SWG
31897 | COL-RBB-T-0001 | Tank, Domestic Hot Water | COL-RBB | Western Beaches Tunnel (Battery Park)-Storm | Tank |  |  | T
31898 | COL-RBB-T-0001 | Tank, Domestic Hot Water | COL-RBB-MISC | Miscellaneous Equipment | Tank |  |  | T
31899 | COL-RBB-TR-0001 | Transformer, Power | COL-RBB | Western Beaches Tunnel (Battery Park)-Storm | Transformer |  |  | TR
31900 | COL-RBB-TR-0001 | Transformer, Power | COL-RBB-MISC | Miscellaneous Equipment | Transformer |  |  | TR
31901 | COL-RBB-TR-0003 | Transformer, Lighting Panel 0001 | COL-RBB | Western Beaches Tunnel (Battery Park)-Storm | Transformer |  |  | TR
31903 | COL-RBB-UPS-0001 | UPS, Sample Room | COL-RBB | Western Beaches Tunnel (Battery Park)-Storm | Uninterruptible Power Supply |  |  | UPS
31922 | COL-RBB-WEL-0100 | Wet well | COL-RBB | Western Beaches Tunnel (Battery Park)-Storm | Well |  |  | WEL
31923 | COL-RBB-WEL-0100 | Wet well | COL-RBB-MISC | Miscellaneous Equipment | Well |  |  | WEL
31925 | COL-RBC-CP-0001 | Control Panel, Operator | COL-RBC | Cowan Shaft (WBT)-storm | Control Panel |  |  | CP
31926 | COL-RBC-CP-0001 | Control Panel, Operator | COL-RBC-MISC | Miscellaneous Equipment | Control Panel |  |  | CP
31927 | COL-RBC-CP-0002 | Control Panel, Operator | COL-RBC | Cowan Shaft (WBT)-storm | Control Panel |  |  | CP
31928 | COL-RBC-CP-0002 | Control Panel, Operator | COL-RBC-MISC | Miscellaneous Equipment | Control Panel |  |  | CP
31929 | COL-RBC-DM-0001 | Damper/Louver, Sample Room | COL-RBC | Cowan Shaft (WBT)-storm | Damper/Louver |  |  | DM
31930 | COL-RBC-DM-0001 | Damper/Louver, Sample Room | COL-RBC-MISC | Miscellaneous Equipment | Damper/Louver |  |  | DM
31931 | COL-RBC-FEQ-0001S | Fire Prevention, Extinguisher | COL-RBC | Cowan Shaft (WBT)-storm | Fire Prevention,Extinguisher |  | 42908 | FEQ
31932 | COL-RBC-FIT-0001S | Transmitter, Flow | COL-W-OBSOLETE | Col West Obsolete Entities | Transmitter |  | 47584 | FIT
32151 | COL-RBC-G-0001 | Sluice Gate, | COL-RBC | Cowan Shaft (WBT)-storm | Valve |  |  | G
32152 | COL-RBC-G-0001 | Sluice Gate, | COL-RBC-MISC | Miscellaneous Equipment | Valve |  |  | G
32155 | COL-RBC-HPU-0001 | Drive, Hydraulic system | COL-RBC-MISC | Miscellaneous Equipment | Drive |  |  | HPU
32156 | COL-RBC-HTR-0001 | Heater, Baseboard | COL-RBC | Cowan Shaft (WBT)-storm | Heater |  |  | HTR
32157 | COL-RBC-LIT-0001S | Level Indicating Transmitter | COL-RBC-MISC | Miscellaneous Equipment | Transmitter,Level |  | 47581 | LIT
32158 | COL-RBC-LIT-0001S | Level Indicating Transmitter | COL-W-OBSOLETE | Col West Obsolete Entities | Transmitter,Level |  | 47581 | LIT
32159 | COL-RBC-LIT-0301S | Transmitter, Level | COL-RBC | Cowan Shaft (WBT)-storm | Transmitter,Level |  | 47583 | LIT
32160 | COL-RBC-LIT-0301S | Transmitter, Level | COL-RBC-MISC | Miscellaneous Equipment | Transmitter,Level |  | 47583 | LIT
32161 | COL-RBC-LP-0001 | Control Panel, Lighting | COL-RBC | Cowan Shaft (WBT)-storm | Control Panel |  |  | LP
32162 | COL-RBC-LP-0001 | Control Panel, Lighting | COL-RBC-MISC | Miscellaneous Equipment | Control Panel |  |  | LP
32163 | COL-RBC-LP-0003 | Control Panel, Power Dist. | COL-RBC | Cowan Shaft (WBT)-storm | Control Panel |  |  | LP
32164 | COL-RBC-LP-0003 | Control Panel, Power Dist. | COL-RBC-MISC | Miscellaneous Equipment | Control Panel |  |  | LP
32165 | COL-RBC-MISC | Miscellaneous Equipment | COL-RBC | Cowan Shaft (WBT)-storm
32166 | COL-RBC-RPU-0001 | Remote Processing Unit | COL-RBC-MISC | Miscellaneous Equipment | RPU |  |  | RPU
32167 | COL-RBC-SC-0001 | Screen, Remembrance Trashrack,Shaft,Interception chamber | COL-RBC-MISC | Miscellaneous Equipment | Sampler |  |  | SC
32168 | COL-RBC-SC-0002 | Screen, Aberdeen Trashrack,Shaft,Interception chamber | COL-RBC-MISC | Miscellaneous Equipment | Sampler |  |  | SC
32169 | COL-RBC-SP-0313 | Sampler, Overflow | COL-RBC-MISC | Miscellaneous Equipment | Sampler |  |  | SP
32170 | COL-RBC-SW-0001 | Switch, Main Power | COL-RBC | Cowan Shaft (WBT)-storm | Switch |  |  | SW
32171 | COL-RBC-SW-0001 | Switch, Main Power | COL-RBC-MISC | Miscellaneous Equipment | Switch |  |  | SW
32172 | COL-RBC-UPS-0001 | UPS | COL-RBC | Cowan Shaft (WBT)-storm | Uninterruptible Power Supply |  |  | UPS
32173 | COL-RBC-UPS-0001 | UPS | COL-RBC-MISC | Miscellaneous Equipment | Uninterruptible Power Supply |  |  | UPS
32174 | COL-RBC-WEL-0100 | Wet well | COL-RBC-MISC | Miscellaneous Equipment | Well |  |  | WEL
32176 | COL-RBG-DM-0001 | Damper/Louver, Sample Room | COL-RBG-MISC | Miscellaneous Equipment | Damper/Louver |  |  | DM
32177 | COL-RBG-FEQ-0001S | Fire Prevention, Extinguisher | COL-RBG | Glendale Shaft (WBT)-storm | Fire Prevention,Extinguisher |  | 42909 | FEQ
32178 | COL-RBG-FEQ-0001S | Fire Prevention, Extinguisher | COL-RBG-MISC | Miscellaneous Equipment | Fire Prevention,Extinguisher |  | 42909 | FEQ
32179 | COL-RBG-FEQ-0001S | Fire Prevention, Extinguisher | COL-W-OBSOLETE | Col West Obsolete Entities | Fire Prevention,Extinguisher |  | 42909 | FEQ
32180 | COL-RBG-FIT-0001 | Flow Indicating Transmittetr, | COL-RBG-MISC | Miscellaneous Equipment | Transmitter |  |  | FIT
32181 | COL-RBG-FIT-0412 | Transmitter, Flow | COL-RBG | Glendale Shaft (WBT)-storm | Transmitter |  |  | FIT
32182 | COL-RBG-FIT-0412 | Transmitter, Flow | COL-RBG-MISC | Miscellaneous Equipment | Transmitter |  |  | FIT
32183 | COL-RBG-FN-0001 | Fan, Exhaust | COL-RBG-MISC | Miscellaneous Equipment | Fan |  |  | FN
32184 | COL-RBG-G-0001 | Sluice Gate, | COL-RBG-MISC | Miscellaneous Equipment | Transmitter |  |  | G
32187 | COL-RBG-JIT-0001 | Meter, Power Indicating Transmitter | COL-RBG | Glendale Shaft (WBT)-storm | Meter |  |  | JIT
32188 | COL-RBG-LIT-0001 | Level Indicating Transmitter | COL-RBG | Glendale Shaft (WBT)-storm | Transmitter,Level |  |  | LIT
32189 | COL-RBG-LIT-0401 | Transmitter, Level | COL-RBG-MISC | Miscellaneous Equipment | Transmitter,Level |  |  | LIT
32190 | COL-RBG-LP-0001 | Control Panel, Lighting | COL-RBG | Glendale Shaft (WBT)-storm | Control Panel |  |  | LP
32191 | COL-RBG-LP-0002 | Control Panel, Power Dist. | COL-RBG-MISC | Miscellaneous Equipment | Control Panel |  |  | LP
32192 | COL-RBG-MISC | Miscellaneous Equipment | COL-RBG | Glendale Shaft (WBT)-storm
32193 | COL-RBG-RPU-0001 | Remote Processing Unit | COL-RBG | Glendale Shaft (WBT)-storm | RPU |  |  | RPU
32194 | COL-RBG-SP-0413 | Sampler, Influent Flow | COL-RBG | Glendale Shaft (WBT)-storm | Sampler |  |  | SP
32195 | COL-RBG-SP-0413 | Sampler, Influent Flow | COL-RBG-MISC | Miscellaneous Equipment | Sampler |  |  | SP
32196 | COL-RBG-SP-0414 | Sampler, Overflow | COL-RBG-MISC | Miscellaneous Equipment | Sampler |  |  | SP
32197 | COL-RBG-SW-0001 | Switch, Main Power | COL-RBG | Glendale Shaft (WBT)-storm | Switch |  |  | SW
32198 | COL-RBG-SW-0001 | Switch, Main Power | COL-RBG-MISC | Miscellaneous Equipment | Switch |  |  | SW
32199 | COL-RBG-UPS-0001 | UPS | COL-RBG | Glendale Shaft (WBT)-storm | Uninterruptible Power Supply |  |  | UPS
32200 | COL-RBG-UPS-0001 | UPS | COL-RBG-MISC | Miscellaneous Equipment | Uninterruptible Power Supply |  |  | UPS
32202 | COL-RBG-WEL-0100 | Wet well | COL-RBG | Glendale Shaft (WBT)-storm | Well |  |  | WEL
32203 | COL-RBG-WEL-0100 | Wet well | COL-RBG-MISC | Miscellaneous Equipment | Well |  |  | WEL
32212 | COL-SKW-CB-0002 | Circuit Breaker, Tank Pump | COL-SKW | Kew Beach Detention Tank (Kenilworth)-storm | Circuit Breaker |  |  | CB
32213 | COL-SKW-CB-0002 | Circuit Breaker, Tank Pump | COL-SKW-MISC | Miscellaneous Equipment | Circuit Breaker |  |  | CB
32214 | COL-SKW-CB-0003 | Circuit Breaker, Gate | COL-SKW | Kew Beach Detention Tank (Kenilworth)-storm | Circuit Breaker |  |  | CB
32215 | COL-SKW-CB-0003 | Circuit Breaker, Gate | COL-SKW-MISC | Miscellaneous Equipment | Circuit Breaker |  |  | CB
32216 | COL-SKW-CH-0001 | Chamber, Water Chamber | COL-SKW | Kew Beach Detention Tank (Kenilworth)-storm | Chamber |  |  | CH
32217 | COL-SKW-CH-0001 | Chamber, Water Chamber | COL-SKW-MISC | Miscellaneous Equipment | Chamber |  |  | CH
32218 | COL-SKW-CH-0003 | Chamber, Water | COL-SKW-MISC | Miscellaneous Equipment | Chamber |  |  | CH
32219 | COL-SKW-CH-0004 | Manhole, Sanitary Intercepting Server Monitoring | COL-SKW-MISC | Miscellaneous Equipment | Chamber |  |  | CH
32220 | COL-SKW-CH-0005 | Manhole, Tank Discharge to Asbridge Treametn Plant | COL-SKW | Kew Beach Detention Tank (Kenilworth)-storm | Chamber |  |  | CH
32221 | COL-SKW-CH-0005 | Manhole, Tank Discharge to Asbridge Treametn Plant | COL-SKW-MISC | Miscellaneous Equipment | Chamber |  |  | CH
32222 | COL-SKW-CP-0001 | Control Panel, Operator | COL-SKW | Kew Beach Detention Tank (Kenilworth)-storm | Control Panel |  |  | CP
32223 | COL-SKW-CP-0001 | Control Panel, Operator | COL-SKW-MISC | Miscellaneous Equipment | Control Panel |  |  | CP
32224 | COL-SKW-F-0001 | Filter, Air | COL-SKW | Kew Beach Detention Tank (Kenilworth)-storm | Filter |  |  | F
32225 | COL-SKW-F-0001 | Filter, Air | COL-SKW-MISC | Miscellaneous Equipment | Filter |  |  | F
32226 | COL-SKW-FEQ-0001S | Fire Prevention, Extinguisher | COL-SKW | Kew Beach Detention Tank (Kenilworth)-storm | Fire Prevention,Extinguisher |  | 46860 | FEQ
32227 | COL-SKW-FEQ-0001S | Fire Prevention, Extinguisher | COL-SKW-MISC | Miscellaneous Equipment | Fire Prevention,Extinguisher |  | 46860 | FEQ
32228 | COL-SKW-FEQ-0001S | Fire Prevention, Extinguisher | COL-W-OBSOLETE | Col West Obsolete Entities | Fire Prevention,Extinguisher |  | 46860 | FEQ
32229 | COL-SKW-FN-0001 | Fan, Exhaust | COL-SKW | Kew Beach Detention Tank (Kenilworth)-storm | Fan |  |  | FN
32230 | COL-SKW-FN-0001 | Fan, Exhaust | COL-SKW-MISC | Miscellaneous Equipment | Fan |  |  | FN
32231 | COL-SKW-FN-0002 | Fan, Exhaust | COL-SKW | Kew Beach Detention Tank (Kenilworth)-storm | Fan |  |  | FN
32232 | COL-SKW-FN-0002 | Fan, Exhaust | COL-SKW-MISC | Miscellaneous Equipment | Fan |  |  | FN
32233 | COL-SKW-HTR-0001 | Heater, Baseboard | COL-SKW-MISC | Miscellaneous Equipment | Heater |  |  | HTR
32234 | COL-SKW-HTR-0002 | Heater, Baseboard | COL-SKW-MISC | Miscellaneous Equipment | Heater |  |  | HTR
32235 | COL-SKW-LIT-0001 | Meter, Level | COL-SKW | Kew Beach Detention Tank (Kenilworth)-storm | Transmitter,Level |  |  | LIT
32236 | COL-SKW-LIT-0001 | Meter, Level | COL-SKW-MISC | Miscellaneous Equipment | Transmitter,Level |  |  | LIT
32239 | COL-SKW-LSL-0101 | Switch, Level-Low | COL-SKW | Kew Beach Detention Tank (Kenilworth)-storm | Switch,Level |  |  | LSL
32240 | COL-SKW-LSL-0101 | Switch, Level-Low | COL-SKW-MISC | Miscellaneous Equipment | Switch,Level |  |  | LSL
32241 | COL-SKW-MCC-0001 | Motor Control Centre | COL-SKW-MISC | Miscellaneous Equipment | Control Panel,MCC |  |  | MCC
32242 | COL-SKW-P-0001 | Pump, Submersible | COL-SKW-MISC | Miscellaneous Equipment | Pump |  | 34124 | P
32243 | COL-SKW-P-0100 | Pump, Centrifugal | COL-SKW | Kew Beach Detention Tank (Kenilworth)-storm | Pump |  |  | P
32244 | COL-SKW-RPU-0001 | Remote Processing Unit | COL-SKW | Kew Beach Detention Tank (Kenilworth)-storm | RPU |  |  | RPU
32245 | COL-SKW-RPU-0001 | Remote Processing Unit | COL-SKW-MISC | Miscellaneous Equipment | RPU |  |  | RPU
32248 | COL-SKW-TR-0001 | Transformer, Lighting | COL-SKW | Kew Beach Detention Tank (Kenilworth)-storm | Transformer |  |  | TR
32260 | COL-SMC-AIT-0001 | Analysis Indicating Transmitter, Gas | COL-SMC-MISC | Miscellaneous Equipment | Transmitter |  |  | AIT
32261 | COL-SMC-ALR-0101 | Control Panel, Operator | COL-SMC-MISC | Miscellaneous Equipment | Control Panel |  |  | ALR
32262 | COL-SMC-ALR-0201 | Control Panel, Operator | COL-SMC | Maclean Detention Tank-storm | Control Panel |  |  | ALR
32263 | COL-SMC-ALR-0201 | Control Panel, Operator | COL-SMC-MISC | Miscellaneous Equipment | Control Panel |  |  | ALR
32269 | COL-SMC-CH-0002 | Manhole, #1 | COL-SMC | Maclean Detention Tank-storm | Chamber |  |  | CH
32270 | COL-SMC-CP-0001 | Control Panel, Operator | COL-SMC-MISC | Miscellaneous Equipment | Control Panel |  |  | CP
32271 | COL-SMC-CP-0002 | Control Panel, Operator | COL-SMC-MISC | Miscellaneous Equipment | Control Panel |  |  | CP
32272 | COL-SMC-DM-0001 | Damper, Control Room | COL-SMC | Maclean Detention Tank-storm | Damper/Louver |  |  | DM
33229 | COL-SMC-DM-0001 | Damper, Control Room | COL-SMC-MISC | Miscellaneous Equipment | Damper/Louver |  |  | DM
33230 | COL-SMC-F-0001 | Filter, Air | COL-SMC-MISC | Miscellaneous Equipment | Filter |  |  | F
33231 | COL-SMC-FEQ-0001S | Fire Prevention, Extinguisher | COL-W-OBSOLETE | Col West Obsolete Entities | Fire Prevention,Extinguisher |  | 46864 | FEQ
33234 | COL-SMC-GRF-0001 | Indicator, Ground Fault | COL-SMC | Maclean Detention Tank-storm |  |  |  | GRF
33235 | COL-SMC-GRF-0001 | Indicator, Ground Fault | COL-SMC-MISC | Miscellaneous Equipment |  |  |  | GRF
33236 | COL-SMC-HTR-0002 | Heater, Unit | COL-SMC-MISC | Miscellaneous Equipment | Heater |  |  | HTR
33238 | COL-SMC-LP-0001 | Control Panel, Lighting | COL-SMC | Maclean Detention Tank-storm | Control Panel |  |  | LP
33239 | COL-SMC-LSH-0001 | Switch, Level-High | COL-SMC-MISC | Miscellaneous Equipment | Switch,Level |  |  | LSH
33240 | COL-SMC-LSH-0101 | Switch, Level-High | COL-SMC | Maclean Detention Tank-storm | Switch,Level |  |  | LSH
33241 | COL-SMC-LSH-0103 | Switch, Level-High | COL-SMC | Maclean Detention Tank-storm | Switch,Level |  |  | LSH
33242 | COL-SMC-LSH-0103 | Switch, Level-High | COL-SMC-MISC | Miscellaneous Equipment | Switch,Level |  |  | LSH
33243 | COL-SMC-LSH-0203 | Switch, Level-High | COL-SMC-MISC | Miscellaneous Equipment | Switch,Level |  |  | LSH
33244 | COL-SMC-LSHH-0002 | Switch, Level-High | COL-SMC | Maclean Detention Tank-storm | Switch,Level |  |  | LSHH
33245 | COL-SMC-LSHH-0002 | Switch, Level-High | COL-SMC-MISC | Miscellaneous Equipment | Switch,Level |  |  | LSHH
33246 | COL-SMC-LSL-0102 | Switch, Level-Low | COL-SMC | Maclean Detention Tank-storm | Switch,Level |  |  | LSL
33247 | COL-SMC-LSL-0202 | Switch, Level-Low | COL-SMC | Maclean Detention Tank-storm | Switch,Level |  |  | LSL
33248 | COL-SMC-P-0001 | Pump, Submersible | COL-SMC | Maclean Detention Tank-storm | Pump |  | 34130 | P
33249 | COL-SMC-P-0002 | Pump, Submersible | COL-SMC-MISC | Miscellaneous Equipment | Pump |  | 34129 | P
33250 | COL-SMC-P-0100 | Pump, Stormwater tank | COL-SMC | Maclean Detention Tank-storm | Pump |  |  | P
33251 | COL-SMC-T-0200 | Tank, CSO | COL-SMC-MISC | Miscellaneous Equipment | Tank |  |  | T
33252 | COL-SMC-TR-0001 | Transformer, Lighting | COL-SMC | Maclean Detention Tank-storm | Transformer |  |  | TR
33253 | COL-SMC-TR-0001 | Transformer, Lighting | COL-SMC-MISC | Miscellaneous Equipment | Transformer |  |  | TR
33261 | COL-SPC1 | Process Control Systems - Administrative | COL-SPC | Process Control Systems - Services Area
33264 | COL-SUSPENDED ENTITY | Suspended entities | COL ADMIN | Administration
33265 | COL-SWQTF-BLOW | Blower | COL-SWQTF | Storm Water Quality Treatment Facility
33266 | COL-SWQTF-SI | Sewer Interceptors | COL-SWQTF | Storm Water Quality Treatment Facility
33267 | COL-SWQTF-STM | Storm | COL-SWQTF | Storm Water Quality Treatment Facility
33268 | COL-WEST | West | COL | Complex Systems
33269 | COL-WEST-BLOW | Blower | COL-WEST | West
33274 | COL-YKP | Kipling Yard | YKP-BLD | Collections - 435 Kipling Ave. Building envelope
34354 | MAIN 317 | Main 317 | WTR-LWA | Work Area 2 Central Mains and Chambers
34355 | MAIN 317 | Main 317 | WTR-MT3 | Work Area 3 WEST Mains and Chambers
34356 | MAIN 373 | Main 373 | WTR-LWA | Work Area 2 Central Mains and Chambers
34358 | MAIN-002 | Main 002 | WTR-LWA | Work Area 2 Central Mains and Chambers
34359 | MAIN-006 | Main 006 | WTR-LWA | Work Area 2 Central Mains and Chambers
34360 | MAIN-009 | Main 009 | WTR-LWA | Work Area 2 Central Mains and Chambers
34361 | MAIN-009 | Main 009 | WTR-MT3 | Work Area 3 WEST Mains and Chambers
34362 | MAIN-014 | Main 014 (Transferred to D&C) | WTR-LWA | Work Area 2 Central Mains and Chambers |  |  | 36946
34416 | MAIN-015 | Main 015 (Transferred to D&C) | WTR-LWA | Work Area 2 Central Mains and Chambers |  |  | 36947
34417 | MAIN-016 | Main 016 | WTR-LWA | Work Area 2 Central Mains and Chambers
34418 | MAIN-018 | Main 018 | WTR-LWA | Work Area 2 Central Mains and Chambers
34419 | MAIN-021 | Main 021 | WTR-LWA | Work Area 2 Central Mains and Chambers
34420 | MAIN-025 | Main 025 | WTR-LWA | Work Area 2 Central Mains and Chambers
34421 | MAIN-028A | Main 028A | WTR-LWA | Work Area 2 Central Mains and Chambers
34422 | MAIN-028C | Main 028C | WTR-MT1 | Work Area 1 EAST Mains and Chambers
34423 | MAIN-028D | Main 028D | WTR-LWA | Work Area 2 Central Mains and Chambers
34424 | MAIN-028D | Main 028D | WTR-MT1 | Work Area 1 EAST Mains and Chambers
34425 | MAIN-029 | Main 029 | WTR-LWA | Work Area 2 Central Mains and Chambers
34426 | MAIN-029 EAST | Main 029 | WTR-LWA | Work Area 2 Central Mains and Chambers
34427 | MAIN-029A | Main 029A | WTR-LWA | Work Area 2 Central Mains and Chambers
34428 | MAIN-029B | Main 029B | WTR-LWA | Work Area 2 Central Mains and Chambers
34429 | MAIN-031 | Main 031 | WTR-LWA | Work Area 2 Central Mains and Chambers
34430 | MAIN-036 | Main 036 | WTR-LWA | Work Area 2 Central Mains and Chambers
34431 | MAIN-037 | Main 037 | WTR-LWA | Work Area 2 Central Mains and Chambers
34432 | MAIN-037 | Main 037 | WTR-MT1 | Work Area 1 EAST Mains and Chambers
34433 | MAIN-040 | Main 040 (Transferred to D&C) | WTR-LWA | Work Area 2 Central Mains and Chambers |  |  | 36948
34434 | MAIN-041 | Main 041 (Transferred to D&C) | WTR-LWA | Work Area 2 Central Mains and Chambers
34435 | MAIN-057 | Main 057 (Transferred to D&C) | WTR-LWA | Work Area 2 Central Mains and Chambers |  |  | 36950
34436 | MAIN-061 | Main 061 | WTR-LWA | Work Area 2 Central Mains and Chambers
34437 | MAIN-062 | Main 062 | WTR-LWA | Work Area 2 Central Mains and Chambers
34438 | MAIN-063 | Main 063 (Transferred to D&C) | WTR-LWA | Work Area 2 Central Mains and Chambers |  |  | 36951
34439 | MAIN-083 | Main 083 | WTR-LWA | Work Area 2 Central Mains and Chambers
34440 | MAIN-083 | Main 083 | WTR-MT1 | Work Area 1 EAST Mains and Chambers
34441 | MAIN-086 | Main 086 | WTR-LWA | Work Area 2 Central Mains and Chambers
34442 | MAIN-087 | Main 087 | WTR-LWA | Work Area 2 Central Mains and Chambers
34443 | MAIN-088 | Main 088 | WTR-LWA | Work Area 2 Central Mains and Chambers
34444 | MAIN-089 | Main 089 | WTR-LWA | Work Area 2 Central Mains and Chambers
34445 | MAIN-089 | Main 089 | WTR-MT1 | Work Area 1 EAST Mains and Chambers
34446 | MAIN-091 | Main 091 | WTR-LWA | Work Area 2 Central Mains and Chambers
34447 | MAIN-091 | Main 091 | WTR-MT1 | Work Area 1 EAST Mains and Chambers
34448 | MAIN-092 | Main 092 | WTR-LWA | Work Area 2 Central Mains and Chambers
34449 | MAIN-092 | Main 092 | WTR-MT3 | Work Area 3 WEST Mains and Chambers
34450 | MAIN-096 | Main 096 | WTR-MT1 | Work Area 1 EAST Mains and Chambers
34451 | MAIN-098 | Main 098 | WTR-LWA | Work Area 2 Central Mains and Chambers
34452 | MAIN-098 | Main 098 | WTR-MT3 | Work Area 3 WEST Mains and Chambers
34453 | MAIN-100 | Main 100 | WTR-LWA | Work Area 2 Central Mains and Chambers
34454 | MAIN-100 | Main 100 | WTR-MT3 | Work Area 3 WEST Mains and Chambers
34455 | MAIN-102 | Main 102 | WTR-LWA | Work Area 2 Central Mains and Chambers
34456 | MAIN-102 | Main 102 | WTR-MT3 | Work Area 3 WEST Mains and Chambers
34457 | MAIN-106 | Main 106 | WTR-LWA | Work Area 2 Central Mains and Chambers
34458 | MAIN-106 | Main 106 | WTR-MT1 | Work Area 1 EAST Mains and Chambers
34459 | MAIN-107 | Main 107 | WTR-LWA | Work Area 2 Central Mains and Chambers
34460 | MAIN-107 | Main 107 | WTR-MT1 | Work Area 1 EAST Mains and Chambers
34461 | MAIN-112 | Main 112 | WTR-LWA | Work Area 2 Central Mains and Chambers
34462 | MAIN-113 | Main 113 | WTR-MT1 | Work Area 1 EAST Mains and Chambers
34463 | MAIN-114 | Main 114 | WTR-LWA | Work Area 2 Central Mains and Chambers
34464 | MAIN-116 | Main 116 | WTR-LWA | Work Area 2 Central Mains and Chambers
34465 | MAIN-117 | Main 117 | WTR-MT1 | Work Area 1 EAST Mains and Chambers
34466 | MAIN-118 | Main 118 | WTR-LWA | Work Area 2 Central Mains and Chambers
34467 | MAIN-118 | Main 118 | WTR-MT3 | Work Area 3 WEST Mains and Chambers
34468 | MAIN-119 | Main 119 | WTR-MT1 | Work Area 1 EAST Mains and Chambers
34469 | MAIN-120 | Main 120 | WTR-LWA | Work Area 2 Central Mains and Chambers
34470 | MAIN-120 | Main 120 | WTR-MT1 | Work Area 1 EAST Mains and Chambers
34471 | MAIN-121 | Main 121 | WTR-LWA | Work Area 2 Central Mains and Chambers
34472 | MAIN-121 | Main 121 | WTR-MT3 | Work Area 3 WEST Mains and Chambers
34473 | MAIN-125 | Main 125 | WTR-LWA | Work Area 2 Central Mains and Chambers
34474 | MAIN-125 | Main 125 | WTR-MT3 | Work Area 3 WEST Mains and Chambers
34475 | MAIN-127 | Main 127 | WTR-MT1 | Work Area 1 EAST Mains and Chambers
34476 | MAIN-129 | Main 129 | WTR-LWA | Work Area 2 Central Mains and Chambers
34477 | MAIN-130 | Main 130 | WTR-LWA | Work Area 2 Central Mains and Chambers
34478 | MAIN-130 | Main 130 | WTR-MT1 | Work Area 1 EAST Mains and Chambers
34479 | MAIN-131 | Main 131 | WTR-LWA | Work Area 2 Central Mains and Chambers
34480 | MAIN-132 | Main 132 | WTR-LWA | Work Area 2 Central Mains and Chambers
34481 | MAIN-133 | Main 133 | WTR-LWA | Work Area 2 Central Mains and Chambers
34482 | MAIN-134 | Main 134 | WTR-LWA | Work Area 2 Central Mains and Chambers
34483 | MAIN-135 | Main 135 | WTR-LWA | Work Area 2 Central Mains and Chambers
34484 | MAIN-135 | Main 135 | WTR-MT3 | Work Area 3 WEST Mains and Chambers
34485 | MAIN-136 | Main 136 | WTR-LWA | Work Area 2 Central Mains and Chambers
34486 | MAIN-136 | Main 136 | WTR-MT3 | Work Area 3 WEST Mains and Chambers
34487 | MAIN-141 | Main 141 | WTR-LWA | Work Area 2 Central Mains and Chambers
34488 | MAIN-141 | Main 141 | WTR-MT1 | Work Area 1 EAST Mains and Chambers
34489 | MAIN-142 | Main 142 | WTR-LWA | Work Area 2 Central Mains and Chambers
34490 | MAIN-142 | Main 142 | WTR-MT3 | Work Area 3 WEST Mains and Chambers
34491 | MAIN-144 | Main 144 | WTR-LWA | Work Area 2 Central Mains and Chambers
34492 | MAIN-144 | Main 144 | WTR-MT3 | Work Area 3 WEST Mains and Chambers
34493 | MAIN-147 | Main 147 | WTR-MT1 | Work Area 1 EAST Mains and Chambers
34494 | MAIN-148 | Main 148 | WTR-MT1 | Work Area 1 EAST Mains and Chambers
34495 | MAIN-149 | Main 149 (Transferred to D&C) | WTR-LWA | Work Area 2 Central Mains and Chambers |  |  | 36953
34496 | MAIN-149 | Main 149 (Transferred to D&C) | WTR-MT1 | Work Area 1 EAST Mains and Chambers |  |  | 36953
34497 | MAIN-150 | Main 150 | WTR-LWA | Work Area 2 Central Mains and Chambers
34498 | MAIN-152 | Main 152 | WTR-LWA | Work Area 2 Central Mains and Chambers
34499 | MAIN-154 | Main 154 | WTR-LWA | Work Area 2 Central Mains and Chambers
34500 | MAIN-154 | Main 154 | WTR-MT1 | Work Area 1 EAST Mains and Chambers
34501 | MAIN-156 | Main 156 | WTR-LWA | Work Area 2 Central Mains and Chambers
34502 | MAIN-158 | Main 158 | WTR-MT1 | Work Area 1 EAST Mains and Chambers
34503 | MAIN-160 | Main 160 | WTR-LWA | Work Area 2 Central Mains and Chambers
34504 | MAIN-162 | Main 162 | WTR-MT1 | Work Area 1 EAST Mains and Chambers
34505 | MAIN-165 | Main 165 | WTR-LWA | Work Area 2 Central Mains and Chambers
34506 | MAIN-166 | Main 166 | WTR-LWA | Work Area 2 Central Mains and Chambers
34507 | MAIN-166 | Main 166 | WTR-MT1 | Work Area 1 EAST Mains and Chambers
34508 | MAIN-167 | Main 167 | WTR-LWA | Work Area 2 Central Mains and Chambers
34509 | MAIN-167 | Main 167 | WTR-MT3 | Work Area 3 WEST Mains and Chambers
34510 | MAIN-170 | Main 170 | WTR-LWA | Work Area 2 Central Mains and Chambers
34511 | MAIN-170 | Main 170 | WTR-MT3 | Work Area 3 WEST Mains and Chambers
34512 | MAIN-171 | Main 171 | WTR-LWA | Work Area 2 Central Mains and Chambers
34513 | MAIN-171 | Main 171 | WTR-MT3 | Work Area 3 WEST Mains and Chambers
34514 | MAIN-172 | Main 172 | WTR-LWA | Work Area 2 Central Mains and Chambers
34515 | MAIN-174 | Main 174 | WTR-LWA | Work Area 2 Central Mains and Chambers
34516 | MAIN-174 | Main 174 | WTR-MT3 | Work Area 3 WEST Mains and Chambers
34517 | MAIN-181 | Main 181 | WTR-LWA | Work Area 2 Central Mains and Chambers
34518 | MAIN-181 | Main 181 | WTR-MT1 | Work Area 1 EAST Mains and Chambers
34519 | MAIN-183 | Main 183 | WTR-LWA | Work Area 2 Central Mains and Chambers
34520 | MAIN-183 | Main 183 | WTR-MT1 | Work Area 1 EAST Mains and Chambers
34521 | MAIN-186 | Main 186 | WTR-LWA | Work Area 2 Central Mains and Chambers
34522 | MAIN-186 | Main 186 | WTR-MT1 | Work Area 1 EAST Mains and Chambers
34523 | MAIN-188 | Main 188 | WTR-LWA | Work Area 2 Central Mains and Chambers
34524 | MAIN-188 | Main 188 | WTR-MT3 | Work Area 3 WEST Mains and Chambers
34525 | MAIN-191 | Main 191 | WTR-LWA | Work Area 2 Central Mains and Chambers
34526 | MAIN-191 | Main 191 | WTR-MT3 | Work Area 3 WEST Mains and Chambers
34527 | MAIN-192 | Main 192 | WTR-MT1 | Work Area 1 EAST Mains and Chambers
34528 | MAIN-195 | Main 195 | WTR-LWA | Work Area 2 Central Mains and Chambers
34529 | MAIN-195 | Main 195 | WTR-MT3 | Work Area 3 WEST Mains and Chambers
34530 | MAIN-196 | Main 196 | WTR-LWA | Work Area 2 Central Mains and Chambers
34531 | MAIN-196 | Main 196 | WTR-MT3 | Work Area 3 WEST Mains and Chambers
34532 | MAIN-199 | Main 199 | WTR-LWA | Work Area 2 Central Mains and Chambers
34533 | MAIN-200 | Main 200 | WTR-LWA | Work Area 2 Central Mains and Chambers
34534 | MAIN-200 | Main 200 | WTR-MT1 | Work Area 1 EAST Mains and Chambers
34535 | MAIN-201 | Main 201 | WTR-LWA | Work Area 2 Central Mains and Chambers
34536 | MAIN-201 | Main 201 | WTR-MT3 | Work Area 3 WEST Mains and Chambers
34537 | MAIN-203 | Main 203 | WTR-LWA | Work Area 2 Central Mains and Chambers
34538 | MAIN-203 | Main 203 | WTR-MT3 | Work Area 3 WEST Mains and Chambers
34539 | MAIN-204 | Main 204 (Transferred to D&C) | WTR-LWA | Work Area 2 Central Mains and Chambers |  |  | 36954
34540 | MAIN-205 | Main 205 | WTR-LWA | Work Area 2 Central Mains and Chambers
34541 | MAIN-205 | Main 205 | WTR-MT3 | Work Area 3 WEST Mains and Chambers
34542 | MAIN-207 | Main 207 | WTR-LWA | Work Area 2 Central Mains and Chambers
34543 | MAIN-207 | Main 207 | WTR-MT3 | Work Area 3 WEST Mains and Chambers
34544 | MAIN-208 | Main 208 | WTR-LWA | Work Area 2 Central Mains and Chambers
34545 | MAIN-210 | Main 210 | WTR-LWA | Work Area 2 Central Mains and Chambers
34546 | MAIN-212 | Main 212 | WTR-LWA | Work Area 2 Central Mains and Chambers
34547 | MAIN-212 | Main 212 | WTR-MT1 | Work Area 1 EAST Mains and Chambers
34548 | MAIN-213 | Main 213 | WTR-LWA | Work Area 2 Central Mains and Chambers
34549 | MAIN-213 | Main 213 | WTR-MT1 | Work Area 1 EAST Mains and Chambers
34550 | MAIN-216 | Main 216 | WTR-LWA | Work Area 2 Central Mains and Chambers
34551 | MAIN-216 | Main 216 | WTR-MT1 | Work Area 1 EAST Mains and Chambers
34552 | MAIN-217 | Main 217 | WTR-LWA | Work Area 2 Central Mains and Chambers
34553 | MAIN-217 | Main 217 | WTR-MT1 | Work Area 1 EAST Mains and Chambers
34554 | MAIN-220 | Main 220 | WTR-LWA | Work Area 2 Central Mains and Chambers
34555 | MAIN-220 | Main 220 | WTR-MT1 | Work Area 1 EAST Mains and Chambers
34556 | MAIN-221 | Main 221 | WTR-LWA | Work Area 2 Central Mains and Chambers
34557 | MAIN-221 | Main 221 | WTR-MT1 | Work Area 1 EAST Mains and Chambers
34558 | MAIN-222 | Main 222 | WTR-LWA | Work Area 2 Central Mains and Chambers
34559 | MAIN-222 | Main 222 | WTR-MT3 | Work Area 3 WEST Mains and Chambers
34560 | MAIN-224 | Main 224 | WTR-LWA | Work Area 2 Central Mains and Chambers
34561 | MAIN-224 | Main 224 | WTR-MT1 | Work Area 1 EAST Mains and Chambers
34562 | MAIN-226 | Main 226 | WTR-LWA | Work Area 2 Central Mains and Chambers
34563 | MAIN-227 | Main 227 | WTR-LWA | Work Area 2 Central Mains and Chambers
34564 | MAIN-227 | Main 227 | WTR-MT1 | Work Area 1 EAST Mains and Chambers
34565 | MAIN-228 | Main 228 | WTR-LWA | Work Area 2 Central Mains and Chambers
34566 | MAIN-228 | Main 228 | WTR-MT1 | Work Area 1 EAST Mains and Chambers
34567 | MAIN-230 | Main 230 | WTR-LWA | Work Area 2 Central Mains and Chambers
34568 | MAIN-231 | Main 231 | WTR-LWA | Work Area 2 Central Mains and Chambers
34569 | MAIN-231 | Main 231 | WTR-MT1 | Work Area 1 EAST Mains and Chambers
34570 | MAIN-234 | Main 234 | WTR-LWA | Work Area 2 Central Mains and Chambers
34571 | MAIN-234 | Main 234 | WTR-MT1 | Work Area 1 EAST Mains and Chambers
34572 | MAIN-235 | Main 235 | WTR-LWA | Work Area 2 Central Mains and Chambers
34573 | MAIN-235 | Main 235 | WTR-MT1 | Work Area 1 EAST Mains and Chambers
34574 | MAIN-238 | Main 238 | WTR-LWA | Work Area 2 Central Mains and Chambers
34575 | MAIN-238 | Main 238 | WTR-MT1 | Work Area 1 EAST Mains and Chambers
34576 | MAIN-239 | Main 239 | WTR-LWA | Work Area 2 Central Mains and Chambers
34577 | MAIN-239 | Main 239 | WTR-MT3 | Work Area 3 WEST Mains and Chambers
34578 | MAIN-240 | Main 240 | WTR-LWA | Work Area 2 Central Mains and Chambers
34579 | MAIN-240 | Main 240 | WTR-MT1 | Work Area 1 EAST Mains and Chambers
34580 | MAIN-242 | Main 242 | WTR-LWA | Work Area 2 Central Mains and Chambers
34581 | MAIN-242 | Main 242 | WTR-MT1 | Work Area 1 EAST Mains and Chambers
34582 | MAIN-246 | Main 246 | WTR-LWA | Work Area 2 Central Mains and Chambers
34583 | MAIN-246 | Main 246 | WTR-MT1 | Work Area 1 EAST Mains and Chambers
34584 | MAIN-248 | Main 248 | WTR-LWA | Work Area 2 Central Mains and Chambers
34585 | MAIN-248 | Main 248 | WTR-MT1 | Work Area 1 EAST Mains and Chambers
34586 | MAIN-250 | Main 250 | WTR-LWA | Work Area 2 Central Mains and Chambers
34587 | MAIN-250 | Main 250 | WTR-MT3 | Work Area 3 WEST Mains and Chambers
34588 | MAIN-251 | Main 251 | WTR-LWA | Work Area 2 Central Mains and Chambers
34589 | MAIN-251 | Main 251 | WTR-MT3 | Work Area 3 WEST Mains and Chambers
34590 | MAIN-253 | Main 253 | WTR-LWA | Work Area 2 Central Mains and Chambers
34591 | MAIN-253 | Main 253 | WTR-MT1 | Work Area 1 EAST Mains and Chambers
34592 | MAIN-255 | Main 255 | WTR-LWA | Work Area 2 Central Mains and Chambers
34593 | MAIN-255 | Main 255 | WTR-MT3 | Work Area 3 WEST Mains and Chambers
34594 | MAIN-257 | Main 257 | WTR-LWA | Work Area 2 Central Mains and Chambers
34595 | MAIN-257 | Main 257 | WTR-MT3 | Work Area 3 WEST Mains and Chambers
34596 | MAIN-258 | Main 258 | WTR-LWA | Work Area 2 Central Mains and Chambers
34597 | MAIN-258 | Main 258 | WTR-MT3 | Work Area 3 WEST Mains and Chambers
34598 | MAIN-260 | Main 260 | WTR-LWA | Work Area 2 Central Mains and Chambers
34599 | MAIN-260 | Main 260 | WTR-MT1 | Work Area 1 EAST Mains and Chambers
34600 | MAIN-262 | Main 262 | WTR-LWA | Work Area 2 Central Mains and Chambers
34601 | MAIN-262 | Main 262 | WTR-MT1 | Work Area 1 EAST Mains and Chambers
34602 | MAIN-263 | Main 263 | WTR-LWA | Work Area 2 Central Mains and Chambers
34603 | MAIN-263 | Main 263 | WTR-MT1 | Work Area 1 EAST Mains and Chambers
34604 | MAIN-264 | Main 264 | WTR-LWA | Work Area 2 Central Mains and Chambers
34605 | MAIN-264 | Main 264 | WTR-MT3 | Work Area 3 WEST Mains and Chambers
34606 | MAIN-265 | Main 265 | WTR-LWA | Work Area 2 Central Mains and Chambers
34607 | MAIN-266 | Main 266 | WTR-LWA | Work Area 2 Central Mains and Chambers
34608 | MAIN-266 | Main 266 | WTR-MT1 | Work Area 1 EAST Mains and Chambers
34609 | MAIN-267 | Main 267 | WTR-LWA | Work Area 2 Central Mains and Chambers
34610 | MAIN-267 | Main 267 | WTR-MT1 | Work Area 1 EAST Mains and Chambers
34611 | MAIN-268 | Main 268 | WTR-LWA | Work Area 2 Central Mains and Chambers
34612 | MAIN-268 | Main 268 | WTR-MT1 | Work Area 1 EAST Mains and Chambers
34613 | MAIN-269 | Main 269 | WTR-LWA | Work Area 2 Central Mains and Chambers
34614 | MAIN-269 | Main 269 | WTR-MT1 | Work Area 1 EAST Mains and Chambers
34615 | MAIN-271 | Main 271 | WTR-LWA | Work Area 2 Central Mains and Chambers
34616 | MAIN-271 | Main 271 | WTR-MT1 | Work Area 1 EAST Mains and Chambers
34617 | MAIN-272 | Main 272 | WTR-LWA | Work Area 2 Central Mains and Chambers
34618 | MAIN-275 | Main 275 | WTR-LWA | Work Area 2 Central Mains and Chambers
34619 | MAIN-275 | Main 275 | WTR-MT1 | Work Area 1 EAST Mains and Chambers
34620 | MAIN-276 | Main 276 | WTR-LWA | Work Area 2 Central Mains and Chambers
34621 | MAIN-276 | Main 276 | WTR-MT3 | Work Area 3 WEST Mains and Chambers
34622 | MAIN-281 | Main 281 (Transferred to D&C) | WTR-LWA | Work Area 2 Central Mains and Chambers
34623 | MAIN-282 | Main 282 | WTR-LWA | Work Area 2 Central Mains and Chambers
34624 | MAIN-282 | Main 282 | WTR-MT1 | Work Area 1 EAST Mains and Chambers
34625 | MAIN-284 | Main 284 (Transferred to D&C) | WTR-LWA | Work Area 2 Central Mains and Chambers
34626 | MAIN-286 | Main 286 | WTR-LWA | Work Area 2 Central Mains and Chambers
34627 | MAIN-288 | Main 288 | WTR-LWA | Work Area 2 Central Mains and Chambers
34628 | MAIN-288 | Main 288 | WTR-MT1 | Work Area 1 EAST Mains and Chambers
34629 | MAIN-291 | Main 291 | WTR-LWA | Work Area 2 Central Mains and Chambers
34630 | MAIN-291 | Main 291 | WTR-MT3 | Work Area 3 WEST Mains and Chambers
34631 | MAIN-292 | Main 292 | WTR-LWA | Work Area 2 Central Mains and Chambers
34632 | MAIN-292 | Main 292 | WTR-MT3 | Work Area 3 WEST Mains and Chambers
34633 | MAIN-293 | Main 293 | WTR-LWA | Work Area 2 Central Mains and Chambers
34634 | MAIN-293 | Main 293 | WTR-MT1 | Work Area 1 EAST Mains and Chambers
34635 | MAIN-295 | Main 295 | WTR-LWA | Work Area 2 Central Mains and Chambers
34636 | MAIN-295 | Main 295 | WTR-MT3 | Work Area 3 WEST Mains and Chambers
34637 | MAIN-296 | Main 296 | WTR-LWA | Work Area 2 Central Mains and Chambers
34638 | MAIN-296 | Main 296 | WTR-MT1 | Work Area 1 EAST Mains and Chambers
34639 | MAIN-297 | Main 297 | WTR-LWA | Work Area 2 Central Mains and Chambers
34640 | MAIN-297 | Main 297 | WTR-MT1 | Work Area 1 EAST Mains and Chambers
34641 | MAIN-300 | Main 300 | WTR-LWA | Work Area 2 Central Mains and Chambers
34642 | MAIN-300 | Main 300 | WTR-MT3 | Work Area 3 WEST Mains and Chambers
34643 | MAIN-301 | Main 301 | WTR-LWA | Work Area 2 Central Mains and Chambers
34644 | MAIN-301 | Main 301 | WTR-MT3 | Work Area 3 WEST Mains and Chambers
34645 | MAIN-302 | Main 302 | WTR-LWA | Work Area 2 Central Mains and Chambers
34646 | MAIN-302 | Main 302 | WTR-MT1 | Work Area 1 EAST Mains and Chambers
34647 | MAIN-304 | Main 304 | WTR-LWA | Work Area 2 Central Mains and Chambers
34648 | MAIN-304 | Main 304 | WTR-MT3 | Work Area 3 WEST Mains and Chambers
34649 | MAIN-305 | Main 305 | WTR-LWA | Work Area 2 Central Mains and Chambers
34650 | MAIN-305 | Main 305 | WTR-MT1 | Work Area 1 EAST Mains and Chambers
34651 | MAIN-309 | Main 309 | WTR-LWA | Work Area 2 Central Mains and Chambers
34652 | MAIN-309 | Main 309 | WTR-MT3 | Work Area 3 WEST Mains and Chambers
34653 | MAIN-310 | Main 310 | WTR-LWA | Work Area 2 Central Mains and Chambers
34654 | MAIN-310 | Main 310 | WTR-MT1 | Work Area 1 EAST Mains and Chambers
34655 | MAIN-312 | Main 312 | WTR-LWA | Work Area 2 Central Mains and Chambers
34656 | MAIN-312 | Main 312 | WTR-MT1 | Work Area 1 EAST Mains and Chambers
34657 | MAIN-314 | Main 314 | WTR-LWA | Work Area 2 Central Mains and Chambers
34658 | MAIN-314 | Main 314 | WTR-MT1 | Work Area 1 EAST Mains and Chambers
34659 | MAIN-316 | Main 316 | WTR-LWA | Work Area 2 Central Mains and Chambers
34660 | MAIN-316 | Main 316 | WTR-MT1 | Work Area 1 EAST Mains and Chambers
34661 | MAIN-318 | Main 318 | WTR-LWA | Work Area 2 Central Mains and Chambers
34662 | MAIN-318 | Main 318 | WTR-MT1 | Work Area 1 EAST Mains and Chambers
34663 | MAIN-319 | Main 319 | WTR-MT1 | Work Area 1 EAST Mains and Chambers
34664 | MAIN-321 | Main 321 | WTR-LWA | Work Area 2 Central Mains and Chambers
34665 | MAIN-322 | Main 322 | WTR-LWA | Work Area 2 Central Mains and Chambers
34666 | MAIN-326 | Main 326 | WTR-LWA | Work Area 2 Central Mains and Chambers
34667 | MAIN-332 | Main 332 | WTR-MT1 | Work Area 1 EAST Mains and Chambers
34668 | MAIN-335 | Main 335 | WTR-MT3 | Work Area 3 WEST Mains and Chambers
34669 | MAIN-336 | Main 336 | WTR-MT1 | Work Area 1 EAST Mains and Chambers
34670 | MAIN-337 | Main 337 | WTR-LWA | Work Area 2 Central Mains and Chambers
34671 | MAIN-339 | Main 339 | WTR-MT3 | Work Area 3 WEST Mains and Chambers
34672 | MAIN-340 | Main 340 | WTR-LWA | Work Area 2 Central Mains and Chambers
34673 | MAIN-341 | Main 341 | WTR-LWA | Work Area 2 Central Mains and Chambers
34674 | MAIN-341 | Main 341 | WTR-MT3 | Work Area 3 WEST Mains and Chambers
34675 | MAIN-342 | Main 342 | WTR-LWA | Work Area 2 Central Mains and Chambers
34676 | MAIN-342 | Main 342 | WTR-MT3 | Work Area 3 WEST Mains and Chambers
34677 | MAIN-343 | Main 343 | WTR-MT1 | Work Area 1 EAST Mains and Chambers
34678 | MAIN-345 | Main 345 | WTR-LWA | Work Area 2 Central Mains and Chambers
34679 | MAIN-346 | Main 346 | WTR-MT1 | Work Area 1 EAST Mains and Chambers
34680 | MAIN-348 | Main 348 | WTR-LWA | Work Area 2 Central Mains and Chambers
34681 | MAIN-349 | Main 349 | WTR-LWA | Work Area 2 Central Mains and Chambers
34682 | MAIN-349 | Main 349 | WTR-MT3 | Work Area 3 WEST Mains and Chambers
34683 | MAIN-350 | Main 350 | WTR-LWA | Work Area 2 Central Mains and Chambers
34684 | MAIN-351 | Main 351 | WTR-LWA | Work Area 2 Central Mains and Chambers
34685 | MAIN-351 | Main 351 | WTR-MT3 | Work Area 3 WEST Mains and Chambers
34686 | MAIN-352 | Main 352 | WTR-LWA | Work Area 2 Central Mains and Chambers
34687 | MAIN-352 | Main 352 | WTR-MT3 | Work Area 3 WEST Mains and Chambers
34688 | MAIN-354 | Main 354 | WTR-LWA | Work Area 2 Central Mains and Chambers
34689 | MAIN-356 | Main 356 | WTR-MT3 | Work Area 3 WEST Mains and Chambers
34690 | MAIN-358 | Main 358 | WTR-LWA | Work Area 2 Central Mains and Chambers
34691 | MAIN-360 | Main 360 | WTR-LWA | Work Area 2 Central Mains and Chambers
34692 | MAIN-360 | Main 360 | WTR-MT3 | Work Area 3 WEST Mains and Chambers
34693 | MAIN-361 | Main 361 | WTR-LWA | Work Area 2 Central Mains and Chambers
34694 | MAIN-361 | Main 361 | WTR-MT1 | Work Area 1 EAST Mains and Chambers
34695 | MAIN-364 | Main 364 | WTR-LWA | Work Area 2 Central Mains and Chambers
34696 | MAIN-364 | Main 364 | WTR-MT1 | Work Area 1 EAST Mains and Chambers
34697 | MAIN-365 | Main 365 | WTR-LWA | Work Area 2 Central Mains and Chambers
34698 | MAIN-365 | Main 365 | WTR-MT3 | Work Area 3 WEST Mains and Chambers
34699 | MAIN-368 | Main 368 | WTR-LWA | Work Area 2 Central Mains and Chambers
34700 | MAIN-368 | Main 368 | WTR-MT3 | Work Area 3 WEST Mains and Chambers
34701 | MAIN-369 | Main 369 | WTR-LWA | Work Area 2 Central Mains and Chambers
34702 | MAIN-369 | Main 369 | WTR-MT1 | Work Area 1 EAST Mains and Chambers
34703 | MAIN-370 | Main 370 | WTR-LWA | Work Area 2 Central Mains and Chambers
34704 | MAIN-370 | Main 370 | WTR-MT1 | Work Area 1 EAST Mains and Chambers
34705 | MAIN-372 | Main 372 | WTR-LWA | Work Area 2 Central Mains and Chambers
34706 | MAIN-372 | Main 372 | WTR-MT3 | Work Area 3 WEST Mains and Chambers
34707 | MAIN-374 | Main 374 | WTR-LWA | Work Area 2 Central Mains and Chambers
34708 | MAIN-374 | Main 374 | WTR-MT1 | Work Area 1 EAST Mains and Chambers
34709 | MAIN-376 | Main 376 | WTR-LWA | Work Area 2 Central Mains and Chambers
34710 | MAIN-376 | Main 376 | WTR-MT1 | Work Area 1 EAST Mains and Chambers
34711 | MAIN-378 | Main 378 | WTR-LWA | Work Area 2 Central Mains and Chambers
34712 | MAIN-378 | Main 378 | WTR-MT1 | Work Area 1 EAST Mains and Chambers
34713 | MAIN-380 | Main 380 | WTR-MT1 | Work Area 1 EAST Mains and Chambers
34714 | MAIN-381 | Main 381 | WTR-LWA | Work Area 2 Central Mains and Chambers
34715 | MAIN-382 | Main 382 | WTR-LWA | Work Area 2 Central Mains and Chambers
34716 | MAIN-385 | Main 385 | WTR-LWA | Work Area 2 Central Mains and Chambers
34717 | MAIN-386 | Main 386 | WTR-LWA | Work Area 2 Central Mains and Chambers
34718 | MAIN-388 | Main 388 | WTR-MT1 | Work Area 1 EAST Mains and Chambers
34719 | MAIN-389 | Main 389 | WTR-LWA | Work Area 2 Central Mains and Chambers
34720 | MAIN-390 | Main 390 | WTR-LWA | Work Area 2 Central Mains and Chambers
34728 | MH3966816328 | STORAGE PIPE | TNT-OF | Outfall, Weirs, CSO and Detention Tanks | Door,Overhead
34778 | MTMAMS | MASSEY CREEK STS AND RELIEF | TRK-DON | DON DRAINAGE AREA
34882 | MTMASR | MASSEY CREEK STS AND RELIEF | TRK-DON | DON DRAINAGE AREA
35041 | MTMH100 | LAKE FRONT INTERCEPTOR STS | TRK-DON | DON DRAINAGE AREA
35319 | MTMH123 | (123) Massey Creek STS | TRK-DON | DON DRAINAGE AREA
35589 | MTMH128 | CHIPPING ROAD STS | TRK-DON | DON DRAINAGE AREA
35594 | MTMH129 | VICTORIA-401 STS | TRK-DON | DON DRAINAGE AREA
35845 | MTMH134 | ARMOUR HEIGHTS BYPASS STS | TRK-DON | DON DRAINAGE AREA
35852 | MTMH135 | DUFFERIN STS | TRK-DON | DON DRAINAGE AREA
35893 | MTMH161 | VICTORIA PARK CTS | TRK-DON | DON DRAINAGE AREA
35908 | MTMH162 | GODFREY-FOWLER CTS | TRK-DON | DON DRAINAGE AREA
36014 | MTMH184 | RUSCICA STM | TRK-DON | DON DRAINAGE AREA
36032 | MTMH186 | EGLINTON STM | TRK-DON | DON DRAINAGE AREA
36044 | MTMH187 | WILSON HEIGHTS STM | TRK-DON | DON DRAINAGE AREA
36056 | MTMH188 | ALLEN ROAD STM | TRK-DON | DON DRAINAGE AREA
36090 | MTMH220 | HIGHLAND CREEK STS | TRK-DON | DON DRAINAGE AREA
36367 | MTMH222 | MEADOWDALE STS | TRK-DON | DON DRAINAGE AREA
36368 | MTMH222 | MEADOWDALE STS | TRK-HCK | HIGHLAND CREEK DRAINAGE AREA
36622 | MTMH227 | WEST ROUGE STS | TRK-HCK | HIGHLAND CREEK DRAINAGE AREA
36630 | MTMH228 | CUMBER STS | TRK-DON | DON DRAINAGE AREA
36632 | MTMH320 | HUMBER STS | TRK-DON | DON DRAINAGE AREA
36742 | MTMH321 | QUEENSWAY STS | TRK-HMR | HUMBER DRAINAGE AREA
36932 | MTMH324 | LAKESHORE STS | TRK-HMR | HUMBER DRAINAGE AREA
36976 | MTMH325 | NORTH MIMINO STS | TRK-HMR | HUMBER DRAINAGE AREA
37042 | MTMH326 | ROCKCLIFFE STS | TRK-DON | DON DRAINAGE AREA
37043 | MTMH326 | ROCKCLIFFE STS | TRK-HMR | HUMBER DRAINAGE AREA
37196 | MTMH329 | ROCKCLIFFE 10 INCH STS | TRK-HMR | HUMBER DRAINAGE AREA
37327 | MTMH333 | BERRY CREEK STS | TRK-HMR | HUMBER DRAINAGE AREA
37439 | MTMH360 | HILLARY CTS | TRK-HMR | HUMBER DRAINAGE AREA
37479 | MTMH361 | MOUNT DENNIS CTS | TRK-HMR | HUMBER DRAINAGE AREA
37521 | MTMH362 | ELM CTS | TRK-DON | DON DRAINAGE AREA
37543 | MTMH380 | NORTH YORK STM | TRK-HMR | HUMBER DRAINAGE AREA
37606 | MTMH421 | OTTER CRESENT STS | TRK-NTO | NORTH TORONTO DRAINAGE AREA
37613 | MTMH446 | ST. IVES CTS | TRK-NTO | NORTH TORONTO DRAINAGE AREA
37615 | MTMH460 | FORMAN-YONGE CTS | TRK-DON | DON DRAINAGE AREA
37657 | MTMH461 | MILLWOD CTS | TRK-NTO | NORTH TORONTO DRAINAGE AREA
37679 | MTMH463 | AVENUE MANOR CTS | TRK-DON | DON DRAINAGE AREA
37680 | MTMH463 | AVENUE MANOR CTS | TRK-NTO | NORTH TORONTO DRAINAGE AREA
37702 | MTMH464 | CASTLEWOOD CTS | TRK-NTO | NORTH TORONTO DRAINAGE AREA
37715 | MTMH465 | FAIRFIELD CTS | TRK-NTO | NORTH TORONTO DRAINAGE AREA
37722 | MTMH466 | ST. IVES CTS | TRK-NTO | NORTH TORONTO DRAINAGE AREA
37755 | MTMH480 | NORTH TORONTO STM | TRK-NTO | NORTH TORONTO DRAINAGE AREA
37768 | MTMH520 | LONGBRANCH STS | TRK-LVW | LAKEVIEW DRAINAGE AREA
37849 | MTMH522 | ELMCREST STS | TRK-LVW | LAKEVIEW DRAINAGE AREA
37874 | MTMH523 | 40TH STREET STS | TRK-LVW | LAKEVIEW DRAINAGE AREA
37916 | NORTH SUBSTN_1ST FLR | MSA Substation,1st Floor | TAB_EL1_NS | Electrical Distribution,North Substation
37933 | NRTH SUBSTN_ELE_CNTRL_RM | MSA Substation,Electrical Control Room | TAB_EL1_NS | Electrical Distribution,North Substation
38083 | NX2353A | Fan, Exhaust, EF-14, Heat Recovery Bldg. | TAB-ACC-FN-DEW | Exhaust Fans , Dewatering Bldg.
38243 | NYCC-ADMIN-BLDG | Building Location | YMH-EUS | Production & End User Support
38244 | NYCC-OFFICE | Computer Location | NYCC-ADMIN-BLDG | Building Location
38257 | OST | DOS - OPERATIONS SUPPORT | DOS | DIVISIONAL OPERATIONS SERVICES
38258 | OTH | DOS - OTHERS | DOS | DIVISIONAL OPERATIONS SERVICES
38259 | OTH-DIS | DISTRICT OPERARTIONS | FAC | DOS - FACILITIES
38260 | OTH-DIS-EAST | DISTRICT OPERATIONS - EAST | OTH-DIS | DISTRICT OPERARTIONS
38261 | OTH-DIS-NOR | DISTRICT OPERATIONS - NORTH | FAC-PHA | YARD - 125 PHARMACY ROAD
38262 | OTH-DIS-SOU | DISTRICT OPERATIONS - SOUTH | OTH-DIS | DISTRICT OPERARTIONS
38263 | OTH-PKR | PARKS AND RECREATIONS | OTH | DOS - OTHERS
38264 | OTH-POL | POLICE SERVICES | OTH | DOS - OTHERS
38265 | OTH-TRS | TRANSPORTATION SERVICES | OTH | DOS - OTHERS
38283 | PCS ITERMINAL SERVER | PCS iTerminal Server | YTF-SPC1 | Process Control Systems - Administrative
38284 | PCS STANDBY | YTF SCADA Standby Support | YTF-SPC1 | Process Control Systems - Administrative
38461 | SCC-OFFICE | Computer Location | SCC-ADMIN-BLDG | Building Location
38604 | STRC-16135 | Tower | CH 031 07 | Chamber
38605 | STRC-16136 | Tower | CH 031 05A | Chamber
38612 | SWM-DON | DON WATERSHED | SWM | DOS - STORM WATER MANAGEMENT
38708 | SWM-PDU-CH-0002 | Chamber, Ualtra sonic Level Meter | SWM-PDU-MISC | Miscellaneous Equipment | Chamber |  |  | CH
38709 | SWM-PDU-CP-0001 | Control Panel, Pumps | SWM-PDU | Dunker's Storm | Control Panel |  |  | CP
38712 | SWM-PDU-HTR-0001 | Heater, Pumps Control Panel | SWM-PDU | Dunker's Storm | Heater |  |  | HTR
38713 | SWM-PDU-HTR-0001 | Heater, Pumps Control Panel | SWM-PDU-MISC | Miscellaneous Equipment | Heater |  |  | HTR
38714 | SWM-PDU-HTR-0002 | Heater, Power Supply Panel | SWM-PDU | Dunker's Storm | Heater |  |  | HTR
38715 | SWM-PDU-HTR-0002 | Heater, Power Supply Panel | SWM-PDU-MISC | Miscellaneous Equipment | Heater |  |  | HTR
38716 | SWM-PDU-LIT-0001 | Transmitter, Level | SWM-PDU | Dunker's Storm | Transmitter,Level |  |  | LIT
38717 | SWM-PDU-LP-0001 | Control Panel, Lighting | SWM-PDU | Dunker's Storm | Control Panel |  |  | LP
38718 | SWM-PDU-LP-0001 | Control Panel, Lighting | SWM-PDU-MISC | Miscellaneous Equipment | Control Panel |  |  | LP
38719 | SWM-PDU-LSH-0101 | Switch, Level-High | SWM-PDU | Dunker's Storm | Switch,Level |  |  | LSH
38720 | SWM-PDU-LSH-0101 | Switch, Level-High | SWM-PDU-MISC | Miscellaneous Equipment | Switch,Level |  |  | LSH
38721 | SWM-PDU-LSH-0201 | Switch, Level-High | SWM-PDU | Dunker's Storm | Switch,Level |  |  | LSH
38722 | SWM-PDU-LSH-0201 | Switch, Level-High | SWM-PDU-MISC | Miscellaneous Equipment | Switch,Level |  |  | LSH
38723 | SWM-PDU-MISC | Miscellaneous Equipment | SWM-PDU | Dunker's Storm
38725 | SWM-PDU-P-0100 | Pump, Centrifugal | SWM-PDU | Dunker's Storm | Pump |  |  | P
38726 | SWM-PDU-P-0200 | Pump, Centrifugal | SWM-PDU | Dunker's Storm | Pump |  |  | P
38727 | SWM-PDU-P-0300 | Pump, Centrifugal | SWM-PDU | Dunker's Storm | Pump |  |  | P
38728 | SWM-PDU-P-0400 | Pump, Centrifugal | SWM-PDU | Dunker's Storm | Pump |  |  | P
38729 | SWM-PDU-TR-0001 | Transformer, Power | SWM-PDU | Dunker's Storm | Transformer |  |  | TR
38730 | SWM-PDU-TR-0001 | Transformer, Power | SWM-PDU-MISC | Miscellaneous Equipment | Transformer |  |  | TR
38731 | SWM-PDU-TS-0001 | Switch, Transfer | SWM-PDU | Dunker's Storm | Switch |  |  | TS
38732 | SWM-PDU-TS-0001 | Switch, Transfer | SWM-PDU-MISC | Miscellaneous Equipment | Switch |  |  | TS
38742 | SWM-PDU-WEL-0100 | Wet well | SWM-PDU | Dunker's Storm | Well |  |  | WEL
38743 | SWM-PDU-WEL-0100 | Wet well | SWM-PDU-MISC | Miscellaneous Equipment | Well |  |  | WEL
38744 | SWM-PDU-WEL-0200 | Wet well | SWM-PDU | Dunker's Storm | Well |  |  | WEL
38745 | SWM-PDU-WEL-0200 | Wet well | SWM-PDU-MISC | Miscellaneous Equipment | Well |  |  | WEL
38749 | SWM-PET-CP-0002 | Control Panel, Electrical | SWM-PET | Eglinton - Bellamy Storm Pumping Station | Control Panel |  |  | CP
38750 | SWM-PET-CP-0003 | Control Panel, Operator | SWM-PET | Eglinton - Bellamy Storm Pumping Station | Control Panel |  |  | CP
38751 | SWM-PET-CP-0004 | Control Panel, Operator | SWM-PET | Eglinton - Bellamy Storm Pumping Station | Control Panel |  |  | CP
38752 | SWM-PET-CP-0005 | Control Panel, Operator | SWM-PET | Eglinton - Bellamy Storm Pumping Station | Control Panel |  |  | CP
38753 | SWM-PET-CP-0005 | Control Panel, Operator | SWM-PET-MISC | Miscellaneous Equipment | Control Panel |  |  | CP
38754 | SWM-PET-CP-0006 | Control Panel, Operator | SWM-PET-MISC | Miscellaneous Equipment | Control Panel |  |  | CP
38759 | SWM-PET-FQ-0001 | Meter, Flow | SWM-PET-MISC | Miscellaneous Equipment | Meter,Flow |  |  | FQ
38761 | SWM-PET-GRF-0001 | Indicator, Ground Fault | SWM-PET | Eglinton - Bellamy Storm Pumping Station |  |  |  | GRF
38762 | SWM-PET-GRF-0001 | Indicator, Ground Fault | SWM-PET-MISC | Miscellaneous Equipment |  |  |  | GRF
38763 | SWM-PET-HTR-0001 | Heater | SWM-PET-MISC | Miscellaneous Equipment | Heater |  |  | HTR
38764 | SWM-PET-JIT-0001 | Meter, Power Indicating Transmitter, Main Power | SWM-PET-MISC | Miscellaneous Equipment | Meter |  |  | JIT
38765 | SWM-PET-LP-0001 | Control Panel, Lighting | SWM-PET-MISC | Miscellaneous Equipment | Control Panel |  |  | LP
38766 | SWM-PET-LSHH-0104 | Switch, Level High-High | SWM-PET-MISC | Miscellaneous Equipment | Switch,Level |  |  | LSHH
38767 | SWM-PET-LSL-0102 | Switch, Level-Low | SWM-PET | Eglinton - Bellamy Storm Pumping Station | Switch |  |  | LSL
38768 | SWM-PET-LSL-0102 | Switch, Level-Low | SWM-PET-MISC | Miscellaneous Equipment | Switch |  |  | LSL
38775 | SWM-PET-SW-0001 | Switch, Main Electrical Disconnect | SWM-PET | Eglinton - Bellamy Storm Pumping Station | Switch |  |  | SW
38776 | SWM-PET-SW-0002 | Switch, Pumps Power | SWM-PET | Eglinton - Bellamy Storm Pumping Station | Switch |  |  | SW
38777 | SWM-PET-SW-0003 | Switch, Transformer | SWM-PET | Eglinton - Bellamy Storm Pumping Station | Switch |  |  | SW
38778 | SWM-PET-SW-0003 | Switch, Transformer | SWM-PET-MISC | Miscellaneous Equipment | Switch |  |  | SW
38779 | SWM-PET-SW-0004 | Switch, Phase Lights | SWM-PET | Eglinton - Bellamy Storm Pumping Station | Switch |  |  | SW
38780 | SWM-PET-T-0001 | Tank, Diesel Fuel | SWM-PET | Eglinton - Bellamy Storm Pumping Station | Tank |  |  | T
38781 | SWM-PET-TR-0001 | Transformer, Power | SWM-PET | Eglinton - Bellamy Storm Pumping Station | Transformer |  |  | TR
38782 | SWM-PET-TR-0001 | Transformer, Power | SWM-PET-MISC | Miscellaneous Equipment | Transformer |  |  | TR
38783 | SWM-PET-TS-0001 | Switch, Transfer | SWM-PET | Eglinton - Bellamy Storm Pumping Station | Switch |  |  | TS
38859 | SWM-PIT-MISC | Miscellaneous Equipment | SWM-PIT | Islington Storm Pumping Station
38860 | SWM-PIT-OIT-0001 | Operator Interface Terminal | SWM-PIT | Islington Storm Pumping Station | Computer Equipment,Monitor |  |  | OIT
38861 | SWM-PIT-OIT-0001 | Operator Interface Terminal | SWM-PIT-MISC | Miscellaneous Equipment | Computer Equipment,Monitor |  |  | OIT
38884 | SWM-PMG-ALR-0001 | Alarm, Gas | SWM-PMG | Martin Grove Storm Pumping Station | Fire Prevention,Alarm |  |  | ALR
38889 | SWM-PMG-FA-0001S | Fire Alarm System, Building | COL-W-OBSOLETE | Col West Obsolete Entities | Building Service,Fire Alarm |  | 42937 | FA
38907 | SWM-PMG-MISC | Miscellaneous Equipment | SWM-PMG | Martin Grove Storm Pumping Station
38961 | SWM-PNQ-MISC | Miscellaneous Equipment | SWM-PNQ | North Queen Storm Pumping Station
38962 | SWM-PNQ-OIT-0001 | Operator Interface Terminal | SWM-PNQ | North Queen Storm Pumping Station | Computer Equipment,Monitor |  |  | OIT
38964 | SWM-PNQ-RPU-0001 | Remote Processing Unit | SWM-PNQ | North Queen Storm Pumping Station | RPU |  |  | RPU
38965 | SWM-PNQ-RPU-0001 | Remote Processing Unit | SWM-PNQ-MISC | Miscellaneous Equipment | RPU |  |  | RPU
38969 | SWM-PNQ-UPS-0001 | UPS, RPU Panel | SWM-PNQ | North Queen Storm Pumping Station | Uninterruptible Power Supply |  |  | UPS
38980 | SWM-PPP-CP-0001 | Control Panel, Operator | SWM-PPP-MISC | Miscellaneous Equipment | Control Panel |  |  | CP
38981 | SWM-PPP-LSH-0101 | Switch, Level-High | SWM-PPP-MISC | Miscellaneous Equipment | Switch,Level |  |  | LSH
38982 | SWM-PPP-LSH-0102 | Switch, Level-High | SWM-PPP | Pantry Park Sewage Pumping Station | Switch,Level |  |  | LSH
38983 | SWM-PPP-LSH-0102 | Switch, Level-High | SWM-PPP-MISC | Miscellaneous Equipment | Switch,Level |  |  | LSH
38984 | SWM-PPP-LSL-0101 | Switch, Level-Low | SWM-PPP | Pantry Park Sewage Pumping Station | Switch |  |  | LSL
38988 | SWM-PWD-COM-0001 | Control Panel, Operator | SWM-PWD | Warden Storm | Control Panel |  |  | COM
38989 | SWM-PWD-COM-0001 | Control Panel, Operator | SWM-PWD-MISC | Miscellaneous Equipment | Control Panel |  |  | COM
38990 | SWM-PWD-CP-0002 | Control Panel, Operator | SWM-PWD | Warden Storm | Control Panel |  |  | CP
38991 | SWM-PWD-CP-0003 | Control Panel, Diesel Engine Alarm Control Panel | SWM-PWD-MISC | Miscellaneous Equipment | Control Panel |  |  | CP
38992 | SWM-PWD-CP-0004 | Control Panel, Operator | SWM-PWD-MISC | Miscellaneous Equipment | Control Panel |  |  | CP
38993 | SWM-PWD-CP-0005 | Control Panel, Operator | SWM-PWD-MISC | Miscellaneous Equipment | Control Panel |  |  | CP
38994 | SWM-PWD-CP-0006 | Control Panel, Diesel Engine Duty Control Panel | SWM-PWD | Warden Storm | Control Panel |  |  | CP
38997 | SWM-PWD-DM-0001 | Damper/Louver, Supply Air | SWM-PWD | Warden Storm | Damper/Louver |  |  | DM
38998 | SWM-PWD-DM-0001 | Damper/Louver, Supply Air | SWM-PWD-MISC | Miscellaneous Equipment | Damper/Louver |  |  | DM
38999 | SWM-PWD-ENG-0001 | Engine, Diesel | SWM-PWD | Warden Storm | Engine |  |  | ENG
39000 | SWM-PWD-ENG-0001 | Engine, Diesel | SWM-PWD-MISC | Miscellaneous Equipment | Engine |  |  | ENG
39001 | SWM-PWD-ENG-0002 | Engine, Diesel | SWM-PWD | Warden Storm | Engine |  |  | ENG
39002 | SWM-PWD-ENG-0002 | Engine, Diesel | SWM-PWD-MISC | Miscellaneous Equipment | Engine |  |  | ENG
39003 | SWM-PWD-ENG-0100 | Engine, Diesel | SWM-PWD | Warden Storm | Engine |  |  | ENG
39004 | SWM-PWD-ENG-0100 | Engine, Diesel | SWM-PWD-MISC | Miscellaneous Equipment | Engine |  |  | ENG
39005 | SWM-PWD-ENG-0200 | Engine, Diesel | SWM-PWD | Warden Storm | Engine |  |  | ENG
39006 | SWM-PWD-ENG-0200 | Engine, Diesel | SWM-PWD-MISC | Miscellaneous Equipment | Engine |  |  | ENG
39007 | SWM-PWD-FEQ-0001S | Fire Prevention, Extinguisher | SWM-PWD-MISC | Miscellaneous Equipment | Fire Prevention,Extinguisher |  | 42914 | FEQ
39010 | SWM-PWD-FN-0001 | Fan, Exhaust | SWM-PWD-MISC | Miscellaneous Equipment | Fan |  |  | FN
39011 | SWM-PWD-FQ-0001 | Meter, Flow | SWM-PWD | Warden Storm | Meter,Flow |  |  | FQ
39012 | SWM-PWD-FQ-0001 | Meter, Flow | SWM-PWD-MISC | Miscellaneous Equipment | Meter,Flow |  |  | FQ
39015 | SWM-PWD-HTR-0001 | Heater, Main Control Room | SWM-PWD | Warden Storm | Heater |  |  | HTR
39016 | SWM-PWD-HTR-0001 | Heater, Main Control Room | SWM-PWD-MISC | Miscellaneous Equipment | Heater |  |  | HTR
39017 | SWM-PWD-JIT-0001 | Meter, Power Indicating Transmitter, Main Power | SWM-PWD-MISC | Miscellaneous Equipment | Meter |  |  | JIT
39018 | SWM-PWD-LP-0001 | Control Panel, Lighting | SWM-PWD | Warden Storm | Control Panel |  |  | LP
39019 | SWM-PWD-LSH-0103 | Switch, Level-High | SWM-PWD-MISC | Miscellaneous Equipment | Switch,Level |  |  | LSH
39020 | SWM-PWD-LSHH-0104 | Switch, Level High-High | SWM-PWD | Warden Storm | Switch,Level |  |  | LSHH
39021 | SWM-PWD-LSHH-0104 | Switch, Level High-High | SWM-PWD-MISC | Miscellaneous Equipment | Switch,Level |  |  | LSHH
39022 | SWM-PWD-LSHH-0107 | Switch, Level High-High | SWM-PWD-MISC | Miscellaneous Equipment | Switch,Level |  |  | LSHH
39023 | SWM-PWD-LSLL-0101 | Switch, Level Low-Low | SWM-PWD-MISC | Miscellaneous Equipment | Switch,Level |  |  | LSLL
39024 | SWM-PWD-LSLL-0105 | Switch, Level Low-Low | SWM-PWD | Warden Storm | Switch,Level |  |  | LSLL
39029 | SWM-PWD-MISC | Miscellaneous Equipment | SWM-PWD | Warden Storm
39035 | SWM-PWD-SW-0001 | Switch, Main Electrical Disconnect | SWM-PWD | Warden Storm | Switch |  |  | SW
39036 | SWM-PWD-SW-0001 | Switch, Main Electrical Disconnect | SWM-PWD-MISC | Miscellaneous Equipment | Switch |  |  | SW
39037 | SWM-PWD-SW-0002 | Switch, Pump Control Panel Doisconnect | SWM-PWD | Warden Storm | Switch |  |  | SW
39038 | SWM-PWD-SW-0003 | Switch, Lighting Transformer | SWM-PWD-MISC | Miscellaneous Equipment | Switch |  |  | SW
39087 | SWM-PWD-SW-0004 | Switch, Lighting Panel | SWM-PWD-MISC | Miscellaneous Equipment | Switch |  |  | SW
39088 | SWM-PWD-SW-0005 | Switch, Phase Lights | SWM-PWD | Warden Storm | Switch |  |  | SW
39089 | SWM-PWD-SW-0005 | Switch, Phase Lights | SWM-PWD-MISC | Miscellaneous Equipment | Switch |  |  | SW
39090 | SWM-PWD-T-0001 | Tank, Diesel Fuel | SWM-PWD | Warden Storm | Tank |  |  | T
39091 | SWM-PWD-TR-0001 | Transformer, Power | SWM-PWD-MISC | Miscellaneous Equipment | Transformer |  |  | TR
39137 | SWM-PWI-MISC | Miscellaneous Equipment | SWM-PWI | Wilson Storm Pumping Station
39183 | TAB | Ashbridges Bay Treatment Plant | WWT | Wastewater Treatment
39184 | TAB COMMUNICATIONS | TAB Communications | TAB-SPC1 | Process Control Systems - Administrative
39185 | TAB EUS SERVER ROOM | Communication Switch | TAB-ADMIN-BLDG | Building Location
39186 | TAB OIT | TAB OIT | TAB-SPC1 | Process Control Systems - Administrative
39187 | TAB PLC | TAB PLC | TAB-SPC1 | Process Control Systems - Administrative
39188 | TAB SCADA SERVERS | TAB SCADA Servers | TAB-SPC1 | Process Control Systems - Administrative
39415 | TAB-ACC-AHU-AUX | AHUs/Supply Fans Aux. Bldg | TAB-ACC-AHU | Air Handling Unit & Supply Fan
39416 | TAB-ACC-AHU-BL | AHUs/Supply Fans Blower Bldg. | TAB-ACC-AHU | Air Handling Unit & Supply Fan
39418 | TAB-ACC-AHU-DEW | AHUs/Supply Fans Dewater. Bldg. | TAB-ACC-AHU | Air Handling Unit & Supply Fan
39419 | TAB-ACC-AHU-PWPS | AHUs/Supply Fans PWPS | TAB-ACC-AHU | Air Handling Unit & Supply Fan
39420 | TAB-ACC-AHU-SEAWL | AHUs/Supply Fans Sea Wall Substation | TAB-ACC-AHU | Air Handling Unit & Supply Fan
39421 | TAB-ACC-AHU-THK | AHUs/Supply Fans Float. Bldg. | TAB-ACC-AHU | Air Handling Unit & Supply Fan
39422 | TAB-ACC-AHU-ZBLDG | AHUs/Supply Fans Z. Bldg. | TAB-ACC-AHU | Air Handling Unit & Supply Fan
39466 | TAB-ACC-BO 2 | Boiler # 2, Hot Water Heating, Volcano B-2 | TAB-ACC-BO | Hot Water Boilers
39467 | TAB-ACC-BO 3 | Boiler # 3, Hot Water Heating, Volcano B-3 | TAB-ACC-BO | Hot Water Boilers
39468 | TAB-ACC-BO 4 | Boiler # 4, Hot Water Heating, Volcano B-4 | TAB-ACC-BO | Hot Water Boilers
39469 | TAB-ACC-BO 6 | Boiler # 6, Hot Water Heating | TAB-ACC-BO | Hot Water Boilers
39519 | TAB-ACC-DIG-0010 | Digester Gas Train, Boiler #1, Z Building | TAB-ACC-BO 1 | Boiler # 1, Hot Water Heating, Volcano B-1 |  |  |  | DIG
39520 | TAB-ACC-DIG-0020 | Digester Gas Train, Boiler #2, Z Building | TAB-ACC-BO 2 | Boiler # 2, Hot Water Heating, Volcano B-2 |  |  |  | DIG
39521 | TAB-ACC-DIG-0030 | Digester Gas Train, Boiler #3, Z Building | TAB-ACC-BO 3 | Boiler # 3, Hot Water Heating, Volcano B-3 |  |  |  | DIG
39804 | TAB-ACC-FLU | Flue Gas system Boilers | TAB-ACC-BO | Hot Water Boilers
39805 | TAB-ACC-FN | Exhaust Fans | TAB-WORK-AREA-6 | Work Area 6
39811 | TAB-ACC-FN-01-04 | Exhaust Fans , Digester 01-04 | TAB-ACC-FN | Exhaust Fans |  |  |  | FN
39850 | COM-INORG-P | Pipettes - Inorganic | BOM-LAB-COM-INORG | Laboratory - Inorganic
39851 | COW | DOS - CONSTRUCTION WEST | DOS | DIVISIONAL OPERATIONS SERVICES
39859 | CU2002 | Tank, Air, Air Padding System for Chlorine Tank Cars | TAB-DIS-ALP-0100 | Air Padding System for Chlorine Tank Cars | Tank,Reservoir
39881 | DEE-INORG-P | Pipettes - Inorganic | BOM-LAB-DEE-INORG | Laboratory - Inorganic
39887 | TAB-ACC-FN-05-08 | Exhaust Fans , Digester 05-08 | TAB-ACC-FN | Exhaust Fans |  |  |  | FN
39893 | TAB-ACC-FN-09-12 | Exhaust Fans , Digester 09-12 | TAB-ACC-FN | Exhaust Fans |  |  |  | FN
39935 | TAB-ACC-FN-1501 | Fan, Exhaust, Seawall Sub Stn | TAB-ACC-FN-ELS | Exhaust Fans ,Electrical & Sub stations |  |  |  | FN
39950 | TAB-ACC-FN-19-22 | Exhaust Fans , Digester 19-22 | TAB-ACC-FN | Exhaust Fans |  |  |  | FN
40017 | DIS YFW | Building Location | DIS-SPC | Process Control Systems
40018 | DIS YKP | Building Location | DIS-SPC | Process Control Systems
40019 | DIS-DECOM | Building Location | DIS-EUS | Production & End User Support
40020 | DIS-EUS | Production & End User Support | DIS-ITM | Integrated Technology Management
40021 | DIS-ITM | Integrated Technology Management | DIS | District Operations
40022 | DIS-PHA | Building Location | DIS-EUS | Production & End User Support
40023 | DIS-YDR | Building Location | DIS-EUS | Production & End User Support
40024 | DIS-YEM | Building Location | DIS-EUS | Production & End User Support
40025 | DIS-YKP | Building Location | DIS-EUS | Production & End User Support
40053 | DOS-AGL | DOS ALTERNATE GL | OS | Operational Support
40278 | DP PUMP | Toronto Water - Pump DP
40279 | DP-TW HIERARCHY | Toronto Water - Standard
40335 | TAB-ACC-FN-AUX | Exhaust Fans , Aux. Bldg | TAB-ACC-FN-ZBLDG | Exhaust Fans , Z Bldg
40336 | TAB-ACC-FN-BL | Exhaust Fans Blower Bldg. | TAB-ACC-AHU | Air Handling Unit & Supply Fan
40337 | TAB-ACC-FN-CHL | Exhaust Fans , Chlorine Bldg. | TAB-ACC-FN | Exhaust Fans
40338 | TAB-ACC-FN-DEW | Exhaust Fans , Dewatering Bldg. | TAB-ACC-FN | Exhaust Fans
40339 | TAB-ACC-FN-HRS | Exhaust Fans , Heat Recovery Bldg | TAB-ACC-FN | Exhaust Fans
40340 | TAB-ACC-FN-IPS | Exhaust Fans , IPS Bldg | TAB-ACC-FN | Exhaust Fans
40341 | TAB-ACC-FN-M&T | Exhaust Fans , M&T Bldg. | TAB-ACC-FN | Exhaust Fans
40342 | TAB-ACC-FN-PBLDG | Exhaust Fans , P Bldg | TAB-ACC-FN | Exhaust Fans
40343 | TAB-ACC-FN-PWPS | Fan, Exhaust, PWPS Bldg. | TAB-ACC-FN | Exhaust Fans
40344 | TAB-ACC-FN-STCK | Exhaust Fans , Stack | TAB-ACC-FN | Exhaust Fans
40345 | TAB-ACC-FN-WGB | Exhaust Fans Waste Gas Burner Station | TAB-ACC-FN | Exhaust Fans | Fan
40562 | TAB-ACC-HTR-05-08 | Unit Heaters- Digester 05-08 | TAB-ACC-HTR | Heaters- Convection, |  |  |  | HTR
40643 | TAB-ACC-HTR-19-22 | Unit Heaters- Digester 19-22 | TAB-ACC-HTR | Heaters- Convection, |  |  |  | HTR
40869 | TAB-ACC-HTR-ADM | Unit Heaters- Old Administration Bldg | TAB-ACC-HTR | Heaters- Convection,
40870 | TAB-ACC-HTR-CHL | Unit Heaters- Chlorination Bldg | TAB-ACC-HTR | Heaters- Convection,
40871 | TAB-ACC-HTR-DEW | Unit Heaters- Dewatering Bldg | TAB-ACC-HTR | Heaters- Convection,
40872 | TAB-ACC-HTR-ELS | Unit Heaters- Electrical/Sub station Bldg | TAB-ACC-HTR | Heaters- Convection,
40873 | TAB-ACC-HTR-IPS | Unit Heaters-IPS Bldg | TAB-ACC-HTR | Heaters- Convection,
40875 | TAB-ACC-HTR-PRS | Unit Heaters- PRS Room, Tunnels and Ferric gallery | TAB-ACC-HTR | Heaters- Convection,
40876 | TAB-ACC-HTR-SEAWALL | Unit Heaters ( New Project Sea Wall Sub-station) | TAB-ACC-HTR | Heaters- Convection,
40877 | TAB-ACC-HTR-SLO | Unit Heaters- Silo Bldg | TAB-ACC-HTR | Heaters- Convection,
40878 | TAB-ACC-HTR-THK | Unit Heaters- Floatation Bldg | TAB-ACC-HTR | Heaters- Convection,
40879 | TAB-ACC-HTR-TLB | Unit Heaters- Truck Loading Bay | TAB-ACC-HTR | Heaters- Convection,
40920 | TAB-ACC-NGS-0010B | Natural Gas Train, Pilot,Boiler #1, Z Building | TAB-ACC-BO 1 | Boiler # 1, Hot Water Heating, Volcano B-1 |  |  |  | NGS
40921 | TAB-ACC-NGS-0020A | Natural Gas Train, Boiler #2, Z Building | TAB-ACC-BO 2 | Boiler # 2, Hot Water Heating, Volcano B-2 |  |  |  | NGS
40922 | TAB-ACC-NGS-0020B | Natural Gas Train, Pilot,Boiler #2, Z Building | TAB-ACC-BO 2 | Boiler # 2, Hot Water Heating, Volcano B-2 |  |  |  | NGS
40923 | TAB-ACC-NGS-0030A | Natural Gas Train, Boiler #3, Z Building | TAB-ACC-BO 3 | Boiler # 3, Hot Water Heating, Volcano B-3 |  |  |  | NGS
40924 | TAB-ACC-NGS-0040B | Natural Gas Pilot Train, Boiler #4, Z Building | TAB-ACC-BO 4 | Boiler # 4, Hot Water Heating, Volcano B-4 |  |  |  | NGS
41875 | DU6501 | Digester 19-22 Air Equipment | TAB-AI | Local Compressed Air Equipment
42286 | ECC-EUS | Production & End User Support | ECC-ITM | Integrated Technology Management
42287 | ECC-OFFICE | Computer Location | ECC-ADMIN-BLDG | Building Location
42509 | ELQ1854 | Electrical Services 110 - 220V, Dewatering | THC-DEW | Dewatering Process | Building Service,Electrical 110 - 220 V |  | 32290
42514 | ENT UPDATE CALENDAR | Toronto Water - ENTITY UPDATE CALENDAR | B | Cluster B
42515 | EU2002 | Incinerator Building Air Equipment | TAB-AI | Local Compressed Air Equipment
42656 | FCL EUS SERVER ROOM | Communication Switch | FCL-ADM-BLDG | Building Location
42657 | FCL OIT | FCL OIT | FCL-SPC1 | Process Control Systems - Administrative
42658 | FCL SCADA CLIENTS | FCL SCADA Clients | FCL-SPC1 | Process Control Systems - Administrative
42659 | FCL SCADA SUPPORT | FCL SCADA Support | FCL-SPC1 | Process Control Systems - Administrative
42660 | FCL SERVER ROOM | Communication Switch | FCL-ADM BLDG | Building Location
42661 | FCL WORK AREA 1 | Process | FCL | R L Clark Water Treatment Plant
42662 | FCL WORK AREA 2 | Plant Services | FCL | R L Clark Water Treatment Plant
42663 | FCL-ACC | Climate Control (HVAC) | FCL-MCS | Mechanical Services
42672 | FCL-ACC-AHU-0901-SUS | Air Handling Unit, Centrifuge Building, HVAC Room South | FCL-ACC-RMF | Residue Management HVAC Equipment |  |  | 42186 | AHU
42754 | TAB-ADMIN | Tab Admin | TAB | Ashbridges Bay Treatment Plant
42755 | TAB-ADMIN BLDG | Building Location | TAB-SPC | Process Control Systems - Services Area
42756 | TAB-ADMIN-BLDG | Building Location | TAB-EUS | Production & End User Support
42757 | TAB-AER | Aeration Gallery | TAB-WORK-AREA-LIQ | TAB Work Area Liq
42758 | TAB-AER-BL | Blower Building | TAB-WORK-AREA-2 | Work Area 2
42760 | TAB-AER-ELQ | Aeration - Electrical Equipment | TAB-AER | Aeration Gallery
42790 | TAB-AER-OZ-ELQ | Electrical Equipment Location, Aeration West Quad House | TAB-AER-SB | Aeration Odour Control | Control Panel,MCC
42791 | TAB-AER-PRJ-0005 | Upgrades, Aeration Tanks | TAB-AER | Aeration Gallery |  |  |  | PRJ
42793 | TAB-AER-SB | Aeration Odour Control | TAB-WORK-AREA-2 | Work Area 2
42794 | TAB-AER-SB | Aeration Odour Control | TAB-WORK-AREA-LIQ | TAB Work Area Liq
42803 | TAB-AERATION BLDG | Building Location | TAB-SPC | Process Control Systems - Services Area
42804 | TAB-AI | Local Compressed Air Equipment | TAB-WORK-AREA-6 | Work Area 6
42805 | TAB-AI | Local Compressed Air Equipment | TAB-WORK-AREA-SEO | TAB Work Area SEO
42806 | TAB-AI FLOATATION | Air Equipment, Floatation Building | TAB-WORK-AREA-SEO | TAB Work Area SEO
42807 | TAB-AI-DEW | Air Receiver Tank, Dewateringl Bldg. | TAB-AI | Local Compressed Air Equipment
42808 | TAB-AI-S-10 | Z Building Air Equipment | TAB-AI | Local Compressed Air Equipment |  |  |  | S
42809 | TAB-AI-S-10 | Z Building Air Equipment | TAB-WORK-AREA-SEO | TAB Work Area SEO |  |  |  | S
42811 | TAB-AUX | Gas Services, Natural Gas, Digester Gas | TAB-WORK-AREA-6 | Work Area 6
42812 | TAB-AUX BLDG | Building Location | TAB-SPC2 | Process Control Systems - Equipment
42813 | TAB-AUX-BLDG | Auxiliary Building | TAB-WORK-AREA-4 | Work Area 4
42814 | TAB-AUX-BLDG | Auxiliary Building | TAB-WORK-AREA-6 | Work Area 6
42815 | TAB-AUX-BLDG | Auxiliary Building | TAB-WORK-AREA-SEO | TAB Work Area SEO
42860 | TAB-AUX-STRC | Auxiliary Building - Drains, Electrical Service(110/220V), Lighting, Plumbing | TAB-AUX-BLDG | Auxiliary Building
42875 | TAB-BIOSOLIDS BLDG | Building Location | TAB-SPC2 | Process Control Systems - Equipment
42901 | FCL-ACC-AHU-0903-SUS | Air Handling Unit, Centrifuge Building, HVAC Room North | FCL-ACC-RMF | Residue Management HVAC Equipment |  |  | 42188 | AHU
42902 | FCL-ACC-AHU-0903-SUS | Air Handling Unit, Centrifuge Building, HVAC Room North | FCL-SUSPENDED | Suspended entity |  |  | 42188 | AHU
42904 | FCL-ACC-AHU-0904-SUS | Air Handling Unit, RMF Clarification Facility, Exit Corridor North | FCL-ACC-RMF | Residue Management HVAC Equipment |  |  | 42189 | AHU
42905 | FCL-ACC-AHU-0904-SUS | Air Handling Unit, RMF Clarification Facility, Exit Corridor North | FCL-SUSPENDED | Suspended entity |  |  | 42189 | AHU
42907 | FCL-ACC-AHU-0905-SUS | Air Handling Unit, RMF Clarification Facility, HVAC Room 1, Ground Floor | FCL-ACC-RMF | Residue Management HVAC Equipment |  |  | 42190 | AHU
42908 | FCL-ACC-AHU-0905-SUS | Air Handling Unit, RMF Clarification Facility, HVAC Room 1, Ground Floor | FCL-SUSPENDED | Suspended entity |  |  | 42190 | AHU
42909 | FCL-ACC-AHU-0906-SUS | Air Handling Unit, RMF Clarification Facility, HVAC Room 2, Ground Floor | FCL-ACC-RMF | Residue Management HVAC Equipment |  |  | 42191 | AHU
42910 | FCL-ACC-AHU-0906-SUS | Air Handling Unit, RMF Clarification Facility, HVAC Room 2, Ground Floor | FCL-SUSPENDED | Suspended entity |  |  | 42191 | AHU
42911 | FCL-ACC-AHU-0907-SUS | Air Handling Unit, RMF Clarification Facility, HVAC Room 2, Ground Floor | FCL-ACC-RMF | Residue Management HVAC Equipment |  |  | 42192 | AHU
42912 | FCL-ACC-AHU-0907-SUS | Air Handling Unit, RMF Clarification Facility, HVAC Room 2, Ground Floor | FCL-SUSPENDED | Suspended entity |  |  | 42192 | AHU
42913 | FCL-ACC-AM | Amonia Room HVAC Equipment | FCL-ACC | Climate Control (HVAC)
42917 | FCL-ACC-AT-0201A | Analyzer, Humidity, Low Lift Dehumidification System, Low Lift Pump Room Basement | FCL-ACC-P-LL | Low Lift Pumping Station HVAC Equipment |  |  |  | AT
42919 | FCL-ACC-AT-0408A | Analyzer, Humidity, Humidifier HU-0401 Intake, High Lift Heating & Ventilation Room | FCL-ACC-AHU-0401 | Air Handling Unit, High Lift PS Control Room,Electrical Shop,Basement Office Air Supply,Control Room |  |  |  | AT
42920 | FCL-ACC-AT-0408B | Analyzer, Humidity, Humidifier HU-0401 Discharge, High Lift Heating & Ventilation Room | FCL-ACC-AHU-0401 | Air Handling Unit, High Lift PS Control Room,Electrical Shop,Basement Office Air Supply,Control Room |  |  |  | AT
42923 | FCL-ACC-AT-0501A | Analyzer, Humidity, Dehumidifier D-0501, Filter Pipe Gallery East | FCL-ACC-D-0501 | Dehumidifier, Filter Building East Dehumidication System, Filter Pipe Gallery East |  |  |  | AT
42924 | FCL-ACC-AT-0601A | Analyzer, Humidity, Dehumidifier D-0601, Filter Pipe Gallery West | FCL-ACC-D-0601 | Dehumidifier, Filter Building West Dehumidication System, Filter Pipe Gallery West |  |  |  | AT
42927 | FCL-ACC-CL | Gaseous Chemical Building HVAC Equipment | FCL-ACC | Climate Control (HVAC)
42928 | FCL-ACC-CP-0001 | Control Panel, Pad Heating Control (Snow Melting), Gaseous Building, MCC Room, MCC-003G | FCL-ACC-CL | Gaseous Chemical Building HVAC Equipment |  |  |  | CP
42931 | FCL-ACC-CP-0401A | Control Panel, HVAC and Heating System, High Lift Pumping Station | FCL-ACC-P-HL | High Lift Pumping Station HVAC Equipment |  |  |  | CP
42935 | FCL-ACC-CT-0302 | Controller, AHU-0302, Admin Building | FCL-ACC-AHU-0302 | Air Handling Unit, Roof Top Unit, Admin Building Roof West |  |  |  | CT
42936 | FCL-ACC-CT-0303 | Controller, AHU-0303, Admin Building | FCL-ACC-AHU-0302 | Air Handling Unit, Roof Top Unit, Admin Building Roof West |  |  |  | CT
42937 | FCL-ACC-CT-0311 | Controller, Fan Coil Heater Unit HTR-0311, Admin Building, First Floor, Vestibule 130 | FCL-ACC-HTR-0311 | Heater, Baseboard, 208V, 2kW, Admin Building, First Floor, Lunch Room 113, East Wall South |  |  |  | CT
42938 | FCL-ACC-CT-0313 | Controller, Baseboard Heaters, Admin Building, First Floor | FCL-ACC-ADMIN | Administration Building HVAC Equipment |  |  |  | CT
42939 | FCL-ACC-CT-0314 | Controller, Baseboard Heaters, Admin Building, First Floor | FCL-ACC-ADMIN | Administration Building HVAC Equipment |  |  |  | CT
42940 | FCL-ACC-CT-0321 | Controller, Baseboard Heaters, Admin Building, Second Floor | FCL-ACC-ADMIN | Administration Building HVAC Equipment |  |  |  | CT
42941 | FCL-ACC-CT-0322 | Controller, Fan Coil Heater Unit HTR-0322, Admin Building, First Floor, Vestibule 100 | FCL-ACC-HTR-0322 | Heater, Re-Heat Unit, 208V, 3PH, Admin Building, First Floor, Vestibule 100, Ceiling |  |  |  | CT
42955 | TAB-BLOWER BLDG | Building Location | TAB-SPC | Process Control Systems - Services Area
42956 | TAB-BLOWER BLDG | Building Location | TAB-SPC2 | Process Control Systems - Equipment
42957 | TAB-BLOWER-BLDG | Building Location | TAB-EUS | Production & End User Support
42958 | TAB-CAP-PRJ-0001 | D-Building Upgrades | TAB-PLT | Preliminary Treatment |  |  |  | PRJ
42959 | TAB-CAP-PRJ-0001 | D-Building Upgrades | TAB-PLT-PLQ-D | Plumbing, General, D Bldg Prelim Treatment |  |  |  | PRJ
42960 | TAB-CAP-PRJ-0001 | D-Building Upgrades | TAB-WORK-AREA-1 | Work Area 1 |  |  |  | PRJ
42961 | TAB-CAP-PRJ-0002 | M&T Building Upgrades | TAB-PLT | Preliminary Treatment |  |  |  | PRJ
42962 | TAB-CAP-PRJ-0005 | P-Building Upgrades | TAB-PLT | Preliminary Treatment |  |  |  | PRJ
42963 | TAB-CAP-PRJ-0005 | P-Building Upgrades | TAB-PRM-STRC-P | P Building - Drains, Plumbing, Walls |  |  |  | PRJ
42964 | TAB-CAP-PRJ-0006 | East & West Electrical Control Room Upgrades | TAB-STR-STRC-AG | Aeration Gallery - Safety, Drains, Plumbing & PA System |  |  |  | PRJ
42965 | TAB-CAP-PRJ-0008 | Electrical Equipment Assesment- Capital project | TAB-STR-STRC | Blower Bldg Services - Drains, Electrical Service(110/220V), Lighting, Plumbing |  |  |  | PRJ
42967 | TAB-CAP-PRJ-0014 | UV -Disinfection Project | TAB-WA6 | Common to Projects, Bldg. Services, Z Building |  |  |  | PRJ
42968 | TAB-CAP-PRJ-0016 | ECAP 3 / 5 - Aeration West Control Rm / Blower Bldg | TAB-WA6 | Common to Projects, Bldg. Services, Z Building |  |  |  | PRJ
42969 | TAB-CAP-PRJ-0017 | Dig 9-12 Upgrades | TAB-WA6 | Common to Projects, Bldg. Services, Z Building |  |  |  | PRJ
42970 | TAB-CAP-PRJ-0018 | IPS Project | TAB-WA6 | Common to Projects, Bldg. Services, Z Building |  |  |  | PRJ
42971 | TAB-CAP-PRJ-0020 | Temporary Disinfection Project | TAB-DIS | Disinfection |  |  |  | PRJ
42972 | TAB-CAP-PRJ-0021 | Odour Control Project - Biorem | TAB-SLO-BIO | Odour Control Facility-WA4 |  |  |  | PRJ
42974 | TAB-CAP-PRJ-0023 | PRU System Project | TAB-WA6 | Common to Projects, Bldg. Services, Z Building |  |  |  | PRJ
42985 | TAB-CMS | CMS Work Orders | TAB-WORK-AREA-7 | Work Area 7
43030 | FCL-ACC-CT-0323 | Controller, Baseboard Heaters, Admin Building, Second Floor | FCL-ACC-ADMIN | Administration Building HVAC Equipment |  |  |  | CT
43031 | FCL-ACC-CT-0903 | Controller, AHU-0903, RMF Clarification Building | FCL-ACC-AHU-0903-SUS | Air Handling Unit, Centrifuge Building, HVAC Room North |  |  |  | CT
43032 | FCL-ACC-CT-0904 | Controller, AHU-0904, RMF Clarification Building | FCL-ACC-AHU-0904-SUS | Air Handling Unit, RMF Clarification Facility, Exit Corridor North |  |  |  | CT
43033 | FCL-ACC-CU-0303 | Condensing Unit, Admin Building AHU-0303, Admin Building Roof North/East | FCL-ACC-AHU-0303 | Air Handling Unit, Roof Top, Admin Building Top of N/E Stairwell |  |  |  | CU
43034 | FCL-ACC-CU-0901 | Condenser, RMF Clarification Facility, HVAC Room North | FCL-ACC-RMF | Residue Management HVAC Equipment |  |  |  | CU
43047 | FCL-ACC-DM-0102B | Damper, Motorized, AHU-0102 Reactivation Air Inlet, Low Lift PS, Electrical Room S | FCL-ACC-AHU-0102 | Air Handling Unit, Low Lift MCC Room Ventilation System, Low Lift MCC Room |  |  |  | DM
43055 | FCL-ACC-DM-0421 | Damper, Motorised, Exhaust Louvre, E House North Wall | FCL-ACC | Climate Control (HVAC) |  |  |  | DM
43058 | FCL-ACC-DM-0901A | Damper, Motorized, Fresh Air, AHU-0903, RMF Centrifuge Building | FCL-ACC-AHU-0903-SUS | Air Handling Unit, Centrifuge Building, HVAC Room North |  |  |  | DM
43059 | FCL-ACC-DM-0902A | Damper, Motorized, Exhaust Air, AHU-0903, RMF Centrifuge Building | FCL-ACC-AHU-0903-SUS | Air Handling Unit, Centrifuge Building, HVAC Room North |  |  |  | DM
43060 | FCL-ACC-DM-0903 | Damper, Motorized, AHU-0903, RMF Centrifuge Building | FCL-ACC-AHU-0903-SUS | Air Handling Unit, Centrifuge Building, HVAC Room North |  |  |  | DM
43061 | FCL-ACC-DM-0904 | Damper, Motorized, Exhaust Air, FN-0904, RMF Centrifuge Building | FCL-ACC-AHU-0904-SUS | Air Handling Unit, RMF Clarification Facility, Exit Corridor North |  |  |  | DM
43062 | FCL-ACC-DM-0909 | Damper, Motorized, Exhaust Air, FN-0901, RMF Clarification Building | FCL-ACC-FN-0901 | Fan, Exhaust, (FN-0001), 0.04kW. RMF, Clarification Facility, Washroom Exhaust Fan |  |  |  | DM
43063 | FCL-ACC-DM-0910 | Damper, Motorized, Fresh Air, AHU-0907, RMF Clarification Building | FCL-ACC-AHU-0907-SUS | Air Handling Unit, RMF Clarification Facility, HVAC Room 2, Ground Floor |  |  |  | DM
43064 | FCL-ACC-DM-0911 | Damper, Motorized, FN-0903, RMF Clarification Building, HVAC Room No.2, | FCL-ACC-FN-0903 | Fan, Exhaust, (FN-0003), 1.5kW. RMF, Clarification Facility, HVAC Room 2 |  |  |  | DM
43065 | FCL-ACC-F-0103 | Filter, Inlet, , FN-0105, Pump Room East Recirculation System, Low Lift Pump Room | FCL-ACC-FN-0105 | Fan, Heater HTR-0103 Supply, Low Lift Pump Room Recirculation System East |  |  |  | F
43066 | FCL-ACC-F-0104 | Filter, Inlet, , FN-0106, Pump Room East Recirculation System, Low Lift Pump Room | FCL-ACC-FN-0106 | Fan, Heater HTR-0104 Supply, Low Lift Pump Room Recirculation System West |  |  |  | F
43067 | FCL-ACC-F-0201 | Filter, Dehumidifier D-0201 Air Inlet, Low Lift Pump Room Basement | FCL-ACC-D-0201 | Dehumidifier, Low Lift PS Dehumidification System, Dry Chemical Building Storage |  |  |  | F
43386 | TAB-D BLDG | Building Location | TAB-SPC2 | Process Control Systems - Equipment
43435 | TAB-DECOM | Building Location | TAB-EUS | Production & End User Support
43437 | TAB-DEW CENTRIFUGES | Centrifuge Systems | TAB-WORK-AREA-SOL | TAB Work Area Sol
43438 | TAB-DEW POLYMER DIS | Polymer Solution Distribution System( To be suspended) | TAB-DEW POLYMER DIST | Polymer Solution Distribution System |  |  | 33656
43439 | TAB-DEW POLYMER DIS | Polymer Solution Distribution System( To be suspended) | TAB-SUSPENDED ENTITY | Suspended entities |  |  | 33656
43440 | TAB-DEW SLUDGE FEED | Sludge Feed to Centrifuge System | TAB-WORK-AREA-3 | Work Area 3
43441 | TAB-DEW SUMP | Dewatering Bldg - Sump Pumps | TAB-DEW-SERVICES | Dewatering Building Service & Safety Systems
43442 | TAB-DEW SUMP | Dewatering Bldg - Sump Pumps | TAB-WORK-AREA-SOL | TAB Work Area Sol
43465 | FCL-ACC-F-0202 | Filter, Dehumidifier D-0201 Reactive Air Inlet, Low Lift Pump Room Basement | FCL-ACC-D-0201 | Dehumidifier, Low Lift PS Dehumidification System, Dry Chemical Building Storage |  |  |  | F
43466 | FCL-ACC-F-0205 | Filter, Reactivation Air to Flocc./Sedim. Tunnel Dehumidification System, Dry Chemical BuildingBsmnt. W | FCL-ACC-P-LL | Low Lift Pumping Station HVAC Equipment |  |  |  | F
43467 | FCL-ACC-F-0206 | Filter, Alum & PAC Storage Ventilation, Dry Chemical Building Basement E | FCL-ACC-P-LL | Low Lift Pumping Station HVAC Equipment |  |  |  | F
43468 | FCL-ACC-F-0401 | Filter, FN-0401 Inlet, N/E Recirculation System, High Lift Pump Room N/E | FCL-ACC-FN-0401 | Fan, Tube, Axial, N/E Recirculation System, Beside High Lift Pump floor, HVAC Room |  |  |  | F
43469 | FCL-ACC-F-0402 | Filter, FN-0402 Inlet, S/E Recirculation System, High Lift Pump Room S/E | FCL-ACC-FN-0402 | Fan, Tube, Axial, S/E Recirculation System, High Lift PS Room S/E, HVAC Room |  |  |  | F
43470 | FCL-ACC-F-0404 | Filter, FN-0404 Inlet, S/W Recirculation System, High Lift Pump Room S/W | FCL-ACC-FN-0404 | Fan, Tube, Axial, N/W Recirculation System, Beside High Lift Pump floor, HVAC Room |  |  |  | F
43471 | FCL-ACC-F-0405 | Filter, FN-0405 Inlet, High Lift Pumping Station Ventilation, High Lift Electrical Shop | FCL-ACC-FN-0405 | Fan, Supply Air, High Lift Electrical Shop, Inside Duct Work |  |  |  | F
43472 | FCL-ACC-F-0406 | Filter, FN-0406 Inlet, High Lift Switchgear Room Ventilation, Electrical Equipment Room | FCL-ACC-FN-0406 | Fan, Exhaust, High Lift PS Roof S/W |  |  |  | F
43473 | FCL-ACC-F-0601 | Filter, Air, West Dehumidification D-0601, Filter Building, Pipe Gallery Walkway South | FCL-ACC-D-0601 | Dehumidifier, Filter Building West Dehumidication System, Filter Pipe Gallery West |  |  |  | F
43474 | FCL-ACC-F-0701A | Filter, AHU-0701, Gaseous Building Roof | FCL-ACC-AHU-0701 | Air Handling Unit,Gaseous Chlorine Building, Roof S/W |  |  |  | F
43475 | FCL-ACC-F-0702 | Filter, Fan F-0702 Air Intake, Gaseous Chemical Building, Caustic Soda/Fluoride Room Ventilation | FCL-ACC-FN-0702 | Fan, Supply, Caustic Soda & Fluoride Room Ventilation, Gaseous Chemical Building |  |  |  | F
43476 | FCL-ACC-F-0801 | Filter, Air, Surge Building Dehumidification System D-0801, Surge Building N/W | FCL-ACC-D-0801 | Dehumidifier, Surge Building N/W |  |  |  | F
43477 | FCL-ACC-F-0802 | Filter, Reactivation Air, Surge Building Dehumidification System D-0801, Surge Building N/W | FCL-ACC-D-0801 | Dehumidifier, Surge Building N/W |  |  |  | F
43478 | FCL-ACC-F-0902A | Filter, Intake Air, RMF Clarification Building, Dehumidification System D-0602, RMF Building Hallway | FCL-ACC-D-0602 | Dehumidifier, Residue Management Facility Clarification Facility/North side ,east tunnel wall |  |  |  | F
43479 | FCL-ACC-F-0903A | Filter, Intake Air, RMF Clarification Building, Dehumidification System D-0603, RMF Building Hallway | FCL-ACC-D-0603 | Dehumidifier, Residue Management Facility Clarification Facility South Clarifier, East wall |  |  |  | F
43480 | FCL-ACC-F-0903B | Filter, Reactive. Air, RMF Clarification Building, Dehumidification System D-0603, RMF Building Hallway | FCL-ACC-D-0603 | Dehumidifier, Residue Management Facility Clarification Facility South Clarifier, East wall |  |  |  | F
43481 | FCL-ACC-F-0904B | Filter, Reactive. Air, RMF Clarification Building, Dehumidification System D-0604, RMF Building Hallway | FCL-ACC-D-0604 | Dehumidifier, Residue Management Facility Clarification Facility/North |  |  |  | F
43482 | FCL-ACC-FA-0023 | Smoke Detector, Fire Alarm, Filter Building Lab | FCL-ACC-FLT | Filter Building HVAC Equipment |  |  |  | FA
43496 | FCL-ACC-FA-0421 | Smoke Detector, Fire Alarm, E House Ceiling North | FCL-ACC | Climate Control (HVAC) |  |  |  | FA
43497 | FCL-ACC-FA-0601 | Smoke Detector, Fire Alarm, Filter Building East Dehumidification, Pipe Gallery Central | FCL-ACC-FLT | Filter Building HVAC Equipment |  |  |  | FA
43527 | TAB-DEW-DRV-0045 | Drive, VFD, Polymer Feed Pump #1 | TAB-DEW-P-3310 | Pump, Polymer Solution Feed #1 |  |  |  | DRV
43528 | TAB-DEW-DRV-0047 | Drive, VFD, Polymer Pump # 3 | TAB-DEW-P-3330 | Pump, Polymer Solution Feed #3 |  |  |  | DRV
43529 | TAB-DEW-DRV-0048 | Drive, VFD, Polymer Pump # 4 | TAB-DEW-P-3340 | Pump , Polymer Solution Feed #4 |  |  |  | DRV
43530 | TAB-DEW-DRV-0054 | Drive, VFD, Polymer Pump # 10 | TAB-DEW-P-3420 | Pump, Polymer Solution Feed #10 |  |  |  | DRV
43531 | TAB-DEW-DRV-0056 | Drive, VFD, Polymer Pump # 12 | TAB-DEW-P-3440 | Pump, Polymer Solution Feed #12 |  |  |  | DRV
43532 | TAB-DEW-DRV-0060 | Drive, VFD, New Wet Wel Pump #4 | TAB-DEW-P-3504 | Pump , Decant # 4, New Wet Well |  |  |  | DRV
43543 | FCL-ACC-FL | Flouride Room, HVAC Equipment | FCL-ACC | Climate Control (HVAC)
43544 | FCL-ACC-FN-0021 | Fan, Exhaust, 0.75 HP, Filter Building, Lab, Admin Bulidng roof, Acces roof from 2nd floor lunchroom door | FCL-ACC-FLT | Filter Building HVAC Equipment |  |  |  | FN
43554 | FCL-ACC-FN-0109 | Fan, Vane Axial, Low Lift Building, Pump Room Floor , South/East door (on the wall above door) | FCL-ACC-P-LL | Low Lift Pumping Station HVAC Equipment |  |  |  | FN
43555 | FCL-ACC-FN-0110 | Fan, Propeller, Exhaust, Low Lift Building, Near Chemical Storage N/E(FN-20), Washroom | FCL-ACC-P-LL | Low Lift Pumping Station HVAC Equipment |  |  |  | FN
43556 | FCL-ACC-FN-0114 | Fan, Propeller, Exhaust, Low Lift Building, Electric Room S/W (FN-17A) , MCC Room | FCL-ACC-P-LL | Low Lift Pumping Station HVAC Equipment |  |  |  | FN
43557 | FCL-ACC-FN-0115 | Fan, Propeller, Exhaust, Low Lift Building, Electric Room W (FN-17B), MCC Room | FCL-ACC-P-LL | Low Lift Pumping Station HVAC Equipment |  |  |  | FN
43582 | FCL-ACC-FN-0414 | Fan, Wall Propeller, High Lift Electrical Shop | FCL-ACC-P-HL | High Lift Pumping Station HVAC Equipment |  |  |  | FN
43799 | FCL-ACC-FN-0415 | Fan, Wall Propeller, High Lift Electrical Shop | FCL-ACC-P-HL | High Lift Pumping Station HVAC Equipment |  |  |  | FN
43811 | FCL-ACC-FN-0606 | Exhaust Fan, Residue Management Facility Clarification Facility Electrical Distribution Room | FCL-ACC-RMF | Residue Management HVAC Equipment |  |  |  | FN
43812 | FCL-ACC-FN-0607 | Exhaust Fan, Residue Management Facility Clarification Facility Pump Room/North | FCL-ACC-RMF | Residue Management HVAC Equipment |  |  |  | FN
43819 | FCL-ACC-FN-405,6,7 | Pump Stn. Vent. (FN-0405,6,7) FN-23, 26-1,26-2 | FCL-ACC | Climate Control (HVAC) |  |  |  | FN
43820 | FCL-ACC-FN-405,6,7 | Pump Stn. Vent. (FN-0405,6,7) FN-23, 26-1,26-2 | FCL-ACC-P-HL | High Lift Pumping Station HVAC Equipment |  |  |  | FN
43821 | FCL-ACC-FN-704,5 | Chlor.&Sulph. Dio.Mah. Rm.Stor.Vent.Sys.FN-0704(FN-4) & FN-0705(FN-5) | FCL-ACC | Climate Control (HVAC) |  |  |  | FN
43822 | FCL-ACC-FN-AM | Alum Storge & Tank RM. VENT. Sys. | FCL-ACC | Climate Control (HVAC)
43823 | FCL-ACC-FN-LL | LL Screen Rm Exh. Sys -FN-0102(15-2), -0103(15-3), 0104(15-4) | FCL-ACC | Climate Control (HVAC)
43824 | FCL-ACC-FN-TUN | Tunnel Dehumidification Tunnel Recir. Sys. | FCL-ACC | Climate Control (HVAC)
43837 | FCL-ACC-FS-0408 | Switch, Loss of Air Flow, Supply Air to Back of Control Room, High Lift Heating and Ventilation Room | FCL-ACC-AHU-0401 | Air Handling Unit, High Lift PS Control Room,Electrical Shop,Basement Office Air Supply,Control Room |  |  |  | FS
43845 | FCL-ACC-HE-0105 | Heat Exchanger, Pump Room East Recirculation System, Low Lift Pump Room E | FCL-ACC-P-LL | Low Lift Pumping Station HVAC Equipment |  |  |  | HE
43846 | FCL-ACC-HE-0301 | Heat Exchanger, Gas, AHU-0303, Admin Building | FCL-ACC-AHU-0303 | Air Handling Unit, Roof Top, Admin Building Top of N/E Stairwell |  |  |  | HE
43847 | FCL-ACC-HE-0302 | Heat Exchanger, Cooling Coil, AHU-0303, Admin Building | FCL-ACC-AHU-0303 | Air Handling Unit, Roof Top, Admin Building Top of N/E Stairwell |  |  |  | HE
43855 | FCL-ACC-HE-0407 | Heat Exchanger, Cooling Coil, FN-0409 Exhaust, High Lift Switchgear Room Ventilation, Elec.Equipment Rm | FCL-ACC-FN-0409 | Destiny Air Handling Unit- High Lift Corridor S/W |  |  |  | HE
43856 | FCL-ACC-HE-0409 | Heat Exchanger, Cooling Coil, AHU-0410, High Lift Air Supply | FCL-ACC-AHU-0401 | Air Handling Unit, High Lift PS Control Room,Electrical Shop,Basement Office Air Supply,Control Room |  |  |  | HE
43857 | FCL-ACC-HE-0501 | Heat Exchanger, Cooling Coil, D-0501 ,Filter Building, East Dehumidification System | FCL-ACC-D-0501 | Dehumidifier, Filter Building East Dehumidication System, Filter Pipe Gallery East |  |  |  | HE
43858 | FCL-ACC-HTR-0005 | Heater, Unit, Electric, 15kW, Gaseous Chemical Building, Cl & SO2 Storage Room N/E | FCL-ACC-CL | Gaseous Chemical Building HVAC Equipment |  |  |  | HTR
43859 | FCL-ACC-HTR-0006 | Heater, Unit, Electric, 15kW, Gaseous Chemical Building, Cl & SO2 Storage Room s | FCL-ACC-CL | Gaseous Chemical Building HVAC Equipment |  |  |  | HTR
43860 | FCL-ACC-HTR-0007 | Heater, Unit, Electric, 15kW, Gaseous Chemical Building, Cl & SO2 Storage Room S | FCL-ACC-CL | Gaseous Chemical Building HVAC Equipment |  |  |  | HTR
43861 | FCL-ACC-HTR-0008 | Heater, Unit, Electric, 15kW, Gaseous Chemical Building, Cl & SO2 Machine Room S | FCL-ACC-CL | Gaseous Chemical Building HVAC Equipment |  |  |  | HTR
43862 | FCL-ACC-HTR-0009 | Heater, Unit, Electric, 15kW, Gaseous Chemical Building, Cl & SO2 Machine Room S | FCL-ACC-CL | Gaseous Chemical Building HVAC Equipment |  |  |  | HTR
43863 | FCL-ACC-HTR-0010 | Heater, Unit, Electric, 15kW, Gaseous Chemical Building, Cl & SO2 Machine Room S | FCL-ACC-CL | Gaseous Chemical Building HVAC Equipment |  |  |  | HTR
43864 | FCL-ACC-HTR-0011 | Heater, Unit, Electric, 15kW, Gaseous Chemical Building, Cl & SO2 Machine Room N/E | FCL-ACC-CL | Gaseous Chemical Building HVAC Equipment |  |  |  | HTR
43865 | FCL-ACC-HTR-0012 | Heater, Unit, Electric, (UH-15K), 15kW, Gaseous Chemical Building, Cl & So2 Machine Room North | FCL-ACC-CL | Gaseous Chemical Building HVAC Equipment |  |  |  | HTR
43866 | FCL-ACC-HTR-0014 | Heater, Unit, Electric, 3kW, Gaseous Chemical Building, Cl2&SO2 Storage Room S/W | FCL-ACC-CL | Gaseous Chemical Building HVAC Equipment |  |  |  | HTR
43867 | FCL-ACC-HTR-0031A | Heater, Convection, Electric, 2kW, Gaseous Chemical Building, Corridor to MCC Room W | FCL-ACC-CL | Gaseous Chemical Building HVAC Equipment |  |  |  | HTR
43868 | FCL-ACC-HTR-0032 | Heater, Convection, Electric, 2kW, Gaseous Chemical Building, MCC Room N/E | FCL-ACC-CL | Gaseous Chemical Building HVAC Equipment |  |  |  | HTR
43869 | FCL-ACC-HTR-0036A | Heater, Convection, Electric, 2kW, Gaseous Chemical Building, Entrance to Storage Area W | FCL-ACC-CL | Gaseous Chemical Building HVAC Equipment |  |  |  | HTR
43870 | FCL-ACC-HTR-0036B | Heater, Convection, Electric, 2kW, Gaseous Chemical Building, Entrance to Storage Area W | FCL-ACC-CL | Gaseous Chemical Building HVAC Equipment |  |  |  | HTR
43871 | FCL-ACC-HTR-0037A | Heater, Convection, Electric, 3kW, Gaseous Chemical Building, Ammonia Storage Room W | FCL-ACC-CL | Gaseous Chemical Building HVAC Equipment |  |  |  | HTR
43872 | FCL-ACC-HTR-0038A | Heater, Convection, Electric, 3kW, Gaseous Chemical Building, Ammonia Storage Room N | FCL-ACC-CL | Gaseous Chemical Building HVAC Equipment |  |  |  | HTR
43873 | FCL-ACC-HTR-0038B | Heater, Convection, Electric, 3kW, Gaseous Chemical Building, Ammonia Storage Room N | FCL-ACC-CL | Gaseous Chemical Building HVAC Equipment |  |  |  | HTR
43874 | FCL-ACC-HTR-0040 | Heater, Unit, Electrical, 5kW, Gaseous Chemical Building, Ammonia Storage Room E | FCL-ACC-CL | Gaseous Chemical Building HVAC Equipment |  |  |  | HTR
43875 | FCL-ACC-HTR-0041 | Heater, Convection, Electric, 2kW, Gaseous Chemical Building, East Stairs | FCL-ACC-CL | Gaseous Chemical Building HVAC Equipment |  |  |  | HTR
43876 | FCL-ACC-HTR-0042 | Heater, Convection, Electric, 2kW, Gaseous Chemical Building, West Stairs Second Floor | FCL-ACC-CL | Gaseous Chemical Building HVAC Equipment |  |  |  | HTR
43877 | FCL-ACC-HTR-0044 | Heater, Convection, Electric, 2kW, Gaseous Chemical Building, Washroom Second Floor E | FCL-ACC-CL | Gaseous Chemical Building HVAC Equipment |  |  |  | HTR
43878 | FCL-ACC-HTR-0045 | Heater, Convection, Electric, 2kW, Gaseous Chemical Building, Lab S | FCL-ACC-CL | Gaseous Chemical Building HVAC Equipment |  |  |  | HTR
43879 | FCL-ACC-HTR-0048 | Heater, Convection, Electric, 3kW, Gaseous Chemical Building | FCL-ACC-CL | Gaseous Chemical Building HVAC Equipment |  |  |  | HTR
43880 | FCL-ACC-HTR-0050 | Heater, Convection, Electric, 6kW,Gaseous Chemical Building, NH3 Maintenance Room, North | FCL-ACC-CL | Gaseous Chemical Building HVAC Equipment |  |  |  | HTR
43926 | FCL-ACC-HTR-0051 | Heater, Convection, Electric, 6kW,Gaseous Chemical Building, NH3 Maintenance Room, West | FCL-ACC-CL | Gaseous Chemical Building HVAC Equipment |  |  |  | HTR
43927 | FCL-ACC-HTR-0052 | Heater, Convection, Electric, 6kW,Gaseous Chemical Building, NH3 Maintenance Room, East | FCL-ACC-CL | Gaseous Chemical Building HVAC Equipment |  |  |  | HTR
43934 | FCL-ACC-HTR-0110 | Heater, (CH-11) Convention, Electric, 750W, Low Lift Building, Pump Room West Wall | FCL-ACC-P-LL | Low Lift Pumping Station HVAC Equipment |  |  |  | HTR
43935 | FCL-ACC-HTR-0115 | Heater, (CH-11) Convention, Electric, 750W, Low Lift Building, Pump Room West Wall | FCL-ACC-P-LL | Low Lift Pumping Station HVAC Equipment |  |  |  | HTR
43936 | FCL-ACC-HTR-0116 | Heater, (CH-11) Convention, Electric, 750W, Low Lift Building, Pump Room West Wall | FCL-ACC-P-LL | Low Lift Pumping Station HVAC Equipment |  |  |  | HTR
43937 | FCL-ACC-HTR-0117 | Heater, (CH-11) Convention, Electric, 750W, Low Lift Building, Pump Room West Wall | FCL-ACC-P-LL | Low Lift Pumping Station HVAC Equipment |  |  |  | HTR
43939 | FCL-ACC-HTR-0121 | Heater, (CH-16) Convection, Electric, 500W, Chemical Building, Electric Room S/E | FCL-ACC-CL | Gaseous Chemical Building HVAC Equipment |  |  |  | HTR
43954 | FCL-ACC-HTR-0213 | Heater, Unit, Electric, 3kW, Low Lift PS Building Gallery S/E | FCL-ACC-P-LL | Low Lift Pumping Station HVAC Equipment |  |  |  | HTR
43955 | FCL-ACC-HTR-0214 | Heater, (CH-11) Convention, Electric, 750W, Dry Chemical Building Lobby, South | FCL-ACC-P-LL | Low Lift Pumping Station HVAC Equipment |  |  |  | HTR
43956 | FCL-ACC-HTR-0215 | Heater, (CH-11) Convention, Electric, 750W, Dry Chemical Building Lobby, North | FCL-ACC-P-LL | Low Lift Pumping Station HVAC Equipment |  |  |  | HTR
43987 | TAB-DEW-PRJ-0001 | Cake Dryness Optimization Project | TAB-DEW CENTRIFUGES | Centrifuge Systems |  |  |  | PRJ
44043 | TAB-DEW-SERVICES | Dewatering Building Service & Safety Systems | TAB-WORK-AREA-3 | Work Area 3
44044 | TAB-DEW-SERVICES | Dewatering Building Service & Safety Systems | TAB-WORK-AREA-SOL | TAB Work Area Sol
44110 | FCL-ACC-HTR-0252 | Heater, Convection, Electric, (CH-2E), 1kW, Dry Chemical Building Stairwell E | FCL-ACC-P-LL | Low Lift Pumping Station HVAC Equipment |  |  |  | HTR
44111 | FCL-ACC-HTR-0254 | Heater, Convection, Electric, (CH-2D), 1kW, Dry Chemical Building Stairwell W | FCL-ACC-P-LL | Low Lift Pumping Station HVAC Equipment |  |  |  | HTR
44112 | FCL-ACC-HTR-0256 | Heater, Baseboard, Electric, (BH-1A), 500W, Dry Chemical Building Locker Room | FCL-ACC-P-LL | Low Lift Pumping Station HVAC Equipment |  |  |  | HTR
44113 | FCL-ACC-HTR-0262 | Heater Radiant, Electric (RD-1B), 2kW, Flocculation/Sedimentation Tank No.3 Lower Gallery | FCL-ACC-P-HL | High Lift Pumping Station HVAC Equipment |  |  |  | HTR
44114 | FCL-ACC-HTR-0264 | Heater Radiant, Electric (RD-1D), 2kW, Flocculation/Sedimentation Tank Lower Gallery | FCL-ACC-P-HL | High Lift Pumping Station HVAC Equipment |  |  |  | HTR
44115 | FCL-ACC-HTR-0265 | Heater Radiant, Electric (RD-2A), 2kW, Dry Chemical Building | FCL-ACC-P-LL | Low Lift Pumping Station HVAC Equipment |  |  |  | HTR
44116 | FCL-ACC-HTR-0302 | Heater, Re-Heat Unit, 208V, High Lift/Admin Building Vestibule 123, First Floor Ceiling | FCL-ACC-ADMIN | Administration Building HVAC Equipment |  |  |  | HTR
44117 | FCL-ACC-HTR-0303 | Heater, Baseboard, 208V, 1.25kW, High Lift/Admin Building, First Floor, Women's Washroom | FCL-ACC-ADMIN | Administration Building HVAC Equipment |  |  |  | HTR
44118 | FCL-ACC-HTR-0304 | Heater, Baseboard, 208V, 1kW, Admin Building, First Floor, Mens Wash Room 120 West Wall | FCL-ACC-ADMIN | Administration Building HVAC Equipment |  |  |  | HTR
44119 | FCL-ACC-HTR-0307 | Heater, Re-Heat Unit, 208V, Admin Building, First Floor, Corridor 103, Ceiling South | FCL-ACC-ADMIN | Administration Building HVAC Equipment |  |  |  | HTR
44120 | FCL-ACC-HTR-0308 | Heater, Re-Heat Unit, 208V, Admin Building, First Floor, Corridor 103, Ceiling South | FCL-ACC-ADMIN | Administration Building HVAC Equipment |  |  |  | HTR
44121 | FCL-ACC-HTR-0309 | Heater, Re-Heat Unit, 208V, 3PH, Admin Building, First Floor, Corridor 103, Ceiling North | FCL-ACC-ADMIN | Administration Building HVAC Equipment |  |  |  | HTR
44122 | FCL-ACC-HTR-0310 | Heater, Re-Heat Unit, 208V, Admin Building, First Floor, Corridor 103, Ceiling North | FCL-ACC-ADMIN | Administration Building HVAC Equipment |  |  |  | HTR
44123 | FCL-ACC-HTR-0311 | Heater, Baseboard, 208V, 2kW, Admin Building, First Floor, Lunch Room 113, East Wall South | FCL-ACC-ADMIN | Administration Building HVAC Equipment |  |  |  | HTR
44124 | FCL-ACC-HTR-0313 | Heater, Baseboard, 208V, 750W, Admin Building, First Floor, Storage Room 108, East Wall | FCL-ACC-ADMIN | Administration Building HVAC Equipment |  |  |  | HTR
44125 | FCL-ACC-HTR-0314 | Heater, Baseboard, 208V, 1.5kW, Admin Building, First Floor, PCS Lab 119, West Wall | FCL-ACC-ADMIN | Administration Building HVAC Equipment |  |  |  | HTR
44126 | FCL-ACC-HTR-0316 | Heater, Baseboard, 208V, 750W, Admin Building, First Floor, WMS Room/Library 118, West Wall South | FCL-ACC-ADMIN | Administration Building HVAC Equipment |  |  |  | HTR
44127 | FCL-ACC-HTR-0320 | Heater, Baseboard, 208V, 1.5kW, Admin Building, First Floor, Library 118, North Wall | FCL-ACC-ADMIN | Administration Building HVAC Equipment |  |  |  | HTR
44128 | FCL-ACC-HTR-0322 | Heater, Re-Heat Unit, 208V, 3PH, Admin Building, First Floor, Vestibule 100, Ceiling | FCL-ACC-ADMIN | Administration Building HVAC Equipment |  |  |  | HTR
44129 | FCL-ACC-HTR-0323 | Heater, Baseboard, 208V, 750W, Admin Building, First Floor Courier Drop-Off 117, North Wall | FCL-ACC-ADMIN | Administration Building HVAC Equipment |  |  |  | HTR
44130 | FCL-ACC-HTR-0324 | Heater, Re-Heat Unit, 208V, 3PH, Admin Building, First Floor, Meeting Room 104, Ceiling West | FCL-ACC-ADMIN | Administration Building HVAC Equipment |  |  |  | HTR
44131 | FCL-ACC-HTR-0326 | Heater, Baseboard, 208V, 1.25kW, Admin Building, First Floor. Meeting Room 104, North Wall West | FCL-ACC-ADMIN | Administration Building HVAC Equipment |  |  |  | HTR
44132 | FCL-ACC-HTR-0327 | Heater, Baseboard, 208V, 1kW, Admin Building, First Floor. Meeting Room 104, North Wall East | FCL-ACC-ADMIN | Administration Building HVAC Equipment |  |  |  | HTR
44133 | FCL-ACC-HTR-0328 | Heater, Baseboard, 208V, 1kW, Admin Building, First Floor. Training Room 105, East Wall South | FCL-ACC-ADMIN | Administration Building HVAC Equipment |  |  |  | HTR
44134 | FCL-ACC-HTR-0331 | Heater, Baseboard, 208V, 1.25kW, Admin Building, First Floor Training Room N/W | FCL-ACC-ADMIN | Administration Building HVAC Equipment |  |  |  | HTR
44135 | FCL-ACC-HTR-0332 | Heater, Baseboard, 208V, 1.25kW, Admin Building, First Floor Training Room N/W | FCL-ACC-ADMIN | Administration Building HVAC Equipment |  |  |  | HTR
44136 | FCL-ACC-HTR-0335 | Heater, Force Flow, 208V, Admin Building Northeast Stairs 135 First Floor East Wall | FCL-ACC-ADMIN | Administration Building HVAC Equipment |  |  |  | HTR
44137 | FCL-ACC-HTR-0336 | Heater, Force Flow, 208V, Admin Building Northeast Stairs 221 Second Floor East Wall | FCL-ACC-ADMIN | Administration Building HVAC Equipment |  |  |  | HTR
44138 | FCL-ACC-HTR-0342 | Heater, Baseboard, 208V, 2kW, Admin Building, Second Floor, Office 200, East Wall | FCL-ACC-ADMIN | Administration Building HVAC Equipment |  |  |  | HTR
44139 | FCL-ACC-HTR-0345 | Heater, Baseboard, 208V, 1kW, Admin Building, Second Floor, Office 209, South Wall | FCL-ACC-ADMIN | Administration Building HVAC Equipment |  |  |  | HTR
44140 | FCL-ACC-HTR-0351 | Heater, Re-Heat Unit, 208V, 3PH, Admin Building, Second Floor, Office 201, Ceiling | FCL-ACC-ADMIN | Administration Building HVAC Equipment |  |  |  | HTR
44141 | FCL-ACC-HTR-0353 | Heater, Baseboard, 208V, 1.25kW, Admin Building, Second Floor, Office 208, East Wall South | FCL-ACC-ADMIN | Administration Building HVAC Equipment |  |  |  | HTR
44142 | FCL-ACC-HTR-0358 | Heater, Baseboard, 208V, 1kW, Admin Building, Second Floor, Storage 207, East Wall | FCL-ACC-ADMIN | Administration Building HVAC Equipment |  |  |  | HTR
44143 | FCL-ACC-HTR-0361 | Heater, Baseboard, 208V, 2kW, Admin Building, Second Floor, Boardroom 202, North Wall | FCL-ACC-ADMIN | Administration Building HVAC Equipment |  |  |  | HTR
44144 | FCL-ACC-HTR-0362 | Heater, Re-Heat Unit, 208V, Admin Building, Second Floor, Office 203, Ceiling South | FCL-ACC-ADMIN | Administration Building HVAC Equipment |  |  |  | HTR
44145 | FCL-ACC-HTR-0363 | Heater, Re-Heat Unit, 208V, 3PH, Admin Building, Second Floor, Office 203, Ceiling Centre | FCL-ACC-ADMIN | Administration Building HVAC Equipment |  |  |  | HTR
44146 | FCL-ACC-HTR-0364 | Heater, Baseboard, 208V, 2kW, Admin Building, Second Floor, Office 203, North Wall | FCL-ACC-ADMIN | Administration Building HVAC Equipment |  |  |  | HTR
44147 | FCL-ACC-HTR-0366 | Heater, Re-Heat Unit, 208V, 3PH, Admin Building, Second Floor, Office 204, Ceiling Centre | FCL-ACC-ADMIN | Administration Building HVAC Equipment |  |  |  | HTR
44148 | FCL-ACC-HTR-0367 | Heater, Baseboard, 208V, 2kW, Admin Building, Second Floor, Office 204, North Wall | FCL-ACC-ADMIN | Administration Building HVAC Equipment |  |  |  | HTR
44149 | FCL-ACC-HTR-0371 | Heater, Baseboard, 208V, 2kW, Admin Building, Second Floor, Library 206, North Wall | FCL-ACC-ADMIN | Administration Building HVAC Equipment |  |  |  | HTR
44164 | FCL-ACC-HTR-0424 | Heater, (BH-3) Baseboard, Electric, 1.5kW, High Lift Building, Corridor to Gaseous Chemicals | FCL-ACC-P-HL | High Lift Pumping Station HVAC Equipment |  |  |  | HTR
44165 | FCL-ACC-HTR-0425 | Heater, (BH-3) Baseboard, Electric, 1.5kW, High Lift Building, Corridor to Gaseous Chemicals | FCL-ACC-P-HL | High Lift Pumping Station HVAC Equipment |  |  |  | HTR
44166 | FCL-ACC-HTR-0426 | Heater, (BH-3) Baseboard, Electric, 1.5kW, High Lift Building, Corridor to Gaseous Chemicals | FCL-ACC-P-HL | High Lift Pumping Station HVAC Equipment |  |  |  | HTR
44167 | FCL-ACC-HTR-0430 | Heater, (CH-14) Convection, Electric, 1.5kW, High Lift Basement B2, Compressor Room, South | FCL-ACC-P-HL | High Lift Pumping Station HVAC Equipment |  |  |  | HTR
44168 | FCL-ACC-HTR-0431 | Heater, (CH-14) Convection, Electric, 1.5kW, High Lift Basement B2, Compressor Room, North | FCL-ACC-P-HL | High Lift Pumping Station HVAC Equipment |  |  |  | HTR
44169 | FCL-ACC-HTR-0432 | Heater, Unit, High Lift PS, Basement B1, Electrical Workshop, North | FCL-ACC-P-HL | High Lift Pumping Station HVAC Equipment |  |  |  | HTR
44171 | FCL-ACC-HTR-0501 | East Perimeter Heating Heaters HTR-0501A,B&C | FCL-ACC | Climate Control (HVAC) |  |  |  | HTR
44190 | TAB-DEW-V | Dewatering - Sludge Routing Valves | TAB-WORK-AREA-SOL | TAB Work Area Sol
44717 | TAB-DEW-V-C01 | Centrifuge 1 Centrate Line | CENTRATE | Centrate Collection
44718 | TAB-DEW-V-C02 | Centrifuge 2 Centrate Line | CENTRATE | Centrate Collection
44719 | TAB-DEW-V-C02 | Centrifuge 2 Centrate Line | TAB-WORK-AREA-SOL | TAB Work Area Sol
44720 | TAB-DEW-V-C03 | Centrifuge 3 Centrate Line | TAB-WORK-AREA-SOL | TAB Work Area Sol
44721 | TAB-DEW-V-C04 | Centrifuge 4 Centrate Line | CENTRATE | Centrate Collection
44722 | TAB-DEW-V-C06 | Centrifuge 6 Centrate Line | TAB-WORK-AREA-SOL | TAB Work Area Sol
44723 | TAB-DEW-V-C07 | Centrifuge 7 Centrate Line | CENTRATE | Centrate Collection
44724 | TAB-DEW-V-C08 | Centrifuge 8 Centrate Line | CENTRATE | Centrate Collection
44728 | TAB-DEW-WEL | Centrate Wet Wells | TAB-DEW CENTRATE | Centrate Systems
44730 | TAB-DEWATER BLDG | Building Location | TAB-SPC2 | Process Control Systems - Equipment
44731 | TAB-DIG | Digestion | TAB-WORK-AREA-5 | Work Area 5
44801 | TAB-DIG-C-T13-16 | Gas Compressors, Gas Valves & Actuators, Digestion Tank 13-16 | TAB-DIG-T-13-16 | Digester Tanks 13-16
44916 | TAB-DIG-ELQ-T13-16 | Digester Tanks 13-16, Electrical Equipment | TAB-DIG-T-13-16 | Digester Tanks 13-16
45084 | TAB-DIG-FX-9-12 | Digester Tanks 9-12, Flame Arresters, Condensate Tanks & Moisture Separators, | TAB-DIG-FX-DOME9-12 | Digester Tanks 9-12, Flame Arresters, Pressure Relief & Vacuum Breaker Valves |  |  |  | FX
45086 | TAB-DIG-FX-DOME13-16 | Flame Arrester, Pressure Relief, Vacuum Breaker, Moisture/Sediment Traps & Gas Valves, Digester Tank 13-16 | TAB-DIG-T-13-16 | Digester Tanks 13-16
45087 | TAB-DIG-FX-DOME5-8 | Digester Tanks 5-8, Flame Arresters, Pressure Relief & Vacuum Breaker Valves | TAB-DIG-T-05-08 | Digester Tanks 5-8
45088 | TAB-DIG-FX-DOME9-12 | Digester Tanks 9-12, Flame Arresters, Pressure Relief & Vacuum Breaker Valves | TAB-DIG-T-09-12 | Digester Tanks 9-12
45089 | TAB-DIG-FX-T1-4 | Digester Tanks 1-4, Flame Arresters, Condensate Tanks, Moisture Separators | TAB-DIG-T-01-04 | Digester Tanks 1-4
45090 | TAB-DIG-FX-T1-4 | Digester Tanks 1-4, Flame Arresters, Condensate Tanks, Moisture Separators | TAB-SUSPENDED ENTITY | Suspended entities
45094 | TAB-DIG-FX-T19-22 | Flame Arresters, MS Traps, Pressure Relief & Gas Valves, Digester Tank 19-22 | TAB-DIG-T-19-22 | Digester Tanks 19-22
45097 | TAB-DIG-GAS | Digester Gas Control | TAB-WORK-AREA-SEO | TAB Work Area SEO
45098 | TAB-DIG-GASROUTE | Digester Gas Control Building - Gas ROUTEing | TAB-DIG-GAS | Digester Gas Control
45113 | TAB-DIG-HE-T01-04 | Digester Tanks 1-4, Heat Exchanger, | TAB-DIG-T-01-04 | Digester Tanks 1-4
45114 | TAB-DIG-HE-T05-08 | Digester Tanks 5-8, Heat Exchanger, Hot Water Pumps, Valves | TAB-DIG-T-05-08 | Digester Tanks 5-8
45115 | TAB-DIG-HE-T19-22 | Digester Tanks 19-22, Heat Exchangers | TAB-DIG-T-19-22 | Digester Tanks 19-22
45116 | TAB-DIG-HE-T9-12 | Digester Tank 9-12, Heat Exchanger, North Cluster | TAB-DIG-T-09-12 | Digester Tanks 9-12
45117 | TAB-DIG-INQ-T19-22 | Digester Tanks 19-22, Instrument Equipment | TAB-DIG-T-19-22 | Digester Tanks 19-22
45118 | TAB-DIG-INQ-T5-8 | Digester Tanks 5-8, Instrumentation Equipment | TAB-DIG-T-05-08 | Digester Tanks 5-8
45119 | TAB-DIG-INQ-T9-12 | Digester Tanks 9-12, Instrumentation Equipment | TAB-DIG-T-09-12 | Digester Tanks 9-12
45206 | TAB-DIG-P | Digester Pipe Gallery - Sump Pumps | TAB-DIG-PIP | Digestion Pipe Gallery, ELQ, PIT, STRC & Sump Pumps
45254 | FCL-ACC-HTR-0507D | Heater, Cabinet Convention, Electric, 4.5 kW, East Filter Room, Filter F-1201 East Wall | FCL-ACC-FLT | Filter Building HVAC Equipment |  |  |  | HTR
45324 | TAB-DIG-P-MIXING5-8 | Sludge Mixing Pumps & Valves | TAB-DIG-T-05-08 | Digester Tanks 5-8
45325 | TAB-DIG-P-T13-16 | Digester Tanks 13-16, & Trailer Park,Sump Pumps | TAB-DIG-T-13-16 | Digester Tanks 13-16
45326 | TAB-DIG-P-T9-12 | Digester Tanks 9-12, Sump Pumps | TAB-DIG-T-09-12 | Digester Tanks 9-12
45327 | TAB-DIG-P-TRANSF5-8 | Digester Tank 5-8, Sludge Transfer Pumps | TAB-DIG-T-05-08 | Digester Tanks 5-8
45362 | TAB-DIG-PIP | Digestion Pipe Gallery, ELQ, PIT, STRC & Sump Pumps | TAB-DIG | Digestion
45476 | TAB-DIG-SQ-T09-12 | Digester Tanks 09-12, Safety Equipments | TAB-DIG-T-09-12 | Digester Tanks 9-12
45477 | TAB-DIG-SQ-T19-22 | Digester Tanks 19-22, Safety Equipments | TAB-DIG-T-19-22 | Digester Tanks 19-22
45478 | TAB-DIG-STRC | Digestion Pipe Gallery - Drains, Walls, Lighting, Bldg, Services, PA System, Plumbing, Safety Equipments | TAB-DIG-PIP | Digestion Pipe Gallery, ELQ, PIT, STRC & Sump Pumps
45479 | TAB-DIG-STRC-T13-16 | Digester Tanks 13-16, Drains, Electrical Service(110/220V), Lighting, Plumbing | TAB-DIG-T-13-16 | Digester Tanks 13-16
45480 | TAB-DIG-STRC-T5-8 | Digester Tanks 5-8 - Drains, Electrical Service(110/220V), Lighting, Plumbing | TAB-DIG-T-05-08 | Digester Tanks 5-8
46524 | TAB-DIG-V-T19-22 | Valve Location, Primary & Digester Sludge Header Line, Digester Tank 19-22 | TAB-DIG-T-19-22 | Digester Tanks 19-22
46532 | TAB-DIS | Disinfection | TAB-WORK-AREA-8 | Electrical Sub- Stations
46600 | TAB-DIS-CHL | Chlorination Process | TAB-SUSPENDED ENTITY | Suspended entities
46611 | TAB-DIS-CHL-3 | ChlorinatIon Train #3 | TAB-DIS-CHL | Chlorination Process |  |  |  | CHL
46612 | TAB-DIS-CHL-5 | Chlorination Train #5 | TAB-DIS-CHL | Chlorination Process |  |  |  | CHL
46613 | TAB-DIS-CHL-8 | Chlorination Train #8 | TAB-DIS-CHL | Chlorination Process |  |  |  | CHL
46614 | TAB-DIS-CHL-ROUTE | Chlorination & Filtered Effluent Routeing | TAB-DIS-CHL | Chlorination Process
46615 | TAB-DIS-CHL1 | Chlorination Process | TAB-DIS-CHL | Chlorination Process
46643 | TAB-DIS-INQ | Disinfection - Instrument Equipment | TAB-DIS | Disinfection
46649 | TAB-DIS-MEQ | Chlorine - Building Mechanical, Sump Pumps | TAB-DIS | Disinfection
46706 | TAB-DIS-SS-35 | Chlorine Process - Scrubber System | TAB-DIS-CHL | Chlorination Process |  |  |  | SS
46707 | TAB-DIS-SS-35 | Chlorine Process - Scrubber System | TAB-SUSPENDED ENTITY | Suspended entities |  |  |  | SS
46716 | TAB-DIS-TUNN | Disinfection - Tunnel | TAB-DIS | Disinfection
46717 | TAB-DIS-UV | Disinfection - UV | TAB-DIS | Disinfection
46732 | FCL-ACC-HTR-0751 | Heater, Snow Melting, Gaseous Chemical Building, Service Area Second Floor | FCL-ACC-CL | Gaseous Chemical Building HVAC Equipment |  |  |  | HTR
46733 | FCL-ACC-HTR-0756 | Heater, Snow Melting, Gaseous Chemical Building, Service Area Second Floor | FCL-ACC-CL | Gaseous Chemical Building HVAC Equipment |  |  |  | HTR
46734 | FCL-ACC-HTR-0758 | Heater, Snow Melting, Gaseous Chemical Building, Service Area Second Floor | FCL-ACC-CL | Gaseous Chemical Building HVAC Equipment |  |  |  | HTR
46735 | FCL-ACC-HTR-0759 | Heater, Snow Melting, Gaseous Chemical Building, Service Area Second Floor | FCL-ACC-CL | Gaseous Chemical Building HVAC Equipment |  |  |  | HTR
46749 | FCL-ACC-HTR-0772 | Heater, Snow Melting, Gaseous Chemical Building, Service Area Second Floor | FCL-ACC-CL | Gaseous Chemical Building HVAC Equipment |  |  |  | HTR
46750 | FCL-ACC-HTR-0775 | Heater, Snow Melting, Gaseous Chemical Building, Stairs to Second Floor | FCL-ACC-CL | Gaseous Chemical Building HVAC Equipment |  |  |  | HTR
46751 | FCL-ACC-HTR-0777 | Heater, Snow Melting, Gaseous Chemical Building, Stairs to First Floor | FCL-ACC-CL | Gaseous Chemical Building HVAC Equipment |  |  |  | HTR
46752 | FCL-ACC-HTR-0778 | Heater, Snow Melting, Gaseous Chemical Building, Service Area First Floor | FCL-ACC-CL | Gaseous Chemical Building HVAC Equipment |  |  |  | HTR
46753 | FCL-ACC-HTR-0780 | Heater, Snow Melting, Gaseous Chemical Building, Service Area First Floor | FCL-ACC-CL | Gaseous Chemical Building HVAC Equipment |  |  |  | HTR
46754 | FCL-ACC-HTR-0781 | Heater, Snow Melting, Gaseous Chemical Building, Service Area First Floor | FCL-ACC-CL | Gaseous Chemical Building HVAC Equipment |  |  |  | HTR
46755 | FCL-ACC-HTR-0782 | Heater, Snow Melting, Gaseous Chemical Building, Service Area First Floor | FCL-ACC-CL | Gaseous Chemical Building HVAC Equipment |  |  |  | HTR
46756 | FCL-ACC-HTR-0783 | Heater, Snow Melting, Gaseous Chemical Building, Service Area First Floor | FCL-ACC-CL | Gaseous Chemical Building HVAC Equipment |  |  |  | HTR
46757 | FCL-ACC-HTR-0784 | Heater, Snow Melting, Gaseous Chemical Building, Outside area of Balcony | FCL-ACC-CL | Gaseous Chemical Building HVAC Equipment |  |  |  | HTR
46758 | FCL-ACC-HTR-0786 | Heater, Snow Melting, Gaseous Chemical Building, Main Stair Well | FCL-ACC-CL | Gaseous Chemical Building HVAC Equipment |  |  |  | HTR
46759 | FCL-ACC-HTR-0788 | Heater, Snow Melting, Gaseous Chemical Building, North Entrance | FCL-ACC-CL | Gaseous Chemical Building HVAC Equipment |  |  |  | HTR
46760 | FCL-ACC-HTR-0789 | Heater, Snow Melting, Gaseous Chemical Building, North Entrance | FCL-ACC-CL | Gaseous Chemical Building HVAC Equipment |  |  |  | HTR
46761 | FCL-ACC-HTR-0790 | Heater, Snow Melting, Gaseous Chemical Building, North Entrance | FCL-ACC-CL | Gaseous Chemical Building HVAC Equipment |  |  |  | HTR
46762 | FCL-ACC-HTR-0801 | Heater, Unit, Surge Building, North | FCL-ACC-P-HL | High Lift Pumping Station HVAC Equipment |  |  |  | HTR
46763 | FCL-ACC-HTR-0802 | Heater, Unit, Surge Building, East | FCL-ACC-P-HL | High Lift Pumping Station HVAC Equipment |  |  |  | HTR
46764 | FCL-ACC-HTR-0803 | Heater, Unit, Surge Building, West | FCL-ACC-P-HL | High Lift Pumping Station HVAC Equipment |  |  |  | HTR
46765 | FCL-ACC-HTR-0804 | Heater, Unit, Surge Building, South | FCL-ACC-P-HL | High Lift Pumping Station HVAC Equipment |  |  |  | HTR
46766 | FCL-ACC-HTR-0903 | Heater. Gas Fired (HTR-0003), Cake Loading Room, RMF Centrifuge Building South/East | FCL-ACC-RMF | Residue Management HVAC Equipment |  |  |  | HTR
46767 | FCL-ACC-HTR-0905 | Heater, Unit, (HTR-0005), 600V, 8kW, 3PH, RMF Clarification Facility, Exit Corridor Central | FCL-ACC-RMF | Residue Management HVAC Equipment |  |  |  | HTR
46768 | FCL-ACC-HTR-0908 | Heater, Unit, (HTR-0008), 600V, 10kW, 3PH, RMF, Clarification Facility, Pump Room | FCL-ACC-RMF | Residue Management HVAC Equipment |  |  |  | HTR
46769 | FCL-ACC-HTR-0910 | Heater, RMF, Clarification Facility, Stairwells 2, South of HVAC Room 2 | FCL-ACC-RMF | Residue Management HVAC Equipment |  |  |  | HTR
46770 | FCL-ACC-HTR-0911 | Heater, RMF, Clarification Facility, Ground Floor, HVAC Room 1 | FCL-ACC-RMF | Residue Management HVAC Equipment |  |  |  | HTR
46771 | FCL-ACC-HTR-221-234 | Sedimentation Tank Area Heaters | FCL-ACC | Climate Control (HVAC) |  |  |  | HTR
46772 | FCL-ACC-HTR-235-238 | Alum Storge & Powdered Activ. Carbon Area Heater | FCL-ACC-P-LL | Low Lift Pumping Station HVAC Equipment |  |  |  | HTR
46773 | FCL-ACC-HTR-530-536 | North Filter Gallery Heaters System HTR-0530: HTR-0536 | FCL-ACC | Climate Control (HVAC) |  |  |  | HTR
46774 | FCL-ACC-HTR-530-536 | North Filter Gallery Heaters System HTR-0530: HTR-0536 | FCL-ACC-FLT | Filter Building HVAC Equipment |  |  |  | HTR
46845 | TAB-DOM-HOTWTR | Domestic Water Systems, Floatation | TAB-WORK-AREA-SEO | TAB Work Area SEO
46867 | TAB-EL1-BLDG-E0001 | North Substation Electrical | TAB-EL1-BLDG-0001 | MSA Substation
46911 | FCL-ACC-HTR-603-614 | West Perimeter Heating HTR-0603A,B&C: HTR-0614A&B | FCL-ACC-FLT | Filter Building HVAC Equipment |  |  |  | HTR
46912 | FCL-ACC-HTR-621-630 | South Filter Gallery Heaters HTR-0621A&B: HTR-0630A&B | FCL-ACC | Climate Control (HVAC) |  |  |  | HTR
46913 | FCL-ACC-HTR-621-630 | South Filter Gallery Heaters HTR-0621A&B: HTR-0630A&B | FCL-ACC-FLT | Filter Building HVAC Equipment |  |  |  | HTR
46914 | FCL-ACC-HTR-636-643 | South Filter Pipe Gallery Heaters HTR-0636 : HTR-0643 | FCL-ACC | Climate Control (HVAC) |  |  |  | HTR
46915 | FCL-ACC-HTR-636-643 | South Filter Pipe Gallery Heaters HTR-0636 : HTR-0643 | FCL-ACC-FLT | Filter Building HVAC Equipment |  |  |  | HTR
46916 | FCL-ACC-HTR-P | Pump Stn. EL. 75.915M EL. 79.573M Heaters | FCL-ACC | Climate Control (HVAC)
46917 | FCL-ACC-HU-0301 | Humidifier, Admin Building, Utility Room 216 Second Floor | FCL-ACC-ADMIN | Administration Building HVAC Equipment |  |  |  | HU
46918 | FCL-ACC-HU-0302 | Humidifier, Admin Building, Utility Room 216 Second Floor | FCL-ACC-ADMIN | Administration Building HVAC Equipment |  |  |  | HU
46919 | FCL-ACC-HU-0303 | Humidifier, AHU-0303, Admin Building | FCL-ACC-AHU-0303 | Air Handling Unit, Roof Top, Admin Building Top of N/E Stairwell |  |  |  | HU
46921 | FCL-ACC-OIT-0101 | OIT, Low Lift BAS RPU-0101 Panel, Low Lift Pump Room S/E | FCL-ACC-RPU-0101 | RPU Panel, Low Lift BAS, Low Lift Pump Room S/E |  |  |  | OIT
46922 | FCL-ACC-OIT-0401 | OIT, High Lift Building BAS RPU-0401 Panel, High Lift Heating & Ventilation Room | FCL-ACC-RPU-0401 | RPU Panel, High Lift Building BAS, High Lift Heating & Ventilation Room |  |  |  | OIT
46923 | FCL-ACC-OIT-0501 | OIT, Filter Building BAS RPU-0501 Panel, Filter Building, Piping Gallery East | FCL-ACC-RPU-0501 | RPU Panel, Filter Building BAS, Filter Building Piping Gallery East |  |  |  | OIT
46924 | FCL-ACC-OIT-0601 | OIT, Filter Building BAS RPU-0601 Panel, Filter Building, Piping Gallery West | FCL-ACC-RPU-0601 | RPU Panel, Filter Building BAS, Filter Building Piping Gallery West |  |  |  | OIT
46925 | FCL-ACC-OIT-0801 | OIT, Surge Building BAS RPU-0801 Panel, Surge Building North | FCL-ACC-RPU-0801 | RPU, Surge Building BAS, Surge Building North |  |  |  | OIT
46930 | FCL-ACC-P-HL | High Lift Pumping Station HVAC Equipment | FCL-ACC | Climate Control (HVAC)
46938 | FCL-ACC-PDIT-0302 | Transmitter, Pressure, Differential, AHU-0303 Outlet, Filter F-0302, Admin Building | FCL-ACC-AHU-0303 | Air Handling Unit, Roof Top, Admin Building Top of N/E Stairwell |  |  |  | PDIT
47149 | FCL-ACC-TIT-0902 | Transmitter, Temperature, RMF Centrifuge Building, Ground Floor, Polymer Room | FCL-ACC-RMF | Residue Management HVAC Equipment |  |  |  | TIT
47150 | FCL-ACC-TIT-0905 | Transmitter, Temperature, RMF Clarification Facility, Operating Floor Exit Corridor North | FCL-ACC-RMF | Residue Management HVAC Equipment |  |  |  | TIT
47151 | FCL-ACC-TIT-0906 | Transmitter, Temperature, RMF Clarification Facility, Thickeners Hallway | FCL-ACC-RMF | Residue Management HVAC Equipment |  |  |  | TIT
47152 | FCL-ACC-TIT-0907 | Transmitter, Temperature, RMF Clarification Facility, Exit Corridor Central | FCL-ACC-RMF | Residue Management HVAC Equipment |  |  |  | TIT
47153 | FCL-ACC-TIT-0908 | Transmitter, Temperature, RMF Clarification Facility, Electrical Room | FCL-ACC-RMF | Residue Management HVAC Equipment |  |  |  | TIT
47244 | TAB-EL1-MCC | Motor Control Center- North Substation | TAB-ELS-NORTH | North Substation | Control Panel,MCC
47376 | FCL-ACC-TT-0231 | Transmitter, Temperature,D-0202, Flocculation/Sedimentation Dehumidification System | FCL-ACC-P-LL | Low Lift Pumping Station HVAC Equipment |  |  |  | TT
47377 | FCL-ACC-TT-0301 | Transmitter, Temperature, AHU-0303 Inlet, Admin Building | FCL-ACC-AHU-0303 | Air Handling Unit, Roof Top, Admin Building Top of N/E Stairwell |  |  |  | TT
47378 | FCL-ACC-TT-0303 | Transmitter, Temperature, AHU-0303 Outlet, Admin Building | FCL-ACC-AHU-0303 | Air Handling Unit, Roof Top, Admin Building Top of N/E Stairwell |  |  |  | TT
47379 | FCL-ACC-TT-0305 | Transmitter, Temperature, Admin Building, Second Floor, Corridor 217, East | FCL-ACC-ADMIN | Administration Building HVAC Equipment |  |  |  | TT
47380 | FCL-ACC-TT-0307 | Transmitter, Temperature, Admin Building, Second Floor, Office Room 203 | FCL-ACC-ADMIN | Administration Building HVAC Equipment |  |  |  | TT
47381 | FCL-ACC-TT-0308 | Transmitter, Temperature, Admin Building, Second Floor, Office Room 204 | FCL-ACC-ADMIN | Administration Building HVAC Equipment |  |  |  | TT
47382 | FCL-ACC-TT-0311 | Transmitter, Temperature, Admin Building, Second Floor, Women's Washroom 212 | FCL-ACC-ADMIN | Administration Building HVAC Equipment |  |  |  | TT
47383 | FCL-ACC-TT-0313 | Transmitter, Temperature, Admin Building, Second Floor, Office Room 209 | FCL-ACC-ADMIN | Administration Building HVAC Equipment |  |  |  | TT
47384 | FCL-ACC-TT-0315 | Transmitter, Temperature, Admin Building, Second Floor, Library/Storage Room 206 | FCL-ACC-ADMIN | Administration Building HVAC Equipment |  |  |  | TT
47385 | FCL-ACC-TT-0317 | Transmitter, Temperature, Admin Building, First Floor, PCS Lab Room 119 | FCL-ACC-ADMIN | Administration Building HVAC Equipment |  |  |  | TT
47386 | FCL-ACC-TT-0319 | Transmitter, Temperature, Admin Building, First Floor, Meeting Room 104 | FCL-ACC-ADMIN | Administration Building HVAC Equipment |  |  |  | TT
47387 | FCL-ACC-TT-0322 | Transmitter, Temperature, Admin Building, First Floor, Servers Room 106 | FCL-ACC-ADMIN | Administration Building HVAC Equipment |  |  |  | TT
47388 | FCL-ACC-TT-0323 | Transmitter, Temperature, Admin Building, First Floor, Storage Room 108 | FCL-ACC-ADMIN | Administration Building HVAC Equipment |  |  |  | TT
47389 | FCL-ACC-TT-0325 | Transmitter, Temperature, Admin Building, First Floor, Training Room 105 | FCL-ACC-ADMIN | Administration Building HVAC Equipment |  |  |  | TT
47390 | FCL-ACC-TT-0327 | Transmitter, Temperature, Admin Building, First Floor, Women's Change Room 124 | FCL-ACC-ADMIN | Administration Building HVAC Equipment |  |  |  | TT
47391 | FCL-ACC-TT-0328 | Transmitter, Temperature, Admin Building, First Floor, Vestibule 130 | FCL-ACC-ADMIN | Administration Building HVAC Equipment |  |  |  | TT
47392 | FCL-ACC-TT-0333 | Transmitter, Temperature, Admin Building, Second Floor, Office Room 200 | FCL-ACC-ADMIN | Administration Building HVAC Equipment |  |  |  | TT
47403 | FCL-ACC-TT-0414 | Transmitter, Temperature, Outdoor, High Lift Switchgear Room Ventilation, Electrical Switchyard | FCL-ACC-P-HL | High Lift Pumping Station HVAC Equipment |  |  |  | TT
47540 | TAB-EL1-TS-6113 | Power Distribution, Automatic Transfer Switch, Generator, Standby Power, 600V | TAB-EL1-MCC-6121 | Motor Control Centre, 600V MCC |  |  |  | TS
47545 | TAB-EL1-TS-6320 | Power Distribution, Automatic Transfer Switch, Generator, Standby Power, 600V | TAB-EL1-MCC-6005 | Motor Control Centre 600V - Blower Bldg |  |  |  | TS
47549 | TAB-EL1-TS-6531 | Power Distribution, Automatic Transfer Switch, Generator, Standby Power, 600V | TAB-EL1-PDP-6009 | Power Distribution Panel, 600V, Z Building Outdoor Substation |  |  |  | TS
47550 | TAB-EL1-TS-6532 | Power Distribution, Automatic Transfer Switch, Generator, Standby Power, 600V | TAB-EL1-GEN-6540 | Generator, Standby Power, 600V 1000kw - Z Bldg |  |  |  | TS
47551 | TAB-EL1-TS-6532 | Power Distribution, Automatic Transfer Switch, Generator, Standby Power, 600V | TAB-EL1-PDP-6008 | Power Distribution Panel, 600V, Z Building Outdoor Substation |  |  |  | TS
47552 | TAB-EL1-TS-6533 | Power Distribution, Automatic Transfer Switch, Generator, Standby Power, 600V | TAB-EL1-PDP-6009 | Power Distribution Panel, 600V, Z Building Outdoor Substation |  |  |  | TS
47553 | TAB-EL1-TS-6651 | Power Distribution, Automatic Transfer Switch, Generator, Standby Power, 600V | TAB-EL1-MCC-6627 | Motor Control Centre |  |  |  | TS
47554 | TAB-EL1-TS-6654 | Power Distribution, Automatic Transfer Switch, Generator, Standby Power, 600V | TAB-EL1-MCC-6628 | Motor Control Centre |  |  |  | TS
47560 | FCL-ACC-TT-0418 | Transmitter, Temperature, Outdoor, High Lift PS West | FCL-ACC-P-HL | High Lift Pumping Station HVAC Equipment |  |  |  | TT
47761 | TAB-EL2-TS-6122 | Power Distribution, Automatic Transfer Switch, Generator, Standby Power, 600V | TAB-EL2-MCC-6524 | Motor Control Centre, 600V |  |  |  | TS
47762 | TAB-EL2-TS-6123 | Power Distribution, Automatic Transfer Switch, Generator, Standby Power, 600V | TAB-EL2-GEN-6130 | Generator, Standby Power, 600V 650kw - Dewatering/Silo Bldg |  |  |  | TS
47763 | TAB-EL2-TS-6123 | Power Distribution, Automatic Transfer Switch, Generator, Standby Power, 600V | TAB-EL2-PDP-6015 | Power distribution Panel, 600V |  |  |  | TS
47889 | FCL-ACC-V-0601 | Valve, Control, HE-0601 Cooling Water Supply, Filter Building, West Dehumidification System | FCL-ACC-HE-0601 | Heat Exchanger, Cooling Coil, D-0601 ,Filter Building, East Dehumidification System |  |  |  | V
47890 | FCL-ADM BLDG | Building Location | FCL-SPC | Process Control Systems - Services Area
47891 | FCL-ADM BLDG | Building Location | FCL-SPC2 | Process Control Systems - Equipment
47892 | FCL-AFTER SO2 | FCL-AFTER SO2 Sampling | FCL-SAMP | Sampling Systems
47914 | FCL-AIR-SCOUR | Backwash System | FCL-FLT | Filtration
47915 | FCL-ALM | Coagulation | FCL-PLT | Preliminary Treatment
47916 | FCL-ALM-CP-0001 | Control Panel, Operator, Alum Tank Overflow Alarm, Alum System | FCL-ALM-T-0101 | Tank, Non-Pressurized, Alum Storage Tank 0101, Liquid Alum System |  |  |  | CP
47917 | FCL-ALM-CP-0201 | Control Panel, Electrical, Pump 0201, Alum System | FCL-ALM-P-0201 | Pump, PD, Pump, Alum System |  |  |  | CP
47918 | FCL-ALM-CP-0301 | Control Panel, Electrical, Pump 0301, Alum System | FCL-ALM-P-0301 | Pump, PD, Pump, Alum System |  |  |  | CP
47962 | TAB-EL3-MCC-6014 | MCC, Electrical Room, Auxiliary System Building 2nd Floor East | TAB-EL3-TR-5212 | Transformer, Substation, Auxiliary Systems Building, 2nd Floor |  |  |  | MCC
47963 | TAB-EL3-MCC-6014 | MCC, Electrical Room, Auxiliary System Building 2nd Floor East | TAB-EL3-TR-5214 | Power Distribution Transformer, 4.16 KV / 0.6 KV, (TR-1) Aux Building B Side |  |  |  | MCC
48054 | TAB-EL3-TS-6220 | Power Distribution, Automatic Transfer Switch, Generator, Standby Power, 600V | TAB-EL3-GEN-6220 | Generator, Standby Power, 600V 500kw - Dig 13-16 |  |  |  | TS
48055 | TAB-EL3-TS-6326A | Power Distribution, Automatic Transfer Switch, Generator, Standby Power, 600V | TAB-EL1-MCC-6628 | Motor Control Centre |  |  |  | TS
48056 | TAB-EL3-TS-6340 | Power Distribution, Automatic Transfer Switch, Generator, Standby Power, 600V | TAB-EL3-MCC-6323 | Motor Control Centre, Digester 19-22 bldg |  |  |  | TS
48057 | TAB-EL3-TS-6341 | Power Distribution, Automatic Transfer Switch, Generator, Standby Power, 600V | TAB-EL3-GEN-6240 | Generator, Standby Power, 600V 500kw - Dig 19-22/Gas Cntl Bldg |  |  |  | TS
48089 | TAB-ELS | WA7 Electrical | TAB-WORK-AREA-7 | Work Area 7
48090 | TAB-ELS | WA7 Electrical | TAB-WORK-AREA-WWPW | TAB Work Area WWPW
48097 | TAB-ELS-D BLDG | D Building Outdoor Substation | TAB-ELS-NORTH | North Substation | Switchgear,Outdoor
48098 | TAB-ELS-D BLDG | D Building Outdoor Substation | TAB-WORK-AREA-LIQ | TAB Work Area Liq | Switchgear,Outdoor
48101 | TAB-ELS-ESQ | Electrical Safety Equipment | TAB-WORK-AREA-8 | Electrical Sub- Stations
48122 | TAB-ELS-M BLDG | M Building Indoor Substation | TAB-RSP-M | M Building | Transformer
48127 | TAB-ELS-NON-PHYC | Top-level hierarchy for generic entities that represent muliti-equipment inspection routes and shutdowns | TAB-RTE-PD | TAB-Routine Power Distribution Plant Wide
48128 | TAB-ELS-NON-PHYC | Top-level hierarchy for generic entities that represent muliti-equipment inspection routes and shutdowns | TAB-WORK-AREA-8 | Electrical Sub- Stations
48129 | TAB-ELS-NOPARENT | Temporary Parent for Entities to be Assigned a Parent | TAB-ELS-NON-PHYC | Top-level hierarchy for generic entities that represent muliti-equipment inspection routes and shutdowns
48130 | TAB-ELS-NOPARENT | Temporary Parent for Entities to be Assigned a Parent | TAB-ELS-ROUTES | Top-level hierarchy for generic entities that represent muliti-equipment inspection routes
48131 | TAB-ELS-P BLDG | P Building Outdoor Substation | TAB-WORK-AREA-1 | Work Area 1 | Switchgear,Outdoor
48133 | TAB-ELS-PRJ-0001 | TAB Standby Power Project | 52349 | TAB Power Distribution |  |  |  | PRJ
48134 | TAB-ELS-PT 1-9 | Primary Tank 1-9 Outdoor Substation | TAB-ELS-NORTH | North Substation | Switchgear,Outdoor
48136 | TAB-ELS-SHTD-GRPS | Top-level hierarchy for generic entities that represent muliti-equipment shutdown work order entities | TAB-ELS-NON-PHYC | Top-level hierarchy for generic entities that represent muliti-equipment inspection routes and shutdowns
48147 | FCL-ALM-FS-0101 | Switch,Flow Pump # 1 | FCL-ALM | Coagulation |  |  | 33815 | FS
48148 | FCL-ALM-FS-0201 | Switch,Flow Pump # 2 | FCL-ALM | Coagulation |  |  | 33816 | FS
48149 | FCL-ALM-FS-0301 | Switch,Flow Pump # 3 | FCL-ALM | Coagulation |  |  | 33817 | FS
48302 | TAB-ELS-SUB | Electrical Substations | TAB-WORK-AREA-8 | Electrical Sub- Stations
48303 | TAB-ELS-T BLDG | T Building Indoor Substation | TAB-RSP-P-T | T Building - Raw Sewage Pumping | Transformer
48305 | TAB-ELS-TR-PT-SS | Transformer, Primary 13000/6140V, SS | TAB-ELS-SOUTH | South Substation
48306 | TAB-ELS-TR-PT-SWS | Transformer, Primary 13000/600V, SWS | TAB-ELS-SEAWALL | Seawall Substation
48307 | TAB-ELS-TR-ST-SS | Transformer, Secondary 4160/600V, SS | TAB-ELS-SOUTH | South Substation
48320 | TAB-FEQ | Fire Protection Equipment, Plant Wide | TAB-WORK-AREA-WWPW | TAB Work Area WWPW
48328 | TAB-FEQ-FH | Fire Hydrants | TAB-FEQ | Fire Protection Equipment, Plant Wide | Fire Prevention,Hydrant
48329 | TAB-FEQ-HC-AUX | Fire Standpipe/Hose, Auxilliary Building | TAB-FEQ-HOSE | Fire Standpipe/Hose Cabinets | Fire Prevention,Hose
48330 | TAB-FEQ-HC-DEW | Fire Standpipe/Hose, Dewatering | TAB-FEQ-HOSE | Fire Standpipe/Hose Cabinets | Fire Prevention,Hose
48331 | TAB-FEQ-HC-INC | Fire Standpipe/Hose, Incineration/Heat Recovery | TAB-FEQ-HOSE | Fire Standpipe/Hose Cabinets | Fire Prevention,Hose
48332 | TAB-FEQ-HC-PRT | Fire Standpipe/Hose, Primary Treatment | TAB-FEQ-HOSE | Fire Standpipe/Hose Cabinets | Fire Prevention,Hose
48333 | TAB-FEQ-HC-Z | Fire Standpipe/Hose, Z Building | TAB-FEQ-HOSE | Fire Standpipe/Hose Cabinets | Fire Prevention,Hose
48336 | TAB-GAS-ELS | Digester Control Building - Electrical System | TAB-DIG-GAS | Digester Gas Control
48340 | TAB-GAS-TANK | Air Receiver Tank, Gas control Bldg. | TAB-AI | Local Compressed Air Equipment
48403 | FCL-AM-CP-0001 | Control Panel, Operator, Aqua Ammonia System, Outside Wall beside Ammonia Fill Station | FCL-AM | Ammoniation |  |  |  | CP
48404 | FCL-AM-CP-0002 | Local Control Panel, Aqua Ammonia Scrubber Control (GLC4), Gaseous Chemical Building,Scrubber Room | FCL-AM | Ammoniation |  |  |  | CP
48405 | FCL-AM-CP-0201 | Control Panel, Electrical, Pump 0201, Aqua Ammonia System, Ammonia Room | FCL-AM-P-0201 | Pump, Gear, Metering, Aqua Ammonia System |  |  |  | CP
48411 | FCL-AM-DM-0012 | Damper, Ammonia Storage Room Exhaust to Scrubber SB-0101, Gaseous Chemical Building, Ammonia Storage Room | FCL-AM-SCRUBBER | Ammonia Scrubber System |  |  |  | DM
48432 | TAB-HRS-BO | Steam Boilers No. 19 & 20 | TAB-HRS-STEAM | Plant Steam
48456 | TAB-HRS-P-CON | New PS - Condensate Pumps | TAB-HRS-STEAM | Plant Steam
48458 | TAB-HRS-STEAM | Plant Steam | TAB-WORK-AREA-6 | Work Area 6
48459 | TAB-HRS-T | Steam Flash Tanks & Controls | TAB-HRS-STEAM | Plant Steam
48464 | TAB-HTR-UV | Unit Heaters | TAB-ACC-HTR | Heaters- Convection,
48474 | FCL-AM-HTR-0001 | Heater, (Heat Tracing), Gaseous Chemical Building, South of Storage Tank | FCL-ACC-AM | Amonia Room HVAC Equipment |  |  |  | HTR
48484 | FCL-AM-STR-0038 | Strainer, Aqua Ammonia Scrubber Pump Inlet, Ventilation Machine Room, Dry Chemical Building | FCL-AM-P-0001 | Pump, Centrifugal, Waste Water, Scrubber, Aqua Ammonia Scrubber System |  |  |  | STR
48485 | FCL-AM-STR-0210 | Strainer, Ammonia Pump 0210 Suction, Aqua Ammonia System, Ammonia Room | FCL-AM-P-0201 | Pump, Gear, Metering, Aqua Ammonia System |  |  |  | STR
48587 | TAB-INCINERATOR BLDG | Building Location | TAB-SPC2 | Process Control Systems - Equipment
48588 | TAB-INCINERATOR-BLDG | Building Location | TAB-EUS | Production & End User Support
48589 | TAB-INORG-P | Pipettes - Inorganic | BOM-LAB-TAB-INORG | Laboratory - Inorganic
48591 | TAB-ITS-WA3 | Dewater Building Communications Equipment | TAB-WORK-AREA-SOL | TAB Work Area Sol
48599 | TAB-M BLDG | Building Location | TAB-SPC | Process Control Systems - Services Area
48631 | TAB-M-BLDG | Building Location | TAB-EUS | Production & End User Support
48632 | TAB-MCS-CRN | TAB Cranes and Lifting Devices | TAB-WORK-AREA-7 | Work Area 7
48637 | TAB-MCS-CRN-D BLDG | Cranes - D Building | TAB-MCS-CRN | TAB Cranes and Lifting Devices
48638 | TAB-MCS-CRN-DIG | Cranes - Gas Control Bldg and Digesters | TAB-MCS-CRN | TAB Cranes and Lifting Devices
48639 | TAB-MCS-CRN-INC | Cranes - Incinerators | TAB-MCS-CRN | TAB Cranes and Lifting Devices
48640 | TAB-MCS-CRN-P BLDG | Cranes - P Building | TAB-MCS-CRN | TAB Cranes and Lifting Devices
48641 | TAB-MCS-CRN-POL | Cranes - Polymer Building | TAB-MCS-CRN | TAB Cranes and Lifting Devices
48642 | TAB-MCS-CRN-T BLDG | Cranes - T Building | TAB-MCS-CRN | TAB Cranes and Lifting Devices
48643 | TAB-MCS-DR | Plant Wide - Overhead Doors | TAB-MCS | Mechanical & Machine Shop, Overhead Doors & Sump Pumps
48669 | FCL-AM-V-0118 | Valve, Ball, Ammonia Tank 0101 to Vent, Aqua Ammonia System, Ammonia Room | FCL-AM-T-0101 | Tank, Storage, Pressurised, Aqua Ammonia Storage Room, Dry Chemical Building |  |  |  | V
48687 | FCL-AUX-TPD-0904 | Trap Primer Device, Electrical, RMF Centrifuge Building, Polymer Room | FCL-ACC-RMF | Residue Management HVAC Equipment |  |  |  | TPD
48688 | FCL-BEFORE SO2 | Before S02 Sampling | FCL-SAMP | Sampling Systems
48694 | FCL-BW | Backwash System | FCL-FLT | Filtration
48699 | TAB-MCS-MT | Machine Shop Mechanical Equipment | TAB-MCS | Mechanical & Machine Shop, Overhead Doors & Sump Pumps
48707 | TAB-MOGEN | Generator. Mobile | TAB-WORK-AREA-6 | Work Area 6 | Generator,Electricity,Portable
48708 | TAB-MOGEN | Generator. Mobile | TAB-WORK-AREA-SEO | TAB Work Area SEO | Generator,Electricity,Portable
48715 | TAB-NEW-GAS-BLDG | Building Location | TAB-EUS | Production & End User Support
48716 | TAB-NGS | TAB- Natural Gas Supply Line, Headers | TAB-AUX | Gas Services, Natural Gas, Digester Gas
48719 | TAB-NGS-BURNER | Waste Burner Gas Valves | TAB-NGS-WASTE | TAB- Natural Gas Supply Line,Incinerators,Pelletizers, Waste Burners
48734 | TAB-NGS-STM-BLR1 | Natural Gas line to Steam Boiler 1 | TAB-NGS-BOILERS | TAB- Natural Gas Supply Line, Boiler Headers
48735 | TAB-NGS-STM-BLR2 | Natural Gas line to Steam Boiler 2 | TAB-NGS-BOILERS | TAB- Natural Gas Supply Line, Boiler Headers
48772 | FCL-BW-TIT-0201 | Temperature Transmitter, Blower 2 Discharge | FCL-BW-BL-0200 | Blower, Multi-stage Centrifugal, Filter Backwash Air Scour,Filter Building ,South End. |  |  |  | TIT
48792 | FCL-BW-V-0029 | Valve, Air Release, Backwash Supply Pipe | FCL-BW | Backwash System |  |  |  | V
48793 | FCL-BW-V-0030 | Valve, Ball, Isolation, Air Release, Backwash Supply Pipe | FCL-BW | Backwash System |  |  |  | V
48794 | FCL-BW-V-0031 | Valve, Air Release, Backwash Supply Pipe | FCL-BW | Backwash System |  |  |  | V
48795 | FCL-BW-V-0033 | Valve, Air Release, Backwash Supply Pipe | FCL-BW | Backwash System |  |  |  | V
48935 | TAB-OCS | Odour Control System, Aeration tanks | TAB-WORK-AREA-LIQ | TAB Work Area Liq
48970 | FCL-CENTRIFUGE BLDG | Building Location | FCL-SPC2 | Process Control Systems - Equipment
48971 | FCL-CENTRIFUGE-BLDG | Building Location | FCL-EUS | Production & End User Support
48978 | FCL-CL-CP-0001 | Control Panel, Area, Mimic, Chlorination System, Control Room, Gaseous Chemical Building | FCL-CLA | Pre-Chlorination |  |  |  | CP
48979 | FCL-CL-CP-0005 | Local Control Panel, Mimic, Chlorination Eductor Valves, Control Room, Gaseous Chemical Building | FCL-CLA | Pre-Chlorination |  |  |  | CP
48980 | FCL-CL-CP-0008 | Local Control Panel, Alternate Pre-Chlorination Valves, Sedimentation Tanks Area | FCL-CLA | Pre-Chlorination |  |  |  | CP
48989 | TAB-OCS-DBLDG | D Building - Odour control System, Fans | TAB-PLT-D | D Building - Preliminary Treatment | Odour Control
49110 | TAB-OCS-IPS | Odour control System - IPS | TAB-RSP | Raw Sewage Pumping
49111 | TAB-OCS-IPS | Odour control System - IPS | TAB-RSP-FN | M & T Building - Odour Control Fans & Filters
49177 | FCL-CL-SCRUBBER | CL & SO2 Scrubber System | FCL-SES | Safety and Environmental Services
49216 | FCL-CLA-RD-0101 | Rupture Disk, Vent, CLA Evaporator 0101, Gaseous Chemical Building, Machine Room | FCL-CLA-EV-0101 | Evaporator, Chlorine Gas, Chlorination System |  |  |  | RD
49298 | TAB-OPS BLDG | Building Location | TAB-SPC2 | Process Control Systems - Equipment
49306 | TAB-P BLDG | Building Location | TAB-SPC2 | Process Control Systems - Equipment
49375 | FCL-CLA1 | Pre-Chlorination | FCL-DIS | Disinfection and Conditioning
49376 | FCL-CLARIFICATE-BLDG | Building Location | FCL-EUS | Production & End User Support
49377 | FCL-CLB | Post-Chlorination | FCL-DIS | Disinfection and Conditioning
49383 | FCL-CLB-CP-0001 | Control Panel, After Post Sampling Pumps 0001A&B, Dewatering Pumps Area Second Level | FCL-CLB-P-0001A | Pump, Centrifugal, After Post, Sampling Pumps, Dewatering Pumps Area Second Level |  |  |  | CP
49435 | TAB-PD-TRG-0001 | PD Staff Training | 52349 | TAB Power Distribution |  |  |  | TRG
49521 | TAB-PLT-BL-P | Blowers, Grit Tank Air, P Building | TAB-PLT-P | P Building - Preliminary Treatment
49524 | TAB-PLT-CMP | D Building, Screening Compactors | TAB-PLT-D | D Building - Preliminary Treatment
49595 | TAB-PLT-CV-P | P Building, Grit Conveyors | TAB-PLT-P | P Building - Preliminary Treatment
49645 | TAB-PLT-ELQ-D | D Building - Electrical Equipment | TAB-PLT-D | D Building - Preliminary Treatment
49696 | FCL-CLB-RD-0101 | Rupture Disk, Vent, CLB Evaporator 0101, Gaseous Chemical Building, Machine Room | FCL-CLB-EV-0101 | Evaporator, Chlorine Gas, Chlorination System |  |  |  | RD
49697 | FCL-CLB-SAMP | After Post CL2 Sampling | FCL-SAMP | Sampling Systems
49716 | FCL-CLB-V-0011A | Valve, Pressure Regulating, Inlet, Chlorine Analyzer CLB-AIT-0001B, Sampling Pumps, After Post Control, Lab, Admin. Building | FCL-CLB-AIT-0001B | Analyzer, Chlorine, After Post Reference, Lab, Admin. Building |  |  |  | V
49717 | FCL-CLB-V-0012A | Valve, Pressure Regulating, Inlet, Chlorine Analyzer CLB-AIT-0001A, Sampling Pumps, After Post Control, Lab, Admin. Building | FCL-CLB-AIT-0001A | Analyzer, Chlorine, After Post Control, Lab, Admin. Building |  |  |  | V
49901 | TAB-PLT-INQ | P Building - Instrumentation Equipment | TAB-PLT-P | P Building - Preliminary Treatment
50026 | TAB-PLT-OC | Preliminary Grit Odour Control | TAB-PLT-P | P Building - Preliminary Treatment
50027 | TAB-PLT-P | P Building - Preliminary Treatment | TAB-PLT | Preliminary Treatment
50064 | TAB-PLT-P-P | P Building - Sump Pumps, Grit Tanks | TAB-PLT-P | P Building - Preliminary Treatment | Pump
50125 | TAB-PLT-SC-D | D Building - Bar / Perforated Screen | TAB-PLT-D | D Building - Preliminary Treatment | Screen,Bar
50126 | TAB-PLT-SC-P | P Building - Bar Screens 1 - 6 | TAB-PLT-P | P Building - Preliminary Treatment | Screen,Bar
50144 | TAB-PLT-SQ | P Building - Safety Equipment | TAB-PLT-P | P Building - Preliminary Treatment
50145 | TAB-PLT-SQ-P | P Building - Safety Equipment, Atmosphere monitors | TAB-PLT-P | P Building - Preliminary Treatment
50175 | TAB-PLT-SUMP | D Bldg - Sump Pumps | TAB-PLT-D | D Building - Preliminary Treatment
50176 | TAB-PLT-T | P Building - Grit Tanks 1-12 & Hoppers 1 - 6 | TAB-PLT-P | P Building - Preliminary Treatment
50202 | TAB-PLT-T-D | D Building - Grit Tanks & Hoppers 13 - 16 | TAB-PLT-D | D Building - Preliminary Treatment
50219 | FCL-CLC | Pre-Chlorination | FCL-DIS | Disinfection and Conditioning
50220 | FCL-CLC-CP-0001 | Local Control Panel, Trim Chlorination System Eductor Valves, High Lift PS Basement | FCL-CLC | Pre-Chlorination |  |  |  | CP
50230 | FCL-DCL | Sulphur Dioxide System | FCL-DIS | Disinfection and Conditioning
50235 | FCL-DCL-AICR-0401 | Controller,Analyses,Indicator/Manual Setpoint,Recording,SO-0401, Panel CP-0003,Gaseous Chem. Building | FCL-DCL-SO-0401 | Sulphonator, RMF Dechlorination, Machine Room,Gaseous Chemical Building |  |  |  | AICR
50236 | FCL-DCL-AICR-0501 | Controller,Analyses,Indicator/Manual Setpoint,Recording,SO-0501, Panel CP-0003,Gaseous Chem. Building | FCL-DCL-SO-0501 | Sulphonator, RMF Dechlorination, Machine Room,Gaseous Chemical Building |  |  |  | AICR
50246 | FCL-DCL-CP-0001 | Control Panel, Before SO2 Sample Pumps 0001A-B, Dewatering Pump Area Ground Level | FCL-DCL-P-0001A | Pump, Centrifugal, Sampling Before SO2, Decant Liquor, Sampling Pumps |  |  |  | CP
50247 | FCL-DCL-CP-0002 | Control Panel, After SO2 Sample Pumps 0002A-B, Dewatering Pump Area Ground Level | FCL-DCL-P-0002A | Pump, Centrifugal, Sampling After SO2, Decant Liquor, Sampling Pumps |  |  |  | CP
50248 | FCL-DCL-CP-0003 | Control Panel, Area, Mimic, Sulphur Dioxide System, Control Room, Gaseous Chemical Building | FCL-DCL | Sulphur Dioxide System |  |  |  | CP
50249 | FCL-DCL-CP-0005 | Control Panel, Mimic, SO2 System Injectors Control Valves, Control Room, Gaseous Chemical Building | FCL-DCL | Sulphur Dioxide System |  |  |  | CP
50546 | FCL-DCL-INJ-0420 | Eductor, RMF Dechlorination, RMF Facility | FCL-DCL-SO-0401 | Sulphonator, RMF Dechlorination, Machine Room,Gaseous Chemical Building |  |  |  | INJ
50552 | FCL-DCL-PSH-0105 | Switch, Pressure-High, Evaporator 0101 Vent Line to Scrubber, Machine Room, Gaseous Chemical Bldg. | FCL-DCL-EV-0101 | Evaporator, SO2, Sulpher Dioxide System |  |  |  | PSH
50554 | FCL-DCL-PSH-0205 | Switch, Pressure-High, Evaporator 0201 Vent Line to Scrubber, Machine Room, Gaseous Chemical Bldg. | FCL-DCL-EV-0201 | Evaporator, SO2, Sulpher Dioxide System |  |  |  | PSH
50569 | FCL-DCL-STR-0412 | Strainer, Inlet, INJ-0420, RMF Clarification | FCL-DCL-INJ-0420 | Eductor, RMF Dechlorination, RMF Facility |  |  |  | STR
50570 | FCL-DCL-STR-0512 | Strainer, Inlet, INJ-0520, RMF Clarification | FCL-DCL-INJ-0520 | Eductor, RMF Dechlorination, RMF Facility |  |  |  | STR
50661 | TAB-PLT-VAC-TRK | Vacuum Truck Unloading Bay | TAB-PLT-D | D Building - Preliminary Treatment
50683 | TAB-POLYMER-BLDG | Building Location | TAB-EUS | Production & End User Support
50684 | TAB-PRM | Primary Treatment | TAB-WORK-AREA-1 | Work Area 1
50685 | TAB-PRM | Primary Treatment | TAB-WORK-AREA-LIQ | TAB Work Area Liq
50850 | TAB-PRM-INQ-OPS | Old PS Building - Instrumentation Equipment | TAB-PRM-OPS | Old PS - Primary Treatment
50877 | TAB-PRM-OPS | Old PS - Primary Treatment | TAB-PRM | Primary Treatment
50878 | TAB-PRM-P | P Bldg - Primary Treatment | TAB-PRM | Primary Treatment
50917 | TAB-PRM-P-D | D Building Sludge Pumping | TAB-PRM-D | D Bldg - Primary Treatment
50919 | TAB-PRM-P-P | P Building - Primary Sludge Pumping | TAB-PRM-P | P Bldg - Primary Treatment
50927 | TAB-PRM-POL | P Building - Polymer system | TAB-PRM-P | P Bldg - Primary Treatment
50966 | TAB-PRM-SQ-OPT | Old PS Building - Safety Equipments | TAB-PRM-OPS | Old PS - Primary Treatment
50967 | TAB-PRM-SQ-P | Safety Equipment, P Building , Primarm | TAB-PRM-P | P Bldg - Primary Treatment
50968 | TAB-PRM-STRC--OPS | Old PS Building - Drains, Plumbing, Walls | TAB-PRM-OPS | Old PS - Primary Treatment
51427 | TAB-PRS | Phosphorous Removal System | TAB-WORK-AREA-1 | Work Area 1
51428 | TAB-PRS | Phosphorous Removal System | TAB-WORK-AREA-LIQ | TAB Work Area Liq
51431 | TAB-PRS-C | Air Compressors & Receiver/ Unloading Station | TAB-PRS2 | Phosphorus Removal System
51445 | FCL-DCL-V-0043 | Valve, Check, Discharge, SO2 Sampling Pump 0001A, Ground Level, Dewatering Pumps Area | FCL-DCL-P-0001A | Pump, Centrifugal, Sampling Before SO2, Decant Liquor, Sampling Pumps |  |  |  | V
51446 | FCL-DCL-V-0046 | Valve, Ball, Isolation, Pressure Gauge PI-0004, High Lift PS Basement | FCL-DCL-PI-0004 | Indicator, Pressure, SO2 Solution to Treated Water Conduit, High Lift PS Basement |  |  |  | V
51482 | TAB-PRS-ELQ | Electrical Equipment | TAB-PRS2 | Phosphorus Removal System
51517 | TAB-PRS-INQ | Instrumentation Equipment | TAB-PRS2 | Phosphorus Removal System
51606 | TAB-PRS-P-TRANSFER | Chemical Transfer Pumps | TAB-PRS2 | Phosphorus Removal System
51634 | FCL-DCL-V-0411 | Valve, Isolation, Inlet, RMF Sulphonator 0401, Machine Room, Gaseous Chemical Building | FCL-DCL-SO-0401 | Sulphonator, RMF Dechlorination, Machine Room,Gaseous Chemical Building |  |  |  | V
51635 | FCL-DCL-V-0420 | Valve, Check, Inlet, DCL-INJ-0420, RMF Clarification | FCL-DCL-INJ-0420 | Eductor, RMF Dechlorination, RMF Facility |  |  |  | V
51638 | FCL-DCL-V-0502 | Valve, Isolation, SO2 Gas Line to RMF Sulphonator 0501, Machine Room, Gaseous Chemical Building | FCL-DCL-SO-0501 | Sulphonator, RMF Dechlorination, Machine Room,Gaseous Chemical Building |  |  |  | V
51640 | FCL-DCL-V-0511 | Valve, Isolation, Inlet, RMF Sulphonator 0501, Machine Room, Gaseous Chemical Building | FCL-DCL-SO-0501 | Sulphonator, RMF Dechlorination, Machine Room,Gaseous Chemical Building |  |  |  | V
51641 | FCL-DCL-V-0513 | Valve, Ball, Isolation, Service Water to INJ-0520, RMF Clarification | FCL-DCL-INJ-0520 | Eductor, RMF Dechlorination, RMF Facility |  |  |  | V
51642 | FCL-DCL-V-0514 | Valve, Ball, Outlet, INJ-0520, RMF Clarification | FCL-DCL-INJ-0520 | Eductor, RMF Dechlorination, RMF Facility |  |  |  | V
51729 | FCL-DEW | Dewatering | FCL-GRK | Buildings and Grounds
51730 | FCL-DEW-CP-0101 | Control Panel, Raw Water Process Dewatering Pumps P-0101A&B, Low Lift PS SW Corner | FCL-DEW-P-0101A | Pump, Dry Pit Submersible, Raw Water Process Dewatering, Raw Water Dewatering Pit |  |  |  | CP
51731 | FCL-DEW-CP-0201 | Control Panel, Treated Water Process Dewatering Pumps P-0201A&B, High Lift PS SW Corner | FCL-DEW-P-0201A | Pump, Dry Pit Submersible. Treated Water Process Dewatering, Treated Water Dewatering Pit |  |  |  | CP
51732 | FCL-DEW-CP-0301 | Control Panel, Pre-Treatment Process Dewatering Pumps P-0301A&B, West Sedimentation Corridor | FCL-DEW-P-0301A | Pump, Dry Pit Submersible. Sedimentation Tanks Process Dewatering, Sedimentation Tank Dewatering Pit |  |  |  | CP
51733 | FCL-DEW-CP-0601 | Control Panel, High Lift PS Area Dewatering Pumps P-0601A&B, High Lift PS SW Corner | FCL-DEW-P-0601A | Pump, Dry Pit Submersible. High Lift PS Area Dewatering Pump, Treated Water Dewatering Pit |  |  |  | CP
51946 | FCL-DEW-T-0401 | Tank, Sump Well, Low Lift PS Area Dewatering Pit | FCL-DEW | Dewatering |  |  |  | T
51947 | FCL-DEW-T-0501 | Tank, Wet Well, Sedimentation Tank Dewatering Pit | FCL-DEW-SED | Sedimentation Area Dewatering |  |  |  | T
51956 | FCL-DEW-V-0009 | Valve, Ball, Suction Header, Raw Water Process Dewatering Pump DEW-P-0101A/B, Low Lift Basement | FCL-DEW-P-0101A | Pump, Dry Pit Submersible, Raw Water Process Dewatering, Raw Water Dewatering Pit |  |  |  | V
51957 | FCL-DEW-V-0010A | Valve, Check, Swing, Treated Water Suction Channel, Treated Water Process Dewatering Pit | FCL-DEW-T-0201 | Tank, Treated Water Process Dewatering Pit |  |  |  | V
51958 | FCL-DEW-V-0015 | Valve, Check, Swing, Drain, Pre-Treatment Mud Valve, Sedimentation Tank Dewatering Pit | FCL-DEW-T-0201 | Tank, Treated Water Process Dewatering Pit |  |  |  | V
51959 | FCL-DEW-V-0016 | Valve, Gate, Drain, Pre-Treatment Mud Valve, Sedimentation Tank Dewatering Pit | FCL-DEW | Dewatering |  |  |  | V
52073 | TAB-PRS2 | Phosphorus Removal System | TAB-WORK-AREA-2 | Work Area 2
52079 | TAB-PWA-DBLDG | Plant Water System- D Bldg | TAB-WORK-AREA-1 | Work Area 1
52080 | TAB-PWA-F | Plant Water - Filters and Strainers | TAB-PWA | Plant Water
52156 | TAB-PWA-INQ | Plant Water - Instrumentation Equipment | TAB-PWA | Plant Water
52186 | TAB-PWA-P | Plant Water - Sump Pumps | TAB-PWA | Plant Water
52227 | TAB-PWA-PRJ-0001 | Capital Project for Disinfection | TAB-STR-BL | Process Air Blowers & Lube Oil Pumps |  |  |  | PRJ
52235 | TAB-PWA-PUMPS | Plant Water - Pumps | TAB-PWA | Plant Water
52239 | TAB-PWA-SC | Plant Water - Travelling Screens | TAB-PWA | Plant Water
52242 | TAB-PWA-SG | Plant Water -Effluent Inlet Chambers & Sluice Gates, Vlves, Instruments | TAB-PWA | Plant Water
52705 | TAB-PWA-V1 | Plant Water - Valves, Hydrants | TAB-PWA | Plant Water | Valve
52706 | TAB-RSP | Raw Sewage Pumping | TAB-WORK-AREA-1 | Work Area 1
52707 | TAB-RSP | Raw Sewage Pumping | TAB-WORK-AREA-4 | Work Area 4
52708 | TAB-RSP | Raw Sewage Pumping | TAB-WORK-AREA-LIQ | TAB Work Area Liq
52740 | TAB-RSP-ELQ | T Building - Electrical Equipment | TAB-RSP-T | T Building
52756 | FCL-DIS | Disinfection and Conditioning | FCL WORK AREA 1 | Process
52758 | FCL-ELS | Electrical Distribution | FCL WORK AREA 2 | Plant Services
52759 | FCL-ELS-1 | Process Control and SCADA | FCL-ELS | Electrical Distribution |  |  |  | ELS
52760 | FCL-ELS-2 | Electrical Systems | FCL-ELS | Electrical Distribution |  |  |  | ELS
52761 | FCL-ELS-5 | Security System | FCL-ELS | Electrical Distribution |  |  |  | ELS
52800 | TAB-RSP-FN | M & T Building - Odour Control Fans & Filters | TAB-RSP | Raw Sewage Pumping
52856 | TAB-RSP-G-T | T Building - Wet Wells, Sluice Gates & Actuators | TAB-RSP-T | T Building
52895 | TAB-RSP-P | M Building - Sump Pumps | TAB-RSP-M | M Building | Pump,Centrifugal
52915 | TAB-RSP-P-SUMP | T Building - Dewatering & Sump Sumps | TAB-RSP-T | T Building
52916 | TAB-RSP-P-T | T Building - Raw Sewage Pumping | TAB-RSP | Raw Sewage Pumping
52917 | TAB-RSP-PIP | Raw Sewage, Influent Conduits # 1-5 | TAB-RSP | Raw Sewage Pumping
52918 | TAB-RSP-PIP-0002 | Influent Conduit # 2, Raw Sewage Conduit from High Level | TAB-RSP-PIP | Raw Sewage, Influent Conduits # 1-5 |  |  |  | PIP
52919 | TAB-RSP-PIP-0003 | Influent Conduit # 3, Raw Sewage Conduit from Coxwell | TAB-RSP-PIP | Raw Sewage, Influent Conduits # 1-5 |  |  |  | PIP
52920 | TAB-RSP-PIP-0004 | Influent Conduit # 4, Raw Sewage Conduit from Coxwell | TAB-RSP-PIP | Raw Sewage, Influent Conduits # 1-5 |  |  |  | PIP
52921 | TAB-RSP-PIP-0005 | Influent Conduit # 5, Raw Sewage Conduit from Main Pumping Station | TAB-RSP-PIP | Raw Sewage, Influent Conduits # 1-5 |  |  |  | PIP
52922 | TAB-RSP-PIP-1000 | T Building , Raw Sewage Piping | TAB-RSP-T | T Building |  |  |  | PIP
52923 | TAB-RSP-PIP-2000 | M Building , Raw Sewage Piping | TAB-RSP-M | M Building |  |  |  | PIP
52925 | TAB-RSP-PM | M Building - Raw Sewage Pumping | TAB-RSP | Raw Sewage Pumping
52994 | TAB-RSP-SC-M | M Building - Bar Screen, Sluice Gates & Wet Wells | TAB-RSP-M | M Building
52998 | TAB-RSP-STRC-M | M Building - Safety Equipment,Building Services,Drains, Plumbing | TAB-RSP-M | M Building
52999 | TAB-RSP-STRC-T | T Building - Safety Equipment,Wall, Ceiling & Floor | TAB-RSP-T | T Building
53092 | TAB-RTE-PD | TAB-Routine Power Distribution Plant Wide | TAB POWER DISTRIB | TAB Power Distribution and Process Control
53093 | TAB-RTE-WA1 | TAB-Routine Work Area 1 | TAB-WORK-AREA-LIQ | TAB Work Area Liq
53094 | TAB-RTE-WA2 | TAB-Routine Work Area 2 | TAB-WORK-AREA-2 | Work Area 2
53095 | TAB-RTE-WA3 | TAB-Routine Work Area 3 | TAB-WORK-AREA-3 | Work Area 3
53096 | TAB-RTE-WA3 | TAB-Routine Work Area 3 | TAB-WORK-AREA-SOL | TAB Work Area Sol
53097 | TAB-RTE-WA6 | TAB-Routine Work Area 6 | TAB-WORK-AREA-6 | Work Area 6
53098 | TAB-RTE-WA6 | TAB-Routine Work Area 6 | TAB-WORK-AREA-SEO | TAB Work Area SEO
53099 | TAB-RTE-WA8 | TAB-Routine Work Area 8 | TAB-WORK-AREA-8 | Electrical Sub- Stations
53117 | TAB-SA-CPU-0039 | Scada, Workstation, Service Air, Auxiliary Systems Building, Main Floor | TAB-AUX-ELQ | Auxiliary Building - Electrical Equipment | Computer Equipment,CPU |  |  | CPU
53143 | TAB-SA-FN | Compressor Supply Air | TAB-AUX-C | Auxiliary Building - Compressed Service Air Equipment
53649 | TAB-SES-SQ | WA7 Safety Equipment | TAB-WORK-AREA-7 | Work Area 7
53650 | TAB-SES-SQ | WA7 Safety Equipment | TAB-WORK-AREA-WWPW | TAB Work Area WWPW
53691 | TAB-SES-WA8 | WA 8 Safety Equipment, | TAB-WORK-AREA-8 | Electrical Sub- Stations
53692 | TAB-SLD | Sludge Drying - Pelletization (OPERATED BY VEOLIA) | TAB-WORK-AREA-4 | Work Area 4
53694 | TAB-SLD-F | Pelletizer Bldg. - Filters, Fans & Pellet Cooler Bags | TAB-SLD | Sludge Drying - Pelletization (OPERATED BY VEOLIA)
53695 | TAB-SLD-STRC | Pelletizer Bldg - Building Services, Drains, Electrical Service(110/220V), Lighting, Plumbing | TAB-SLD | Sludge Drying - Pelletization (OPERATED BY VEOLIA)
53716 | TAB-SLO-BIO | Odour Control Facility-WA4 | TAB-SLO-LOADING | Sludge Loading - Bio-Solids | Filter
53717 | TAB-SLO-BIO | Odour Control Facility-WA4 | TAB-WORK-AREA-SOL | TAB Work Area Sol | Filter
53776 | TAB-SLO-LOADING | Sludge Loading - Bio-Solids | TAB-WORK-AREA-4 | Work Area 4
53777 | TAB-SLO-LOADING | Sludge Loading - Bio-Solids | TAB-WORK-AREA-SOL | TAB Work Area Sol
53815 | TAB-SLO-PIP | Sludge Transfer Pipe Lubrication | TAB-SLO-LOADING | Sludge Loading - Bio-Solids
53843 | TAB-SLO-SES | TABWA4 Health and Safety Equipment | TAB-WORK-AREA-4 | Work Area 4
53847 | TAB-SLO-SILO | Sludge Transfer & Silos | TAB-WORK-AREA-SOL | TAB Work Area Sol
53862 | TAB-SLO-STRC-TLF | Truck Loading Facility - Drains, Electrical Service(110/220V), Lighting, Plumbing | TAB-SLO-STRC | Sludge Loading & Odour Control - Facilities
53873 | TAB-SLO-TLF | Biosolid Truck Loadout | TAB-SLO-LOADING | Sludge Loading - Bio-Solids
53876 | TAB-SLO-V | Compressed Air Equipment, Truck Loading | TAB-SLO-TLF | Biosolid Truck Loadout
54009 | TAB-SPC | Process Control Systems - Services Area | TAB | Ashbridges Bay Treatment Plant
54012 | TAB-SPC-COM | Communications Equipment Location | TAB-THK-INQ | Floatation - Instrumentation Equipment
54019 | TAB-SPC1 | Process Control Systems - Administrative | TAB | Ashbridges Bay Treatment Plant
54087 | TAB-STR-ANL-0100 | Portable Meters | TAB-STR-SQ | WA2 Safety Equipment,lifting devices, ladders, Eye Wash station, First Aid Kits, Lock out stations |  |  |  | ANL
54088 | TAB-STR-BL | Process Air Blowers & Lube Oil Pumps | TAB-WORK-AREA-LIQ | TAB Work Area Liq
54094 | TAB-STR-BL-LUBE | Blower Lube Oil Transfer Pumps, Blowers 1-5 & 7-9 | TAB-STR-BL | Process Air Blowers & Lube Oil Pumps
54206 | TAB-STR-ELQ | Blower Building - Power Distribution & Electrical Equipment | TAB-AER-BL | Blower Building
54311 | TAB-STR-G | Sluice Gates, Effluent/Outfall | TAB-WORK-AREA-1 | Work Area 1
54312 | TAB-STR-G | Sluice Gates, Effluent/Outfall | TAB-WORK-AREA-2 | Work Area 2
54352 | TAB-STR-G-BYPS | Gates ,Bypass | TAB-WORK-AREA-1 | Work Area 1
54353 | TAB-STR-G-BYPS | Gates ,Bypass | TAB-WORK-AREA-LIQ | TAB Work Area Liq
54358 | TAB-STR-INQ | WA1 Instrumentation & Safety Equipment (Gas Monitors) | TAB-WORK-AREA-LIQ | TAB Work Area Liq
54471 | TAB-STR-P-WAS | Aeration Gallery - Waste Activated Sludge Pumps | TAB-AER | Aeration Gallery
54502 | TAB-STR-RAS/WAS | Return & Waste Activated Sludge Header | TAB-AER | Aeration Gallery
54513 | TAB-STR-SP | Aeration, Sampler Settled Sewage | TAB-AER-INQ | Aeration - WA2 Instrumentation Equipment
54537 | TAB-STR-STRC | Blower Bldg Services - Drains, Electrical Service(110/220V), Lighting, Plumbing | TAB-AER-BL | Blower Building
54902 | TAB-STR-V-IF | WAS Line Valve In Field (Distribution) | TAB-STR-RAS/WAS | Return & Waste Activated Sludge Header
54903 | TAB-STR-VALVES | Aeration Tanks - Process Air Headers Valves & Actuators | TAB-AER-BL | Blower Building
54916 | TAB-STR2 | Secondary Treatment - Clarifiers | TAB-WORK-AREA-2 | Work Area 2
54917 | TAB-STR5-V | Floatation - WAS Distribution Valves | TAB-WORK-AREA-SOL | TAB Work Area Sol
54920 | TAB-T BLDG | Building Location | TAB-SPC | Process Control Systems - Services Area
54921 | TAB-T-BLDG | Building Location | TAB-EUS | Production & End User Support
54922 | TAB-THK | Floatation | TAB-WORK-AREA-5 | Work Area 5
54923 | TAB-THK | Floatation | TAB-WORK-AREA-SOL | TAB Work Area Sol
54927 | TAB-THK-ANL | Analyzer, Rise Rate | TAB-THK-INQ | Floatation - Instrumentation Equipment
54936 | TAB-THK-COMP | Floatation - Air Compressor | TAB-THK | Floatation
54940 | TAB-THK-CT | Controller, Uni-Sonic | TAB-THK-INQ | Floatation - Instrumentation Equipment
54941 | TAB-THK-ELQ | Floatation - Electrical Equipment | TAB-THK | Floatation
54972 | TAB-THK-INQ | Floatation - Instrumentation Equipment | TAB-THK | Floatation
55047 | TAB-THK-POL | Polymer System | TAB-WORK-AREA-SOL | TAB Work Area Sol
55067 | TAB-THK-SP | Auto sampler | TAB-THK-INQ | Floatation - Instrumentation Equipment
55068 | TAB-THK-STRC | THK-STRC | TAB-THK | Floatation
55276 | TAB-THK-V-DIST | Distribution Chamber Valves (Splitter Box) | TAB-THK | Floatation
55277 | TAB-THK-V-ROUT | Routing Valves | TAB-THK | Floatation
55289 | TAB-WA1 | Common to WA1 - Safety, Bldg. Services, , etc. | TAB-WORK-AREA-1 | Work Area 1
55290 | TAB-WA1 | Common to WA1 - Safety, Bldg. Services, , etc. | TAB-WORK-AREA-5 | Work Area 5
55327 | FCL-ELS-LP-0011 | Lighting Panel, 225A, 120/208V, 3PH, Flocculation Area | FCL-ELS-6 | Interior Lighting |  |  |  | LP
55330 | FCL-ELS-LP-002GA | Lighting Panel, 600/120/208V, 3PH, Gaseous Chemical Building, 3rd Floor, NH3 Maintenance | FCL-ELS-6 | Interior Lighting |  |  |  | LP
55333 | FCL-ELS-LP-003FA | Lighting Panel, (LP-FA), 600/120/208V, 3PH, Filter Operating Gallery Central/East | FCL-ELS-TR-004FE | Transformer,Lighting,(LT4F),Lighting Panel LP-003FA,600/120/208V,30kVA,Filter Bldg. Transformer Room |  |  |  | LP
55334 | FCL-ELS-LP-003FE | Lighting Panel, 600/120/208V, 60A, 3PH, Lab | FCL-ELS-6 | Interior Lighting |  |  |  | LP
55335 | FCL-ELS-LP-003FF | Lighting Panel, (LP-FF), 600/120/208V, 3PH, Filter Operating Gallery Central/West | FCL-ELS-TR-003FF | Transformer,Lighting,(LT3F),600/120/208V, 30kVA, Panels LP-003FF&003FG,Filter Bldg. Transformer Room |  |  |  | LP
55338 | FCL-ELS-LP-003GB | Lighting Panel, 600/120/208V, 3PH, Gaseous Chemical Building Ammonia 3rd Floor NH3 Maintenance | FCL-ELS-6 | Interior Lighting |  |  |  | LP
55339 | FCL-ELS-LP-003GC | Lighting Panel, 600/120/208V, 3PH, Gaseous Chemical Building East Stairway | FCL-ELS-6 | Interior Lighting |  |  |  | LP
55341 | FCL-ELS-LP-004FE | Lighting Panel, 600/120/208V, 3PH, Filter Operating Gallery Central/West | FCL-ELS-6 | Interior Lighting |  |  |  | LP
55349 | FCL-ELS-LP-0100A | Lighting Panel, 208/120V, 3PH, (LP-F) High Lift Pump Room Basement W | FCL-ELS-6 | Interior Lighting |  |  |  | LP
55376 | TAB-WA1-MEQ | WA1 Portablel Pumps & Equipment | TAB-WA1 | Common to WA1 - Safety, Bldg. Services, , etc.
55377 | TAB-WA1-SQ | Safety Equipment & Supplies Common to WA1 | TAB-WA1 | Common to WA1 - Safety, Bldg. Services, , etc.
55510 | TAB-WA2-ADM-0001 | Admin. Work- Work Area 2 | TAB-WORK-AREA-LIQ | TAB Work Area Liq |  |  |  | ADM
55511 | TAB-WA2-AR-0001 | TAB WA2 Alternate Rate | TAB-WA2-ADM-0001 | Admin. Work- Work Area 2 |  |  |  | AR
55512 | TAB-WA2-IR-RTE | WA2 IR route | TAB-ELS-ROUTES | Top-level hierarchy for generic entities that represent muliti-equipment inspection routes
55535 | TAB-WA2-OCH-0001 | operation Chalange. Work- Work Area 2 | TAB-WORK-AREA-2 | Work Area 2 |  |  |  | OCH
55611 | TAB-WA2-TRG-0001 | WA2 Staff training | TAB-STR-STRC | Blower Bldg Services - Drains, Electrical Service(110/220V), Lighting, Plumbing |  |  |  | TRG
55614 | TAB-WA3-IR-RTE | WA3 IR route | TAB-ELS-ROUTES | Top-level hierarchy for generic entities that represent muliti-equipment inspection routes
55672 | TAB-WA3-TRG-0001 | WA3 Staff Training | TAB-DEW-SERVICES | Dewatering Building Service & Safety Systems |  |  |  | TRG
55674 | TAB-WA4-IR-RTE | WA4 IR route | TAB-WA4-ELS | WA4 Electric Equipments
55752 | TAB-WA5-ELS | WA5 Electric Equipments | TAB-WORK-AREA-5 | Work Area 5
55759 | TAB-WA5-SQ | WA5 Safety Equipment | TAB-WORK-AREA-5 | Work Area 5
55760 | TAB-WA5-SQ | WA5 Safety Equipment | TAB-WORK-AREA-SOL | TAB Work Area Sol
55788 | TAB-WA6-IR-RTE | WA6 IR route | TAB-ELS-ROUTES | Top-level hierarchy for generic entities that represent muliti-equipment inspection routes
55803 | TAB-WA6-MEWP-0001 | Mobile Elevating work platform- Genie | TAB-WA6-LD-1000 | WA6 portable cranes/hoists, come alongs, slings, wire rope, chains, etc., |  |  |  | MEWP
55804 | TAB-WA6-MEWP-0002 | Mobile Elevating work platform- SCISSORLIFT | TAB-WA6-LD-1000 | WA6 portable cranes/hoists, come alongs, slings, wire rope, chains, etc., |  |  |  | MEWP
55807 | TAB-WA6-SQ | WA6 Safety Equipment | TAB-WORK-AREA-6 | Work Area 6
55808 | TAB-WA6-SQ | WA6 Safety Equipment | TAB-WORK-AREA-SEO | TAB Work Area SEO
55829 | FCL-ELS-LP-0100B | Lighting Panel, 208/120V, 3PH, (LP-H) High Lift Switchgear, South Wall | FCL-ELS-6 | Interior Lighting |  |  |  | LP
55830 | FCL-ELS-LP-0100C | Lighting Panel, 208/120V, 3PH, (LP-J) High Lift Pump Room First Floor North Wall | FCL-ELS-6 | Interior Lighting |  |  |  | LP
55831 | FCL-ELS-LP-0100G | Lighting Panel, 208/120V, 3PH, (LP-G) High Lift Heating and Ventilation Room | FCL-ELS-6 | Interior Lighting |  |  |  | LP
55840 | FCL-ELS-LP-0200B | Lighting Panel, Heating, 208/120V, 3PH, Admin Building, Lunch Room 113 West Wall | FCL-ELS-TR-0200P | Transformer, 600/120/208V,112.5kW, Lighting Panels LP-0200P &0200B, High Lift Switchgear Floor East |  |  |  | LP
55841 | FCL-ELS-LP-0200K | Lighting Panel, 208/120V, 3PH, (LP-K), Admin Building Servers Room 106 First Floor | FCL-ELS-6 | Interior Lighting |  |  |  | LP
55842 | FCL-ELS-LP-0200L | Lighting Panel, 208/120V, 3PH, (LP-A) Admin Building Second Floor N | FCL-ELS-6 | Interior Lighting |  |  |  | LP
55843 | FCL-ELS-LP-0200N | Lighting Panel, 208/120V, 3PH, (LP-A1L) Admin Building | FCL-ELS-6 | Interior Lighting |  |  |  | LP
55844 | FCL-ELS-LP-0200O | Lighting Panel, Heating, 208/120V, 3PH, Admin Building, Corridor 217 Second Floor | FCL-ELS-TR-0200O | Transformer, 600/120/208V, 75 kVA, 3PH, Lighting Panels LP-0200O&0200A, High Lift Switchgear Room |  |  |  | LP
55849 | FCL-ELS-LP-0301E | Lighting Panel, Emergency Load, 208/120V, 3PH, Admin Building Sever Room | FCL-ELS-6 | Interior Lighting |  |  |  | LP
55855 | FCL-ELS-LP-0400B | Lighting Panel, Low Lift Switchgear Room | FCL-ELS-6 | Interior Lighting |  |  |  | LP
55856 | FCL-ELS-LP-0400C | Lighting Panel, Low Lift Screen Room | FCL-ELS-6 | Interior Lighting |  |  |  | LP
55860 | FCL-ELS-LP-0500E | Lighting Panel, 575/120/208V, Dry Chemical Building, Outside PAC Room West Entrance | FCL-ELS-6 | Interior Lighting |  |  |  | LP
55864 | FCL-ELS-LSH-0301 | Switch, Level, High, Fuel Oil Tank T-0100 Spill Sensing, Low Lift Building, Screen Room, Underground | FCL-ELS-T-0100 | Tank, Underground, Main Oil Fuel Tank, Low Lift Building, Screen Room |  |  |  | LSH
55865 | FCL-ELS-LSH-0302 | Switch, Level-High, Fuel Oil Tank T-0100 Transition Sump Spill,Low Lift Bldg,Screen Room,Underground | FCL-ELS-T-0100 | Tank, Underground, Main Oil Fuel Tank, Low Lift Building, Screen Room |  |  |  | LSH
55869 | TAB-WA6-TRG-0001 | WA6 Staff Training | TAB-WA6 | Common to Projects, Bldg. Services, Z Building |  |  |  | TRG
55901 | TAB-WA7-MCS | Plant Miscellaneous Assets | TAB-WORK-AREA-WWPW | TAB Work Area WWPW
55910 | TAB-WA7-TRG-0001 | WA7 Staff Training | TAB-GRK | Grounds Equipment, Building Services-WA7 |  |  |  | TRG
55913 | TAB-WA8-INQ | Instrument Equipment | TAB-WORK-AREA-8 | Electrical Sub- Stations
55914 | TAB-WA8-IR-RTE | WA8 IR route | TAB-ELS-ROUTES | Top-level hierarchy for generic entities that represent muliti-equipment inspection routes
55918 | TAB-WASTE-GAS-BLDG | Building Location | TAB-EUS | Production & End User Support
55919 | TAB-WB | West Bypass | TAB-DIS-OF | Disinfection - Out Fall
55920 | TAB-WORK-AREA-1 | Work Area 1 | TAB | Ashbridges Bay Treatment Plant |  |  |  | AREA
55921 | TAB-WORK-AREA-2 | Work Area 2 | TAB | Ashbridges Bay Treatment Plant |  |  |  | AREA
55922 | TAB-WORK-AREA-4 | Work Area 4 | TAB | Ashbridges Bay Treatment Plant |  |  |  | AREA
55923 | TAB-WORK-AREA-5 | Work Area 5 | TAB | Ashbridges Bay Treatment Plant |  |  |  | AREA
55924 | TAB-WORK-AREA-6 | Work Area 6 | TAB | Ashbridges Bay Treatment Plant |  |  |  | AREA
55925 | TAB-Z BLDG | Building Location | TAB-SPC | Process Control Systems - Services Area
55969 | TAB_EL1_13.8KV | Electrical,13.8KV,North Substation | TAB_EL1_NS | Electrical Distribution,North Substation
55970 | TAB_EL1_13.8KV_ELECABS | Electrical Distribution Cabinets,13.8KV,North Substation | TAB_EL1_13.8KV | Electrical,13.8KV,North Substation
55971 | TAB_EL1_13.8KV_JUNCT EQUP | Electrical Junction Equipment,13.8KV | TAB_EL1_13.8KV | Electrical,13.8KV,North Substation
55972 | TAB_EL1_4.16KV | Electrical,4.16KV,North Substation | TAB_EL1_NS | Electrical Distribution,North Substation
55973 | TAB_EL1_NS | Electrical Distribution,North Substation | TAB | Ashbridges Bay Treatment Plant
55974 | TAB_RUU_13.8KV | Electrical,13.8KV,Tunnel Substation | TAB_EL1_NS | Electrical Distribution,North Substation
55975 | TAB_RUU_13.8KV_ELECABS | Electrical Distribution Cabinets,13.8KV,Tunnel Substation | TAB_RUU_13.8KV | Electrical,13.8KV,Tunnel Substation
56032 | THC | Highland Creek Treatment Plant | WWT | Wastewater Treatment
56051 | THC COMMUNICATIONS | THC Communications | THC-SPC1 | Process Control Systems - Administrative
56052 | THC EUS SERVER ROOM | Communication Switch | THC-ADMIN-BLDG | Building Location
56053 | THC OIT | THC OIT | THC-SPC1 | Process Control Systems - Administrative
56054 | THC SCADA SERVERS | THC SCADA Servers | THC-SPC1 | Process Control Systems - Administrative
56055 | THC SCADA SUPPORT | THC SCADA Support | THC-SPC1 | Process Control Systems - Administrative
56277 | FCL-ELS-LSHH-0101B | Switch, Level, Critical High, Tank ELS-T-0101, Emergency Power Generator Monitoring | FCL-ELS-T-0101 | Tank, Generator G-0100 Oil Fuel Day Tank, Low Lift Building, Screen Room |  |  |  | LSHH
56278 | FCL-ELS-LSHH-0201A | Switch, Level, High High, Tank ELS-T-0201, Emergency Power Generator Monitoring | FCL-ELS-T-0201 | Tank, Generator G-0200 Oil Fuel Day Tank, Low Lift Building, Screen Room |  |  |  | LSHH
56279 | FCL-ELS-LSHH-0201B | Switch, Level, Critical High, Tank ELS-T-0201, Emergency Power Generator Monitoring | FCL-ELS-T-0201 | Tank, Generator G-0200 Oil Fuel Day Tank, Low Lift Building, Screen Room |  |  |  | LSHH
56280 | FCL-ELS-LSHH-0300 | Switch, Level, High High, Fuel Oil Tank T-0100, Low Lift Building, Screen Room, Underground | FCL-ELS-T-0100 | Tank, Underground, Main Oil Fuel Tank, Low Lift Building, Screen Room |  |  |  | LSHH
56282 | FCL-ELS-LSL-0300 | Switch, Level, Low, Fuel Oil Tank T-0100, Low Lift Building, Screen Room, Underground | FCL-ELS-T-0100 | Tank, Underground, Main Oil Fuel Tank, Low Lift Building, Screen Room |  |  |  | LSL
56283 | FCL-ELS-LSLL-0101 | Switch, Level, Low Low, Fuel Oil Day Tank T-0101, Low Lift Building, Screen Room | FCL-ELS-T-0101 | Tank, Generator G-0100 Oil Fuel Day Tank, Low Lift Building, Screen Room |  |  |  | LSLL
56284 | FCL-ELS-LTG | Emergency Lighting | FCL-SES | Safety and Environmental Services
56289 | FCL-ELS-LTX | Exit Lighting | FCL-ELS | Electrical Distribution
56290 | FCL-ELS-LTX | Exit Lighting | FCL-SES | Safety and Environmental Services
56375 | THC-ACC-DM-1042 | Damper,Motorized | THC-PRM-BLDG-HPU0010 | HPU Building 10 |  |  |  | DM
56376 | THC-ACC-DM-1051 | Damper,Motorized | THC-PRM-BLDG-HPU0010 | HPU Building 10 |  |  |  | DM
56377 | THC-ACC-DM-1052 | Damper,Motorized | THC-PRM-BLDG-HPU0010 | HPU Building 10 |  |  |  | DM
56378 | THC-ACC-DM-1081A | Damper,Motorized | THC-PRM-BLDG-HPU0010 | HPU Building 10 |  |  |  | DM
56649 | THC-ACC-FN-4006 | Fan, Exhaust, SW Plant, Tunnel T12 | THC-ACC-TUNNEL | Plant Tunnels, HVAC |  |  |  | FN
56650 | THC-ACC-FN-4007 | Fan, Exhaust, from Sump Pit in Tunnel T12 & T15 , containing PRM-P-0122/0123 | THC-ACC-TUNNEL | Plant Tunnels, HVAC |  |  |  | FN
56721 | FCL-ELS-PS-0003 | Emergency Power | FCL-ELS | Electrical Distribution |  |  |  | PS
56734 | FCL-ELS-STR-0101 | Strainer, Suction, Fuel Oil Transfer Pump P-0100, Low Lift Building, Screen Room | FCL-ELS-P-0100 | Pump, Gear, Fuel Oil Transfer Pump, Low Lift Building, Screen Room |  |  |  | STR
56735 | FCL-ELS-STR-0201 | Strainer, Suction, Fuel Oil Transfer Pump P-0200, Low Lift Building, Screen Room | FCL-ELS-P-0200 | Pump, Gear, Fuel Oil Transfer Pump, Low Lift Building, Screen Room |  |  |  | STR
57320 | THC-ACC-TUNNEL | Plant Tunnels, HVAC | THC-MCS-HVAC | Mechanical Services, HVAC
57698 | FCL-ELS-TR-001DC | Transformer, Lighting, Construction Trailer LP, | FCL-ELS-6 | Interior Lighting |  |  |  | TR
57801 | THC-ADMIN BLDG | Building Location | THC-SPC2 | Process Control Systems - Equipment
57802 | THC-ADMIN-BLDG | Building Location | THC-EUS | Production & End User Support
57837 | THC-AER-BL-7300-I-IV | Blower, Aeration System | THC-AER-PHASE I-IV | AerationTreatment |  |  |  | BL
57838 | THC-AER-BL-7400-I-IV | Blower, Aeration System | THC-AER-PHASE I-IV | AerationTreatment |  |  |  | BL
57890 | THC-AER-M-7270 | Motor, Blower, Aeration | THC-AER-BL-7200-I-IV | Blower, Aeration System | Motor,AC,Induction |  |  | M
57891 | THC-AER-M-7370 | Motor, Blower, Aeration | THC-AER-BL-7300-I-IV | Blower, Aeration System | Motor,AC,Induction |  |  | M
57893 | THC-AER-M-7470 | Motor, Blower, Aeration | THC-AER-BL-7400-I-IV | Blower, Aeration System | Motor,AC,Induction |  |  | M
58153 | THC-AIR-TREAT-BLDG | Building Location | THC-EUS | Production & End User Support
58157 | THC-AUX | Auxiliary Systems
58158 | THC-AUX-LIQUIDS | Auxiliary Systems, Plant Liquids side | THC | Highland Creek Treatment Plant
58160 | THC-CAP-BTU-13FS-08WP | THC Capital Works, Biosolids Treatment Upgrade (Incinerator), Contract # 13FS-08WP | THC-CAP-WA1 | THC WA1 Capital Projects |  |  | 37922 | BTU
58161 | THC-CAP-BTU-13FS-08WP | THC Capital Works, Biosolids Treatment Upgrade (Incinerator), Contract # 13FS-08WP | THC-SUSPENDED | Suspended entity |  |  | 37922 | BTU
58162 | THC-CAP-PLC-9117-14-7076 | THC Capital Works, PLC Platform Migration and Upgrades Project, RFP # 9117-14-7076 | THC-CAP-WA2 | THC WA2 Capital Projects |  |  | 37923 | PLC
58163 | THC-CAP-PLC-9117-14-7076 | THC Capital Works, PLC Platform Migration and Upgrades Project, RFP # 9117-14-7076 | THC-SUSPENDED | Suspended entity |  |  | 37923 | PLC
58164 | THC-CAP-WA3 | THC WA3 Capital Projects | THCLIQOPS | THC Liquids Operations
58165 | THC-CBM | THC-Condition Based Monitoring | THC | Highland Creek Treatment Plant
58166 | THC-CBM-0001 | THC-Condition Based Monitoring (virtual entity) used to repair entity links and activity lists | THC | Highland Creek Treatment Plant |  |  |  | CBM
58167 | THC-CBM-0001 | THC-Condition Based Monitoring (virtual entity) used to repair entity links and activity lists | THC-CBM | THC-Condition Based Monitoring |  |  |  | CBM
58168 | THC-COMPRESSOR-BLDG | Building Location | THC-EUS | Production & End User Support
58326 | THC-CWP-DEU-0001 | THC Capital Works Project Disinfection and Electrical Upgrades 21ECS-MI-01HC | THC-CAP-WA2 | THC WA2 Capital Projects |  |  |  | DEU
58327 | THC-CWP-FBI | THC Capital Works, Fluidizide Bed Incineration, Contract # 20ECS-MI-03HC/9117-20-7137;9117-18-7202;21ECS-MI-05HC | THC-CAP-WA1 | THC WA1 Capital Projects
58328 | THC-CWP-PCB-ADMBLD | THC Capital Works, Process Control Building (Administration Building), Contract # MCP-13-19WP | THC-CAP-WA2 | THC WA2 Capital Projects
58329 | THC-DCL | Dechlorination Process | THCLIQMNT | THC Liquids Maintenance
58411 | THC-DCL-SBS | Dechlorination -Outfall SBS System | THC-DCL | Dechlorination Process
58530 | THC-DECHLORINE BLDG | Building Location | THC-SPC2 | Process Control Systems - Equipment
58553 | THC-DEW-BIOFILTER | DEW Biofilter System, Sludge Storage | THC-DEW | Dewatering Process
58558 | THC-DEW-CF | Sludge Dewatering, Centrifuge CF-1100/1200/1300/1400/1500 | THC-DEW-SOLIDS | Solids Treatment, System Dewatering
58560 | THC-DEW-CF-0312/0313 | Sludge Dewatering, Centrifuge CF-312/313 | THC-DEW-SOLIDS | Solids Treatment, System Dewatering |  |  | 35332 | CF
58564 | THC-DEW-CF-1300/1400 | Sludge Dewatering, Centrifuge CF-1300/1400 | THC-DEW-SOLIDS | Solids Treatment, System Dewatering |  |  |  | CF
58566 | THC-DEW-CF-1500/1600 | Sludge Dewatering, Centrifuge CF-1500/1600 | THC-DEW-SOLIDS | Solids Treatment, System Dewatering |  |  |  | CF
58569 | THC-DEW-CONV | Conveyors System Dewatering | THC-DEW | Dewatering Process
58625 | THC-DEW-HOLD TANK | Dewatering-Sludge Holding Tanks | THCSLDMNT | THC Solids Maintenance
58760 | THC-DEW-POL-FEED | Polymer Feed System Dewatering | THC-DEW-POL | Polymer System Dewatering
58772 | THC-DEW-RPU | Incineration RPUs | THC-INC | Incineration Process
58870 | FCL-ELS-TR-002GA | Transformer, Lighting, 600/120/208V, 30kVA, 3PH, LP-002GA, Gaseous Building, 3rd Floor, NH3 Maintenance | FCL-ELS-6 | Interior Lighting |  |  |  | TR
58873 | FCL-ELS-TR-003FA | Transformer,Lighting,(LT1F),Heating Panel LP-003FA, 600/120/208V,45kVA,Filter Bldg. Transformer Room | FCL-ELS-6 | Interior Lighting |  |  |  | TR
58874 | FCL-ELS-TR-003FB | Transformer,Lighting,(LT2F),600/120/208V, 45kVA,Heating Panel LP-003FB,Filter Bldg. Transformer Room | FCL-ELS-6 | Interior Lighting |  |  |  | TR
58881 | FCL-ELS-TR-004GA | Transformer, Lighting, 600/120/208V, 3PH, Surge Building | FCL-ELS-6 | Interior Lighting |  |  |  | TR
58882 | FCL-ELS-TR-004GF | Transformer, Lighting, 600/120/208V, 15kVA, 3PH, LP-004GF, Gaseous Chemical Building | FCL-ELS-6 | Interior Lighting |  |  |  | TR
58886 | FCL-ELS-TR-0100I | Transformer,(LT9H),Lighting Panel LP-0100I, 600/120/208V,45 kVA, High Lift Switchgear Room | FCL-ELS-6 | Interior Lighting |  |  |  | TR
58887 | FCL-ELS-TR-0100J | Transformer,(LT10H),Lighting Panel LP-0100J, 600/120/208V,30 kVA, High Lift Heating&Ventilation Room | FCL-ELS-6 | Interior Lighting |  |  |  | TR
59193 | THC-DIG-0400 | Eliminated Role: Digester 0400 | THC-DIG-DIGESTERS | Primary Anerobic Digesters 0400-0700 |  |  | 40439 | DIG
59194 | THC-DIG-0500 | Eliminated Role: Digester 0500 | THC-SUS | THC records of assets and roles that are no longer in service or exists |  |  | 40440 | DIG
59195 | THC-DIG-0700 | Eliminated Role: Digester 0700 | THC-SUS | THC records of assets and roles that are no longer in service or exists |  |  | 40442 | DIG
59224 | THC-DIG-BURNERS | Waste Gas Burners | THC-DIG | Digestion
59238 | THC-DIG-C-BOOST-3100 | Eliminated Role: Compressors Unit, Gas Booster, Digester 0400-0700 | THC-DIG-DIGESTERS | Primary Anerobic Digesters 0400-0700 |  |  | 40432 | BOOST
59239 | THC-DIG-C-BOOST-3100 | Eliminated Role: Compressors Unit, Gas Booster, Digester 0400-0700 | THC-SUS | THC records of assets and roles that are no longer in service or exists |  |  | 40432 | BOOST
59240 | THC-DIG-C-BOOST-3200 | Eliminated Role: Compressors Unit, Gas Booster, Digester 0400-0700 | THC-DIG-DIGESTERS | Primary Anerobic Digesters 0400-0700 |  |  | 40431 | BOOST
59241 | THC-DIG-C-BOOST-3200 | Eliminated Role: Compressors Unit, Gas Booster, Digester 0400-0700 | THC-GHOST | THC Records that were created by mistake |  |  | 40431 | BOOST
59242 | THC-DIG-C-BOOST-3300 | Eliminated Role: Compressors Unit, Gas Booster, Digester 0400-0700 | THC-DIG-DIGESTERS | Primary Anerobic Digesters 0400-0700 |  |  | 40430 | BOOST
59243 | THC-DIG-C-BOOST-3300 | Eliminated Role: Compressors Unit, Gas Booster, Digester 0400-0700 | THC-SUS | THC records of assets and roles that are no longer in service or exists |  |  | 40430 | BOOST
59265 | THC-DIG-DIGESTERS | Primary Anerobic Digesters 0400-0700 | THC-DIG | Digestion
59302 | FCL-ELS-TR-0200O | Transformer, 600/120/208V, 75 kVA, 3PH, Lighting Panels LP-0200O&0200A, High Lift Switchgear Room | FCL-ELS-6 | Interior Lighting |  |  |  | TR
59382 | THC-DIG-INSTRUMENT | DIG Instrumentation Equipment | THC-DIG-DIGESTERS | Primary Anerobic Digesters 0400-0700 | Switch,Pressure-High
59383 | THC-DIG-INSTRUMENT | DIG Instrumentation Equipment | THC-GHOST | THC Records that were created by mistake | Switch,Pressure-High
60648 | THC-ELEC-SHOP | Computer Location | THC-OLD-SECTION-BLDG | Building Location
60745 | THC-ELS-COM-0001 | Communication Equipment/Telephone | THC-ELS-NETWORK | Network, Plant Wide |  |  |  | COM
60760 | THC-ELS-ELQ-0001 | Electrical Services 110 - 220V | THC-GRK-ELS | Electrical Services, Maintenance- virtual entity | Building Service,Electrical 110 - 220 V |  |  | ELQ
60912 | FCL-EUS | Production & End User Support | FCL | R L Clark Water Treatment Plant
60913 | FCL-EUS | Production & End User Support | FCL-ITM | Integrated Technology Management
60914 | FCL-EUS-CONTROL-ROOM | Computer Location | FCL-ADM-BLDG | Building Location
60954 | THC-ELS-MCC | MCC plant wide | THC-GRK-ELS | Electrical Services, Maintenance- virtual entity
60955 | THC-ELS-MCC | MCC plant wide | THCLIQOPS | THC Liquids Operations
61081 | THC-ELS-PDP-0101B | Distribution Panel, Building I | THC-ELS-PS-0001-I | Primary Power Equipment, Building I | Control Panel,Electrical |  |  | PDP
61083 | THC-ELS-PDP-0202B | Distribution Panel, Building K | THC-ELS-BLDG-0001 | Main Substation 4160V Switchgear THC-ELS-BUS-0101/0202 (Gas Insulated Switchgear Substation) Building K | Control Panel,Electrical |  |  | PDP
61084 | THC-ELS-PDP-0202B | Distribution Panel, Building K | THC-ELS-PS-0001-K | Primary Power Equipment, Building K | Control Panel,Electrical |  |  | PDP
61085 | THC-ELS-PDP-0300A | Switchgear,Lower Plant 600V Feeder 1, Building A | THC-ELS-PS-0001-A | Primary Power Equipment, Building A | Control Panel,Electrical |  |  | PDP
61087 | THC-ELS-PDP-0301B | Distribution Panel, Building A | THC-ELS-PS-0001-A | Primary Power Equipment, Building A | Control Panel,Electrical |  |  | PDP
61088 | THC-ELS-PDP-0402 | Distribution Panel, Building B | THC-ELS-PS-0001-B | Primary Power Equipment, Building B | Control Panel,Electrical |  |  | PDP
61089 | THC-ELS-PDP-0701 | Distribution Panel, Building L | THC-ELS-PS-0001-L | Primary Power Equipment, Building L | Control Panel,Electrical |  |  | PDP
61090 | THC-ELS-PDP-0800 | Distribution Panel, Building L | THC-ELS-PS-0001-L | Primary Power Equipment, Building L | Control Panel,Electrical |  |  | PDP
61091 | THC-ELS-PDP-0802 | Distribution Panel, Building L | THC-ELS-PS-0001-L | Primary Power Equipment, Building L | Control Panel,Electrical |  |  | PDP
61094 | THC-ELS-PDP-1101B | Distribution Panel, Building S | THC-ELS-PS-0001-S | Primary Power Equipment, Building S | Control Panel,Electrical |  |  | PDP
61095 | THC-ELS-PDP-1202B | Distribution Panel, Building S | THC-ELS-PS-0001-S | Primary Power Equipment, Building S | Control Panel,Electrical |  |  | PDP
61099 | THC-ELS-PDP-2002 | Distribution Panel, Building K | THC-ELS-PS-0001-K | Primary Power Equipment, Building K | Control Panel,Electrical |  |  | PDP
61122 | THC-ELS-PS-0002 | Secondary Power Equipment | THC-GRK-ELS | Electrical Services, Maintenance- virtual entity |  |  |  | PS
61123 | THC-ELS-PS-0002 | Secondary Power Equipment | THCLIQOPS | THC Liquids Operations |  |  |  | PS
61124 | THC-ELS-PS-0002-K | Secondary Power Equipment, Building K | THC-ELS-PS-0002 | Secondary Power Equipment |  |  |  | PS
61125 | THC-ELS-PS-0002-M | Secondary Power Equipment, Building M | THC-ELS-PS-0002 | Secondary Power Equipment |  |  |  | PS
61126 | THC-ELS-PS-0002-U | Secondary Power Equipment, Building U | THC-ELS-PS-0002 | Secondary Power Equipment |  |  |  | PS
61128 | THC-ELS-RPU | RPU- Electrical Services, Maintenance- virtual entity | THC-GRK-ELS | Electrical Services, Maintenance- virtual entity
61864 | FCL-FL-FS-0201-SUS | Switch,Flow Fluoride Pump # 2 | FCL-SUSPENDED | Suspended entity |  |  | 36604 | FS
61879 | FCL-FL-T-0001 | Tank, Hot Water, Gaseous Chemical Building, Caustic Soda Storage Room | FCL-FL | Fluoridation |  |  |  | T
61933 | THC-GRK-ELS | Electrical Services, Maintenance- virtual entity | THCLIQOPS | THC Liquids Operations
61937 | THC-GRK-ELS-H | Building H | THC-GRK-ELS | Electrical Services, Maintenance- virtual entity
61938 | THC-GRK-ELS-H | Building H | THC-GRK-MAINT | Building Maintenance
61939 | THC-GRK-ELS-L | Building L | THC-GRK-ELS | Electrical Services, Maintenance- virtual entity
61940 | THC-GRK-ELS-L | Building L | THC-GRK-MAINT | Building Maintenance
61956 | THC-GRK-MAINT | Building Maintenance | THC-GRK | Buildings & Grounds
61957 | THC-GRK-MCS | Mechanical Services | THC-GRK | Buildings & Grounds
61958 | THC-GRK-METR-0001 | Weather Station | THC-GRK-ELS | Electrical Services, Maintenance- virtual entity | Weather Station |  |  | METR
61962 | THC-GRK-PRTY | Groundskeeping (CMS) | THC-GRK-MAINT | Building Maintenance
61993 | FCL-FLO-V-0050A | Valve, Mud, Drain, Raw Water Channel Distribution, Sedimentation, Mixing&Flocculation | FCL-DEW | Dewatering |  |  |  | V
61994 | FCL-FLO-V-0050B | Valve, Mud, Drain, Raw Water Channel Distribution, Sedimentation, Mixing&Flocculation | FCL-DEW | Dewatering |  |  |  | V
61995 | FCL-FLO-V-0050C | Valve, Mud, Drain, Pre-Treatment Module 1 Inlet, Sedimentation, Mixing&Flocculation | FCL-DEW | Dewatering |  |  |  | V
61998 | FCL-FLOCCULATION-BLD | Building Location | FCL-EUS | Production & End User Support
62053 | THC-GRK-VEHICLES | Vehicles | THC-GRK | Buildings & Grounds
62056 | THC-INC | Incineration Process | THCSLDMNT | THC Solids Maintenance
62177 | THC-INC-LAG-0001 | Ash Lagoon, South | THC-INC | Incineration Process | Lagoon |  |  | LAG
62387 | FCL-FLT-CP-0101 | Control Panel, Operator, Filter 0101 Flow/Rate, Filter 0101 | FCL-FLT-F-0101 | Filter, Carbon Activated, Filter Building, Filter Gallery West |  |  |  | CP
62388 | FCL-FLT-CP-0401 | Control Panel, Operator, Filter 0401 Flow/Rate, Filter 0401 | FCL-FLT-F-0401 | Filter, Carbon Activated, Filter Building, Filter Gallery East |  |  |  | CP
62389 | FCL-FLT-CP-0701 | Control Panel, Operator, Filter 0701 Flow/Rate, Filter 0701 | FCL-FLT-F-0701 | Filter, Carbon Activated, Filter Building, Filter Gallery West |  |  |  | CP
62390 | FCL-FLT-CP-1801 | Control Panel, Operator, Filter 1801 Flow/Rate, Filter 1801 | FCL-FLT-F-1801 | Filter, Carbon Activated, Filter Building, Filter Gallery East |  |  |  | CP
62393 | FCL-FLT-F-0102 | Filter, Inlet Side of PDIT-0101, Filter F-0101, Filtration Pipe Gallery | FCL-FLT-PDIT-0101 | Transmitter, Pressure (Differential), Loss of Head for Filter 0101, Filter No.0101 |  |  |  | F
62399 | FCL-FLT-F-1002 | Filter, Inlet Side of PDIT-1001, Filter F-1001, Filtration Pipe Gallery | FCL-FLT-PDIT-1001 | Transmitter, Pressure (Differential), Loss of Head for Filter 1001, , Filter No.1001 |  |  |  | F
62401 | FCL-FLT-F-1102 | Filter, Inlet Side of PDIT-1101, Filter F-1101, Filtration Pipe Gallery | FCL-FLT-PDIT-1101 | Transmitter, Pressure (Differential), Loss of Head for Filter 1101, Filter No.1101 |  |  |  | F
62402 | FCL-FLT-F-1202 | Filter, Inlet Side of PDIT-1201, Filter F-1201, Filtration Pipe Gallery | FCL-FLT-PDIT-1201 | Transmitter, Pressure (Differential), Loss of Head for Filter 1201, , Filter No.1201 |  |  |  | F
62403 | FCL-FLT-F-1302 | Filter, Inlet Side of PDIT-1301, Filter F-1301, Filtration Pipe Gallery | FCL-FLT-PDIT-1301 | Transmitter, Pressure (Differential), Loss of Head for Filter 1301, Filter No.1301 |  |  |  | F
62404 | FCL-FLT-F-1402 | Filter, Inlet Side of PDIT-1401, Filter F-1401, Filtration Pipe Gallery | FCL-FLT-PDIT-1401 | Transmitter, Pressure (Differential), Loss of Head for Filter 1401, , Filter No.1401 |  |  |  | F
62405 | FCL-FLT-F-1502 | Filter, Inlet Side of PDIT-1501, Filter F-1501, Filtration Pipe Gallery | FCL-FLT-PDIT-1501 | Transmitter, Pressure (Differential), Loss of Head for Filter 1501, Filter No.1501 |  |  |  | F
62420 | THC-ITS | Information Technology Systems, Plant wide | THCLIQOPS | THC Liquids Operations
62444 | FCL-FLT-F-1602 | Filter, Inlet Side of PDIT-1601, Filter F-1601, Filtration Pipe Gallery | FCL-FLT-PDIT-1601 | Transmitter, Pressure (Differential), Loss of Head for Filter 1601, , Filter No.1601 |  |  |  | F
62445 | FCL-FLT-F-1702 | Filter, Inlet Side of PDIT-1701, Filter F-1701, Filtration Pipe Gallery | FCL-FLT-PDIT-1701 | Transmitter, Pressure (Differential), Loss of Head for Filter 1701, Filter No.1701 |  |  |  | F
62446 | FCL-FLT-F-1802 | Filter, Inlet Side of PDIT-1801, Filter F-1801, Filtration Pipe Gallery | FCL-FLT-PDIT-1801 | Transmitter, Pressure (Differential), Loss of Head for Filter 1801, , Filter No.1801 |  |  |  | F
62498 | THC-LAB | Laboratory Equipment | THCLIQMNT | THC Liquids Maintenance
62503 | THC-LIFTING | THC-LIFTING Equipments | THC | Highland Creek Treatment Plant | Lifting Device
62504 | THC-LIFTING | THC-LIFTING Equipments | THC-MCS-LD | Mechanical Services, Lifting Device | Lifting Device
62506 | THC-LQMT-SPARES | THC Liquids Maintenance Area- Spare Rebuilt Equipment | THCLIQMNT | THC Liquids Maintenance
62507 | THC-MCS-AI/SA | Instrument/service Air Plant Wide | THC-GRK-MCS | Mechanical Services
62520 | THC-MCS-HVAC | Mechanical Services, HVAC | THC-GRK-MCS | Mechanical Services
62521 | THC-MCS-LD | Mechanical Services, Lifting Device | THC-GRK-MCS | Mechanical Services | Lifting Device
62627 | THC-MCS-LD-O | Lifting Devices & Elevators, Building O | THC-MCS-LD | Mechanical Services, Lifting Device | Lifting Device
62629 | THC-MCS-LD-S | Lifting Devices & Elevators, Building S | THC-MCS-LD | Mechanical Services, Lifting Device | Lifting Device
62631 | THC-MCS-LD-U | Lifting Devices & Elevators,Building U | THC-MCS-LD | Mechanical Services, Lifting Device | Lifting Device
62633 | THC-MCS-MEQ | Machine Shop and Equipment | THC-GRK-MCS | Mechanical Services
62681 | THC-MCS-T-BLDG A | Domestic Hot Water Tank, Building A | THC-PWA-HWT | Domestic Hot Water Tanks
62682 | THC-MCS-T-BLDG I | Domestic Hot Water Tank, Building I | THC-PWA-HWT | Domestic Hot Water Tanks
62683 | THC-MCS-T-BLDG J | Domestic Hot Water Tank, Building J | THC-PWA-HWT | Domestic Hot Water Tanks
62684 | THC-MCS-T-BLDG K | Domestic Hot Water Tank, Building K | THC-PWA-HWT | Domestic Hot Water Tanks
62685 | THC-MCS-T-BLDG M | Domestic Hot Water Tank, Building M | THC-PWA-HWT | Domestic Hot Water Tanks
62686 | THC-MCS-T-BLDG U | Domestic Hot Water Tank, Building U | THC-PWA-HWT | Domestic Hot Water Tanks
62688 | THC-NEW BLOWER BLDG | Building Location | THC-SPC | Process Control Systems - Services Area
62900 | FCL-FLT-V-0117 | Valve, Gate, Loss of Head Transmitter PDIT-0101 Drain, Filter 0102 | FCL-FLT-PDIT-0101 | Transmitter, Pressure (Differential), Loss of Head for Filter 0101, Filter No.0101 |  |  |  | V
62901 | FCL-FLT-V-0119 | Valve, Gate, Drain, WPS to Filter 0101, Filter 0101 | FCL-FLT-F-0101 | Filter, Carbon Activated, Filter Building, Filter Gallery West |  |  |  | V
62906 | THC-OBSOLETE-WA1 | Obsolete Equipments for WA1 | THCSLDMNT | THC Solids Maintenance
62912 | THC-OCS-BLDG-0001 | Headhouse Odour Control System | THC-PLT-BLDG-0001 | New Head House, preliminary process |  |  |  | BLDG
62913 | THC-OCS-BLDG-O | Phase IV, Building O Odour Control System | THC-OCS-LIQ | Odour Control System, THC Liquid
63122 | FCL-FLT-V-1007 | Valve, Butterfly, Actuated, Drain, Effluent Line, Filter 1001 | FCL-FLT-F-0101 | Filter, Carbon Activated, Filter Building, Filter Gallery West |  |  |  | V
63123 | FCL-FLT-V-1010 | Valve, Ball, Inlet, WPS to Filter 1001, Filter 1001 | FCL-FLT-F-0101 | Filter, Carbon Activated, Filter Building, Filter Gallery West |  |  |  | V
63125 | FCL-FLT-V-1012 | Valve, Ball, Inlet, PDIT 1001, Filter 1001 | FCL-FLT-PDIT-0101 | Transmitter, Pressure (Differential), Loss of Head for Filter 0101, Filter No.0101 |  |  |  | V
63164 | FCL-FLT-V-1117 | Valve, Gate, Loss of Head Transmitter PDIT-1101 Drain, Filter 1101 | FCL-FLT-PDIT-1101 | Transmitter, Pressure (Differential), Loss of Head for Filter 1101, Filter No.1101 |  |  |  | V
63207 | THC-OCS-LIQ | Odour Control System, THC Liquid | THCLIQMNT | THC Liquids Maintenance
63209 | THC-OCS-LQ | Odour Control System, THC Liquid | THCLIQMNT | THC Liquids Maintenance |  |  | 47500
63262 | THC-OCS-SP | Odour Control System, THC-virtual entity, used to maintain, design PM Tasks, add EL, copy activity lists | THCSLDOPS | THC Solids Operations
63294 | FCL-GRK-4 | Underground Chambers | FCL-GRK | Buildings and Grounds |  |  |  | GRK
63301 | FCL-ITM | Integrated Technology Management | FCL | R L Clark Water Treatment Plant
63384 | FCL-LAB-CHEM-0001 | Lab Chemical Equipment | FCL-LAB | Lab Sampling Equipment |  |  |  | CHEM
63385 | FCL-LOW-LIFT-BLDG | Building Location | FCL-EUS | Production & End User Support
63386 | FCL-MCS | Mechanical Services | FCL WORK AREA 2 | Plant Services
63390 | FCL-MCS-BLDG-SURG | RL Clark Surge Building | FCL-MCS | Mechanical Services
63391 | FCL-MCS-BLDG-SURG | RL Clark Surge Building | FCL-TRW | Treated Water
63398 | FCL-MCS-CRN-0007 | Crane, Travelling, 2 Ton, Manual Chain Hoist, Chlorination, Chlorine Storage | FCL-MCS-CRN | Cranes |  |  |  | CRN
63399 | FCL-MCS-CRN-0015 | Crane, Manual Chain Hoist, RMF Clarification Facility, HVAC Room #1 | FCL-MCS-CRN | Cranes |  |  |  | CRN
63400 | FCL-MCS-CRN-0400 | Crane, Overhead, 3 Tonne Monorail, RMF Clarification Facility, Clarifier T-1200 Service Platform | FCL-MCS-CRN | Cranes |  |  |  | CRN
63426 | FCL-OBSOLETE | Removed From Service | FCL | R L Clark Water Treatment Plant
63427 | FCL-PAC | Taste and Odour Control (PAC) | FCL-PLT | Preliminary Treatment
63447 | THC-ODOUR-PHASE I-IV | Odour Control | THC-STR-ODOUR | Odour Control
63448 | THC-OFFICE | Computer Location | THC-ADMIN-BLDG | Building Location
63449 | THC-OLD BLOWER BLDG | Building Location | THC-SPC | Process Control Systems - Services Area
63450 | THC-OLD-PLANT-BLDG | Building Location | THC-EUS | Production & End User Support
63470 | FCL-PAC-CP-0101A | Control Panel, PAC Aeration Blower BL-0101, Dry Chemical Building Basement | FCL-PAC-BL-0101 | Blower, PD, PAC Mixing Air Supply, Dry Chemical Building Basement |  |  |  | CP
63471 | FCL-PAC-CP-0201 | Control Panel, Auxiliary, PAC System, Dry Chemical Building | FCL-PAC-T-0201 | Tank, Storage, Powder Activated Carbon, Dry Chemical Building PAC Tanks |  |  |  | CP
63472 | FCL-PAC-CP-0301A | Control Panel, PAC Aeration Blower BL-0301, Dry Chemical Building Basement | FCL-PAC-BL-0301 | Blower, PD, PAC Mixing Air Supply, Dry Chemical Building Basement |  |  |  | CP
63473 | FCL-PAC-DCU-0201 | Dust Collector, PAC Storage Tank T-0201, Dry Chemical Building, PAC Storage Tanks | FCL-PAC-T-0201 | Tank, Storage, Powder Activated Carbon, Dry Chemical Building PAC Tanks |  |  |  | DCU
63474 | FCL-PAC-DM-0201 | Damper, Manual, Dust Collector Fan FN-0201 Exhaust, Dry Chemical Building, PAC Storage Tanks | FCL-PAC-FN-0201 | Dust Control, Storage Tank Dust Collector DCU-0201, Dry Chemical Building Basement |  |  |  | DM
63475 | FCL-PAC-DM-0301 | Damper, Manual, Dust Collector Fan FN-0301 Exhaust, Dry Chemical Building, PAC Storage Tanks | FCL-PAC-FN-0301 | Dust Control, Storage Tank Dust Collector DCU-0301, Dry Chemical Building Basement |  |  |  | DM
63521 | THC-PLT-BAR SCREENS | Bar Screening | THC-PLT | Preliminary Treatment (Grit and Screenings)
63729 | THC-PLT-P-SUMP/DEW | Sump/Dewatering pumping system in New Head House, preliminary process | THC-PLT-BLDG-0001 | New Head House, preliminary process | Switch,Level
63912 | FCL-PAC-V-0211 | Valve, Ball, PAC Storage Tank #2 Overflow, Dry Chemical Building PAC Tanks | FCL-PAC-T-0201 | Tank, Storage, Powder Activated Carbon, Dry Chemical Building PAC Tanks |  |  |  | V
63951 | FCL-PAC-V-0311 | Valve, Ball, PAC Storage Tank #3 Overflow, Dry Chemical Building, PAC Tanks | FCL-PAC-T-0301 | Tank, Storage, Powder Activated Carbon, ry Chemical Building PAC Tanks |  |  |  | V
63955 | FCL-POL-CP-4120 | Control Panel, Thickening Polymer Skid No.2, RMF Centrifuge Building, Polymer Room | FCL-POL-P-4120 | Pump, Standby, Polymer Skid No.2, Polymer Feed to Thickeners, Centrifuge Building Polymer Room |  |  |  | CP
63956 | FCL-POL-CP-4130 | Control Panel, Thickening Polymer Skid No.3, RMF Centrifuge Building, Polymer Room | FCL-POL-P-4130 | Pump, Duty, Polymer Skid No.3, Polymer Feed to Thickener #2, Centrifuge Building Polymer Room |  |  |  | CP
63957 | FCL-POL-FIT-4110 | Transmitter, Flow, Turbine,Service Water to Electric Mixer MX-4110,Polymer Skid No.1,Centrifuge Bldg | FCL-POL-MX-4110 | Mixer, Electric, Thickening Polymer Skid No.1, RMF Centrifuge Building, Polymer Room |  |  |  | FIT
63958 | FCL-POL-FIT-4111 | Transmitter, Flow, Turbine,Service Water to Static Mixer MX-4111,Polymer Skid No.1,Centrifuge Bldg | FCL-POL-MX-4111 | Mixer, Static, Thickening Polymer Skid No.1, RMF Centrifuge Building, Polymer Room |  |  |  | FIT
63959 | FCL-POL-FIT-4121 | Transmitter, Flow, Turbine,Service Water to Static Mixer MX-4121,Polymer Skid No.2,Centrifuge Bldg | FCL-POL-MX-4121 | Mixer, Static, Thickening Polymer Skid No.2, RMF Centrifuge Building, Polymer Room |  |  |  | FIT
63960 | FCL-POL-FIT-4131 | Transmitter, Flow, Turbine,Service Water to Static Mixer MX-4131,Polymer Skid No.3,Centrifuge Bldg | FCL-POL-MX-4131 | Mixer, Static, Thickening Polymer Skid No.3, RMF Centrifuge Building, Polymer Room |  |  |  | FIT
63961 | FCL-POL-FIT-4211 | Transmitter, Flow, Turbine,Service Water to Static Mixer MX-4211,Polymer Skid No.4,Centrifuge Bldg | FCL-POL-MX-4211 | Mixer, Static, Thickening Polymer Skid No.4, RMF Centrifuge Building, Polymer Room |  |  |  | FIT
63963 | FCL-POL-FIT-4221 | Transmitter, Flow, Turbine,Service Water to Static Mixer MX-4221,Polymer Skid No.5,Centrifuge Bldg | FCL-POL-MX-4221 | Mixer, Static, Thickening Polymer Skid No.5, RMF Centrifuge Building, Polymer Room |  |  |  | FIT
63964 | FCL-POL-FSL-4130 | Flow Switch Low, Polymer Feed to Skid No.3, RMF Centrifuge Building, Polymer Room | FCL-POL-P-4130 | Pump, Duty, Polymer Skid No.3, Polymer Feed to Thickener #2, Centrifuge Building Polymer Room |  |  |  | FSL
63965 | FCL-POL-FSL-4210 | Flow Switch Low, Polymer Feed to Skid No.4, RMF Centrifuge Building, Polymer Room | FCL-POL-P-4210 | Pump, Duty, Polymer Skid No.4, Polymer Feed to Centrifuge #1, Centrifuge Building Polymer Room |  |  |  | FSL
63966 | FCL-POL-FSL-4230 | Flow Switch Low, Polymer Feed to Skid No.6, RMF Centrifuge Building, Polymer Room | FCL-POL-P-4230 | Pump, Duty, Polymer Skid No.6, Polymer Feed to Centrifuge #2, Centrifuge Building Polymer Room |  |  |  | FSL
63971 | FCL-POL-LSH-4101 | Switch, Level, High, Polymer Containment Sump, RMF Centrifuge Building Polymer Room | FCL-WWW-POL | Polymer |  |  |  | LSH
63972 | FCL-POL-MX-4102 | Mixer, Electric, Polymer Tote T-4102, RMF Centrifuge Building, Polymer Totes Area | FCL-POL-T-4102 | Tank, Polymer Storage Tote No.2, RMF Centrifuge Building, Polymer Totes Area |  |  |  | MX
63973 | FCL-POL-MX-4110 | Mixer, Electric, Thickening Polymer Skid No.1, RMF Centrifuge Building, Polymer Room | FCL-POL-P-4110 | Pump, Duty, Polymer Skid No.1, Polymer Feed to Thickener #1, Centrifuge Building Polymer Room |  |  |  | MX
63974 | FCL-POL-MX-4121 | Mixer, Static, Thickening Polymer Skid No.2, RMF Centrifuge Building, Polymer Room | FCL-POL-P-4120 | Pump, Standby, Polymer Skid No.2, Polymer Feed to Thickeners, Centrifuge Building Polymer Room |  |  |  | MX
63975 | FCL-POL-MX-4201 | Mixer, Electric, Polymer Tote T-4201, RMF Centrifuge Building, Polymer Totes Area | FCL-POL-T-4201 | Tank, Polymer Storage Tote No.3, RMF Centrifuge Building, Polymer Totes Area |  |  |  | MX
63976 | FCL-POL-MX-4211 | Mixer, Static, Thickening Polymer Skid No.4, RMF Centrifuge Building, Polymer Room | FCL-POL-P-4210 | Pump, Duty, Polymer Skid No.4, Polymer Feed to Centrifuge #1, Centrifuge Building Polymer Room |  |  |  | MX
63977 | FCL-POL-MX-4221 | Mixer, Static, Thickening Polymer Skid No.5, RMF Centrifuge Building, Polymer Room | FCL-POL-P-4220 | Pump, Standby, Polymer Skid No.5, Polymer Feed to Thickeners, Centrifuge Building Polymer Room |  |  |  | MX
63978 | FCL-POL-MX-4230 | Mixer, Electric, Thickening Polymer Skid No.6, RMF Centrifuge Building, Polymer Room | FCL-POL-P-4230 | Pump, Duty, Polymer Skid No.6, Polymer Feed to Centrifuge #2, Centrifuge Building Polymer Room |  |  |  | MX
63979 | FCL-POL-MX-4231 | Mixer, Static, Thickening Polymer Skid No.6, RMF Centrifuge Building, Polymer Room | FCL-POL-P-4230 | Pump, Duty, Polymer Skid No.6, Polymer Feed to Centrifuge #2, Centrifuge Building Polymer Room |  |  |  | MX
63981 | FCL-POL-T-4201 | Tank, Polymer Storage Tote No.3, RMF Centrifuge Building, Polymer Totes Area | FCL-WWW-POL | Polymer |  |  |  | T
63982 | FCL-POL-T-4202 | Tank, Polymer Storage Tote No.4, RMF Centrifuge Building, Polymer Totes Area | FCL-WWW-POL | Polymer |  |  |  | T
64081 | THC-PM-WA1 | THC-PM Work Area 1 | THCSLDMNT | THC Solids Maintenance
64082 | THC-PM-WA4 | THC-PM Work Area 4 | THCSLDOPS | THC Solids Operations
64085 | THC-PRM | Primary Treatment | THCLIQMNT | THC Liquids Maintenance
64090 | THC-PRM-BIOFILTER | Biofilter system | THC-PRM | Primary Treatment
64092 | THC-PRM-BLDG-HPU0010 | HPU Building 10 | THC-PRM | Primary Treatment
64116 | FCL-POL-V-4132 | Valve, Solenoid, Service Water to Polymer Skid No.3, RMF Centrifuge Building, Polymer Room | FCL-POL-P-4130 | Pump, Duty, Polymer Skid No.3, Polymer Feed to Thickener #2, Centrifuge Building Polymer Room |  |  |  | V
64118 | FCL-POL-V-4212 | Valve, Solenoid, Service Water to Polymer Skid No.4, RMF Centrifuge Building, Polymer Room | FCL-POL-P-4210 | Pump, Duty, Polymer Skid No.4, Polymer Feed to Centrifuge #1, Centrifuge Building Polymer Room |  |  |  | V
64120 | FCL-POL-V-4232 | Valve, Solenoid, Service Water to Polymer Skid No.6, RMF Centrifuge Building, Polymer Room | FCL-POL-P-4230 | Pump, Duty, Polymer Skid No.6, Polymer Feed to Centrifuge #2, Centrifuge Building Polymer Room |  |  |  | V
64128 | FCL-ROUTINE | FCL-Routine
64129 | FCL-RSP | Sewage Pumping Station | FCL WORK AREA 2 | Plant Services
64152 | FCL-RW-CP-0101 | Control Panel, Raw Water Screen SC-0101, Low Lift PS Screen Room S/W | FCL-RW-SC-0101 | Screen, Bar, Raw Water, Intake and Screen Room |  |  |  | CP
64153 | FCL-RW-CP-0202 | Control Panel, Raw Water Screen SC-0201 Inlet & Outlet Gates, Low Lift PS Screen Room S/W | FCL-RW-SC-0201 | Screen, Bar, Raw Water , Intake and Screen Room |  |  |  | CP
64154 | FCL-RW-CP-0500 | Control Panel, Sampling System Inlet Valves to Operators Lab, Admin Building Lab | FCL-RW-SAMP | Raw Water Sampling |  |  |  | CP
64155 | FCL-RW-CP-0601 | Control Panel, Raw Water Screen SC-0601 , Low Lift PS Screen Room S/E | FCL-RW-SC-0601 | Screen, Bar, Raw Water, Intake and Screen Room |  |  |  | CP
64158 | FCL-RW-CRN-0402 | Crane, 5 Ton, Travelling, Bridge, Low Lift Screens Area | FCL-MCS-CRN | Cranes |  |  |  | CRN
64193 | FCL-RW-INTAKE | Intake and Conduit | FCL-RW | Raw Water
64207 | FCL-RW-LSH-0003 | Switch,Level, High, Screenings Debris Trough | FCL-RW | Raw Water | Switch,Level-High |  |  | LSH
64208 | FCL-RW-LSH-0701 | Switch,Level High, Offshore Zebra Mussel Sampling Line 1A Prime, Low Lift PS Basement | FCL-RW-SAMP | Raw Water Sampling | Switch,Level-High |  |  | LSH
64209 | FCL-RW-LSH-0801 | Switch,Level High, Offshore Zebra Mussel Sampling Line 1B Prime, Low Lift PS Basement | FCL-RW-SAMP | Raw Water Sampling | Switch,Level-High |  |  | LSH
64253 | FCL-RW-V-0003A | Valve, Mud, Drain, Raw Water West Intake Channel, Low Lift PS Basement | FCL-RW-INTAKE | Intake and Conduit |  |  |  | V
64254 | FCL-RW-V-0003B | Valve, Mud, Drain, Raw Water East Intake Channel, Low Lift PS Basement | FCL-RW-INTAKE | Intake and Conduit |  |  |  | V
64265 | FCL-RW-V-0008A | Valve, Mud, Raw Water Suction Channel Drain, Low Lift PS Basement | FCL-RW-INTAKE | Intake and Conduit |  |  |  | V
64268 | FCL-RW-V-0011A | Valve, Gate, Raw Water Pumping Station West Foundation Drain, Raw Water Screen No.1 Pit | FCL-RW-SC-0101 | Screen, Bar, Raw Water, Intake and Screen Room |  |  |  | V
64269 | FCL-RW-V-0011B | Valve, Gate, Raw Water Pumping Station West Foundation Drain, Raw Water Screen No.8 Pit | FCL-RW-SC-0801 | Screen, Bar, Raw Water, , Intake and Screen Room |  |  |  | V
64304 | FCL-RW-V-0302A | Valve, Mud, Drain, Raw Water Screen SC-0301 Pit, Intake and Screen Room | FCL-RW-SC-0301 | Screen, Bar, Raw Water, , Intake and Screen Room |  |  |  | V
64312 | FCL-RW-V-0502A | Valve, Mud, Drain, Raw Water Screen SC-0501 Pit, Intake and Screen Room | FCL-RW-SC-0501 | Screen, Bar, Raw Water, , Intake and Screen Room |  |  |  | V
64323 | THC-PRM-DM-0981B | Damper,Motorized | THC-PRM-BLDG-HPU0010 | HPU Building 10 |  |  |  | DM
64324 | THC-PRM-DM-1051 | Damper/Louver, Damper 1051 | THC-PRM-BLDG-HPU0010 | HPU Building 10 |  |  |  | DM
64325 | THC-PRM-DM-1052 | Damper/Louver, Damper 1052 | THC-PRM-BLDG-HPU0010 | HPU Building 10 |  |  |  | DM
64326 | THC-PRM-DM-1081A | Damper,Motorized | THC-PRM-BLDG-HPU0010 | HPU Building 10 |  |  |  | DM
64327 | THC-PRM-DM-1081B | Damper,Motorized | THC-PRM-BLDG-HPU0010 | HPU Building 10 |  |  |  | DM
64378 | THC-PRM-LI-0906 | Sight, Glass, Oil Tank 0910 | THC-PRM-T-0910 | Oil Tank, Hydraulic Power System for Sludge Bottom Scraper Mechanism, Primary Clarifier 0900, SW Plant |  |  |  | LI
64379 | THC-PRM-LI-0916 | Sight, Glass, Oil Tank 0970 | THC-PRM-T-0970 | Oil Tank, Hydraulic Power System for Scum Skimmer System, Primary Clarifier 0900 |  |  |  | LI
64403 | THC-PRM-LIT-1002 | Transmitter, Level, Tank Level Indicator, Oil Tank 1010 | THC-PRM-T-1010 | Tank, Hydraulic Power System for Sludge Bottom Scraper Mechanism, Tank 1000, Primary Clarifier |  |  |  | LIT
64485 | THC-PRM-PI-1031 | Pressure Sensor, Gauge, Oil Tank 1010 | THC-PRM-P-1030 | Pump, Vane, Oil Tank 1010 |  |  |  | PI
64486 | THC-PRM-PI-1081 | Pressure Sensor, Gauge, Oil Tank 1070 | THC-PRM-P-1080 | Pump, Centrifugal, Oil Tank 1070 |  |  |  | PI
64543 | FCL-RW-V-0802A | Valve, Mud, Drain, Raw Water Screen SC-0801 Pit, Intake and Screen Room | FCL-RW-SC-0801 | Screen, Bar, Raw Water, , Intake and Screen Room |  |  |  | V
64581 | FCL-SA | Service Air | FCL-MCS | Mechanical Services
64583 | FCL-SA-C-0401 | Compressor, Instrument Air, Filter Building, Compressor Room | FCL-SA | Service Air |  |  |  | C
64587 | FCL-SA-STR-0140 | Strainer, Inlet, High Lift Reservoir Tank SA-T-0001, High Lift, Basement | FCL-SA-T-0001 | Vessel, Pressure, Service Air, Sanitary Sewage System Monitoring |  |  |  | STR
64622 | FCL-SED | Sedimentation and Poly Area (PM Entity link) | FCL-WWW | Residue Management
64670 | THC-PRM-PT-1011A | Transmitter, Pressure, Collect Line, Valve 1011 | THC-PRM-V-1011 | Valve, Hydraulic Cylinder, Bottom Scraper, Primary Clarifier 1000, SW Plant |  |  |  | PT
64671 | THC-PRM-PT-1012A | Transmitter, Pressure, Collect Line, Valve 1012 | THC-PRM-V-1012 | Valve, Hydraulic Cylinder, Bottom Scraper, Primary Clarifier 1000, SW Plant |  |  |  | PT
64672 | THC-PRM-PT-1012B | Transmitter, Pressure, Return Line, Valve 1012 | THC-PRM-V-1012 | Valve, Hydraulic Cylinder, Bottom Scraper, Primary Clarifier 1000, SW Plant |  |  |  | PT
64673 | THC-PRM-PT-1013A | Transmitter, Pressure, Collect Line, Valve 1013 | THC-PRM-V-1013 | Valve, Hydraulic Cylinder, Bottom Scraper, Primary Clarifier 1000, SW Plant |  |  |  | PT
64674 | THC-PRM-PT-1014B | Transmitter, Pressure, Return Line, Valve 1014 | THC-PRM-V-1014 | Valve, Hydraulic Cylinder, Bottom Scraper, Primary Clarifier 1000, SW Plant |  |  |  | PT
64675 | THC-PRM-PT-1022 | Transmitter, Pressure, Pump Pressure, Oil Tank 1010 | THC-PRM-P-1020 | Pump, Vane, Oil Tank 1010 |  |  |  | PT
64676 | THC-PRM-PT-1092 | Transmitter, Pressure, Pump Pressure, Oil Tank 1070 | THC-PRM-P-1090 | Pump, Centrifugal, Oil Tank 1070 |  |  |  | PT
64729 | FCL-SEDIMENT-BLDG | Building Location | FCL-EUS | Production & End User Support
64730 | FCL-SES | Safety and Environmental Services | FCL WORK AREA 2 | Plant Services
64731 | FCL-SES-1 | Emergency Showers | FCL-SES | Safety and Environmental Services |  |  |  | SES
64732 | FCL-SES-3 | Portable Gas Detectors | FCL-SES | Safety and Environmental Services |  |  |  | SES
64733 | FCL-SES-5A | Eye Wash Stations Low Lift | FCL-SES | Safety and Environmental Services |  |  |  | SES
64734 | FCL-SES-6 | Confined Space Entry and Industrial Hygene | FCL-SES | Safety and Environmental Services |  |  |  | SES
64735 | FCL-SES-8 | Respirator Fit Testing | FCL-SES | Safety and Environmental Services |  |  |  | SES
64739 | FCL-SES-ANL-00026-SUS | asdfs | FCL-SUSPENDED | Suspended entity |  |  | 40976 | ANL
64790 | FCL-SES-FAK-0006 | First Aid Kit, High Lift Basement B1, Mechanical Room | FCL-SES | Safety and Environmental Services |  |  |  | FAK
64791 | FCL-SES-FEQ-0078-SUS | Fire Extinguisher #78, High Lift Pumping Station, Ground Floor, Sample Drop-off Room, South Wall | FCL-SES-FEQ-SUS | Portable Fire Extinguishers |  |  | 46425 | FEQ
64792 | FCL-SES-FEQ-0078-SUS | Fire Extinguisher #78, High Lift Pumping Station, Ground Floor, Sample Drop-off Room, South Wall | FCL-SUSPENDED | Suspended entity |  |  | 46425 | FEQ
64793 | FCL-SES-FEQ-0111-SUS | Fire Extinguisher #111, RMF Centrifuge Building, Electrical Room | FCL-SES-FEQ-SUS | Portable Fire Extinguishers |  |  | 46427 | FEQ
64794 | FCL-SES-FEQ-0112-SUS | Fire Extinguisher #112, RMF Centrifuge Building, Centrifuge Room North West Wall | FCL-SES-FEQ-SUS | Portable Fire Extinguishers |  |  | 46428 | FEQ
64795 | FCL-SES-FEQ-0112-SUS | Fire Extinguisher #112, RMF Centrifuge Building, Centrifuge Room North West Wall | FCL-SUSPENDED | Suspended entity |  |  | 46428 | FEQ
64796 | FCL-SES-FEQ-0115-SUS | Fire Extinguisher #115, RMF Clarification Building, HVAC Room No.2 | FCL-SES-FEQ-SUS | Portable Fire Extinguishers |  |  | 46432 | FEQ
64797 | FCL-SES-FEQ-0115-SUS | Fire Extinguisher #115, RMF Clarification Building, HVAC Room No.2 | FCL-SUSPENDED | Suspended entity |  |  | 46432 | FEQ
64798 | FCL-SES-FEQ-0116-SUS | Fire Extinguisher #116, Gaseous Chemical Building, 3rd Floor, Scrubber Room West Wall | FCL-SES-FEQ-SUS | Portable Fire Extinguishers |  |  | 46433 | FEQ
64799 | FCL-SES-FEQ-0116-SUS | Fire Extinguisher #116, Gaseous Chemical Building, 3rd Floor, Scrubber Room West Wall | FCL-SUSPENDED | Suspended entity |  |  | 46433 | FEQ
64890 | FCL-SES-LTG-0006F-SUS | Emergency Light, Ceiling Mounted Remote Heads, Admin Building, Second Floor, Stairs No. 2 | FCL-ELS-LTG | Emergency Lighting |  |  | 46463 | LTG
64891 | FCL-SES-LTG-0006G-SUS | Emergency Light, Remote Heads, Admin Building, First Floor, Stairs No. 2 | FCL-SUSPENDED | Suspended entity |  |  | 46464 | LTG
64930 | THC-PRM-TC-1007 | Temperature, Control, Oil Tank 1010 | THC-PRM-T-1010 | Tank, Hydraulic Power System for Sludge Bottom Scraper Mechanism, Tank 1000, Primary Clarifier |  |  |  | TC
64931 | THC-PRM-TC-1017 | Temperature, Control, Oil Tank 1070 | THC-PRM-T-1070 | Oil Tank, Hydraulic Power System for Scum Skimmer System, Primary Clarifier 1000 |  |  |  | TC
64935 | THC-PRM-TI-1004 | Temperature, Indicate, Oil Tank 1010 | THC-PRM-T-1010 | Tank, Hydraulic Power System for Sludge Bottom Scraper Mechanism, Tank 1000, Primary Clarifier |  |  |  | TI
64936 | THC-PRM-TI-1014 | Temperature, Indicate, Oil Tank 1070 | THC-PRM-T-1070 | Oil Tank, Hydraulic Power System for Scum Skimmer System, Primary Clarifier 1000 |  |  |  | TI
65011 | FCL-SES-LTG-0038-SUS | Emergency Light, Wall Mounted, c/w Emergency Battery, Surge Building | FCL-ELS-LTG | Emergency Lighting |  |  | 46508 | LTG
65012 | FCL-SES-LTG-0038-SUS | Emergency Light, Wall Mounted, c/w Emergency Battery, Surge Building | FCL-SUSPENDED | Suspended entity |  |  | 46508 | LTG
65057 | THC-PRM-V-1012A | Valve, Solenoid, Collect, Valve 1012 | THC-PRM-V-1012 | Valve, Hydraulic Cylinder, Bottom Scraper, Primary Clarifier 1000, SW Plant |  |  |  | V
65058 | THC-PRM-V-1012B | Valve, Solenoid, Return, Valve 1012 | THC-PRM-V-1012 | Valve, Hydraulic Cylinder, Bottom Scraper, Primary Clarifier 1000, SW Plant |  |  |  | V
65059 | THC-PRM-V-1013A | Valve, Solenoid, Collect, Valve 1013 | THC-PRM-V-1013 | Valve, Hydraulic Cylinder, Bottom Scraper, Primary Clarifier 1000, SW Plant |  |  |  | V
65060 | THC-PRM-V-1013B | Valve, Solenoid, Return, Valve 1013 | THC-PRM-V-1013 | Valve, Hydraulic Cylinder, Bottom Scraper, Primary Clarifier 1000, SW Plant |  |  |  | V
65061 | THC-PRM-V-1014 | Valve, Hydraulic Cylinder, Bottom Scraper, Primary Clarifier 1000, SW Plant | THC-PRM-CLR-1030 | Sludge Bottom Scraper Mechanism, Tank 1000, Primary Clarifier |  |  |  | V
65062 | THC-PRM-V-1014B | Valve, Solenoid, Return, Valve 1014 | THC-PRM-V-1014 | Valve, Hydraulic Cylinder, Bottom Scraper, Primary Clarifier 1000, SW Plant |  |  |  | V
65063 | THC-PRM-V-1023 | Valve, Pressure Relief, Oil Tank 1010 | THC-PRM-P-1020 | Pump, Vane, Oil Tank 1010 |  |  |  | V
65064 | THC-PRM-V-1033 | Valve, Pressure Relief, Oil Tank 1010 | THC-PRM-P-1030 | Pump, Vane, Oil Tank 1010 |  |  |  | V
65071 | THC-PRM-V-1083 | Valve, Pressure Relief, Oil Tank 1070 | THC-PRM-P-1080 | Pump, Centrifugal, Oil Tank 1070 |  |  |  | V
65330 | FCL-SES-LTX-0089-SUS | Exit Light, 89, Gaseous Building, 1st Floor, Electrical Room Exit | FCL-ELS-6 | Interior Lighting |  |  | 46596 | LTX
65331 | FCL-SES-LTX-0090-SUS | Exit Light, 90, Gaseous Building, 1st Floor, Fluoride Room Exit | FCL-ELS-6 | Interior Lighting |  |  | 46597 | LTX
65332 | FCL-SES-LTX-0094-SUS | Exit Light, 94, Gaseous Building, 2nd Floor, Chlorine Storage Room S/W Door Exit | FCL-ELS-6 | Interior Lighting |  |  | 46601 | LTX
65333 | FCL-SES-LTX-0094-SUS | Exit Light, 94, Gaseous Building, 2nd Floor, Chlorine Storage Room S/W Door Exit | FCL-SUSPENDED | Suspended entity |  |  | 46601 | LTX
65334 | FCL-SES-LTX-0095-SUS | Exit Light, 95, Gaseous Building, 2nd Floor, Chemical Room S/W Door Exit | FCL-ELS-6 | Interior Lighting |  |  | 46602 | LTX
65335 | FCL-SES-LTX-0101-SUS | Exit light, 101, Polymer Tote Area , RMF Centrifuge Building | FCL-ELS-6 | Interior Lighting |  |  | 46604 | LTX
65336 | FCL-SES-LTX-0101-SUS | Exit light, 101, Polymer Tote Area , RMF Centrifuge Building | FCL-SUSPENDED | Suspended entity |  |  | 46604 | LTX
65337 | FCL-SES-LTX-0102-SUS | Exit light, 102, Admin Building, First Floor, Corridor 116, High Lift Gallery Door | FCL-SUSPENDED | Suspended entity |  |  | 46605 | LTX
65338 | FCL-SES-LTX-0103-SUS | Exit light, 103, Admin Building, First Floor, Lunch Room | FCL-ELS-6 | Interior Lighting |  |  | 46606 | LTX
65339 | FCL-SES-LTX-0103-SUS | Exit light, 103, Admin Building, First Floor, Lunch Room | FCL-SUSPENDED | Suspended entity |  |  | 46606 | LTX
65340 | FCL-SES-LTX-0104-SUS | Exit light, 104, Admin Building, Second Floor, Kitchen West Exit | FCL-ELS-6 | Interior Lighting |  |  | 46607 | LTX
65341 | FCL-SES-LTX-0104-SUS | Exit light, 104, Admin Building, Second Floor, Kitchen West Exit | FCL-SUSPENDED | Suspended entity |  |  | 46607 | LTX
65342 | FCL-SES-LTX-0105-SUS | Exit light, 105, High Lift Pumping Station, Ground Floor, Copy Room South Door | FCL-ELS-6 | Interior Lighting |  |  | 46608 | LTX
65343 | FCL-SES-LTX-0107-SUS | Exit light, 106, Low Lift Building, Basement B1, Pump Room South West Door | FCL-SUSPENDED | Suspended entity |  |  | 46610 | LTX
65369 | THC-PRM-ZSH-1011 | Switch, Position High, Mech Collect, Valve 1011 | THC-PRM-V-1011 | Valve, Hydraulic Cylinder, Bottom Scraper, Primary Clarifier 1000, SW Plant |  |  |  | ZSH
65370 | THC-PRM-ZSH-1051 | Switch, Position High, Supply Damper, Damper 1051 | THC-PRM-DM-1051 | Damper/Louver, Damper 1051 |  |  |  | ZSH
65371 | THC-PRM-ZSH-1052 | Switch, Position High, Exhaust Damper, Damper 1052 | THC-PRM-DM-1052 | Damper/Louver, Damper 1052 |  |  |  | ZSH
65397 | THC-PRM-ZSL-1011 | Switch, Position Low, Mech Return, Valve 1011 | THC-PRM-V-1011 | Valve, Hydraulic Cylinder, Bottom Scraper, Primary Clarifier 1000, SW Plant |  |  |  | ZSL
65398 | THC-PRM-ZSL-1014 | Switch, Position Low, Mech Return, Valve 1014 | THC-PRM-V-1014 | Valve, Hydraulic Cylinder, Bottom Scraper, Primary Clarifier 1000, SW Plant |  |  |  | ZSL
65498 | FCL-SM | Spill Management | FCL-SES | Safety and Environmental Services
65503 | FCL-SM-SQ-0001 | Kit "B" Chlorine Emergency | FCL-CLA1 | Pre-Chlorination |  |  |  | SQ
65568 | THC-PS-BLDG-0001 | Headhouse Plant Services System | THC-PLT-BLDG-0001 | New Head House, preliminary process |  |  |  | BLDG
65572 | THC-PWA-BFP | Backflow Preventers | THC-PWA-POTABLE | Potable Water | Valve,Backflow Preventer,Reduced Pressure
65573 | THC-PWA-CITY WATER | Plant Water City Water | THCLIQOPS | THC Liquids Operations
65584 | THC-PWA-ELQ-0001 | Electrical Services 110 - 220V, Building L | THC-ELS-PS-0001-L | Primary Power Equipment, Building L | Building Service,Electrical 110 - 220 V |  |  | ELQ
65625 | THC-PWA-POTABLE | Potable Water | THC-PWA-CITY WATER | Plant Water City Water
65685 | FCL-SPC | Process Control Systems - Services Area | FCL-ITM | Integrated Technology Management
65686 | FCL-SPC-COM-0100 | Communication, Primary Core Closet Rack, Admin Building, Server Room | FCL-ADM BLDG | Building Location |  |  |  | COM
65687 | FCL-SPC-COM-0500 | Communication, Server Closet, Admin Building, Server Room | FCL-ADM BLDG | Building Location |  |  |  | COM
65688 | FCL-SPC-COM-1102 | Termination Panel, Gaseous Chemical Building, Aqua Ammonia Machine Room | FCL-CHEM BLDG | Building Location |  |  |  | COM
65689 | FCL-SPC-COM-1103 | Termination Panel, Gaseous Chemical Building, Electrical Equipment Room | FCL-CHEM BLDG | Building Location |  |  |  | COM
65690 | FCL-SPC-COM-1200 | Access Closet, High Lift Switchgear Room | FCL-SPC | Process Control Systems - Services Area |  |  |  | COM
65691 | FCL-SPC-COM-1203 | Termination Panel, High Lift Switchgear Room | FCL-SPC | Process Control Systems - Services Area |  |  |  | COM
65749 | THC-ROUTINE WA1 | THC-Routine Inspection Work Area 1 | THCSLDMNT | THC Solids Maintenance
65750 | THC-ROUTINE WA2 | THC-Routine OIC Inspection Work Area 2 | THC | Highland Creek Treatment Plant
65751 | THC-ROUTINE WA2 | THC-Routine OIC Inspection Work Area 2 | THCLIQMNT | THC Liquids Maintenance
65752 | THC-SDB-BLDG | Building Location | THC-EUS | Production & End User Support
65791 | THC-SES-FEQ | Fire Fighting System | THC-SES | Safety & Environmental Services
65808 | FCL-SPC-COM-1221 | Communication, Ethernet to RS485 Gateway, High Lift Electrical Room RPU-1221 Panel | FCL-SPC | Process Control Systems - Services Area |  |  |  | COM
65809 | FCL-SPC-COM-1222 | Communication, Ethernet to RS485 Gateway, High Lift B1, Switchgear Room, RPU-1222/1223 Panel | FCL-SPC | Process Control Systems - Services Area |  |  |  | COM
65810 | FCL-SPC-COM-1224 | Communication, Ethernet to RS485 Gateway, High Lift Electrical Room, RPU-1224 Panel | FCL-SPC | Process Control Systems - Services Area |  |  |  | COM
65811 | FCL-SPC-COM-1401 | Termination Panel, Surge Chamber | FCL-SPC | Process Control Systems - Services Area |  |  |  | COM
65812 | FCL-SPC-COM-1405 | Termination Panel, Surge Building, South/East Stairs | FCL-SPC | Process Control Systems - Services Area |  |  |  | COM
65813 | FCL-SPC-COM-1500 | Access Closet, Control Station at Filter Gallery | FCL-SPC | Process Control Systems - Services Area |  |  |  | COM
65814 | FCL-SPC-COM-1501 | Termination Panel, Filter Building, Rotunda | FCL-SPC | Process Control Systems - Services Area |  |  |  | COM
65815 | FCL-SPC-COM-1502 | Termination Panel, Filter Building, Pipe Gallery, North, Ceiling | FCL-SPC | Process Control Systems - Services Area |  |  |  | COM
65816 | FCL-SPC-COM-1503 | Termination Panel, Filter Building, Pipe Gallery, North, Ceiling | FCL-SPC | Process Control Systems - Services Area |  |  |  | COM
65817 | FCL-SPC-COM-1504 | Termination Panel, Filter Building, Pipe Gallery, North, Ceiling | FCL-SPC | Process Control Systems - Services Area |  |  |  | COM
65818 | FCL-SPC-COM-1600 | Access Closet, Control Station at Filter Gallery | FCL-SPC | Process Control Systems - Services Area |  |  |  | COM
65819 | FCL-SPC-COM-1602 | Termination Panel, Filter Building, Pipe Gallery, South, Ceiling | FCL-SPC | Process Control Systems - Services Area |  |  |  | COM
65820 | FCL-SPC-COM-1604 | Termination Panel, Filter Building, Pipe Gallery, South, Ceiling | FCL-SPC | Process Control Systems - Services Area |  |  |  | COM
65821 | FCL-SPC-COM-1605 | Termination Panel, Filter Building, Pipe Gallery, South, Ceiling | FCL-SPC | Process Control Systems - Services Area |  |  |  | COM
65822 | FCL-SPC-COM-1701 | Termination Panel, PAC Pump Area | FCL-SPC | Process Control Systems - Services Area |  |  |  | COM
65823 | FCL-SPC-COM-1703 | Termination Panel, Low Lift Building, PAC Pump Area, North West | FCL-RAW WATER BLDG | Building Location |  |  |  | COM
65824 | FCL-SPC-COM-1704 | Access Closet, Low Lift Building, PAC Pump Area, South East | FCL-RAW WATER BLDG | Building Location |  |  |  | COM
65825 | FCL-SPC-COM-1801 | Termination Panel, Low Lift PS Building, Switchgear Room | FCL-RAW WATER BLDG | Building Location |  |  |  | COM
65826 | FCL-SPC-COM-1802 | Termination Panel, Dry Chemical Building MCC Room | FCL-SPC | Process Control Systems - Services Area |  |  |  | COM
65827 | FCL-SPC-COM-1803 | Termination Panel, Raw Water Pumping | FCL-SPC | Process Control Systems - Services Area |  |  |  | COM
65828 | FCL-SPC-COM-1806 | Termination Panel, Low Lift Building, Electrical Service Room | FCL-RAW WATER BLDG | Building Location |  |  |  | COM
65829 | FCL-SPC-COM-1825 | Communication, Ethernet to RS485 Gateway, Low Lift Switchgear Room, RPU-1825 Panel | FCL-RAW WATER BLDG | Building Location |  |  |  | COM
65830 | FCL-SPC-COM-1901 | Termination Panel, RMF Centrifuge Building | FCL-CENTRIFUGE BLDG | Building Location |  |  |  | COM
65831 | FCL-SPC-COM-1911 | Communication, Multinet, RMF Centrifuge Building, Control Room, RPU-1921 Panel | FCL-CENTRIFUGE BLDG | Building Location |  |  |  | COM
65832 | FCL-SPC-COM-2001 | Termination Panel, High Lift Building, Corridor outside Electrical Shop | FCL-SPC | Process Control Systems - Services Area |  |  |  | COM
65833 | FCL-SPC-COM-2002 | Termination Panel, High Lift Building, Corridor outside Electrical Shop | FCL-SPC | Process Control Systems - Services Area |  |  |  | COM
65834 | FCL-SPC-COM-2100 | Access Closet, RMF Centrifuge Building, Centrifuge Control Room | FCL-CENTRIFUGE BLDG | Building Location |  |  |  | COM
65835 | FCL-SPC-COM-2101 | Termination Panel, | FCL-SPC | Process Control Systems - Services Area |  |  |  | COM
65836 | FCL-SPC-COM-2111 | Communication, Multinet, RMF Clarification Facility, Electrical Room, RPU-2121 Panel | FCL-SPC | Process Control Systems - Services Area |  |  |  | COM
65840 | FCL-SPC-CPU-0601 | Computer, File Server (FCLPFH01), Admin Building, Server Room, Server Cabinet COM-0600 | FCL-SPC | Process Control Systems - Services Area |  |  |  | CPU
66081 | THC-SES-FEQ-SD39 | 1 1/2 Folding NFE Polyflex Hoses | THC-SES-FEQ-0001 | Portable Fire Extinguisher, location forklift THC-GRK-VEH-329026
66098 | THC-SES-GAS-A | Gas Detectors and Monitors, Building A | THC-SES-GAS | Gas Detectors and Monitors
66099 | THC-SES-GAS-E | Gas Detectors and Monitors, Building E | THC-SES-GAS | Gas Detectors and Monitors
66100 | THC-SES-GAS-I | Gas Detectors and Monitors, Headhouse, Building I | THC-SES-GAS | Gas Detectors and Monitors
66101 | THC-SES-GAS-K | Gas Detectors and Monitors, Building K | THC-SES-GAS | Gas Detectors and Monitors
66360 | THC-SES-SQ | Safety Equipment | THC-SES | Safety & Environmental Services
66396 | THC-SPC | Process Control Systems - Services Area | THC | Highland Creek Treatment Plant
66397 | THC-SPC | Process Control Systems - Services Area | THC-ITM | Integrated Technology Management
66424 | THC-SPC-WA2 | System Process Control | THCLIQMNT | THC Liquids Maintenance
66425 | THC-SPC1 | Process Control Systems - Administrative | THC | Highland Creek Treatment Plant
66426 | THC-SPC1 | Process Control Systems - Administrative | THC-SPC | Process Control Systems - Services Area
66431 | THC-STORE | Building Location | THC-EUS | Production & End User Support
66537 | THC-STR-ODOUR | Odour Control | THC-STR | Secondary Treatment
66577 | FCL-SPC1 | Process Control Systems - Administrative | FCL | R L Clark Water Treatment Plant
66578 | FCL-SPC1 | Process Control Systems - Administrative | FCL-SPC | Process Control Systems - Services Area
66579 | FCL-STORE | Computer Storage Location | FCL-EUS | Production & End User Support
66582 | FCL-SUSPENDED | Suspended entity | FCL | R L Clark Water Treatment Plant
66583 | FCL-TRW-2 | Treated Water Pumping | FCL-TRW | Treated Water |  |  |  | TRW
66584 | FCL-TRW-4 | Surge Suppression | FCL-TRW | Treated Water |  |  |  | TRW
66643 | THC-STR-P-T-0100-02 | Pump, Tank 0100-0200, Secondary Clarification, RAS/WAS | THC-STR-RAS/WAS OLD | RAS/WAS, Old Plant |  |  |  | T
66644 | THC-STR-P-T-0300-04 | Pump, Tank 0300-0400, Secondary Clarification, RAS/WAS | THC-STR-RAS/WAS OLD | RAS/WAS, Old Plant |  |  |  | T
66665 | THC-STR-RAS/WAS | Return/ Waste Activated Sludge | THC-STR | Secondary Treatment
66666 | THC-STR-RPU | Secondary Process RPUs | THC-STR | Secondary Treatment
66855 | THC-SUSPENDED | Suspended entity | THC | Highland Creek Treatment Plant
66868 | THC-THK-BIOFILTER | THK Biofilter System | THC-DEW | Dewatering Process
66869 | THC-THK-BIOFILTER | THK Biofilter System | THC-THK-ELS | TWAS Elecftrical equipment Sludge Thickening
66873 | THC-THK-CF | Waste Activated Centrifuges Thickening | THC-THK-TWAS | Waste Activated Sludge Thickening
66906 | THC-THK-ELS | TWAS Elecftrical equipment Sludge Thickening | THCLIQMNT | THC Liquids Maintenance
67033 | FCL-TRW-CP-0001 | Control Panel, Treated Water Sample Pumps P-0101&0201, High Lift PS Basement | FCL-TRW-P-0101 | Pump, Sampling, Reservoir Outlet, Filter Building |  |  |  | CP
67034 | FCL-TRW-CP-0003 | Control Panel, Reservoir Inlet and Outlet Gates, High Lift PS Pump Suction/Transfer Channel | FCL-TRW-G-0003 | Gate, Sluice, Actuated, Outlet, Clearwell WEL-0101 Outlet, Treated Water Distribution Channel |  |  |  | CP
67035 | FCL-TRW-CP-0007 | Control Panel, Operator, Air Compressors, Surge Tank Building | FCL-TRW-C-0001 | Compressor, Stationary, Surge Tank Building |  |  |  | CP
67036 | FCL-TRW-CP-0009 | Control Panel, Treated Water Sampling System Valves, District 2 Venturi Room, High Lift PS Basement | FCL-TRW | Treated Water |  |  |  | CP
67088 | THC-THK-TWAS | Waste Activated Sludge Thickening | THCLIQMNT | THC Liquids Maintenance
67302 | THC-WA3-SPARE | Spare equipment for WA3 | THC-LQMT-SPARES | THC Liquids Maintenance Area- Spare Rebuilt Equipment |  |  | 47534
67312 | THCLIQMNT | THC Liquids Maintenance | THC | Highland Creek Treatment Plant
67313 | THCLIQOPS | THC Liquids Operations | THC | Highland Creek Treatment Plant
67368 | THCSLDOPS | THC Solids Operations | THC | Highland Creek Treatment Plant
67369 | THR COMMUNICATIONS | THR Communications | THR-SPC1 | Process Control Systems - Administrative
67370 | THR WORK AREA 1 | Solid Handling | THR | Humber Treatment Plant
67372 | THR-ACC | Air Conditioning, Heating and Ventilation | THR-ACC-WA4 | Air Conditioning, AHU, HVAC,Work Area4
67667 | THR-ACC-FN | Air Conditoning, Fans, Gallery Ventilation, Supply and Exhaust | THR-ACC-WA4 | Air Conditioning, AHU, HVAC,Work Area4
67933 | FCL-TRW-SAMP | Treated Water Sampling | FCL-SAMP | Sampling Systems
67941 | FCL-TRW-STR-0005 | Strainer, Service Water to CL2/SO2 Storage,Gaseous Chemical Building Storage Room | FCL-CLA-EV-0201 | Evaporator, Chlorine Gas, Chlorination System |  |  |  | STR
67942 | FCL-TRW-STR-0006 | Strainer, District 1W Header Service Water to Sample Lines Flushing, High Lift PS Basement | FCL-TRW | Treated Water |  |  |  | STR
68052 | FCL-TRW-UPS-0002-SUS | Inverter,DC to AC | FCL-SUSPENDED | Suspended entity |  |  | 36809 | UPS
68053 | FCL-TRW-UPS-0002-SUS | Inverter,DC to AC | FCL-TRW | Treated Water |  |  | 36809 | UPS
68167 | FCL-TRW-V-0021A | Valve, Gate, Inlet, Treated Water Sample to Analyser AIT-0002, Low Lift PS basement | FCL-TRW-AIT-0002 | Analyzer, Turbidity, TRW Output, District 2 Venturi Room, TRW Pumping Station |  |  |  | V
68169 | FCL-TRW-V-0022A | Valve, Gate, Inlet, STR-0008, TW Sample to Analyser AIT-0003, Venturi Room 2, High Lift PS Basement | FCL-TRW-AIT-0003 | Analyzer, Fluoride, TRW Output, District 2 Venturi Room, TRW Pumping Station |  |  |  | V
68171 | FCL-TRW-V-0024A | Valve, Gate, Isolation, TW Sample to Analyser AIT-0004, Venturi Room 2, Low Lift PS Basement | FCL-TRW-AIT-0003 | Analyzer, Fluoride, TRW Output, District 2 Venturi Room, TRW Pumping Station |  |  |  | V
68172 | FCL-TRW-V-0025A | Valve, Gate, Inlet, TW Sample to Analyser AIT-0004, Venturi Room 2, Low Lift PS Basement | FCL-TRW-AIT-0003 | Analyzer, Fluoride, TRW Output, District 2 Venturi Room, TRW Pumping Station |  |  |  | V
68179 | FCL-TRW-V-0034 | Valve, Air Release, District 1W Header, Treated Water Pumping Station,FCL-TRW-P-0200 | FCL-TRW-P-0200 | Pump, Treated Water |  |  |  | V
68181 | FCL-TRW-V-0034B | Valve, Gate, Isolation, District 1W Header Air Release Valve, High Lift PS Basement | FCL-TRW-V-0034 | Valve, Air Release, District 1W Header, Treated Water Pumping Station,FCL-TRW-P-0200 |  |  |  | V
68182 | FCL-TRW-V-0036 | Valve, Air Release, District 2W Header, High Lift PS Basement , TRW-P-0500,0700,0900 | FCL-TRW-P-0500 | Pump, Treated Water |  |  |  | V
68186 | FCL-TRW-V-0039 | Valve, Gate, Outlet, Service Water Backflow Preventer BFP-0001A, High Lift PS Basement | FCL-TRW-BFP-0001A | Backflow Preventer, District 2E/2W Header Service Water Distribution, High Lift PS Basement. |  |  |  | V
68192 | FCL-TRW-V-0046 | Valve, Gate, Isolation,Strainer STR-0003, Service Water to PAC System,Dry Chemical Building Basement , BFP-0010 | FCL-TRW-BFP-0001A | Backflow Preventer, District 2E/2W Header Service Water Distribution, High Lift PS Basement. |  |  |  | V
68193 | FCL-TRW-V-0047 | Valve, Gate, Isolation, Service Water to Sed./Flocculation Sprinkler System, Filtration Pipe Gallery | FCL-SED-T-0100 | Tank, Sedimentation, West |  |  |  | V
68194 | FCL-TRW-V-0048A | Valve, Ball, Isolation, Compressor C-0001, Surge Building | FCL-TRW-C-0001 | Compressor, Stationary, Surge Tank Building |  |  |  | V
68200 | FCL-TRW-V-0058 | Valve, Gate, Inlet, Service Water Backflow Preventer BFP-0003, High Lift PS Basement | FCL-TRW-BFP-0003 | Backflow Preventer, District 2W Header Service Water Distribution,High Lift PS Bsmnt.N/Wall West End |  |  |  | V
68201 | FCL-TRW-V-0059 | Valve, Gate, Outlet, Service Water Backflow Preventer BFP-0003, High Lift PS Basement | FCL-TRW-BFP-0003 | Backflow Preventer, District 2W Header Service Water Distribution,High Lift PS Bsmnt.N/Wall West End |  |  |  | V
68302 | FCL-TRW-V-0076A | Valve, Pressure Reducing, Interconnecting, Surge Tanks T-0001&0002, Surge Tanks Building | FCL-TRW-T-0001 | Vessel, Pressure, Surge, Surge Tank Building |  |  |  | V
68305 | FCL-TRW-V-0082 | Valve, Butterfly, Service Water Alternate Supply From District 1, Gaseous Building Machine Room,FCL-TRW-BFP-0011 | FCL-MCS-3 | Service Water and Backflow Prevention |  |  |  | V
68306 | FCL-TRW-V-0088 | Valve,Butterfly,Isolation,Service Water Sedimentation/Flocculation Tanks Ring Sedimentation Tank No2 | FCL-SED-T-0200 | Tank, Sedimentation, Middle |  |  |  | V
68307 | FCL-TRW-V-0090 | Valve, Butterfly,Isolation,Service Water Sedimentation/Flocculation Tanks Ring Flocculation Tank No3 | FCL-FLO-T-0301 | Tank, Flocculation |  |  |  | V
68316 | FCL-TRW-V-0101D | Valve, Ball, Isolation, TW Sample to AIT-0004A, Sampling Room, Under Operator's Lab | FCL-TRW-AIT-0004A | Analyser, Chlorine, Reservoir Output Control, Lab Lower Level |  |  |  | V
68328 | FCL-TRW-V-0139 | Valve, Ball, Isolation, Service Water to Lab Area | FCL-TRW | Treated Water |  |  |  | V
68523 | FCL-TRW-V-0817 | Valve,Ball,Actuated,Drain,TW Sampling Line to Admin Bldg. Lab,District 2 Venturi Room, High Lift PS | FCL-TRW | Treated Water |  |  |  | V
68525 | FCL-TRW-V-0818A | Valve, Ball, Isolation, Inlet, FSL-0003, Treated Water Sampling System | FCL-TRW-FSL-0003 | Switch, Flow, Low, Sample from District 2 to Analyser AIT-0003, High Lift District 2 Venturi Room |  |  |  | V
68526 | FCL-TRW-V-0818D | Valve, Ball, Isolation,Treated Waster Sample to AIT-0001, 0002, 0003 & 0004 | FCL-TRW-AIT-0001 | Analyzer, Chlorine, TRW Total Residual, District 2 Venturi Room, TRW Pumping Station |  |  |  | V
68834 | FCL-WMS | WMS Related Work Request | FCL ADMIN | Administration
68835 | FCL-WWW | Residue Management | FCL WORK AREA 2 | Plant Services
68858 | FCL-WWW-CP-0012 | Control Panel, Sanitary Pumps P-0001 & 0002, RMF Clarification Facility, Pump Room North | FCL-WWW-P-0001 | Pump Sanitary Clarification Building, South |  |  |  | CP
68859 | FCL-WWW-CP-3020 | Control Panel, Process Drain Pumps P-3021 & 3022, RMF Clarification Facility, Pump Room South | FCL-WWW-P-3021 | Pump Submersible Drainage South, Process Drain Sump |  |  |  | CP
68860 | FCL-WWW-CP-5501 | Control Panel, Centrifuge CF-5501, RMF Centrifuge Facility, Centrifuge Room | FCL-WWW-CF-5501 | Centrifuge Dewatering, West |  |  |  | CP
68862 | FCL-WWW-CP-5530 | Control Panel, Process Drain Pumps P-5531 & 5532, RMF Centrifuge Building, Cake Container Area | FCL-WWW-P-5531 | Pump Submersible Centrifuge Process Drain |  |  |  | CP
68863 | FCL-WWW-CP-5601 | Control Panel, Centrifuge CF-5601, RMF Centrifuge Facility, Centrifuge Room | FCL-WWW-CF-5601 | Centrifuge Dewatering, East |  |  |  | CP
68866 | FCL-WWW-CP-7013 | Control Panel, Sampling Pumps P-7013A & 7013B, RMF Clarification Facility, Operating Floor | FCL-WWW-P-7013A | Pump, Sample Before SO2 Chlorine, RMF dechlorination |  |  |  | CP
68930 | FCL-WWW-FIT-5601 | Transmitter, Flow, Magnetic,Service Water to Centrifuge 5601 | FCL-WWW-CF-5601 | Centrifuge Dewatering, East |  |  |  | FIT
68933 | FCL-WWW-FSL-7013 | Switch, Flow, Low, Discharge, Before SO2 Chlorine RMF Sampling Pumps, Effluent Chamber | FCL-WWW-P-7013A | Pump, Sample Before SO2 Chlorine, RMF dechlorination |  |  |  | FSL
68948 | FCL-WWW-LIT-5530 | Transmitter, Level, Centrifuge-Process Drain Sump, Centrifuge Building | FCL-WWW-P-5531 | Pump Submersible Centrifuge Process Drain |  |  |  | LIT
68953 | FCL-WWW-LSH-3020 | Switch, Level, High, Process Drain Pumps P-3021&3022 Sump, RMF Clarification Facility | FCL-WWW-P-3021 | Pump Submersible Drainage South, Process Drain Sump |  |  |  | LSH
68954 | FCL-WWW-LSH-5530 | Switch, Level, High, Process Drain Pumps P-5531&5532 Sump, RMF Centrifuge Building | FCL-WWW-P-5531 | Pump Submersible Centrifuge Process Drain |  |  |  | LSH
68956 | FCL-WWW-LSL-0012 | Switch, Level, Low, Sanitary Sump, RMF Clarification Facility, Pump Room North | FCL-WWW-P-0001 | Pump Sanitary Clarification Building, South |  |  |  | LSL
68957 | FCL-WWW-LSL-1101 | Switch, Level, Low, Clarifier T-1100 Sump, RMF Clarification Facility | FCL-WWW-T-1100 | Tank, Clarifier, North, RMF Clarification Facility |  |  |  | LSL
68959 | FCL-WWW-LSL-3020 | Switch, Level, Low, Process Drain Pumps P-3021&3022 Sump, RMF Clarification Facility | FCL-WWW-P-3021 | Pump Submersible Drainage South, Process Drain Sump |  |  |  | LSL
68960 | FCL-WWW-LSL-5530 | Switch, Level, Low, Process Drain Pumps P-5531&5532 Sump, RMF Centrifuge Building | FCL-WWW-P-5531 | Pump Submersible Centrifuge Process Drain |  |  |  | LSL
68961 | FCL-WWW-LSLL-3020 | Switch, Level, Low Low, Process Drain Pumps P-3021&3022 Sump, RMF Clarification Facility | FCL-WWW-P-3021 | Pump Submersible Drainage South, Process Drain Sump |  |  |  | LSLL
68964 | FCL-WWW-LSM-0012 | Switch, Level, Medium, Sanitary Sump, RMF Clarification Facility, Pump Room North | FCL-WWW-P-0001 | Pump Sanitary Clarification Building, South |  |  |  | LSM
68965 | FCL-WWW-LSM-3020 | Switch, Level, Medium, Process Drain Pumps P-3021&3022 Sump, RMF Clarification Facility | FCL-WWW-P-3021 | Pump Submersible Drainage South, Process Drain Sump |  |  |  | LSM
68966 | FCL-WWW-LSM-5530 | Switch, Level, Medium, Process Drain Pumps P-5531&5532 Sump, RMF Centrifuge Building | FCL-WWW-P-5531 | Pump Submersible Centrifuge Process Drain |  |  |  | LSM
68992 | FCL-WWW-MSL-5601 | Switch, Motion, Low, CV-5601, RMF Centrifuge Building, Centrifuge Room | FCL-WWW-CF-5601 | Centrifuge Dewatering, East |  |  |  | MSL
69007 | FCL-WWW-POL | Polymer | FCL-WWW | Residue Management
69008 | FCL-WWW-SAMP | Residue Management Sampling | FCL-SAMP | Sampling Systems
69012 | FCL-WWW-V-0001 | Valve, Check, Discharge, Sanitary Sump Pump P-0001, RMF Clarification Facility, Pump Room | FCL-WWW-P-0001 | Pump Sanitary Clarification Building, South |  |  |  | V
69013 | FCL-WWW-V-0004 | Valve, Plug, Discharge, Sanitary Sump Pump P-0002, RMF Clarification Facility, Pump Room | FCL-WWW-P-0002 | Pump Sanitary Clarification Building, North |  |  |  | V
69081 | THR-ACC-WA2 | Air Conditioning, AHU, HVAC,Work Area2 | THR WORK AREA 2 | Liquid Handling
69084 | THR-AER | Aeration | THR WORK AREA 4 | Liquid Handling 2
69115 | THR-AER-BL | Aeration Blowers | THR-AER-HPB | Aeration, High Pressure Blowers
69209 | FCL-WWW-V-3022 | Valve, Check, Discharge, Process Drain Pump P-3022, RMF Clarification Facility, Pump Room | FCL-WWW-P-3022 | Pump Submersible Drainage North, Process Drain Sump |  |  |  | V
69210 | FCL-WWW-V-3023 | Valve, Plug, Discharge, Process Drain Pump P-3021, RMF Clarification Facility, Pump Room | FCL-WWW-P-3021 | Pump Submersible Drainage South, Process Drain Sump |  |  |  | V
69211 | FCL-WWW-V-3024 | Valve, Plug, Discharge, Process Drain Pump P-3022, RMF Clarification Facility, Pump Room | FCL-WWW-P-3022 | Pump Submersible Drainage North, Process Drain Sump |  |  |  | V
69212 | FCL-WWW-V-3031 | Valve, Plug, Discharge, Sludge Pump P-3030, RMF Clarification Facility, Sludge Sump Service Platform | FCL-WWW-P-3030 | Pump Submersible East, Pump Room |  |  |  | V
69213 | FCL-WWW-V-3040 | Valve, Check, Discharge, Sludge Pump P-3040, RMF Clarification Facility,Sludge Sump Service Platform | FCL-WWW-P-3040 | Pump Submersible Standby, Pump Room |  |  |  | V
69214 | FCL-WWW-V-3041 | Valve, Plug, Discharge, Sludge Pump P-3040, RMF Clarification Facility, Sludge Sump Service Platform | FCL-WWW-P-3040 | Pump Submersible Standby, Pump Room |  |  |  | V
69215 | FCL-WWW-V-3043 | Valve,Plug,Isolation,Pump-3040 to Thickener2,RMF Clarification Facility,Sludge Sump Service Platform | FCL-WWW-P-3040 | Pump Submersible Standby, Pump Room |  |  |  | V
69216 | FCL-WWW-V-3050 | Valve, Check, Discharge, Sludge Pump P-3050, RMF Clarification Facility,Sludge Sump Service Platform | FCL-WWW-P-3050 | Pump Submersible FCL, Pump Room |  |  |  | V
69217 | FCL-WWW-V-3053 | Valve Plug, Isolation Sludge Transfer from Sludge Sump to Thickener No.2, RMF Clarification Facility | FCL-WWW-T-5020 | Thickener, South, RMF Clarification Facility |  |  |  | V
69219 | FCL-WWW-V-5012 | Valve, Plug, Isolation, Centrifuge Feed Pump Suction Header, RMF Clarification Facility, Pump Room | FCL-WWW-T-5010 | Thickener, North, RMF Clarification Facility |  |  |  | V
69220 | FCL-WWW-V-5021 | Valve, Plug, Isolation, Centrifuge Feed Pump Suction Header, RMF Clarification Facility, Pump Room | FCL-WWW-T-5020 | Thickener, South, RMF Clarification Facility |  |  |  | V
69222 | FCL-WWW-V-5200 | Valve, Plug, Suction, Centrifuge Feed Pump P-5201, RMF Clarification Facility, Pump Room | FCL-WWW-P-5201 | Pump Centrifuge Feed, Standby |  |  |  | V
69224 | FCL-WWW-V-5300 | Valve, Plug, Suction, Centrifuge Feed Pump P-5301, RMF Clarification Facility, Pump Room | FCL-WWW-P-5301 | Pump Centrifuge Feed, South |  |  |  | V
69231 | FCL-WWW-V-5505 | Valve, Plug, Isolation, Centrifuge/Conveyor Centrate to Process Drain Sump, RMF Centrifuge Building | FCL-WWW-CF-5501 | Centrifuge Dewatering, West |  |  |  | V
69232 | FCL-WWW-V-5511 | Valve, Slide Gate, Motorized, CV-5510 to Cake Disposal Bin Container B,Centrifuge Bldg,Centrifuge Rm | FCL-WWW-CV-5510 | Bottom Screw Conveyor, South, Centrifuge CF-5501 |  |  |  | V
69233 | FCL-WWW-V-5512 | Valve, Slide Gate, Motorized, CV-5510 to Cake Disposal Bin Container C,Centrifuge Bldg,Centrifuge Rm | FCL-WWW-CV-5510 | Bottom Screw Conveyor, South, Centrifuge CF-5501 |  |  |  | V
69234 | FCL-WWW-V-5531 | Valve, Check, Discharge, Centrifuge Building Process Drain Pump P-5531, RMF Centrifuge Building | FCL-WWW-P-5531 | Pump Submersible Centrifuge Process Drain |  |  |  | V
69235 | FCL-WWW-V-5532 | Valve, Check, Discharge, Centrifuge Building Process Drain Pump P-5531, RMF Centrifuge Building | FCL-WWW-P-5531 | Pump Submersible Centrifuge Process Drain |  |  |  | V
69236 | FCL-WWW-V-5533 | Valve, Plug, Discharge, Centrifuge Building Process Drain Pump P-5532, RMF Centrifuge Building | FCL-WWW-P-5532 | Pump Submersible Centrifuge Process Drain |  |  |  | V
69237 | FCL-WWW-V-5534 | Valve, Plug, Discharge, Centrifuge Building Process Drain Pump P-5532, RMF Centrifuge Building | FCL-WWW-P-5532 | Pump Submersible Centrifuge Process Drain |  |  |  | V
69241 | FCL-WWW-V-5605 | Valve, Plug, Isolation, Centrifuge/Conveyor Centrate to Process Drain Sump, RMF Centrifuge Building | FCL-WWW-CF-5601 | Centrifuge Dewatering, East |  |  |  | V
69242 | FCL-WWW-V-5611 | Valve, Slide Gate, Motorised, CV-5601 to Cake Disposal Bin Container B,Centrifuge Bldg,Centrifuge Rm | FCL-WWW-CF-5601 | Centrifuge Dewatering, East |  |  |  | V
69243 | FCL-WWW-V-5612 | Valve, Slide Gate, Motorised, CV-5601 to Cake Disposal Bin Container C,Centrifuge Bldg,Centrifuge Rm | FCL-WWW-CF-5601 | Centrifuge Dewatering, East |  |  |  | V
69247 | FCL-WWW-WR-0001 | Receptacle, 600V, 3PH, Centrifuge Building, Storage Room | FCL-WWW | Residue Management |  |  |  | WR
69248 | FCL-WWW-WR-0003 | Receptacle, 600V, 3PH, Centrifuge Building, Upper Floor | FCL-WWW | Residue Management |  |  |  | WR
69249 | FCL-WWW-WR-0006 | Receptacle, 600V, 3PH, RMF Clarification Facility, Operating Floor North | FCL-WWW | Residue Management |  |  |  | WR
69250 | FCL-WWW-XS-5601 | Switch, Rope, CV-5601 Emergency Stop, RMF Centrifuge Building, Centrifuge Room | FCL-WWW-CF-5601 | Centrifuge Dewatering, East |  |  |  | XS
69538 | FFIS-ELS-LTG EMERG-SUS | Emergency Lights | FIS-SES | Safety, Instrumentation & Environmental Services |  |  | 46887
69540 | FHA ADMIN | Administration | FHA | R C Harris Water Treatment Plant
69541 | FHA CENTRIFUGE CTL | Computer Location | FHA-RMF BLDG | Building Location
69542 | FHA COMMUNICATIONS | FHA Communications | FHA-SPC1 | Process Control Systems - Administrative
69543 | FHA EUS SERVER ROOM | Communication Switch | FHA-EUS | Production & End User Support
69544 | FHA EUS SERVER ROOM | Communication Switch | FHA-SERVICE-BLDG | Building Location
69545 | FHA PCS OFFICE | Computer Location | FHA-PUMP BLDG | Building Location
69548 | FHA SERVER ROOM | Communication Switch | FHA-SERVICE BLDG | Building Location
69549 | FHA SWITCHGEAR ROOM | Computer Location | FHA-PUMP BLDG | Building Location
69690 | THR-BG | Blended Gas | THR-DIG | Digester
69694 | THR-BG-C | Blended Gas, Gas Compressors | THR-CG | Co-Generation
69703 | THR-BG-DRY | Blended Gas, Dryer | THR-BG | Blended Gas
69704 | THR-BG-DT-0202 | Drip Trap, Condensate, Heat Exch 0202, High Press Gas Conditioning System Train 2, Gas Comp Bldg | THR-BG-HE-0202 | Heat Exchanger, Fuel Gas Pre-Cooler, High Press Gas Conditioning System Train 2, Gas Comp Bldg |  |  |  | DT
69705 | THR-BG-DT-0203 | Drip Trap, Condensate, Condensor 0203, High Press Gas Conditioning System Train 2, Gas Comp Bldg | THR-BG-CU-0203 | Condensor, Fuel Gas, High Press Gas Conditioning System Train 2, Gas Comp Bldg |  |  |  | DT
69717 | THR-BG-FX-0201 | Flame Arrestor, Compressor 0201 Fuel Gas Train Outlet, Gas Compressor Building | THR-BG-C-0201 | Compressor, Centrifugal, Fuel Gas, Compressor Building, Gas Compressor (And Dryer), for COGEN | Compressor |  |  | FX
69744 | THR-BG-PIP | Blended Gas, Piping | THR-BG | Blended Gas
69960 | THR-BG-VSH-0114 | Switch, Vibration, High, Motor 0101, Compressor 0101, Gas Compressor Bldg | THR-BG-C-0101 | Compressor, Centrifugal, Fuel Gas, Compressor Building, Gas Compressor (And Dryer) for COGEN |  |  |  | VSH
69966 | THR-BLOWER-BLDG | Building Location | THR-EUS | Production & End User Support
69967 | THR-BLOWER-BLDG | Building Location | THR-ITM | Integrated Technology Management
69968 | THR-CAP-13FS-37WP | Humber Treatment Plant, Capital Project, Odour Control. 13FS-37WP | THR-PIP-WA1 | Process Piping System, Work Area 1 |  |  |  | CAP
69969 | THR-CAP-DIG2&3-21TW-CTS-1 | THR Selective Repairs of Digesters#2 &3 Project, 21TW-CTS-16CWD | THR-DIG | Digester |  |  |  | CTS
69971 | THR-CG | Co-Generation | THR WORK AREA 3 | Plant Services
70047 | THR-CG-SB | Co-Generation Scubber, Digester Gas | THR-DIG-SB | Scrubbers, Digester Tanks 1-10
70203 | THR-CHLORINE-BLDG | Building Location | THR-EUS | Production & End User Support
70204 | THR-COMPRESSOR-BLDG | Building Location | THR-EUS | Production & End User Support
70205 | THR-CRN-WA2 | Cranes, Overhead Lifting Devices,WA2 | THR WORK AREA 2 | Liquid Handling
70206 | THR-CRN-WA2 | Cranes, Overhead Lifting Devices,WA2 | THR-MCS-WA2 | Cranes, Lifting Devices, Machine Tools, Overhead Doors
70207 | THR-CRN-WA3 | Cranes, Overhead Lifting Devices,WA3 | THR-MCS-WA3 | Cranes, Lifting Devices, Machine Tools, Overhead doors, Welding Shops
70277 | FHA-ACC-SECONDARY | Small Air Moving Equipment | FHA-MCS | Mechanical
70354 | FHA-AM | Ammoniation | FHA-DIS | Disinfection
70387 | FHA-AM-P-0201-KQ | Pump Location,Aqua Ammonia Metering #2 | FHA-AM | Ammoniation |  |  | 33324 | P
70401 | FHA-AM-T-0201-KQ | Tank Location, Ammonia Storage Room | FHA-SUSPENDED | Suspended Obsolete entity for storage purpose |  |  | 33325 | T
70405 | FHA-AM-T-0301-KQ | Tank Location, Ammonia Storage Room | FHA-AM | Ammoniation |  |  | 33326 | T
70419 | THR-CW-BFP-WA2 | City Water, Back Flow Preventer, Work Area 2 | THR-CW | City Water
70420 | THR-CW-BFP-WA2 | City Water, Back Flow Preventer, Work Area 2 | THR-GRK-WA2 | Building & Grounds Work Area 2
70421 | THR-CW-BFP-WA4 | City Water, Back Flow Preventer, Work Area 4 | THR-CW | City Water
70422 | THR-CW-CH | City Water & Fire Water Chambers | THR-SES-WA2 | Safety & Environmental Services, WA2
70423 | THR-CW-CH-0002 | City Water & Fire Water Chambers, Chamber #2 | THR-CW-CH | City Water & Fire Water Chambers |  |  |  | CH
70424 | THR-CW-CH-0004 | City Water & Fire Water Chambers, Chamber #4 | THR-CW | City Water |  |  |  | CH
70425 | THR-CW-CH-0004 | City Water & Fire Water Chambers, Chamber #4 | THR-CW-CH | City Water & Fire Water Chambers |  |  |  | CH
70426 | THR-CW-CH-0006 | City Water & Fire Water Chambers, Chamber #6 | THR-CW-CH | City Water & Fire Water Chambers |  |  |  | CH
70902 | THR-DCL-ZONE | Simulator Zone, De-chlorination System | THR-DCL | Dechlorination | Mixer,Propeller
70908 | THR-DIG | Digester | THR WORK AREA 1 | Solid Handling
70940 | FHA-AUX | Auxiliary Systems | FHA WORK AREA 1 | Process
70947 | FHA-AUX-ANL-0010 | Colorimeter, Pocket CL2 | [5 empty] | ANL
70957 | FHA-AUX-DEW | Dewatering | FHA-AUX | Auxiliary Systems
70966 | FHA-AUX-SA | Plant Air/Instrument Air/Vacuum System | FHA-AUX | Auxiliary Systems
70968 | FHA-AUX-SAN | Sanitary Pumping System | FHA-AUX | Auxiliary Systems
70973 | FHA-AUX-T-0102-KQ | Compressed Air Tank 2 | FHA-AUX-SA | Plant Air/Instrument Air/Vacuum System |  |  | 33328 | T
70975 | FHA-AUX-T-0103-KQ | Compressed Air Tank 3 | FHA-AUX-SA | Plant Air/Instrument Air/Vacuum System |  |  | 33329 | T
70976 | FHA-AUX-T-0104-KQ | Compressed Air Tank 4 | FHA-AUX-SA | Plant Air/Instrument Air/Vacuum System |  |  | 33330 | T
71031 | THR-DIG-C | Digester, Gas Compressors | THR-DIG | Digester
71039 | THR-DIG-CG | Digester Gas, Co-Generation | THR-CG-SB | Co-Generation Scubber, Digester Gas
71088 | FHA-BW | Backwash System | FHA-FILT | Filtration
71105 | THR-DIG-DRN | Digester, Drainage Sump Pump | THR-DIG | Digester
71106 | THR-DIG-DT-7750 | Drip Trap, Automatic, Burner BU-7750 Digester Gas Condensate, WGB Building | THR-DIG-BU-7750 | Waste Gas Burner, Burner 7750, WGB Bldg Roof |  |  |  | DT
71107 | THR-DIG-DT-7780 | Drip Trap, Automatic, Burner BU-7780 Digester Gas Condensate, WGB Building | THR-DIG-BU-7780 | Burner, Waste Gas 7780, Waste Gas Burner Building Roof |  |  |  | DT
71251 | FHA-CBM | FHA-CBM
71252 | FHA-CCS | Corrosion Control | FHA WORK AREA 1 | Process
71627 | THR-DIG-PM | Digester, RCM PM Lead Task Entities | THR-DIG-T | Digester, Tanks
71701 | THR-DIG-RPU | RPU, UPS, Digester | THR-DIG-T | Digester, Tanks
71739 | THR-DIG-SCUM | Digester, Scum Line | THR-DIG | Digester
71798 | THR-DIG-T-7-10 | Digester, Entities Common to Tanks 7-10 | THR-DIG-T | Digester, Tanks |  |  |  | T
71799 | THR-DIG-T-7-8 | Digester, Entities Common to Tanks 7-8 | THR-DIG-T | Digester, Tanks |  |  |  | T
71800 | THR-DIG-T-9-10 | Digester, Entities Common to Tanks 9-10 | THR-DIG-T | Digester, Tanks |  |  |  | T
71835 | FHA-CLA | Pre-Chlorination | FHA-DIS | Disinfection
71840 | FHA-CLA-CHL-0201-KQ | Chlorination Location,Train #2 | FHA-CLA | Pre-Chlorination |  |  | 33332 | CHL
71842 | FHA-CLA-CHL-0301-KQ | Chlorination Location,Train #3 | FHA-CLA | Pre-Chlorination |  |  | 33333 | CHL
71892 | THR-DIG-TWAS | Digester, Thickened Waste Activated Sludge Line | THR-DIG | Digester
71919 | THR-DIG-V-0101 | Valve, Ball, Isolation, New Oil Fill Line (Exterior), Tank 0110, Lube Oil System, Gas Comp Bldg | THR-DIG-P-0101 | Pump, Positive Displacement, Transfer, New Oil, Lube Oil System, Gas Compressor Building |  |  |  | V
72532 | FHA-CLB | Post-Chlorination | FHA-DIS | Disinfection
72680 | THR-DIGESTER-BLDG | Building Location | THR-EUS | Production & End User Support
72681 | THR-DIS | Disinfection | THR WORK AREA 4 | Liquid Handling 2
72703 | THR-DIS-CHL | Disinfection, Chlorination System | THR-DIS | Disinfection |  |  | 34704
72704 | THR-DIS-CHL | Disinfection, Chlorination System | THR-DIS-EV | Disinfection, Chlorine Evaporator |  |  | 34704
72705 | THR-DIS-CHL | Disinfection, Chlorination System | THR-S-E | SUSPENDED ENTITY |  |  | 34704
72742 | FHA-CLB-P-0001B-KQ | Pump Location, After Post CL2 Water Sample #2A | FHA-CLB-SAMP | After Post CL2 Sampling |  |  | 33345 | P
72785 | THR-DIS-CW-S | Disinfection, City Water, BFP | THR-S-E | SUSPENDED ENTITY |  |  | 34862
72796 | THR-DIS-EV | Disinfection, Chlorine Evaporator | THR-DIS | Disinfection |  |  | 34557
72860 | THR-DIS-P-EFF | Pumps, Disinfection, Effluent | THR-DIS-P | Disinfection - Pumping
72861 | THR-DIS-P-FPW | Pumps, Disinfection, Filtered Plant Water | THR-DIS-P | Disinfection - Pumping
72862 | THR-DIS-P-NRAS | Pumps, Disinfection, North Return Activated Sludge | THR-DIS-P | Disinfection - Pumping
72863 | THR-DIS-P-S | Disinfection, Pumps, Sump & Chlorine Solution | THR-S-E | SUSPENDED ENTITY |  |  | 34863
72864 | THR-DIS-P-SRAS | Pumps, Disinfection, South Return Activated Sludge | THR-DIS-P | Disinfection - Pumping
72865 | THR-DIS-P-SUMP | Disinfection - Pump, Sump | THR-DIS-P | Disinfection - Pumping
72866 | THR-DIS-P-SUS | Disinfection, Pumps, Sump & Chlorine Solution | THR-DIS-P | Disinfection - Pumping
72867 | THR-DIS-P-SUS | Disinfection, Pumps, Sump & Chlorine Solution | THR-S-E | SUSPENDED ENTITY
72917 | THR-DIS-SB | Scrubbers, Caustic Soda Recirculation Pumps | THR-S-E | SUSPENDED ENTITY
73216 | THR-DL-NRAS | Dosing Line, North RAS Chemical Feed | THR-DIS-P-NRAS | Pumps, Disinfection, North Return Activated Sludge | Transmitter,Pressure
73217 | THR-DL-SRAS | Dosing Line, South RAS Chemical Feed | THR-DIS-P-SRAS | Pumps, Disinfection, South Return Activated Sludge | Transmitter,Pressure
73218 | THR-DL-WA4 | Dosing Lines-Work Area4 | THR-DIS | Disinfection
73253 | THR-DRN-ER | Engine Room, Work Area 3 | THR-DRN-WA3 | Drains, Work Area 3
73254 | THR-DRN-PRM | Primary Treatment, Work Area 2 | THR-DRN-WA2 | Drains, Work Area 2
73256 | THR-DRN-THK | Sludge Thickening, Work Area 1 | THR-DRN-WA1 | Drains, Work Area 1
73257 | THR-DRN-WA1 | Drains, Work Area 1 | THR-GRK-PRTY-WA1 | WA1 Property, Humber T. P. for DOS Work Orders
73258 | THR-DRN-WA2 | Drains, Work Area 2 | THR-GRK-WA2 | Building & Grounds Work Area 2
73259 | THR-DRN-WA3 | Drains, Work Area 3 | THR-GRK-PRTY-WA3 | WA3 Property, Humber T. P. for DOS Work Orders
73260 | THR-DRN-WA3 | Drains, Work Area 3 | THR-GRK-WA3 | Buildings & Grounds, Work Area 3
73261 | THR-DRN-WA4 | Drains, Work Area 4 | THR-GRK-PRTY-WA4 | WA4 Property, Humber T. P. for DOS Work Oders
73381 | THR-ELS-ADM | Electrical System, Administration Building | THR-ELS | Electrical Power System
73489 | FHA-DCL | De-Chorination | FHA-DIS | Disinfection
73599 | THR-ELS-CG | Electrical System, Co-Generation | THR-ELS | Electrical Power System
73601 | THR-ELS-COMM | Plant External & Internal Phone System | THR-GRK-WA1 | Building & Grounds Work Area 1 | Silencer
73610 | THR-ELS-DIG | Electrical System, Digester Tanks | THR-ELS | Electrical Power System
73645 | THR-ELS-EPS | Electrical System, Effluent Pumping System | THR-ELS | Electrical Power System
73647 | THR-ELS-FST | Electrical System, Final Sedimentation Tanks & Galleries | THR-ELS-HPBB | Electrical System, High Pressure Blower Building
73655 | THR-ELS-GCB | Electrical System, Digester Gas Compressor Building | THR-ELS | Electrical Power System
73657 | THR-ELS-GRIT | Electrical System, Grit Bldg., North Prelimanry and Primary Station | THR-ELS | Electrical Power System
73659 | THR-ELS-HPBB | Electrical System, High Pressure Blower Building | THR-ELS | Electrical Power System
73843 | THR-ELS-MAINSUB | Electrical Equipment at the Main Substation | THR-ELS | Electrical Power System
73891 | THR-ELS-NS | Electrical System, North Substation | THR-ELS | Electrical Power System
73892 | THR-ELS-OCS | Electrical System, Odour Control System | THR-ELS | Electrical Power System
73919 | THR-ELS-PRMS | Electrical System, Primary Station South | THR-ELS | Electrical Power System
73920 | THR-ELS-PRS | Electrical System, Phosphorous Removal System | THR-ELS | Electrical Power System
73924 | THR-ELS-RSPS | Electrical System, Returns Sludge Pumping Station | THR-ELS | Electrical Power System
73954 | THR-ELS-STB | Electrical System, Sludge Thickening Building | THR-ELS | Electrical Power System
74023 | THR-ELS-TESTREPORTS | Electrical Power System, Bulk Test Reports | THR WORK AREA 3 | Plant Services
74108 | THR-ELS-WS | Electrical System, West Substation | THR-ELS | Electrical Power System
74109 | THR-EPS | Effluent Pumping Station | THR WORK AREA 4 | Liquid Handling 2
74129 | THR-EPS-P | Effluent Pumping Station, Pumps | THR-EPS | Effluent Pumping Station
74159 | THR-EUS | Production & End User Support | THR-ITM | Integrated Technology Management
74212 | THR-FPW-P | Filtered Plant Water, Pumps | THR-FPW | Filtered Plant Water
74429 | THR-FT-CFP | Final Tank, Cross Feed Pumps | THR-FT | Final Tank
74453 | THR-FT-DRN | Final Tank, Drainage, Sump Pumps | THR-FT-T | Final Sedimentation Tank & Dedicated WAS Pumping
74648 | FHA-DCL-P-0001A-KQ | Pump Location, Before SO2 Water Sample #1A | BEFORE SO2 | Before S02 Sampling |  |  | 33346 | P
74649 | FHA-DCL-P-0001A-KQ | Pump Location, Before SO2 Water Sample #1A | FHA-SUSPENDED | Suspended Obsolete entity for storage purpose |  |  | 33346 | P
74666 | FHA-DCL-SO-0101-KQ | Sulphonator Location | FHA-DCL | De-Chorination |  |  | 33350 | SO
74668 | FHA-DCL-SO-0301-KQ | Sulphonator Location | FHA-SUSPENDED | Suspended Obsolete entity for storage purpose |  |  | 33351 | SO
74754 | FHA-DEW-P-1701-KQ | Pump Location,Dewatering#17 | FHA-AUX-DEW | Dewatering |  |  | 33352 | P
74755 | FHA-DEW-P-1701-KQ | Pump Location,Dewatering#17 | FHA-SUSPENDED | Suspended Obsolete entity for storage purpose |  |  | 33352 | P
75192 | THR-FT-RAS-P | Final Tank, Return Activated Sludge Pumping | THR-FT | Final Tank
75796 | THR-FT-WAS-P | Final Tank, Waste Activated Sludge Pumping | THR-FT | Final Tank
75797 | THR-FT-WAS-P-S | Final Tank, Waste Activated Sludge Pumping-South | THR-FT-WAS-P | Final Tank, Waste Activated Sludge Pumping
75798 | THR-GQ-DIG | Digester Area, Work Area 1 | THR-GQ-WA1 | Grounds, Work Area 1
75799 | THR-GQ-DIS | Disinfection, Work Area 1 | THR-GQ-WA1 | Grounds, Work Area 1
75801 | THR-GQ-FPW | Filtered Plant Water, Work Area 3 | THR-GQ-WA3 | Grounds, Work Area 3
75803 | THR-GRIT-BLDG | Building Location | THR-EUS | Production & End User Support
75896 | FHA-ELS-PRIMARY | Primary Electrical System | FHA-ELS | Electrical
75933 | THR-GRK-PRTY-WA1 | WA1 Property, Humber T. P. for DOS Work Orders | THR-GRK-WA1 | Building & Grounds Work Area 1
75970 | THR-ITM | Integrated Technology Management | THR | Humber Treatment Plant
76249 | THR-NGS-CG | Natural Gas System, Co-Generation | THR-DIG | Digester
76288 | FHA-EUS | Production & End User Support | FHA-ITM | Integrated Technology Management
76388 | THR-OCS | Odour Control System | THR WORK AREA 1 | Solid Handling
76398 | THR-OCS-C | Compressor, Ozone Generator, Odour Control | THR-OCS-OZ | Odour Control System, Ozonator
76460 | THR-OCS-NEW | Odour Control, Biofilter | THR WORK AREA 2 | Liquid Handling
76463 | THR-OCS-P | Odour Control System, Pumps | THR-OCS-SB | Odour Control System, Scrubbers
76494 | THR-OCS-T | Odour Control System, Tanks | THR-OCS | Odour Control System
76590 | THR-ODOUR-CTL-BLDG | Building Location | THR-EUS | Production & End User Support
76592 | THR-PIP-WA4 | Process Piping System, Work Area 4 | THR-AER-BL | Aeration Blowers
76593 | THR-PLQ-ADM | Administration Bldg., Work Area 2 | THR-PLQ-WA2 | Plumbing, Work Area 2
76594 | THR-PLQ-ADM | Administration Bldg., Work Area 2 | THR-PLQ-WA3 | Plumbing, Work Area 3
76598 | THR-PLQ-WA2 | Plumbing, Work Area 2 | THR-GRK-PRTY-WA2 | WA2 Property, Humber T. P. for DOS Work Orders
76599 | THR-PLQ-WA3 | Plumbing, Work Area 3 | THR-GRK-PRTY-WA3 | WA3 Property, Humber T. P. for DOS Work Orders
76600 | THR-PLT | Preliminary Treatment | THR WORK AREA 2 | Liquid Handling
76658 | THR-PLT-BL-GRIT | Preliminary Treatment, Grit Bldg. Blowers | THR-S-E | SUSPENDED ENTITY
76659 | THR-PLT-BL-VX(SUSP) | Preliminary Treatment, Head House Vortex Blowers | THR-PLT-HH | Preliminary Treatment, Head House |  |  | 36046
76793 | THR-PLT-CYC-G | Cyclone, North Grit Building | THR-PLT-GRITS | Gate,Sluice,Preliminary Treatment, Grit Building
76832 | FHA-FILTER BLDG | Building Location | FHA-SPC | Process Control Systems - Services Area
76833 | FHA-FILTER BLDG | Building Location | FHA-SPC2 | Process Control Systems - Equipment
76834 | FHA-FILTER-BLDG | Building Location | FHA-EUS | Production & End User Support
76931 | THR-PLT-GRIT-G | Gate, Sluice, North Grit, Preliminary Treatment | THR-PLT-GRITS | Gate,Sluice,Preliminary Treatment, Grit Building | Valve,Gate,Act.
76932 | THR-PLT-GRIT-P | Grit Pumps, Preliminary Treatment, Grit Building | THR-PLT-GRITS | Gate,Sluice,Preliminary Treatment, Grit Building
76933 | THR-PLT-GRIT-P-HH | Grit Pumps, Preliminary Treatment, Head House | THR-PLT-T-HH | Tanks, Grit Vortex Prime, Headhouse
77056 | THR-PLT-SC | Preliminary Treatment, Bar Screens | THR-PLT-HH | Preliminary Treatment, Head House
77071 | THR-PLT-T | Preliminary Treatment, Grit Removal Tanks and Grit Bin | THR-PLT-GRITS | Gate,Sluice,Preliminary Treatment, Grit Building
77271 | THR-PRM | Primary Treatment | THR WORK AREA 2 | Liquid Handling
77284 | THR-PRM-BH-0001 | Bulk Head, Channel Gate Stop/Block, Primary | THR-PRM-BH | Bulk Head, Channel Gate Stop/Block, Primary |  |  |  | BH
77285 | THR-PRM-BH-0006 | Bulk Head, Channel Gate Stop/Block, Primary | THR-PRM-BH | Bulk Head, Channel Gate Stop/Block, Primary |  |  |  | BH
77286 | THR-PRM-BH-0007 | Bulk Head, Channel Gate Stop/Block, Primary | THR-PRM-BH | Bulk Head, Channel Gate Stop/Block, Primary |  |  |  | BH
77287 | THR-PRM-BH-0008 | Bulk Head, Channel Gate Stop/Block, Primary | THR-PRM-BH | Bulk Head, Channel Gate Stop/Block, Primary |  |  |  | BH
77288 | THR-PRM-BH-0009 | Bulk Head, Channel Gate Stop/Block, Primary | THR-PRM-BH | Bulk Head, Channel Gate Stop/Block, Primary |  |  |  | BH
77289 | THR-PRM-BH-0013 | Bulk Head, Channel Gate Stop/Block, Primary | THR-PRM-BH | Bulk Head, Channel Gate Stop/Block, Primary |  |  |  | BH
77464 | FHA-FLT-P-4101-KQ | Pump Location,Filter Composite West | FHA-FLT-SAMP | Filtration Sampling |  |  | 33353 | P
77465 | FHA-FLT-P-4201-KQ | Pump Location,Filter Composite East | FHA-FLT-SAMP | Filtration Sampling |  |  | 33354 | P
77762 | THR-PRM-SCP-N | Scum Pumping, Primary Treatment, North Primary(9,10,11) | THR-PRM-SCP | Scum Pumping, Primary Treatment,North and South
77763 | THR-PRM-SCP-S | Scum Pumping, Primary Treatment, South Primary(1-8) | THR-PRM-SCP | Scum Pumping, Primary Treatment,North and South
77764 | THR-PRM-SLP-N | Sludge Pumping, Primary Treatment, North Primary | THR-PRM-NORTH | Primary Treatment, North Primary
77765 | THR-PRM-SLP-S | Sludge Pumping, Primary Treatment, South Primary | THR-PRM-SOUTH | Primary Treatment, South Primary
77766 | THR-PRM-SLP-TEMP | Sludge Pumping, Primary Treatment, North and South Primary | THR-PRM | Primary Treatment
77767 | THR-PRM-STA-1 | South Primary Station 1 | THR-PRM-SOUTH | Primary Treatment, South Primary |  |  |  | STA
77768 | THR-PRM-STA-3 | South Primary Station 3 | THR-PRM-SOUTH | Primary Treatment, South Primary |  |  |  | STA
77769 | THR-PRM-T | Primary Sedimentation Tanks | THR-PRM | Primary Treatment
77770 | THR-PRM-T | Primary Sedimentation Tanks | THR-PRM-SOUTH | Primary Treatment, South Primary
77802 | THR-PRM-T-N | Primary Sedimentation Tanks- North | THR-PRM-T | Primary Sedimentation Tanks
77803 | THR-PRM-T-S | Primary Sedimentation Tanks- South | THR-PRM-T | Primary Sedimentation Tanks
78132 | THR-PRS-P | Phosphorous Removal System, Pumps | THR-PRS | Phosphorous Removal System
78208 | THR-PRS-T | Phosphorous Removal System, Storage Tank | THR-PRS | Phosphorous Removal System
78477 | FHA-GRK-PRTY-0001 | Buildings Maintenance | FHA-GRK | Building & Grounds |  |  |  | PRTY
78478 | FHA-GRK-PRTY-1000 | CMS Work Orders | FHA-GRK | Building & Grounds |  |  |  | PRTY
78489 | FHA-ITM | Integrated Technology Management | FHA | R C Harris Water Treatment Plant
78664 | THR-SES-HAZ-WASTE | Hazardous Waste, Old Oil Storage, in Front of STB | THR-SES-WA3 | Safety & Environmental Services | Safety
78706 | FHA-LAB-CHEM-0001 | Operator Lab Chemicals | FHA-AUX-LAB | Laboratory and Portable Testing Equipment | Analyzer,Chlorine |  |  | CHEM
78707 | FHA-MCS | Mechanical | FHA WORK AREA 2 | Services
78708 | FHA-MCS-ACC | HVAC | FHA-MCS | Mechanical
78723 | FHA-MCS-LD | Lifting Devices | FHA-MCS | Mechanical
78735 | FHA-MCS-MEQ | Machine Shop & Equipment | FHA-MCS | Mechanical
78747 | FHA-MCS-VEH | Vehicles | FHA-MCS | Mechanical
78749 | FHA-PUMP BLDG | Building Location | FHA-SPC | Process Control Systems - Services Area
78750 | FHA-PUMP-BLDG | Building Location | FHA-EUS | Production & End User Support
78802 | FHA-RMF BLDG | Building Location | FHA-SPC | Process Control Systems - Services Area
78803 | FHA-RMF BLDG | Building Location | FHA-SPC2 | Process Control Systems - Equipment
78990 | THR-SPC1 | Process Control Systems - Administrative | THR | Humber Treatment Plant
78991 | THR-SPC1 | Process Control Systems - Administrative | THR-SPC | Process Control Systems - Services Area
79051 | FHA-RW-P | Raw Water Pumping | FHA-RAW | Raw Water Production
79052 | FHA-RW-P-0801-KQ | Raw Water Pumping Unit #8 | FHA-SUSPENDED | Suspended Obsolete entity for storage purpose |  |  | 33355 | P
79091 | THR-SUSPENDED ENTITY | Suspended Entities | THR | Humber Treatment Plant |  |  | 42879
79092 | THR-SUSPENDED ENTITY | Suspended Entities | THR-S-E | SUSPENDED ENTITY |  |  | 42879
79093 | THR-THK | Sludge Thickening | THR WORK AREA 1 | Solid Handling
79145 | FHA-RW-P-0901-KQ | Raw Water Pumping Unit #9 | FHA-SUSPENDED | Suspended Obsolete entity for storage purpose |  |  | 33356 | P
79148 | FHA-RW-P-1001-KQ | Raw Water Pumping Unit #10 | FHA-RW-P | Raw Water Pumping |  |  | 33357 | P
79150 | FHA-RW-P-1101-KQ | Raw Water Pumping Unit #11 | FHA-SUSPENDED | Suspended Obsolete entity for storage purpose |  |  | 33358 | P
79152 | FHA-RW-P-1201-KQ | Raw Water Pumping Unit #12 | FHA-SUSPENDED | Suspended Obsolete entity for storage purpose |  |  | 33359 | P
79154 | FHA-RW-P-1301-KQ | Raw Water Pumping Unit #13 | FHA-RW-P | Raw Water Pumping |  |  | 33360 | P
79157 | FHA-RW-P-1401A-KQ | Pump Location,Raw Water Sample #1 | FHA-RW-SAMP | Raw Water Sampling |  |  | 33361 | P
79159 | FHA-RW-P-1401B-KQ | Pump Location,Raw Water Sample #2 | FHA-SUSPENDED | Suspended Obsolete entity for storage purpose |  |  | 33362 | P
79162 | FHA-RW-P-1501B-KQ | Pump Location,Raw Water Sample | FHA-SUSPENDED | Suspended Obsolete entity for storage purpose |  |  | 33364 | P
79165 | FHA-RW-S | Intake & Screening | FHA-RAW | Raw Water Production
79166 | FHA-RW-SAMP | Raw Water Sampling | FHA-SAMP | Sampling Systems
79167 | FHA-RW-SAMP2 | After Pre-Chlorine Sampling | FHA-SAMP | Sampling Systems
79170 | FHA-RW-SC-0101-KQ | Raw Water Screen #1 | FHA-RW-S | Intake & Screening |  |  | 33365 | SC
79421 | THR-THK-P-CF | Centrifuge Feed Pumps | THR-THK | Sludge Thickening
79422 | THR-THK-P-TWAS | TWAS Transfer Pumps & Holding Tanks | THR-THK | Sludge Thickening
79490 | THR-THK-T | WAS Storage Tanks & Headers | THR-THK | Sludge Thickening
79589 | FHA-SED-P-0101-KQ | Pump, Sampling, Settled Water West | FHA-SED-SAMP | Settled Sampling |  |  | 33366 | P
79590 | FHA-SED-P-0101-KQ | Pump, Sampling, Settled Water West | FHA-SUSPENDED | Suspended Obsolete entity for storage purpose |  |  | 33366 | P
79593 | FHA-SED-P-0201-KQ | Pump, Sampling, Settled Water East | FHA-SED-SAMP | Settled Sampling |  |  | 33367 | P
79594 | FHA-SED-P-0201-KQ | Pump, Sampling, Settled Water East | FHA-SUSPENDED | Suspended Obsolete entity for storage purpose |  |  | 33367 | P
79595 | FHA-SED-SAMP | Settled Sampling | FHA-SAMP | Sampling Systems
79757 | THR-WA1-CI | Work Area 1 , Continuous Improvement Activities
80045 | THR-WA4-CI | Work Area 4 , Continuous Improvement Activities
80149 | TNT | North Toronto Treatment Plant | WWT | Wastewater Treatment
80150 | TNT WORK AREA 9 | North Toronto Treatment Plant | TAB | Ashbridges Bay Treatment Plant
80151 | TNT-ACC | HVAC, Boilers | TNT WORK AREA 9 | North Toronto Treatment Plant
80156 | TNT-ACC-AHU | HVAC- AHUs and Fans | TNT-ACC | HVAC, Boilers
80305 | TNT-ACC-OIL | Boilers, Burners, Oil & gas Systems | TNT-ACC | HVAC, Boilers
80384 | FHA-SERVICE BLDG | Building Location | FHA-SPC | Process Control Systems - Services Area
80385 | FHA-SERVICE BLDG | Building Location | FHA-SPC2 | Process Control Systems - Equipment
80386 | FHA-SERVICE-BLDG | Building Location | FHA-EUS | Production & End User Support
80494 | TNT-AER | Aeration Treatment | TNT-STR | Secondary Treatment
80593 | TNT-AER-RX-0101 | Reactor, Mabr Cassette, Aeration Tank 1 - Mabr Cassette 1, Aeration | TNT-AER-T-0100 | Tank,Aeration, # 1 |  |  |  | RX
80594 | TNT-AER-RX-0103 | Reactor, Mabr Cassette, Aeration Tank 1 - Mabr Cassette 3, Aeration | TNT-AER-T-0100 | Tank,Aeration, # 1 |  |  |  | RX
80595 | TNT-AER-RX-0104 | Reactor, Mabr Cassette, Aeration Tank 1 - Mabr Cassette 4, Aeration | TNT-AER-T-0100 | Tank,Aeration, # 1 |  |  |  | RX
80596 | TNT-AER-RX-0105 | Reactor, Mabr Cassette, Aeration Tank 1 - Mabr Cassette 5, Aeration | TNT-AER-T-0100 | Tank,Aeration, # 1 |  |  |  | RX
80597 | TNT-AER-RX-0106 | Reactor, Mabr Cassette, Aeration Tank 1 - Mabr Cassette 6, Aeration | TNT-AER-T-0100 | Tank,Aeration, # 1 |  |  |  | RX
80598 | TNT-AER-RX-0107 | Reactor, Mabr Cassette, Aeration Tank 1 - Mabr Cassette 7, Aeration | TNT-AER-T-0100 | Tank,Aeration, # 1 |  |  |  | RX
80599 | TNT-AER-RX-0110 | Reactor, Mabr Cassette, Aeration Tank 1 - Mabr Cassette 10, Aeration | TNT-AER-T-0100 | Tank,Aeration, # 1 |  |  |  | RX
80600 | TNT-AER-RX-0111 | Reactor, Mabr Cassette, Aeration Tank 1 - Mabr Cassette 11, Aeration | TNT-AER-T-0100 | Tank,Aeration, # 1 |  |  |  | RX
80601 | TNT-AER-RX-0209 | Reactor, Mabr Cassette, Aeration Tank 2 - Mabr Cassette 9, Aeration | TNT-AER-T-0200 | Tank,Aeration, # 2 |  |  |  | RX
80602 | TNT-AER-RX-0210 | Reactor, Mabr Cassette, Aeration Tank 2 - Mabr Cassette 10, Aeration | TNT-AER-T-0200 | Tank,Aeration, # 2 |  |  |  | RX
80603 | TNT-AER-RX-0211 | Reactor, Mabr Cassette, Aeration Tank 2 - Mabr Cassette 11, Aeration | TNT-AER-T-0200 | Tank,Aeration, # 2 |  |  |  | RX
80753 | TNT-BFP | Backflow Preventers | TNT-CW | City Water
80754 | TNT-CSO | Combined Sewer Overflow and storage system | TNT-OF | Outfall, Weirs, CSO and Detention Tanks
80767 | TNT-CSO-LAB | Lab Bldg polymer System | TNT-CSO | Combined Sewer Overflow and storage system | Building Service
80791 | TNT-CSO-TJB1 | Maintenance Hole#MH1 | TNT-CSO | Combined Sewer Overflow and storage system | Building Service,Floor Drain
80844 | TNT-CW | City Water | TNT WORK AREA 9 | North Toronto Treatment Plant
80855 | TNT-CW-FEQ | Fire Hydrants | TNT-CW | City Water
80882 | TNT-DCL | Dechlorination | TNT WORK AREA 9 | North Toronto Treatment Plant
80907 | TNT-DIG | Digestion | TNT WORK AREA 9 | North Toronto Treatment Plant
80914 | TNT-DIG-BL-5100 | Digester Gas header-Boiler BO-5100 | TNT-DIG-GAS | Digester Gas header |  |  |  | BL
80915 | TNT-DIG-BL-5200 | Digester Gas header- Boiler B0-5200 | TNT-DIG-GAS | Digester Gas header |  |  |  | BL
80916 | TNT-DIG-DS | Digested Sludge Headers, Digester, Transfer & Recirc. Pumps | TNT-DIG | Digestion
80926 | TNT-DIG-GAS | Digester Gas header | TNT-DIG | Digestion
80927 | TNT-DIG-GAS-MON | Digester Gas Monitoring System | TNT-DIG | Digestion
80941 | TNT-DIG-PRS | Primary Sludge Headers, Digester, Heat Exchangers | TNT-DIG | Digestion
81136 | FHA-SES-DEF | Defibrillators | FHA-SES | Safety & Environmental Services
81155 | FHA-SES-FE | Fire Hydrants | FHA-SES | Safety & Environmental Services
81219 | TNT-ELS-LTG | Emergency lighting/Exit lighting | TAB-SUSPENDED ENTITY | Suspended entities |  |  | 41265
81302 | TNT-EUS | Production & End User Support | TNT-ITM | Integrated Technology Management
81303 | TNT-FT | Final Tanks 1-5 | TNT-STR | Secondary Treatment
81354 | TNT-GRK-FSTAID | First aid Kits | TNT-GRK | Groundskeeping, Building services, Safety Equipment
81359 | TNT-ITM | Integrated Technology Management | TNT | North Toronto Treatment Plant
81360 | TNT-MCS | Miscellaneous, including Storm Water Tanks | TNT WORK AREA 9 | North Toronto Treatment Plant
81441 | TNT-MCS-SHOP | Maintenance Shop | TNT-MCS | Miscellaneous, including Storm Water Tanks
81513 | TNT-PLT | Preliminary Treatment | TNT WORK AREA 9 | North Toronto Treatment Plant
81549 | TNT-PRM-SLD-0001 | Sludge/ Bio-solid | TNT-PRM | Primary Treatment |  |  |  | SLD
81615 | TNT-RTE-WA9 | TNT-Routine Work Area 9 | TNT WORK AREA 9 | North Toronto Treatment Plant
81623 | TNT-SES-FEQ | Fire Extinguishers | TAB-SUSPENDED ENTITY | Suspended entities |  |  | 41264
81674 | TNT-STORE | Computer Storage Location | TNT-EUS | Production & End User Support
81675 | TNT-STR | Secondary Treatment | TNT WORK AREA 9 | North Toronto Treatment Plant
81691 | TNT-STR-SLUDGE | Sludge headers,SSL,RAS,WAS | TNT-STR | Secondary Treatment
81731 | TNT-WA9-AR-0001 | Alternate Rate | TNT-GRK | Groundskeeping, Building services, Safety Equipment |  |  |  | AR
81762 | TNT-WA9-TRG-0001 | TNT WA9 Staff Training | TNT-GRK-PRTY-1000 | Building Services |  |  |  | TRG
81763 | TNT-WA9-UNION | Union Business, WA9, TNT | TNT-GRK-PRTY-1000 | Building Services
81775 | TRK-COM-HMR | COMBINED SEWERS - HUMBER DRAINAGE AREA | TRK-COM | COMBINED SEWERS (ALTERNATE GL)
81776 | TRK-COM-NTO | COMBINED SEWERS - NORTH TORONTO DRAINAGE AREA | TRK-COM | COMBINED SEWERS (ALTERNATE GL)
81777 | TRK-DON | DON DRAINAGE AREA | TRK | DOS - TRUNK SEWER SYSTEM
81778 | TRK-SAN | SANITARY SEWERS (ALTERNATE GL) | TRK-AGL | TRK (ALTERNATE GL)
81779 | TRK-SAN-DON | SANITARY SEWERS - DON DRAINAGE AREA | TRK-SAN | SANITARY SEWERS (ALTERNATE GL)
81780 | TRK-SAN-HMR | SANITARY SEWERS - HUMBER DRAINAGE AREA | TRK-SAN | SANITARY SEWERS (ALTERNATE GL)
81781 | TRK-SAN-NTO | SANITARY SEWERS - NORTH TORONTO DRAINAGE AREA | TRK-SAN | SANITARY SEWERS (ALTERNATE GL)
81782 | TRK-STM-DON | STORM SEWERS - DON DRAINAGE AREA | TRK-STM | STORM SEWERS (ALTERNATE GL)
81784 | TUNNEL SUBSTATION | RUU Substation | TAB_EL1_NS | Electrical Distribution,North Substation
81785 | TUNNEL SUBSTN_FNCE COMP | Miscellaneous,Tunnel Substation,Fenced Compound | TUNNEL SUBSTATION | RUU Substation
81787 | TW | Toronto Water | B | Cluster B
81806 | UE2029C | Rectifier | TAB-STR-ELQ | Blower Building - Power Distribution & Electrical Equipment
81825 | UE2610 | Transformer | TAB-ELS-TR | Transformers near Plant Water Tower
81826 | UF2002 | Transformer | TAB-ELS-TR | Transformers near Plant Water Tower
81981 | WIM | Water Infrastructure Management | TW | Toronto Water
81993 | WMP COMMUNICATION | WMP Communication | YTF-SPC1 | Process Control Systems - Administrative
82077 | WR612 | Weir | TNT-OF | Outfall, Weirs, CSO and Detention Tanks | Door,Overhead
82085 | WTR | Water Supply | WT&S | Water Treatment & Supply
82086 | WTR COMMUNICATIONS | WTR Communications | WTR-SPC2 | Process Control Systems - Equipment
82087 | WTR OIT | WTR OIT | WTR-SPC1 | Process Control Systems - Administrative
82088 | WTR PLC | WTR PLC | WTR-SPC1 | Process Control Systems - Administrative
82089 | WTR SCADA CLIENTS | WTR SCADA Clients | WTR-SPC1 | Process Control Systems - Administrative
82155 | FHA-SES-SCBA-CYLINDER | Breathing Air Tanks (SCBA cylinders) | FHA-SES | Safety & Environmental Services
82156 | FHA-SES-SCRUBBER | Scrubber System | FHA-SES | Safety & Environmental Services
82321 | WTR-041-G-0401 | Bulkhead | CH 041 04 | Chamber |  |  | 37092 | G
83295 | WTR-250-CH-0003C | Chamber,Revenue Meter,Bathurst-Steeles (Magmeter) | WTR-CENTRAL-REV | Revenue Metering | Chamber |  |  | CH
83296 | WTR-250-CH-0003C | Chamber,Revenue Meter,Bathurst-Steeles (Magmeter) | WTR-WEST-REV | Revenue Metering | Chamber |  |  | CH
83465 | WTR-282-CH-0003 | Chamber,Revenue Meter,Yonge-Elgin (Magmeter) | WTR-CENTRAL-REV | Revenue Metering | Chamber |  |  | CH
83560 | FHA-SES-SQ-2 | Emergency Breathing Apparatus SCBA | FHA-SES | Safety & Environmental Services |  |  |  | SQ
83614 | FHA-SPC1 | Process Control Systems - Administrative | FHA-SPC | Process Control Systems - Services Area
83617 | FHA-SUSPENDED | Suspended Obsolete entity for storage purpose | FHA | R C Harris Water Treatment Plant
83638 | FHA-TRW-CLEARWELL | Treated Water Clearwell | FHA-TRW | Treated Water System
83696 | WTR-300-CH-0012 | Chamber,Revenue Meter,Islington-Steeles (Magmeter) | WTR-WEST-REV | Revenue Metering | Chamber |  |  | CH
83809 | WTR-316-CH-0006 | Chamber,Revenue Meter,McCowan-Steeles (Magmeter) | WTR-EAST-REV | Revenue Metering | Chamber |  |  | CH
83829 | WTR-317-CH-0004 | Chamber,Revenue Meter,Keele Reservoir, Valve House, North of the Station | WTR-WEST-REV | Revenue Metering | Chamber |  |  | CH
83860 | FHA-TRW-P-0002A-KQ | Pump Location,Treated Water Sample #2A | FHA-SUSPENDED | Suspended Obsolete entity for storage purpose |  |  | 33322 | P
83861 | FHA-TRW-P-0002A-KQ | Pump Location,Treated Water Sample #2A | FHA-TRW-SAMP | Treated Sampling |  |  | 33322 | P
83864 | FHA-TRW-P-0100-KQ | Treated Water Pumping Unit #1 | FHA-SUSPENDED | Suspended Obsolete entity for storage purpose |  |  | 33323 | P
83869 | FHA-TRW-P-0300A-KQ | Treated Water Pumping Unit #3A | FHA-SUSPENDED | Suspended Obsolete entity for storage purpose |  |  | 33369 | P
83870 | FHA-TRW-P-0300A-KQ | Treated Water Pumping Unit #3A | FHA-TRW-TWP | Treated Water Pumping |  |  | 33369 | P
83871 | FHA-TRW-P-0300B-KQ | Treated Water Pumping Unit #3B | FHA-TRW-TWP | Treated Water Pumping |  |  | 33370 | P
83873 | FHA-TRW-P-0400A-KQ | Treated Water Pumping Unit #4A | FHA-SUSPENDED | Suspended Obsolete entity for storage purpose |  |  | 33371 | P
83876 | FHA-TRW-P-0400B-KQ | Treated Water Pumping Unit #4B | FHA-SUSPENDED | Suspended Obsolete entity for storage purpose |  |  | 33372 | P
83877 | FHA-TRW-P-0400B-KQ | Treated Water Pumping Unit #4B | FHA-TRW-TWP | Treated Water Pumping |  |  | 33372 | P
83881 | FHA-TRW-P-1500-KQ | Treated Water Pumping Unit #15 | FHA-SUSPENDED | Suspended Obsolete entity for storage purpose |  |  | 33373 | P
83895 | FHA-TRW-SAMP | Treated Sampling | FHA-SAMP | Sampling Systems
83903 | FHA-TRW-TWP | Treated Water Pumping | FHA-TRW | Treated Water System
84190 | WTR-359-CH-0004 | Chamber,Revenue Meter,Willowdale-Highland (Magmeter) | WTR-CENTRAL-REV | Revenue Metering | Chamber |  |  | CH
84191 | WTR-359-CH-0004 | Chamber,Revenue Meter,Willowdale-Highland (Magmeter) | WTR-EAST-REV | Revenue Metering | Chamber |  |  | CH
84236 | WTR-365-FIT-0601 | Transmitter, Flow Indicating, Revenue, Forward Flow, Magmeter | WTR-365-CH-0006 | Chamber,Revenue Meter,Dufferin-Steeles (Magmeter) | Transmitter,Flow |  |  | FIT
84280 | WTR-365-PIT-0601 | Transmitter,Pressure Indicating | WTR-365-CH-0006 | Chamber,Revenue Meter,Dufferin-Steeles (Magmeter) | Transmitter,Pressure |  |  | PIT
84447 | WTR-CENTRAL-REV | Revenue Metering | WTR-SCT | Water Supply Work Area 2 SYSTEM CONTROL
84448 | WTR-CENTRAL-SES | Safety & Lifting Devices | WTR-SCT | Water Supply Work Area 2 SYSTEM CONTROL
84450 | WTR-DECOM | Building Location | WTR-EUS | Production & End User Support
84451 | WTR-EAST | Water Supply Work Area 1 EAST | WTR | Water Supply
84453 | WTR-EAST-RES | Work Area 1 EAST Reservoirs | WTR-EAST | Water Supply Work Area 1 EAST
84454 | WTR-EAST-REV | Revenue Metering | WTR-EAST | Water Supply Work Area 1 EAST
84455 | WTR-EAST-SES | Safety & Lifting Devices | WTR-EAST | Water Supply Work Area 1 EAST
84456 | WTR-EAST-SYP | Work Area 1 EAST System Pressure, | WTR-EAST | Water Supply Work Area 1 EAST
84457 | WTR-ITM | Integrated Technology Management | WTR | Water Supply
84458 | WTR-LWA | Work Area 2 Central Mains and Chambers | WTR-SCT | Water Supply Work Area 2 SYSTEM CONTROL
84459 | WTR-LWA-ANL | Analyzers, Air Monitors & Calibration Equipment - LWA | WTR-SCT | Water Supply Work Area 2 SYSTEM CONTROL
84475 | FHA-WWW | Residue Management / Waste Water System | FHA WORK AREA 1 | Process
84499 | WTR-MT1 | Work Area 1 EAST Mains and Chambers | WTR-EAST | Water Supply Work Area 1 EAST
84500 | WTR-MT3 | Work Area 3 WEST Mains and Chambers | WTR-WEST | Water Supply Work Area 3 WEST
84501 | WTR-OWR-OFFICE | Computer Location | WTR-WORK AREA 1 | Building Location
84512 | WTR-PAH-CW | City Water System | WTR-PAH | Armour Heights Pumping Station
84514 | WTR-PAH-ELS | Electrical System | WTR-PAH | Armour Heights Pumping Station
84522 | WTR-PAH-GFI-0003 | Ground Fault Circuit Interrupter | WTR-PAH-AUX | Auxiliary Equipment (Building Facilities) |  |  |  | GFI
84523 | WTR-PAH-GFI-0004 | Ground Fault Circuit Interrupter | WTR-PAH-AUX | Auxiliary Equipment (Building Facilities) |  |  |  | GFI
84603 | WTR-PDS-AUX | Auxiliary Equipment (Building Facilities) | WTR-PDS | Dorset Pumping Station
84611 | WTR-PDS-ELS | Electrical System | WTR-PDS | Dorset Pumping Station
84613 | WTR-PDS-FEQ-SUS | Fire Equipment, Dorset Pumping Station | WTR-PDS | Dorset Pumping Station |  |  | 44941
84677 | WTR-PEG-ACC | Air Conditioning, Heating and Ventilation | WTR-PEG | Eglinton Pumping Station
84680 | WTR-PEG-AMT | Atmospheric Monitoring | WTR-PEG | Eglinton Pumping Station
84681 | WTR-PEG-AUX | Auxiliary Equipment (Building Facilities) | WTR-PEG | Eglinton Pumping Station
84703 | WTR-PEG-ELS | Electrical System | WTR-PEG | Eglinton Pumping Station
84708 | WTR-PEG-FEQ-SUS | Fire Equipment, Eglington Pumping Station | WTR-PEG | Eglinton Pumping Station |  |  | 44948
84743 | FHA-WWW-AIT-3012 | Transmitter, Sludge Density Thickener T-3011, Centrifuge Feed Room, North Wall | [5 empty] | AIT
84761 | FHA-WWW-CF-2401-KQ | Centrifuge Unit 2401 | FHA-WWW-CENTRIF | Centrifuges |  |  | 33374 | CF
84762 | FHA-WWW-CF-2501-KQ | Centrifuge Unit 2501 | FHA-SUSPENDED | Suspended Obsolete entity for storage purpose |  |  | 33375 | CF
84763 | FHA-WWW-CHEM | Chemical Storage Room | FHA-WWW | Residue Management / Waste Water System |  |  | 33655
84865 | WTR-PEL-AMT | Atmosphere Monitoring | WTR-PEL | Ellesmere Pumping Station
84866 | WTR-PEL-AUX | Auxilliary Equipment (Building Facilities) | WTR-PEL | Ellesmere Pumping Station
85003 | WTR-PEL-ELS | Electrical System | WTR-PEL | Ellesmere Pumping Station
85017 | WTR-PEL-FEQ-SUS | Fire Equipment, Ellesmere Pumping Station | WTR-SUSPENDED | Suspended Obsolete entity for storage purpose |  |  | 44968
85380 | FHA-WWW-P-0001-KQ | Sample Pump Unit 1 | FHA-SUSPENDED | Suspended Obsolete entity for storage purpose |  |  | 33376 | P
85381 | FHA-WWW-P-0001-KQ | Sample Pump Unit 1 | FHA-WWW-EFFL | Effluent Discharge |  |  | 33376 | P
85445 | WTR-PHL OFFICE | Computer Location | WTR-WA3 | District West Location
85480 | WTR-PHL-CW | City Water System | WTR-PHL | High Level Pumping Station
85486 | WTR-PHL-ELS | Electrical System | WTR-PHL | High Level Pumping Station
85504 | FHA-WWW-P-2101-KQ | Centrifuge Feed Pump 1 | FHA-SUSPENDED | Suspended Obsolete entity for storage purpose |  |  | 33379 | P
85505 | FHA-WWW-P-2101-KQ | Centrifuge Feed Pump 1 | FHA-WWW-THICK | Sludge Thickening |  |  | 33379 | P
85535 | FHA-WWW-POLY | Polymer | FHA-WWW | Residue Management / Waste Water System
85587 | WTR-PHL-FEQ-SUS | Fire Equipment, High Level Pumping Station | WTR-SUSPENDED | Suspended Obsolete entity for storage purpose |  |  | 45018
85720 | WTR-PHL-OFFICE | Computer Location | WTR-WORK AREA 1 | Building Location
85853 | WTR-PJO-AUX | Auxiliary Equipment (Building Facilities) | WTR-PJO | Wm. H. Johnston Pumping Station
85870 | WTR-PJO-ELS | Electrical System | WTR-PJO | Wm. H. Johnston Pumping Station
85880 | WTR-PJO-GFI-0001 | Ground Fault Circuit Interrupter | WTR-PJO-AUX | Auxiliary Equipment (Building Facilities) |  |  |  | GFI
85881 | WTR-PJO-GFI-0003 | Ground Fault Circuit Interrupter | WTR-PJO-AUX | Auxiliary Equipment (Building Facilities) |  |  |  | GFI
85882 | WTR-PJO-GFI-0006 | Ground Fault Circuit Interrupter | WTR-PJO-AUX | Auxiliary Equipment (Building Facilities) |  |  |  | GFI
85883 | WTR-PJO-GFI-0006, | Ground Fault Circuit Interrupter | WTR-PJO-AUX | Auxiliary Equipment (Building Facilities) |  |  | 32792 | GFI
85940 | WTR-PJO-V-1101, | Valve | WTR-PJO-AUX | Auxiliary Equipment (Building Facilities) |  |  | 34559 | V
85941 | WTR-PJS-ACC | Air Conditioning, Heating and Ventilation | WTR-PJS | John Street Pumping Station
85946 | WTR-PJS-AMT | Atmospheric Monitoring | WTR-PJS | John Street Pumping Station
86002 | WTR-PJS-FEQ-SUS | Fire Equipment, John Street Pumping Station | WTR-SUSPENDED | Suspended Obsolete entity for storage purpose |  |  | 45118
86024 | WTR-PJS-HE-0005 | Heat Exchanger, DLWC, Enwave | WTR-PJS-ENW | Enwave Process |  |  |  | HE
86026 | WTR-PJS-HE-0006 | Heat Exchanger, DLWC, Enwave | WTR-PJS-ENW | Enwave Process |  |  |  | HE
86027 | WTR-PJS-HE-0007 | Heat Exchanger, DLWC, Enwave | WTR-PJS-ENW | Enwave Process |  |  |  | HE
86040 | FHA-WWW-SBS | SBS System | FHA-WWW | Residue Management / Waste Water System
86041 | FHA-WWW-SCREEN | Intake Screening Pumping System | FHA-RW-S | Intake & Screening
86042 | FHA-WWW-SCREEN | Intake Screening Pumping System | FHA-WWW | Residue Management / Waste Water System
86043 | FHA-WWW-SEDIMENT | Sedimentation Basin | FHA-WWW | Residue Management / Waste Water System
86045 | FHA-WWW-SUMP | Sump Systems | FHA-WWW | Residue Management / Waste Water System
86053 | FHA-WWW-T-3011-KQ | Tank Location, Thickener 1 | FHA-WWW-THICK | Sludge Thickening |  |  | 33342 | T
86055 | FHA-WWW-T-3021-KQ | Tank Location, Thickener 2 | FHA-SUSPENDED | Suspended Obsolete entity for storage purpose |  |  | 33341 | T
86056 | FHA-WWW-T-3021-KQ | Tank Location, Thickener 2 | FHA-WWW-THICK | Sludge Thickening |  |  | 33341 | T
86057 | FHA-WWW-T-3031-KQ | Tank Location, Thickener 3 | FHA-SUSPENDED | Suspended Obsolete entity for storage purpose |  |  | 33340 | T
86058 | FHA-WWW-T-3031-KQ | Tank Location, Thickener 3 | FHA-WWW-THICK | Sludge Thickening |  |  | 33340 | T
86063 | FHA-WWW-T-4101-KQ | Tank Location, Decant 10 | FHA-SUSPENDED | Suspended Obsolete entity for storage purpose |  |  | 33337 | T
86064 | FHA-WWW-T-4101-KQ | Tank Location, Decant 10 | FHA-WWW-DECANT | Decant Tanks |  |  | 33337 | T
86075 | WTR-PJS-HE-0009 | Heat Exchanger, DLWC, Enwave | WTR-PJS-ENW | Enwave Process |  |  |  | HE
86080 | WTR-PJS-HE-0011 | Heat Exchanger, DLWC, Enwave | WTR-PJS-ENW | Enwave Process |  |  |  | HE
86083 | WTR-PJS-HE-0012 | Heat Exchanger, DLWC, Enwave | WTR-PJS-ENW | Enwave Process |  |  |  | HE
86088 | WTR-PJS-HE-0017 | Heat Exchanger, DLWC, Enwave | WTR-PJS-ENW | Enwave Process |  |  |  | HE
86090 | WTR-PJS-HE-0018 | Heat Exchanger, DLWC, Enwave | WTR-PJS-ENW | Enwave Process |  |  |  | HE
86093 | WTR-PJS-HE-0024 | Heat Exchanger, DLWC, Enwave | WTR-PJS-ENW | Enwave Process |  |  |  | HE
86094 | WTR-PJS-HE-0025 | Heat Exchanger, DLWC, Enwave | WTR-PJS-ENW | Enwave Process |  |  |  | HE
86095 | WTR-PJS-HE-0026 | Heat Exchanger, DLWC, Enwave | WTR-PJS-ENW | Enwave Process |  |  |  | HE
86273 | WTR-PJS-OFFICE | Computer Location | WTR-WORK AREA 1 | Building Location
86368 | WTR-PJS-TRW | Treated Water (Transmission) | WTR-PJS | John Street Pumping Station
86477 | WTR-PKL-ACC | Air Conditioning, Heating and Ventilation | WTR-PKL | Keele Pumping Station
86481 | WTR-PKL-AMT | Atmospheric Monitoring | WTR-PKL | Keele Pumping Station
86482 | WTR-PKL-AUX | Auxiliary Equipment (Building Facilities) | WTR-PKL | Keele Pumping Station
86497 | WTR-PKL-CW | City Water System | WTR-PKL | Keele Pumping Station
86501 | WTR-PKL-ELS | Electrical System | WTR-PKL | Keele Pumping Station
86507 | WTR-PKL-FEQ-SUS | Fire Equipment, Keele Pumping Station | WTR-SUSPENDED | Suspended Obsolete entity for storage purpose |  |  | 45179
86619 | WTR-PKN-ACC | Air Conditioning, Heating and Ventilation | WTR-PKN | Kennedy Pumping Station
86636 | WTR-PKN-CW | City Water System | WTR-PKN | Kennedy Pumping Station
86640 | WTR-PKN-ELS | Electrical System | WTR-PKN | Kennedy Pumping Station
86642 | WTR-PKN-FEQ-SUS | Fire Equipment, Kennedy Pumping Station | WTR-SUSPENDED | Suspended Obsolete entity for storage purpose |  |  | 45191
86683 | WTR-PKN-TRW | Treated Water (Transmission) | WTR-PKN | Kennedy Pumping Station
86720 | WTR-PLW-ACC | Air Conditioning, Heating and Ventilating | WTR-PLW | Lawrence Pumping Station
86806 | WTR-PLW-FEQ-SUS | Fire Equipment, Lawrence Pumping Station | WTR-PLW | Lawrence Pumping Station |  |  | 45199
86807 | WTR-PLW-FEQ-SUS | Fire Equipment, Lawrence Pumping Station | WTR-SUSPENDED | Suspended Obsolete entity for storage purpose |  |  | 45199
86846 | WTR-PLW-OFFICE | Computer Location | WTR-WORK AREA 1 | Building Location
86847 | WTR-PLW-P | Pumping | WTR-PLW | Lawrence Pumping Station
86857 | WTR-PLW-PPE | Personal Protection Equipment - WWA | WTR-WEST-SES | Safety & Lifting Devices
86882 | WTR-PLW-TRW | Treated Water (Transmission) | WTR-PLW | Lawrence Pumping Station
86934 | WTR-PMI-AUX | Auxiliary Equipment (Building Facilities) | WTR-PMI | Milliken Pumping Station
86985 | WTR-PMI-ELS | Electrical System | WTR-PMI | Milliken Pumping Station
87204 | WTR-PMI-TRW | Treated Water (Transmission) | WTR-PMI | Milliken Pumping Station
87305 | WTR-PPD-AUX | Auxiliary Equipment (Building Facilities) | WTR-PPD | Parkdale Pumping Station
87332 | WTR-PPD-ELS | Electrical System | WTR-PPD | Parkdale Pumping Station
87395 | WTR-PPD-P | Pumping | WTR-PPD | Parkdale Pumping Station
87462 | WTR-PPD-TRW | Treated Water (Transmission) | WTR-PPD | Parkdale Pumping Station
87506 | WTR-PRH-AMT | Atmospheric Monitoring | WTR-PRH | Rosehill Pumping Station
87522 | WTR-PRH-CW | City Water System | WTR-PRH | Rosehill Pumping Station
87536 | WTR-PRH-ELS | Electrical System | WTR-PRH | Rosehill Pumping Station
87556 | FHA-ZMC-P-0101-KQ | Pump Location,Zebra Mussel Sample | FHA-ZMC | Zebra Mussel Control |  |  | 33336 | P
87703 | WTR-PRH-TRW | Treated Water (Transmission) | WTR-PRH | Rosehill Pumping Station
87737 | WTR-PRV-AUX | Auxiliary Equipment (Building Facilities) | WTR-PRV | Richview Pumping Station
87749 | WTR-PRV-CW | City Water System | WTR-PRV | Richview Pumping Station
87766 | WTR-PRV-ELS | Electrical System | WTR-PRV | Richview Pumping Station
87780 | FHO AFTER SO2 | Sampling | FHO-SAMP | Sampling Systems
87781 | FHO BEFORE SO2 | Sampling | FHO-SAMP | Sampling Systems
87782 | FHO CHLORINE FEEDER | Computer Location | FHO MAIN BLDG | Building Location
87783 | FHO CHLORINE FEEDER | Computer Location | FHO-SPC | Process Control Systems - Services Area
87784 | FHO CLARIFIER CORRID | Computer Location | FHO WASTE WATER BLDG | Building Location
87785 | FHO CLARIFIER CORRID | Computer Location | FHO-SPC | Process Control Systems - Services Area
87786 | FHO ELECTRICAL ROOM | Computer Location | FHO SURGE BLDG | Building Location
87788 | FHO EUS CONTROL ROOM | Computer Location | FHO-EUS | Production & End User Support
87789 | FHO EUS SERVER ROOM | Communication Switch | FHO-EUS | Production & End User Support
87790 | FHO EUS STORE | Computer Storage Location | FHO-EUS | Production & End User Support
87791 | FHO EUS TRAIN ROOM | Computer Location | FHO-EUS | Production & End User Support
87792 | FHO FILTERED WATER | Composite Sampling | FHO-SAMP | Sampling Systems
87793 | FHO MAIN BLDG | Building Location | FHO-SPC2 | Process Control Systems - Equipment
87794 | FHO OFFICE | Computer Location | FHO MAIN BLDG | Building Location
87795 | FHO OFFICE | Computer Location | FHO-SPC | Process Control Systems - Services Area
87796 | FHO OIT | FHO OIT | FHO-SPC1 | Process Control Systems - Administrative
87797 | FHO RESERVOIR | Sampling | FHO-SAMP | Sampling Systems
87798 | FHO SCADA SERVERS | FHO SCADA Servers | FHO-SPC1 | Process Control Systems - Administrative
87799 | FHO SCADA SUPPORT | FHO SCADA Support | FHO-SPC1 | Process Control Systems - Administrative
87800 | FHO SURGE BLDG | Building Location | FHO-SPC | Process Control Systems - Services Area
87801 | FHO SURGE BLDG | Building Location | FHO-SPC2 | Process Control Systems - Equipment
87802 | FHO SWITCHGEAR ROOM | Computer Location | FHO MAIN BLDG | Building Location
87803 | FHO TRW OUTPUT | Treated Water Output Sampling | FHO-SAMP | Sampling Systems
87804 | FHO WASTE WATER BLDG | Building Location | FHO-SPC | Process Control Systems - Services Area
87805 | FHO WORK AREA 1 | Process | FHO | F.J. Horgan Water Treatment Plant
87806 | FHO WORK AREA 1 | Process | FHO-RTE | FHO-Routine
87807 | FHO-ACC SECONDARY | Small Air Moving Equipment | FHO-MCS | Mechanical Services | Fan
87809 | FHO-ACC-AC-0401 | Ammonia System Air Handling Unit | FHO-MCS-HVAC | Plant HVAC | Air Handling Unit |  |  | AC
87972 | WTR-PSA-ACC | Air Conditioning, Heating and Ventilation | WTR-PSA | St. Albans Pumping Station
87977 | WTR-PSA-AUX | Auxiliary Equipment (Building Facilities) | WTR-PSA | St. Albans Pumping Station
87985 | WTR-PSA-CW | City Water System | WTR-PSA | St. Albans Pumping Station
87995 | WTR-PSA-ELS | Electrical System | WTR-PSA | St. Albans Pumping Station
87998 | WTR-PSA-FEQ-SUS | Fire Equipment, St. Albans Pumping Station | WTR-PSA | St. Albans Pumping Station |  |  | 45375
87999 | WTR-PSA-FEQ-SUS | Fire Equipment, St. Albans Pumping Station | WTR-SUSPENDED | Suspended Obsolete entity for storage purpose |  |  | 45375
88039 | WTR-PSA-P | Pumping | WTR-PSA | St. Albans Pumping Station
88062 | WTR-PSA-TRW | Treated Water (Transmission) | WTR-PSA | St. Albans Pumping Station
88136 | WTR-PSC-AMT | Atmospheric Monitoring | WTR-PSC | Scarborough Pumping Station
88139 | WTR-PSC-AUX | Auxiliary Equipment (Building Facilities) | WTR-PSC | Scarborough Pumping Station
88196 | WTR-PSC-CW | City Water System | WTR-PSC | Scarborough Pumping Station
88288 | WTR-PSC-P | Pumping | WTR-PSC | Scarborough Pumping Station
88335 | WTR-PSC-TRW | Treated Water (Transmission) | WTR-PSC | Scarborough Pumping Station
88414 | WTR-PTH-AMT | Atmospheric Monitoring | WTR-PTH | Thornhill Pumping Station
88417 | WTR-PTH-CW | City Water System | WTR-PTH | Thornhill Pumping Station
88451 | WTR-PTH-P | Pumping | WTR-PTH | Thornhill Pumping Station
88467 | WTR-PTH-TRW | Treated Water (Transmission) | WTR-PTH | Thornhill Pumping Station
88489 | WTR-PWT-ACC | Air Conditioning, Heating and Ventilation | WTR-PWT | West Toronto Pumping Station
88493 | WTR-PWT-AUX | Auxiliary Equipment (Building Facilities) | WTR-PWT | West Toronto Pumping Station
88506 | WTR-PWT-CW | City Water System | WTR-PWT | West Toronto Pumping Station
88523 | FHO-ACC-FN-0349 | Fan, Exhaust, Chemical Building, S2, Storage Room, North West | FHO-ACC SECONDARY | Small Air Moving Equipment |  |  |  | FN
88555 | WTR-PWT-DR-0003 | Door, Overhead | WTR-PWT-AUX | Auxiliary Equipment (Building Facilities) |  |  |  | DR
88556 | WTR-PWT-ELS | Electrical System | WTR-PWT | West Toronto Pumping Station
88563 | WTR-PWT-FEQ-SUS | Fire Equipment, West Toronto Pumping Station | WTR-PWT | West Toronto Pumping Station |  |  | 45422
88643 | WTR-PWT-TRW | Treated Water (Transmission) | WTR-PWT | West Toronto Pumping Station
88678 | WTR-RBV-AMT | Atmospheric Monitoring | WTR-RBV | Bayview Reservoir
88679 | WTR-RBV-AUX | Auxiliary Equipment (Building Facilities) | WTR-RBV | Bayview Reservoir
88681 | WTR-RBV-CW | City Water System | WTR-RBV | Bayview Reservoir
88702 | WTR-RBV-TRW | Treated Water (Transmission) | WTR-RBV | Bayview Reservoir
88727 | WTR-RDF-AMT | Atmospheric Monitoring | WTR-RDF | Dufferin Reservoir
88728 | WTR-RDF-AUX | Auxiliary Equipment (Building Facilities) | WTR-RDF | Dufferin Reservoir
88743 | WTR-RDF-ELS | Electrical System | WTR-RDF | Dufferin Reservoir
88847 | WTR-RDF-TRW | Treated Water (Transmission) | WTR-RDF | Dufferin Reservoir
88887 | WTR-REB-ELS | Electrical System | WTR-REB | East Woodbridge Tank |  |  | 35845
88895 | WTR-REG-AMT | Atmospheric Monitoring | WTR-REG | Eglinton Reservoir
88903 | WTR-REG-ELS | Electrical System | WTR-REG | Eglinton Reservoir
88963 | FHO-ACC-HTR | Heater - New Building | FHO-MCS | Mechanical Services | Fan
89008 | WTR-REL-AMT | Atmospheric Monitoring | WTR-REL | Ellesmere Reservoir
89009 | WTR-REL-AUX | Auxiliary Equipment (Building Facilities) | WTR-REL | Ellesmere Reservoir
89011 | WTR-REL-CW | City Water System | WTR-REL | Ellesmere Reservoir
89030 | WTR-RKL-AMT | Atmospheric Monitoring | WTR-RKL | Keele Reservoir
89035 | WTR-RKL-CW | City Water System | WTR-RKL | Keele Reservoir
89127 | WTR-RLL-AMT | Atmospheric Monitoring | WTR-RLL | Leslie Tank
89200 | WTR-RLW-AUX | Auxiliary Equipment (Building Facilities) | WTR-RLW | Lawrence Reservoir
89201 | WTR-RLW-CW | City Water System | WTR-RLW | Lawrence Reservoir
89204 | WTR-RLW-ELS | Electrical System | WTR-RLW | Lawrence Reservoir
89225 | WTR-RMA-TRW | Treated Water (Transmission) | WTR-RMA | Markham Reservoir
89233 | WTR-RMI-AMT | Atmospheric Monitoring | WTR-RMI | Milliken Reservoir
89234 | WTR-RMI-AUX | Auxiliary Equipment (Building Facilities) | WTR-RMI | Milliken Reservoir
89347 | WTR-RMP-TRWS | Treated Water (Transmission) | WTR-RMPS | Maple Reservoir |  |  | 38608
89351 | WTR-RRG-AUX | Auxiliary Equipment (Building Facilities) | WTR-RRG | Rouge Tank
89356 | WTR-RRG-ELS | Electrical System | WTR-RRG | Rouge Tank
89381 | WTR-RRH-AUX | Auxiliary Equipment (Building Facilities) | WTR-RRH | Rosehill Reservoir
89389 | WTR-RRH-CW | City Water System | WTR-RRH | Rosehill Reservoir
89392 | WTR-RRH-ELS | Electrical System | WTR-RRH | Rosehill Reservoir
89561 | WTR-RRV-AUX | Auxiliary Equipment (Building Facilities) | WTR-RRV | Richview Reservoir
89565 | WTR-RRV-CW | City Water System | WTR-RRV | Richview Reservoir
89566 | WTR-RRV-ELS | Electrical System | WTR-RRV | Richview Reservoir
89589 | WTR-RRV-TRW | Treated Water (Transmission) | WTR-RRV | Richview Reservoir
89604 | WTR-RST-AUX | Auxiliary Equipment (Building Facilities) | WTR-RST | St.Clair Reservoir
89610 | WTR-RST-CW | City Water System | WTR-RST | St.Clair Reservoir
89611 | WTR-RST-ELS | Electrical System | WTR-RST | St.Clair Reservoir
89648 | WTR-RWA-AMT | Atmospheric Monitoring | WTR-RWA | Warden Tank
89649 | WTR-RWA-AUX | Auxiliary Equipment (Building Facilities) | WTR-RWA | Warden Tank
89650 | WTR-RWA-ELS | Electrical System | WTR-RWA | Warden Tank
89665 | WTR-RWB-ELSS | Electrical System | WTR-RWBS | West Woodbridge Tank |  |  | 35940
89668 | WTR-RWB-TRWS | Treated Water (Transmission) | WTR-RWBS | West Woodbridge Tank |  |  | 35939
89671 | WTR-RWL-AMT | Atmospheric Monitoring | WTR-RWL | Whitlam Tank
89672 | WTR-RWL-CW | City Water System | WTR-RWL | Whitlam Tank
89673 | WTR-RWL-ELS | Electrical System | WTR-RWL | Whitlam Tank
89684 | WTR-RWL-TRW | Treated Water (Transmission) | WTR-RWL | Whitlam Tank
89693 | WTR-SCA-OFFICE | Computer Location | WTR-WORK AREA 1 | Building Location
89694 | WTR-SCT-ANL | Analyzers, Air Monitors & Calibration Equipment - CWA | WTR-SCT | Water Supply Work Area 2 SYSTEM CONTROL
89695 | WTR-SPC | Process Control Systems - Services Area | WTR-ITM | Integrated Technology Management
89696 | WTR-SPC1 | Process Control Systems - Administrative | WTR-SPC | Process Control Systems - Services Area
89697 | WTR-SUSPENDED | Suspended Obsolete entity for storage purpose | WTR | Water Supply
89698 | WTR-SUSPENDED | Suspended Obsolete entity for storage purpose | WTR ADMIN | Administration
89708 | WTR-WA1 | District East Location | WTR-SPC | Process Control Systems - Services Area
89709 | WTR-WA3 | District West Location | WTR-SPC | Process Control Systems - Services Area
89710 | WTR-WEST | Water Supply Work Area 3 WEST | WTR | Water Supply
89711 | WTR-WEST-ANL | Analyzers, Air Monitors & Calibration Equipment - WWA | WTR-WEST-SES | Safety & Lifting Devices
89712 | WTR-WEST-RES | Work Area 3 WEST Reservoirs | WTR-WEST | Water Supply Work Area 3 WEST
89713 | WTR-WORK AREA 1 | Building Location | WTR-EUS | Production & End User Support
89800 | YCH-OFFICE | Computer Location | YCH-ADMIN-BLDG | Building Location
89872 | YCS | Commissioners Street | WT&S | Water Treatment & Supply
89873 | YCS-ADMIN-BLDG | Building Location | YCS-EUS | Production & End User Support
89874 | YCS-CHEM-LAB | Computer Location | YCS-ADMIN-BLDG | Building Location
89875 | YCS-DECOM | Building Location | YCS-EUS | Production & End User Support
89876 | YCS-EUS | Production & End User Support | YCS-ITM | Integrated Technology Management
89877 | YCS-SPC | Process Control Systems | YCS-ITM | Integrated Technology Management
89878 | YCS-STORE | Computer Storage Location | YCS-EUS | Production & End User Support
89879 | YDA-ADMIN-BLDG | Building Location | YDA-EUS | Production & End User Support
89880 | YDA-DECOM | Building Location | YDA-EUS | Production & End User Support
89881 | YDA-EUS | Production & End User Support | YDA-ITM | Integrated Technology Management
89882 | YDA-ITM | Integrated Technology Management | YDA | Dee Avenue
89883 | YDA-LAB-OFFICE | Computer Location | YDA-ADMIN-BLDG | Building Location
89896 | YMH | Metro Hall | BUS | Business Unit Support
89897 | YMH-18TH-OFFICE | Computer Location | YMH-ADMIN-BLDG | Building Location
89898 | YMH-ITM | Integrated Technology Management | YMH | Metro Hall
89899 | YMH-STORE | Computer Storage Location | YMH-EUS | Production & End User Support
89902 | YQQ-ADMIN-BLDG | Building Location | YMH-EUS | Production & End User Support
89903 | YTF | Tiffield Data Center | WWT | Wastewater Treatment
89904 | YTF BLDG-B EOC | Computer Location | YTF-B-BLDG | Building Location
89905 | YTF BLDG-C OFFICE | Computer Location | YTF-C-BLDG | Building Location
89906 | YTF DECOM | Building Location | YTF SPC | Process Control Systems - Services Area
89907 | YTF DECOM | Building Location | YTF-SPC2 | Process Control Systems - Equipment
89908 | YTF PLC | YTF PLC | YTF-SPC1 | Process Control Systems - Administrative
89911 | YTF SPC | Process Control Systems - Services Area | YTF | Tiffield Data Center
89912 | YTF SPC SERVER ROOM | Communication Switch | YTF-A BLDG | Building Location
89913 | YTF-A BLDG | Building Location | YTF-SPC2 | Process Control Systems - Equipment
89914 | YTF-A-BLDG | Building Location | YTF EUS | Production & End User Support
90000 | YTF-B-BLDG | Building Location | YTF EUS | Production & End User Support
90002 | YTF-BLDG | Bullding Services | YTF | Tiffield Data Center
90003 | YTF-C-BLDG | Building Location | YTF EUS | Production & End User Support
90023 | YTF-DECOM | Building Location | YTF EUS | Production & End User Support
90067 | YTF-ELS | Electrical Equipment | YTF-BLDG | Bullding Services
90096 | YTF-ELS-LTG-1000 | Indoor Electrical Equipment | YTF-ELS | Electrical Equipment |  |  |  | LTG
90118 | YTF-GRK-PRTY-1000 | Building Maintenance | YTF-GRK | Buildings and Grounds |  |  |  | PRTY
90120 | YTF-ITM | Integrated Technology Management | YTF | Tiffield Data Center
90124 | YTF-SES | Safety Equipment | YTF-BLDG | Bullding Services
90128 | YTF-SES-FEQ | Fire Equipment | YTF-BLDG | Bullding Services
90148 | YTF-SPC1 | Process Control Systems - Administrative | YTF | Tiffield Data Center
90149 | YTF-SPC1 | Process Control Systems - Administrative | YTF SPC | Process Control Systems - Services Area
90154 | YTF-STORE | Computer Storage Location | YTF EUS | Production & End User Support
90155 | YTF-VSTORE | Computer Storage Location | YTF EUS | Production & End User Support
90289 | FHO-ALM | Alum System | FHO-PLT | Preliminary Treatment
90325 | FHO-ALM-P-0101-KQ | Alum Skid 1 | FHO-OBSOLETE | Removed From Service |  |  |  | P
90326 | FHO-ALM-P-0201-KQ | Alum Skid 2 | FHO-OBSOLETE | Removed From Service |  |  |  | P
90328 | FHO-ALM-P-0301-KQ | Alum Skid 3 | FHO-OBSOLETE | Removed From Service |  |  |  | P
90329 | FHO-ALM-P-0401-KQ | Alum Skid 4 | FHO-OBSOLETE | Removed From Service |  |  |  | P
90421 | FHO-AM SCRUBBER-SU | Ammonia Scrubber System | FHO-AM | Ammoniation |  |  | 32942
90422 | FHO-AM SCRUBBER-SU | Ammonia Scrubber System | FHO-OBSOLETE | Removed From Service |  |  | 32942
90453 | FHO-AM-P-0101-KQ | Ammonia Train 1 | FHO-OBSOLETE | Removed From Service |  |  | 32564 | P
90454 | FHO-AM-P-0201-KQ | Ammonia Train 2 | FHO-OBSOLETE | Removed From Service |  |  | 32565 | P
90479 | ZXDP VALVE COL | DO NOT USE - Toronto Water DP Pump
90565 | FHO-BW-P-1301-KQ | Backwash Pump 13 | FHO-BW | Backwash System |  |  |  | P
90566 | FHO-BW-P-1301-KQ | Backwash Pump 13 | FHO-OBSOLETE | Removed From Service |  |  |  | P
90567 | FHO-BW-P-1401-KQ | Backwash Pump 14 | FHO-OBSOLETE | Removed From Service |  |  |  | P
90570 | FHO-BW-P-1501-KQ | Backwash Pump 15 | FHO-OBSOLETE | Removed From Service |  |  |  | P
90572 | FHO-BW-P-1601-KQ | Backwash Pump 16 | FHO-BW | Backwash System |  |  |  | P
90722 | FHO-CLA-CHL-0101-KQ | Pre Chlorination Train 1 | FHO-OBSOLETE | Removed From Service |  |  |  | CHL
90725 | FHO-CLA-CHL-0201-KQ | Pre Chlorination Train 2 | FHO-CLA | Pre Chlorination System |  |  |  | CHL
90803 | FHO-CLA-V-0211-SUS | Valve, Gaseous Supply Header from Pre Injector System to Pre-Chlorination Injector 2 | FHO-CLA-CHL-0201 | Chlorinator, Pre Chlorination Train 2, Chemical Building, L1, Machine Room | Valve,Ball |  | 37538 | V
90804 | FHO-CLA-V-0211-SUS | Valve, Gaseous Supply Header from Pre Injector System to Pre-Chlorination Injector 2 | FHO-CLA-CHL-0201-KQ | Pre Chlorination Train 2 | Valve,Ball |  | 37538 | V
90825 | FHO-CLARIFIER-BLDG | Building Location | FHO-EUS | Production & End User Support
90832 | FHO-CLB-CHL-0201-KQ | Post Chlorination Train 2 | FHO-CLB | Post Chlorination System |  |  |  | CHL
90833 | FHO-CLB-CHL-0201-KQ | Post Chlorination Train 2 | FHO-OBSOLETE | Removed From Service |  |  |  | CHL
90862 | FHO-CLB-P-0301-KQ | Clearwell Sampling Pump 3 | FHO CLEARWELL | Sampling | Pump,Positive Displacement,Rotary Vane |  |  | P
90866 | FHO-CLB-P-0401-KQ | Clearwell Sampling Pump 4 | FHO CLEARWELL | Sampling | Pump,Positive Displacement,Rotary Vane |  |  | P
90991 | FHO-CLC-CHL-0101-KQ | Trim Chlorination Train 1 | FHO-OBSOLETE | Removed From Service |  |  |  | CHL
90992 | FHO-CLC-CHL-0201-KQ | Trim ChlorinationTrain 2 | FHO-OBSOLETE | Removed From Service |  |  |  | CHL
91027 | FHO-DCL | De-Chlorination | FHO-DIS | Disinfection
91052 | FHO-DCL-P-0401A-KQ | Before SO2 Sampling | FHO-OBSOLETE | Removed From Service |  |  |  | P
91054 | FHO-DCL-P-0401B-KQ | Before SO2 Sampling | FHO BEFORE SO2 | Sampling |  |  |  | P
91058 | FHO-DCL-P-0501B-KQ | After SO2 Sampling Pump | FHO AFTER SO2 | Sampling |  |  |  | P
91059 | FHO-DCL-P-0501B-KQ | After SO2 Sampling Pump | FHO-OBSOLETE | Removed From Service |  |  |  | P
91073 | FHO-DCL-SO-0101-KQ | Dechlorination Train 1 | FHO-DCL | De-Chlorination |  |  |  | SO
91076 | FHO-DCL-SO-0201-KQ | Dechlorination Train 2 | FHO-OBSOLETE | Removed From Service |  |  |  | SO
91078 | FHO-DCL-SO-0301-KQ | Dechlorination Train 3 | FHO-DCL | De-Chlorination |  |  |  | SO
91217 | FHO-DOZ | Ozonation System | FHO WORK AREA 1 | Process
91237 | FHO-DOZ-CONT | FHO OZONE CONTACT | FHO-DOZ | Ozonation System
91289 | FHO-DOZ-OL-CW | OPEN LOOP COOLING WATER SYSTEM | FHO-DOZ | Ozonation System
91774 | FHO-ELS-GEN-0101-KQ | Generator 1 | FHO-ELS-PS-0003 | Emergency Power, Diesel & UPS |  |  |  | GEN
91775 | FHO-ELS-GEN-0101-KQ | Generator 1 | FHO-OBSOLETE | Removed From Service |  |  |  | GEN
91777 | FHO-ELS-INQ | Power Management | FHO WORK AREA 2 | Services
92227 | FHO-ELS-PS-0001 | Primary Power Equipment | FHO WORK AREA 2 | Services |  |  |  | PS
92228 | FHO-ELS-PS-0002 | Secondary Transformers | FHO WORK AREA 2 | Services |  |  |  | PS
92367 | FHO-EUS | Production & End User Support | FHO-ITM | Integrated Technology Management
92630 | FHO-FILTER-BLDG | Building Location | FHO-EUS | Production & End User Support
92631 | FHO-FL | Fluoridation | FHO-DIS | Disinfection
92652 | FHO-FL-P-0201-KQ | Fluoride Skid 2 | FHO-OBSOLETE | Removed From Service |  |  |  | P
92653 | FHO-FL-P-0301-KQ | Reservoir Sampling | FHO-OBSOLETE | Removed From Service |  |  |  | P
92656 | FHO-FL-P-0301A-KQ | Reservoir Sampling | FHO-OBSOLETE | Removed From Service |  |  |  | P
92669 | FHO-FL-TANK-0101 | Fluoride Storage Tank 1 | FHO-FL | Fluoridation |  |  |  | TANK
92670 | FHO-FL-TANK-0201 | Fluoride Storage Tank 2 | FHO-FL | Fluoridation |  |  |  | TANK
92764 | FHO-FLO-MX-0201-KQ | Raw Water Module 2 | FHO-OBSOLETE | Removed From Service |  |  |  | MX
92768 | FHO-FLO-MX-0301-KQ | Raw Water Module 3 | FHO-FLO | Flocculation System |  |  |  | MX
92769 | FHO-FLO-MX-0301-KQ | Raw Water Module 3 | FHO-OBSOLETE | Removed From Service |  |  |  | MX
92774 | FHO-FLO-MX-0401-KQ | Raw Water Module 4 | FHO-FLO | Flocculation System |  |  |  | MX
92794 | FHO-FLO-T-0401-KQ | Flocculation Tank | FHO-FLO | Flocculation System |  |  |  | T
92871 | FHO-FLOCCULATE-BLDG | Building Location | FHO-EUS | Production & End User Support
92983 | FHO-FLT-P-2101A-KQ | Composite Water Supply Sampling Pumping | FHO-OBSOLETE | Removed From Service |  |  |  | P
92984 | FHO-FLT-P-2101B-KQ | Composite Water Supply Sampling Pumping | FHO FILTERED WATER | Composite Sampling |  |  |  | P
92985 | FHO-FLT-P-2101B-KQ | Composite Water Supply Sampling Pumping | FHO-OBSOLETE | Removed From Service |  |  |  | P
93023 | FHO-FLT-T-0101-KQ | Filter 1 | FHO-FLT | Filtration |  |  |  | T
93024 | FHO-FLT-T-0201-KQ | Filter 2 | FHO-OBSOLETE | Removed From Service |  |  |  | T
93025 | FHO-FLT-T-0301-KQ | Filter 3 | FHO-OBSOLETE | Removed From Service |  |  |  | T
93026 | FHO-FLT-T-0401-KQ | Filter 4 | FHO-OBSOLETE | Removed From Service |  |  |  | T
93027 | FHO-FLT-T-0501-KQ | Filter 5 | FHO-OBSOLETE | Removed From Service |  |  |  | T
93028 | FHO-FLT-T-0601-KQ | Filter 6 | FHO-FLT | Filtration |  |  |  | T
93029 | FHO-FLT-T-0701-KQ | Filter 7 | FHO-OBSOLETE | Removed From Service |  |  |  | T
93030 | FHO-FLT-T-0801-KQ | Filter 8 | FHO-OBSOLETE | Removed From Service |  |  |  | T
93417 | FHO-GRK-PIP | Sewage Systems | FHO-GRK-PRTY-0001 | Building Maintenance
93418 | FHO-GRK-PIP | Sewage Systems | FHO-MCS | Mechanical Services
93419 | FHO-GRK-PRTY-0001 | Building Maintenance | FHO-GRK | Buildings & Grounds |  |  |  | PRTY
93434 | FHO-LABCHEM | Lab Chemical Inventory | FHO | F.J. Horgan Water Treatment Plant
93435 | FHO-LOX | Liquid Oxygen System | FHO-DOZ | Ozonation System
93436 | FHO-MCS | Mechanical Services | FHO WORK AREA 2 | Services
93455 | FHO-MCS-LD | Lifting Devices & Elevators | FHO-MCS | Mechanical Services
93507 | FHO-MCS-P-0201-KQ | Vacuum Priming Pump 2 | FHO-OBSOLETE | Removed From Service |  |  |  | P
93508 | FHO-MCS-P-0201-KQ | Vacuum Priming Pump 2 | FHO-TRW-VP | Vacuum Priming |  |  |  | P
93518 | FHO-MCS-SA/AI | Instrument Air & Service Air | FHO-MCS | Mechanical Services
93605 | FHO-OBSOLETE | Removed From Service | FHO | F.J. Horgan Water Treatment Plant
93606 | FHO-OFFICE | Computer Location | FHO-ADMIN-BLDG | Building Location
93607 | FHO-PAC | PAC System | FHO-PLT | Preliminary Treatment
93630 | FHO-PCL | PACL System | FHO-PLT | Preliminary Treatment
93663 | FHO-PCL-P-0501-KQ | PACL Train 5 | FHO-OBSOLETE | Removed From Service |  |  |  | P
93664 | FHO-PCL-P-0501-KQ | PACL Train 5 | FHO-PCL | PACL System |  |  |  | P
93667 | FHO-PCL-P-0601-KQ | PACL Train 6 | FHO-PCL | PACL System |  |  |  | P
93669 | FHO-PCL-P-0701-KQ | PACL Train 7 | FHO-OBSOLETE | Removed From Service |  |  |  | P
93670 | FHO-PCL-P-0701-KQ | PACL Train 7 | FHO-PCL | PACL System |  |  |  | P
93681 | FHO-PCL-T-0201-KQ | PACL Storage Tank 2 | FHO-OBSOLETE | Removed From Service |  |  |  | T
93682 | FHO-PCL-T-0201-KQ | PACL Storage Tank 2 | FHO-PCL | PACL System |  |  |  | T
93792 | FHO-POL | Polymer System | FHO-PLT | Preliminary Treatment
93827 | FHO-POL-P-0301-KQ | Polymer Skid 3 | FHO-OBSOLETE | Removed From Service |  |  |  | P
93828 | FHO-POL-P-0301-KQ | Polymer Skid 3 | FHO-POL | Polymer System |  |  |  | P
93832 | FHO-POL-P-0401-KQ | Polymer Skid 4 | FHO-POL | Polymer System |  |  |  | P
93833 | FHO-POL-P-0601-KQ | Polymer Skid 6 | FHO-OBSOLETE | Removed From Service |  |  |  | P
93834 | FHO-POL-P-0601-KQ | Polymer Skid 6 | FHO-POL | Polymer System |  |  |  | P
93836 | FHO-POL-P-0701-KQ | Polymer Skid 7 | FHO-POL | Polymer System |  |  |  | P
93854 | FHO-POL-T-0101-KQ | Polymer Solution Storage Tank 1 | FHO-OBSOLETE | Removed From Service |  |  |  | T
93855 | FHO-POL-T-0101-KQ | Polymer Solution Storage Tank 1 | FHO-POL | Polymer System |  |  |  | T
93856 | FHO-POL-T-0201-KQ | Polymer Solution Storage Tank 2 | FHO-OBSOLETE | Removed From Service |  |  |  | T
93857 | FHO-POL-T-0201-KQ | Polymer Solution Storage Tank 2 | FHO-POL | Polymer System |  |  |  | T
94010 | FHO-RW-P-1501-KQ | Zebra Mussel Control Sample Pump Unit 1 | FHO RAW H2O | Raw water Sampling |  |  |  | P
94011 | FHO-RW-P-1501-KQ | Zebra Mussel Control Sample Pump Unit 1 | FHO-OBSOLETE | Removed From Service |  |  |  | P
94013 | FHO-RW-P-1601-KQ | Zebra Mussel Control Sample Pump Unit 2 | FHO RAW H2O | Raw water Sampling |  |  |  | P
94014 | FHO-RW-P-1601-KQ | Zebra Mussel Control Sample Pump Unit 2 | FHO-OBSOLETE | Removed From Service |  |  |  | P
94017 | FHO-RW-P-1801-KQ | RW Pump Unit 18 | FHO-OBSOLETE | Removed From Service |  |  |  | P
94020 | FHO-RW-P-1901-KQ | RW Pump Unit 19 | FHO-OBSOLETE | Removed From Service |  |  |  | P
94022 | FHO-RW-P-2201-KQ | RW Pump Unit 22 | FHO-RAW | Raw Water Production |  |  |  | P
94024 | FHO-RW-P-2301-KQ | RW Pump Unit 23 | FHO-RAW | Raw Water Production |  |  |  | P
94027 | FHO-RW-P-2601-KQ | RW Pump Unit 26 | FHO-OBSOLETE | Removed From Service |  |  |  | P
94029 | FHO-RW-P-2701-KQ | RW Pump Unit 27 | FHO-RAW | Raw Water Production |  |  |  | P
94131 | FHO-SA-C-0101-KQ | Air Compressor 1 | FHO-MCS-SA/AI | Instrument Air & Service Air |  |  |  | C
94133 | FHO-SA-C-0201-KQ | Air Compressor 2 | FHO-MCS-SA/AI | Instrument Air & Service Air |  |  |  | C
94134 | FHO-SA-C-0301-KQ | Service Air Compressor 3 | FHO-MCS-SA/AI | Instrument Air & Service Air |  |  | 32276 | C
94136 | FHO-SA-C-0401-KQ-SU | Service Air Compressor 4 | FHO-MCS-SA/AI | Instrument Air & Service Air |  |  | 32278 | C
94137 | FHO-SA-C-0401-KQ-SU | Service Air Compressor 4 | FHO-OBSOLETE | Removed From Service |  |  | 32278 | C
94482 | FHO-SES-FEQ-1000 | Fire Equipment, Built In | FHO-SES | Safety & Environmental Services |  |  |  | FEQ
94971 | FHO-SPC | Process Control Systems - Services Area | FHO | F.J. Horgan Water Treatment Plant
95072 | FHO-SPC1 | Process Control Systems - Administrative | FHO | F.J. Horgan Water Treatment Plant
95073 | FHO-SPC1 | Process Control Systems - Administrative | FHO-SPC | Process Control Systems - Services Area
95074 | FHO-STORE | Computer Storage Location | FHO-ITM | Integrated Technology Management
95075 | FHO-SURGE-BLDG | Building Location | FHO-EUS | Production & End User Support
95076 | FHO-SUSPENDED | Suspended Entity List | FHO | F.J. Horgan Water Treatment Plant
95077 | FHO-TRW | Treated Water System | FHO WORK AREA 1 | Process
95078 | FHO-TRW- SURGE | Surge Protection System | FHO-TRW | Treated Water System
95115 | FHO-TRW-C-0101-KQ | Surge Air Compressor 1 | FHO-TRW- SURGE | Surge Protection System |  |  |  | C
95116 | FHO-TRW-C-0102-KQ | Surge Air Compressor 2 | FHO-OBSOLETE | Removed From Service |  |  |  | C
95117 | FHO-TRW-C-0102-KQ | Surge Air Compressor 2 | FHO-TRW- SURGE | Surge Protection System |  |  |  | C
95118 | FHO-TRW-C-0103-KQ | Surge Air Compressor 3 | FHO-TRW- SURGE | Surge Protection System |  |  |  | C
95119 | FHO-TRW-CLEAR-WELL | Clear-well | FHO-TRW | Treated Water System
95209 | FHO-TRW-P-0101A-KQ | Treated Water Output Sampling | FHO-OBSOLETE | Removed From Service |  |  |  | P
95212 | FHO-TRW-P-0101B-KQ | Treated Water Output Sampling | FHO TRW OUTPUT | Treated Water Output Sampling |  |  |  | P
95215 | FHO-TRW-P-0300-KQ | TRW Pump Unit 3 | FHO TRW PUMPING | Treated Water Pumping |  |  |  | P
95216 | FHO-TRW-P-0300-KQ | TRW Pump Unit 3 | FHO-OBSOLETE | Removed From Service |  |  |  | P
95217 | FHO-TRW-P-0400-KQ | TRW Pump Unit 4 | FHO TRW PUMPING | Treated Water Pumping |  |  |  | P
95221 | FHO-TRW-P-0800-KQ | TRW Pump Unit 8 | FHO TRW PUMPING | Treated Water Pumping |  |  |  | P
95223 | FHO-TRW-P-0900-KQ | TRW Pump Unit 9 | FHO-OBSOLETE | Removed From Service |  |  |  | P
95224 | FHO-TRW-P-1000-KQ | TRW Pump Unit 10 | FHO-OBSOLETE | Removed From Service |  |  |  | P
95225 | FHO-TRW-P-1100-KQ | TRW Pump Unit 11 | FHO TRW PUMPING | Treated Water Pumping |  |  |  | P
95227 | FHO-TRW-P-1200-KQ | TRW Pump Unit 12 | FHO-OBSOLETE | Removed From Service |  |  |  | P
95230 | FHO-TRW-P-3000-KQ | TRW Pump Unit 30 | FHO TRW PUMPING | Treated Water Pumping |  |  |  | P
95231 | FHO-TRW-P-3000-KQ | TRW Pump Unit 30 | FHO-OBSOLETE | Removed From Service |  |  |  | P
95270 | FHO-TRW-T-0002-KQ | Surge Tank 2 | FHO-TRW- SURGE | Surge Protection System |  |  |  | T
95524 | FHO-TRW-VP | Vacuum Priming | FHO-TRW | Treated Water System
95525 | FHO-WWW | Residue Management / Waste Water System | FHO WORK AREA 1 | Process
95534 | FHO-WWW-BL-0701-KQ | WW Blower 7 | FHO-OBSOLETE | Removed From Service |  |  |  | BL
95535 | FHO-WWW-BL-0701-KQ | WW Blower 7 | FHO-WWW | Residue Management / Waste Water System |  |  |  | BL
95538 | FHO-WWW-BL-0801-KQ | WW Blower 8 | FHO-OBSOLETE | Removed From Service |  |  |  | BL
95564 | FHO-WWW-P-0101-KQ | WW Pump 1 | FHO-WWW | Residue Management / Waste Water System |  |  |  | P
95567 | FHO-WWW-P-0201-KQ | WW Pump 2 | FHO-WWW | Residue Management / Waste Water System |  |  |  | P
95569 | FHO-WWW-P-0301-KQ | WW Pump 3 | FHO-WWW | Residue Management / Waste Water System |  |  |  | P
95587 | FHO-WWW-T-0101-KQ | Tank, Waste Water Holding Tank 1 | FHO-WWW | Residue Management / Waste Water System | Tank,Non-Pressurized |  |  | T
95589 | FHO-WWW-T-0102-KQ | Clarifier 1 | FHO-WWW | Residue Management / Waste Water System |  |  |  | T
95591 | FHO-WWW-T-0201-KQ | Tank, Waste Water Holding Tank 2 | FHO-WWW | Residue Management / Waste Water System |  |  |  | T
95593 | FHO-WWW-T-0202-KQ | Clarifier 2 | FHO-WWW | Residue Management / Waste Water System |  |  |  | T
95693 | FHO-ZMC | Zebra Mussel Control System | FHO-DIS | Disinfection
95694 | FHO-ZMC-P-0101-KQ | Zebra Mussel Chlorination Pump 1 | FHO-OBSOLETE | Removed From Service |  |  |  | P
95695 | FHO-ZMC-P-0101-KQ | Zebra Mussel Chlorination Pump 1 | FHO-ZMC | Zebra Mussel Control System |  |  |  | P
95697 | FHO-ZMC-P-0201-KQ | Zebra Mussel Chlorination Pump 2 | FHO-OBSOLETE | Removed From Service |  |  |  | P
95700 | FHO-ZMC-PIPING | Piping, Zebra Mussel Control System | FHO-ZMC | Zebra Mussel Control System
95721 | FIS SCADA SUPPORT | FIS SCADA Support | FIS-SPC1 | Process Control Systems - Administrative
95722 | FIS WORK AREA 1 | Process | FIS | Island Water Treatment Plant
95723 | FIS WORK AREA 2 | Services | FIS | Island Water Treatment Plant
95908 | FIS-ACC-MAINT-STORAGE | HVAC Storage Building | FIS-HVAC | Climate Control
95915 | FIS-ACC-RW BUILDING | HVAC Raw Water Building | FIS-HVAC | Climate Control
95973 | FIS-ACC-WORKSHOP BUILD | HVAC Workshop Building | FIS-HVAC | Climate Control
95975 | FIS-ADM BLDG | Building Location | FIS-SPC2 | Process Control Systems - Equipment
95976 | FIS-ADM-BLDG | Building Location | FIS-EUS | Production & End User Support
96082 | FIS-AMMONIA STORAGE | Building Location | FIS-SPC | Process Control Systems - Services Area
96083 | FIS-AMMONIA-STORAGE | Building Location | FIS-EUS | Production & End User Support
96107 | FIS-BEFORE SO2 | Sampling | FIS-SAMP | Sampling Systems
96111 | FIS-BLD-SBTN | FIS Facility, Substation Yard, Substation Outdoor Enclosure | FIS-ELS | System, Electrical Distribution System
96113 | FIS-BLD3_SES | Asset Group, Safety, Admin building | FIS_SES | Asset Group, Safety
96115 | FIS-BW | Backwash System | FIS-FLT | Filtration
96152 | FIS-CALS | Instrument Calibrations by Contractor | FIS | Island Water Treatment Plant
96153 | FIS-CALS | Instrument Calibrations by Contractor | FIS WORK AREA 1 | Process
96216 | FIS-CHEMICAL BLDG | Building Location | FIS-SPC | Process Control Systems - Services Area
96217 | FIS-CHEMICAL BLDG | Building Location | FIS-SPC2 | Process Control Systems - Equipment
96218 | FIS-CHLORINE-BLDG | Building Location | FIS-EUS | Production & End User Support
96384 | FIS-CLC | Trim Chlorination System | FIS-DIS | Disinfection
96387 | FIS-DCL | De-Chlorination | FIS-DIS | Disinfection
96494 | FIS-DECOM | Building Location | FIS-EUS | Production & End User Support
96495 | FIS-DEW | Dewatering & Drainage | FIS-GRK | FIS Buildings & Grounds
96545 | FIS-ELS | System, Electrical Distribution System | FIS WORK AREA 2 | Services
96553 | FIS-ELS-CAB-0601 | ELS Cabinet,600 V Workshop Building,Mezzanine,MCC Cabinet | {FIS-ELS-CAB} | Asset Group,Electrical Distribution Bus Cabinets |  |  |  | CAB
96554 | FIS-ELS-CAB-1501 | ELS Cabinet,13.8 kV,Main Switchgear Cabinet | {FIS-ELS-CAB} | Asset Group,Electrical Distribution Bus Cabinets |  |  |  | CAB
96555 | FIS-ELS-CAB-5001 | ELS Cabinet,4.16 kV,Workshop Building,Mezzanine,PDP Electrical Distribution Cabinet | {FIS-ELS-CAB} | Asset Group,Electrical Distribution Bus Cabinets |  |  |  | CAB
96556 | FIS-ELS-CAB-5002 | ELS Cabinet,4.16 kV,Filter Building,Mezzinine Cabinet | {FIS-ELS-CAB} | Asset Group,Electrical Distribution Bus Cabinets |  |  |  | CAB
96557 | FIS-ELS-CAB-6001 | ELS Cabinet,600 V,Workshop Building,Mezzanine,PDP Electrical Distribution Cabinet | {FIS-ELS-CAB} | Asset Group,Electrical Distribution Bus Cabinets |  |  |  | CAB
96591 | FIS-ELS-CBL-0200 | Cable,HV,13.8 kV,41T THES Incoming Line HT2,FIS-ELS-LB-0200 | {FIS-ELS-CBL} | Asset Group,ELS Lines,13.8 kV / 4.16 kV |  |  |  | CBL
96592 | FIS-ELS-CBL-5130 | Cable,HV,4.16 kV,Workshop Mezzanine,FIS-ELS-SWG-0103,Feeder,Raw Water Building Upper Level,FIS-ELS-BUS-0300 | {FIS-ELS-CBL} | Asset Group,ELS Lines,13.8 kV / 4.16 kV |  |  |  | CBL
96593 | FIS-ELS-CBL-5150 | Cable,HV,4.16 kV,Workshop Mezzanine,FIS-ELS-SWG-0105,Feeder,Filter Building,Mezzanine,FIS-ELS-BUS-0500 | {FIS-ELS-CBL} | Asset Group,ELS Lines,13.8 kV / 4.16 kV |  |  |  | CBL
96594 | FIS-ELS-CBL-5170 | Cable,HV,4.16 kV,Workshop Mezzanine,FIS-ELS-SWG-0107,Feeder,Workshop Main Floor,FIS-ELS-TR-1000 | {FIS-ELS-CBL} | Asset Group,ELS Lines,13.8 kV / 4.16 kV |  |  |  | CBL
96595 | FIS-ELS-CBL-5190 | Cable,HV,4.16 kV,Workshop Mezzanine,FIS-ELS-SWG-0109,Feeder,Generator Room,FIS-ELS-GEN-2100 | {FIS-ELS-CBL} | Asset Group,ELS Lines,13.8 kV / 4.16 kV |  |  |  | CBL
96596 | FIS-ELS-CBL-5220 | Cable,HV,4.16 kV,Substation Yard,FIS-ELS-TR-0201,Secondary,Workshop Mezzanine,FIS-ELS-SWG-0102 | {FIS-ELS-CBL} | Asset Group,ELS Lines,13.8 kV / 4.16 kV |  |  |  | CBL
96597 | FIS-ELS-CBL-5260 | Cable,HV,4.16 kV,Workshop Mezzanine,FIS-ELS-SWG-0106,Feeder,Filter Building,Mezzanine,FIS-ELS-BUS-0600 | {FIS-ELS-CBL} | Asset Group,ELS Lines,13.8 kV / 4.16 kV |  |  |  | CBL
96598 | FIS-ELS-CBL-5280 | Cable,HV,4.16 kV,Workshop Mezzanine,FIS-ELS-SWG-0108,Feeder,Workshop Main Floor,FIS-ELS-TR-2000 | {FIS-ELS-CBL} | Asset Group,ELS Lines,13.8 kV / 4.16 kV |  |  |  | CBL
96599 | FIS-ELS-CBL-5441 | Cable,HV,4.16 kV,Raw Water Building Upper Level,FIS-ELS-BUS-0400,Feeder,FIS-RW-P-0401 | {FIS-ELS-CBL} | Asset Group,ELS Lines,13.8 kV / 4.16 kV |  |  |  | CBL
96600 | FIS-ELS-CBL-5521 | Cable,HV,4.16 kV,Filter Building,Mezzanine,FIS-ELS-BUS-0500,Feeder,FIS-BW-P-0201 | {FIS-ELS-CBL} | Asset Group,ELS Lines,13.8 kV / 4.16 kV |  |  |  | CBL
96643 | FIS-ELS-FA-0101 | Fire Prevention, Safety,Outdoor Substation | FIS_FEQ | Asset Group, Fire Prevention, Safety, Evacuation and Suppression |  |  |  | FA
96659 | FIS-ELS-HVAC | Asset Group, HVAC equipment specific to the preservation of ELS equipment condition | FIS-ELS | System, Electrical Distribution System
96722 | FIS-ELS-LSH-0001 | Switch,Level-High,Plant Main Substation,East Manhole,Outdoor Substation Drain Pit Flood Alarm | FIS-GRND | Asset Group, Facility Ground | Switch,Level-High |  |  | LSH
96835 | FIS-ELS-TLX-0001 | Hydro Meter Location | FIS-ELS-PS-0001 | Primary Power System |  |  |  | TLX
96836 | FIS-ELS-TLX-0002 | Hydro Meter Location | FIS-ELS-PS-0001 | Primary Power System |  |  |  | TLX
96883 | FIS-ELS-UPS | Asset Group,UPS Electrical Distribution System Control Power Backup | FIS-ELS | System, Electrical Distribution System
97061 | FIS-FILTER-BLDG | Building Location | FIS-EUS | Production & End User Support
97062 | FIS-FL | Fluoridation | FIS-DIS | Disinfection
97119 | FIS-FLT | Filtration | FIS WORK AREA 1 | Process
97303 | FIS-GRK-0001 | FIS, Building Maintenance | FIS | Island Water Treatment Plant |  |  |  | GRK
97304 | FIS-GRK-0002 | Grounds Maintenance | FIS-GRK | FIS Buildings & Grounds |  |  |  | GRK
97329 | FIS-HVAC | Climate Control | FIS-MCS | Mechanical Services
97341 | FIS-MCS | Mechanical Services | FIS WORK AREA 2 | Services
97382 | FIS-METERING BLDG | Building Location | FIS-SPC | Process Control Systems - Services Area
97383 | FIS-METERING BLDG | Building Location | FIS-SPC2 | Process Control Systems - Equipment
97384 | FIS-PCL | PACL System | FIS-PLT | Preliminary Treatment
97512 | FIS-POL | Polymer System | FIS-PCL | PACL System
97561 | FIS-PRE | Pretreatment PMs | FIS-DIS | Disinfection
97562 | FIS-PWA | Backflow Prevention | FIS WORK AREA 2 | Services
97602 | FIS-RAW WATER BLDG | Building Location | FIS-SPC | Process Control Systems - Services Area
97603 | FIS-RAW WATER BLDG | Building Location | FIS-SPC2 | Process Control Systems - Equipment
97605 | FIS-RAW-WATER-BLDG | Building Location | FIS-EUS | Production & End User Support
97606 | FIS-RESERVOIR | Sampling | FIS-SAMP | Sampling Systems
97609 | FIS-RTE | Routine Tasks | FIS | Island Water Treatment Plant
97610 | FIS-RTE | Routine Tasks | FIS WORK AREA 1 | Process
97651 | FIS-RW-LIC-0101-SUS | Controller, Wet Well Level | 16821 | Raw Water Intake | Controller,Level |  | 38343 | LIC
97652 | FIS-RW-LIC-0101-SUS | Controller, Wet Well Level | FIS-SUSPENDED | Obsolete Entities/Processes | Controller,Level |  | 38343 | LIC
97678 | FIS-RW-SAMP | Sampling | FIS-SAMP | Sampling Systems
97845 | FIS-SAMP | Sampling Systems | FIS WORK AREA 1 | Process
98266 | FIS-SES_SQ | Asset Group, PPE, Electrical Personal Protection | FIS-BLD3_SES | Asset Group, Safety, Admin building
98312 | FIS-SPC | Process Control Systems - Services Area | FIS | Island Water Treatment Plant
98368 | FIS-SPC1 | Process Control Systems - Administrative | FIS-SPC | Process Control Systems - Services Area
98369 | FIS-SUSPENDED | Obsolete Entities/Processes | FIS | Island Water Treatment Plant
98623 | FIS-WWW | Waste Water | FIS-FLT | Filtration
98683 | FIS-ZMC | Zebra Mussel Control System-OUT OF SERVICE | FIS-RW | Raw Water Production
98694 | FIS_FSA | Asset Group, Facility Support | FIS-ELS | System, Electrical Distribution System
98695 | FIS_HVAC | Asset Group, HVAC | FIS_FSA | Asset Group, Facility Support
98696 | FIS_SES | Asset Group, Safety | FIS_FSA | Asset Group, Facility Support
101496 | MAIN-001 | Main 001 | WTR-LWA | Work Area 2 Central Mains and Chambers
101497 | MAIN-003 | Main 003 | WTR-LWA | Work Area 2 Central Mains and Chambers
101498 | MAIN-007 | Main 007 | WTR-LWA | Work Area 2 Central Mains and Chambers
101499 | MAIN-008 | Main 008 | WTR-LWA | Work Area 2 Central Mains and Chambers
101500 | MAIN-008 | Main 008 | WTR-MT3 | Work Area 3 WEST Mains and Chambers
101501 | MAIN-011 | Main 011 | WTR-LWA | Work Area 2 Central Mains and Chambers
101502 | MAIN-013 | Main 013 | WTR-LWA | Work Area 2 Central Mains and Chambers
101503 | MAIN-014 | Main 014 (Transferred to D&C) | WTR-SUSPENDED | Suspended Obsolete entity for storage purpose |  |  | 36946
101504 | MAIN-017 | Main 017 | WTR-LWA | Work Area 2 Central Mains and Chambers
101505 | MAIN-019 | Main 019 | WTR-LWA | Work Area 2 Central Mains and Chambers
101506 | MAIN-020 | Main 020 | WTR-LWA | Work Area 2 Central Mains and Chambers
101507 | MAIN-026 | Main 160 | WTR-LWA | Work Area 2 Central Mains and Chambers
101508 | MAIN-028 | Main 028 | WTR-LWA | Work Area 2 Central Mains and Chambers
101509 | MAIN-028 | Main 028 | WTR-MT1 | Work Area 1 EAST Mains and Chambers
101510 | MAIN-028A | Main 028A | WTR-MT1 | Work Area 1 EAST Mains and Chambers
101511 | MAIN-028B | Main 028B | WTR-LWA | Work Area 2 Central Mains and Chambers
101512 | MAIN-028B | Main 028B | WTR-MT1 | Work Area 1 EAST Mains and Chambers
101513 | MAIN-028C | Main 028C | WTR-LWA | Work Area 2 Central Mains and Chambers
101514 | MAIN-029 EAST | Main 029 | WTR-MT1 | Work Area 1 EAST Mains and Chambers
101515 | MAIN-036 | Main 036 | WTR-MT1 | Work Area 1 EAST Mains and Chambers
101516 | MAIN-087 | Main 087 | WTR-MT3 | Work Area 3 WEST Mains and Chambers
101517 | MAIN-090 | Main 090 | WTR-LWA | Work Area 2 Central Mains and Chambers
101518 | MAIN-090 | Main 090 | WTR-MT3 | Work Area 3 WEST Mains and Chambers
101519 | MAIN-093 | Main 093 | WTR-LWA | Work Area 2 Central Mains and Chambers
101520 | MAIN-093 | Main 093 | WTR-MT3 | Work Area 3 WEST Mains and Chambers
101521 | MAIN-094 | Main 094 | WTR-LWA | Work Area 2 Central Mains and Chambers
101522 | MAIN-094 | Main 094 | WTR-MT3 | Work Area 3 WEST Mains and Chambers
101523 | MAIN-095 | Main 095 | WTR-LWA | Work Area 2 Central Mains and Chambers
101524 | MAIN-095 | Main 095 | WTR-MT1 | Work Area 1 EAST Mains and Chambers
101525 | MAIN-096 | Main 096 | WTR-LWA | Work Area 2 Central Mains and Chambers
101526 | MAIN-097 | Main 097 | WTR-LWA | Work Area 2 Central Mains and Chambers
101527 | MAIN-097 | Main 097 | WTR-MT1 | Work Area 1 EAST Mains and Chambers
101528 | MAIN-099 | Main 099 | WTR-LWA | Work Area 2 Central Mains and Chambers
101529 | MAIN-099 | Main 099 | WTR-MT3 | Work Area 3 WEST Mains and Chambers
101530 | MAIN-101 | Main 101 | WTR-LWA | Work Area 2 Central Mains and Chambers
101531 | MAIN-103 | Main 103 | WTR-LWA | Work Area 2 Central Mains and Chambers
101532 | MAIN-103 | Main 103 | WTR-MT3 | Work Area 3 WEST Mains and Chambers
101533 | MAIN-108 | Main 108 | WTR-LWA | Work Area 2 Central Mains and Chambers
101534 | MAIN-108 | Main 108 | WTR-MT1 | Work Area 1 EAST Mains and Chambers
101535 | MAIN-109 | Main 109 | WTR-LWA | Work Area 2 Central Mains and Chambers
101536 | MAIN-109 | Main 109 | WTR-MT1 | Work Area 1 EAST Mains and Chambers
101537 | MAIN-110 | Main 110 | WTR-LWA | Work Area 2 Central Mains and Chambers
101538 | MAIN-110 | Main 110 | WTR-MT3 | Work Area 3 WEST Mains and Chambers
101539 | MAIN-111 | Main 111 | WTR-LWA | Work Area 2 Central Mains and Chambers
101540 | MAIN-111 | Main 111 | WTR-MT3 | Work Area 3 WEST Mains and Chambers
101541 | MAIN-112 | Main 112 | WTR-MT1 | Work Area 1 EAST Mains and Chambers
101542 | MAIN-113 | Main 113 | WTR-LWA | Work Area 2 Central Mains and Chambers
101543 | MAIN-114 | Main 114 | WTR-MT3 | Work Area 3 WEST Mains and Chambers
101544 | MAIN-115 | Main 115 | WTR-LWA | Work Area 2 Central Mains and Chambers
101545 | MAIN-115 | Main 115 | WTR-MT3 | Work Area 3 WEST Mains and Chambers
101546 | MAIN-116 | Main 116 | WTR-MT1 | Work Area 1 EAST Mains and Chambers
101547 | MAIN-117 | Main 117 | WTR-LWA | Work Area 2 Central Mains and Chambers
101548 | MAIN-119 | Main 119 | WTR-LWA | Work Area 2 Central Mains and Chambers
101549 | MAIN-122 | Main 122 | WTR-LWA | Work Area 2 Central Mains and Chambers
101550 | MAIN-122 | Main 122 | WTR-MT1 | Work Area 1 EAST Mains and Chambers
101551 | MAIN-126 | Main 126 | WTR-LWA | Work Area 2 Central Mains and Chambers
101552 | MAIN-126 | Main 126 | WTR-MT3 | Work Area 3 WEST Mains and Chambers
101553 | MAIN-127 | Main 127 | WTR-LWA | Work Area 2 Central Mains and Chambers
101554 | MAIN-128 | Main 128 | WTR-LWA | Work Area 2 Central Mains and Chambers
101555 | MAIN-128 | Main 128 | WTR-MT3 | Work Area 3 WEST Mains and Chambers
101556 | MAIN-134 | Main 134 | WTR-MT1 | Work Area 1 EAST Mains and Chambers
101557 | MAIN-140 | Main 140 | WTR-LWA | Work Area 2 Central Mains and Chambers
101558 | MAIN-143 | Main 143 | WTR-LWA | Work Area 2 Central Mains and Chambers
101559 | MAIN-143 | Main 143 | WTR-MT3 | Work Area 3 WEST Mains and Chambers
101560 | MAIN-145 | Main 145 | WTR-LWA | Work Area 2 Central Mains and Chambers
101561 | MAIN-145 | Main 145 | WTR-MT3 | Work Area 3 WEST Mains and Chambers
101562 | MAIN-146 | Main 146 (Transferred to D&C) | WTR-LWA | Work Area 2 Central Mains and Chambers |  |  | 36952
101563 | MAIN-147 | Main 147 | WTR-LWA | Work Area 2 Central Mains and Chambers
101564 | MAIN-148 | Main 148 | WTR-LWA | Work Area 2 Central Mains and Chambers
101565 | MAIN-151 | Main 151 | WTR-LWA | Work Area 2 Central Mains and Chambers
101566 | MAIN-153 | Main 153 | WTR-LWA | Work Area 2 Central Mains and Chambers
101567 | MAIN-153 | Main 153 | WTR-MT1 | Work Area 1 EAST Mains and Chambers
101568 | MAIN-155 | Main 155 | WTR-LWA | Work Area 2 Central Mains and Chambers
101569 | MAIN-155 | Main 155 | WTR-MT1 | Work Area 1 EAST Mains and Chambers
101570 | MAIN-157 | Main 157 | WTR-LWA | Work Area 2 Central Mains and Chambers
101571 | MAIN-157 | Main 157 | WTR-MT1 | Work Area 1 EAST Mains and Chambers
101572 | MAIN-158 | Main 158 | WTR-LWA | Work Area 2 Central Mains and Chambers
101573 | MAIN-159 | Main 159 | WTR-LWA | Work Area 2 Central Mains and Chambers
101574 | MAIN-159 | Main 159 | WTR-MT3 | Work Area 3 WEST Mains and Chambers
101575 | MAIN-160 | Main 160 | WTR-MT1 | Work Area 1 EAST Mains and Chambers
101576 | MAIN-161 | Main 161 | WTR-LWA | Work Area 2 Central Mains and Chambers
101577 | MAIN-162 | Main 162 | WTR-LWA | Work Area 2 Central Mains and Chambers
101578 | MAIN-164 | Main 164 | WTR-LWA | Work Area 2 Central Mains and Chambers
101579 | MAIN-164 | Main 164 | WTR-MT1 | Work Area 1 EAST Mains and Chambers
101580 | MAIN-168 | Main 168 | WTR-LWA | Work Area 2 Central Mains and Chambers
101581 | MAIN-168 | Main 168 | WTR-MT3 | Work Area 3 WEST Mains and Chambers
101582 | MAIN-172 | Main 172 | WTR-MT1 | Work Area 1 EAST Mains and Chambers
101583 | MAIN-173 | Main 173 | WTR-LWA | Work Area 2 Central Mains and Chambers
101584 | MAIN-173 | Main 173 | WTR-MT1 | Work Area 1 EAST Mains and Chambers
101585 | MAIN-175 | Main 175 | WTR-LWA | Work Area 2 Central Mains and Chambers
101586 | MAIN-176 | Main 176 | WTR-LWA | Work Area 2 Central Mains and Chambers
101587 | MAIN-176 | Main 176 | WTR-MT3 | Work Area 3 WEST Mains and Chambers
101588 | MAIN-178 | Main 178 | WTR-LWA | Work Area 2 Central Mains and Chambers
101589 | MAIN-179 | Main 179 | WTR-LWA | Work Area 2 Central Mains and Chambers
101590 | MAIN-180 | Main 180 | WTR-LWA | Work Area 2 Central Mains and Chambers
101591 | MAIN-180 | Main 180 | WTR-MT3 | Work Area 3 WEST Mains and Chambers
101592 | MAIN-182 | Main 182 | WTR-LWA | Work Area 2 Central Mains and Chambers
101593 | MAIN-182 | Main 182 | WTR-MT3 | Work Area 3 WEST Mains and Chambers
101594 | MAIN-184 | Main 184 | WTR-LWA | Work Area 2 Central Mains and Chambers
101595 | MAIN-184 | Main 184 | WTR-MT1 | Work Area 1 EAST Mains and Chambers
101596 | MAIN-185 | Main 185 | WTR-LWA | Work Area 2 Central Mains and Chambers
101597 | MAIN-185 | Main 185 | WTR-MT3 | Work Area 3 WEST Mains and Chambers
101598 | MAIN-187 | Main 187 | WTR-LWA | Work Area 2 Central Mains and Chambers
101599 | MAIN-187 | Main 187 | WTR-MT3 | Work Area 3 WEST Mains and Chambers
101600 | MAIN-189 | Main 189 | WTR-LWA | Work Area 2 Central Mains and Chambers
101601 | MAIN-190 | Main 190 | WTR-LWA | Work Area 2 Central Mains and Chambers
101602 | MAIN-192 | Main 192 | WTR-LWA | Work Area 2 Central Mains and Chambers
101603 | MAIN-193 | Main 193 | WTR-LWA | Work Area 2 Central Mains and Chambers
101604 | MAIN-193 | Main 193 | WTR-MT3 | Work Area 3 WEST Mains and Chambers
101605 | MAIN-194 | Main 194 | WTR-LWA | Work Area 2 Central Mains and Chambers
101606 | MAIN-194 | Main 194 | WTR-MT3 | Work Area 3 WEST Mains and Chambers
101607 | MAIN-197 | Main 197 | WTR-LWA | Work Area 2 Central Mains and Chambers
101608 | MAIN-197 | Main 197 | WTR-MT3 | Work Area 3 WEST Mains and Chambers
101609 | MAIN-198 | Main 198 | WTR-LWA | Work Area 2 Central Mains and Chambers
101610 | MAIN-198 | Main 198 | WTR-MT3 | Work Area 3 WEST Mains and Chambers
101611 | MAIN-202 | Main 202 | WTR-LWA | Work Area 2 Central Mains and Chambers
101612 | MAIN-202 | Main 202 | WTR-MT3 | Work Area 3 WEST Mains and Chambers
101613 | MAIN-206 | Main 206 | WTR-LWA | Work Area 2 Central Mains and Chambers
101614 | MAIN-206 | Main 206 | WTR-MT3 | Work Area 3 WEST Mains and Chambers
101615 | MAIN-208 EAST | Main 208 | WTR-LWA | Work Area 2 Central Mains and Chambers
101616 | MAIN-208 EAST | Main 208 | WTR-MT1 | Work Area 1 EAST Mains and Chambers
101617 | MAIN-209 | Main 209 | WTR-LWA | Work Area 2 Central Mains and Chambers
101618 | MAIN-209 | Main 209 | WTR-MT1 | Work Area 1 EAST Mains and Chambers
101619 | MAIN-210 | Main 210 | WTR-MT3 | Work Area 3 WEST Mains and Chambers
101620 | MAIN-211 | Main 211 | WTR-LWA | Work Area 2 Central Mains and Chambers
101621 | MAIN-211 | Main 211 | WTR-MT1 | Work Area 1 EAST Mains and Chambers
101622 | MAIN-214 | Main 214 | WTR-LWA | Work Area 2 Central Mains and Chambers
101623 | MAIN-214 | Main 214 | WTR-MT1 | Work Area 1 EAST Mains and Chambers
101624 | MAIN-218 | Main 218 | WTR-LWA | Work Area 2 Central Mains and Chambers
101625 | MAIN-223 | Main 223 | WTR-LWA | Work Area 2 Central Mains and Chambers
101626 | MAIN-223 | Main 223 | WTR-MT3 | Work Area 3 WEST Mains and Chambers
101627 | MAIN-225 | Main 225 | WTR-LWA | Work Area 2 Central Mains and Chambers
101628 | MAIN-225 | Main 225 | WTR-MT3 | Work Area 3 WEST Mains and Chambers
101629 | MAIN-229 | Main 229 | WTR-LWA | Work Area 2 Central Mains and Chambers
101630 | MAIN-229 | Main 229 | WTR-MT3 | Work Area 3 WEST Mains and Chambers
101631 | MAIN-232 | Main 232 | WTR-LWA | Work Area 2 Central Mains and Chambers
101632 | MAIN-232 | Main 232 | WTR-MT3 | Work Area 3 WEST Mains and Chambers
101633 | MAIN-233 | Main 233 | WTR-LWA | Work Area 2 Central Mains and Chambers
101634 | MAIN-233 | Main 233 | WTR-MT3 | Work Area 3 WEST Mains and Chambers
101635 | MAIN-236 | Main 236 | WTR-LWA | Work Area 2 Central Mains and Chambers
101636 | MAIN-236 | Main 236 | WTR-MT1 | Work Area 1 EAST Mains and Chambers
101637 | MAIN-237 | Main 237 | WTR-LWA | Work Area 2 Central Mains and Chambers
101638 | MAIN-241 | Main 241 | WTR-LWA | Work Area 2 Central Mains and Chambers
101639 | MAIN-241 | Main 241 | WTR-MT3 | Work Area 3 WEST Mains and Chambers
101640 | MAIN-243 | Main 243 | WTR-LWA | Work Area 2 Central Mains and Chambers
101641 | MAIN-244 | Main 244 | WTR-LWA | Work Area 2 Central Mains and Chambers
101642 | MAIN-244 | Main 244 | WTR-MT3 | Work Area 3 WEST Mains and Chambers
101643 | MAIN-245 | Main 245 | WTR-LWA | Work Area 2 Central Mains and Chambers
101644 | MAIN-245 | Main 245 | WTR-MT1 | Work Area 1 EAST Mains and Chambers
101645 | MAIN-247 | Main 247 | WTR-LWA | Work Area 2 Central Mains and Chambers
101646 | MAIN-247 | Main 247 | WTR-MT1 | Work Area 1 EAST Mains and Chambers
101647 | MAIN-249 | Main 249 | WTR-LWA | Work Area 2 Central Mains and Chambers
101648 | MAIN-249 | Main 249 | WTR-MT1 | Work Area 1 EAST Mains and Chambers
101649 | MAIN-252 | Main 252 | WTR-LWA | Work Area 2 Central Mains and Chambers
101650 | MAIN-254 | Main 254 | WTR-LWA | Work Area 2 Central Mains and Chambers
101651 | MAIN-254 | Main 254 | WTR-MT3 | Work Area 3 WEST Mains and Chambers
101652 | MAIN-256 | Main 256 | WTR-LWA | Work Area 2 Central Mains and Chambers
101653 | MAIN-256 | Main 256 | WTR-MT3 | Work Area 3 WEST Mains and Chambers
101654 | MAIN-259 | Main 259 | WTR-LWA | Work Area 2 Central Mains and Chambers
101655 | MAIN-259 | Main 259 | WTR-MT3 | Work Area 3 WEST Mains and Chambers
101656 | MAIN-261 | Main 261 | WTR-LWA | Work Area 2 Central Mains and Chambers
101657 | MAIN-261 | Main 261 | WTR-MT3 | Work Area 3 WEST Mains and Chambers
101658 | MAIN-270 | Main 270 | WTR-LWA | Work Area 2 Central Mains and Chambers
101659 | MAIN-270 | Main 270 | WTR-MT1 | Work Area 1 EAST Mains and Chambers
101660 | MAIN-272 | Main 272 | WTR-MT3 | Work Area 3 WEST Mains and Chambers
101661 | MAIN-273 | Main 273 | WTR-LWA | Work Area 2 Central Mains and Chambers
101662 | MAIN-273 | Main 273 | WTR-MT1 | Work Area 1 EAST Mains and Chambers
101663 | MAIN-274 | Main 274 | WTR-LWA | Work Area 2 Central Mains and Chambers
101664 | MAIN-274 | Main 274 | WTR-MT1 | Work Area 1 EAST Mains and Chambers
101665 | MAIN-277 | Main 277 | WTR-LWA | Work Area 2 Central Mains and Chambers
101666 | MAIN-277 | Main 277 | WTR-MT1 | Work Area 1 EAST Mains and Chambers
101667 | MAIN-278 | Main 278 | WTR-LWA | Work Area 2 Central Mains and Chambers
101668 | MAIN-280 | Main 280 | WTR-LWA | Work Area 2 Central Mains and Chambers
101669 | MAIN-280 | Main 280 | WTR-MT3 | Work Area 3 WEST Mains and Chambers
101670 | MAIN-283 | Main 283 | WTR-LWA | Work Area 2 Central Mains and Chambers
101671 | MAIN-285 | Main 285 (Transferred to D&C) | WTR-LWA | Work Area 2 Central Mains and Chambers
101672 | MAIN-287 | Main 287 | WTR-LWA | Work Area 2 Central Mains and Chambers
101673 | MAIN-287 | Main 287 | WTR-MT3 | Work Area 3 WEST Mains and Chambers
101674 | MAIN-289 | Main 289 | WTR-LWA | Work Area 2 Central Mains and Chambers
101675 | MAIN-289 | Main 289 | WTR-MT1 | Work Area 1 EAST Mains and Chambers
101676 | MAIN-290 | Main 290 | WTR-LWA | Work Area 2 Central Mains and Chambers
101677 | MAIN-290 | Main 290 | WTR-MT1 | Work Area 1 EAST Mains and Chambers
101678 | MAIN-294 | Main 294 | WTR-LWA | Work Area 2 Central Mains and Chambers
101679 | MAIN-298 | Main 298 | WTR-LWA | Work Area 2 Central Mains and Chambers
101680 | MAIN-298 | Main 298 | WTR-MT1 | Work Area 1 EAST Mains and Chambers
101681 | MAIN-299 | Main 299 | WTR-LWA | Work Area 2 Central Mains and Chambers
101682 | MAIN-299 | Main 299 | WTR-MT1 | Work Area 1 EAST Mains and Chambers
101683 | MAIN-303 | Main 303 | WTR-LWA | Work Area 2 Central Mains and Chambers
101684 | MAIN-303 | Main 303 | WTR-MT3 | Work Area 3 WEST Mains and Chambers
101685 | MAIN-306 | Main 306 | WTR-LWA | Work Area 2 Central Mains and Chambers
101686 | MAIN-306 | Main 306 | WTR-MT3 | Work Area 3 WEST Mains and Chambers
101687 | MAIN-307 | Main 307 | WTR-LWA | Work Area 2 Central Mains and Chambers
101688 | MAIN-307 | Main 307 | WTR-MT3 | Work Area 3 WEST Mains and Chambers
101689 | MAIN-308 | Main 308 | WTR-LWA | Work Area 2 Central Mains and Chambers
101690 | MAIN-311 | Main 311 | WTR-LWA | Work Area 2 Central Mains and Chambers
101691 | MAIN-311 | Main 311 | WTR-MT1 | Work Area 1 EAST Mains and Chambers
101692 | MAIN-313 | Main 313 | WTR-LWA | Work Area 2 Central Mains and Chambers
101693 | MAIN-313 | Main 313 | WTR-MT1 | Work Area 1 EAST Mains and Chambers
101694 | MAIN-315 | Main 315 | WTR-LWA | Work Area 2 Central Mains and Chambers
101695 | MAIN-317 | Main 317 | WTR-LWA | Work Area 2 Central Mains and Chambers
101696 | MAIN-317 | Main 317 | WTR-MT3 | Work Area 3 WEST Mains and Chambers
101697 | MAIN-319 | Main 319 | WTR-LWA | Work Area 2 Central Mains and Chambers
101698 | MAIN-320 | Main 320 | WTR-LWA | Work Area 2 Central Mains and Chambers
101699 | MAIN-320 | Main 320 | WTR-MT1 | Work Area 1 EAST Mains and Chambers
101700 | MAIN-323 | Main 323 | WTR-LWA | Work Area 2 Central Mains and Chambers
101701 | MAIN-324 | Main 324 | WTR-LWA | Work Area 2 Central Mains and Chambers
101702 | MAIN-324 | Main 324 | WTR-MT1 | Work Area 1 EAST Mains and Chambers
101703 | MAIN-325 | Main 325 | WTR-LWA | Work Area 2 Central Mains and Chambers
101704 | MAIN-325 | Main 325 | WTR-MT3 | Work Area 3 WEST Mains and Chambers
101705 | MAIN-327 | Main 327 | WTR-LWA | Work Area 2 Central Mains and Chambers
101706 | MAIN-328 | Main 328 | WTR-LWA | Work Area 2 Central Mains and Chambers
101707 | MAIN-328 | Main 328 | WTR-MT1 | Work Area 1 EAST Mains and Chambers
101708 | MAIN-329 | Main 329 | WTR-LWA | Work Area 2 Central Mains and Chambers
101709 | MAIN-331 | Main 331 | WTR-LWA | Work Area 2 Central Mains and Chambers
101710 | MAIN-331 | Main 331 | WTR-MT3 | Work Area 3 WEST Mains and Chambers
101711 | MAIN-332 | Main 332 | WTR-LWA | Work Area 2 Central Mains and Chambers
101712 | MAIN-333 | Main 333 | WTR-LWA | Work Area 2 Central Mains and Chambers
101713 | MAIN-333 | Main 333 | WTR-MT3 | Work Area 3 WEST Mains and Chambers
101714 | MAIN-334 | Main 334 | WTR-LWA | Work Area 2 Central Mains and Chambers
101715 | MAIN-335 | Main 335 | WTR-LWA | Work Area 2 Central Mains and Chambers
101716 | MAIN-336 | Main 336 | WTR-LWA | Work Area 2 Central Mains and Chambers
101717 | MAIN-337 | Main 337 | WTR-MT1 | Work Area 1 EAST Mains and Chambers
101718 | MAIN-338 | Main 338 | WTR-LWA | Work Area 2 Central Mains and Chambers
101719 | MAIN-338 | Main 338 | WTR-MT3 | Work Area 3 WEST Mains and Chambers
101720 | MAIN-339 | Main 339 | WTR-LWA | Work Area 2 Central Mains and Chambers
101721 | MAIN-340 | Main 340 | WTR-MT3 | Work Area 3 WEST Mains and Chambers
101722 | MAIN-343 | Main 343 | WTR-LWA | Work Area 2 Central Mains and Chambers
101723 | MAIN-344 | Main 344 | WTR-LWA | Work Area 2 Central Mains and Chambers
101724 | MAIN-344 | Main 344 | WTR-MT3 | Work Area 3 WEST Mains and Chambers
101725 | MAIN-346 | Main 346 | WTR-LWA | Work Area 2 Central Mains and Chambers
101726 | MAIN-347 | Main 347 | WTR-LWA | Work Area 2 Central Mains and Chambers
101727 | MAIN-347 | Main 347 | WTR-MT3 | Work Area 3 WEST Mains and Chambers
101728 | MAIN-348 | Main 348 | WTR-MT1 | Work Area 1 EAST Mains and Chambers
101729 | MAIN-353 | Main 353 | WTR-LWA | Work Area 2 Central Mains and Chambers
101730 | MAIN-353 | Main 353 | WTR-MT3 | Work Area 3 WEST Mains and Chambers
101731 | MAIN-354 | Main 354 | WTR-MT3 | Work Area 3 WEST Mains and Chambers
101732 | MAIN-355 | Main 355 | WTR-LWA | Work Area 2 Central Mains and Chambers
101733 | MAIN-355 | Main 355 | WTR-MT1 | Work Area 1 EAST Mains and Chambers
101734 | MAIN-356 | Main 356 | WTR-LWA | Work Area 2 Central Mains and Chambers
101735 | MAIN-357 | Main 357 | WTR-LWA | Work Area 2 Central Mains and Chambers
101736 | MAIN-357 | Main 357 | WTR-MT3 | Work Area 3 WEST Mains and Chambers
101737 | MAIN-358 | Main 358 | WTR-MT3 | Work Area 3 WEST Mains and Chambers
101738 | MAIN-359 | Main 359 | WTR-LWA | Work Area 2 Central Mains and Chambers
101739 | MAIN-359 | Main 359 | WTR-MT1 | Work Area 1 EAST Mains and Chambers
101740 | MAIN-362 | Main 362 | WTR-LWA | Work Area 2 Central Mains and Chambers
101741 | MAIN-362 | Main 362 | WTR-MT3 | Work Area 3 WEST Mains and Chambers
101742 | MAIN-363 | Main 363 | WTR-LWA | Work Area 2 Central Mains and Chambers
101743 | MAIN-363 | Main 363 | WTR-MT3 | Work Area 3 WEST Mains and Chambers
101744 | MAIN-366 | Main 366 | WTR-LWA | Work Area 2 Central Mains and Chambers
101745 | MAIN-366 | Main 366 | WTR-MT1 | Work Area 1 EAST Mains and Chambers
101746 | MAIN-367 | Main 367 | WTR-LWA | Work Area 2 Central Mains and Chambers
101747 | MAIN-367 | Main 367 | WTR-MT3 | Work Area 3 WEST Mains and Chambers
101748 | MAIN-371 | Main 371 | WTR-LWA | Work Area 2 Central Mains and Chambers
101749 | MAIN-371 | Main 371 | WTR-MT1 | Work Area 1 EAST Mains and Chambers
101750 | MAIN-373 | Main 373 | WTR-LWA | Work Area 2 Central Mains and Chambers
101751 | MAIN-375 | Main 375 | WTR-LWA | Work Area 2 Central Mains and Chambers
101752 | MAIN-377 | Main 377 | WTR-LWA | Work Area 2 Central Mains and Chambers
101753 | MAIN-377 | Main 377 | WTR-MT1 | Work Area 1 EAST Mains and Chambers
101754 | MAIN-379 | Main 379 | WTR-LWA | Work Area 2 Central Mains and Chambers
101755 | MAIN-379 | Main 379 | WTR-MT1 | Work Area 1 EAST Mains and Chambers
101756 | MAIN-380 | Main 380 | WTR-LWA | Work Area 2 Central Mains and Chambers
101757 | MAIN-381 | Main 381 | WTR-MT1 | Work Area 1 EAST Mains and Chambers
101758 | MAIN-385 | Main 385 | WTR-MT1 | Work Area 1 EAST Mains and Chambers
101759 | MAIN-387 | Main 387 | WTR-LWA | Work Area 2 Central Mains and Chambers
101760 | MAIN-388 | Main 388 | WTR-LWA | Work Area 2 Central Mains and Chambers
101761 | MAIN-390 | Main 390 | WTR-MT3 | Work Area 3 WEST Mains and Chambers
101766 | MCP | CONTRACT ADMINISTRATION | DOS | DIVISIONAL OPERATIONS SERVICES
101777 | MH3966416293 | STORAGE PIPE | TNT-OF | Outfall, Weirs, CSO and Detention Tanks | Door,Overhead
101778 | MH3966816287 | STORAGE PIPE | TNT-OF | Outfall, Weirs, CSO and Detention Tanks | Door,Overhead
101809 | MTAH129 | VICTORIA-401 STS (Underground Chamber) | TRK-DON | DON DRAINAGE AREA
102046 | MTMH101 | HIGH LEVEL INTERCEPTOR STS | TRK-DON | DON DRAINAGE AREA
102171 | MTMH102 | LOW LEVEL INTERCEPTOR STS | TRK-DON | DON DRAINAGE AREA
102270 | MTMH120 | COXWELL STS | TRK-DON | DON DRAINAGE AREA
102281 | MTMH121 | ROSEDALE CREEK STS | TRK-DON | DON DRAINAGE AREA
102418 | MTMH125 | NORTH TORONTO STS | TRK-DON | DON DRAINAGE AREA
102543 | MTMH127 | BERMONDSEY STS | TRK-DON | DON DRAINAGE AREA
102579 | MTMH130 | NEWTONBROOK STS | TRK-DON | DON DRAINAGE AREA
102612 | MTMH131 | LESLIE-STEELES STS | TRK-DON | DON DRAINAGE AREA
102627 | MTMH132 | WEST DON STS | TRK-DON | DON DRAINAGE AREA
102752 | MTMH133 | WILKET CREEK STS | TRK-DON | DON DRAINAGE AREA
102846 | MTMH136 | PARLIAMENT STS | TRK-DON | DON DRAINAGE AREA
102861 | MTMH160 | CADORNA CTS | TRK-DON | DON DRAINAGE AREA
102921 | MTMH180 | COXWELL P.LOT STM | TRK-DON | DON DRAINAGE AREA
102923 | MTMH181 | RIVERDALE STM | TRK-DON | DON DRAINAGE AREA
102927 | MTMH182 | SPADINA STM | TRK-DON | DON DRAINAGE AREA
102968 | MTMH183 | SUNRISE STM | TRK-DON | DON DRAINAGE AREA
103000 | MTMH185 | VICTORIA-401 STM | TRK-DON | DON DRAINAGE AREA
103062 | MTMH220 | HIGHLAND CREEK STS | TRK-HCK | HIGHLAND CREEK DRAINAGE AREA
103234 | MTMH221 | MORNINGSIDE STS | TRK-HCK | HIGHLAND CREEK DRAINAGE AREA
103366 | MTMH223 | EAST HIGHLAND CREEK STS | TRK-HCK | HIGHLAND CREEK DRAINAGE AREA
103429 | MTMH224 | DORSET PARK STS | TRK-HCK | HIGHLAND CREEK DRAINAGE AREA
103488 | MTMH225 | MALVERN STS | TRK-HCK | HIGHLAND CREEK DRAINAGE AREA
103530 | MTMH226 | MCCOWAN ROAD STS | TRK-HCK | HIGHLAND CREEK DRAINAGE AREA
103533 | MTMH227 | WEST ROUGE STS | TRK-DON | DON DRAINAGE AREA
103541 | MTMH228 | CUMBER STS | TRK-HCK | HIGHLAND CREEK DRAINAGE AREA
103547 | MTMH320 | HUMBER STS | TRK-HMR | HUMBER DRAINAGE AREA
103658 | MTMH322 | SOUTH MIMICO STS | TRK-DON | DON DRAINAGE AREA
103659 | MTMH322 | SOUTH MIMICO STS | TRK-HMR | HUMBER DRAINAGE AREA
103736 | MTMH323 | MENDOTA STS | TRK-HMR | HUMBER DRAINAGE AREA
103955 | MTMH327 | BLACK CREEK STS | TRK-HMR | HUMBER DRAINAGE AREA
104081 | MTMH328 | ST. CLAIR STS | TRK-HMR | HUMBER DRAINAGE AREA
104107 | MTMH330 | SILVER CREEK STS | TRK-HMR | HUMBER DRAINAGE AREA
104138 | MTMH331 | CHAPMAN STS | TRK-HMR | HUMBER DRAINAGE AREA
104185 | MTMH332 | ALBION STS | TRK-HMR | HUMBER DRAINAGE AREA
104233 | MTMH333 | BERRY CREEK STS | TRK-DON | DON DRAINAGE AREA
104272 | MTMH334 | WEST HUMBER STS | TRK-HMR | HUMBER DRAINAGE AREA
104326 | MTMH335 | EMERY STS | TRK-HMR | HUMBER DRAINAGE AREA
104347 | MTMH360 | HILLARY CTS | TRK-DON | DON DRAINAGE AREA
104385 | MTMH361 | MOUNT DENNIS CTS | TRK-DON | DON DRAINAGE AREA
104415 | MTMH362 | ELM CTS | TRK-HMR | HUMBER DRAINAGE AREA
104433 | MTMH380 | NORTH YORK STM | TRK-DON | DON DRAINAGE AREA
104471 | MTMH420 | HILLHURST STS | TRK-NTO | NORTH TORONTO DRAINAGE AREA
104491 | MTMH422 | WOBURN STS | TRK-NTO | NORTH TORONTO DRAINAGE AREA
104497 | MTMH460 | FORMAN-YONGE CTS | TRK-NTO | NORTH TORONTO DRAINAGE AREA
104539 | MTMH462 | BALLIOL CTS | TRK-NTO | NORTH TORONTO DRAINAGE AREA
104627 | MTMH467 | GREER CTS | TRK-NTO | NORTH TORONTO DRAINAGE AREA
104645 | MTMH480 | NORTH TORONTO STM | TRK-DON | DON DRAINAGE AREA
104660 | MTMH520 | LONGBRANCH STS | TRK-DON | DON DRAINAGE AREA
104701 | MTMH521 | ETOBICOKE STS | TRK-LVW | LAKEVIEW DRAINAGE AREA
104780 | MTMH524 | NEW TORONTO FM/STS | TRK-LVW | LAKEVIEW DRAINAGE AREA
104792 | NORTH SUBSTATION_BASEMENT | MSA Substation,Basement | TAB_EL1_NS | Electrical Distribution,North Substation
104793 | NORTH SUBSTN_BTTRY RM | MSA Substation,Battery Room | TAB_EL1_NS | Electrical Distribution,North Substation
105061 | NX2623A | Fan, Air Supply ES-1, Seawall Sub-Station Roof | TAB-ACC-AHU-SEAWL | AHUs/Supply Fans Sea Wall Substation
105145 | NYCC-OFFICE | Computer Location | YMH-ADMIN-BLDG | Building Location
105152 | OS | Operational Support | TW | Toronto Water
105153 | OTH-DIS | DISTRICT OPERARTIONS | OTH | DOS - OTHERS
105154 | OTH-DIS-NOR | DISTRICT OPERATIONS - NORTH | OTH-DIS | DISTRICT OPERARTIONS
105155 | OTH-DIS-WEST | DISTRICT OPERATIONS - WEST | OTH-DIS | DISTRICT OPERARTIONS
105156 | OTH-FIR | FIRE SERVICES | OTH | DOS - OTHERS
105157 | OTH-HUS | HUSAR | OTH | DOS - OTHERS
105158 | OTH-SLW | SOLID WASTE | OTH | DOS - OTHERS
105180 | PCS EOC CLIENTS | PCS EOC Clients | YTF-SPC1 | Process Control Systems - Administrative
105206 | PLANT TECH | Plant Techs | FCL-SES-8 | Respirator Fit Testing
105330 | SCADA SUPPORT | SCADA Support | YTF-SPC1 | Process Control Systems - Administrative
105333 | SCC-ADMIN-BLDG | Building Location | YMH-EUS | Production & End User Support
105486 | SW | Solid Waste | B | Cluster B
105487 | SWM | DOS - STORM WATER MANAGEMENT | DOS | DIVISIONAL OPERATIONS SERVICES
105488 | SWM-HMR | HUMBER WATERSHED | SWM | DOS - STORM WATER MANAGEMENT
105521 | SWM-PBL-MISC | Miscellaneous Equipment | SWM-PBL | Bloor Storm Pumping Station
105542 | SWM-PDU-CH-0001 | Chamber, Valve | SWM-PDU | Dunker's Storm | Chamber |  |  | CH
105543 | SWM-PDU-CH-0001 | Chamber, Valve | SWM-PDU-MISC | Miscellaneous Equipment | Chamber |  |  | CH
105544 | SWM-PDU-CH-0002 | Chamber, Ualtra sonic Level Meter | SWM-PDU | Dunker's Storm | Chamber |  |  | CH
105545 | SWM-PDU-CP-0001 | Control Panel, Pumps | SWM-PDU-MISC | Miscellaneous Equipment | Control Panel |  |  | CP
105546 | SWM-PDU-G-0001 | Sluice Gate, Intake | SWM-PDU | Dunker's Storm | Valve |  |  | G
105547 | SWM-PDU-G-0001 | Sluice Gate, Intake | SWM-PDU-MISC | Miscellaneous Equipment | Valve |  |  | G
105548 | SWM-PDU-G-0002 | Sluice Gate, Intake | SWM-PDU | Dunker's Storm | Valve |  |  | G
105549 | SWM-PDU-G-0002 | Sluice Gate, Intake | SWM-PDU-MISC | Miscellaneous Equipment | Valve |  |  | G
105550 | SWM-PDU-JIT-0001 | Meter, Power Indicating Transmitter, Main Power | SWM-PDU | Dunker's Storm | Meter |  |  | JIT
105551 | SWM-PDU-JIT-0001 | Meter, Power Indicating Transmitter, Main Power | SWM-PDU-MISC | Miscellaneous Equipment | Meter |  |  | JIT
105552 | SWM-PDU-LIT-0001 | Transmitter, Level | SWM-PDU-MISC | Miscellaneous Equipment | Transmitter,Level |  |  | LIT
105553 | SWM-PDU-SW-0001 | Switch, Main Power | SWM-PDU | Dunker's Storm | Switch |  |  | SW
105554 | SWM-PDU-SW-0001 | Switch, Main Power | SWM-PDU-MISC | Miscellaneous Equipment | Switch |  |  | SW
105555 | SWM-PDU-SW-0002 | Switch, Transformer | SWM-PDU | Dunker's Storm | Switch |  |  | SW
105556 | SWM-PDU-SW-0002 | Switch, Transformer | SWM-PDU-MISC | Miscellaneous Equipment | Switch |  |  | SW
105567 | SWM-PET-CP-0001 | Control Panel, Operator | SWM-PET | Eglinton - Bellamy Storm Pumping Station | Control Panel |  |  | CP
105568 | SWM-PET-CP-0001 | Control Panel, Operator | SWM-PET-MISC | Miscellaneous Equipment | Control Panel |  |  | CP
105569 | SWM-PET-CP-0002 | Control Panel, Electrical | SWM-PET-MISC | Miscellaneous Equipment | Control Panel |  |  | CP
105570 | SWM-PET-CP-0003 | Control Panel, Operator | SWM-PET-MISC | Miscellaneous Equipment | Control Panel |  |  | CP
105571 | SWM-PET-CP-0004 | Control Panel, Operator | SWM-PET-MISC | Miscellaneous Equipment | Control Panel |  |  | CP
105572 | SWM-PET-CP-0006 | Control Panel, Operator | SWM-PET | Eglinton - Bellamy Storm Pumping Station | Control Panel |  |  | CP
105574 | SWM-PET-DM-0001 | Damper/Louver, Exhaust | SWM-PET | Eglinton - Bellamy Storm Pumping Station | Damper/Louver |  |  | DM
105575 | SWM-PET-DM-0001 | Damper/Louver, Exhaust | SWM-PET-MISC | Miscellaneous Equipment | Damper/Louver |  |  | DM
105577 | SWM-PET-FN-0001 | Fan, Exhaust | SWM-PET | Eglinton - Bellamy Storm Pumping Station | Fan |  |  | FN
105578 | SWM-PET-FN-0001 | Fan, Exhaust | SWM-PET-MISC | Miscellaneous Equipment | Fan |  |  | FN
105579 | SWM-PET-FQ-0001 | Meter, Flow | SWM-PET | Eglinton - Bellamy Storm Pumping Station | Meter,Flow |  |  | FQ
105582 | SWM-PET-HTR-0001 | Heater | SWM-PET | Eglinton - Bellamy Storm Pumping Station | Heater |  |  | HTR
105583 | SWM-PET-JIT-0001 | Meter, Power Indicating Transmitter, Main Power | SWM-PET | Eglinton - Bellamy Storm Pumping Station | Meter |  |  | JIT
105584 | SWM-PET-LIT-0101 | Transmitter, Level | SWM-PET | Eglinton - Bellamy Storm Pumping Station | Transmitter,Level |  |  | LIT
105585 | SWM-PET-LIT-0101 | Transmitter, Level | SWM-PET-MISC | Miscellaneous Equipment | Transmitter,Level |  |  | LIT
105586 | SWM-PET-LP-0001 | Control Panel, Lighting | SWM-PET | Eglinton - Bellamy Storm Pumping Station | Control Panel |  |  | LP
105587 | SWM-PET-LSH-0103 | Switch, Level-High | SWM-PET | Eglinton - Bellamy Storm Pumping Station | Switch,Level |  |  | LSH
105588 | SWM-PET-LSH-0103 | Switch, Level-High | SWM-PET-MISC | Miscellaneous Equipment | Switch,Level |  |  | LSH
105589 | SWM-PET-LSHH-0104 | Switch, Level High-High | SWM-PET | Eglinton - Bellamy Storm Pumping Station | Switch,Level |  |  | LSHH
105590 | SWM-PET-LSLL-0101 | Switch, Level Low-Low | SWM-PET | Eglinton - Bellamy Storm Pumping Station | Switch,Level |  |  | LSLL
105591 | SWM-PET-LSLL-0101 | Switch, Level Low-Low | SWM-PET-MISC | Miscellaneous Equipment | Switch,Level |  |  | LSLL
105596 | SWM-PET-MISC | Miscellaneous Equipment | COL-PSW | Swansea Pumping Station
105597 | SWM-PET-MISC | Miscellaneous Equipment | SWM-PET | Eglinton - Bellamy Storm Pumping Station
105605 | SWM-PET-SW-0001 | Switch, Main Electrical Disconnect | SWM-PET-MISC | Miscellaneous Equipment | Switch |  |  | SW
105606 | SWM-PET-SW-0002 | Switch, Pumps Power | SWM-PET-MISC | Miscellaneous Equipment | Switch |  |  | SW
105607 | SWM-PET-SW-0004 | Switch, Phase Lights | SWM-PET-MISC | Miscellaneous Equipment | Switch |  |  | SW
105608 | SWM-PET-T-0001 | Tank, Diesel Fuel | SWM-PET-MISC | Miscellaneous Equipment | Tank |  |  | T
105613 | SWM-PET-WEL-0100 | Wet well | SWM-PET | Eglinton - Bellamy Storm Pumping Station | Well |  |  | WEL
105614 | SWM-PET-WEL-0100 | Wet well | SWM-PET-MISC | Miscellaneous Equipment | Well |  |  | WEL
105668 | SWM-PMG-ALR-0001 | Alarm, Gas | SWM-PMG-MISC | Miscellaneous Equipment | Fire Prevention,Alarm |  |  | ALR
105675 | SWM-PMG-FA-0001S | Fire Alarm System, Building | SWM-PMG | Martin Grove Storm Pumping Station | Building Service,Fire Alarm |  | 42937 | FA
105676 | SWM-PMG-FA-0001S | Fire Alarm System, Building | SWM-PMG-MISC | Miscellaneous Equipment | Building Service,Fire Alarm |  | 42937 | FA
105698 | SWM-PMG-OIT-0001 | Operator Interface Terminal | SWM-PMG | Martin Grove Storm Pumping Station | Computer Equipment,Monitor |  |  | OIT
105699 | SWM-PMG-OIT-0001 | Operator Interface Terminal | SWM-PMG-MISC | Miscellaneous Equipment | Computer Equipment,Monitor |  |  | OIT
105735 | SWM-PNQ-FA-0001S | Fire Alarm System | COL-W-OBSOLETE | Col West Obsolete Entities | Building Service,Fire Alarm |  | 42938 | FA
105736 | SWM-PNQ-FA-0001S | Fire Alarm System | SWM-PNQ | North Queen Storm Pumping Station | Building Service,Fire Alarm |  | 42938 | FA
105737 | SWM-PNQ-FA-0001S | Fire Alarm System | SWM-PNQ-MISC | Miscellaneous Equipment | Building Service,Fire Alarm |  | 42938 | FA
105751 | SWM-PNQ-OIT-0001 | Operator Interface Terminal | SWM-PNQ-MISC | Miscellaneous Equipment | Computer Equipment,Monitor |  |  | OIT
105759 | SWM-PNQ-UPS-0001 | UPS, RPU Panel | SWM-PNQ-MISC | Miscellaneous Equipment | Uninterruptible Power Supply |  |  | UPS
105767 | SWM-PPP-CP-0001 | Control Panel, Operator | SWM-PPP | Pantry Park Sewage Pumping Station | Control Panel |  |  | CP
105768 | SWM-PPP-LSL-0101 | Switch, Level-Low | SWM-PPP-MISC | Miscellaneous Equipment | Switch |  |  | LSL
105769 | SWM-PPP-LSL-0102 | Switch, Level-Low | SWM-PPP-MISC | Miscellaneous Equipment | Switch |  |  | LSL
105770 | SWM-PPP-MISC | Miscellaneous Equipment | SWM-PPP | Pantry Park Sewage Pumping Station
105778 | SWM-PWD-BP-0001 | Back Flow Preventer | COL-PBF | Bluffers Park Sewage Pumping Station | Valve,Backflow Preventer |  |  | BP
105779 | SWM-PWD-BP-0001 | Back Flow Preventer | SWM-PWD | Warden Storm | Valve,Backflow Preventer |  |  | BP
105780 | SWM-PWD-CP-0001 | Control Panel, Electrical | SWM-PWD | Warden Storm | Control Panel |  |  | CP
105781 | SWM-PWD-CP-0001 | Control Panel, Electrical | SWM-PWD-MISC | Miscellaneous Equipment | Control Panel |  |  | CP
105782 | SWM-PWD-CP-0002 | Control Panel, Operator | SWM-PWD-MISC | Miscellaneous Equipment | Control Panel |  |  | CP
105783 | SWM-PWD-CP-0003 | Control Panel, Diesel Engine Alarm Control Panel | SWM-PWD | Warden Storm | Control Panel |  |  | CP
105784 | SWM-PWD-CP-0004 | Control Panel, Operator | SWM-PWD | Warden Storm | Control Panel |  |  | CP
105785 | SWM-PWD-CP-0005 | Control Panel, Operator | SWM-PWD | Warden Storm | Control Panel |  |  | CP
105786 | SWM-PWD-CP-0006 | Control Panel, Diesel Engine Duty Control Panel | SWM-PWD-MISC | Miscellaneous Equipment | Control Panel |  |  | CP
105790 | SWM-PWD-FEQ-0001S | Fire Prevention, Extinguisher | COL-W-OBSOLETE | Col West Obsolete Entities | Fire Prevention,Extinguisher |  | 42914 | FEQ
105791 | SWM-PWD-FEQ-0001S | Fire Prevention, Extinguisher | SWM-PWD | Warden Storm | Fire Prevention,Extinguisher |  | 42914 | FEQ
105793 | SWM-PWD-FN-0001 | Fan, Exhaust | SWM-PWD | Warden Storm | Fan |  |  | FN
105794 | SWM-PWD-GRF-0001 | Indicator, Ground Fault | SWM-PWD | Warden Storm |  |  |  | GRF
105795 | SWM-PWD-GRF-0001 | Indicator, Ground Fault | SWM-PWD-MISC | Miscellaneous Equipment |  |  |  | GRF
105796 | SWM-PWD-JIT-0001 | Meter, Power Indicating Transmitter, Main Power | SWM-PWD | Warden Storm | Meter |  |  | JIT
105797 | SWM-PWD-LP-0001 | Control Panel, Lighting | SWM-PWD-MISC | Miscellaneous Equipment | Control Panel |  |  | LP
105798 | SWM-PWD-LSH-0103 | Switch, Level-High | SWM-PWD | Warden Storm | Switch,Level |  |  | LSH
105799 | SWM-PWD-LSH-0106 | Switch, Level High-High | SWM-PWD | Warden Storm | Switch,Level |  |  | LSH
105800 | SWM-PWD-LSH-0106 | Switch, Level High-High | SWM-PWD-MISC | Miscellaneous Equipment | Switch,Level |  |  | LSH
105801 | SWM-PWD-LSHH-0107 | Switch, Level High-High | SWM-PWD | Warden Storm | Switch,Level |  |  | LSHH
105802 | SWM-PWD-LSL-0102 | Switch, Level-Low | SWM-PWD | Warden Storm | Switch,Level |  |  | LSL
105803 | SWM-PWD-LSL-0102 | Switch, Level-Low | SWM-PWD-MISC | Miscellaneous Equipment | Switch,Level |  |  | LSL
105804 | SWM-PWD-LSLL-0101 | Switch, Level Low-Low | SWM-PWD | Warden Storm | Switch,Level |  |  | LSLL
105805 | SWM-PWD-LSLL-0105 | Switch, Level Low-Low | SWM-PWD-MISC | Miscellaneous Equipment | Switch,Level |  |  | LSLL
105811 | SWM-PWD-SW-0002 | Switch, Pump Control Panel Doisconnect | SWM-PWD-MISC | Miscellaneous Equipment | Switch |  |  | SW
105812 | SWM-PWD-SW-0003 | Switch, Lighting Transformer | SWM-PWD | Warden Storm | Switch |  |  | SW
105813 | SWM-PWD-SW-0004 | Switch, Lighting Panel | SWM-PWD | Warden Storm | Switch |  |  | SW
105814 | SWM-PWD-T-0001 | Tank, Diesel Fuel | SWM-PWD-MISC | Miscellaneous Equipment | Tank |  |  | T
105815 | SWM-PWD-TR-0001 | Transformer, Power | SWM-PWD | Warden Storm | Transformer |  |  | TR
105816 | SWM-PWD-TS-0001 | Switch, Transfer | SWM-PWD | Warden Storm | Switch |  |  | TS
105822 | SWM-PWD-WEL-0100 | Wet well | SWM-PWD | Warden Storm | Well |  |  | WEL
105823 | SWM-PWD-WEL-0100 | Wet well | SWM-PWD-MISC | Miscellaneous Equipment | Well |  |  | WEL
105898 | TAB POWER DISTRIB | TAB Power Distribution and Process Control | TAB | Ashbridges Bay Treatment Plant
105899 | TAB SCADA CLIENTS | TAB SCADA Clients | TAB-SPC1 | Process Control Systems - Administrative
105900 | TAB SCADA SUPPORT | TAB SCADA Support | TAB-SPC1 | Process Control Systems - Administrative
105949 | TAB-ACC-AC-1601 | Conditioner, Air,MCC Room North of Primary Tank #9 | TAB-ACC-CI | Chiller and Air Coolers |  |  |  | AC
105973 | TAB-ACC-AHU | Air Handling Unit & Supply Fan | TAB-WORK-AREA-6 | Work Area 6
105974 | TAB-ACC-AHU | Air Handling Unit & Supply Fan | TAB-WORK-AREA-SEO | TAB Work Area SEO
105975 | TAB-ACC-AHU- IPSBLDG | AHUs/Supply Fans IPS bldg | TAB-ACC-AHU | Air Handling Unit & Supply Fan
106058 | TAB-ACC-AHU-DIG | AHUs/Supply Fans Dig. Bldg. | TAB-ACC-AHU | Air Handling Unit & Supply Fan
106059 | TAB-ACC-AHU-GAS | AHUs/Supply Fans Gas Control Bldg. | TAB-ACC-AHU | Air Handling Unit & Supply Fan
106060 | TAB-ACC-AHU-M&T | AHUs/Supply Fans, Dampers M&T Bldg. | TAB-ACC-AHU | Air Handling Unit & Supply Fan
106061 | TAB-ACC-AHU-PBLDG | AHUs/Supply Fans P. Bldg. | TAB-ACC-AHU | Air Handling Unit & Supply Fan
106062 | TAB-ACC-AHU-TRL | AHUs/Supply Fans - Consultant Trailer | TAB-ACC-AHU | Air Handling Unit & Supply Fan
106063 | TAB-ACC-AHU-TUN | AHUs/Supply Fans, All tunnels | TAB-ACC-AHU | Air Handling Unit & Supply Fan
106099 | TAB-ACC-BO 1 | Boiler # 1, Hot Water Heating, Volcano B-1 | TAB-ACC-BO | Hot Water Boilers
106100 | TAB-ACC-BO-0000 | Boilers,Hot water | TAB-ACC-8200 | HVAC, M&T Building |  |  |  | BO
106107 | TAB-ACC-CI | Chiller and Air Coolers | TAB-WORK-AREA-6 | Work Area 6
106108 | TAB-ACC-CI | Chiller and Air Coolers | TAB-WORK-AREA-SEO | TAB Work Area SEO
106154 | TAB-ACC-DIG-0040 | Digester Gas Train, Boiler #4, Z Building | TAB-ACC-BO 4 | Boiler # 4, Hot Water Heating, Volcano B-4 |  |  |  | DIG
106155 | TAB-ACC-DIG-0060 | Digester Gas Train, Boiler #6, Z Building | TAB-ACC-BO 6 | Boiler # 6, Hot Water Heating |  |  |  | DIG
106406 | TAB-ACC-FN | Exhaust Fans | TAB-WORK-AREA-SEO | TAB Work Area SEO
106431 | TAB-ACC-FN-13-16 | Exhaust Fans , Digester 13-16 | TAB-ACC-FN | Exhaust Fans |  |  |  | FN
106586 | TAB-ACC-FN-AER | Exhaust Fans , Chemical & Aeration Bldg | TAB-ACC-FN | Exhaust Fans
106587 | TAB-ACC-FN-AUX | Exhaust Fans , Aux. Bldg | TAB-ACC-FN | Exhaust Fans
106588 | TAB-ACC-FN-BL | Exhaust Fans Blower Bldg. | TAB-ACC-FN | Exhaust Fans
106589 | TAB-ACC-FN-DBLDG | Exhaust Fans , D Bldg | TAB-ACC-FN | Exhaust Fans
106590 | TAB-ACC-FN-ELS | Exhaust Fans ,Electrical & Sub stations | TAB-ACC-FN | Exhaust Fans
106591 | TAB-ACC-FN-GAS | Exhaust Fans Gas Control Bldg. | TAB-ACC-FN | Exhaust Fans
106592 | TAB-ACC-FN-INC | Exhaust Fans , Incinerator Bldg | TAB-ACC-FN | Exhaust Fans
106593 | TAB-ACC-FN-OPS | Exhaust Fans, OPS | TAB-ACC-FN | Exhaust Fans
106594 | TAB-ACC-FN-PRS | PRS Building | TAB-ACC-FN | Exhaust Fans
106595 | TAB-ACC-FN-PRS | PRS Building | TAB-WORK-AREA-6 | Work Area 6
106596 | TAB-ACC-FN-SLO | Exhaust Fans , Silo/Odour Control Bldg | TAB-ACC-FN | Exhaust Fans
106597 | TAB-ACC-FN-THK | Exhaust Fans , Floation Bldg | TAB-ACC-FN | Exhaust Fans
106598 | TAB-ACC-FN-TUN | Exhaust Fans, All tunnels | TAB-ACC-FN | Exhaust Fans
106599 | TAB-ACC-FN-TUNL | Exhaust Fans, Lower tunnels | TAB-ACC-FN | Exhaust Fans
106600 | TAB-ACC-FN-UV | Fan, Exhaust, | TAB-ACC-FN | Exhaust Fans
106601 | TAB-ACC-FN-ZBLDG | Exhaust Fans , Z Bldg | TAB-ACC-FN | Exhaust Fans
106795 | TAB-ACC-HTR-01-04 | Unit Heaters- Digester 01-04 | TAB-ACC-HTR | Heaters- Convection, |  |  |  | HTR
107125 | TAB-ACC-HTR-AER | Unit Heaters- Aeration Gallery | TAB-ACC-HTR | Heaters- Convection,
107126 | TAB-ACC-HTR-AUX | Unit Heaters- Aux. Bldg | TAB-ACC-HTR | Heaters- Convection,
107127 | TAB-ACC-HTR-BL | Unit Heaters- Blower Bldg | TAB-ACC-HTR | Heaters- Convection,
107128 | TAB-ACC-HTR-DBLDG | Unit Heaters- D Bldg | TAB-ACC-HTR | Heaters- Convection,
107129 | TAB-ACC-HTR-GAS | Unit Heaters- Gas Control Bldg | TAB-ACC-HTR | Heaters- Convection,
107130 | TAB-ACC-HTR-HRS | Unit Heaters- Heat recovery Bldg | TAB-ACC-HTR | Heaters- Convection,
107131 | TAB-ACC-HTR-INC | Unit Heaters- Incenerator Bldg | TAB-ACC-HTR | Heaters- Convection,
107132 | TAB-ACC-HTR-PBLDG | Unit Heaters- P Bldg | TAB-ACC-HTR | Heaters- Convection,
107133 | TAB-ACC-HTR-POL | Unit Heaters- Polymer,Filter & Equlisation tank Bldg | TAB-ACC-HTR | Heaters- Convection,
107134 | TAB-ACC-HTR-PRS1 | Unit Heaters- PRS Room, Tunnel | TAB-ACC-HTR | Heaters- Convection,
107135 | TAB-ACC-HTR-PWPS | Unit Heaters- PWPS | TAB-ACC-HTR | Heaters- Convection,
107136 | TAB-ACC-HTR-WGB | Unit Heaters- Waste Gas Burner Station | TAB-ACC-HTR | Heaters- Convection,
107137 | TAB-ACC-HTR-ZBLDG | Unit Heaters- Z Bldg | TAB-ACC-HTR | Heaters- Convection,
107141 | TAB-ACC-INQ | Plant HVAC Equipment - Instrument Equipment | TAB-ACC | Plant HVAC Equipment
107190 | TAB-ACC-NGS-0010A | Natural Gas Train, Boiler #1, Z Building | TAB-ACC-BO 1 | Boiler # 1, Hot Water Heating, Volcano B-1 |  |  |  | NGS
107191 | TAB-ACC-NGS-0030B | Natural Gas Pilot Train, Boiler #3, Z Building | TAB-ACC-BO 3 | Boiler # 3, Hot Water Heating, Volcano B-3 |  |  |  | NGS
107192 | TAB-ACC-NGS-0040A | Natural Gas Train, Boiler #4, Z Building | TAB-ACC-BO 4 | Boiler # 4, Hot Water Heating, Volcano B-4 |  |  |  | NGS
107193 | TAB-ACC-NGS-0060A | Natural Gas Train, Boiler #6, Z Building | TAB-ACC-BO 6 | Boiler # 6, Hot Water Heating |  |  |  | NGS
107194 | TAB-ACC-NGS-0060B | Natural Gas Pilot Train, Boiler #6, Z Building | TAB-ACC-BO 6 | Boiler # 6, Hot Water Heating |  |  |  | NGS
107376 | TAB-ACC-PRM | HVAC, Primary & Corrosion Control Units | TAB-ACC | Plant HVAC Equipment
107408 | TAB-ACC-PWPS | HVAC, Plant Water Pumping Station | TAB-ACC-5400 | Space Heating, P.W.P.S. , Item-11
108761 | TAB-ADMIN BLDG | Building Location | TAB-SPC2 | Process Control Systems - Equipment
108762 | TAB-ADMIN-TRG-0001 | Admin Staff Training | TAB-ADMIN | Tab Admin |  |  |  | TRG
108763 | TAB-AER | Aeration Gallery | TAB-WORK-AREA-2 | Work Area 2
108764 | TAB-AER-BL | Blower Building | TAB-WORK-AREA-LIQ | TAB Work Area Liq
108789 | TAB-AER-INQ | Aeration - WA2 Instrumentation Equipment | TAB-AER | Aeration Gallery
108790 | TAB-AER-OZ-ELQ | Electrical Equipment Location, Aeration West Quad House | TAB-WORK-AREA-SOL | TAB Work Area Sol | Control Panel,MCC
108791 | TAB-AER-P | Aeration Gallery - Sump Pumps | TAB-AER | Aeration Gallery
108794 | TAB-AER-PRJ-0005 | Upgrades, Aeration Tanks | TAB-AER-STRC | Building Services, Safety, Drains & Plumbing - Air Emission Houses |  |  |  | PRJ
108795 | TAB-AER-PRJ-0005 | Upgrades, Aeration Tanks | TAB-AER-TANKS | Aeration Tanks |  |  |  | PRJ
108796 | TAB-AER-STRC | Building Services, Safety, Drains & Plumbing - Air Emission Houses | TAB-AER-SB | Aeration Odour Control
108799 | TAB-AER-TANKS | Aeration Tanks | TAB-AER | Aeration Gallery
108800 | TAB-AERATION BLDG | Building Location | TAB-EUS | Production & End User Support
108801 | TAB-AERATION BLDG | Building Location | TAB-SPC2 | Process Control Systems - Equipment
108802 | TAB-AERATION-BLDG | Building Location | TAB-EUS | Production & End User Support
108804 | TAB-AI FLOATATION | Air Equipment, Floatation Building | TAB-AI | Local Compressed Air Equipment
108808 | TAB-AMT-AM | Atmosphere Monitoring Instruments (Weather Station) | TAB-AER-SB | Aeration Odour Control
108809 | TAB-AUX | Gas Services, Natural Gas, Digester Gas | TAB-WORK-AREA-5 | Work Area 5
108810 | TAB-AUX | Gas Services, Natural Gas, Digester Gas | TAB-WORK-AREA-8 | Electrical Sub- Stations
108811 | TAB-AUX | Gas Services, Natural Gas, Digester Gas | TAB-WORK-AREA-SEO | TAB Work Area SEO
108812 | TAB-AUX BLDG | Building Location | TAB-SPC | Process Control Systems - Services Area
108813 | TAB-AUX-C | Auxiliary Building - Compressed Service Air Equipment | TAB-AUX-BLDG | Auxiliary Building
108871 | TAB-AUXILIARY-BLDG | Building Location | TAB-EUS | Production & End User Support
108874 | TAB-BIOSOLIDS BLDG | Building Location | TAB-SPC | Process Control Systems - Services Area
108927 | TAB-CAP-0014 | UV -Disinfection Project | TAB-WA6 | Common to Projects, Bldg. Services, Z Building |  |  |  | CAP
108928 | TAB-CAP-PRJ-0001 | D-Building Upgrades | TAB | Ashbridges Bay Treatment Plant |  |  |  | PRJ
108929 | TAB-CAP-PRJ-0002 | M&T Building Upgrades | TAB-RSP | Raw Sewage Pumping |  |  |  | PRJ
108930 | TAB-CAP-PRJ-0002 | M&T Building Upgrades | TAB-WA1-MEQ | WA1 Portablel Pumps & Equipment |  |  |  | PRJ
108931 | TAB-CAP-PRJ-0002 | M&T Building Upgrades | TAB-WORK-AREA-1 | Work Area 1 |  |  |  | PRJ
108932 | TAB-CAP-PRJ-0003 | Odour Control Upgrades | TAB-AER-STRC | Building Services, Safety, Drains & Plumbing - Air Emission Houses |  |  |  | PRJ
108933 | TAB-CAP-PRJ-0003 | Odour Control Upgrades | TAB-WORK-AREA-2 | Work Area 2 |  |  |  | PRJ
108934 | TAB-CAP-PRJ-0004 | Bio- Solids Upgrades | TAB-DEW SLUDGE CAKE | Sludge Cake Pumping |  |  |  | PRJ
108935 | TAB-CAP-PRJ-0004 | Bio- Solids Upgrades | TAB-SUSPENDED ENTITY | Suspended entities |  |  |  | PRJ
108936 | TAB-CAP-PRJ-0004 | Bio- Solids Upgrades | TAB-WORK-AREA-3 | Work Area 3 |  |  |  | PRJ
108937 | TAB-CAP-PRJ-0005 | P-Building Upgrades | TAB-WORK-AREA-2 | Work Area 2 |  |  |  | PRJ
108938 | TAB-CAP-PRJ-0005 | P-Building Upgrades | TAB-WORK-AREA-3 | Work Area 3 |  |  |  | PRJ
108939 | TAB-CAP-PRJ-0006 | East & West Electrical Control Room Upgrades | TAB-AER-SB | Aeration Odour Control |  |  |  | PRJ
108940 | TAB-CAP-PRJ-0006 | East & West Electrical Control Room Upgrades | TAB-WORK-AREA-2 | Work Area 2 |  |  |  | PRJ
108941 | TAB-CAP-PRJ-0007 | Primary &Secondary Clarifier Upgrades | TAB-PLT | Preliminary Treatment |  |  |  | PRJ
108942 | TAB-CAP-PRJ-0007 | Primary &Secondary Clarifier Upgrades | TAB-WORK-AREA-1 | Work Area 1 |  |  |  | PRJ
108946 | TAB-CAP-PRJ-0015 | ECAP 4 North Susbstion | TAB-WA6 | Common to Projects, Bldg. Services, Z Building |  |  |  | PRJ
108948 | TAB-CAP-PRJ-0021 | Odour Control Project - Biorem | TAB-SLO-LOADING | Sludge Loading - Bio-Solids |  |  |  | PRJ
108949 | TAB-CBM | Condition Based Monitoring | TAB | Ashbridges Bay Treatment Plant
108952 | TAB-CHLORINATION BLD | Building Location | TAB-SPC | Process Control Systems - Services Area
108953 | TAB-CHLORINATION BLD | Building Location | TAB-SPC2 | Process Control Systems - Equipment
108954 | TAB-CHLORINATION-BLD | Building Location | TAB-EUS | Production & End User Support
108955 | TAB-CMS | CMS Work Orders | TAB-WORK-AREA-WWPW | TAB Work Area WWPW
109318 | TAB-DEW CENTRATE | Centrate Systems | TAB-WORK-AREA-3 | Work Area 3
109319 | TAB-DEW CENTRATE | Centrate Systems | TAB-WORK-AREA-SOL | TAB Work Area Sol
109320 | TAB-DEW CENTRIFUGES | Centrifuge Systems | TAB-WORK-AREA-3 | Work Area 3
109321 | TAB-DEW EQUAL OCS | Equalization Tank Odour Control System | TAB-DEW-EQUALIZATION | Equalization Tank System
109322 | TAB-DEW EQUAL OCS | Equalization Tank Odour Control System | TAB-WORK-AREA-SOL | TAB Work Area Sol
109323 | TAB-DEW POLYMER DIST | Polymer Solution Distribution System | TAB-DEW-POLYMER | Dewatering Polymer System
109325 | TAB-DEW SLUDGE CAKE | Sludge Cake Pumping | TAB-WORK-AREA-3 | Work Area 3
109326 | TAB-DEW SLUDGE CAKE | Sludge Cake Pumping | TAB-WORK-AREA-SOL | TAB Work Area Sol
109327 | TAB-DEW SLUDGE FEED | Sludge Feed to Centrifuge System | TAB-WORK-AREA-SOL | TAB Work Area Sol
109392 | TAB-DEW-DRV-0046 | Drive, VFD, Polymer Pump # 1 | TAB-DEW-P-3320 | Pump , Polymer Solution Feed #2 |  |  |  | DRV
109393 | TAB-DEW-DRV-0049 | Drive, VFD, Polymer Pump # 5 | TAB-DEW-P-3350 | Pump , Polymer Solution Feed #5 |  |  |  | DRV
109394 | TAB-DEW-DRV-0050 | Drive, VFD, Polymer Pump # 6 | TAB-DEW-P-3360 | Pump, Polymer Solution Feed #6 |  |  |  | DRV
109395 | TAB-DEW-DRV-0051 | Drive, VFD, Polymer Pump # 7 | TAB-DEW-P-3370 | Pump, Polymer Solution Feed #7 |  |  |  | DRV
109396 | TAB-DEW-DRV-0052 | Drive, VFD, Polymer Pump # 8 | TAB-DEW-P-3380 | Pump, Polymer Solution Feed #8 |  |  |  | DRV
109397 | TAB-DEW-DRV-0053 | Drive, VFD, Polymer Pump # 9 | TAB-DEW-P-3410 | Pump, Polymer Solution Feed #9 |  |  |  | DRV
109398 | TAB-DEW-DRV-0055 | Drive, VFD, Polymer Pump # 11 | TAB-DEW-P-3430 | Pump, Polymer Solution Feed #11 |  |  |  | DRV
109400 | TAB-DEW-DRV-0058 | Drive, VFD, New Wet Well Pump # 2 | TAB-DEW-P-3502 | Pump, Decant #2 New Wet Well |  |  |  | DRV
109401 | TAB-DEW-DRV-0059 | Drive, VFD, New Wet Well Pump # 3 | TAB-DEW-P-3503 | Pump, Decant #3, New Wet Well |  |  |  | DRV
109404 | TAB-DEW-EQUALIZATION | Equalization Tank System | TAB-WORK-AREA-3 | Work Area 3
109405 | TAB-DEW-EQUALIZATION | Equalization Tank System | TAB-WORK-AREA-SOL | TAB Work Area Sol
109635 | TAB-DEW-OCS | Odour Control | TAB-DEW SLUDGE FEED | Sludge Feed to Centrifuge System
109717 | TAB-DEW-POLYMER | Dewatering Polymer System | TAB-WORK-AREA-3 | Work Area 3
109718 | TAB-DEW-POLYMER | Dewatering Polymer System | TAB-WORK-AREA-SOL | TAB Work Area Sol
109780 | TAB-DEW-SLUDGE SILO | Sludge Holding Tank System, Conveyors | TAB-WORK-AREA-3 | Work Area 3
109781 | TAB-DEW-SLUDGE SILO | Sludge Holding Tank System, Conveyors | TAB-WORK-AREA-SOL | TAB Work Area Sol
109843 | TAB-DEW-V | Dewatering - Sludge Routing Valves | TAB-WORK-AREA-5 | Work Area 5
110360 | TAB-DEW-V-C03 | Centrifuge 3 Centrate Line | CENTRATE | Centrate Collection
110361 | TAB-DEW-V-C04 | Centrifuge 4 Centrate Line | TAB-WORK-AREA-SOL | TAB Work Area Sol
110362 | TAB-DEW-V-C05 | Centrifuge 5 Centrate Line | CENTRATE | Centrate Collection
110363 | TAB-DEW-V-C05 | Centrifuge 5 Centrate Line | TAB-WORK-AREA-SOL | TAB Work Area Sol
110364 | TAB-DEW-V-C06 | Centrifuge 6 Centrate Line | CENTRATE | Centrate Collection
110365 | TAB-DEW-V-C07 | Centrifuge 7 Centrate Line | TAB-WORK-AREA-SOL | TAB Work Area Sol
110366 | TAB-DEW-V-C08 | Centrifuge 8 Centrate Line | TAB-WORK-AREA-SOL | TAB Work Area Sol
110378 | TAB-DEWATER BLDG | Building Location | TAB-SPC | Process Control Systems - Services Area
110379 | TAB-DEWATER-BLDG | Building Location | TAB-EUS | Production & End User Support
110380 | TAB-DIG | Digestion | TAB-WORK-AREA-SOL | TAB Work Area Sol
110470 | TAB-DIG-C | Digester Gas Control Building - Compressors | TAB-DIG-GAS | Digester Gas Control
110479 | TAB-DIG-C-T19-22 | Digester Tanks 19-22 - Gas Compressors | TAB-DIG-T-19-22 | Digester Tanks 19-22
110480 | TAB-DIG-C-T9-12 | Digester Tanks 9-12, Gas Compressors | TAB-DIG-T-09-12 | Digester Tanks 9-12
110557 | TAB-DIG-ELQ-T1-4 | Digester Tanks 1-4, Electrical Equipment | TAB-DIG-T-01-04 | Digester Tanks 1-4
110558 | TAB-DIG-ELQ-T19-22 | Digester Tanks 19-22, Electrical Equipment | TAB-DIG-T-19-22 | Digester Tanks 19-22
110559 | TAB-DIG-ELQ-T5-8 | Digester Tanks 5-8, Electrical Equipment | TAB-DIG-T-05-08 | Digester Tanks 5-8
110560 | TAB-DIG-ELQ-T9-12 | Digester Tanks 9-12, Electrical Equipment | TAB-DIG-T-09-12 | Digester Tanks 9-12
110729 | TAB-DIG-FX-T5-8 | Digester Tanks 5-8, Flame Arrester, Condensate Tanks & Moisture Separators | TAB-DIG-FX-DOME5-8 | Digester Tanks 5-8, Flame Arresters, Pressure Relief & Vacuum Breaker Valves
110730 | TAB-DIG-GAS | Digester Gas Control | TAB-WORK-AREA-5 | Work Area 5
110731 | TAB-DIG-GAS | Digester Gas Control | TAB-WORK-AREA-6 | Work Area 6
110732 | TAB-DIG-GAS | Digester Gas Control | TAB-WORK-AREA-8 | Electrical Sub- Stations
110733 | TAB-DIG-GAS-DOME1-4 | Digester Tanks 1-4, Flame Arresters, Pressure Relief & Vacuum Breaker Valves | TAB-DIG-T-01-04 | Digester Tanks 1-4
110749 | TAB-DIG-HE-T13-16 | Digester Tanks 13-16, Heat Exchanger, Southwest Cluster | TAB-DIG-T-13-16 | Digester Tanks 13-16
110750 | TAB-DIG-HEADER | TAB- Digester Gas Supply Line, Headers | TAB-AUX | Gas Services, Natural Gas, Digester Gas
110849 | TAB-DIG-MEQ | Digester Gas Control Building - Mechanical Equipment | TAB-DIG-GAS | Digester Gas Control
110931 | TAB-DIG-P-RECIRC9-12 | Digester Tank 9-12, Sludge Recirculating Pumps | TAB-DIG-T-09-12 | Digester Tanks 9-12
110932 | TAB-DIG-P-SUMP | Digester Gas Control Building - Sump Pumps | TAB-DIG-GAS | Digester Gas Control
110933 | TAB-DIG-P-T1-4 | Digester Tanks 1-4, Sump Pumps | TAB-DIG-T-01-04 | Digester Tanks 1-4
110934 | TAB-DIG-P-TRANSF9-12 | Digester Tank 9-12, Sludge Transfer Pumps | TAB-DIG-T-09-12 | Digester Tanks 9-12
110935 | TAB-DIG-P19-22 | Digester Tanks 19-22, Sump Pumps | TAB-DIG-T-19-22 | Digester Tanks 19-22
110975 | TAB-DIG-PIT | Instrument Equipment, PIT to Waste Gas Burner | TAB-DIG-PIP | Digestion Pipe Gallery, ELQ, PIT, STRC & Sump Pumps
111109 | TAB-DIG-SQ-T01-04 | Digester Tanks 01-04, Safety Equipments | TAB-DIG-T-01-04 | Digester Tanks 1-4
111110 | TAB-DIG-SQ-T05-08 | Digester Tanks 05-08, Safety Equipments | TAB-DIG-T-05-08 | Digester Tanks 5-8
111111 | TAB-DIG-SQ-T13-16 | Digester Tanks 13-16, Safety Equipments | TAB-DIG-T-13-16 | Digester Tanks 13-16
111113 | TAB-DIG-STRC-19-22 | Digester Tanks 19-22 - Drains, Electrical Service(110/220V), UPS,Lighting, Plumbing | TAB-DIG-T-19-22 | Digester Tanks 19-22 |  |  |  | STRC
111114 | TAB-DIG-STRC-T1-4 | Digester Tanks 1-4 - Drains, Electrical Service(110/220V), Lighting, Plumbing | TAB-DIG-T-01-04 | Digester Tanks 1-4
112123 | TAB-DIG-V-T01-04 | Valve Location, Primary & Digester Sludge Header Line, Digester Tank 01-04 | TAB-DIG-T-01-04 | Digester Tanks 1-4
112124 | TAB-DIG-V-T05-08 | Valve Location, Primary & Digester Sludge Header Line, Digester Tank 05-08 | TAB-DIG-T-05-08 | Digester Tanks 5-8
112125 | TAB-DIG-V-T13-16 | Valve Location, Primary & Digester Sludge Header Line, Digester Tank 13-16 | TAB-DIG-T-13-16 | Digester Tanks 13-16
112126 | TAB-DIG-V-T9-12 | Digester Tank 9-12, Valves, Header & Transfer Line, | TAB-DIG-T-09-12 | Digester Tanks 9-12
112134 | TAB-DIGESTER GAS BLD | Building Location | TAB-SPC | Process Control Systems - Services Area
112135 | TAB-DIGESTER GAS BLD | Building Location | TAB-SPC2 | Process Control Systems - Equipment
112136 | TAB-DIGESTER-GAS-BLD | Building Location | TAB-EUS | Production & End User Support
112137 | TAB-DIS | Disinfection | TAB-WORK-AREA-4 | Work Area 4
112138 | TAB-DIS | Disinfection | TAB-WORK-AREA-SOL | TAB Work Area Sol
112160 | TAB-DIS-CHEM | Disinfection - Chemical Bldg | TAB-DIS | Disinfection
112161 | TAB-DIS-CHL | Chlorination Process | TAB-DIS | Disinfection
112165 | TAB-DIS-CHL-2 | Chlorination Train #2 | TAB-DIS-CHL | Chlorination Process |  |  |  | CHL
112166 | TAB-DIS-CHL-4 | Chlorination Train #4 | TAB-DIS-CHL | Chlorination Process |  |  |  | CHL
112167 | TAB-DIS-CHL-6 | Chlorination Train #6 | TAB-DIS-CHL | Chlorination Process |  |  |  | CHL
112168 | TAB-DIS-CHL-7 | Chlorination Train #7 | TAB-DIS-CHL | Chlorination Process |  |  |  | CHL
112177 | TAB-DIS-ELS | Chlorine Building Electrical | TAB-DIS | Disinfection
112214 | TAB-DIS-OF | Disinfection - Out Fall | TAB-DIS | Disinfection
112262 | TAB-DIS-SP | Disinfection - Sampling & Metering | TAB-DIS | Disinfection
112282 | TAB-DIS-SS-25 | Chlorine Process - Pumps, Chlorine Residual, Circulating, Spray, Return | TAB-DIS-CHL | Chlorination Process |  |  |  | SS
112296 | TAB-DIS-UV | Disinfection - UV | TAB-DIS-OF | Disinfection - Out Fall
112395 | TAB-DOM-HOTWTR | Domestic Water Systems, Floatation | TAB-WORK-AREA-6 | Work Area 6
112813 | TAB-EL1-SLD-0001 | North Substation Single Line Diagram | TAB-EL1-BLDG-0001 | MSA Substation |  |  |  | SLD
112931 | TAB-EL1-TS-6320 | Power Distribution, Automatic Transfer Switch, Generator, Standby Power, 600V | TAB-EL1-GEN-6320 | Generator, Standby Power, 600V 500kw - Blower Bldg |  |  |  | TS
112934 | TAB-EL1-TS-6530 | Power Distribution, Automatic Transfer Switch, Generator, Standby Power, 600V | TAB-EL1-GEN-6530 | Generator, Standby Power, 600V 1000kw - Z Bldg |  |  |  | TS
112935 | TAB-EL1-TS-6530 | Power Distribution, Automatic Transfer Switch, Generator, Standby Power, 600V | TAB-EL1-PDP-6008 | Power Distribution Panel, 600V, Z Building Outdoor Substation |  |  |  | TS
112936 | TAB-EL1-TS-6531 | Power Distribution, Automatic Transfer Switch, Generator, Standby Power, 600V | TAB-EL1-GEN-6530 | Generator, Standby Power, 600V 1000kw - Z Bldg |  |  |  | TS
112937 | TAB-EL1-TS-6533 | Power Distribution, Automatic Transfer Switch, Generator, Standby Power, 600V | TAB-EL1-GEN-6540 | Generator, Standby Power, 600V 1000kw - Z Bldg |  |  |  | TS
112938 | TAB-EL1-TS-6650 | Power Distribution, Automatic Transfer Switch, Generator, Standby Power, 600V | TAB-EL1-MCC-6628 | Motor Control Centre |  |  |  | TS
113031 | TAB-EL2-MCC | Motor Control Center- South Substation | TAB-ELS-SOUTH | South Substation
113101 | TAB-EL2-TS-6120 | Power Distribution, Automatic Transfer Switch, Generator, Standby Power, 600V | TAB-EL2-GEN-6120 | Generator, Standby Power, 600V 650kw - Dewatering/Silo Bldg |  |  |  | TS
113102 | TAB-EL2-TS-6120 | Power Distribution, Automatic Transfer Switch, Generator, Standby Power, 600V | TAB-EL2-MCC-6226 | Motor Control Center- Biosolids Silo Bldg |  |  |  | TS
113103 | TAB-EL2-TS-6121 | Power Distribution, Automatic Transfer Switch, Generator, Standby Power, 600V | TAB-EL2-GEN-6120 | Generator, Standby Power, 600V 650kw - Dewatering/Silo Bldg |  |  |  | TS
113104 | TAB-EL2-TS-6121 | Power Distribution, Automatic Transfer Switch, Generator, Standby Power, 600V | TAB-EL2-MCC-6624 | Motor Control Centre, 600V |  |  |  | TS
113105 | TAB-EL2-TS-6122 | Power Distribution, Automatic Transfer Switch, Generator, Standby Power, 600V | TAB-EL2-GEN-6130 | Generator, Standby Power, 600V 650kw - Dewatering/Silo Bldg |  |  |  | TS
113247 | TAB-EL3-MCC | Motor Control Center- South Substation | TAB-ELS-SEAWALL | Seawall Substation | Control Panel,MCC
113248 | TAB-EL3-MCC-6014E | MCC, Auxilary Systems Building, 2nd Floor | TAB-EL3-TR-5212 | Transformer, Substation, Auxiliary Systems Building, 2nd Floor |  |  |  | MCC
113335 | TAB-EL3-TR-5214 | Power Distribution Transformer, 4.16 KV / 0.6 KV, (TR-1) Aux Building B Side | TAB-EL3-BUS-5012 | Busbar, Power input, 4.16 KV |  |  |  | TR
113347 | TAB-EL3-TS-6014 | Automatic Transfer Switch, Aux. Bldg | TAB-EL3-GEN-6240 | Generator, Standby Power, 600V 500kw - Dig 19-22/Gas Cntl Bldg |  |  |  | TS
113349 | TAB-EL3-TS-6220 | Power Distribution, Automatic Transfer Switch, Generator, Standby Power, 600V | TAB-EL3-MCC-6227 | Motor Control Centre, Digester 13-16 bldg |  |  |  | TS
113350 | TAB-EL3-TS-6340 | Power Distribution, Automatic Transfer Switch, Generator, Standby Power, 600V | TAB-EL3-GEN-6240 | Generator, Standby Power, 600V 500kw - Dig 19-22/Gas Cntl Bldg |  |  |  | TS
113351 | TAB-EL3-TS-6341 | Power Distribution, Automatic Transfer Switch, Generator, Standby Power, 600V | TAB-EL3-MCC-6324 | Motor Control Centre, Gas Compressor Bldg |  |  |  | TS
113352 | TAB-EL3-TS-6343 | Power Distribution, Automatic Transfer Switch, Generator, Standby Power, 600V | TAB-EL3-GEN-6240 | Generator, Standby Power, 600V 500kw - Dig 19-22/Gas Cntl Bldg |  |  |  | TS
113378 | TAB-ELS-AER | Aeration Outdoor Substation | TAB-ELS-NORTH | North Substation
113379 | TAB-ELS-AM | WA8 Safety Equipment Gas Detectors, Plant Wide | TAB-SES-WA8 | WA 8 Safety Equipment,
113380 | TAB-ELS-D BLDG | D Building Outdoor Substation | TAB-WORK-AREA-1 | Work Area 1 | Switchgear,Outdoor
113381 | TAB-ELS-ESQ | Electrical Safety Equipment | TAB POWER DISTRIB | TAB Power Distribution and Process Control
113387 | TAB-ELS-GEN | Generators, Standby Power | TAB-ELS-SUB | Electrical Substations
113408 | TAB-ELS-M BLDG | M Building Indoor Substation | TAB-ELS-NORTH | North Substation | Transformer
113410 | TAB-ELS-NON-PHYC | Top-level hierarchy for generic entities that represent muliti-equipment inspection routes and shutdowns | TAB POWER DISTRIB | TAB Power Distribution and Process Control
113412 | TAB-ELS-P BLDG | P Building Outdoor Substation | TAB-WORK-AREA-LIQ | TAB Work Area Liq | Switchgear,Outdoor
113416 | TAB-ELS-PRJ-0003 | Plant Services project | 52349 | TAB Power Distribution |  |  |  | PRJ
113417 | TAB-ELS-PRJ-0004 | PLC Migration Project - Phase 1 / Phase 2 | 52349 | TAB Power Distribution |  |  |  | PRJ
113418 | TAB-ELS-ROUTES | Top-level hierarchy for generic entities that represent muliti-equipment inspection routes | TAB-ELS-NON-PHYC | Top-level hierarchy for generic entities that represent muliti-equipment inspection routes and shutdowns
113508 | TAB-ELS-SUB | Electrical Substations | TAB POWER DISTRIB | TAB Power Distribution and Process Control
113509 | TAB-ELS-T BLDG | T Building Indoor Substation | TAB-ELS-NORTH | North Substation | Transformer
113510 | TAB-ELS-T BLDG | T Building Indoor Substation | TAB-RSP-T | T Building | Transformer
113511 | TAB-ELS-TR | Transformers near Plant Water Tower | TAB-ELS-SUB | Electrical Substations
113514 | TAB-ELS-TR-ST-SWS | Transformer, Secondary 4160/600V, SWS | TAB-ELS-SEAWALL | Seawall Substation
113518 | TAB-ELS-Z BLDG | Z Building Outdoor Substation | TAB-ELS-NORTH | North Substation | Switchgear,Outdoor
113519 | TAB-ELS-Z BLDG | Z Building Outdoor Substation | TAB-WORK-AREA-6 | Work Area 6 | Switchgear,Outdoor
113520 | TAB-ELS-Z BLDG | Z Building Outdoor Substation | TAB-WORK-AREA-SEO | TAB Work Area SEO | Switchgear,Outdoor
113522 | TAB-ENG-TES-0001 | Technical Support, Engineering,Engineering Services Manager | TAB-ADMIN | Tab Admin |  |  |  | TES
113526 | TAB-EUS | Production & End User Support | TAB-ITM | Integrated Technology Management
113528 | TAB-FEQ | Fire Protection Equipment, Plant Wide | TAB-WORK-AREA-7 | Work Area 7
113529 | TAB-FEQ | Fire Protection Equipment, Plant Wide | TAB-WORK-AREA-8 | Electrical Sub- Stations
113532 | TAB-FEQ-HC-BLWR | Fire Standpipe/Hose, Aeration/Blower Building | TAB-FEQ-HOSE | Fire Standpipe/Hose Cabinets | Fire Prevention,Hose
113533 | TAB-FEQ-HC-FLO | Fire Standpipe/Hose, Floatation Building | TAB-FEQ-HOSE | Fire Standpipe/Hose Cabinets | Fire Prevention,Hose
113534 | TAB-FEQ-HC-PBLD | Fire Standpipe/Hose, P- Building | TAB-FEQ-HOSE | Fire Standpipe/Hose Cabinets | Fire Prevention,Hose
113610 | TAB-HRS-HE | Heat Exchangers-Primary loop | TAB-WORK-AREA-6 | Work Area 6
113611 | TAB-HRS-HE | Heat Exchangers-Primary loop | TAB-WORK-AREA-SEO | TAB Work Area SEO
113615 | TAB-HRS-P | Steam Chemical Mixing & Pumping | TAB-HRS-STEAM | Plant Steam
113620 | TAB-HRS-P-DEA | Deaerator Equipment/ Cndensation , | TAB-HRS-STEAM | Plant Steam
113624 | TAB-HRS-STEAM | Plant Steam | TAB-WORK-AREA-SEO | TAB Work Area SEO
113633 | TAB-HRS-V-PRV | Steam Pressure Relief Valves, Z Building | TAB-HRS-STEAM | Plant Steam
113705 | TAB-INCINERATOR BLDG | Building Location | TAB-SPC | Process Control Systems - Services Area
113706 | TAB-ITM | Integrated Technology Management | TAB | Ashbridges Bay Treatment Plant
113708 | TAB-ITS-WA3 | Dewater Building Communications Equipment | TAB-DEW-SERVICES | Dewatering Building Service & Safety Systems
113719 | TAB-M BLDG | Building Location | TAB-SPC2 | Process Control Systems - Equipment
113747 | TAB-MCS-CRN | TAB Cranes and Lifting Devices | TAB-WORK-AREA-WWPW | TAB Work Area WWPW
113753 | TAB-MCS-CRN-AUX BLDG | Cranes - Auxiliary Building | TAB-MCS-CRN | TAB Cranes and Lifting Devices
113754 | TAB-MCS-CRN-BL BLDG | Cranes - Blower Building | TAB-MCS-CRN | TAB Cranes and Lifting Devices
113755 | TAB-MCS-CRN-DEW | Cranes - Dewatering | TAB-MCS-CRN | TAB Cranes and Lifting Devices
113756 | TAB-MCS-CRN-HR | Cranes - Heat Recovery | TAB-MCS-CRN | TAB Cranes and Lifting Devices
113757 | TAB-MCS-CRN-LOA | Cranes - Truck Loading Bldg. | TAB-MCS-CRN | TAB Cranes and Lifting Devices
113758 | TAB-MCS-CRN-M BLDG | Cranes - M Building | TAB-MCS-CRN | TAB Cranes and Lifting Devices
113759 | TAB-MCS-CRN-Z BLDG | Cranes - Z Bldg, Flotation, Machine Shop, Electrical Shop | TAB-MCS-CRN | TAB Cranes and Lifting Devices
113781 | TAB-MCS-SQ-8001 | Windsock, Chorine Bldg | TAB-SES-SQ | WA7 Safety Equipment |  |  |  | SQ
113782 | TAB-MCS-SQ-8002 | Windsock, Dig. 13-16 | TAB-SES-SQ | WA7 Safety Equipment |  |  |  | SQ
113783 | TAB-MCS-SQ-8003 | Windsock, OPS | TAB-SES-SQ | WA7 Safety Equipment |  |  |  | SQ
113794 | TAB-NEW-BIO-BLDG | Building Location | TAB-EUS | Production & End User Support
113797 | TAB-NGS-BOILERS | TAB- Natural Gas Supply Line, Boiler Headers | TAB-NGS | TAB- Natural Gas Supply Line, Headers
113802 | TAB-NGS-INCIN | Incineration Gas Valves | TAB-NGS-WASTE | TAB- Natural Gas Supply Line,Incinerators,Pelletizers, Waste Burners
113906 | TAB-NGS-WASTE | TAB- Natural Gas Supply Line,Incinerators,Pelletizers, Waste Burners | TAB-NGS | TAB- Natural Gas Supply Line, Headers
113907 | TAB-OCS | Odour Control System, Aeration tanks | TAB-WORK-AREA-2 | Work Area 2
114060 | TAB-OCS-PBLDG | P Building - Odour control System, Fans | TAB-PLT-P | P Building - Preliminary Treatment | Odour Control
114117 | TAB-OFFICE | Computer Location | TAB-ADMIN-BLDG | Building Location
114118 | TAB-OLD ADMIN BLDG | Building Location New Project Management Building | TAB-SPC | Process Control Systems - Services Area
114119 | TAB-OLD ADMIN BLDG | Building Location New Project Management Building | TAB-SPC2 | Process Control Systems - Equipment
114120 | TAB-OPS BLDG | Building Location | TAB-SPC | Process Control Systems - Services Area
114134 | TAB-P BLDG | Building Location | TAB-SPC | Process Control Systems - Services Area
114220 | TAB-PELLETIZER-BLDG | Building Location | TAB-EUS | Production & End User Support
114221 | TAB-PLT | Preliminary Treatment | TAB-WORK-AREA-1 | Work Area 1
114222 | TAB-PLT | Preliminary Treatment | TAB-WORK-AREA-LIQ | TAB Work Area Liq
114313 | TAB-PLT-BIO | D Building - Odour control System, Bio Filter | TAB-PLT-D | D Building - Preliminary Treatment | Odour Control
114314 | TAB-PLT-BL | Blowers, Grit Tank Air, D Building | TAB-PLT-D | D Building - Preliminary Treatment
114343 | TAB-PLT-CMP-P | P Building, Screening Compactors | TAB-PLT-P | P Building - Preliminary Treatment
114369 | TAB-PLT-CV | D Building, Grit Conveyors | TAB-PLT-D | D Building - Preliminary Treatment
114402 | TAB-PLT-D | D Building - Preliminary Treatment | TAB-PLT | Preliminary Treatment
114440 | TAB-PLT-ELQ-P | P Building - Electrical Equipment | TAB-PLT-P | P Building - Preliminary Treatment
114596 | TAB-PLT-G-D | D Building - Conduits 6-11 | TAB-PLT-D | D Building - Preliminary Treatment
114601 | TAB-PLT-INQ-D | D Building - Instrumentation Equipment | TAB-PLT-D | D Building - Preliminary Treatment
114669 | TAB-PLT-LOA-D | D Building, Truck Loading Bay | TAB-PLT-D | D Building - Preliminary Treatment
114670 | TAB-PLT-LOA-P | P Building, Truck Loading Bay | TAB-PLT-P | P Building - Preliminary Treatment
114851 | TAB-PLT-SQ-D | D Building - Safety Equipment, Atmosphere monitors | TAB-PLT-D | D Building - Preliminary Treatment
115289 | TAB-PRM | Primary Treatment | TAB-WORK-AREA-2 | Work Area 2
115377 | TAB-PRM-D | D Bldg - Primary Treatment | TAB-PRM | Primary Treatment
115395 | TAB-PRM-ELQ-OPS | Old PS Building - Electrical Equipment | TAB-PRM-OPS | Old PS - Primary Treatment
115414 | TAB-PRM-FN | D Building - Fans, Primary Scum Hopper Process Air Exhaust | TAB-PRM-D | D Bldg - Primary Treatment
115471 | TAB-PRM-INQ | D Building - Instrumentation Equipment | TAB-PRM-D | D Bldg - Primary Treatment
115472 | TAB-PRM-INQ-P | P Building - Instrument Equipment | TAB-PRM-P | P Bldg - Primary Treatment
115499 | TAB-PRM-MEQ | D Building - Mechanical Equipment | TAB-PRM-D | D Bldg - Primary Treatment
115550 | TAB-PRM-POL-D | D Building -polymer makedown System | TAB-PRM-D | D Bldg - Primary Treatment
115587 | TAB-PRM-STRC | D Building - Safety Equipments,Drains, Plumbing, Walls | TAB-PRM-D | D Bldg - Primary Treatment
115588 | TAB-PRM-STRC-P | P Building - Drains, Plumbing, Walls | TAB-PRM-P | P Bldg - Primary Treatment
115589 | TAB-PRM-T | D Building - Scum, Sludge Hoppers & Primary Tanks 10-12 | TAB-PRM-D | D Bldg - Primary Treatment | Collector,Bridge
115609 | TAB-PRM-T-P | P Building - Scum, Sludge Hoppers & Primary Tanks 7 - 9 | TAB-PRM-P | P Bldg - Primary Treatment
115619 | TAB-PRM-V | D Building - Header Valves & Actuators, Primary Sludge Line 1, 2 & 3 | TAB-PRM-D | D Bldg - Primary Treatment
116033 | TAB-PRM-V-OPS | Old PS Header Valves, Primary Sludge Line 1, 2, & 3 | TAB-PRM-OPS | Old PS - Primary Treatment
116035 | TAB-PRS | Phosphorous Removal System | TAB-WORK-AREA-3 | Work Area 3
116180 | TAB-PRS-P-FECL2 | Ferrous Chloride Pumps | TAB-PRS2 | Phosphorus Removal System
116181 | TAB-PRS-P-SUMP | Sump Pumps | TAB-PRS2 | Phosphorus Removal System
116237 | TAB-PRS-T-FECL2 | Ferrous Chloride Tanks & Valves | TAB-PRS2 | Phosphorus Removal System
116534 | TAB-PRS-V-FECL2 | Ferrous Chloride Filters & Valves - Chemical Unloading Station | TAB-PRS2 | Phosphorus Removal System
116541 | TAB-PRS2 | Phosphorus Removal System | TAB-WORK-AREA-LIQ | TAB Work Area Liq
116548 | TAB-PWA-DBLDG | Plant Water System- D Bldg | TAB-WORK-AREA-LIQ | TAB Work Area Liq
116549 | TAB-PWA-DIG | Plant Water - to Digestion sys | TAB-PWA | Plant Water
116550 | TAB-PWA-ELS | Plant Water - Electrical System | TAB-PWA | Plant Water
116634 | TAB-PWA-HEADERS | Plant Water -Header-valves.Etc., | TAB-PWA | Plant Water
116692 | TAB-PWA-PBLDG | City Water & Plant Water System- P Bldg | TAB-WORK-AREA-1 | Work Area 1
116693 | TAB-PWA-PBLDG | City Water & Plant Water System- P Bldg | TAB-WORK-AREA-LIQ | TAB Work Area Liq
116703 | TAB-PWA-PRJ-0001 | Capital Project for Disinfection | TAB-PWA | Plant Water |  |  |  | PRJ
116726 | TAB-PWA-T | Plant Water - Water Tower | TAB-PWA | Plant Water
116727 | TAB-PWA-V | Plant Water - Valves | TAB-PWA | Plant Water
117144 | TAB-PWH | Primary Heating Loop | TAB-WORK-AREA-6 | Work Area 6
117145 | TAB-PWH | Primary Heating Loop | TAB-WORK-AREA-SEO | TAB Work Area SEO
117164 | TAB-RSP-C | T Building, Compressed Air | TAB-RSP-T | T Building
117165 | TAB-RSP-C-M | M Building, Compressed Air | TAB-RSP-M | M Building
117179 | TAB-RSP-ELQ-M | M Building - Electrical Equipment | TAB-RSP-M | M Building
117245 | TAB-RSP-G-M | M Building - Sluice/Gate Valves | TAB-RSP-M | M Building
117255 | TAB-RSP-INQ | T Building - Instrumentation | TAB-RSP-T | T Building
117256 | TAB-RSP-INQ-M | M Building - Instrumentation Equipment | TAB-RSP-M | M Building
117257 | TAB-RSP-IPS | IPS Building | TAB-RSP | Raw Sewage Pumping
117284 | TAB-RSP-M | M Building | TAB-RSP | Raw Sewage Pumping
117328 | TAB-RSP-PIP-0001 | Influent Conduit # 1, Raw Sewage Conduit from High Level | TAB-RSP-PIP | Raw Sewage, Influent Conduits # 1-5 |  |  |  | PIP
117363 | TAB-RSP-T | T Building | TAB-RSP | Raw Sewage Pumping
117475 | TAB-RTE-ADMIN | TAB-Routine Admin | TAB-ADMIN | Tab Admin
117476 | TAB-RTE-WA1 | TAB-Routine Work Area 1 | TAB-WORK-AREA-1 | Work Area 1
117477 | TAB-RTE-WA2 | TAB-Routine Work Area 2 | TAB-WORK-AREA-LIQ | TAB Work Area Liq
117478 | TAB-RTE-WA3 | TAB-Routine Work Area 3 | TAB-WORK-AREA-5 | Work Area 5
117479 | TAB-RTE-WA4 | TAB-Routine Work Area 4 | TAB-WORK-AREA-4 | Work Area 4
117480 | TAB-RTE-WA5 | TAB-Routine Work Area 5 | TAB-WORK-AREA-5 | Work Area 5
117481 | TAB-RTE-WA7 | TAB-Routine Work Area 7 | TAB-WORK-AREA-7 | Work Area 7
117590 | TAB-SA-T-1010 | Air Receiver Tank, Dewateringl Bldg. | TAB-AI-DEW | Air Receiver Tank, Dewateringl Bldg. | Tank,Reservoir |  |  | T
117710 | TAB-SA-V-1010 | valve, Pressure Relief | TAB-SA-T-1010 | Air Receiver Tank, Dewateringl Bldg. | Valve,Pressure Relief |  |  | V
118073 | TAB-SILO-BLDG | Building Location | TAB-EUS | Production & End User Support
118074 | TAB-SLD | Sludge Drying - Pelletization (OPERATED BY VEOLIA) | TAB-WORK-AREA-SOL | TAB Work Area Sol
118076 | TAB-SLD-FN | Pelletizer Bldg. - Silo System, Fans & Filters | TAB-SLD | Sludge Drying - Pelletization (OPERATED BY VEOLIA)
118077 | TAB-SLD-P | Pelletizer Bldg. - Thermal Oil Heating System, Pumps, Strainer & Expanasion Tanks | TAB-SLD | Sludge Drying - Pelletization (OPERATED BY VEOLIA)
118078 | TAB-SLD-ROUTING | Pelletizer Bldg. - Material Handling | TAB-SLD | Sludge Drying - Pelletization (OPERATED BY VEOLIA)
118079 | TAB-SLD-SL | Pelletizer Bldg. - Sludge System, Coater, Dryer & Hopper | TAB-SLD | Sludge Drying - Pelletization (OPERATED BY VEOLIA)
118099 | TAB-SLO-BIO | Odour Control Facility-WA4 | TAB-WORK-AREA-4 | Work Area 4 | Filter
118138 | TAB-SLO-FN | Fans, Odour Control Building | TAB-SLO-LOADING | Sludge Loading - Bio-Solids | Fan
118139 | TAB-SLO-FN | Fans, Odour Control Building | TAB-SUSPENDED ENTITY | Suspended entities | Fan
118153 | TAB-SLO-INQ | Sludge Loading & Odour Control - Bio-Solids - Instrument Equipment | TAB-SLO-LOADING | Sludge Loading - Bio-Solids
118226 | TAB-SLO-RPU | Sludge Loading & Odour Control - Bio-Solids - RPUs | TAB-SLO-INQ | Sludge Loading & Odour Control - Bio-Solids - Instrument Equipment
118233 | TAB-SLO-SES | TABWA4 Health and Safety Equipment | TAB-WORK-AREA-SOL | TAB Work Area Sol
118234 | TAB-SLO-SILO | Sludge Transfer & Silos | TAB-SLO-LOADING | Sludge Loading - Bio-Solids
118235 | TAB-SLO-SILO | Sludge Transfer & Silos | TAB-WORK-AREA-4 | Work Area 4
118249 | TAB-SLO-STRC | Sludge Loading & Odour Control - Facilities | TAB-SLO-LOADING | Sludge Loading - Bio-Solids
118365 | TAB-SLO-WSC | Weigh Scale, Truck Loading | TAB-SLO-TLF | Biosolid Truck Loadout
118367 | TAB-SPC | Process Control Systems - Services Area | TAB-ITM | Integrated Technology Management
118380 | TAB-SPC1 | Process Control Systems - Administrative | TAB-SPC | Process Control Systems - Services Area
118384 | TAB-STORE | Computer Storage Location | TAB-EUS | Production & End User Support
118385 | TAB-STR | TAB-STR | TAB-WORK-AREA-2 | Work Area 2
118386 | TAB-STR | TAB-STR | TAB-WORK-AREA-LIQ | TAB Work Area Liq
118437 | TAB-STR-ALP-Z | Aeration Supplementary Air Supply | TAB-STR-BL | Process Air Blowers & Lube Oil Pumps
118445 | TAB-STR-ANL-0100 | Portable Meters | TAB-AER | Aeration Gallery |  |  |  | ANL
118446 | TAB-STR-ANL-0100 | Portable Meters | TAB-AER-INQ | Aeration - WA2 Instrumentation Equipment |  |  |  | ANL
118447 | TAB-STR-BL | Process Air Blowers & Lube Oil Pumps | TAB-WORK-AREA-2 | Work Area 2
118463 | TAB-STR-CLR-INQ | Secondary Clarifiers - Instrumentation Equipment | TAB-STR2 | Secondary Treatment - Clarifiers
118646 | TAB-STR-G | Sluice Gates, Effluent/Outfall | TAB-WORK-AREA-LIQ | TAB Work Area Liq
118693 | TAB-STR-INQ | WA1 Instrumentation & Safety Equipment (Gas Monitors) | TAB-WORK-AREA-1 | Work Area 1
118808 | TAB-STR-P-GLAND | Secondary Pumps Gland Water Supply System | TAB-AER-BL | Blower Building
118809 | TAB-STR-P-RAS | Aeration Gallery - Return Activated Sludge Pumps | TAB-AER | Aeration Gallery
118810 | TAB-STR-P-SUMP | Secondary Treatment - Sump Pump, Ground Water | TAB-STR2 | Secondary Treatment - Clarifiers
118834 | TAB-STR-RPU | Aeration Gallery - RPUs | TAB-AER-INQ | Aeration - WA2 Instrumentation Equipment
118848 | TAB-STR-SA | Service air Equipments | TAB-AER-BL | Blower Building
118869 | TAB-STR-STRC-AG | Aeration Gallery - Safety, Drains, Plumbing & PA System | TAB-AER | Aeration Gallery
118870 | TAB-STR-STRC-AT | Aeration Tanks - Safety, Drains, Plumbing & PA System | TAB-AER | Aeration Gallery
118871 | TAB-STR-SUMP | Blower Building - Sump Pumps | TAB-AER-BL | Blower Building
118881 | TAB-STR-T-SCUM | Aeration Gallery - Scum Hoppers & Pumps | TAB-AER | Aeration Gallery
119210 | TAB-STR-V-RAS | RAS Line Valves, Header Isolation & Routing | TAB-STR-RAS/WAS | Return & Waste Activated Sludge Header
119211 | TAB-STR-V-WAS | WAS Line Valve, Header Isolation & Routing | TAB-STR-RAS/WAS | Return & Waste Activated Sludge Header
119220 | TAB-STR2 | Secondary Treatment - Clarifiers | TAB-WORK-AREA-LIQ | TAB Work Area Liq
119222 | TAB-STR5-V | Floatation - WAS Distribution Valves | TAB-WORK-AREA-5 | Work Area 5
119226 | TAB-SUMP-P | WA7 Portable Sump Pumps | TAB-MCS | Mechanical & Machine Shop, Overhead Doors & Sump Pumps
119227 | TAB-SUSPENDED ENTITY | Suspended entities | TAB | Ashbridges Bay Treatment Plant
119228 | TAB-T BLDG | Building Location | TAB-SPC2 | Process Control Systems - Equipment
119238 | TAB-THK-COMP | Floatation - Air Compressor | TAB-AI | Local Compressed Air Equipment
119323 | TAB-THK-P-SUMP | Sump Pumps, Floatation | TAB-THK-STRC | THK-STRC
119341 | TAB-THK-POL | Polymer System | TAB-WORK-AREA-5 | Work Area 5
119354 | TAB-THK-RPU | RPU Location | TAB-THK-INQ | Floatation - Instrumentation Equipment
119359 | TAB-THK-SQ | WA5 Safety Equipment | TAB-THK | Floatation
119550 | TAB-THK-V-TRANSF | Transfer Valves to Digester | TAB-THK | Floatation
119557 | TAB-WA1 | Common to WA1 - Safety, Bldg. Services, , etc. | TAB-WORK-AREA-LIQ | TAB Work Area Liq
119559 | TAB-WA1-AR-0001 | Alternate Rate, Work Area 1 | TAB-WA1 | Common to WA1 - Safety, Bldg. Services, , etc. |  |  |  | AR
119561 | TAB-WA1-IR-RTE | WA1 IR route | TAB-ELS-ROUTES | Top-level hierarchy for generic entities that represent muliti-equipment inspection routes
119754 | TAB-WA1-TRG-0001 | WA1 Staff training | TAB-WA1 | Common to WA1 - Safety, Bldg. Services, , etc. |  |  |  | TRG
119755 | TAB-WA2-ADM-0001 | Admin. Work- Work Area 2 | TAB-WORK-AREA-2 | Work Area 2 |  |  |  | ADM
119775 | TAB-WA2-OCH-0001 | operation Chalange. Work- Work Area 2 | TAB-WORK-AREA-LIQ | TAB Work Area Liq |  |  |  | OCH
119776 | TAB-WA2-PRJ-0004 | New Filter instalation in Plant Water Line to Aeration Blowers | TAB-STR-BL | Process Air Blowers & Lube Oil Pumps |  |  |  | PRJ
119904 | TAB-WA3-TRG-0001 | WA3 Staff Training | TAB-WORK-AREA-SOL | TAB Work Area Sol |  |  |  | TRG
119905 | TAB-WA4-ELS | WA4 Electric Equipments | 50588 | WA4 common to Work Area
119906 | TAB-WA4-ELS | WA4 Electric Equipments | TAB-WORK-AREA-4 | Work Area 4
119907 | TAB-WA4-ELS | WA4 Electric Equipments | TAB-WORK-AREA-SOL | TAB Work Area Sol
119908 | TAB-WA4-IR-RTE | WA4 IR route | TAB-ELS-ROUTES | Top-level hierarchy for generic entities that represent muliti-equipment inspection routes
119925 | TAB-WA4-P-0001 | WA4 Sump Pumps | TAB-WORK-AREA-4 | Work Area 4 |  |  |  | P
119926 | TAB-WA4-P-0001 | WA4 Sump Pumps | TAB-WORK-AREA-SOL | TAB Work Area Sol |  |  |  | P
119988 | TAB-WA4-TRG-0001 | WA4 Staff Training | 50588 | WA4 common to Work Area |  |  |  | TRG
119991 | TAB-WA5-ELS | WA5 Electric Equipments | TAB-WORK-AREA-SOL | TAB Work Area Sol
119992 | TAB-WA5-IR-RTE | WA5 IR route | TAB-ELS-ROUTES | Top-level hierarchy for generic entities that represent muliti-equipment inspection routes
119993 | TAB-WA5-IR-RTE | WA5 IR route | TAB-WA5-ELS | WA5 Electric Equipments
120009 | TAB-WA5-MEQ-0002 | Welding Machine, Portable | TAB-WA5-MCS | Machine Shop- WA5 |  |  |  | MEQ
120030 | TAB-WA5-TRG-0001 | WA5 Staff Training | TAB-DIG-STRC | Digestion Pipe Gallery - Drains, Walls, Lighting, Bldg, Services, PA System, Plumbing, Safety Equipments |  |  |  | TRG
120031 | TAB-WA6 | Common to Projects, Bldg. Services, Z Building | TAB-WORK-AREA-6 | Work Area 6
120032 | TAB-WA6 | Common to Projects, Bldg. Services, Z Building | TAB-WORK-AREA-SEO | TAB Work Area SEO
120115 | TAB-WA7-IR-RTE | WA7 IR route | TAB-ELS-ROUTES | Top-level hierarchy for generic entities that represent muliti-equipment inspection routes
120122 | TAB-WA7-MCS | Plant Miscellaneous Assets | TAB-WORK-AREA-7 | Work Area 7
120143 | TAB-WA8-TRG-0001 | WA8 Staff Training | TAB-WA8 | Common to WA8 Bldg. Services |  |  |  | TRG
120144 | TAB-WGB BLDG | Building Location | TAB-SPC | Process Control Systems - Services Area
120145 | TAB-WGB BLDG | Building Location | TAB-SPC2 | Process Control Systems - Equipment
120146 | TAB-WORK-AREA-3 | Work Area 3 | TAB | Ashbridges Bay Treatment Plant |  |  |  | AREA
120147 | TAB-WORK-AREA-7 | Work Area 7 | TAB | Ashbridges Bay Treatment Plant |  |  |  | AREA
120148 | TAB-WORK-AREA-8 | Electrical Sub- Stations | TAB | Ashbridges Bay Treatment Plant |  |  |  | AREA
120149 | TAB-WORK-AREA-LIQ | TAB Work Area Liq | TAB | Ashbridges Bay Treatment Plant
120150 | TAB-WORK-AREA-SEO | TAB Work Area SEO | TAB | Ashbridges Bay Treatment Plant
120151 | TAB-WORK-AREA-SOL | TAB Work Area Sol | TAB | Ashbridges Bay Treatment Plant
120152 | TAB-WORK-AREA-WWPW | TAB Work Area WWPW | TAB | Ashbridges Bay Treatment Plant
120153 | TAB-Z BLDG | Building Location | TAB-SPC2 | Process Control Systems - Equipment
120154 | TAB-Z-BLDG | Building Location | TAB-EUS | Production & End User Support
120200 | TAB_EL1_13.8KV_LINES | Electrical Power Line,13.8KV,North Substation | TAB_EL1_13.8KV | Electrical,13.8KV,North Substation
120201 | TAB_EL1_4.16KV_ELECABS | Electrical Distribution Cabinets,4.16KV,North Substation | TAB_EL1_4.16KV | Electrical,4.16KV,North Substation
120202 | TAB_EL1_NS | Electrical Distribution,North Substation | TAB-ELS-NORTH | North Substation
120263 | THC PLC | THC PLC | THC-SPC1 | Process Control Systems - Administrative
120264 | THC SCADA CLIENTS | THC SCADA Clients | THC-SPC1 | Process Control Systems - Administrative
120532 | THC-ACC-DM-1041 | Damper,Motorized | THC-PRM-BLDG-HPU0010 | HPU Building 10 |  |  |  | DM
120533 | THC-ACC-DM-1081B | Damper,Motorized | THC-PRM-BLDG-HPU0010 | HPU Building 10 |  |  |  | DM
120555 | THC-ACC-DM-4006 | Damper,Motorized, SW Plant, Tunnel T12 | THC-ACC-FN-4006 | Fan, Exhaust, SW Plant, Tunnel T12 |  |  |  | DM
120769 | THC-ACC-FN-1080 | Fan, Exhaust, PC10 HPU Building | THC-PRM-BLDG-HPU0010 | HPU Building 10 |  |  |  | FN
120965 | THC-ACC-HTR-1000 | Heater, Electric, SW Plant, Tunnel 15, AHT-15B | THC-ACC-TUNNEL | Plant Tunnels, HVAC |  |  |  | HTR
120970 | THC-ACC-HTR-4007 | Heater, Hydronic Unit Heater, SW Tunnel T12 | THC-ACC-TUNNEL | Plant Tunnels, HVAC |  |  |  | HTR
120972 | THC-ACC-HTR-4012 | Heater, Electric Unit Heater, HPU Building 10, SW Plant | THC-PRM-BLDG-HPU0010 | HPU Building 10 |  |  |  | HTR
120981 | THC-ACC-HTR-5000 | Heater, Hydronic Unit Heater, SE Access House Tunnel 33A | THC-ACC-TUNNEL | Plant Tunnels, HVAC |  |  |  | HTR
121344 | THC-ACC-TSH-1080 | Switch, Temperature, High, Exhaust Fan Motor | THC-ACC-FN-1080 | Fan, Exhaust, PC10 HPU Building |  |  |  | TSH
121848 | THC-ADMIN BLDG | Building Location | THC-SPC | Process Control Systems - Services Area
121849 | THC-ADMIN-BLDG | Building Location | THC-ITM | Integrated Technology Management
121850 | THC-AER | AerationTreatment Process | THC-STR | Secondary Treatment
121885 | THC-AER-BL-7100-I-IV | Blower, Aeration System | THC-AER-PHASE I-IV | AerationTreatment |  |  |  | BL
121887 | THC-AER-BL-7200-I-IV | Blower, Aeration System | THC-AER-PHASE I-IV | AerationTreatment |  |  |  | BL
121964 | THC-AER-M-7170 | Motor, Blower, Aeration | THC-AER-BL-7100 | Blower, Aeration | Motor,AC,Induction |  |  | M
121965 | THC-AER-M-7170 | Motor, Blower, Aeration | THC-AER-BL-7100-I-IV | Blower, Aeration System | Motor,AC,Induction |  |  | M
121968 | THC-AER-M-7270 | Motor, Blower, Aeration | THC-AER-BL-7200 | Blower, Aeration | Motor,AC,Induction |  |  | M
121971 | THC-AER-OLD PLANT | AerationTreatment | THC-AER | AerationTreatment Process
121989 | THC-AER-PHASE I-IV | AerationTreatment | THC-AER | AerationTreatment Process
122194 | THC-AERATION-BLDG | Building Location | THC-EUS | Production & End User Support
122254 | THC-AUX-CP-0010 | Control Panel, Sump pumps THC-AUX-P-0011 and 0012 | THC-AUX-LIQUIDS | Auxiliary Systems, Plant Liquids side |  |  |  | CP
122255 | THC-AUX-LIQUIDS | Auxiliary Systems, Plant Liquids side | THCLIQOPS | THC Liquids Operations
122258 | THC-BLOWER-BLDG | Building Location | THC-EUS | Production & End User Support
122259 | THC-BOILER-BLDG | Building Location | THC-EUS | Production & End User Support
122260 | THC-CAP-16ECS-MI-01HC | THC Capital Works, Tunnel Concrete Repairs, Contract # 16ECS-MI-01HC | THC-CAP-WA2 | THC WA2 Capital Projects |  |  | 37921 | CAP
122261 | THC-CAP-16ECS-MI-01HC | THC Capital Works, Tunnel Concrete Repairs, Contract # 16ECS-MI-01HC | THC-SUSPENDED | Suspended entity |  |  | 37921 | CAP
122262 | THC-CAP-RAP-9117-13-7066 | THC Capital Works, RAS Pumping, Aeration and Phosphorous Systems Upgrades (RAP), RFP # 9117-13-7066 | THC-CAP-WA2 | THC WA2 Capital Projects |  |  | 37924 | RAP
122263 | THC-CAP-RAP-9117-13-7066 | THC Capital Works, RAS Pumping, Aeration and Phosphorous Systems Upgrades (RAP), RFP # 9117-13-7066 | THC-SUSPENDED | Suspended entity |  |  | 37924 | RAP
122264 | THC-CAP-WA1 | THC WA1 Capital Projects | THCSLDMNT | THC Solids Maintenance
122265 | THC-CAP-WA2 | THC WA2 Capital Projects | THCLIQMNT | THC Liquids Maintenance
122266 | THC-CAP-WA4 | THC WA4 Capital Projects | THCSLDOPS | THC Solids Operations
122267 | THC-CAPECAP06MCP1307 | THC Capital Works, Electrical Condition Assessment Project - 06 (ECAP-06) MCC Replacement, Contract # MCP-13-07 | THC-CAP-WA3 | THC WA3 Capital Projects |  |  | 37925
122268 | THC-CAPECAP06MCP1307 | THC Capital Works, Electrical Condition Assessment Project - 06 (ECAP-06) MCC Replacement, Contract # MCP-13-07 | THC-SUSPENDED | Suspended entity |  |  | 37925
122269 | THC-CBM | THC-Condition Based Monitoring | THC-GRK-MCS | Mechanical Services
122272 | THC-CHLORINE-BLDG | Building Location | THC-EUS | Production & End User Support
122450 | THC-CWP-DIGESTERS&WGB | THC Capital Works, Digester Cleaning and Rehabilitation and Waste Gas Burner Upgrades Project, Contract # MCP-13-04 | THC-CAP-WA1 | THC WA1 Capital Projects
122451 | THC-CWP-HEADWKS&OCS | THC Capital Works, Headworks and Odour Control Upgrades, Contract # 13FS-16WP | THC-CAP-WA2 | THC WA2 Capital Projects
122452 | THC-CWP-LTU CONTRACT1 | THC Capital Works, Liquid Train Upgrades - Contract 1, Contract # 18ECS-MI-01HC | THC-CAP-WA2 | THC WA2 Capital Projects
122453 | THC-CWP-LTU CONTRACT1 | THC Capital Works, Liquid Train Upgrades - Contract 1, Contract # 18ECS-MI-01HC | THC-PRM | Primary Treatment
122536 | THC-DCL-SBS-SBSS | Simulator SBS Dilution System-SBSS Feed | THC-DCL | Dechlorination Process
122537 | THC-DCL-SIMULATION | Dechlorination Simulation | THC-DCL | Dechlorination Process
122656 | THC-DECHLORINE BLDG | Building Location | THC-SPC | Process Control Systems - Services Area
122657 | THC-DECOM | Building Location | THC-EUS | Production & End User Support
122658 | THC-DEW | Dewatering Process | THCSLDMNT | THC Solids Maintenance
122676 | THC-DEW-BLEND | Sludge Blending System | THC-DEW-SOLIDS | Solids Treatment, System Dewatering
122677 | THC-DEW-CENTRATE | Centrate System Dewatering | THC-DEW | Dewatering Process
122679 | THC-DEW-CF-0312/0313 | Sludge Dewatering, Centrifuge CF-312/313 | THC-SUSPENDED | Suspended entity |  |  | 35332 | CF
122753 | THC-DEW-HOLD TANK | Dewatering-Sludge Holding Tanks | THCLIQMNT | THC Liquids Maintenance
122873 | THC-DEW-POL | Polymer System Dewatering | THC-DEW | Dewatering Process
122874 | THC-DEW-POL-1 | Pumps, Polymer Feed, Dewatering | THC-DEW-POL-FEED | Polymer Feed System Dewatering |  |  |  | POL
122875 | THC-DEW-POL-2 | Pumps, Polymer Feed, Dewatering | THC-DEW-POL-FEED | Polymer Feed System Dewatering |  |  |  | POL
122876 | THC-DEW-POL-MAKEUP | Polymer Make Up System Dewatering | THC-DEW-POL | Polymer System Dewatering
122893 | THC-DEW-RPU | Incineration RPUs | THC-DEW | Dewatering Process
122913 | THC-DEW-SOLIDS | Solids Treatment, System Dewatering | THC-DEW | Dewatering Process
123300 | THC-DIG | Digestion | THCSLDMNT | THC Solids Maintenance
123301 | THC-DIG | Digestion | THCSLDOPS | THC Solids Operations
123302 | THC-DIG-0400 | Eliminated Role: Digester 0400 | THC-SUS | THC records of assets and roles that are no longer in service or exists |  |  | 40439 | DIG
123303 | THC-DIG-0500 | Eliminated Role: Digester 0500 | THC-DIG-DIGESTERS | Primary Anerobic Digesters 0400-0700 |  |  | 40440 | DIG
123304 | THC-DIG-0600 | Eliminated Role: Digester 0600 | THC-DIG-DIGESTERS | Primary Anerobic Digesters 0400-0700 |  |  | 40441 | DIG
123305 | THC-DIG-0600 | Eliminated Role: Digester 0600 | THC-SUS | THC records of assets and roles that are no longer in service or exists |  |  | 40441 | DIG
123306 | THC-DIG-0700 | Eliminated Role: Digester 0700 | THC-DIG-DIGESTERS | Primary Anerobic Digesters 0400-0700 |  |  | 40442 | DIG
123637 | THC-DIG-RS TRANSFER | Raw Sludge Transfering | THC-DEW-HOLD TANK | Dewatering-Sludge Holding Tanks
123638 | THC-DIG-SLUDGE DIST | Sludge Distribution, Digesters 0400-0700 | THC-DIG-DIGESTERS | Primary Anerobic Digesters 0400-0700
124481 | THC-DIGESTER-BLDG | Building Location | THC-EUS | Production & End User Support
124482 | THC-DIS | Disinfection (Chlorination) Process | THCLIQMNT | THC Liquids Maintenance
124834 | THC-ELS-COM-0001 | Communication Equipment/Telephone | THC-GRK-MAINT | Building Maintenance |  |  |  | COM
124848 | THC-ELS-ELQ-0001 | Electrical Services 110 - 220V | THC-GRK-MAINT | Building Maintenance | Building Service,Electrical 110 - 220 V |  |  | ELQ
124851 | THC-ELS-INSPECTION | ESA Inspection plant wide | THC-GRK-ELS | Electrical Services, Maintenance- virtual entity
125110 | THC-ELS-PDP-0101C | Distribution Panel, Building A | THC-ELS-PS-0001-A | Primary Power Equipment, Building A | Control Panel,Electrical |  |  | PDP
125115 | THC-ELS-PDP-0400A | Switchgear,Lower Plant 600V Feeder 2, Building A | THC-ELS-PS-0001-A | Primary Power Equipment, Building A | Control Panel,Electrical |  |  | PDP
125116 | THC-ELS-PDP-0402A | Distribution Panel, Building A | THC-ELS-PS-0001-A | Primary Power Equipment, Building A | Control Panel,Electrical |  |  | PDP
125117 | THC-ELS-PDP-0402B | Distribution Panel, Building A | THC-ELS-PS-0001-A | Primary Power Equipment, Building A | Control Panel,Electrical |  |  | PDP
125119 | THC-ELS-PDP-1101A | Distribution Panel, Building H | THC-ELS-PS-0001-H | Primary Power Equipment, Building H | Control Panel,Electrical |  |  | PDP
125121 | THC-ELS-PDP-1202A | Distribution Panel, Building H | THC-ELS-PS-0001-H | Primary Power Equipment, Building H | Control Panel,Electrical |  |  | PDP
125126 | THC-ELS-PDP-1901 | Distribution Panel, Building K | THC-ELS-BLDG-0001 | Main Substation 4160V Switchgear THC-ELS-BUS-0101/0202 (Gas Insulated Switchgear Substation) Building K | Control Panel,Electrical |  |  | PDP
125127 | THC-ELS-PDP-1901 | Distribution Panel, Building K | THC-ELS-PS-0001-K | Primary Power Equipment, Building K | Control Panel,Electrical |  |  | PDP
125132 | THC-ELS-PS-0001 | Primary Power Equipment | THC-GRK-ELS | Electrical Services, Maintenance- virtual entity |  |  |  | PS
125133 | THC-ELS-PS-0001 | Primary Power Equipment | THCLIQOPS | THC Liquids Operations |  |  |  | PS
125158 | THC-ELS-PS-0002-A | Secondary Power Equipment, Building A | THC-ELS-PS-0002 | Secondary Power Equipment |  |  |  | PS
125159 | THC-ELS-PS-0002-H | Secondary Power Equipment, Building H | THC-ELS-PS-0002 | Secondary Power Equipment |  |  |  | PS
125160 | THC-ELS-PS-0002-L | Secondary Power Equipment, Building L | THC-ELS-PS-0002 | Secondary Power Equipment |  |  |  | PS
125163 | THC-ELS-PS-0003-H | Emergency Power Equipment, Diesel & UPS, Building H | THC-ELS-PS-0003 | Power supply, UPS |  |  |  | PS
125164 | THC-ELS-PS-0003-I | Emergency Power Equipment, Diesel & UPS, Building I | THC-ELS-PS-0003 | Power supply, UPS |  |  |  | PS
125165 | THC-ELS-PS-0003-K | Emergency Power Equipment, Diesel & UPS, Building K | THC-ELS-PS-0003 | Power supply, UPS |  |  |  | PS
125166 | THC-ELS-PS-0003-L | Emergency Power Equipment, Diesel & UPS, Building L | THC-ELS-PS-0003 | Power supply, UPS |  |  |  | PS
125167 | THC-ELS-PS-0003-M | Emergency Power Equipment, Diesel & UPS, Building M | THC-ELS-PS-0003 | Power supply, UPS |  |  |  | PS
125168 | THC-ELS-PS-0003-O | Emergency Power Equipment, Diesel & UPS, Building O | THC-ELS-PS-0003 | Power supply, UPS |  |  |  | PS
125170 | THC-ELS-RPU | RPU- Electrical Services, Maintenance- virtual entity | THC-GRK | Buildings & Grounds
125386 | THC-ELS-WR-0001-M | Receptacle 600 V, Building M | THC-ELS-PS-0001-M | Primary Power Equipment, Building M |  |  |  | WR
125411 | THC-EUS | Production & End User Support | THC-ITM | Integrated Technology Management
125658 | THC-FLOTATION-BLDG | Building Location | THC-EUS | Production & End User Support
125659 | THC-FT | Secondary Clarifiers | THC-STR | Secondary Treatment
125709 | THC-FT-OLD PLANT | Secondary Clarifiers, Old Plant | THC-FT | Secondary Clarifiers
125728 | THC-FT-PHASE I-IV | Secondary Clarifiers, Phase I-IV | THC-FT | Secondary Clarifiers
125882 | THC-GRK | Buildings & Grounds | THCLIQOPS | THC Liquids Operations
125914 | THC-GRK-ELS | Electrical Services, Maintenance- virtual entity | THC-GRK | Buildings & Grounds
125963 | THC-GRK-MCS | Mechanical Services | THCLIQOPS | THC Liquids Operations
125964 | THC-GRK-METR-0001 | Weather Station | THC-GRK-MAINT | Building Maintenance | Weather Station |  |  | METR
125981 | THC-GRK-SUMP PUMP | Sump Pumps, | THC-GRK-MAINT | Building Maintenance
126009 | THC-HYGIENE-BLDG | Building Location | THC-EUS | Production & End User Support
126080 | THC-INC-CHEMICAL SYSTEM | Incineration Process, FBI, Chemical System | THC-INC | Incineration Process
126108 | THC-INC-FLUE GAS SYSTEM | Incineration Process, FBI, Exhaust Flue Gas System | THC-INC | Incineration Process
126124 | THC-INC-FUEL SYSTEM | Incineration Process, FBI, Fuel System | THC-INC | Incineration Process
126137 | THC-INC-LAG-0002 | Ash Lagoon, North | THC-INC | Incineration Process | Lagoon |  |  | LAG
126345 | THC-INCINERATOR BLDG | Building Location | THC-SPC | Process Control Systems - Services Area
126346 | THC-INCINERATOR BLDG | Building Location | THC-SPC2 | Process Control Systems - Equipment
126347 | THC-INCINERATOR-BLDG | Incineration Process, Building Location | THC-EUS | Production & End User Support
126348 | THC-ITM | Integrated Technology Management | THC | Highland Creek Treatment Plant
126391 | THC-LIFTING | THC-LIFTING Equipments | THC-GRK-MCS | Mechanical Services | Lifting Device
126392 | THC-LQMT-SPARE | THC Liquids Maintenance Spare parts/materials | THC-LQMT-SPARES | THC Liquids Maintenance Area- Spare Rebuilt Equipment
126394 | THC-LQMT-SPARES | THC Liquids Maintenance Area- Spare Rebuilt Equipment | THC | Highland Creek Treatment Plant
126474 | THC-MCS-LD-A | Lifting Devices & Elevators, Building A | THC-MCS-LD | Mechanical Services, Lifting Device | Lifting Device
126475 | THC-MCS-LD-B | Lifting Devices, Building B | THC-MCS-LD | Mechanical Services, Lifting Device | Lifting Device
126477 | THC-MCS-LD-G | Lifting Devices, Chemical storage, Building G | THC-MCS-LD | Mechanical Services, Lifting Device | Lifting Device
126478 | THC-MCS-LD-H | Lifting Devices & Elevators, Building H | THC-MCS-LD | Mechanical Services, Lifting Device | Lifting Device
126479 | THC-MCS-LD-I | Lifting Devices, Headhouse, Building I | THC-MCS-LD | Mechanical Services, Lifting Device | Lifting Device
126480 | THC-MCS-LD-J | Lifting Devices, Building J | THC-MCS-LD | Mechanical Services, Lifting Device | Lifting Device
126485 | THC-MCS-LD-M | Lifting Devices & Elevators, Building M | THC-MCS-LD | Mechanical Services, Lifting Device | Lifting Device
126487 | THC-MCS-LD-T | Lifting Devices, Building T | THC-MCS-LD | Mechanical Services, Lifting Device | Lifting Device
126534 | THC-NEW BLOWER BLDG | Building Location | THC-SPC2 | Process Control Systems - Equipment
126535 | THC-NEW-BLOWER-BLDG | Building Location | THC-EUS | Production & End User Support
126536 | THC-NGS | Natural Gas, Enbridge Plant Natural Gas Supply | THC-GRK-MCS | Mechanical Services | Transmitter,Flow
126659 | THC-OBSOLETE-WA1 | Obsolete Equipments for WA1 | THC-INC | Incineration Process
126660 | THC-OBSOLETE-WA2 | Obsolete Equipments for WA2 | THCLIQMNT | THC Liquids Maintenance
126669 | THC-OCS-BLDG-O | Phase IV, Building O Odour Control System | THC-OCS-SLD | Odour Control System, THC Solid
126848 | THC-OCS-LQ | Odour Control System, THC Liquid | THCSLDMNT | THC Solids Maintenance |  |  | 47500
126911 | THC-OCS-SLD | Odour Control System, THC Solid | THCSLDMNT | THC Solids Maintenance
126912 | THC-OCS-SLD | Odour Control System, THC Solid | THCSLDOPS | THC Solids Operations
127001 | THC-ODOUR-HEADHOUSE | Odour Control | THC-STR-ODOUR | Odour Control
127002 | THC-ODOUR-OLD PLANT | Odour Control | THC-STR-ODOUR | Odour Control
127003 | THC-OLD BLOWER BLDG | Building Location | THC-SPC2 | Process Control Systems - Equipment
127004 | THC-OLD-SECTION-BLDG | Building Location | THC-EUS | Production & End User Support
127005 | THC-PLT | Preliminary Treatment (Grit and Screenings) | THCLIQMNT | THC Liquids Maintenance
127006 | THC-PLT-AIR | Degritting Air | THC-PLT | Preliminary Treatment (Grit and Screenings)
127031 | THC-PLT-BIOFILTER | Biofilter system | THC-PLT | Preliminary Treatment (Grit and Screenings)
127123 | THC-PLT-GRIT REMOVE | Grit Removal | THC-PLT | Preliminary Treatment (Grit and Screenings)
127124 | THC-PLT-GRIT TANKS | Grid Tanks | THC-PLT | Preliminary Treatment (Grit and Screenings)
127437 | THC-PM-WA1 | THC-PM Work Area 1 | THC | Highland Creek Treatment Plant
127438 | THC-PM-WA2 | THC-PM Work Area 2 | THC | Highland Creek Treatment Plant
127439 | THC-PM-WA2 | THC-PM Work Area 2 | THCLIQMNT | THC Liquids Maintenance
127461 | THC-PRM-CLAR | Primary Clarification | THC-PRM | Primary Treatment
127478 | THC-PRM-DM-1041 | Damper,Motorized | THC-PRM-BLDG-HPU0010 | HPU Building 10 |  |  |  | DM
127479 | THC-PRM-DM-1042 | Damper,Motorized | THC-PRM-BLDG-HPU0010 | HPU Building 10 |  |  |  | DM
127541 | THC-PRM-HTR-1007 | Hand Transmit, Record, Oil Tank 1010 | THC-PRM-T-1010 | Tank, Hydraulic Power System for Sludge Bottom Scraper Mechanism, Tank 1000, Primary Clarifier |  |  |  | HTR
127544 | THC-PRM-LI-0943 | Sight, Glass, Fan 0940 | THC-PRM-FN-0940 | Fan, Heat Exchange, Fan 0940 |  |  |  | LI
127545 | THC-PRM-LI-0953 | Sight, Glass, Fan 0970 | THC-PRM-FN-0970 | Fan, Heat Exchange, Fan 0970 |  |  |  | LI
127546 | THC-PRM-LI-1006 | Sight, Glass, Oil Tank 1010 | THC-PRM-T-1010 | Tank, Hydraulic Power System for Sludge Bottom Scraper Mechanism, Tank 1000, Primary Clarifier |  |  |  | LI
127547 | THC-PRM-LI-1016 | Sight, Glass, Oil Tank 1070 | THC-PRM-T-1070 | Oil Tank, Hydraulic Power System for Scum Skimmer System, Primary Clarifier 1000 |  |  |  | LI
127548 | THC-PRM-LI-1043 | Sight, Glass, Fan 1040 | THC-PRM-FN-1040 | Fan, Heat Exchange, Fan 1040 |  |  |  | LI
127549 | THC-PRM-LI-1053 | Sight, Glass, Fan 1070 | THC-PRM-FN-1070 | Fan, Heat Exchange, Fan 1070 |  |  |  | LI
127565 | THC-PRM-LIT-1012 | Transmitter, Level, Tank Level Indicator, Oil Tank 1070 | THC-PRM-T-1070 | Oil Tank, Hydraulic Power System for Scum Skimmer System, Primary Clarifier 1000 |  |  |  | LIT
127583 | THC-PRM-LSLL-1005 | Switch, Float, Level-Low Low, Oil Tank 1010 | THC-PRM-T-1010 | Tank, Hydraulic Power System for Sludge Bottom Scraper Mechanism, Tank 1000, Primary Clarifier |  |  |  | LSLL
127584 | THC-PRM-LSLL-1015 | Switch, Float, Level-Low Low, Oil Tank 1070 | THC-PRM-T-1070 | Oil Tank, Hydraulic Power System for Scum Skimmer System, Primary Clarifier 1000 |  |  |  | LSLL
127637 | THC-PRM-PI-1021 | Pressure Sensor, Gauge, Oil Tank 1010 | THC-PRM-P-1020 | Pump, Vane, Oil Tank 1010 |  |  |  | PI
127638 | THC-PRM-PI-1091 | Pressure Sensor, Gauge, Oil Tank 1070 | THC-PRM-P-1090 | Pump, Centrifugal, Oil Tank 1070 |  |  |  | PI
127670 | THC-PRM-PT-1011B | Transmitter, Pressure, Return Line, Valve 1011 | THC-PRM-V-1011 | Valve, Hydraulic Cylinder, Bottom Scraper, Primary Clarifier 1000, SW Plant |  |  |  | PT
127671 | THC-PRM-PT-1013B | Transmitter, Pressure, Return Line, Valve 1013 | THC-PRM-V-1013 | Valve, Hydraulic Cylinder, Bottom Scraper, Primary Clarifier 1000, SW Plant |  |  |  | PT
127672 | THC-PRM-PT-1014A | Transmitter, Pressure, Collect Line, Valve 1014 | THC-PRM-V-1014 | Valve, Hydraulic Cylinder, Bottom Scraper, Primary Clarifier 1000, SW Plant |  |  |  | PT
127673 | THC-PRM-PT-1032 | Transmitter, Pressure, Pump Pressure, Oil Tank 1010 | THC-PRM-P-1030 | Pump, Vane, Oil Tank 1010 |  |  |  | PT
127674 | THC-PRM-PT-1082 | Transmitter, Pressure, Pump Pressure, Oil Tank 1070 | THC-PRM-P-1080 | Pump, Centrifugal, Oil Tank 1070 |  |  |  | PT
127694 | THC-PRM-RPU | Primary Clarification RPUs | THC-PRM | Primary Treatment
127695 | THC-PRM-RPU | Primary Clarification RPUs | THC-PRM-CLAR | Primary Clarification
127731 | THC-PRM-TIC-1018 | Temperature, Indicate Control, Heat Trace | THC-PRM-BLDG-HPU0010 | HPU Building 10 |  |  |  | TIC
127739 | THC-PRM-TT-1003 | Transmitter, Temperature, Oil Tank 1010 | THC-PRM-T-1010 | Tank, Hydraulic Power System for Sludge Bottom Scraper Mechanism, Tank 1000, Primary Clarifier |  |  |  | TT
127740 | THC-PRM-TT-1013 | Transmitter, Temperature, Oil Tank 1070 | THC-PRM-T-1070 | Oil Tank, Hydraulic Power System for Scum Skimmer System, Primary Clarifier 1000 |  |  |  | TT
127806 | THC-PRM-V-1011 | Valve, Hydraulic Cylinder, Bottom Scraper, Primary Clarifier 1000, SW Plant | THC-PRM-CLR-1030 | Sludge Bottom Scraper Mechanism, Tank 1000, Primary Clarifier |  |  |  | V
127807 | THC-PRM-V-1011A | Valve, Solenoid, Collect, Valve 1011 | THC-PRM-V-1011 | Valve, Hydraulic Cylinder, Bottom Scraper, Primary Clarifier 1000, SW Plant |  |  |  | V
127808 | THC-PRM-V-1011B | Valve, Solenoid, Return, Valve 1011 | THC-PRM-V-1011 | Valve, Hydraulic Cylinder, Bottom Scraper, Primary Clarifier 1000, SW Plant |  |  |  | V
127809 | THC-PRM-V-1012 | Valve, Hydraulic Cylinder, Bottom Scraper, Primary Clarifier 1000, SW Plant | THC-PRM-CLR-1030 | Sludge Bottom Scraper Mechanism, Tank 1000, Primary Clarifier |  |  |  | V
127810 | THC-PRM-V-1013 | Valve, Hydraulic Cylinder, Bottom Scraper, Primary Clarifier 1000, SW Plant | THC-PRM-CLR-1030 | Sludge Bottom Scraper Mechanism, Tank 1000, Primary Clarifier |  |  |  | V
127811 | THC-PRM-V-1014A | Valve, Solenoid, Collect, Valve 1014 | THC-PRM-V-1014 | Valve, Hydraulic Cylinder, Bottom Scraper, Primary Clarifier 1000, SW Plant |  |  |  | V
127817 | THC-PRM-V-1093 | Valve, Pressure Relief, Oil Tank 1070 | THC-PRM-P-1090 | Pump, Centrifugal, Oil Tank 1070 |  |  |  | V
127995 | THC-PRM-ZSH-1012 | Switch, Position High, Mech Collect, Valve 1012 | THC-PRM-V-1012 | Valve, Hydraulic Cylinder, Bottom Scraper, Primary Clarifier 1000, SW Plant |  |  |  | ZSH
127996 | THC-PRM-ZSH-1013 | Switch, Position High, Mech Collect, Valve 1013 | THC-PRM-V-1013 | Valve, Hydraulic Cylinder, Bottom Scraper, Primary Clarifier 1000, SW Plant |  |  |  | ZSH
127997 | THC-PRM-ZSH-1014 | Switch, Position High, Mech Collect, Valve 1014 | THC-PRM-V-1014 | Valve, Hydraulic Cylinder, Bottom Scraper, Primary Clarifier 1000, SW Plant |  |  |  | ZSH
128027 | THC-PRM-ZSL-1012 | Switch, Position Low, Mech Return, Valve 1012 | THC-PRM-V-1012 | Valve, Hydraulic Cylinder, Bottom Scraper, Primary Clarifier 1000, SW Plant |  |  |  | ZSL
128028 | THC-PRM-ZSL-1013 | Switch, Position Low, Mech Return, Valve 1013 | THC-PRM-V-1013 | Valve, Hydraulic Cylinder, Bottom Scraper, Primary Clarifier 1000, SW Plant |  |  |  | ZSL
128037 | THC-PRS | Phosphorus Removal, sub-process | THC-PRM | Primary Treatment
128148 | THC-PWA-BFP | Backflow Preventers | THC-PWA-POTAB METER | Potable Water Flow Meters | Valve,Backflow Preventer,Reduced Pressure
128149 | THC-PWA-BLD-0001 | Headhouse Plant Water System | THC-PLT-BLDG-0001 | New Head House, preliminary process |  |  |  | BLD
128154 | THC-PWA-EFFLUENT | Plant Water Effluent | THC-PWA-CITY WATER | Plant Water City Water
128160 | THC-PWA-HWT | Domestic Hot Water Tanks | THC-PWA-CITY WATER | Plant Water City Water
128188 | THC-PWA-POTAB METER | Potable Water Flow Meters | THC-PWA-CITY WATER | Plant Water City Water
128189 | THC-PWA-POTAB METER | Potable Water Flow Meters | THC-PWA-POTABLE | Potable Water
128265 | THC-ROUTINE SLMT--SPARE | THC-Routine Inspection Solids Maintenance -SPARE ENTITY NUMBER | THCSLDMNT | THC Solids Maintenance
128266 | THC-ROUTINE WA1 | THC-Routine Inspection Work Area 1 | THC | Highland Creek Treatment Plant
128267 | THC-ROUTINE WA3 | THC-Routine Inspection Work Area 3 | THCLIQOPS | THC Liquids Operations
128268 | THC-ROUTINE WA4 | THC-Routine Inspection Work Area 4 | THCSLDOPS | THC Solids Operations
128535 | THC-SES-FEQ-SD39 | 1 1/2 Folding NFE Polyflex Hoses | THC-SES-FEQ-0001I | Portable Fire Extinguishers in Building I, Headhouse Building
128555 | THC-SES-GAS | Gas Detectors and Monitors | THC-SES | Safety & Environmental Services
128556 | THC-SES-GAS-G | Gas Detectors and Monitors, Air Treatment Building G | THC-SES-GAS | Gas Detectors and Monitors
128557 | THC-SES-GAS-J | Gas Detectors and Monitors, Flotation, Building J | THC-SES-GAS | Gas Detectors and Monitors
128558 | THC-SES-GAS-M | Gas Detectors and Monitors, Building M | THC-SES-GAS | Gas Detectors and Monitors
128559 | THC-SES-GAS-U | Gas Detectors and Monitors, Digesters, Building U | THC-SES-GAS | Gas Detectors and Monitors
128791 | THC-SLMT-SPARE | THC Solids Maintenance - Spare equipment | THC-LQMT-SPARES | THC Liquids Maintenance Area- Spare Rebuilt Equipment
128792 | THC-SLMT-SPARE | THC Solids Maintenance - Spare equipment | THCSLDMNT | THC Solids Maintenance
128822 | THC-SPC-WA1 | System Process Control | THCSLDMNT | THC Solids Maintenance
128823 | THC-STR | Secondary Treatment | THCLIQMNT | THC Liquids Maintenance
128940 | THC-STR-P-T-0500-06 | Pump, Tank 0500-0600, Secondary Clarification, RAS/WAS | THC-STR-RAS/WAS OLD | RAS/WAS, Old Plant |  |  |  | T
128941 | THC-STR-P-T-0700-08 | Pump, Tank 0700-0800, Secondary Clarification, RAS/WAS | THC-STR-RAS/WAS OLD | RAS/WAS, Old Plant |  |  |  | T
128955 | THC-STR-RAS/WAS OLD | RAS/WAS, Old Plant | THC-STR-RAS/WAS | Return/ Waste Activated Sludge
128956 | THC-STR-RAS/WAS-I-IV | RAS/WAS, Phase I-IV | THC-STR-RAS/WAS | Return/ Waste Activated Sludge
129144 | THC-THK-BIOFILTER | THK Biofilter System | THC-THK-TWAS | Waste Activated Sludge Thickening
129160 | THC-THK-ELS | TWAS Elecftrical equipment Sludge Thickening | THC-THK-TWAS | Waste Activated Sludge Thickening
129236 | THC-THK-POL | Thickening Polymer System | THC-THK-TWAS | Waste Activated Sludge Thickening
129545 | THCSLDMNT | THC Solids Maintenance | THC | Highland Creek Treatment Plant
129547 | THR | Humber Treatment Plant | WWT | Wastewater Treatment
129549 | THR EUS SERVER ROOM | Communication Switch | THR-ADMIN-BLDG | Building Location
129550 | THR OIT | THR OIT | THR-SPC1 | Process Control Systems - Administrative
129551 | THR PLC | THR PLC | THR-SPC1 | Process Control Systems - Administrative
129553 | THR SCADA CLIENTS | THR SCADA Clients | THR-SPC1 | Process Control Systems - Administrative
129554 | THR SCADA SERVERS | THR SCADA Servers | THR-SPC1 | Process Control Systems - Administrative
129555 | THR SCADA SUPPORT | THR SCADA Support | THR-SPC1 | Process Control Systems - Administrative
129556 | THR WORK AREA 2 | Liquid Handling | THR | Humber Treatment Plant
129557 | THR WORK AREA 3 | Plant Services | THR | Humber Treatment Plant
129558 | THR WORK AREA 4 | Liquid Handling 2 | THR | Humber Treatment Plant
129851 | THR-ACC-FN | Air Conditoning, Fans, Gallery Ventilation, Supply and Exhaust | THR-ACC-AHU | Air Conditioning, Air Handling Unit, Gallery Ventilation
129852 | THR-ACC-FN | Air Conditoning, Fans, Gallery Ventilation, Supply and Exhaust | THR-ACC-WA3 | Air Conditioning, Boiler, Fans & AHU
130087 | THR-ACC-HVAC | Air Conditioning, Heating, Ventilation & Air Conditioning | THR-ACC-WA3 | Air Conditioning, Boiler, Fans & AHU
130088 | THR-ACC-HW | Hot Water System, Heating and Air Conditioning | THR WORK AREA 3 | Plant Services
130089 | THR-ACC-HW | Hot Water System, Heating and Air Conditioning | THR-ACC-WA3 | Air Conditioning, Boiler, Fans & AHU
130102 | THR-ACC-MAINSUB | ACC Equipment Serving the Main Substation | THR-ACC-WA3 | Air Conditioning, Boiler, Fans & AHU
130842 | THR-ACC-WA1 | Air Conditioning, AHU, HVAC,Work Area1 | THR WORK AREA 1 | Solid Handling
130843 | THR-ACC-WA3 | Air Conditioning, Boiler, Fans & AHU | THR WORK AREA 3 | Plant Services
130844 | THR-ACC-WA4 | Air Conditioning, AHU, HVAC,Work Area4 | THR WORK AREA 4 | Liquid Handling 2
130879 | THR-AER-BL | Aeration Blowers | THR-AER | Aeration
130893 | THR-AER-DRN | Aeration Tank Drainage & Sump Pump | THR-AER | Aeration
131047 | THR-AER-PIP-0003 | Piping, Aeration Process Air, Work Area 3 | THR-PIP-WA3 | Piping, Work Area 3 |  |  |  | PIP
131116 | THR-AER-T | Aeration Tanks | THR-AER | Aeration
131318 | THR-AI-C-WA4 | Compressor, Instrument Air | THR-FT | Final Tank
131358 | THR-BG | Blended Gas | THR-CG | Co-Generation
131362 | THR-BG-C | Blended Gas, Gas Compressors | THR-BG | Blended Gas
131371 | THR-BG-DT-0102 | Drip Trap, Condensate, Heat Exch 0102, High Press Gas Conditioning System Train 1, Gas Comp Bldg | THR-BG-HE-0102 | Heat Exchanger, Oil for Fuel Gas Compressor 0101, Compressor Building, Gas Compressor (And Dryer) |  |  |  | DT
131372 | THR-BG-DT-0103 | Drip Trap, Condensate, Condensor 0103, High Press Gas Conditioning System Train 1, Gas Comp Bldg | THR-BG-CU-0103 | Condensor, Fuel Gas, High Press Gas Conditioning System Train 1, Gas Comp Bldg |  |  |  | DT
131395 | THR-BG-P | Blended Gas, Pumping | THR-BG | Blended Gas
131582 | THR-CAP-12FS-07WP | Humber Treatment Plant, Capital Project, COGEN-12FS-07WP | THR-PIP-WA1 | Process Piping System, Work Area 1 |  |  |  | CAP
131603 | THR-CG-CI-0150 | Chiller, Glycol, Gas Coolant System, High Press Gas Cond Sys Train 1, Gas Compressor Building | THR-BG-CU-0103 | Condensor, Fuel Gas, High Press Gas Conditioning System Train 1, Gas Comp Bldg |  |  |  | CI
131604 | THR-CG-ENG | Co-Generation, Engines | THR-CG | Co-Generation
131615 | THR-CG-FX-1101 | Flame Arrestor , Engine Gas Valve Train, Engine Fuel System, Engine-Gen 1101 | THR-CG-ENG-1101 | Engine, Generator 1101, Engine Room, Engine-Generator & Heat Recovery System | Flame Arrester |  |  | FX
131616 | THR-CG-FX-1201 | Flame Arrestor , Engine Gas Valve Train, Engine Fuel System, Engine-Gen 1201 | THR-CG-ENG-1201 | Engine, Generator NT1788901, Engine Room, Engine-Generator & Heat Recovery System | Flame Arrester |  |  | FX
131674 | THR-CG-SB | Co-Generation Scubber, Digester Gas | THR-BG | Blended Gas
131675 | THR-CG-SB | Co-Generation Scubber, Digester Gas | THR-CG | Co-Generation
131676 | THR-CG-SB | Co-Generation Scubber, Digester Gas | THR-DIG | Digester
131798 | THR-CRN-WA1 | Cranes, Overhead Lifting Devices,WA1 | THR-MCS-WA1 | Cranes, Lifting Devices, Machine Tools, Overhead Doors
131799 | THR-CRN-WA4 | Cranes, Overhead Lifting Devices,WA4 | THR-MCS-WA4 | Cranes, Lifting Devices, Machine Tools, Mechanical/Welding Shops
131800 | THR-CW | City Water | THR WORK AREA 3 | Plant Services
131871 | THR-CW-BFP-WA1 | City Water, Back Flow Preventer, Work Area 1 | THR-CW | City Water
131872 | THR-CW-BFP-WA1 | City Water, Back Flow Preventer, Work Area 1 | THR-GRK-WA1 | Building & Grounds Work Area 1
131873 | THR-CW-BFP-WA3 | City Water, Back Flow Preventer, Work Area 3 | THR-CW | City Water
131874 | THR-CW-BFP-WA4 | City Water, Back Flow Preventer, Work Area 4 | THR-GRK-WA4 | Building & Grounds Work Area 4
131875 | THR-CW-CH | City Water & Fire Water Chambers | THR-CW | City Water
131876 | THR-CW-CH-0001 | City Water & Fire Water Chambers, Meter Chamber #1 | THR-CW | City Water |  |  |  | CH
131877 | THR-CW-CH-0001 | City Water & Fire Water Chambers, Meter Chamber #1 | THR-CW-CH | City Water & Fire Water Chambers |  |  |  | CH
131878 | THR-CW-CH-0003 | City Water & Fire Water Chambers, Chamber #3 | THR-CW-CH | City Water & Fire Water Chambers |  |  |  | CH
131879 | THR-CW-CH-0005 | City Water & Fire Water Chambers, Meter Chamber #5 | THR-CW-CH | City Water & Fire Water Chambers |  |  |  | CH
131880 | THR-CW-CH-0007 | City Water & Fire Water Chambers, Chamber #7 | THR-CW-CH | City Water & Fire Water Chambers |  |  |  | CH
132103 | THR-DCL | Dechlorination | THR WORK AREA 1 | Solid Handling
132104 | THR-DCL | Dechlorination | THR WORK AREA 4 | Liquid Handling 2
132105 | THR-DCL | Dechlorination | THR-DIS | Disinfection
132291 | THR-DECOM | Building Location | THR-EUS | Production & End User Support
132295 | THR-DIG-AIT | Transmitter, Gas Analyzer, Digester | THR-DIG | Digester
132296 | THR-DIG-AIT | Transmitter, Gas Analyzer, Digester | THR-DIG-T | Digester, Tanks
132343 | THR-DIG-BU | Digester, Waste Gas Burners | THR-DIG | Digester
132358 | THR-DIG-CG | Digester Gas, Co-Generation | THR-BG | Blended Gas
132359 | THR-DIG-CG | Digester Gas, Co-Generation | THR-CG | Co-Generation
132385 | THR-DIG-DT-0001 | Drip Trap, Condensate, Low Pressure DG Header, Gas Compressor Building | THR-DIG | Digester |  |  |  | DT
132386 | THR-DIG-DT-0002 | Drip Trap, Condensate, Low Pressure DG Header, Gas Compressor Building | THR-DIG | Digester |  |  |  | DT
132387 | THR-DIG-DT-0003 | Drip Trap, Condensate, Low Pressure DG Header, Gas Compressor Building | THR-DIG | Digester |  |  |  | DT
132388 | THR-DIG-DT-7720 | Drip Trap, Automatic, Burner BU-7720 Digester Gas Condensate, WGB Building | THR-DIG-BU-7720 | Waste Gas Burner, Burner 7720, WGB Bldg Roof |  |  |  | DT
132626 | THR-DIG-P-MTI | Digester, Transfer Pump and Line to MTI | THR-DIG | Digester
132738 | THR-DIG-PIP-0003 | Piping, Digester Gas, Work Area 3 | THR-PIP-WA3 | Piping, Work Area 3 |  |  |  | PIP
132793 | THR-DIG-PM | Digester, RCM PM Lead Task Entities | THR-DIG-RPU | RPU, UPS, Digester
132794 | THR-DIG-PRS | Digester, Primary Return Sludge Line | THR-DIG | Digester
132796 | THR-DIG-PSH-0114 | Switch, Pressure, High, Loss Of Vaccum, Tank 0110, Lube Oil System, Gas Compressor Building | THR-DIG-T-0110 | Tank, New Oil, Lube Oil System, Gas Compressor Building | Vacuum |  |  | PSH
132797 | THR-DIG-PSH-0124 | Switch, Pressure, High, Loss Of Vaccum, Tank 0120, Lube Oil System, Gas Compressor Building | THR-DIG-T-0120 | Tank, Waste Oil, Lube Oil System, Gas Compressor Building | Vacuum |  |  | PSH
132996 | THR-DIG-T-7-8 | Digester, Entities Common to Tanks 7-8 | THR-DIG-T-7-10 | Digester, Entities Common to Tanks 7-10 |  |  |  | T
132997 | THR-DIG-T-9-10 | Digester, Entities Common to Tanks 9-10 | THR-DIG-T-7-10 | Digester, Entities Common to Tanks 7-10 |  |  |  | T
133806 | THR-DIS | Disinfection | THR WORK AREA 1 | Solid Handling
133860 | THR-DIS-CW | Disinfection, City Water, BFP | THR-DIS | Disinfection
133861 | THR-DIS-CW-S | Disinfection, City Water, BFP | THR-DIS | Disinfection |  |  | 34862
133872 | THR-DIS-EV | Disinfection, Chlorine Evaporator | THR-S-E | SUSPENDED ENTITY |  |  | 34557
133896 | THR-DIS-FPW | Disinfection, Plant Water | THR-DIS | Disinfection
133897 | THR-DIS-FPWS | Disinfection, Plant Water | THR-DIS | Disinfection |  |  | 34861
133898 | THR-DIS-FPWS | Disinfection, Plant Water | THR-S-E | SUSPENDED ENTITY |  |  | 34861
133924 | THR-DIS-P | Disinfection - Pumping | THR-DIS | Disinfection
133952 | THR-DIS-P-S | Disinfection, Pumps, Sump & Chlorine Solution | THR-DIS | Disinfection |  |  | 34863
134004 | THR-DIS-SB | Scrubbers, Caustic Soda Recirculation Pumps | THR-DIS | Disinfection
134042 | THR-DIS-T-PP | Disinfection, Tank, Palace Pier | THR-DIS | Disinfection
134043 | THR-DIS-T-SH | Disinfection, Tank, Sodium Hypochlorite Storage | THR-DIS | Disinfection
134302 | THR-DL-EFF | Dosing Line, Disinfection, Effluent | THR-DIS-P | Disinfection - Pumping
134303 | THR-DL-FPW | Dosing Line, Disinfection, Filtered Plant Water | THR-DIS-P | Disinfection - Pumping
134304 | THR-DL-NPRS | Dosing Line, North Ferrous Chloride | THR-PRS-P | Phosphorous Removal System, Pumps | Pump,Centrifugal
134305 | THR-DL-SPRS | Dosing Line, South Ferrous Chloride | THR-PRS-P | Phosphorous Removal System, Pumps | Pump,Centrifugal
134336 | THR-DRN-ADM | Administration Bldg., Work Area 3 | THR-DRN-WA3 | Drains, Work Area 3
134337 | THR-DRN-DIG | Digester Area, Work Area 1 | THR-DRN-WA1 | Drains, Work Area 1
134338 | THR-DRN-DIG | Digester Area, Work Area 1 | THR-GRK-GQ-WA1 | Building & Grounds Equipment, Work Area 1
134340 | THR-DRN-FPW | Filtered Plant Water, Work Area 3 | THR-DRN-WA3 | Drains, Work Area 3
134342 | THR-DRN-HPBB | High Pressure Blower Bldg., Work Area 3 | THR-DRN-WA3 | Drains, Work Area 3
134343 | THR-DRN-OCS | Odour Control System, Work Area 1 | THR-DRN-WA1 | Drains, Work Area 1
134344 | THR-DRN-PLT | Preliminary Treatment, Work Area 2 | THR-DRN-WA2 | Drains, Work Area 2
134345 | THR-DRN-WA1 | Drains, Work Area 1 | THR-GRK-WA1 | Building & Grounds Work Area 1
134346 | THR-DRN-WA2 | Drains, Work Area 2 | THR-GRK-PRTY-WA2 | WA2 Property, Humber T. P. for DOS Work Orders
134476 | THR-ELS | Electrical Power System | THR WORK AREA 3 | Plant Services
134477 | THR-ELS-ACB | Electrical System, Air Compressor Building | THR-ELS | Electrical Power System
134646 | THR-ELS-COMM | Plant External & Internal Phone System | THR-ELS | Electrical Power System | Silencer
134647 | THR-ELS-COMM | Plant External & Internal Phone System | THR-OCS-NEW | Odour Control, Biofilter | Silencer
134660 | THR-ELS-DIS | Electrical System, Disinfection, Chlorine Building | THR-ELS | Electrical Power System
134691 | THR-ELS-EMS | Electrical System, East Maintenance Shop | THR-ELS | Electrical Power System
134692 | THR-ELS-FC | Electrical System, Ferrous Chloride Building | THR-ELS | Electrical Power System
134693 | THR-ELS-FPW | Electrical System, Filtered Plant Water Building | THR-ELS | Electrical Power System
134694 | THR-ELS-FST | Electrical System, Final Sedimentation Tanks & Galleries | THR-ELS | Electrical Power System
134704 | THR-ELS-HH | Electrical System, Head House and Engine Room | THR-ELS | Electrical Power System
134705 | THR-ELS-INQ | Instrument Equipment, Meter, Calibrators, Spectrophotometer | THR-ELS | Electrical Power System
135000 | THR-ELS-SS | Electrical System, South Main Substation | THR-ELS | Electrical Power System
135154 | THR-EPS | Effluent Pumping Station | THR WORK AREA 3 | Plant Services
135221 | THR-FPW | Filtered Plant Water | THR WORK AREA 3 | Plant Services
135222 | THR-FPW | Filtered Plant Water | THR WORK AREA 4 | Liquid Handling 2
135238 | THR-FPW-F | Filtered Plant Water, Filter Beds | THR-FPW | Filtered Plant Water
135248 | THR-FPW-FW | Filtered Plant Water, Flushing Water | THR-FPW | Filtered Plant Water
135440 | THR-FT | Final Tank | THR WORK AREA 4 | Liquid Handling 2
135471 | THR-FT-DRN | Final Tank, Drainage, Sump Pumps | THR-FT | Final Tank
135632 | THR-FT-HWT | Final Tank, Plant Hot Water Tanks | THR-FT | Final Tank
135899 | THR-FT-RPU | Final Tank, Remote Processor Unit, UPS & RTU | THR-FT | Final Tank
135900 | THR-FT-RPU | Final Tank, Remote Processor Unit, UPS & RTU | THR-FT-T | Final Sedimentation Tank & Dedicated WAS Pumping
135931 | THR-FT-T | Final Sedimentation Tank & Dedicated WAS Pumping | THR-FT | Final Tank
135960 | THR-FT-T-SCUM | Final Tank, Scum Tanks | THR-FT | Final Tank
136436 | THR-FT-WAS-P-N | Final Tank, Waste Activated Sludge Pumping-North | THR-FT-WAS-P | Final Tank, Waste Activated Sludge Pumping
136439 | THR-GQ-ADM | Administration Bldg., Work Area 3 | THR-GQ-WA3 | Grounds, Work Area 3
136441 | THR-GQ-ER | Engine Room, Work Area 3 | THR-GQ-WA3 | Grounds, Work Area 3
136443 | THR-GQ-HPBB | High Pressure Blower Bldg., Work Area 3 | THR-GQ-WA3 | Grounds, Work Area 3
136444 | THR-GQ-OCS | Odour Control, Work Area 1 | THR-GQ-WA1 | Grounds, Work Area 1
136445 | THR-GQ-PLT | Preliminary Treatment, Work Area 2 | THR-GQ-WA2 | Grounds, Work Area 2
136447 | THR-GQ-THK | Sludge Thickening, Work Area 1 | THR-GQ-WA1 | Grounds, Work Area 1
136542 | THR-GRK-PRTY-WA2 | WA2 Property, Humber T. P. for DOS Work Orders | THR-GRK-WA2 | Building & Grounds Work Area 2
136543 | THR-GRK-PRTY-WA3 | WA3 Property, Humber T. P. for DOS Work Orders | THR-GRK-WA3 | Buildings & Grounds, Work Area 3
136544 | THR-GRK-PRTY-WA3 | WA3 Property, Humber T. P. for DOS Work Orders | THR-OCS-NEW | Odour Control, Biofilter
136545 | THR-GRK-PRTY-WA4 | WA4 Property, Humber T. P. for DOS Work Oders | THR-GRK-WA4 | Building & Grounds Work Area 4
136772 | THR-MCS-MT-0682 | Sand Blaster | THR-MT-WA3 | Machine Tools |  |  |  | MT
136783 | THR-MIXING-BLDG | Building Location | THR-EUS | Production & End User Support
136791 | THR-NGS-CG | Natural Gas System, Co-Generation | THR-CG | Co-Generation
136874 | THR-OCS | Odour Control System | THR WORK AREA 4 | Liquid Handling 2
136878 | THR-OCS-BL | Odour Control System, Blowers | THR-OCS-SB | Odour Control System, Scrubbers
136880 | THR-OCS-C | Compressor, Ozone Generator, Odour Control | THR-OCS | Odour Control System
136934 | THR-OCS-HH | Odour Control, Headhouse | THR-OCS-NEW | Odour Control, Biofilter | UPS
136947 | THR-OCS-NEW | Odour Control, Biofilter | THR WORK AREA 3 | Plant Services
136948 | THR-OCS-OZ | Odour Control System, Ozonator | THR-OCS | Odour Control System
136984 | THR-OCS-SB | Odour Control System, Scrubbers | THR-OCS | Odour Control System
137080 | THR-OFFICE | Computer Location | THR-ADMIN-BLDG | Building Location
137081 | THR-PCS-MAINSUB | PCS Equipment Serving the Main Substation | THR-ELS-MAINSUB | Electrical Equipment at the Main Substation
137083 | THR-PIP-WA3 | Piping, Work Area 3 | THR-GRK-PRTY-WA3 | WA3 Property, Humber T. P. for DOS Work Orders
137084 | THR-PIP-WA3 | Piping, Work Area 3 | THR-GRK-WA3 | Buildings & Grounds, Work Area 3
137085 | THR-PIP-WA4 | Process Piping System, Work Area 4 | THR WORK AREA 4 | Liquid Handling 2
137086 | THR-PLQ-DIG | Digester Area, Work Area 1 | THR-PLQ-WA1 | Plumbing, Work Area 1
137087 | THR-PLQ-DIS | Disinfection, Work Area 1 | THR-PLQ-WA1 | Plumbing, Work Area 1
137088 | THR-PLQ-ER | Engine Room, Work Area 3 | THR-PLQ-WA3 | Plumbing, Work Area 3
137089 | THR-PLQ-FPW | Filtered Plant Water, Work Area 3 | THR-PLQ-WA3 | Plumbing, Work Area 3
137091 | THR-PLQ-HPBB | High Pressure Blower Bldg., Work Area 3 | THR-PLQ-WA3 | Plumbing, Work Area 3
137092 | THR-PLQ-OCS | Odour Control, Work Area 1 | THR-PLQ-WA1 | Plumbing, Work Area 1
137093 | THR-PLQ-PLT | Preliminary Treatment, Work Area 2 | THR-PLQ-WA2 | Plumbing, Work Area 2
137094 | THR-PLQ-PRM | Primary Treatment, Work Area 2 | THR-PLQ-WA2 | Plumbing, Work Area 2
137095 | THR-PLQ-THK | Sludge Thickening, Work Area 1 | THR-PLQ-WA1 | Plumbing, Work Area 1
137096 | THR-PLQ-WA1 | Plumbing, Work Area 1 | THR-GRK-PRTY-WA1 | WA1 Property, Humber T. P. for DOS Work Orders
137097 | THR-PLQ-WA4 | Plumbing, Work Area 4 | THR-GRK-PRTY-WA4 | WA4 Property, Humber T. P. for DOS Work Oders
137145 | THR-PLT-BL-GRIT | Preliminary Treatment, Grit Bldg. Blowers | THR-PLT-GRITS | Gate,Sluice,Preliminary Treatment, Grit Building
137287 | THR-PLT-DRN | Preliminary Treatment, Drain & Sump Pump | THR-PLT | Preliminary Treatment
137332 | THR-PLT-GRITS | Gate,Sluice,Preliminary Treatment, Grit Building | THR-PLT | Preliminary Treatment |  |  | 39917
137333 | THR-PLT-HH | Preliminary Treatment, Head House | THR-PLT | Preliminary Treatment
137485 | THR-PLT-T-HH | Tanks, Grit Vortex Prime, Headhouse | THR-PLT-HH | Preliminary Treatment, Head House
137645 | THR-PLT-VX-P | Vortex Pumps, Preliminary Treatment, Headhouse | THR-PLT | Preliminary Treatment
137663 | THR-PRM-BH | Bulk Head, Channel Gate Stop/Block, Primary | THR-PRM | Primary Treatment
137664 | THR-PRM-BH-0002 | Bulk Head, Channel Gate Stop/Block, Primary | THR-PRM-BH | Bulk Head, Channel Gate Stop/Block, Primary |  |  |  | BH
137665 | THR-PRM-BH-0003 | Bulk Head, Channel Gate Stop/Block, Primary | THR-PRM-BH | Bulk Head, Channel Gate Stop/Block, Primary |  |  |  | BH
137666 | THR-PRM-BH-0004 | Bulk Head, Channel Gate Stop/Block, Primary | THR-PRM-BH | Bulk Head, Channel Gate Stop/Block, Primary |  |  |  | BH
137667 | THR-PRM-BH-0005 | Bulk Head, Channel Gate Stop/Block, Primary | THR-PRM-BH | Bulk Head, Channel Gate Stop/Block, Primary |  |  |  | BH
137668 | THR-PRM-BH-0010 | Bulk Head, Channel Gate Stop/Block, Primary | THR-PRM-BH | Bulk Head, Channel Gate Stop/Block, Primary |  |  |  | BH
137669 | THR-PRM-BH-0011 | Bulk Head, Channel Gate Stop/Block, Primary | THR-PRM-BH | Bulk Head, Channel Gate Stop/Block, Primary |  |  |  | BH
137670 | THR-PRM-BH-0012 | Bulk Head, Channel Gate Stop/Block, Primary | THR-PRM-BH | Bulk Head, Channel Gate Stop/Block, Primary |  |  |  | BH
137717 | THR-PRM-DRN | Primary Treatment, Drain & Sump Pumps | THR-PRM | Primary Treatment
137781 | THR-PRM-HW | Hot Water, Flushing Primary Treatment | THR-PRM-NORTH | Primary Treatment, North Primary
137790 | THR-PRM-NORTH | Primary Treatment, North Primary | THR-PRM | Primary Treatment
137791 | THR-PRM-NPSS | Sludge and Scum Pumping, Primary Treatment, North Primary(9,10,11) | THR-PRM-NORTH | Primary Treatment, North Primary
137861 | THR-PRM-SCP | Scum Pumping, Primary Treatment,North and South | THR-PRM | Primary Treatment
137862 | THR-PRM-SCP | Scum Pumping, Primary Treatment,North and South | THR-PRM-NORTH | Primary Treatment, North Primary
137863 | THR-PRM-SCP-N | Scum Pumping, Primary Treatment, North Primary(9,10,11) | THR-PRM-NORTH | Primary Treatment, North Primary
137864 | THR-PRM-SCP-S | Scum Pumping, Primary Treatment, South Primary(1-8) | THR-PRM-SOUTH | Primary Treatment, South Primary
137865 | THR-PRM-SCUM-T | Scum/Sludge Pumping, Tanks & Hopper, South Primary | THR-PRM | Primary Treatment
137866 | THR-PRM-SCUM-T | Scum/Sludge Pumping, Tanks & Hopper, South Primary | THR-PRM-SOUTH | Primary Treatment, South Primary
137867 | THR-PRM-SOUTH | Primary Treatment, South Primary | THR-PRM | Primary Treatment
137872 | THR-PRM-STA-2 | South Primary Station 2 | THR-PRM-SOUTH | Primary Treatment, South Primary |  |  |  | STA
137894 | THR-PRM-T-N | Primary Sedimentation Tanks- North | THR-PRM | Primary Treatment
137895 | THR-PRM-T-S | Primary Sedimentation Tanks- South | THR-PRM | Primary Treatment
138128 | THR-PRS | Phosphorous Removal System | THR WORK AREA 4 | Liquid Handling 2
138132 | THR-PRS-DRN | Phosphorous Removal System, Drain | THR-PRS | Phosphorous Removal System
138133 | THR-PRS-F | Phosphorous Removal System, Filtration | THR-PRS | Phosphorous Removal System
138276 | THR-PWA | Plant Water | THR-CG | Co-Generation
138286 | THR-S-E | SUSPENDED ENTITY | THR | Humber Treatment Plant
138303 | THR-SES-DS | Designated Substances | THR-SES-WA3 | Safety & Environmental Services | Safety
138616 | THR-SES-FM | Respirator Fit Testing(by EHS Rep) | THR-SES-SCBA | Self Contained Breathing Apparatus
138829 | THR-SPC | Process Control Systems - Services Area | THR | Humber Treatment Plant
138830 | THR-SPC | Process Control Systems - Services Area | THR-ITM | Integrated Technology Management
138900 | THR-STORE | Computer Storage Location | THR-EUS | Production & End User Support
139012 | THR-THK-GRK1 | Thickening, Ground & Structural | THR-PRM | Primary Treatment
139013 | THR-THK-GRK1 | Thickening, Ground & Structural | THR-THK | Sludge Thickening
139094 | THR-THK-P-CENT | Centrate Transfer Pumps & Tanks | THR-THK | Sludge Thickening
139095 | THR-THK-P-MTI | MTI Transfer Pumps & Sludge Holding Tanks | THR-THK | Sludge Thickening
139096 | THR-THK-P-SUMP | Sump Pumps | THR-THK | Sludge Thickening
139125 | THR-THK-POL | Polymer Systems, Sludge Thickening | THR-THK | Sludge Thickening
139154 | THR-THK-SB | Scrubber, Thickening, Odour Control Units | THR-THK | Sludge Thickening
139424 | THR-WA2-CI | Work Area 2 , Continuous Improvement Activities
139483 | THR-WA3-CI | Work Area 3 , Continuous Improvement Activities
139568 | THR-WAS-P-SUSP | Final Tank, Waste Activated Sludge Pumping-South | THR-FT-WAS-P | Final Tank, Waste Activated Sludge Pumping |  |  | 38651
139626 | TNT-ACC-AC | HVAC- Air conditioner and cooling units | TNT-ACC | HVAC, Boilers | H.V.A.C.
139633 | TNT-ACC-BLR | Boilers, Burners, Oil & gas Systems | TNT-ACC | HVAC, Boilers
139659 | TNT-ACC-HTR | HVAC Heaters, | TNT-ACC | HVAC, Boilers
139695 | TNT-ACC-HW | Hot water Circulation System | TNT-ACC | HVAC, Boilers
139696 | TNT-ACC-HW-HEADER | Hot water Heades, Valves, Ect., | TNT-ACC-HW | Hot water Circulation System
139702 | TNT-ACC-PROP | Propane Gas train, Exhaust, Boilers | TNT-ACC | HVAC, Boilers
139820 | TNT-ADMIN-BLDG | Building Location | TNT-EUS | Production & End User Support
139838 | TNT-AER-BLOW | Blowers, Aeration | TNT-AER | Aeration Treatment
139880 | TNT-AER-ML-CHNL | Mixed liquer Channel | TNT-AER | Aeration Treatment
139900 | TNT-AER-RX-0101 | Reactor, Mabr Cassette, Aeration Tank 1 - Mabr Cassette 1, Aeration | TNT-AER-T-0200 | Tank,Aeration, # 2 |  |  |  | RX
139901 | TNT-AER-RX-0102 | Reactor, Mabr Cassette, Aeration Tank 1 - Mabr Cassette 2, Aeration | TNT-AER-T-0100 | Tank,Aeration, # 1 |  |  |  | RX
139902 | TNT-AER-RX-0108 | Reactor, Mabr Cassette, Aeration Tank 1 - Mabr Cassette 8, Aeration | TNT-AER-T-0100 | Tank,Aeration, # 1 |  |  |  | RX
139903 | TNT-AER-RX-0109 | Reactor, Mabr Cassette, Aeration Tank 1 - Mabr Cassette 9, Aeration | TNT-AER-T-0100 | Tank,Aeration, # 1 |  |  |  | RX
139904 | TNT-AER-RX-0112 | Reactor, Mabr Cassette, Aeration Tank 1 - Mabr Cassette 12, Aeration | TNT-AER-T-0100 | Tank,Aeration, # 1 |  |  |  | RX
139905 | TNT-AER-RX-0201 | Reactor, Mabr Cassette, Aeration Tank 2 - Mabr Cassette 1, Aeration | TNT-AER-T-0200 | Tank,Aeration, # 2 |  |  |  | RX
139906 | TNT-AER-RX-0202 | Reactor, Mabr Cassette, Aeration Tank 2 - Mabr Cassette 2, Aeration | TNT-AER-T-0200 | Tank,Aeration, # 2 |  |  |  | RX
139907 | TNT-AER-RX-0203 | Reactor, Mabr Cassette, Aeration Tank 2 - Mabr Cassette 3, Aeration | TNT-AER-T-0200 | Tank,Aeration, # 2 |  |  |  | RX
139908 | TNT-AER-RX-0204 | Reactor, Mabr Cassette, Aeration Tank 2 - Mabr Cassette 4, Aeration | TNT-AER-T-0200 | Tank,Aeration, # 2 |  |  |  | RX
139909 | TNT-AER-RX-0205 | Reactor, Mabr Cassette, Aeration Tank 2 - Mabr Cassette 5, Aeration | TNT-AER-T-0200 | Tank,Aeration, # 2 |  |  |  | RX
139910 | TNT-AER-RX-0206 | Reactor, Mabr Cassette, Aeration Tank 2 - Mabr Cassette 6, Aeration | TNT-AER-T-0200 | Tank,Aeration, # 2 |  |  |  | RX
139911 | TNT-AER-RX-0207 | Reactor, Mabr Cassette, Aeration Tank 2 - Mabr Cassette 7, Aeration | TNT-AER-T-0200 | Tank,Aeration, # 2 |  |  |  | RX
139912 | TNT-AER-RX-0208 | Reactor, Mabr Cassette, Aeration Tank 2 - Mabr Cassette 8, Aeration | TNT-AER-T-0200 | Tank,Aeration, # 2 |  |  |  | RX
139913 | TNT-AER-RX-0212 | Reactor, Mabr Cassette, Aeration Tank 2 - Mabr Cassette 12, Aeration | TNT-AER-T-0200 | Tank,Aeration, # 2 |  |  |  | RX
140228 | TNT-DECOM | Building Location | TNT-EUS | Production & End User Support
140250 | TNT-DIG-OFLOW | Overflow Liquor Headers, Digester | TNT-DIG | Digestion
140262 | TNT-DIG-SD | Secondry Digester Tanks | TNT-DIG | Digestion
140408 | TNT-DIS | Disinfection | TNT WORK AREA 9 | North Toronto Treatment Plant
140443 | TNT-ELS | Instrument / Electrical | TNT WORK AREA 9 | North Toronto Treatment Plant
140481 | TNT-ELS-LTG | Emergency lighting/Exit lighting | TNT-ELS | Instrument / Electrical |  |  | 41265
140563 | TNT-FT-ML-CHNL | Mixed liquer Channel, Final Tanks | TNT-FT | Final Tanks 1-5
140566 | TNT-FT-SUMP | Sump Pumps- Aeration Gallery Bsmt | TNT-FT | Final Tanks 1-5
140575 | TNT-GAS | Administration | TNT WORK AREA 9 | North Toronto Treatment Plant
140577 | TNT-GRK | Groundskeeping, Building services, Safety Equipment | TNT WORK AREA 9 | North Toronto Treatment Plant
140578 | TNT-GRK-PRTY-1000 | Building Services | TNT-GRK | Groundskeeping, Building services, Safety Equipment |  |  |  | PRTY
140644 | TNT-OF | Outfall, Weirs, CSO and Detention Tanks | TNT WORK AREA 9 | North Toronto Treatment Plant
140645 | TNT-OFFICE | Computer Location | TNT-ADMIN-BLDG | Building Location
140663 | TNT-PRM | Primary Treatment | TNT WORK AREA 9 | North Toronto Treatment Plant
140697 | TNT-PRS | Phosporus Removal System | TNT-STR | Secondary Treatment
140731 | TNT-PWA | Plant Water | TNT WORK AREA 9 | North Toronto Treatment Plant
140755 | TNT-SES-FEQ | Fire Extinguishers | TNT WORK AREA 9 | North Toronto Treatment Plant |  |  | 41264
140882 | TRK-AGL | TRK (ALTERNATE GL) | DOS-AGL | DOS ALTERNATE GL
140883 | TRK-COM | COMBINED SEWERS (ALTERNATE GL) | TRK-AGL | TRK (ALTERNATE GL)
140884 | TRK-COM-DON | COMBINED SEWERS - DON DRAINAGE AREA | TRK-COM | COMBINED SEWERS (ALTERNATE GL)
140885 | TRK-DIS | TRK Disinfection | TRK | DOS - TRUNK SEWER SYSTEM
140886 | TRK-HCK | HIGHLAND CREEK DRAINAGE AREA | TRK | DOS - TRUNK SEWER SYSTEM
140887 | TRK-HMR | HUMBER DRAINAGE AREA | TRK | DOS - TRUNK SEWER SYSTEM
140888 | TRK-LVW | LAKEVIEW DRAINAGE AREA | TRK | DOS - TRUNK SEWER SYSTEM
140889 | TRK-NTO | NORTH TORONTO DRAINAGE AREA | TRK | DOS - TRUNK SEWER SYSTEM
140890 | TRK-SAN-HCK | SANITARY SEWERS - HIGHLAND CREEK DRAINAGE AREA | TRK-SAN | SANITARY SEWERS (ALTERNATE GL)
140891 | TRK-SAN-LVW | SANITARY SEWERS - LAKEVIEW DRAINAGE AREA | TRK-SAN | SANITARY SEWERS (ALTERNATE GL)
140892 | TRK-STM | STORM SEWERS (ALTERNATE GL) | TRK-AGL | TRK (ALTERNATE GL)
140893 | TRK-STM-HMR | STORM SEWERS - HUMBER DRAINAGE AREA | TRK-STM | STORM SEWERS (ALTERNATE GL)
140894 | TRK-STM-NTO | STORM SEWERS - NORTH TORONTO DRAINAGE AREA | TRK-STM | STORM SEWERS (ALTERNATE GL)
140895 | TW SECURITY | TW Security | YTF-SPC1 | Process Control Systems - Administrative
140919 | UE2027 | Rectifier | TAB-STR-ELQ | Blower Building - Power Distribution & Electrical Equipment
140920 | UE2027C | Rectifier | TAB-STR-ELQ | Blower Building - Power Distribution & Electrical Equipment
140941 | UF2001 | Transformer | TAB-ELS-TR | Transformers near Plant Water Tower
140943 | UF2003 | Transformer | TAB-ELS-TR | Transformers near Plant Water Tower
141022 | WIRELESS | Wireless | YTF-SPC1 | Process Control Systems - Administrative
141103 | WR291 | Weir | TNT-OF | Outfall, Weirs, CSO and Detention Tanks | Door,Overhead
141104 | WT&S | Water Treatment & Supply | TW | Toronto Water
141117 | WTR ADMIN | Administration | WTR | Water Supply
141118 | WTR COMMUNICATIONS | WTR Communications | WTR-SPC1 | Process Control Systems - Administrative
141119 | WTR EUS SERVER ROOM | Communication Switch | WTR-WORK AREA 1 | Building Location
141120 | WTR OIT | WTR OIT | WTR-SPC2 | Process Control Systems - Equipment
141121 | WTR PLC | WTR PLC | WTR-SPC2 | Process Control Systems - Equipment
141122 | WTR SCADA CLIENTS | WTR SCADA Clients | WTR-SPC2 | Process Control Systems - Equipment
141123 | WTR SCADA SERVERS | WTR SCADA Servers | WTR-SPC1 | Process Control Systems - Administrative
141124 | WTR SCADA SERVERS | WTR SCADA Servers | WTR-SPC2 | Process Control Systems - Equipment
141125 | WTR SCADA SUPPORT | WTR SCADA Support | WTR-SPC1 | Process Control Systems - Administrative
141126 | WTR SCADA SUPPORT | WTR SCADA Support | WTR-SPC2 | Process Control Systems - Equipment
141977 | WTR-194-CH-0006A | Chamber,Revenue Meter,Keele-Steeles (Magmeter) | WTR-WEST-REV | Revenue Metering | Meter,Flow,Magmeter |  |  | CH
142266 | WTR-269-CH-0005 | Chamber,Revenue Meter,Woodbine-Steelcase (Magmeter) | WTR-EAST-REV | Revenue Metering | Chamber |  |  | CH
142346 | WTR-282-CH-0003 | Chamber,Revenue Meter,Yonge-Elgin (Magmeter) | WTR-EAST-REV | Revenue Metering | Chamber |  |  | CH
142545 | WTR-307-CH-0016 | Chamber,Revenue Meter,Adesso-Steeles (Magmeter) | WTR-WEST-REV | Revenue Metering | Chamber |  |  | CH
142906 | WTR-365-CH-0006 | Chamber,Revenue Meter,Dufferin-Steeles (Magmeter) | WTR-WEST-REV | Revenue Metering | Chamber |  |  | CH
142907 | WTR-365-FIT-0006A | Transmitter, Flow Indicating, Revenue, Forward Flow, Venturi | WTR-365-CH-0006 | Chamber,Revenue Meter,Dufferin-Steeles (Magmeter) | Transmitter,Flow |  |  | FIT
142908 | WTR-365-FIT-0006B | Transmitter,Flow Indicating,Revenue, Reverse Flow, Venturi | WTR-365-CH-0006 | Chamber,Revenue Meter,Dufferin-Steeles (Magmeter) | Transmitter,Flow |  |  | FIT
142909 | WTR-365-FQIR-0001 | Recorder, Paperless | WTR-365-CH-0006 | Chamber,Revenue Meter,Dufferin-Steeles (Magmeter) | Recorder,Paperless |  |  | FQIR
142911 | WTR-365-PIT-0001 | Transmitter,Pressure Indicating | WTR-365-CH-0006 | Chamber,Revenue Meter,Dufferin-Steeles (Magmeter) | Transmitter,Pressure |  |  | PIT
143028 | WTR-CENTRAL-REV | Revenue Metering | WTR-CENTRAL-RES | Work Area 2 Central Reservoirs
143030 | WTR-EAST-PS | Work Area 1 EAST Pumping Station | WTR-EAST | Water Supply Work Area 1 EAST
143031 | WTR-EAST-TNK | Work Area 1 EAST Tanks | WTR-EAST | Water Supply Work Area 1 EAST
143032 | WTR-EUS | Production & End User Support | WTR-ITM | Integrated Technology Management
143033 | WTR-OBSOLETE | WTR Suspended Entities
143038 | WTR-PAH-AMT | Atmospheric Monitoring | WTR-PAH | Armour Heights Pumping Station
143039 | WTR-PAH-AUX | Auxiliary Equipment (Building Facilities) | WTR-PAH | Armour Heights Pumping Station
143064 | WTR-PAH-GFI-0001 | Ground Fault Circuit Interrupter | WTR-PAH-AUX | Auxiliary Equipment (Building Facilities) |  |  |  | GFI
143065 | WTR-PAH-GFI-0002 | Ground Fault Circuit Interrupter | WTR-PAH-AUX | Auxiliary Equipment (Building Facilities) |  |  |  | GFI
143097 | WTR-PAH-P | Pumping | WTR-PAH | Armour Heights Pumping Station
143105 | WTR-PAH-TRW | Treated Water (Transmission) | WTR-PAH | Armour Heights Pumping Station
143141 | WTR-PBV-TRW | Treated Water (Transmission) | WTR-PBV | Bayview Pumping Station
143145 | WTR-PDS-AUX | Auxiliary Equipment (Building Facilities) | WTR-PDSS | Dorset Pumping station (Chamber Replaced with Pod)
143153 | WTR-PDS-ELS | Electrical System | WTR-PDSS | Dorset Pumping station (Chamber Replaced with Pod)
143155 | WTR-PDS-FEQ-SUS | Fire Equipment, Dorset Pumping Station | WTR-SUSPENDED | Suspended Obsolete entity for storage purpose |  |  | 44941
143168 | WTR-PDS-P | Pumping | WTR-PDS | Dorset Pumping Station
143169 | WTR-PDS-P | Pumping | WTR-PDSS | Dorset Pumping station (Chamber Replaced with Pod)
143193 | WTR-PDS-TRW | Treated Water (Transmission) | WTR-PDS | Dorset Pumping Station
143194 | WTR-PDS-TRW | Treated Water (Transmission) | WTR-PDSS | Dorset Pumping station (Chamber Replaced with Pod)
143248 | WTR-PEG-CW | City Water System | WTR-PEG | Eglinton Pumping Station
143258 | WTR-PEG-FEQ-SUS | Fire Equipment, Eglington Pumping Station | WTR-SUSPENDED | Suspended Obsolete entity for storage purpose |  |  | 44948
143305 | WTR-PEG-P | Pumping | WTR-PEG | Eglinton Pumping Station
143328 | WTR-PEG-TRW | Treated Water (Transmission) | WTR-PEG | Eglinton Pumping Station
143376 | WTR-PEL-ACC | Air Conditioning, Handling and Ventilation | WTR-PEL | Ellesmere Pumping Station
143429 | WTR-PEL-CW | City Water System | WTR-PEL | Ellesmere Pumping Station
143491 | WTR-PEL-FEQ-SUS | Fire Equipment, Ellesmere Pumping Station | WTR-PEL | Ellesmere Pumping Station |  |  | 44968
143685 | WTR-PEL-P | Pumping | WTR-PEL | Ellesmere Pumping Station
143741 | WTR-PEL-TRW | Treated Water (Transmission) | WTR-PEL | Ellesmere Pumping Station
143887 | WTR-PHL-ACC | Air Conditioning, Heating and Ventilation | WTR-PHL | High Level Pumping Station
143889 | WTR-PHL-AMT | Atmospheric Monitoring | WTR-PHL | High Level Pumping Station
143892 | WTR-PHL-AUX | Auxiliary Equipment (Building Facilities) | WTR-PHL | High Level Pumping Station
143974 | WTR-PHL-FEQ-SUS | Fire Equipment, High Level Pumping Station | WTR-PHL | High Level Pumping Station |  |  | 45018
144148 | WTR-PHL-OFFICE | Computer Location | WTR-WORK AREA 3 | Building Location
144150 | WTR-PHL-P | Pumping | WTR-PHL | High Level Pumping Station
144224 | WTR-PHL-TRW | Treated Water (Transmission) | WTR-PHL | High Level Pumping Station
144290 | WTR-PJO-AMT | Atmospheric Monitoring | WTR-PJO | Wm. H. Johnston Pumping Station
144302 | WTR-PJO-CW | City Water System | WTR-PJO | Wm. H. Johnston Pumping Station
144315 | WTR-PJO-GFI-0002 | Ground Fault Circuit Interrupter | WTR-PJO-AUX | Auxiliary Equipment (Building Facilities) |  |  |  | GFI
144316 | WTR-PJO-GFI-0004 | Ground Fault Circuit Interrupter | WTR-PJO-AUX | Auxiliary Equipment (Building Facilities) |  |  |  | GFI
144317 | WTR-PJO-GFI-0005 | Ground Fault Circuit Interrupter | WTR-PJO-AUX | Auxiliary Equipment (Building Facilities) |  |  |  | GFI
144346 | WTR-PJO-P | Pumping | WTR-PJO | Wm. H. Johnston Pumping Station
144360 | WTR-PJO-TRW | Treated Water (Transmission) | WTR-PJO | Wm. H. Johnston Pumping Station
144387 | WTR-PJS OFFICE | Computer Location | WTR-WA1 | District East Location
144391 | WTR-PJS-AUX | Auxiliary Equipment (Building Facilities) | WTR-PJS | John Street Pumping Station
144422 | WTR-PJS-CW | City Water System | WTR-PJS | John Street Pumping Station
144427 | WTR-PJS-ELS | Electrical System | WTR-PJS | John Street Pumping Station
144428 | WTR-PJS-ENW | Enwave Process | WTR-PJS | John Street Pumping Station
144453 | WTR-PJS-FEQ-SUS | Fire Equipment, John Street Pumping Station | WTR-PJS | John Street Pumping Station |  |  | 45118
144475 | WTR-PJS-HE-0001 | Heat Exchanger, DLWC, Enwave | WTR-PJS-ENW | Enwave Process |  |  |  | HE
144478 | WTR-PJS-HE-0002 | Heat Exchanger, DLWC, Enwave | WTR-PJS-ENW | Enwave Process |  |  |  | HE
144480 | WTR-PJS-HE-0003 | Heat Exchanger, DLWC, Enwave | WTR-PJS-ENW | Enwave Process |  |  |  | HE
144482 | WTR-PJS-HE-0004 | Heat Exchanger, DLWC, Enwave | WTR-PJS-ENW | Enwave Process |  |  |  | HE
144488 | WTR-PJS-HE-0008 | Heat Exchanger, DLWC, Enwave | WTR-PJS-ENW | Enwave Process |  |  |  | HE
144489 | WTR-PJS-HE-0010 | Heat Exchanger, DLWC, Enwave | WTR-PJS-ENW | Enwave Process |  |  |  | HE
144491 | WTR-PJS-HE-0013 | Heat Exchanger, DLWC, Enwave | WTR-PJS-ENW | Enwave Process |  |  |  | HE
144492 | WTR-PJS-HE-0014 | Heat Exchanger, DLWC, Enwave | WTR-PJS-ENW | Enwave Process |  |  |  | HE
144495 | WTR-PJS-HE-0015 | Heat Exchanger, DLWC, Enwave | WTR-PJS-ENW | Enwave Process |  |  |  | HE
144497 | WTR-PJS-HE-0016 | Heat Exchanger, DLWC, Enwave | WTR-PJS-ENW | Enwave Process |  |  |  | HE
144586 | WTR-PJS-P | Pumping | WTR-PJS | John Street Pumping Station
144818 | WTR-PKL-FEQ-SUS | Fire Equipment, Keele Pumping Station | WTR-PKL | Keele Pumping Station |  |  | 45179
144861 | WTR-PKL-OFFICE | Computer Location | WTR-WORK AREA 3 | Building Location
144862 | WTR-PKL-P | Pumping | WTR-PKL | Keele Pumping Station
144894 | WTR-PKL-TRW | Treated Water (Transmission) | WTR-PKL | Keele Pumping Station
144928 | WTR-PKN-AMT | Atmospheric Monitoring | WTR-PKN | Kennedy Pumping Station
144929 | WTR-PKN-AUX | Auxiliary Equipment (Building Facilities) | WTR-PKN | Kennedy Pumping Station
144952 | WTR-PKN-FEQ-SUS | Fire Equipment, Kennedy Pumping Station | WTR-PKN | Kennedy Pumping Station |  |  | 45191
144956 | WTR-PKN-GFI-0001 | Ground Fault Circuit Interrupter | WTR-PKN-AUX | Auxiliary Equipment (Building Facilities) |  |  |  | GFI
144984 | WTR-PKN-P | Pumping | WTR-PKN | Kennedy Pumping Station
145030 | WTR-PLW-AMT | Atmosphere Monitoring | WTR-PLW | Lawrence Pumping Station
145032 | WTR-PLW-AUX | Auxilliary Equipment (Building Facilities) | WTR-PLW | Lawrence Pumping Station
145034 | WTR-PLW-BUS-0102 | Electrical Bus | WTR-PLW-TR-0101 | Transformer, Power, Line 1, 27.6 kV/2.3 kV |  |  |  | BUS
145035 | WTR-PLW-BUS-0202 | Electrical Bus | WTR-PLW-TR-0201 | Transformer, Power, Line 2, 27.6 kV/2.3 kV |  |  |  | BUS
145054 | WTR-PLW-CW | City Water System | WTR-PLW | Lawrence Pumping Station
145057 | WTR-PLW-ELS | Electrical System | WTR-PLW | Lawrence Pumping Station
145130 | WTR-PLW-OFFICE | Computer Location | WTR-WORK AREA 3 | Building Location
145217 | WTR-PMI-AMT | Atmospheric Monitoring | WTR-PMI | Milliken Pumping Station
145239 | WTR-PMI-CW | City Water System | WTR-PMI | Milliken Pumping Station
145454 | WTR-PMI-P | Pumping | WTR-PMI | Milliken Pumping Station
145616 | WTR-PPD-AMT | Atmospheric Monitoring | WTR-PPD | Parkdale Pumping Station
145642 | WTR-PPD-CW | City Water System | WTR-PPD | Parkdale Pumping Station
145779 | WTR-PRH-AUX | Auxiliary Equipment (Building Facilities) | WTR-PRH | Rosehill Pumping Station
145905 | WTR-PRH-P | Pumping | WTR-PRH | Rosehill Pumping Station
145970 | WTR-PRV-ACC | Air Conditioning, Heating and Ventilation | WTR-PRV | Richview Pumping Station
146009 | WTR-PRV-FEQ-SUS | Fire Equipment, Richview Pumping Station | WTR-PRV | Richview Pumping Station |  |  | 45355
146010 | WTR-PRV-FEQ-SUS | Fire Equipment, Richview Pumping Station | WTR-SUSPENDED | Suspended Obsolete entity for storage purpose |  |  | 45355
146058 | WTR-PRV-P | Pumping | WTR-PRV | Richview Pumping Station
146083 | WTR-PRV-TRW | Treated Water (Transmission) | WTR-PRV | Richview Pumping Station
146125 | WTR-PSA-AMT | Atmospheric Monitoring | WTR-PSA | St. Albans Pumping Station
146245 | WTR-PSA-YAN-0002 | Alarm, Horn | WTR-PSA-AUX | Auxiliary Equipment (Building Facilities) |  |  |  | YAN
146298 | WTR-PSC-ELS | Electrical System | WTR-PSC | Scarborough Pumping Station
146472 | WTR-PTH-AUX | Auxiliary Equipment (Building Facilities) | WTR-PTH | Thornhill Pumping Station
146477 | WTR-PTH-ELS | Electrical System | WTR-PTH | Thornhill Pumping Station
146542 | WTR-PWT-AMT | Atmospheric Monitoring | WTR-PWT | West Toronto Pumping Station
146559 | WTR-PWT-DR-0004 | Door, Overhead | WTR-PWT-AUX | Auxiliary Equipment (Building Facilities) |  |  |  | DR
146566 | WTR-PWT-FEQ-SUS | Fire Equipment, West Toronto Pumping Station | WTR-SUSPENDED | Suspended Obsolete entity for storage purpose |  |  | 45422
146617 | WTR-PWT-P | Pumping | WTR-PWT | West Toronto Pumping Station
146666 | WTR-RBV-ELS | Electrical System | WTR-RBV | Bayview Reservoir
146713 | WTR-RDF-CW | City Water System | WTR-RDF | Dufferin Reservoir
146825 | WTR-REB-TRW | Treated Water (Transmission) | WTR-REB | East Woodbridge Tank |  |  | 35841
146830 | WTR-REG-AUX | Auxiliary Equipment (Building Facilities) | WTR-REG | Eglinton Reservoir
146833 | WTR-REG-CW | City Water System | WTR-REG | Eglinton Reservoir
146848 | WTR-REG-TRW | Treated Water (Transmission) | WTR-REG | Eglinton Reservoir
146862 | WTR-REL-ELS | Electrical System | WTR-REL | Ellesmere Reservoir
146874 | WTR-REL-TRW | Treated Water (Transmission) | WTR-REL | Ellesmere Reservoir
146884 | WTR-RKL-AUX | Auxiliary Equipment (Building Facilities) | WTR-RKL | Keele Reservoir
146890 | WTR-RKL-ELS | Electrical System | WTR-RKL | Keele Reservoir
146907 | WTR-RKL-TRW | Treated Water (Transmission) | WTR-RKL | Keele Reservoir
146937 | WTR-RLL-AUX | Auxiliary Equipment (Building Facilities) | WTR-RLL | Leslie Tank
146939 | WTR-RLL-ELS | Electrical System | WTR-RLL | Leslie Tank
146950 | WTR-RLL-TRW | Treated Water (Transmission) | WTR-RLL | Leslie Tank
146956 | WTR-RLW-AMT | Atmospheric Monitoring | WTR-RLW | Lawrence Reservoir
146975 | WTR-RLW-TRW | Treated Water (Transmission) | WTR-RLW | Lawrence Reservoir
146988 | WTR-RMA-ELS | Electrical System | WTR-RMA | Markham Reservoir
147010 | WTR-RMI-CW | City Water System | WTR-RMI | Milliken Reservoir
147023 | WTR-RMI-ELS | Electrical System | WTR-RMI | Milliken Reservoir
147057 | WTR-RMI-TRW | Treated Water (Transmission) | WTR-RMI | Milliken Reservoir
147112 | WTR-RMP-ELSS | Electrical System | WTR-RMPS | Maple Reservoir |  |  | 38609
147118 | WTR-RMT-ELS | Electrical System | WTR-RMT | Milliken Tank
147120 | WTR-RMT-TRW | Treated Water (Transmission) | WTR-RMT | Milliken Tank
147126 | WTR-RRG-AMT | Atmospheric Monitoring | WTR-RRG | Rouge Tank
147127 | WTR-RRG-CW | City Water System | WTR-RRG | Rouge Tank
147150 | WTR-RRG-TRW | Treated Water (Transmission) | WTR-RRG | Rouge Tank
147163 | WTR-RRH-AMT | Atmospheric Monitoring | WTR-RRH | Rosehill Reservoir
147208 | WTR-RRH-TRW | Treated Water (Transmission) | WTR-RRH | Rosehill Reservoir
147278 | WTR-RRV-AMT | Atmospheric Monitoring | WTR-RRV | Richview Reservoir
147316 | WTR-RST-AMT | Atmospheric Monitoring | WTR-RST | St.Clair Reservoir
147352 | WTR-RST-TRW | Treated Water (Transmission) | WTR-RST | St.Clair Reservoir
147367 | WTR-RWA-ACC | Air Conditioning, Heating and Ventilation | WTR-RWA | Warden Tank
147370 | WTR-RWA-CW | City Water System | WTR-RWA | Warden Tank
147377 | WTR-RWA-TRW | Treated Water (Transmission) | WTR-RWA | Warden Tank
147388 | WTR-RWL-AUX | Auxiliary Equipment (Building Facilities) | WTR-RWL | Whitlam Tank
147401 | WTR-SCT | Water Supply Work Area 2 SYSTEM CONTROL | WTR | Water Supply
147402 | WTR-SCT-SYP | Work Area 2 Central System Pressure, | WTR-SCT | Water Supply Work Area 2 SYSTEM CONTROL
147403 | WTR-SPC | Process Control Systems - Services Area | WTR | Water Supply
147404 | WTR-SPC1 | Process Control Systems - Administrative | WTR | Water Supply
147406 | WTR-STORE | Computer Storage Location | WTR-EUS | Production & End User Support
147417 | WTR-WA1 | District East Location | WTR-SPC2 | Process Control Systems - Equipment
147418 | WTR-WA3 | District West Location | WTR-SPC2 | Process Control Systems - Equipment
147419 | WTR-WEST-PS | Work Area 3 WEST Pumping Stations | WTR-WEST | Water Supply Work Area 3 WEST
147420 | WTR-WEST-REV | Revenue Metering | WTR-WEST | Water Supply Work Area 3 WEST
147421 | WTR-WEST-SES | Safety & Lifting Devices | WTR-WEST | Water Supply Work Area 3 WEST
147422 | WTR-WEST-SYP | Work Area 3 WEST System Pressure | WTR-WEST | Water Supply Work Area 3 WEST
147423 | WTR-WEST-TNK | Work Area 3 WEST Tanks | WTR-WEST | Water Supply Work Area 3 WEST
147424 | WTR-WORK AREA 3 | Building Location | WTR-EUS | Production & End User Support
147472 | WWT | Wastewater Treatment | TW | Toronto Water
147503 | YCH-ADMIN-BLDG | Building Location | YMH-EUS | Production & End User Support
147567 | YCS EUS SERVER ROOM | Communication Switch | YCS-ADMIN-BLDG | Building Location
147568 | YCS-ADMIN BLDG | Building Location | YCS-SPC | Process Control Systems
147569 | YCS-ITM | Integrated Technology Management | YCS | Commissioners Street
147570 | YCS-OFFICE | Computer Location | YCS-ADMIN-BLDG | Building Location
147571 | YDA | Dee Avenue | BUS | Business Unit Support
147572 | YDA EUS SERVER ROOM | Communication Switch | YDA-ADMIN-BLDG | Building Location
147573 | YDA-IWC-OFFICE | Computer Location | YDA-ADMIN-BLDG | Building Location
147574 | YDA-STORE | Computer Storage Location | YDA-EUS | Production & End User Support
147581 | YME | Merton Yard | BUS | Business Unit Support
147585 | YMH-19TH-OFFICE | Computer Location | YMH-ADMIN-BLDG | Building Location
147586 | YMH-21ST-OFFICE | Computer Location | YMH-ADMIN-BLDG | Building Location
147587 | YMH-ADMIN-BLDG | Building Location | YMH-EUS | Production & End User Support
147588 | YMH-DECOM | Building Location | YMH-EUS | Production & End User Support
147589 | YMH-EUS | Production & End User Support | YMH-ITM | Integrated Technology Management
147592 | YQQ-OFFICE | Computer Location | YQQ-ADMIN-BLDG | Building Location
147593 | YTF | Tiffield Data Center | BUS | Business Unit Support
147594 | YTF BLDG-A OFFICE | Computer Location | YTF-A-BLDG | Building Location
147595 | YTF BLDG-B OFFICE | Computer Location | YTF-B-BLDG | Building Location
147596 | YTF BLDG-C OFFICE | Computer Location | YTF-A-BLDG | Building Location
147598 | YTF COMMUNUCATION | YTF Communucation | YTF-SPC1 | Process Control Systems - Administrative
147599 | YTF EUS | Production & End User Support | YTF | Tiffield Data Center
147600 | YTF EUS | Production & End User Support | YTF-ITM | Integrated Technology Management
147601 | YTF EUS SERVER ROOM | Communication Switch | YTF-A-BLDG | Building Location
147603 | YTF SPC | Process Control Systems - Services Area | YTF-ITM | Integrated Technology Management
147604 | YTF-A BLDG | Building Location | YTF SPC | Process Control Systems - Services Area
147605 | YTF-ACC | HVAC Equipment | YTF-BLDG | Bullding Services
147713 | YTF-CW | City Water | YTF-BLDG | Bullding Services
147764 | YTF-ELS-LTG-3000 | Outdoor Electrical Equipment | YTF-ELS | Electrical Equipment |  |  |  | LTG
147765 | YTF-ELS-LTX-1000 | Exit Signs | YTF-ELS | Electrical Equipment |  |  |  | LTX
147782 | YTF-GRK | Buildings and Grounds | YTF-BLDG | Bullding Services
147784 | YTF-NGS | HVAC, Natural Gas | YTF-BLDG | Bullding Services
147812 | YTF-SS | Security Systems | YTF | Tiffield Data Center
147821 | ZDATA PILOT | ZCity of Toronto |  |  |  |  | 39026
147822 | ZXDP ENTITY COL | DO NOT USE - City of Toronto
147823 | ZXDP OTHER COL | DO NOT USE - DP Other Entities