40802 | TAB-ACC-TE-1437A | Temperature Element, Supply Air Temperature | TAB-ACC-HTR-1437 | Heater, Hot Water Reheat Coil | Sensor,Temperature | HVAC |  | TE | http://www.toronto.ca/TWONTO#temperature_sensor_element
40803 | TAB-ACC-TE-1437B | Temperature Element, Space Temperature | TAB-ACC-HTR-1437 | Heater, Hot Water Reheat Coil | Sensor,Temperature | HVAC |  | TE | http://www.toronto.ca/TWONTO#temperature_sensor_element
40804 | TAB-ACC-TE-1438B | Temperature Element, Space Temperature | TAB-ACC-HTR-1438 | Heater, Hot Water Reheat Coil | Sensor,Temperature | HVAC |  | TE | http://www.toronto.ca/TWONTO#temperature_sensor_element
40805 | TAB-ACC-TE-1439A | Temperature Element, Supply Air Temperature | TAB-ACC-HTR-1439 | Heater, Hot Water Reheat Coil | Sensor,Temperature | HVAC |  | TE | http://www.toronto.ca/TWONTO#temperature_sensor_element
40806 | TAB-ACC-TE-1439B | Temperature Element, Space Temperature | TAB-ACC-HTR-1439 | Heater, Hot Water Reheat Coil | Sensor,Temperature | HVAC |  | TE | http://www.toronto.ca/TWONTO#temperature_sensor_element
40807 | TAB-ACC-TE-1442A | Temperature Element, Supply Air Temperature | TAB-ACC-VAV-1442 | Heater, Hot Water Reheat Coil, Variable air | Sensor,Temperature | HVAC |  | TE | http://www.toronto.ca/TWONTO#temperature_sensor_element
40808 | TAB-ACC-TE-1442B | Temperature Element, Space Temperature | TAB-ACC-VAV-1442 | Heater, Hot Water Reheat Coil, Variable air | Sensor,Temperature | HVAC |  | TE | http://www.toronto.ca/TWONTO#temperature_sensor_element
40809 | TAB-ACC-TE-1446A | Temperature Element, Supply Air Temperature | TAB-ACC-HTR-1446 | Heater, Hot Water Reheat Coil | Sensor,Temperature | HVAC |  | TE | http://www.toronto.ca/TWONTO#temperature_sensor_element
40810 | TAB-ACC-TE-1447B | Temperature Element, Space Temperature | TAB-ACC-HTR-1447 | Heater, Hot Water Reheat Coil | Sensor,Temperature | HVAC |  | TE | http://www.toronto.ca/TWONTO#temperature_sensor_element
40811 | TAB-ACC-TE-1448B | Temperature Element, Space Temperature | TAB-ACC-HTR-1448 | Heater, Hot Water Reheat Coil | Sensor,Temperature | HVAC |  | TE | http://www.toronto.ca/TWONTO#temperature_sensor_element
40812 | TAB-ACC-TE-1449B | Temperature Element, Space Temperature | TAB-ACC-HTR-1449 | Heater, Hot Water Reheat Coil | Sensor,Temperature | HVAC |  | TE | http://www.toronto.ca/TWONTO#temperature_sensor_element
40813 | TAB-ACC-TE-1450A | Temperature Element, Supply Air Temperature | TAB-ACC-VAV-1450 | Heater, Hot Water Reheat Coil, Variable air | Sensor,Temperature | HVAC |  | TE | http://www.toronto.ca/TWONTO#temperature_sensor_element
40814 | TAB-ACC-TE-1450B | Temperature Element, Space Temperature | TAB-ACC-VAV-1450 | Heater, Hot Water Reheat Coil, Variable air | Sensor,Temperature | HVAC |  | TE | http://www.toronto.ca/TWONTO#temperature_sensor_element
40815 | TAB-ACC-TE-1454A | Temperature Element, Supply Air Temperature | TAB-ACC-HTR-1454 | Heater, Hot Water Reheat Coil | Sensor,Temperature | HVAC |  | TE | http://www.toronto.ca/TWONTO#temperature_sensor_element
40816 | TAB-ACC-TE-1454B | Temperature Element, Space Temperature | TAB-ACC-HTR-1454 | Heater, Hot Water Reheat Coil | Sensor,Temperature | HVAC |  | TE | http://www.toronto.ca/TWONTO#temperature_sensor_element
40817 | TAB-ACC-TE-1456B | Temperature Element, Space Temperature | TAB-ACC-HTR-1456 | Heater, Hot Water Reheat Coil | Sensor,Temperature | HVAC |  | TE | http://www.toronto.ca/TWONTO#temperature_sensor_element
40818 | TAB-ACC-TE-1457A | Temperature Element, Supply Air Temperature | TAB-ACC-VAV-1457 | Heater, Hot Water Reheat Coil, Variable air | Sensor,Temperature | HVAC |  | TE | http://www.toronto.ca/TWONTO#temperature_sensor_element
40819 | TAB-ACC-TE-1458A | Temperature Element, Supply Air Temperature | TAB-ACC-VAV-1458 | Heater, Hot Water Reheat Coil, Variable air | Sensor,Temperature | HVAC |  | TE | http://www.toronto.ca/TWONTO#temperature_sensor_element
40820 | TAB-ACC-TE-1458B | Temperature Element, Space Temperature | TAB-ACC-VAV-1458 | Heater, Hot Water Reheat Coil, Variable air | Sensor,Temperature | HVAC |  | TE | http://www.toronto.ca/TWONTO#temperature_sensor_element
40821 | TAB-ACC-TE-1459A | Temperature Element, Supply Air Temperature | TAB-ACC-VAV-1459 | Heater, Hot Water Reheat Coil, Variable air | Sensor,Temperature | HVAC |  | TE | http://www.toronto.ca/TWONTO#temperature_sensor_element
40822 | TAB-ACC-TE-1459B | Temperature Element, Space Temperature | TAB-ACC-VAV-1459 | Heater, Hot Water Reheat Coil, Variable air | Sensor,Temperature | HVAC |  | TE | http://www.toronto.ca/TWONTO#temperature_sensor_element
40823 | TAB-ACC-TE-1462A | Temperature Element, Supply Air Temperature | TAB-ACC-HTR-1462 | Heater unit, Z Bldg | Sensor,Temperature | HVAC |  | TE | http://www.toronto.ca/TWONTO#temperature_sensor_element
40824 | TAB-ACC-TE-1463A | Temperature Element, Supply Air Temperature | TAB-ACC-HTR-1463 | Heater unit, Z Bldg | Sensor,Temperature | HVAC |  | TE | http://www.toronto.ca/TWONTO#temperature_sensor_element
40825 | TAB-ACC-TE-1463B | Temperature Element, Space Temperature | TAB-ACC-HTR-1463 | Heater unit, Z Bldg | Sensor,Temperature | HVAC |  | TE | http://www.toronto.ca/TWONTO#temperature_sensor_element
40826 | TAB-ACC-TE-1464B | Temperature Element, Space Temperature | TAB-ACC-HTR-1464 | Heater unit, Z Bldg | Sensor,Temperature | HVAC |  | TE | http://www.toronto.ca/TWONTO#temperature_sensor_element
40827 | TAB-ACC-TE-1469A | Temperature Element, Supply Air Temperature | TAB-ACC-VAV-1469 | Heater, Hot Water Reheat Coil, Variable air | Sensor,Temperature | HVAC |  | TE | http://www.toronto.ca/TWONTO#temperature_sensor_element
40828 | TAB-ACC-TE-1469B | Temperature Element, Space Temperature | TAB-ACC-VAV-1469 | Heater, Hot Water Reheat Coil, Variable air | Sensor,Temperature | HVAC |  | TE | http://www.toronto.ca/TWONTO#temperature_sensor_element
40829 | TAB-ACC-TE-1483A | Temperature Element, Supply Air Temperature | TAB-ACC-VAV-1483 | Heater, Hot Water Reheat Coil, Variable air | Sensor,Temperature | HVAC |  | TE | http://www.toronto.ca/TWONTO#temperature_sensor_element
40830 | TAB-ACC-TE-1483B | Temperature Element, Space Temperature | TAB-ACC-VAV-1483 | Heater, Hot Water Reheat Coil, Variable air | Sensor,Temperature | HVAC |  | TE | http://www.toronto.ca/TWONTO#temperature_sensor_element
40831 | TAB-ACC-TE-1484A | Temperature Element, Supply Air Temperature | TAB-ACC-VAV-1484 | Heater, Hot Water Reheat Coil, Variable air | Sensor,Temperature | HVAC |  | TE | http://www.toronto.ca/TWONTO#temperature_sensor_element
40832 | TAB-ACC-TE-1485A | Temperature Element, Supply Air Temperature | TAB-ACC-VAV-1485 | Heater, Hot Water Reheat Coil, Variable air | Sensor,Temperature | HVAC |  | TE | http://www.toronto.ca/TWONTO#temperature_sensor_element
40833 | TAB-ACC-TE-1486B | Temperature Element, Space Temperature | TAB-ACC-VAV-1486 | Heater, Hot Water Reheat Coil, Variable air | Sensor,Temperature | HVAC |  | TE | http://www.toronto.ca/TWONTO#temperature_sensor_element
40834 | TAB-ACC-TE-1487A | Temperature Element, Supply Air Temperature | TAB-ACC-VAV-1487 | Heater, Hot Water Reheat Coil, Variable air | Sensor,Temperature | HVAC |  | TE | http://www.toronto.ca/TWONTO#temperature_sensor_element
40835 | TAB-ACC-TE-1490A | Temperature Element, Supply Air Temperature | TAB-ACC-HTR-1490 | Heater, Electric Reheat Coil | Sensor,Temperature | HVAC |  | TE | http://www.toronto.ca/TWONTO#temperature_sensor_element
40836 | TAB-ACC-TE-1490B | Temperature Element, Space Temperature | TAB-ACC-HTR-1490 | Heater, Electric Reheat Coil | Sensor,Temperature | HVAC |  | TE | http://www.toronto.ca/TWONTO#temperature_sensor_element
40837 | TAB-ACC-TE-1498A | Temperature Element, Supply Air Temperature | TAB-ACC-HTR-1498 | Heater, Hot Water Reheat Coil | Sensor,Temperature | HVAC |  | TE | http://www.toronto.ca/TWONTO#temperature_sensor_element
40838 | TAB-ACC-TE-1498B | Temperature Element, Space Temperature | TAB-ACC-HTR-1498 | Heater, Hot Water Reheat Coil | Sensor,Temperature | HVAC |  | TE | http://www.toronto.ca/TWONTO#temperature_sensor_element
40839 | TAB-ACC-TE-1499B | Temperature Element, Space Temperature | TAB-ACC-HTR-1499 | Heater, Hot Water Reheat Coil | Sensor,Temperature | HVAC |  | TE | http://www.toronto.ca/TWONTO#temperature_sensor_element
40840 | TAB-ACC-TIC-1273 | Controller, Temperature Indicating, Thermostat, Stack | TAB-ACC-FN-1270 | Fan, Exhaust, ,Stack | Controller,Temperature | HVAC |  | TIC | http://www.toronto.ca/TWONTO#thermostat_or_zone_controller_unit
40841 | TAB-ACC-TIC-1283 | Controller, Temperature Indicating, Thermostat, Stack | TAB-ACC-FN-1280 | Fan, Exhaust, ,Stack | Controller,Temperature | HVAC |  | TIC | http://www.toronto.ca/TWONTO#thermostat_or_zone_controller_unit
40995 | TAB-ACC-TIT-6452 | Transmitter, Temperature, Outside Air, AHU-6450, Ground, East Operating Gallery | TAB-ACC-AHU-6450 | Air Handling Unit, Primary Tank Operating Gallery, Ground, East Side | Transmitter,Temperature | HVAC |  | TIT | http://www.toronto.ca/TWONTO#temperature_transmitter
40996 | TAB-ACC-TIT-6453 | Transmitter, Temperature, Exhaust Air, FN- 6453 & 6454, Ground, East Operating Gallery | TAB-ACC-AHU-6450 | Air Handling Unit, Primary Tank Operating Gallery, Ground, East Side | Transmitter,Temperature | HVAC |  | TIT | http://www.toronto.ca/TWONTO#temperature_transmitter
40997 | TAB-ACC-TIT-6454 | Transmitter, Temperature, Ambient Air, operating gallery, East Operating Gallery | TAB-ACC-AHU-6450 | Air Handling Unit, Primary Tank Operating Gallery, Ground, East Side | Transmitter,Temperature | HVAC |  | TIT | http://www.toronto.ca/TWONTO#temperature_transmitter
40998 | TAB-ACC-TIT-6455 | Transmitter, Temperature, Ambient Air, operating gallery, East Operating Gallery | TAB-ACC-AHU-6450 | Air Handling Unit, Primary Tank Operating Gallery, Ground, East Side | Transmitter,Temperature | HVAC |  | TIT | http://www.toronto.ca/TWONTO#temperature_transmitter
41014 | TAB-ACC-TSH-6451 | Switch, Temperature, High, Supply Air, AHU-6450, Ground, East Operating Gallery | TAB-ACC-AHU-6450 | Air Handling Unit, Primary Tank Operating Gallery, Ground, East Side | Switch,Temperature-High | HVAC |  | TSH | http://www.toronto.ca/TWONTO#temperature_switch
41046 | TAB-ACC-TSL-6302 | HVAC, Temperature Low Switch, AHU-6302, Mechanical Room, Dig 9-12 Control Building. | TAB-ACC-AHU-6302 | Air Handling Unit, Gas Room Ventilation, Mechanical Room, Dig 9-12 Control Building. | Switch,Temperature-Low | HVAC |  | TSL | http://www.toronto.ca/TWONTO#temperature_switch
41047 | TAB-ACC-TSL-6336 | HVAC, Temperature Low Switch, HTR-6336, Sludge Heating Room, Dig 9-12 Control Building. | TAB-ACC-HTR-6336 | Heater, Unit Heater, Hot Water, Sludge Heating Room, Dig 9-12 Control Building. | Switch,Temperature-Low | HVAC |  | TSL | http://www.toronto.ca/TWONTO#temperature_switch
41048 | TAB-ACC-TSL-6451 | Switch, Temperature, Low, Outside Air, AHU-6450, Ground, East Operating Gallery | TAB-ACC-AHU-6450 | Air Handling Unit, Primary Tank Operating Gallery, Ground, East Side | Switch,Temperature-Low | HVAC |  | TSL | http://www.toronto.ca/TWONTO#temperature_switch
41367 | TAB-ACC-V-1434A | Valve, Reheat, Modulating | TAB-ACC-HTR-1434 | Heater, Hot Water Reheat Coil | Valve | HVAC |  | V | http://www.toronto.ca/TWONTO#valve
41368 | TAB-ACC-V-1436 | Valve, Reheat, Modulating | TAB-ACC-HTR-1436 | Heater, Hot Water Reheat Coil | Valve | HVAC |  | V | http://www.toronto.ca/TWONTO#valve
41369 | TAB-ACC-V-1438 | Valve, Reheat, Modulating | TAB-ACC-HTR-1438 | Heater, Hot Water Reheat Coil | Valve | HVAC |  | V | http://www.toronto.ca/TWONTO#valve
41371 | TAB-ACC-V-1444 | Valve, Reheat, Modulating | TAB-ACC-HTR-1444 | Heater, Hot Water Reheat Coil | Valve | HVAC |  | V | http://www.toronto.ca/TWONTO#valve
41372 | TAB-ACC-V-1446 | Valve, Reheat, Modulating | TAB-ACC-HTR-1446 | Heater, Hot Water Reheat Coil | Valve | HVAC |  | V | http://www.toronto.ca/TWONTO#valve
41373 | TAB-ACC-V-1448 | Valve, Reheat, Modulating | TAB-ACC-HTR-1448 | Heater, Hot Water Reheat Coil | Valve | HVAC |  | V | http://www.toronto.ca/TWONTO#valve
41376 | TAB-ACC-V-1455 | Valve, Reheat, Modulating | TAB-ACC-HTR-1455 | Heater, Hot Water Reheat Coil | Valve | HVAC |  | V | http://www.toronto.ca/TWONTO#valve
41451 | TAB-ACC-V-1499 | Valve, Reheat, Modulating | TAB-ACC-HTR-1499 | Heater, Hot Water Reheat Coil | Valve | HVAC |  | V | http://www.toronto.ca/TWONTO#valve
41658 | FCL-ACC-AHU-0902 | Air Handling unit, RMF Clarification Facility, Electrical Room | FCL-ACC | Climate Control (HVAC) | Air Handling Unit | HVAC |  | AHU | http://www.toronto.ca/TWONTO#air_handler_unit
41659 | FCL-ACC-AHU-0902 | Air Handling unit, RMF Clarification Facility, Electrical Room | FCL-ACC-RMF | Residue Management HVAC Equipment | Air Handling Unit | HVAC |  | AHU | http://www.toronto.ca/TWONTO#air_handler_unit
41662 | FCL-ACC-AHU-0903 | Air Handling Unit, Centrifuge Building HVAC Room North | FCL-ACC | Climate Control (HVAC) | Air Handling Unit | HVAC |  | AHU | http://www.toronto.ca/TWONTO#air_handler_unit
41663 | FCL-ACC-AHU-0904 | Air Handling unit, RMF Clarification Facility, Exit Corridor North | FCL-ACC-RMF | Residue Management HVAC Equipment | Air Handling Unit | HVAC |  | AHU | http://www.toronto.ca/TWONTO#air_handler_unit
41664 | FCL-ACC-AHU-0905 | Air Handling unit, RMF Clarification Facility, HVAC Room 1, Ground Floor, | FCL-ACC-RMF | Residue Management HVAC Equipment | Air Handling Unit | HVAC |  | AHU | http://www.toronto.ca/TWONTO#air_handler_unit
41665 | FCL-ACC-AHU-0906 | Air Handling unit, RMF Clarification Facility, HVAC Room 2, Ground Floor, outside toward 23rd street | FCL-ACC | Climate Control (HVAC) | Air Handling Unit | HVAC |  | AHU | http://www.toronto.ca/TWONTO#air_handler_unit
41883 | FCL-ACC-AHU-0906 | Air Handling unit, RMF Clarification Facility, HVAC Room 2, Ground Floor, outside toward 23rd street | FCL-ACC-RMF | Residue Management HVAC Equipment | Air Handling Unit | HVAC |  | AHU | http://www.toronto.ca/TWONTO#air_handler_unit
41884 | FCL-ACC-AHU-0907 | Air Handling unit, RMF Clarification Facility, HVAC Room 2, Ground Floor, outside toward 23rd street. | FCL-ACC | Climate Control (HVAC) | Air Handling Unit | HVAC |  | AHU | http://www.toronto.ca/TWONTO#air_handler_unit
41885 | FCL-ACC-AHU-0907 | Air Handling unit, RMF Clarification Facility, HVAC Room 2, Ground Floor, outside toward 23rd street. | FCL-ACC-RMF | Residue Management HVAC Equipment | Air Handling Unit | HVAC |  | AHU | http://www.toronto.ca/TWONTO#air_handler_unit
42079 | TAB-ACC-V-6402 | Valve, Actuated, Fire Protection System, Pump Room, Grit Bldg., P Bldg. | TAB-ACC-P-6414 | Pump, jockey Pump, Pump Room, Grit Bldg., P Bldg. | Valve | HVAC |  | V | http://www.toronto.ca/TWONTO#valve
42080 | TAB-ACC-V-6403 | Valve, Actuated, Fire Protection System, Ground Floor, Old Screen Bldg., P Bldg. | TAB-ACC-P-6414 | Pump, jockey Pump, Pump Room, Grit Bldg., P Bldg. | Valve | HVAC |  | V | http://www.toronto.ca/TWONTO#valve
42081 | TAB-ACC-V-6404 | Valve, Actuated, Fire Protection System, Ground Floor, Old Screen Bldg., P Bldg. | TAB-ACC-P-6414 | Pump, jockey Pump, Pump Room, Grit Bldg., P Bldg. | Valve | HVAC |  | V | http://www.toronto.ca/TWONTO#valve
42082 | TAB-ACC-V-6405 | Valve, Actuated, Fire Protection System, Ground Floor, Old Screen Bldg., P Bldg. | TAB-ACC-P-6414 | Pump, jockey Pump, Pump Room, Grit Bldg., P Bldg. | Valve | HVAC |  | V | http://www.toronto.ca/TWONTO#valve
42083 | TAB-ACC-V-6406 | Valve, Actuated, Fire Protection System, Ground Floor, Old Screen Bldg., P Bldg. | TAB-ACC-P-6414 | Pump, jockey Pump, Pump Room, Grit Bldg., P Bldg. | Valve | HVAC |  | V | http://www.toronto.ca/TWONTO#valve
42084 | TAB-ACC-V-6409 | Valve, Actuated, Fire Protection System, Pump Room, Grit Bldg., P Bldg. | TAB-ACC-P-6412 | Pump, fire Pump, Pump Room, Grit Bldg., P Bldg. | Valve | HVAC |  | V | http://www.toronto.ca/TWONTO#valve
42085 | TAB-ACC-V-6410 | Valve, Actuated, Fire Protection System, Pump Room, Grit Bldg., P Bldg. | TAB-ACC-P-6412 | Pump, fire Pump, Pump Room, Grit Bldg., P Bldg. | Valve | HVAC |  | V | http://www.toronto.ca/TWONTO#valve
42086 | TAB-ACC-V-6413 | Valve, Butterfly Valve, Isolation, Hot Water System, existing north digesters tunnel | TAB-ACC-1100 | HVAC Heating, P Bldg | Valve | HVAC |  | V | http://www.toronto.ca/TWONTO#valve
42087 | TAB-ACC-V-6414 | Valve, Butterfly Valve, Isolation, Hot Water System, existing north digesters tunnel | TAB-ACC-1100 | HVAC Heating, P Bldg | Valve | HVAC |  | V | http://www.toronto.ca/TWONTO#valve
42088 | TAB-ACC-V-6415 | Valve, Butterfly Valve, Isolation, Hot Water System, existing north digesters tunnel | TAB-ACC-1100 | HVAC Heating, P Bldg | Valve | HVAC |  | V | http://www.toronto.ca/TWONTO#valve
42089 | TAB-ACC-V-6417 | Valve, Butterfly Valve, Isolation, Hot Water System, Mech. Room No.5, Old Screen Bldg., P Bldg. | TAB-ACC-P-6403 | Pump, Heating Pump, Existing Screen Bldg Mechanical Room No.5 | Valve | HVAC |  | V | http://www.toronto.ca/TWONTO#valve
42090 | TAB-ACC-V-6418 | Valve, Check, Hot Water System, Mech. Room No.5, Old Screen Bldg., P Bldg. | TAB-ACC-P-6404 | Pump, Heating Pump, Existing Screen Bldg Mechanical Room No.5 | Valve,Check | HVAC |  | V | http://www.toronto.ca/TWONTO#valve
42091 | TAB-ACC-V-6421 | Valve, Motorized, Hot Water System, Mech. Room No.5, Old Screen Bldg., P Bldg. | TAB-ACC-HE-6401 | Heat Exchanger, Mechanical Room No.5, Old Screen Bldg., P Bldg. | Valve | HVAC |  | V | http://www.toronto.ca/TWONTO#valve
42092 | TAB-ACC-V-6422 | Valve, Motorized, Hot Water System, Mech. Room No.5, Old Screen Bldg., P Bldg. | TAB-ACC-HE-6402 | Heat Exchanger, Mechanical Room No.5, Old Screen Bldg., P Bldg. | Valve | HVAC |  | V | http://www.toronto.ca/TWONTO#valve
42093 | TAB-ACC-V-6424 | Valve, Butterfly, Isolation, Mech. Room No.5, Old Screen Bldg., P Bldg. | TAB-ACC-P-6401 | Pump, Heating Pump, VFD, Mech Room No. 5, Old Screen Bldg., P Bldg. | Valve | HVAC |  | V | http://www.toronto.ca/TWONTO#valve
42094 | TAB-ACC-V-6425 | Valve, Butterfly, Isolation, Hot Water System, Mech. Room No.5, Old Screen Bldg., P Bldg. | TAB-ACC-P-6402 | Pump, Heating Pump, VFD, Mech Room No. 5, Old Screen Bldg., P Bldg. | Valve | HVAC |  | V | http://www.toronto.ca/TWONTO#valve
42095 | TAB-ACC-V-6426 | Valve, Check, Hot Water System, Mech. Room No.5, Old Screen Bldg., P Bldg. | TAB-ACC-P-6401 | Pump, Heating Pump, VFD, Mech Room No. 5, Old Screen Bldg., P Bldg. | Valve,Check | HVAC |  | V | http://www.toronto.ca/TWONTO#valve
42096 | TAB-ACC-V-6427 | Valve, Check, Hot Water System, Mech. Room No.5, Old Screen Bldg., P Bldg. | TAB-ACC-P-6402 | Pump, Heating Pump, VFD, Mech Room No. 5, Old Screen Bldg., P Bldg. | Valve,Check | HVAC |  | V | http://www.toronto.ca/TWONTO#valve
42097 | TAB-ACC-V-6429 | Valve, 2-Way Modulating, PreHeater Coil,AHU-6410, Roof, Existing Grit Bldg. | TAB-ACC-AHU-6410 | Air Handling Unit, Roof, Grit Bldg., P Bldg. | Valve | HVAC |  | V | http://www.toronto.ca/TWONTO#valve
42098 | TAB-ACC-V-6431 | Valve, 2-Way Modulating, PreHeater Coil,AHU-6420, Roof, Existing Grit Bldg. | TAB-ACC-AHU-6420 | Air Handling Unit, Roof, Grit Bldg., P Bldg. | Valve | HVAC |  | V | http://www.toronto.ca/TWONTO#valve
42099 | TAB-ACC-V-6451 | Valve, 2-Way Modulating, PreHeater Coil,AHU-6450, Ground, East Operating Gallery | TAB-ACC-AHU-6450 | Air Handling Unit, Primary Tank Operating Gallery, Ground, East Side | Valve | HVAC |  | V | http://www.toronto.ca/TWONTO#valve
42100 | TAB-ACC-V-6481 | Valve, 2-Way Modulating, heating Coil,6405, Pump RM, Existing Grit Bldg. | TAB-ACC-HE-6405 | Heat Exchanger, Heating Coil box, Pump Room, Grit Bldg., P Bldg. | Valve | HVAC |  | V | http://www.toronto.ca/TWONTO#valve
42101 | TAB-ACC-V-6483 | Valve, 2-Way Modulating, heating Coil,6403, Grit Tank Area north, Existing Grit Bldg. | TAB-ACC-HE-6403 | Heat Exchanger, Heating Coil box, Ground Floor, North Side, Grit Bldg., P Bldg. | Valve | HVAC |  | V | http://www.toronto.ca/TWONTO#valve
42102 | TAB-ACC-V-6484 | Valve, 2-Way Modulating, heating Coil,6404, Roof, Existing Grit Bldg. | TAB-ACC-HE-6404 | Heat Exchanger, Heating Coil box, Mechanical Room No.5, Old Screen Bldg., P Bldg. | Valve | HVAC |  | V | http://www.toronto.ca/TWONTO#valve
42103 | TAB-ACC-V-6511 | Valve, 2-Way Modulating, PreHeater Coil,AHU-6510, Mechanical RM No. 1, Screen Bldg., P Bldg. | TAB-ACC-AHU-6510 | Air Handling Unit, Mechanical Room no.1, Screen Bldg., P Bldg. | Valve | HVAC |  | V | http://www.toronto.ca/TWONTO#valve
42104 | TAB-ACC-V-6520 | Valve, 2-Way Modulating, PreHeater Coil,AHU-6520, Mechanical RM No. 2, Screen Bldg., P Bldg. | TAB-ACC-AHU-6520 | Air Handling Unit, Mechanical Room no.2, Screen Bldg., P Bldg. | Valve | HVAC |  | V | http://www.toronto.ca/TWONTO#valve
42105 | TAB-ACC-V-6521 | Valve, Actuated, Fire Protection System, Mechanical Room No. 1, Screen Bldg., P Bldg. | TAB-ACC-P-6511 | Pump, Fire pump, Mechanical Room No. 1, Screen Bldg., P Bldg. | Valve | HVAC |  | V | http://www.toronto.ca/TWONTO#valve
42106 | TAB-ACC-V-6525 | Valve, Actuated, Fire Protection System, Mechanical Room No. 1, Screen Bldg., P Bldg. | TAB-ACC-P-6513 | Pump, Jockey pump, Mechanical Room No. 1, Screen Bldg., P Bldg. | Valve | HVAC |  | V | http://www.toronto.ca/TWONTO#valve
42107 | TAB-ACC-V-6526 | Valve, Actuated, Fire Protection System, Mechanical Room No. 1, Screen Bldg., P Bldg. | TAB-ACC-P-6513 | Pump, Jockey pump, Mechanical Room No. 1, Screen Bldg., P Bldg. | Valve | HVAC |  | V | http://www.toronto.ca/TWONTO#valve
42108 | TAB-ACC-V-6527 | Valve, Actuated, Fire Protection System, Mechanical Room No. 1, Screen Bldg., P Bldg. | TAB-ACC-P-6511 | Pump, Fire pump, Mechanical Room No. 1, Screen Bldg., P Bldg. | Valve | HVAC |  | V | http://www.toronto.ca/TWONTO#valve
42109 | TAB-ACC-V-6528 | Valve, Actuated, Fire Protection System, Mechanical Room No. 1, Screen Bldg., P Bldg. | TAB-ACC-P-6511 | Pump, Fire pump, Mechanical Room No. 1, Screen Bldg., P Bldg. | Valve | HVAC |  | V | http://www.toronto.ca/TWONTO#valve
42110 | TAB-ACC-V-6529 | Valve, Actuated, Fire Protection System, Mechanical Room No. 1, Screen Bldg., P Bldg. | TAB-ACC-P-6511 | Pump, Fire pump, Mechanical Room No. 1, Screen Bldg., P Bldg. | Valve | HVAC |  | V | http://www.toronto.ca/TWONTO#valve
42111 | TAB-ACC-V-6531 | Valve, 2-Way Modulating, PreHeater Coil,AHU-6530, Mechanical RM No. 3, Screen Bldg., P Bldg. | TAB-ACC-AHU-6530 | Air Handling Unit, Mechanical Room no.3, Screen Bldg., P Bldg. | Valve | HVAC |  | V | http://www.toronto.ca/TWONTO#valve
42112 | TAB-ACC-V-6532 | Valve, 2-Way Modulating, PreHeater Coil,AHU-6530, Mechanical RM No. 3, Screen Bldg., P Bldg. | TAB-ACC-AHU-6530 | Air Handling Unit, Mechanical Room no.3, Screen Bldg., P Bldg. | Valve | HVAC |  | V | http://www.toronto.ca/TWONTO#valve
42113 | TAB-ACC-V-6541 | Valve, 2-Way Modulating, PreHeater Coil,AHU-6540, Mechanical RM No. 3, Screen Bldg., P Bldg. | TAB-ACC-AHU-6540 | Air Handling Unit, Mechanical Room no.3, Screen Bldg., P Bldg. | Valve | HVAC |  | V | http://www.toronto.ca/TWONTO#valve
42114 | TAB-ACC-V-6542 | Valve, 2-Way Modulating, PreHeater Coil,AHU-6540, Mechanical RM No. 3, Screen Bldg., P Bldg. | TAB-ACC-AHU-6540 | Air Handling Unit, Mechanical Room no.3, Screen Bldg., P Bldg. | Valve | HVAC |  | V | http://www.toronto.ca/TWONTO#valve
42115 | TAB-ACC-V-6551 | Valve, 3-Way Modulating, PreHeater Coil,AHU-6550, Mechanical RM No. 3, Screen Bldg., P Bldg. | TAB-ACC-AHU-6550 | Air Handling Unit, Mechanical Room no.3, Screen Bldg., P Bldg. | Valve | HVAC |  | V | http://www.toronto.ca/TWONTO#valve
42116 | TAB-ACC-V-6571 | Valve, 2-Way Modulating, PreHeater Coil,AHU-6570, Mechanical RM No. 3, Screen Bldg., P Bldg. | TAB-ACC-AHU-6570 | Air Handling Unit, Mechanical Room no.3, Screen Bldg., P Bldg. | Valve | HVAC |  | V | http://www.toronto.ca/TWONTO#valve
42117 | TAB-ACC-V-6572 | Valve, 2-Way Modulating, PreHeater Coil,AHU-6570, Mechanical RM No. 3, Screen Bldg., P Bldg. | TAB-ACC-AHU-6570 | Air Handling Unit, Mechanical Room no.3, Screen Bldg., P Bldg. | Valve | HVAC |  | V | http://www.toronto.ca/TWONTO#valve
42118 | TAB-ACC-V-6581 | Valve, 2-Way Modulating, PreHeater Coil,AHU-6580, Roof, Workshop Bldg. | TAB-ACC-AHU-6580 | Air Handling Unit, Workshop Roof, P Bldg. | Valve | HVAC |  | V | http://www.toronto.ca/TWONTO#valve
42119 | TAB-ACC-V-6582 | Valve, 2-Way Modulating, Heating Coil,HC-6582, Workshop Storage, Workshop Bldg. | TAB-ACC-AHU-6580 | Air Handling Unit, Workshop Roof, P Bldg. | Valve | HVAC |  | V | http://www.toronto.ca/TWONTO#valve
42120 | TAB-ACC-V-6591 | Valve, 2-Way Modulating, PreHeater Coil,AHU-6590, Roof, Workshop Bldg. | TAB-ACC-AHU-6590 | Air Handling Unit, Workshop Roof, P Bldg. | Valve | HVAC |  | V | http://www.toronto.ca/TWONTO#valve
42705 | TAB-CAP-PRJ-0019 | Z Building HVAC Upgrade Project | TAB-WA6 | Common to Projects, Bldg. Services, Z Building |  | HVAC |  | PRJ | project
44481 | TAB-DIG-CP-7101 | Control Station, Ventilation, Waste Gas Burner Station | TAB-DIG-CP-7100 | Control Panel, Combustible Gas Monitoring, Waste Gas Burner Station | Control Panel | HVAC |  | CP | http://www.toronto.ca/TWONTO#process_control_panel
44948 | TAB-DIG-HT-0002 | Heat Tracing, Chamber | TAB-DIG-T-1300 | Digestion Tank 13 | Heater,Process | HVAC |  | HT | heat_trace
49890 | TAB-PLT-INQ-4040 | Corrosion Control Unit,VFD Room,Grit Build,P Building | TAB-EL1-MCC-6631 | Control Panel, MCC,Electrical Room,Grit Build,P Building | H.V.A.C. | HVAC |  | INQ | ?
52766 | FCL-MCS-BAS | Plant HVAC System | FCL-MCS | Mechanical Services |  | HVAC |  |  | http://www.toronto.ca/TWONTO#collection_of_assets
54945 | TAB-SLO-AHU-0201A | AHU- Silo Bldg (Make up air unit) - WX4501A and WX4502A | TAB-ACC-AHU | Air Handling Unit & Supply Fan | Air Handling Unit | HVAC |  | AHU | http://www.toronto.ca/TWONTO#air_handler_unit
54946 | TAB-SLO-AHU-0201B | AHU- Silo Bldg (Make up air unit) - WX4501A and WX4502A | TAB-ACC-AHU | Air Handling Unit & Supply Fan | Air Handling Unit | HVAC |  | AHU | http://www.toronto.ca/TWONTO#air_handler_unit
54947 | TAB-SLO-AHU-0401 | AHU- Bio-Solid Odour Control Building, Roof | TAB-ACC-AHU | Air Handling Unit & Supply Fan | Air Handling Unit | HVAC |  | AHU | http://www.toronto.ca/TWONTO#air_handler_unit
55898 | TAB-STR-HE-4011V | Heat exchanger | TAB-STR-BL-4011 | Blower #4011 | H.V.A.C.,Chiller | HVAC |  | HE | http://www.toronto.ca/TWONTO#heat_exchanger
57439 | FCL-WWW-AHU-0101-SUS | Air Handling Unit - Screen Room | FCL-ACC | Climate Control (HVAC) | Air Handling Unit | HVAC | 42193 | AHU | http://www.toronto.ca/TWONTO#air_handler_unit
58042 | THC-ACC-AC-0052 | Air Conditioner, Indoor Unit, Telecom Room, Admin. Building Telecom Room | THC-ACC-BLDG K | Administration Building, HVAC |  | HVAC |  | AC | http://www.toronto.ca/TWONTO#air_condition
58043 | THC-ACC-AC-0053 | Air Conditioner, Outdoor Unit, Control Room, Admin. Building Roof | THC-ACC-BLDG K | Administration Building, HVAC |  | HVAC |  | AC | http://www.toronto.ca/TWONTO#air_condition
58044 | THC-ACC-AC-0058 | Air Conditioner, Outdoor Unit, Control Room, Admin. Building Roof | THC-ACC-BLDG K | Administration Building, HVAC |  | HVAC |  | AC | http://www.toronto.ca/TWONTO#air_condition
58045 | THC-ACC-AC-0059 | Air Conditioner, Outdoor Unit, Control Room, Admin. Building Roof | THC-ACC-BLDG K | Administration Building, HVAC |  | HVAC |  | AC | http://www.toronto.ca/TWONTO#air_condition
58046 | THC-ACC-AC-0122 | Air Conditioner,Elec RM,Aeration Building,Phase 4 | THC-ACC-BLDG O | Phase IV , Building O HVAC | Air Handling Unit | HVAC |  | AC | http://www.toronto.ca/TWONTO#air_condition
58047 | THC-ACC-AC-0201 | Air Conditioning, IT Room, WA2 Workshop, | THC-GRK-STRC-0200 | Workshop, WA2, Building X | Air Handling Unit | HVAC |  | AC | http://www.toronto.ca/TWONTO#air_condition
58048 | THC-ACC-AC-0224 | Air Conditioner Unit, Building S | THC-ACC-BLDG S | Blower Building, HVAC | H.V.A.C.,Air Conditioner | HVAC |  | AC | http://www.toronto.ca/TWONTO#air_condition
58049 | THC-ACC-AC-0240 | Air Conditioner Unit, Building K | THC-ACC-BLDG K | Administration Building, HVAC | H.V.A.C.,Air Conditioner | HVAC |  | AC | http://www.toronto.ca/TWONTO#air_condition
58050 | THC-ACC-AC-0441 | H.V.A.C.,Air Conditioning Evaporator Unit,Electrical Room,Building UU | THC-ACC-BLDG UU | Waste Gas Burner Building HVAC | H.V.A.C.,Air Conditioner | HVAC |  | AC | http://www.toronto.ca/TWONTO#AC_evaporator_unit
58051 | THC-ACC-AC-0702 | Air Conditioner,Thickening Building Library | THC-ACC-BLDG J | TWAS Building, HVAC | H.V.A.C.,Air Conditioner | HVAC |  | AC | http://www.toronto.ca/TWONTO#air_condition
58052 | THC-ACC-AC-0703 | Air Conditioner,Thickening Building Library | THC-ACC-BLDG J | TWAS Building, HVAC | H.V.A.C.,Air Conditioner | HVAC |  | AC | http://www.toronto.ca/TWONTO#air_condition
58053 | THC-ACC-AC-0705 | Air Conditioner,Thickening Building Electrical Room | THC-ACC-BLDG J | TWAS Building, HVAC | H.V.A.C.,Air Conditioner | HVAC |  | AC | http://www.toronto.ca/TWONTO#air_condition
58054 | THC-ACC-AC-0903 | Air Conditioning Unit,ATS Room,Solids Treatment,Biosolids Building East | THCSLDMNT | THC Solids Maintenance |  | HVAC |  | AC | http://www.toronto.ca/TWONTO#air_condition
58055 | THC-ACC-AC-0906 | Air Conditioning Unit,MCC Room,2nd Floor,Solids Treatment,Biosolids Building East | THC-ACC-BLDG M | Incineration Building, HVAC |  | HVAC |  | AC | http://www.toronto.ca/TWONTO#air_condition
58056 | THC-ACC-AC-0908 | Air Conditioning Unit,RPU Room,2nd Floor,Solids Treatment,Biosolids Building East | THC-ACC-BLDG M | Incineration Building, HVAC |  | HVAC |  | AC | http://www.toronto.ca/TWONTO#air_condition
58057 | THC-ACC-AC-5801 | Air Conditioning ,Plant Stores,Office | THC-ACC-BLDG B | Mechanical Shop (Chlorine) Building HVAC |  | HVAC |  | AC | http://www.toronto.ca/TWONTO#air_condition
58058 | THC-ACC-AC-6630 | Air-conditioning Unit, Indoor, Electrical Room, Ground floor, Headworks | THC-PLT-BLDG-0001 | New Head House, preliminary process | H.V.A.C.,Air Conditioner | HVAC |  | AC | http://www.toronto.ca/TWONTO#air_condition
58059 | THC-ACC-AHU BLDG M | Air Handling Units, Building M | THC-ACC-BLDG M | Incineration Building, HVAC |  | HVAC |  |  | http://www.toronto.ca/TWONTO#air_handler_unit
58060 | THC-ACC-AHU-0071 | Air handling Unit, Ground Floor West Zone(Administration), Admin Building Roof | THC-ACC-BLDG K | Administration Building, HVAC | Air Handling Unit | HVAC |  | AHU | http://www.toronto.ca/TWONTO#air_handler_unit
58061 | THC-ACC-AHU-0081 | Air handling Unit, Ground Floor South Zone(Project Management), Admin Building Roof | THC-ACC-BLDG K | Administration Building, HVAC | Air Handling Unit | HVAC |  | AHU | http://www.toronto.ca/TWONTO#air_handler_unit
58062 | THC-ACC-AHU-0120 | Air Handlling Unit,Roof,Scrubber Room,Phase 4 | THC-ACC-BLDG O | Phase IV , Building O HVAC | Air Handling Unit | HVAC |  | AHU | http://www.toronto.ca/TWONTO#air_handler_unit
58064 | THC-ACC-AHU-0220 | Air Handling Unit, Building K | THC-ACC-BLDG K | Administration Building, HVAC | H.V.A.C.,Air Conditioner | HVAC | 35458 | AHU | http://www.toronto.ca/TWONTO#air_handler_unit
58066 | THC-ACC-AHU-0253 | Air Handling Unit, Admin Bldg K | THC-ACC-BLDG K | Administration Building, HVAC | Air Handling Unit | HVAC | 35459 | AHU | http://www.toronto.ca/TWONTO#air_handler_unit
58105 | THC-ACC-AHU-0261 | Air Conditioner Unit, Building R | THC-ACC-BLDG K | Administration Building, HVAC | H.V.A.C.,Air Conditioner | HVAC | 35750 | AHU | http://www.toronto.ca/TWONTO#air_condition
58106 | THC-ACC-AHU-0262 | Air Conditioner Unit, Building R | THC-SUSPENDED | Suspended entity | H.V.A.C.,Air Conditioner | HVAC | 35751 | AHU | http://www.toronto.ca/TWONTO#air_condition
58107 | THC-ACC-AHU-0263 | Air Conditioner Unit, Building R | THC-ACC-BLDG K | Administration Building, HVAC | H.V.A.C.,Air Conditioner | HVAC | 35752 | AHU | http://www.toronto.ca/TWONTO#air_condition
58108 | THC-ACC-AHU-0265 | Air Handling Unit, Building A | THC-ACC-BLDG A | Old Plant Blower Building HVAC | Fan | HVAC |  | AHU | http://www.toronto.ca/TWONTO#air_handler_unit
58109 | THC-ACC-AHU-0266 | Air Handling Unit, Building A | THC-ACC-BLDG A | Old Plant Blower Building HVAC | Air Handling Unit | HVAC |  | AHU | http://www.toronto.ca/TWONTO#air_handler_unit
58110 | THC-ACC-AHU-0268 | Air Handling Unit, Building A | THC-ACC-BLDG A | Old Plant Blower Building HVAC | Fan,Axial | HVAC |  | AHU | http://www.toronto.ca/TWONTO#air_handler_unit
58111 | THC-ACC-AHU-0321 | HVAC Unit, Building M, 2nd floor | THC-ACC-AHU BLDG M | Air Handling Units, Building M | Air Handling Unit | HVAC |  | AHU | http://www.toronto.ca/TWONTO#air_handler_unit
58113 | THC-ACC-AHU-0400 | Air Handling Unit, Digester Building, bldg. U | THC-ACC-BLDG J | TWAS Building, HVAC | Air Handling Unit | HVAC | 35915 | AHU | http://www.toronto.ca/TWONTO#air_handler_unit
58114 | THC-ACC-AHU-0440 | Air Handling Unit,Drip Trap Room,Building UU | THC-ACC-BLDG U | New Digesters Building HVAC | Air Handling Unit | HVAC |  | AHU | http://www.toronto.ca/TWONTO#air_handler_unit
58115 | THC-ACC-AHU-0440 | Air Handling Unit,Drip Trap Room,Building UU | THC-ACC-CP-0445 | Control Panel,HVAC,Electrical Room,Building UU | Air Handling Unit | HVAC |  | AHU | http://www.toronto.ca/TWONTO#air_handler_unit
58116 | THC-ACC-AHU-0502 | Air Handling Unit,Old Steam Generator Room, Building M | THC-ACC-AHU BLDG M | Air Handling Units, Building M | Air Handling Unit | HVAC | 40178 | AHU | http://www.toronto.ca/TWONTO#air_handler_unit
58117 | THC-ACC-AHU-0556 | Air Handling Unit,Basement,Decant Area | THC-ACC-AHU BLDG M | Air Handling Units, Building M | Air Handling Unit | HVAC | 33153 | AHU | http://www.toronto.ca/TWONTO#air_handler_unit
58118 | THC-ACC-AHU-0710 | Air Handling Unit,Outdoor,Centrifuge Area,Thickening Building | THC-ACC-BLDG J | TWAS Building, HVAC | Air Handling Unit | HVAC |  | AHU | http://www.toronto.ca/TWONTO#air_handler_unit
58119 | THC-ACC-AHU-0720 | Air Handling Unit,Basement/Sub-basement Area,Thickening Building | THC-ACC-BLDG J | TWAS Building, HVAC | Air Handling Unit | HVAC |  | AHU | http://www.toronto.ca/TWONTO#air_handler_unit
58120 | THC-ACC-AHU-2170 | Air Handling Unit, Tunnel T19, Phase IV Secondary | THC-ACC-TUNNEL | Plant Tunnels, HVAC | Air Handling Unit | HVAC |  | AHU | http://www.toronto.ca/TWONTO#air_handler_unit
58121 | THC-ACC-AHU-5900 | Air Handling Unit,Disinfection Bldg | THC-ACC-BLDG G | Air Treatment Building HVAC |  | HVAC |  | AHU | http://www.toronto.ca/TWONTO#air_handler_unit
58122 | THC-ACC-AHU-6100 | Air Handling Unit, Truck Loading Bay, Mech Room #2, Headworks | THC-PLT-BLDG-0001 | New Head House, preliminary process | Air Handling Unit | HVAC |  | AHU | http://www.toronto.ca/TWONTO#air_handler_unit
58123 | THC-ACC-AHU-6200 | Air Handling Unit, Blower Room, 2nd Floor Mech Room #2, Headworks | THC-PLT-BLDG-0001 | New Head House, preliminary process | Air Handling Unit | HVAC |  | AHU | http://www.toronto.ca/TWONTO#air_handler_unit
58124 | THC-ACC-AHU-6500 | Air Handling Unit, Pipe Gallery, 2nd Floor Mech Room #1, Headworks | THC-PLT-BLDG-0001 | New Head House, preliminary process | Air Handling Unit | HVAC |  | AHU | http://www.toronto.ca/TWONTO#air_handler_unit
58130 | THC-ACC-AIT-6101 | Transmitter, Smoke Detection, Truck Loading Bay, 2nd Floor Mech Room #2, Headworks | THC-ACC-AHU-6100 | Air Handling Unit, Truck Loading Bay, Mech Room #2, Headworks | Analyzer | HVAC |  | AIT | http://www.toronto.ca/TWONTO#flame_or_combustion_sensing_instrument
58131 | THC-ACC-AIT-6201 | Transmitter, Smoke Detection, S/A Duct, Blower Room, 2nd Floor Mech Room #2, Headworks | THC-ACC-AHU-6200 | Air Handling Unit, Blower Room, 2nd Floor Mech Room #2, Headworks | Analyzer | HVAC | 45959 | AIT | http://www.toronto.ca/TWONTO#flame_or_combustion_sensing_instrument
58132 | THC-ACC-AIT-6401 | Transmitter, Smoke Detection, S/A, Screen Room/Conveyor Areas, 2nd Floor Mech Room #1, Headworks | THC-ACC-AHU-6400 | Air Handling Unit, Screen Room/Conveyor Areas, 2nd Floor Mech Room #1, Headworks | Analyzer | HVAC | 45962 | AIT | http://www.toronto.ca/TWONTO#flame_or_combustion_sensing_instrument
58133 | THC-ACC-AIT-6501 | Transmitter, Smoke Detection, S/A, Pipe Gallery, 2nd Floor Mech Room #1, Headworks | THC-ACC-AHU-6500 | Air Handling Unit, Pipe Gallery, 2nd Floor Mech Room #1, Headworks | Analyzer | HVAC | 45963 | AIT | http://www.toronto.ca/TWONTO#flame_or_combustion_sensing_instrument
58144 | THC-ACC-BLDG B | Mechanical Shop (Chlorine) Building HVAC | THC-MCS-HVAC | Mechanical Services, HVAC |  | HVAC |  |  | http://www.toronto.ca/TWONTO#collection_of_assets
58145 | THC-ACC-BLDG DCL | Disinfection Process Building, HVAC | THC-MCS-HVAC | Mechanical Services, HVAC |  | HVAC |  |  | http://www.toronto.ca/TWONTO#collection_of_assets
58188 | THC-ACC-BLDG E | Boiler House, HVAC | THC-MCS-HVAC | Mechanical Services, HVAC |  | HVAC |  |  | http://www.toronto.ca/TWONTO#collection_of_assets
58189 | THC-ACC-BLDG J | TWAS Building, HVAC | THC-MCS-HVAC | Mechanical Services, HVAC |  | HVAC |  |  | http://www.toronto.ca/TWONTO#collection_of_assets
58190 | THC-ACC-BLDG K | Administration Building, HVAC | THC-MCS-HVAC | Mechanical Services, HVAC |  | HVAC |  |  | http://www.toronto.ca/TWONTO#collection_of_assets
58191 | THC-ACC-BLDG M | Incineration Building, HVAC | THC-MCS-HVAC | Mechanical Services, HVAC |  | HVAC |  |  | http://www.toronto.ca/TWONTO#collection_of_assets
58192 | THC-ACC-BLDG O | Phase IV , Building O HVAC | THC-MCS-HVAC | Mechanical Services, HVAC |  | HVAC |  |  | http://www.toronto.ca/TWONTO#collection_of_assets
58193 | THC-ACC-BLDG S | Blower Building, HVAC | THC-MCS-HVAC | Mechanical Services, HVAC |  | HVAC |  |  | http://www.toronto.ca/TWONTO#collection_of_assets
58197 | THC-ACC-COM-0010 | Communication, HVAC, Admin Building | THC-ACC-BLDG K | Administration Building, HVAC |  | HVAC |  | COM | http://www.toronto.ca/TWONTO#collection_of_assets
58198 | THC-ACC-CP-0019 | Control Panel, Server/Equipment Room Cooling, Admin Building Ground Floor | THC-ACC-BLDG K | Administration Building, HVAC |  | HVAC |  | CP | http://www.toronto.ca/TWONTO#process_control_panel
58209 | THC-ACC-CP-6010 | Control Panel, Alarm Annunciator, HVAC System, Main Entrance, Headworks | THC-ACC-RPU-3012 | RPU, HVAC, Mech Room #2, Headworks | Control Panel,HVAC | HVAC |  | CP | http://www.toronto.ca/TWONTO#process_control_panel
58213 | THC-ACC-CPU-0010 | Work Station, HVAC, Admin Building | THC-ACC-BLDG K | Administration Building, HVAC |  | HVAC |  | CPU | http://www.toronto.ca/TWONTO#operator_interface_terminal
58215 | THC-ACC-CT-0001 | Rainbird system control, Irigation System, Admin. Bldg, K | THC-GRK-IRG-0001 | Irigation System, Admin. Bldg, K |  | HVAC |  | CT | http://www.toronto.ca/TWONTO#controller
58216 | THC-ACC-CT-0002 | Controller, Heating System, Admin Building, Mechanical Room B104 | THC-ACC-BLDG K | Administration Building, HVAC |  | HVAC |  | CT | http://www.toronto.ca/TWONTO#thermostat_or_zone_controller_unit
58217 | THC-ACC-CT-0004 | Controller, Snow Melting System, Admin Building, Mechanical Room B104 | THC-ACC-BLDG K | Administration Building, HVAC |  | HVAC |  | CT | http://www.toronto.ca/TWONTO#thermostat_or_zone_controller_unit
58218 | THC-ACC-CT-0010 | Controller, HVAC, BACnet Interface, Admin Building, Ground Floor | THC-ACC-BLDG K | Administration Building, HVAC |  | HVAC |  | CT | http://www.toronto.ca/TWONTO#thermostat_or_zone_controller_unit
58219 | THC-ACC-CT-0011 | Controller, AHU-0011, Admin Building, Roof | THC-ACC-AHU-0011 | Air handling Unit, Basement North Zone Locker Area, Admin Building Roof |  | HVAC |  | CT | http://www.toronto.ca/TWONTO#thermostat_or_zone_controller_unit
58220 | THC-ACC-CT-0012 | Controller, Mechanical Room Heating, Admin Building, Basement, Mechanical Room B104 | THC-ACC-HTR-0011 | Heater, Unit, Electric, 6.3kW, Admin. Building Basement, Mechanical Room B104, North/West |  | HVAC |  | CT | http://www.toronto.ca/TWONTO#thermostat_or_zone_controller_unit
58221 | THC-ACC-CT-0012 | Controller, Mechanical Room Heating, Admin Building, Basement, Mechanical Room B104 | THC-ACC-HTR-0012 | Heater, Unit, Electric, 6.3kW, Admin. Building Basement, Mechanical Room B104, North |  | HVAC |  | CT | http://www.toronto.ca/TWONTO#thermostat_or_zone_controller_unit
58222 | THC-ACC-CT-0013 | Controller, Heating System, Admin Building, Basement, Storage Room West B107 | THC-ACC-HTR-0011 | Heater, Unit, Electric, 6.3kW, Admin. Building Basement, Mechanical Room B104, North/West |  | HVAC |  | CT | http://www.toronto.ca/TWONTO#thermostat_or_zone_controller_unit
58223 | THC-ACC-CT-0013 | Controller, Heating System, Admin Building, Basement, Storage Room West B107 | THC-ACC-HTR-0013 | Heater, Unit, Electric, 6.3kW, Admin. Building Basement, Storage Room B107 South/West |  | HVAC |  | CT | http://www.toronto.ca/TWONTO#thermostat_or_zone_controller_unit
58224 | THC-ACC-CT-0015 | Controller, Heating System, Admin Building, Basement, Storagr Room East B107 | THC-ACC-HTR-0011 | Heater, Unit, Electric, 6.3kW, Admin. Building Basement, Mechanical Room B104, North/West |  | HVAC |  | CT | http://www.toronto.ca/TWONTO#thermostat_or_zone_controller_unit
58225 | THC-ACC-CT-0016 | Controller, HTR-0016, Admin Building, Basement, Womens W.C & Locker Room B121 | THC-ACC-HTR-0016 | Heater, Hot Water Heating Coil, Women's Locker Room B121, Admin. Building Basement |  | HVAC |  | CT | http://www.toronto.ca/TWONTO#thermostat_or_zone_controller_unit
58227 | THC-ACC-CT-0051 | Controller, Mechanical Room Ventilation, Admin Building, Mechanical Room 138 | THC-ACC-BLDG K | Administration Building, HVAC |  | HVAC |  | CT | http://www.toronto.ca/TWONTO#thermostat_or_zone_controller_unit
58242 | FHA-ACC-AC-0019 | Chiller, Server Room, Filter Bldg | FHA-MCS-ACC | HVAC | H.V.A.C.,Air Conditioner | HVAC |  | AC | http://www.toronto.ca/TWONTO#chiller
58243 | FHA-ACC-AC-0019-SU | Chiller, Server Room, Filter Bldg | FHA-MCS-ACC | HVAC | H.V.A.C.,Air Conditioner | HVAC | 32964 | AC | http://www.toronto.ca/TWONTO#chiller
58244 | FHA-ACC-AC-0020 | Air Conditioner | FHA-MCS-ACC | HVAC | H.V.A.C.,Air Conditioner | HVAC |  | AC | http://www.toronto.ca/TWONTO#air_condition
58245 | FHA-ACC-AC-0021 | Air Conditioner, Ceiling Mounted, Lab | FHA-MCS-ACC | HVAC | H.V.A.C.,Air Conditioner | HVAC |  | AC | http://www.toronto.ca/TWONTO#air_condition
58246 | FHA-ACC-AC-0022 | Chiller, Server Room, Filter Bldg | FHA-MCS-ACC | HVAC | H.V.A.C.,Air Conditioner | HVAC |  | AC | http://www.toronto.ca/TWONTO#chiller
58247 | FHA-ACC-AC-0353 | FHA-ACC-AC-0003 - Air Conditioner | FHA-MCS-ACC | HVAC | H.V.A.C.,Air Conditioner | HVAC |  | AC | http://www.toronto.ca/TWONTO#air_condition
58248 | FHA-ACC-AC-0354 | FHA-ACC-AC-0004 - Air Conditioner | FHA-MCS-ACC | HVAC | H.V.A.C.,Air Conditioner | HVAC |  | AC | http://www.toronto.ca/TWONTO#air_condition
58249 | FHA-ACC-AC-0355 | FHA-ACC-AC-0005 - Air Conditioner | FHA-MCS-ACC | HVAC | H.V.A.C.,Air Conditioner | HVAC |  | AC | http://www.toronto.ca/TWONTO#air_condition
58250 | FHA-ACC-AC-0356 | FHA-ACC-AC-0006 - Air Conditioner | FHA-MCS-ACC | HVAC | H.V.A.C.,Air Conditioner | HVAC |  | AC | http://www.toronto.ca/TWONTO#air_condition
58251 | FHA-ACC-AC-0357 | FHA-ACC-AC-0007 - Air Conditioner | FHA-MCS-ACC | HVAC | H.V.A.C.,Air Conditioner | HVAC |  | AC | http://www.toronto.ca/TWONTO#air_condition
58252 | FHA-ACC-AC-0358 | FHA-ACC-AC-0008 - Air Conditioner | FHA-MCS-ACC | HVAC | H.V.A.C.,Air Conditioner | HVAC |  | AC | http://www.toronto.ca/TWONTO#air_condition
58253 | FHA-ACC-AC-0359 | FHA-ACC-AC-0009 - Air Conditioner | FHA-MCS-ACC | HVAC | H.V.A.C.,Air Conditioner | HVAC |  | AC | http://www.toronto.ca/TWONTO#air_condition
58254 | FHA-ACC-AC-0360 | FHA-ACC-AC-0010 - Air Conditioner | FHA-MCS-ACC | HVAC | H.V.A.C.,Air Conditioner | HVAC |  | AC | http://www.toronto.ca/TWONTO#air_condition
58255 | FHA-ACC-AC-0361 | FHA-ACC-AC-0011 - Air Conditioner | FHA-MCS-ACC | HVAC | H.V.A.C.,Air Conditioner | HVAC |  | AC | http://www.toronto.ca/TWONTO#air_condition
58256 | FHA-ACC-AC-0362 | FHA-ACC-AC-0012 - Air Conditioner | FHA-MCS-ACC | HVAC | H.V.A.C.,Air Conditioner | HVAC |  | AC | http://www.toronto.ca/TWONTO#air_condition
58257 | FHA-ACC-AC-0363 | FHA-ACC-AC-0013 - Air Conditioner | FHA-MCS-ACC | HVAC | H.V.A.C.,Air Conditioner | HVAC |  | AC | http://www.toronto.ca/TWONTO#air_condition
58258 | FHA-ACC-AC-0365 | FHA-ACC-AC-0015 - Air Conditioner | FHA-MCS-ACC | HVAC | H.V.A.C.,Air Conditioner | HVAC |  | AC | http://www.toronto.ca/TWONTO#air_condition
58259 | FHA-ACC-AC-0366 | FHA-ACC-AC-0016 - Air Conditioner | FHA-MCS-ACC | HVAC | H.V.A.C.,Air Conditioner | HVAC |  | AC | http://www.toronto.ca/TWONTO#air_condition
58260 | FHA-ACC-AC-6843 | FHA-WWW-AC-6843 - Air Conditioner, Ceiling Mounted | FHA-MCS-ACC | HVAC | H.V.A.C.,Air Conditioner | HVAC |  | AC | http://www.toronto.ca/TWONTO#air_condition
58261 | FHA-ACC-AHU-0002 | Air Handling Unit - Single Packaged - Self Contained | FHA-MCS-ACC | HVAC | Air Handling Unit | HVAC | 38790 | AHU | http://www.toronto.ca/TWONTO#air_handler_unit
58262 | FHA-ACC-AHU-0004 | Cooling Unit Spot Cooler | FHA-MCS-ACC | HVAC | Air Handling Unit | HVAC | 38791 | AHU | http://www.toronto.ca/TWONTO#air_condition
58263 | FHA-ACC-AHU-0006 | Air Handling Unit - Single Packaged - Self Contained -WMS Room Ceiling | FHA-MCS-ACC | HVAC | Air Handling Unit | HVAC |  | AHU | http://www.toronto.ca/TWONTO#air_handler_unit
58264 | FHA-ACC-AHU-6803 | Air Handling Unit, RMF | FHA-MCS-ACC | HVAC | Air Handling Unit | HVAC |  | AHU | http://www.toronto.ca/TWONTO#air_handler_unit
58276 | FHA-ACC-FIT-0400 | FHA-ACC-FIT-0100 - Transmitter, Flow Indicating, For Dehumidifier FHA-ACC-D-0402 | FHA-ACC-D-0402 | Dehumidification Unit, Filter Pipe Gallery | H.V.A.C.,Air Conditioner | HVAC |  | FIT | http://www.toronto.ca/TWONTO#flow_transmitter
58286 | FHA-ACC-FN-0319 | Heater Exchanger | FHA-MCS-ACC | HVAC | H.V.A.C.,Heater,Unit | HVAC |  | FN | http://www.toronto.ca/TWONTO#heat_exchanger
58326 | THC-ACC-CU-0051 | Condensing Unit, Equipment Room,Admin Building Roof | THC-ACC-BLDG K | Administration Building, HVAC | Air Handling Unit | HVAC |  | CU | http://www.toronto.ca/TWONTO#AC_condenser_unit
58327 | THC-ACC-CU-0053 | Condensing Unit, Equipment Room,Admin Building Roof | THC-ACC-BLDG K | Administration Building, HVAC |  | HVAC |  | CU | http://www.toronto.ca/TWONTO#AC_condenser_unit
58328 | THC-ACC-CU-0054 | Condensing Unit, Sequirity Equipment Area, Admin Building Roof | THC-ACC-BLDG K | Administration Building, HVAC |  | HVAC |  | CU | http://www.toronto.ca/TWONTO#AC_condenser_unit
58388 | THC-ACC-CU-0055 | Condensing Unit, Entrance Facility, Admin Building Roof | THC-ACC-BLDG K | Administration Building, HVAC |  | HVAC |  | CU | http://www.toronto.ca/TWONTO#AC_condenser_unit
58389 | THC-ACC-CU-0121 | Condenser for AC units | THC-ACC-AC-0121 | Air Conditioner,Elec RM,Aeration Building,Phase 4 | Fan,Axial | HVAC |  | CU | http://www.toronto.ca/TWONTO#AC_condenser_unit
58390 | THC-ACC-CU-0201 | Condensing Unit, IT Room, WA2 Workshop, | THC-ACC-AC-0201 | Air Conditioning, IT Room, WA2 Workshop, | Air Handling Unit | HVAC |  | CU | http://www.toronto.ca/TWONTO#AC_condenser_unit
58391 | THC-ACC-CU-0269 | Cooling Unit, Lab Roof, Building A | THC-ACC-AHU-0268 | Air Handling Unit, Building A | Fan,Axial | HVAC |  | CU | http://www.toronto.ca/TWONTO#AC_condenser_unit
58392 | THC-ACC-CU-0441 | H.V.A.C.,Air Conditioning Condensor Unit,Electrical Room,Building UU | THC-ACC-BLDG U | New Digesters Building HVAC | H.V.A.C.,Air Conditioner | HVAC |  | CU | http://www.toronto.ca/TWONTO#AC_condenser_unit
58393 | THC-ACC-CU-0566 | Condenser,AC units,Electrical Room,Blower Building,Lower Plant | THC-ACC-AC-0566 | Air Conditioner,Electrical Room,Blower Building,Lower Plant | Air Handling Unit | HVAC |  | CU | http://www.toronto.ca/TWONTO#AC_condenser_unit
58394 | THC-ACC-CU-0903 | Condensing Unit,ATS Room,Solids Treatment,Outdoor,Biosolids Building East | THC-ACC-BLDG M | Incineration Building, HVAC |  | HVAC |  | CU | http://www.toronto.ca/TWONTO#AC_condenser_unit
58395 | THC-ACC-CU-0904 | Condensing Unit,MCC Room,2nd Floor, Solids Treatment,Outdoor,Biosolids Building East | THC-ACC-BLDG M | Incineration Building, HVAC |  | HVAC |  | CU | http://www.toronto.ca/TWONTO#AC_condenser_unit
58396 | THC-ACC-CU-0905 | Condensing Unit,MCC Room,2nd Floor, Solids Treatment,Outdoor,Biosolids Building East | THC-ACC-BLDG M | Incineration Building, HVAC |  | HVAC |  | CU | http://www.toronto.ca/TWONTO#AC_condenser_unit
58397 | THC-ACC-CU-5201 | Air Conditioning, Condensing unit, IT room | THC-ACC-AC-5201 | Air Conditioning, Split, IT room | Air Handling Unit | HVAC |  | CU | http://www.toronto.ca/TWONTO#AC_condenser_unit
58398 | THC-ACC-CU-5201 | Air Conditioning, Condensing unit, IT room | THC-ACC-BLDG X | New Workshop WA2 Building HVAC | Air Handling Unit | HVAC |  | CU | http://www.toronto.ca/TWONTO#AC_condenser_unit
58399 | THC-ACC-CU-5801 | Air Condensing ,Plant Stores,Outdoor,South | THC-ACC-BLDG B | Mechanical Shop (Chlorine) Building HVAC |  | HVAC |  | CU | http://www.toronto.ca/TWONTO#AC_condenser_unit
58400 | THC-ACC-CU-6610 | Condensing Unit, Outdoor, Electrical Room, High roof #1, Headworks | THC-ACC-AC-6610 | Air-conditioning Unit, Indoor, Electrical Room, Ground floor, Headworks | H.V.A.C.,Air Conditioner | HVAC |  | CU | http://www.toronto.ca/TWONTO#AC_condenser_unit
58401 | THC-ACC-CU-6630 | Condensing Unit, Outdoor, Electrical Room, High roof #1, Headworks | THC-ACC-AC-6630 | Air-conditioning Unit, Indoor, Electrical Room, Ground floor, Headworks | H.V.A.C.,Air Conditioner | HVAC |  | CU | http://www.toronto.ca/TWONTO#AC_condenser_unit
58404 | THC-ACC-DM-0056 | Damper, Motorized, Exhaust FN-0056, Admin Building, Ground Floor, Lunch Room 150 | THC-ACC-FN-0056 | Exhuast Fan, Admin. Building Ground Floor, Lunchroom 150 |  | HVAC |  | DM | http://www.toronto.ca/TWONTO#air_damper
58405 | THC-ACC-DM-0060 | Damper, Motorized, Exhaust FN-0060, Admin Building, Ground Floor, Electrical Room 139 | THC-ACC-FN-0060 | Exhuast Fan, Admin. Building Ground Floor, Electrical Room 139, Middle |  | HVAC |  | DM | http://www.toronto.ca/TWONTO#air_damper
58406 | THC-ACC-DM-0061 | Damper, Motorized, Exhaust FN-0061, Admin Building, Ground Floor, Electrical Room 139 | THC-ACC-FN-0061 | Exhuast Fan, Admin. Building Ground Floor, Electrical Room 139, North |  | HVAC |  | DM | http://www.toronto.ca/TWONTO#air_damper
58407 | THC-ACC-DM-0068 | Damper, Motorized, Air Supply, Admin Building, Ground Floor, Electrical Room 139 | THC-ACC-FN-0060 | Exhuast Fan, Admin. Building Ground Floor, Electrical Room 139, Middle |  | HVAC |  | DM | http://www.toronto.ca/TWONTO#air_damper
58408 | THC-ACC-DM-0071 | VAV Box, Admin Building, Ground Floor, Office Room 107 | THC-ACC-AHU-0071 | Air handling Unit, Ground Floor West Zone(Administration), Admin Building Roof |  | HVAC |  | DM | http://www.toronto.ca/TWONTO#air_damper
58409 | THC-ACC-DM-0073 | VAV Box, Admin Building, Ground Floor, Office Room 110 | THC-ACC-AHU-0071 | Air handling Unit, Ground Floor West Zone(Administration), Admin Building Roof |  | HVAC |  | DM | http://www.toronto.ca/TWONTO#air_damper
58410 | THC-ACC-DM-0075 | VAV Box, Admin Building, Ground Floor, Lunch Room 150 | THC-ACC-AHU-0071 | Air handling Unit, Ground Floor West Zone(Administration), Admin Building Roof |  | HVAC |  | DM | http://www.toronto.ca/TWONTO#air_damper
58411 | THC-ACC-DM-0077 | VAV Box, Admin Building, Ground Floor, Office Room 112 | THC-ACC-AHU-0071 | Air handling Unit, Ground Floor West Zone(Administration), Admin Building Roof |  | HVAC |  | DM | http://www.toronto.ca/TWONTO#air_damper
58412 | THC-ACC-DM-0079 | VAV Box, Admin Building, Ground Floor, Office Room 114 | THC-ACC-AHU-0071 | Air handling Unit, Ground Floor West Zone(Administration), Admin Building Roof |  | HVAC |  | DM | http://www.toronto.ca/TWONTO#air_damper
58413 | THC-ACC-DM-0080 | VAV Box, Admin Building, Ground Floor, Office Room 115 | THC-ACC-AHU-0071 | Air handling Unit, Ground Floor West Zone(Administration), Admin Building Roof |  | HVAC |  | DM | http://www.toronto.ca/TWONTO#air_damper
58414 | THC-ACC-DM-0082 | VAV Box, Admin Building, Ground Floor, Office Room 119 | THC-ACC-AHU-0081 | Air handling Unit, Ground Floor South Zone(Project Management), Admin Building Roof |  | HVAC |  | DM | http://www.toronto.ca/TWONTO#air_damper
58415 | THC-ACC-DM-0085 | VAV Box, Admin Building, Ground Floor, Office Room 124 | THC-ACC-AHU-0081 | Air handling Unit, Ground Floor South Zone(Project Management), Admin Building Roof |  | HVAC |  | DM | http://www.toronto.ca/TWONTO#air_damper
58416 | THC-ACC-DM-0088 | VAV Box, Admin Building, Ground Floor, Telecomm Room 128 | THC-ACC-AHU-0081 | Air handling Unit, Ground Floor South Zone(Project Management), Admin Building Roof |  | HVAC |  | DM | http://www.toronto.ca/TWONTO#air_damper
58417 | THC-ACC-DM-0089 | VAV Box, Admin Building, Ground Floor, Project Management Corridor 117 | THC-ACC-AHU-0081 | Air handling Unit, Ground Floor South Zone(Project Management), Admin Building Roof |  | HVAC |  | DM | http://www.toronto.ca/TWONTO#air_damper
58418 | THC-ACC-DM-0091 | VAV Box, Admin Building, Ground Floor, Field Service Corridor B 130 | THC-ACC-AHU-0091 | Air handling Unit, Ground Floor East Zone(Field Services), Admin Building Roof |  | HVAC |  | DM | http://www.toronto.ca/TWONTO#air_damper
58419 | THC-ACC-DM-0092 | VAV Box, Admin Building, Ground Floor, Meeting Room 135 | THC-ACC-AHU-0091 | Air handling Unit, Ground Floor East Zone(Field Services), Admin Building Roof |  | HVAC |  | DM | http://www.toronto.ca/TWONTO#air_damper
58420 | THC-ACC-DM-0095 | VAV Box, Admin Building, Ground Floor, Storage Room 132 | THC-ACC-AHU-0091 | Air handling Unit, Ground Floor East Zone(Field Services), Admin Building Roof |  | HVAC |  | DM | http://www.toronto.ca/TWONTO#air_damper
58421 | THC-ACC-DM-0106 | Damper,Supply,Pressurization System,Access Building No.3,Phase 4 | THC-ACC-BLDG O | Phase IV , Building O HVAC | Air Handling Unit | HVAC |  | DM | http://www.toronto.ca/TWONTO#air_damper
58422 | THC-ACC-DM-0115 | Damper,Supply,Pressurization System,Access Building No.1,Phase 1 | THC-ACC-TUNNEL | Plant Tunnels, HVAC | Air Handling Unit | HVAC |  | DM | http://www.toronto.ca/TWONTO#air_damper
58423 | THC-ACC-DM-0119 | Damper,Exhaust,RAS Pump Room, Phase 4 | THC-ACC-BLDG O | Phase IV , Building O HVAC | Air Handling Unit | HVAC |  | DM | http://www.toronto.ca/TWONTO#air_damper
58424 | THC-ACC-DM-0120 | Damper,Supply,Pressurization System,Electrical Room,Aeration Building,Phase 4 | THC-ACC-BLDG O | Phase IV , Building O HVAC | Air Handling Unit | HVAC |  | DM | http://www.toronto.ca/TWONTO#air_damper
58425 | THC-ACC-DM-0121 | Fresh Air Intake Damper, Supply,Air Handling Unit 0120,Srubber Room,Phase 4 | THC-ACC-AHU-0120 | Air Handlling Unit,Roof,Scrubber Room,Phase 4 | Air Handling Unit | HVAC |  | DM | http://www.toronto.ca/TWONTO#air_damper
58426 | THC-ACC-DM-0122 | Bubble Tight Damper Supply,Air Handling Unit 0120,Scrubber Room,Phase 4 | THC-ACC-AHU-0120 | Air Handlling Unit,Roof,Scrubber Room,Phase 4 | Air Handling Unit | HVAC |  | DM | http://www.toronto.ca/TWONTO#air_damper
58477 | THC-ACC-DM-0124 | Damper,Bubble Tight,Return,Air Handling Unit 0120,Scrubber Room,Phase 4 | THC-ACC-AHU-0120 | Air Handlling Unit,Roof,Scrubber Room,Phase 4 | Air Handling Unit | HVAC |  | DM | http://www.toronto.ca/TWONTO#air_damper
58478 | THC-ACC-DM-0130 | Damper,Motorized,Outdoor Air ,Boiler Building,South Zone 3 | THC-ACC-FN-0132 | Fan,Centrifugal,Boiler Building,South Zone 3 | Damper/Louver | HVAC |  | DM | http://www.toronto.ca/TWONTO#air_damper
58479 | THC-ACC-DM-0130 | Damper,Motorized,Outdoor Air ,Boiler Building,South Zone 3 | THC-AI-D-7020 | Dryer,Compressed Air,Incinerator Building,2nd Floor | Damper/Louver | HVAC |  | DM | http://www.toronto.ca/TWONTO#air_damper
58480 | THC-ACC-DM-0131 | Damper,Motorized,Outdoor Air ,Boiler Building,South Zone 2 | THC-ACC-FN-0131 | Fan, Exhaust, Building B | Damper/Louver | HVAC |  | DM | http://www.toronto.ca/TWONTO#air_damper
58481 | THC-ACC-DM-0131 | Damper,Motorized,Outdoor Air ,Boiler Building,South Zone 2 | THC-ACC-FN-0133 | Fan,Centrifugal,Boiler Building,South Zone 2 | Damper/Louver | HVAC |  | DM | http://www.toronto.ca/TWONTO#air_damper
58482 | THC-ACC-DM-0132 | Damper,Motorized,Exhaust Fan FN-0132,Boiler Building,South Zone 3 | THC-ACC-FN-0132 | Fan,Centrifugal,Boiler Building,South Zone 3 | Damper/Louver | HVAC |  | DM | http://www.toronto.ca/TWONTO#air_damper
58483 | THC-ACC-DM-0133 | Damper,Motorized,Exhaust Fan FN-0133,Boiler Building,South Zone 2 | THC-ACC-FN-0133 | Fan,Centrifugal,Boiler Building,South Zone 2 | Damper/Louver | HVAC |  | DM | http://www.toronto.ca/TWONTO#air_damper
58487 | THC-ACC-DM-0151 | Damper,Air Compressor 9040 Ventilation,Air Treatment Building | THC-AI-C-9040 | Compressor, Instrument Air, Bldg. G | Air Handling Unit | HVAC |  | DM | http://www.toronto.ca/TWONTO#air_damper
58490 | THC-ACC-DM-0157 | Damper,Fan,Supply,Air Treatment Building | THC-ACC-BLDG G | Air Treatment Building HVAC | Air Handling Unit | HVAC |  | DM | http://www.toronto.ca/TWONTO#air_damper
58492 | THC-ACC-DM-0161 | Damper,Compressed Air,Air Treatment Building | THC-ACC-BLDG G | Air Treatment Building HVAC | Air Handling Unit | HVAC |  | DM | http://www.toronto.ca/TWONTO#air_damper
58493 | THC-ACC-DM-0162 | Damper,Compressed Air,Air Treatment Building | THC-ACC-BLDG G | Air Treatment Building HVAC | Air Handling Unit | HVAC |  | DM | http://www.toronto.ca/TWONTO#air_damper
58494 | THC-ACC-DM-0163 | VAV Box, Admin Building, Ground Floor, First Aid Room 144 | THC-ACC-AHU-0061 | Air handling Unit, Ground Floor North Zone(Process Control), Admin Building Roof |  | HVAC |  | DM | http://www.toronto.ca/TWONTO#air_damper
58495 | THC-ACC-DM-0165 | VAV Box, Admin Building, Ground Floor, Process Corridor | THC-ACC-AHU-0061 | Air handling Unit, Ground Floor North Zone(Process Control), Admin Building Roof |  | HVAC |  | DM | http://www.toronto.ca/TWONTO#air_damper
58496 | THC-ACC-DM-0167 | VAV Box, Admin Building, Ground Floor, Lunch/Meeting Room 141 | THC-ACC-AHU-0061 | Air handling Unit, Ground Floor North Zone(Process Control), Admin Building Roof |  | HVAC |  | DM | http://www.toronto.ca/TWONTO#air_damper
58497 | THC-ACC-DM-0168 | VAV Box, Admin Building, Ground Floor, Vestibule 140 | THC-ACC-AHU-0061 | Air handling Unit, Ground Floor North Zone(Process Control), Admin Building Roof |  | HVAC |  | DM | http://www.toronto.ca/TWONTO#air_damper
58499 | THC-ACC-DM-0182 | Damper,Motorized,Outdoor Air,Boiler Building,North Zone 2 | THC-DIS | Disinfection (Chlorination) Process | Damper/Louver | HVAC |  | DM | http://www.toronto.ca/TWONTO#air_damper
58500 | THC-ACC-DM-0183 | Damper,Motorized,Outdoor Air,Boiler Building,North Zone 2 | THC-DIS | Disinfection (Chlorination) Process | Damper/Louver | HVAC |  | DM | http://www.toronto.ca/TWONTO#air_damper
58501 | THC-ACC-DM-0184 | Damper,Motorized,Outdoor Air,Boiler Building,North Zone 1 | THC-DIS | Disinfection (Chlorination) Process | Damper/Louver | HVAC |  | DM | http://www.toronto.ca/TWONTO#air_damper
58502 | THC-ACC-DM-0185 | Damper,Motorized,Outdoor Air,Boiler Building,North Zone 1 | THC-DIS | Disinfection (Chlorination) Process | Damper/Louver | HVAC |  | DM | http://www.toronto.ca/TWONTO#air_damper
58503 | THC-ACC-DM-0186 | Damper,Motorized,Exhaust Fan FN-0186,Boiler Building,North Zone 2 | THC-ACC-FN-0186 | Fan,Centrifugal,Boiler Building,North Zone 2 | Damper/Louver | HVAC |  | DM | http://www.toronto.ca/TWONTO#air_damper
58504 | THC-ACC-DM-0187 | Damper,Motorized,Exhaust Fan FN-0188,Standby,Boiler Building,North Zones | THC-ACC-FN-0187 | Fan,Centrifugal,Exhuast,Standby,Boiler Building,North Zones | Damper/Louver | HVAC |  | DM | http://www.toronto.ca/TWONTO#air_damper
58505 | THC-ACC-DM-0188 | Damper,Motorized,Exhaust Fan FN-0188,Boiler Building,North Zone 1 | THC-ACC-FN-0188 | Fan,Centrifugal,Boiler Building,North Zone 1 | Damper/Louver | HVAC |  | DM | http://www.toronto.ca/TWONTO#air_damper
58527 | THC-ACC-DM-0441 | Damper/Louver,FN-0441 Suction,AHU-0440,Building UU | THC-ACC-AHU-0440 | Air Handling Unit,Drip Trap Room,Building UU | Damper/Louver | HVAC |  | DM | http://www.toronto.ca/TWONTO#air_damper
58528 | THC-ACC-DM-0441 | Damper/Louver,FN-0441 Suction,AHU-0440,Building UU | THC-ACC-FN-0441 | Fan,Supply,AHU-0440,Drip Trap Room,Building UU | Damper/Louver | HVAC |  | DM | http://www.toronto.ca/TWONTO#air_damper
58529 | THC-ACC-DM-0442 | Damper/Louver,FN-0442 Suction,AHU-0440,Building UU | THC-ACC-FN-0442 | Fan,Supply,AHU-0440,Drip Trap Room,Building UU | Damper/Louver | HVAC |  | DM | http://www.toronto.ca/TWONTO#air_damper
58530 | THC-ACC-DM-0443 | Damper/Louver,FN-0443 Suction,Building UU | THC-ACC-AHU-0440 | Air Handling Unit,Drip Trap Room,Building UU | Damper/Louver | HVAC |  | DM | http://www.toronto.ca/TWONTO#air_damper
58531 | THC-ACC-DM-0444 | Damper/Louver,FN-0444 Suction,Building UU | THC-ACC-AHU-0440 | Air Handling Unit,Drip Trap Room,Building UU | Damper/Louver | HVAC |  | DM | http://www.toronto.ca/TWONTO#air_damper
58532 | THC-ACC-DM-0444 | Damper/Louver,FN-0444 Suction,Building UU | THC-ACC-FN-0444 | Fan,Exhaust,AHU-0440,Drip Trap Room,Building UU | Damper/Louver | HVAC |  | DM | http://www.toronto.ca/TWONTO#air_damper
58533 | THC-ACC-DM-0505 | Damper/Louver,Outside Air,Air Blower Room,Bldg M | THC-ACC-AHU BLDG M | Air Handling Units, Building M | Damper/Louver | HVAC |  | DM | http://www.toronto.ca/TWONTO#air_damper
58534 | THC-ACC-DM-0506 | Damper/Louver,FA,Old Generator Room,Bldg M | THC-ACC-AHU BLDG M | Air Handling Units, Building M | Damper/Louver | HVAC |  | DM | http://www.toronto.ca/TWONTO#air_damper
58535 | THC-ACC-DM-0566 | Damper,Supply,Elec RM,Pressurization System,Electrical Room,Blower Building,Lower Plant | THC-ACC-BLDG A | Old Plant Blower Building HVAC | Air Handling Unit | HVAC |  | DM | http://www.toronto.ca/TWONTO#air_damper
58536 | THC-ACC-DM-0581 | Damper,Actuated,Inlet,Fan 0581,Temporary Centrifuge Room,3rd Floor,Biosolids Building East | THC-ACC-FN-0581 | Fan,Centrifugal,Temporary Centrifuge Room, 3rd Floor,Biosolids Building East | Damper/Louver | HVAC |  | DM | http://www.toronto.ca/TWONTO#air_damper
58537 | THC-ACC-DM-0582 | Damper,Actuated,Outlet,Fan 0581,Temporary Centrifuge Room,3rd Floor,Biosolids Building East | THC-ACC-FN-0581 | Fan,Centrifugal,Temporary Centrifuge Room, 3rd Floor,Biosolids Building East | Damper/Louver | HVAC |  | DM | http://www.toronto.ca/TWONTO#air_damper
58538 | THC-ACC-DM-0584 | Damper,Actuated,Outlet,Fan 0583,Temporary Centrifuge Room,3rd Floor,Biosolids Building East | THC-ACC-FN-0583 | Fan,Centrifugal,Temporary Centrifuge Room, 3rd Floor,Biosolids Building East | Damper/Louver | HVAC |  | DM | http://www.toronto.ca/TWONTO#air_damper
58539 | THC-ACC-DM-0585 | Damper,Actuated,Inlet,Fan 0585,Compress.Room,3rd Floor,Biosolids Building West | THC-ACC-FN-0585 | Fan,Centrifugal,Compress. Room,3rd Floor,Biosolids Building West | Damper/Louver | HVAC |  | DM | http://www.toronto.ca/TWONTO#air_damper
58540 | THC-ACC-DM-0586 | Damper,Actuated,Outlet,Fan 0585,Compress. Room, 3rd Floor,Biosolids Building West | THC-ACC-FN-0585 | Fan,Centrifugal,Compress. Room,3rd Floor,Biosolids Building West | Damper/Louver | HVAC |  | DM | http://www.toronto.ca/TWONTO#air_damper
58541 | THC-ACC-DM-0611 | Damper,Motorized,Exhaust Fan FN-0610,South Pumping Station,Plenum Shaft,Intermediate Level | THC-ACC-FN-0610 | Fan,Centrifugal,Exhaust,South Pumping Station,Plenum Wall,Ground Level |  | HVAC |  | DM | http://www.toronto.ca/TWONTO#air_damper
58542 | THC-ACC-DM-0621 | Damper,Motorized,Exhaust Fan FN-0620,South Pumping Station,Electrical Room,Ground Level | THC-ACC-FN-0620 | Fan,Centrifugal,Exhaust,South Pumping Station,Electrical Room Roof |  | HVAC |  | DM | http://www.toronto.ca/TWONTO#air_damper
58543 | THC-ACC-DM-0631 | Damper,Motorized,Exhaust Fan FN-0630,South Pumping Station,Sampling Room,Ground Level | THC-ACC-FN-0630 | Fan,Centrifugal,Exhaust,South Pumping Station,Sampling Room Roof |  | HVAC |  | DM | http://www.toronto.ca/TWONTO#air_damper
58544 | THC-ACC-DM-0632 | Damper,Motorized,Outdoor Air to Sampling Room,South Pumping Station,Sampling Room,Ground Level | THC-ACC-BLDG L | Plant Effluent Pumping Station, HVAC |  | HVAC |  | DM | http://www.toronto.ca/TWONTO#air_damper
58545 | THC-ACC-DM-0701 | Damper,Actuated,Outside Air,Thickening Building Office Area Air Conditioning | THC-ACC-AC-0701 | Air Conditioner,Thickening Building Office Area | Damper/Louver | HVAC |  | DM | http://www.toronto.ca/TWONTO#air_damper
58546 | THC-ACC-DM-0702 | Damper,Actuated,Outside Air,Thickening Building Electrical Room Air Conditioning | THC-ACC-AC-0704 | Air Conditioner,Thickening Building Electrical Room | Damper/Louver | HVAC |  | DM | http://www.toronto.ca/TWONTO#air_damper
58547 | THC-ACC-DM-0715 | Damper,Actuated,Outside Air,AHU-0710,Thickening Centrifuge Area | THC-ACC-AHU-0710 | Air Handling Unit,Outdoor,Centrifuge Area,Thickening Building | Damper/Louver | HVAC |  | DM | http://www.toronto.ca/TWONTO#air_damper
58548 | THC-ACC-DM-0722 | Damper,Actuated,Exhaust Air,AHU-0720,Thickening Building Basement/Sub-basement Area | THC-ACC-AHU-0720 | Air Handling Unit,Basement/Sub-basement Area,Thickening Building | Damper/Louver | HVAC |  | DM | http://www.toronto.ca/TWONTO#air_damper
58549 | THC-ACC-DM-0732 | Damper,Actuated,Return Air,AHU-0730,Thickening Building Polymer Room | THC-ACC-AHU-0730 | Air handling Unit,Polymer Room,Thickening Building | Damper/Louver | HVAC |  | DM | http://www.toronto.ca/TWONTO#air_damper
58550 | THC-ACC-DM-0742 | Damper,Actuated,Oultet,Exhaust Fan FN-0701,Thickening Building Mechanical Room Ventilation | THC-ACC-FN-0701 | Fan,Centrifugal,Exhaust,Thickening Building Mechanical Room Ventilation | Damper/Louver | HVAC |  | DM | http://www.toronto.ca/TWONTO#air_damper
58551 | THC-ACC-DM-0751 | Damper,Actuated,Outlet,Exhaust Fan FN-0702,Thickening Building Washroom Ventilation | THC-ACC-FN-0702 | Fan,Centrifugal,Exhaust,Thickening Building Washroom Ventilation | Damper/Louver | HVAC |  | DM | http://www.toronto.ca/TWONTO#air_damper
58552 | THC-ACC-DM-0811 | Damper,Actuated,Outside Air,AHU-0810,Sludge Storage Building | THC-ACC-AHU-0810 | Air Handling Unit,Roof,Sludge Storage Building | Damper/Louver | HVAC |  | DM | http://www.toronto.ca/TWONTO#air_damper
58553 | THC-ACC-DM-0910 | Damper, AHU-0910, Dechlorination Building | THC-ACC-AHU-0910 | Air Handling Unit, Dechlorination Building |  | HVAC |  | DM | http://www.toronto.ca/TWONTO#air_damper
58558 | THC-ACC-DM-1141 | Damper,Motorized | THC-PRM-BLDG-HPU1100 | HPU Building 11 |  | HVAC |  | DM | http://www.toronto.ca/TWONTO#air_damper
58559 | THC-ACC-DM-1142 | Damper,Motorized | THC-PRM-BLDG-HPU1100 | HPU Building 11 |  | HVAC |  | DM | http://www.toronto.ca/TWONTO#air_damper
58560 | THC-ACC-DM-1151 | Damper,Motorized | THC-PRM-BLDG-HPU1100 | HPU Building 11 |  | HVAC |  | DM | http://www.toronto.ca/TWONTO#air_damper
58562 | THC-ACC-DM-1181A | Damper,Motorized | THC-PRM-BLDG-HPU1100 | HPU Building 11 | Fan | HVAC |  | DM | http://www.toronto.ca/TWONTO#air_damper
58565 | THC-ACC-DM-3041 | Damper,Motorized,Boiler Combustion Air,Boiler BO-3041,Boiler Building | THC-ACC-BLDG E | Boiler House, HVAC |  | HVAC | 33802 | DM | http://www.toronto.ca/TWONTO#air_damper
58566 | THC-ACC-DM-3041 | Damper,Motorized,Boiler Combustion Air,Boiler BO-3041,Boiler Building | THC-SUSPENDED | Suspended entity |  | HVAC | 33802 | DM | http://www.toronto.ca/TWONTO#air_damper
58567 | THC-ACC-DM-3043 | Damper/Louver,Vent Header,Hot Water Boiler 3041,Boiler Building | THC-ACC-BO-3041 | Boiler, Hot Water, Boiler Building | Damper/Louver | HVAC |  | DM | http://www.toronto.ca/TWONTO#air_damper
58568 | THC-ACC-DM-3051 | Damper,Motorized,Boiler Combustion Air,Boiler BO-3051,Boiler Building | THC-ACC-BO-3051 | Boiler, Hot Water, Boiler Building |  | HVAC | 33803 | DM | http://www.toronto.ca/TWONTO#air_damper
58569 | THC-ACC-DM-3051 | Damper,Motorized,Boiler Combustion Air,Boiler BO-3051,Boiler Building | THC-SUSPENDED | Suspended entity |  | HVAC | 33803 | DM | http://www.toronto.ca/TWONTO#air_damper
58570 | THC-ACC-DM-3063 | Damper/Louver,Vent Header,Hot Water Boiler 3061,Boiler Building | THC-ACC-BO-3061 | Boiler, Hot Water, Boiler Building | Damper/Louver | HVAC |  | DM | http://www.toronto.ca/TWONTO#air_damper
58571 | THC-ACC-DM-3071 | Damper,Motorized,Boiler Combustion Air,Boiler BO-3071,Boiler Building | THC-ACC-BLDG E | Boiler House, HVAC |  | HVAC | 33805 | DM | http://www.toronto.ca/TWONTO#air_damper
58572 | THC-ACC-DM-3071 | Damper,Motorized,Boiler Combustion Air,Boiler BO-3071,Boiler Building | THC-ACC-BO-3071 | Boiler, Hot Water, Boiler Building |  | HVAC | 33805 | DM | http://www.toronto.ca/TWONTO#air_damper
58573 | THC-ACC-DM-3071 | Damper,Motorized,Boiler Combustion Air,Boiler BO-3071,Boiler Building | THC-SUSPENDED | Suspended entity |  | HVAC | 33805 | DM | http://www.toronto.ca/TWONTO#air_damper
58574 | THC-ACC-DM-3073 | Damper/Louver,Vent Header,Hot Water Boiler 3071,Boiler Building | THC-ACC-BO-3071 | Boiler, Hot Water, Boiler Building | Damper/Louver | HVAC |  | DM | http://www.toronto.ca/TWONTO#air_damper
58575 | THC-ACC-DM-3081 | Damper,Motorized,Boiler Combustion Air,Boiler BO-3081,Boiler Building | THC-SUSPENDED | Suspended entity |  | HVAC | 33806 | DM | http://www.toronto.ca/TWONTO#air_damper
58576 | THC-ACC-DM-3083 | Damper/Louver,Vent Header,Hot Water Boiler 3081,Boiler Building | THC-ACC-BO-3081 | Boiler, Hot Water, Boiler Building | Damper/Louver | HVAC |  | DM | http://www.toronto.ca/TWONTO#air_damper
58577 | THC-ACC-DM-4004 | Damper,Motorized | THC-ACC-FN-4004 | Fan, Supply, to NW Tunnel T12 |  | HVAC |  | DM | http://www.toronto.ca/TWONTO#air_damper
58578 | THC-ACC-DM-4005 | Damper,Motorized | THC-ACC-FN-4005 | Fan, Supply, to NW Tunnel T12 |  | HVAC |  | DM | http://www.toronto.ca/TWONTO#air_damper
58582 | THC-ACC-DM-5811 | Damper,Motorized,Exhaust Fan FN-5810,Plant Stores | THC-ACC-FN-5810 | Fan,Centrifugal,Exhuast,Plant Stores |  | HVAC |  | DM | http://www.toronto.ca/TWONTO#air_damper
58583 | THC-ACC-DM-5812 | Damper,Motorized,Outdoor Air,Plant Stores | THC-ACC-BLDG B | Mechanical Shop (Chlorine) Building HVAC |  | HVAC |  | DM | http://www.toronto.ca/TWONTO#air_damper
58584 | THC-ACC-DM-5822 | Damper,Motorized,Outdoor Air,Plant Stores | THC-ACC-BLDG B | Mechanical Shop (Chlorine) Building HVAC |  | HVAC |  | DM | http://www.toronto.ca/TWONTO#air_damper
58585 | THC-ACC-DM-5902 | Louver,Disinfection Bldg,Roof | THC-ACC-BLDG G | Air Treatment Building HVAC |  | HVAC |  | DM | http://www.toronto.ca/TWONTO#air_damper
58586 | THC-ACC-DM-5911 | Damper,Motorized,Supply Fan FN-5910,AHU-5910,Disinfection Bldg | THC-ACC-FN-5910 | Fan,Centrifugal,Supply ,AHU-5910,Disinfection Bldg |  | HVAC |  | DM | http://www.toronto.ca/TWONTO#air_damper
58587 | THC-ACC-DM-5931 | Damper,Motorized,Exhaust Fan FN-5930,Disinfection Bldg,Tank Storage Room,East Wall | THC-ACC-FN-5930 | Fan,Centrifugal,Exhaust,Disinfection Bldg,Tank Storage Room,East Wall |  | HVAC |  | DM | http://www.toronto.ca/TWONTO#air_damper
58588 | THC-ACC-DM-6103 | Damper, Outdoor Air Inlet to AHU-6100, 2nd Floor Mech Room #2, Headworks | THC-ACC-AHU-6100 | Air Handling Unit, Truck Loading Bay, Mech Room #2, Headworks | Damper/Louver | HVAC |  | DM | http://www.toronto.ca/TWONTO#air_damper
58589 | THC-ACC-DM-6104 | Damper, Outdoor Air Inlet to AHU-6100, 2nd Floor Mech Room #2, Headworks | THC-ACC-AHU-6100 | Air Handling Unit, Truck Loading Bay, Mech Room #2, Headworks | Damper/Louver | HVAC |  | DM | http://www.toronto.ca/TWONTO#air_damper
58590 | THC-ACC-DM-6110 | Damper, Supply Air to Truck Loading Bay, 2nd Floor Mech Room #2, Headworks | THC-ACC-AHU-6100 | Air Handling Unit, Truck Loading Bay, Mech Room #2, Headworks | Damper/Louver | HVAC |  | DM | http://www.toronto.ca/TWONTO#air_damper
58591 | THC-ACC-DM-6141 | Damper, Motorized, Inlet, Supply Fan FN-6140, 2nd Floor Mech Room #2, Headworks | THC-ACC-AHU-6100 | Air Handling Unit, Truck Loading Bay, Mech Room #2, Headworks | Damper/Louver | HVAC |  | DM | http://www.toronto.ca/TWONTO#air_damper
58592 | THC-ACC-DM-6182 | Damper, Outlet, Exhaust Fan FN-6180, Ground Floor Storage Room, Headworks | THC-ACC-FN-6180 | Fan, Exhaust, Ground Floor, Storage Room, Headworks | Damper/Louver | HVAC |  | DM | http://www.toronto.ca/TWONTO#air_damper
58593 | THC-ACC-DM-6205 | Damper, Isolation, Exhaust Duct, AHU-6200, 2nd Floor Mech Room #2, Headworks | THC-ACC-AHU-6200 | Air Handling Unit, Blower Room, 2nd Floor Mech Room #2, Headworks | Damper/Louver | HVAC |  | DM | http://www.toronto.ca/TWONTO#air_damper
58594 | THC-ACC-DM-6207 | Damper, Bypass Duct, AHU-6200, 2nd Floor Mech Room #2, Headworks | THC-ACC-AHU-6200 | Air Handling Unit, Blower Room, 2nd Floor Mech Room #2, Headworks | Damper/Louver | HVAC |  | DM | http://www.toronto.ca/TWONTO#air_damper
58595 | THC-ACC-DM-6211 | Damper, Bubble, Supply Air, Blower Room, 2nd Floor Mech Room #2, Headworks | THC-ACC-AHU-6200 | Air Handling Unit, Blower Room, 2nd Floor Mech Room #2, Headworks | Damper/Louver | HVAC |  | DM | http://www.toronto.ca/TWONTO#air_damper
58596 | THC-ACC-DM-6213 | Damper, Bubble, Return Air, Blower Room, 2nd Floor Mech Room #2, Headworks | THC-ACC-AHU-6200 | Air Handling Unit, Blower Room, 2nd Floor Mech Room #2, Headworks | Damper/Louver | HVAC |  | DM | http://www.toronto.ca/TWONTO#air_damper
58597 | THC-ACC-DM-6292 | Damper, Inlet, Exhaust Fan FN-6290, 2nd Floor Mech Room #2, Headworks | THC-ACC-FN-6290 | Fan, Exhaust, Mechanical Room #2, Roof, Headworks | Damper/Louver | HVAC |  | DM | http://www.toronto.ca/TWONTO#air_damper
58598 | THC-ACC-DM-6301 | Damper, Inlet, Outdoor Air, AHU-6300, 2nd Floor Mech Room #1, Headworks | THC-ACC-AHU-6300 | Air Handling Unit, Screen Room/Conveyor Areas, 2nd Floor Mech Room #1, Headworks | Damper/Louver | HVAC |  | DM | http://www.toronto.ca/TWONTO#air_damper
58599 | THC-ACC-DM-6305 | Damper, Inlet, Outdoor Air, AHU-6300, 2nd Floor Mech Room #1, Headworks | THC-ACC-AHU-6300 | Air Handling Unit, Screen Room/Conveyor Areas, 2nd Floor Mech Room #1, Headworks | Damper/Louver | HVAC |  | DM | http://www.toronto.ca/TWONTO#air_damper
58600 | THC-ACC-DM-6306 | Damper, Inlet, Outdoor Air, AHU-6300, 2nd Floor Mech Room #1, Headworks | THC-ACC-AHU-6300 | Air Handling Unit, Screen Room/Conveyor Areas, 2nd Floor Mech Room #1, Headworks | Damper/Louver | HVAC |  | DM | http://www.toronto.ca/TWONTO#air_damper
58640 | THC-ACC-DM-6307 | Damper, Inlet, Outdoor Air, AHU-6300, 2nd Floor Mech Room #1, Headworks | THC-ACC-AHU-6300 | Air Handling Unit, Screen Room/Conveyor Areas, 2nd Floor Mech Room #1, Headworks | Damper/Louver | HVAC |  | DM | http://www.toronto.ca/TWONTO#air_damper
58641 | THC-ACC-DM-6308 | Damper, Relief, Conveyor Area, Headworks | THC-ACC-AHU-6300 | Air Handling Unit, Screen Room/Conveyor Areas, 2nd Floor Mech Room #1, Headworks | Damper/Louver | HVAC |  | DM | http://www.toronto.ca/TWONTO#air_damper
58642 | THC-ACC-DM-6311 | Damper, Isol., Supply Air Duct, AHU-6300, 2nd Floor Mech Room #1, Headworks | THC-ACC-AHU-6300 | Air Handling Unit, Screen Room/Conveyor Areas, 2nd Floor Mech Room #1, Headworks | Damper/Louver | HVAC |  | DM | http://www.toronto.ca/TWONTO#air_damper
58643 | THC-ACC-DM-6312 | Damper, Bubble, S/A, AHU-6300 & 6400, To Scr. Room/Conv. Area, 2nd Fl. Mech Room #1, Headworks | THC-ACC-AHU-6300 | Air Handling Unit, Screen Room/Conveyor Areas, 2nd Floor Mech Room #1, Headworks | Damper/Louver | HVAC |  | DM | http://www.toronto.ca/TWONTO#air_damper
58644 | THC-ACC-DM-6401 | Damper, Isolation, Mixed O/A & O/A, Solar Wall Air Duct, 2nd Floor Mech Room #1, Headworks | THC-ACC-AHU-6400 | Air Handling Unit, Screen Room/Conveyor Areas, 2nd Floor Mech Room #1, Headworks | Damper/Louver | HVAC |  | DM | http://www.toronto.ca/TWONTO#air_damper
58645 | THC-ACC-DM-6506 | Damper, Isolation, Mixed O/A & O/A From Solar Wall, 2nd Floor Mech Room #1, Headworks | THC-ACC-AHU-6500 | Air Handling Unit, Pipe Gallery, 2nd Floor Mech Room #1, Headworks | Damper/Louver | HVAC |  | DM | http://www.toronto.ca/TWONTO#air_damper
58646 | THC-ACC-DM-6507 | Damper, By-Pass, By-Pass, S/A & R/A Ducts, AHU-6500, 2nd Floor Mech Room #1, Headworks | THC-ACC-AHU-6500 | Air Handling Unit, Pipe Gallery, 2nd Floor Mech Room #1, Headworks | Damper/Louver | HVAC |  | DM | http://www.toronto.ca/TWONTO#air_damper
58647 | THC-ACC-DM-6508 | Damper, Isolation, Supp Air Duct, Pipe Gallery & Elec. Room, 2nd Floor Mech Room #1, Headworks | THC-ACC-AHU-6500 | Air Handling Unit, Pipe Gallery, 2nd Floor Mech Room #1, Headworks | Damper/Louver | HVAC |  | DM | http://www.toronto.ca/TWONTO#air_damper
58648 | THC-ACC-DM-6811 | Damper,Motorized, Exhaust Fan, Ferrous Chloride Building | THC-ACC-FN-6811 | Fan, Centrifugal, Exhaust, Ferrous Chloride Building |  | HVAC |  | DM | http://www.toronto.ca/TWONTO#air_damper
58649 | THC-ACC-DM-6822 | Damper,Motorized, Supply, Outdoor Air, Ferrous Chloride Building | THC-ACC-FN-6821 | Fan,Centrifugal, Exhaust, Ferrous Chloride Building |  | HVAC |  | DM | http://www.toronto.ca/TWONTO#air_damper
58674 | THC-ACC-F-0440 | Filter,AHU-0440 Outside Air Inlet,Building UU | THC-ACC-AHU-0440 | Air Handling Unit,Drip Trap Room,Building UU | Filter | HVAC |  | F | http://www.toronto.ca/TWONTO#replaceable_air_filter
58677 | THC-ACC-F-0712 | Filter,Supply Air,AHU-0710,Thickening Centrifuge Area | THC-ACC-AHU-0710 | Air Handling Unit,Outdoor,Centrifuge Area,Thickening Building | Filter | HVAC |  | F | http://www.toronto.ca/TWONTO#replaceable_air_filter
58678 | THC-ACC-F-0721 | Filter,Supply Air,AHU-0720,Thickening Building Basement/Sub-basement Area | THC-ACC-AHU-0720 | Air Handling Unit,Basement/Sub-basement Area,Thickening Building | Filter | HVAC |  | F | http://www.toronto.ca/TWONTO#replaceable_air_filter
58679 | THC-ACC-F-0722 | Filter,Supply Air,AHU-0720,Thickening Building Basement/Sub-basement Area | THC-ACC-AHU-0720 | Air Handling Unit,Basement/Sub-basement Area,Thickening Building | Filter | HVAC |  | F | http://www.toronto.ca/TWONTO#replaceable_air_filter
58725 | THC-ACC-F-6201 | Filter, Blower Room, AHU-6200, 2nd Floor Mech Room #2, Headworks | THC-ACC-AHU-6200 | Air Handling Unit, Blower Room, 2nd Floor Mech Room #2, Headworks | Filter | HVAC |  | F | http://www.toronto.ca/TWONTO#replaceable_air_filter
58726 | THC-ACC-F-6202 | Filter, Blower Room, AHU-6200, 2nd Floor Mech Room #2, Headworks | THC-ACC-AHU-6200 | Air Handling Unit, Blower Room, 2nd Floor Mech Room #2, Headworks | Filter | HVAC |  | F | http://www.toronto.ca/TWONTO#replaceable_air_filter
58727 | THC-ACC-F-6291 | Filter, Outdoor Air Plenum, 2nd Floor, Mech Room #2, Headworks | THC-ACC-DM-6291 | Damper, Outdoor Air, Plenum, 2nd Floor Mech Room #2, Headworks | Filter | HVAC |  | F | http://www.toronto.ca/TWONTO#replaceable_air_filter
58728 | THC-ACC-F-6401 | Filter, Screen Room/Conveyor Areas, AHU-6400, 2nd Floor Mech Room #1, Headworks | THC-ACC-AHU-6400 | Air Handling Unit, Screen Room/Conveyor Areas, 2nd Floor Mech Room #1, Headworks | Filter | HVAC |  | F | http://www.toronto.ca/TWONTO#replaceable_air_filter
58729 | THC-ACC-F-6402 | Filter, Screen Room/Conveyor Areas, AHU-6400, 2nd Floor Mech Room #1, Headworks | THC-ACC-AHU-6400 | Air Handling Unit, Screen Room/Conveyor Areas, 2nd Floor Mech Room #1, Headworks | Filter | HVAC |  | F | http://www.toronto.ca/TWONTO#replaceable_air_filter
58730 | THC-ACC-F-6501 | Filter, AHU-6500 Pipe Gallery, 2nd Floor Mech Room #1, Headworks | THC-ACC-AHU-6500 | Air Handling Unit, Pipe Gallery, 2nd Floor Mech Room #1, Headworks | Filter | HVAC |  | F | http://www.toronto.ca/TWONTO#replaceable_air_filter
58731 | THC-ACC-F-6502 | Filter, AHU-6500 Pipe Gallery, 2nd Floor Mech Room #1, Headworks | THC-ACC-AHU-6500 | Air Handling Unit, Pipe Gallery, 2nd Floor Mech Room #1, Headworks | Filter | HVAC |  | F | http://www.toronto.ca/TWONTO#replaceable_air_filter
58733 | THC-ACC-FAN | Fans, Building M | THC-ACC-BLDG M | Incineration Building, HVAC |  | HVAC |  |  | http://www.toronto.ca/TWONTO#blower_or_fan_with_drive
58738 | THC-ACC-FIT-6221 | Transmitter, Flow, Outlet, Supply Fan FN-6220, 2nd Floor Mech Room #2, Headworks | THC-ACC-AHU-6200 | Air Handling Unit, Blower Room, 2nd Floor Mech Room #2, Headworks | Meter,Flow,Mass | HVAC |  | FIT | http://www.toronto.ca/TWONTO#flow_transmitter
58739 | THC-ACC-FIT-6281 | Transmitter, Flow, Outlet, Supply Fan FN-6280, 2nd Floor Mech Room #2, Headworks | THC-ACC-AHU-6200 | Air Handling Unit, Blower Room, 2nd Floor Mech Room #2, Headworks | Meter,Flow,Mass | HVAC |  | FIT | http://www.toronto.ca/TWONTO#flow_transmitter
58740 | THC-ACC-FIT-6321 | Transmitter, Flow, Outlet, Supply Fan FN-6320, 2nd Floor Mech Room #1, Headworks | THC-ACC-AHU-6300 | Air Handling Unit, Screen Room/Conveyor Areas, 2nd Floor Mech Room #1, Headworks | Meter,Flow,Mass | HVAC |  | FIT | http://www.toronto.ca/TWONTO#flow_transmitter
58741 | THC-ACC-FIT-6341 | Transmitter, Flow, Outlet, Supply Fan FN-6340, East Roof, Headworks | THC-ACC-FN-6340 | Fan, Exhaust, Screen/Conveyor Areas, Roof, Headworks | Meter,Flow,Mass | HVAC |  | FIT | http://www.toronto.ca/TWONTO#flow_transmitter
58742 | THC-ACC-FIT-6421 | Transmitter, Flow, Outlet, Supply Fan FN-6420, 2nd Floor Mech Room #1, Headworks | THC-ACC-AHU-6400 | Air Handling Unit, Screen Room/Conveyor Areas, 2nd Floor Mech Room #1, Headworks | Meter,Flow,Mass | HVAC |  | FIT | http://www.toronto.ca/TWONTO#flow_transmitter
58743 | THC-ACC-FIT-6521 | Transmitter, Flow, Outlet, Supply fan FN-6520, 2nd Floor Mech Room #1, Headworks | THC-ACC-AHU-6500 | Air Handling Unit, Pipe Gallery, 2nd Floor Mech Room #1, Headworks | Meter,Flow,Mass | HVAC |  | FIT | http://www.toronto.ca/TWONTO#flow_transmitter
58744 | THC-ACC-FIT-6581 | Transmitter, Flow, Outlet, Return Fan FN-6580, 2nd Floor Mech Room #1, Headworks | THC-ACC-AHU-6500 | Air Handling Unit, Pipe Gallery, 2nd Floor Mech Room #1, Headworks | Meter,Flow,Mass | HVAC |  | FIT | http://www.toronto.ca/TWONTO#flow_transmitter
58752 | THC-ACC-FN-0106 | Fan,Centrifugal,Supply,Pressurization System,Access Building No.3,Phase 4 | THC-ACC-BLDG O | Phase IV , Building O HVAC | Air Handling Unit | HVAC |  | FN | http://www.toronto.ca/TWONTO#blower_or_fan_with_drive
58757 | THC-ACC-FN-0121 | Fan,Supply,Air Handling Unit 0120,Srubber Room,Phase 4 | THC-ACC-AHU-0120 | Air Handlling Unit,Roof,Scrubber Room,Phase 4 | Air Handling Unit | HVAC |  | FN | http://www.toronto.ca/TWONTO#blower_or_fan_with_drive
58759 | THC-ACC-FN-0138 | Air Heater | THC-ACC-TUNNEL | Plant Tunnels, HVAC | H.V.A.C.,Heater,Unit | HVAC |  | FN | http://www.toronto.ca/TWONTO#heater
58775 | THC-ACC-FN-0187 | Fan,Centrifugal,Exhuast,Standby,Boiler Building,North Zones | THC-ACC-BLDG E | Boiler House, HVAC | Fan | HVAC |  | FN | http://www.toronto.ca/TWONTO#blower_or_fan_with_drive
58776 | THC-ACC-FN-0188 | Fan,Centrifugal,Boiler Building,North Zone 1 | THC-ACC-BLDG E | Boiler House, HVAC | Fan | HVAC |  | FN | http://www.toronto.ca/TWONTO#blower_or_fan_with_drive
58802 | THC-ACC-FN-0267 | Air Handling Unit, Building A | THC-ACC-AHU-0267 | Air Handling Unit, Building A | Air Handling Unit | HVAC |  | FN | http://www.toronto.ca/TWONTO#air_handler_unit
58803 | THC-ACC-FN-0267 | Air Handling Unit, Building A | THC-ACC-BLDG A | Old Plant Blower Building HVAC | Air Handling Unit | HVAC |  | FN | http://www.toronto.ca/TWONTO#air_handler_unit
58804 | THC-ACC-FN-0268 | Air Handling Unit, Building A | THC-ACC-AHU-0268 | Air Handling Unit, Building A | Fan,Axial | HVAC |  | FN | http://www.toronto.ca/TWONTO#air_handler_unit
58805 | THC-ACC-FN-0268 | Air Handling Unit, Building A | THC-ACC-BLDG A | Old Plant Blower Building HVAC | Fan,Axial | HVAC |  | FN | http://www.toronto.ca/TWONTO#air_handler_unit
58814 | THC-ACC-FN-0321 | Fan,Return,Lower Basement,B2,Bldg M | THC-ACC-FAN | Fans, Building M | H.V.A.C.,Air Conditioner | HVAC |  | FN | http://www.toronto.ca/TWONTO#blower_or_fan_with_drive
58887 | THC-ACC-FN-0441 | Fan,Supply,AHU-0440,Drip Trap Room,Building UU | THC-ACC-AHU-0440 | Air Handling Unit,Drip Trap Room,Building UU | Fan | HVAC |  | FN | http://www.toronto.ca/TWONTO#blower_or_fan_with_drive
58888 | THC-ACC-FN-0442 | Fan,Supply,AHU-0440,Drip Trap Room,Building UU | THC-ACC-AHU-0440 | Air Handling Unit,Drip Trap Room,Building UU | Fan | HVAC |  | FN | http://www.toronto.ca/TWONTO#blower_or_fan_with_drive
58889 | THC-ACC-FN-0443 | Fan,Exhaust,AHU-0440,Drip Trap Room,Building UU | THC-ACC-BLDG UU | Waste Gas Burner Building HVAC | Fan | HVAC |  | FN | http://www.toronto.ca/TWONTO#blower_or_fan_with_drive
58890 | THC-ACC-FN-0444 | Fan,Exhaust,AHU-0440,Drip Trap Room,Building UU | THC-ACC-BLDG UU | Waste Gas Burner Building HVAC | Fan | HVAC |  | FN | http://www.toronto.ca/TWONTO#blower_or_fan_with_drive
58897 | THC-ACC-FN-0581 | Fan,Centrifugal,Temporary Centrifuge Room, 3rd Floor,Biosolids Building East | THC-ACC-BLDG M | Incineration Building, HVAC | Fan,Centrifugal | HVAC |  | FN | http://www.toronto.ca/TWONTO#blower_or_fan_with_drive
58898 | THC-ACC-FN-0581 | Fan,Centrifugal,Temporary Centrifuge Room, 3rd Floor,Biosolids Building East | THC-ACC-FAN | Fans, Building M | Fan,Centrifugal | HVAC |  | FN | http://www.toronto.ca/TWONTO#blower_or_fan_with_drive
58899 | THC-ACC-FN-0585 | Fan,Centrifugal,Compress. Room,3rd Floor,Biosolids Building West | THC-ACC-FAN | Fans, Building M | Fan,Centrifugal | HVAC |  | FN | http://www.toronto.ca/TWONTO#blower_or_fan_with_drive
58900 | THC-ACC-FN-0592 | Fan,Centrifugal,Fire Pump Room,Basement B2,Biosolids Building East | THC-ACC-BLDG M | Incineration Building, HVAC | Fire Prevention,Pump | HVAC | 43250 | FN | http://www.toronto.ca/TWONTO#blower_or_fan_with_drive
58901 | THC-ACC-FN-0701 | Fan,Centrifugal,Exhaust,Thickening Building Mechanical Room Ventilation | THC-ACC-BLDG J | TWAS Building, HVAC | Fan,Centrifugal | HVAC |  | FN | http://www.toronto.ca/TWONTO#blower_or_fan_with_drive
58902 | THC-ACC-FN-0702 | Fan,Centrifugal,Exhaust,Thickening Building Washroom Ventilation | THC-ACC-BLDG J | TWAS Building, HVAC | Fan,Centrifugal | HVAC |  | FN | http://www.toronto.ca/TWONTO#blower_or_fan_with_drive
58903 | THC-ACC-FN-0711A | Fan,Centrifugal,Supply Air,AHU-0710,Thickening Centrifuge Area | THC-ACC-AHU-0710 | Air Handling Unit,Outdoor,Centrifuge Area,Thickening Building | Fan,Centrifugal | HVAC |  | FN | http://www.toronto.ca/TWONTO#blower_or_fan_with_drive
58904 | THC-ACC-FN-0711B | Fan,Centrifugal,Supply Air,AHU-0710,Thickening Centrifuge Area | THC-ACC-BLDG J | TWAS Building, HVAC | Fan,Centrifugal | HVAC |  | FN | http://www.toronto.ca/TWONTO#blower_or_fan_with_drive
58905 | THC-ACC-FN-0712A | Fan,Centrifugal,Return Air,AHU-0710,Thickening Centrifuge Area | THC-ACC-AHU-0710 | Air Handling Unit,Outdoor,Centrifuge Area,Thickening Building | Fan,Centrifugal | HVAC |  | FN | http://www.toronto.ca/TWONTO#blower_or_fan_with_drive
58906 | THC-ACC-FN-0721 | Fan,Centrifugal,Supply Air,AHU-0720,Thickening Building Basement/Sub-basement Area | THC-ACC-AHU-0720 | Air Handling Unit,Basement/Sub-basement Area,Thickening Building | Fan,Centrifugal | HVAC |  | FN | http://www.toronto.ca/TWONTO#blower_or_fan_with_drive
58907 | THC-ACC-FN-0721 | Fan,Centrifugal,Supply Air,AHU-0720,Thickening Building Basement/Sub-basement Area | THC-ACC-BLDG J | TWAS Building, HVAC | Fan,Centrifugal | HVAC |  | FN | http://www.toronto.ca/TWONTO#blower_or_fan_with_drive
58908 | THC-ACC-FN-0722 | Fan,Centrifugal,Exhaust Air,AHU-0720,Thickening Building Basement/Sub-basement Area | THC-ACC-AHU-0720 | Air Handling Unit,Basement/Sub-basement Area,Thickening Building | Fan,Centrifugal | HVAC |  | FN | http://www.toronto.ca/TWONTO#blower_or_fan_with_drive
58909 | THC-ACC-FN-0731 | Fan,Centrifugal,Supply Air,AHU-0730,Thickening Building Polymer Room | THC-ACC-AHU-0730 | Air handling Unit,Polymer Room,Thickening Building | Fan,Centrifugal | HVAC |  | FN | http://www.toronto.ca/TWONTO#blower_or_fan_with_drive
58910 | THC-ACC-FN-0812 | Fan,Centrifugal,Exhaust Air,AHU-0810,Sludge Storage Building | THC-ACC-AHU-0810 | Air Handling Unit,Roof,Sludge Storage Building | Fan,Centrifugal | HVAC |  | FN | http://www.toronto.ca/TWONTO#blower_or_fan_with_drive
58911 | THC-ACC-FN-0912 | Fan, Cntr Room, Washroom, Dechlorination Bldg. | THC-ACC-AHU-0910 | Air Handling Unit, Dechlorination Building |  | HVAC |  | FN | http://www.toronto.ca/TWONTO#blower_or_fan_with_drive
58915 | THC-ACC-FN-2170 | Air Handling Unit, (new tunnel ventilation ECAP-01) | THC-ACC-TUNNEL | Plant Tunnels, HVAC | Air Handling Unit | HVAC |  | FN | http://www.toronto.ca/TWONTO#air_handler_unit
58916 | THC-ACC-FN-2170B | Fan B, Air Handling System, Tunnel T19, Phase IV Secondary | THC-ACC-AHU-2170 | Air Handling Unit, Tunnel T19, Phase IV Secondary |  | HVAC |  | FN | http://www.toronto.ca/TWONTO#blower_or_fan_with_drive
58917 | THC-ACC-FN-2172 | Fan, Exhaust, Access Building T19A, Phase IV Secondary | THC-ACC-FN-2170 | Air Handling Unit, (new tunnel ventilation ECAP-01) | Air Handling Unit | HVAC |  | FN | http://www.toronto.ca/TWONTO#blower_or_fan_with_drive
58918 | THC-ACC-FN-2173 | Fan, Exhaust, Access Building T15A, Phase I Secondary | THC-ACC-FN-2170 | Air Handling Unit, (new tunnel ventilation ECAP-01) | Air Handling Unit | HVAC |  | FN | http://www.toronto.ca/TWONTO#blower_or_fan_with_drive
58919 | THC-ACC-FN-2173 | Fan, Exhaust, Access Building T15A, Phase I Secondary | THC-ACC-TUNNEL | Plant Tunnels, HVAC | Air Handling Unit | HVAC |  | FN | http://www.toronto.ca/TWONTO#blower_or_fan_with_drive
58920 | THC-ACC-FN-2175 | Fan, Recirculation Fan, Tunnel T15, Phase I Primary | THC-ACC-FN-2170 | Air Handling Unit, (new tunnel ventilation ECAP-01) | Air Handling Unit | HVAC |  | FN | http://www.toronto.ca/TWONTO#blower_or_fan_with_drive
58931 | THC-ACC-FN-5820 | Fan,Centrifugal,Exhuast,Plant Stores | THC-ACC-BLDG B | Mechanical Shop (Chlorine) Building HVAC |  | HVAC |  | FN | http://www.toronto.ca/TWONTO#blower_or_fan_with_drive
58932 | THC-ACC-FN-5831 | Fan,Propeller,Circulating,Plant Stores | THC-ACC-BLDG B | Mechanical Shop (Chlorine) Building HVAC |  | HVAC |  | FN | http://www.toronto.ca/TWONTO#blower_or_fan_with_drive
58933 | THC-ACC-FN-5833 | Fan,Propeller,Circulating,Plant Stores | THC-ACC-BLDG B | Mechanical Shop (Chlorine) Building HVAC |  | HVAC |  | FN | http://www.toronto.ca/TWONTO#blower_or_fan_with_drive
58934 | THC-ACC-FN-5834 | Fan,Propeller,Circulating,Plant Stores | THC-ACC-BLDG B | Mechanical Shop (Chlorine) Building HVAC |  | HVAC |  | FN | http://www.toronto.ca/TWONTO#blower_or_fan_with_drive
58935 | THC-ACC-FN-5837 | Fan,Exhaust,Inline,Plant Stores,Utility Room | THC-ACC-BLDG B | Mechanical Shop (Chlorine) Building HVAC |  | HVAC |  | FN | http://www.toronto.ca/TWONTO#blower_or_fan_with_drive
58936 | THC-ACC-FN-5838 | Fan,Exhaust,Inline,Plant Stores,Printer Room | THC-ACC-BLDG B | Mechanical Shop (Chlorine) Building HVAC |  | HVAC |  | FN | http://www.toronto.ca/TWONTO#blower_or_fan_with_drive
58937 | THC-ACC-FN-5930 | Fan,Centrifugal,Exhaust,Disinfection Bldg,Tank Storage Room,East Wall | THC-ACC-BLDG G | Air Treatment Building HVAC |  | HVAC |  | FN | http://www.toronto.ca/TWONTO#blower_or_fan_with_drive
58938 | THC-ACC-FN-6120 | Fan, Supply, Truck Loading Bay, 2nd Floor Mech Room #2, Headworks | THC-ACC-AHU-6100 | Air Handling Unit, Truck Loading Bay, Mech Room #2, Headworks | Fan | HVAC |  | FN | http://www.toronto.ca/TWONTO#blower_or_fan_with_drive
58939 | THC-ACC-FN-6160 | Fan, Exhaust, Lower Level 1, Serving Sump Storage Room, Headworks | THC-PLT-BLDG-0001 | New Head House, preliminary process | Fan | HVAC |  | FN | http://www.toronto.ca/TWONTO#blower_or_fan_with_drive
58940 | THC-ACC-FN-6260 | Fan, Return, Blower Room, 2nd Floor Mech Room #2, Headworks | THC-ACC-AHU-6200 | Air Handling Unit, Blower Room, 2nd Floor Mech Room #2, Headworks | Fan | HVAC |  | FN | http://www.toronto.ca/TWONTO#blower_or_fan_with_drive
58941 | THC-ACC-FN-6290 | Fan, Exhaust, Mechanical Room #2, Roof, Headworks | THC-ACC-AHU-6100 | Air Handling Unit, Truck Loading Bay, Mech Room #2, Headworks | Fan | HVAC |  | FN | http://www.toronto.ca/TWONTO#blower_or_fan_with_drive
58942 | THC-ACC-FN-6320 | Fan, Supply, Screen Room/Conveyor Areas, AHU-6300, 2nd Floor Mech Room #1, Headworks | THC-ACC-AHU-6300 | Air Handling Unit, Screen Room/Conveyor Areas, 2nd Floor Mech Room #1, Headworks | Fan | HVAC |  | FN | http://www.toronto.ca/TWONTO#blower_or_fan_with_drive
58943 | THC-ACC-FN-6340 | Fan, Exhaust, Screen/Conveyor Areas, Roof, Headworks | THC-ACC-AHU-6300 | Air Handling Unit, Screen Room/Conveyor Areas, 2nd Floor Mech Room #1, Headworks | Fan | HVAC |  | FN | http://www.toronto.ca/TWONTO#blower_or_fan_with_drive
58944 | THC-ACC-FN-6420 | Fan, Supply, Screen Room/Conveyor Areas, AHU-6400, 2nd Floor Mech Room #1, Headworks | THC-ACC-AHU-6400 | Air Handling Unit, Screen Room/Conveyor Areas, 2nd Floor Mech Room #1, Headworks | Fan | HVAC |  | FN | http://www.toronto.ca/TWONTO#blower_or_fan_with_drive
58945 | THC-ACC-FN-6540 | Fan, Supply, Pipe Gallery, 2nd Floor Mech Room #1, Headworks | THC-ACC-AHU-6500 | Air Handling Unit, Pipe Gallery, 2nd Floor Mech Room #1, Headworks | Fan | HVAC |  | FN | http://www.toronto.ca/TWONTO#blower_or_fan_with_drive
58946 | THC-ACC-FN-6560 | Fan, Return, Pipe Gallery, 2nd Floor Mech Room #1, Headworks | THC-ACC-AHU-6500 | Air Handling Unit, Pipe Gallery, 2nd Floor Mech Room #1, Headworks | Fan | HVAC |  | FN | http://www.toronto.ca/TWONTO#blower_or_fan_with_drive
58947 | THC-ACC-FN-6590 | Fan, Exhaust, Mechanical Room #1, Roof, Headworks | THC-ACC-AHU-6300 | Air Handling Unit, Screen Room/Conveyor Areas, 2nd Floor Mech Room #1, Headworks | Fan | HVAC |  | FN | http://www.toronto.ca/TWONTO#blower_or_fan_with_drive
58948 | THC-ACC-FN-6811 | Fan, Centrifugal, Exhaust, Ferrous Chloride Building | THC-PRS-BLDG | Phosphorous removal system, Building and Storage |  | HVAC |  | FN | http://www.toronto.ca/TWONTO#blower_or_fan_with_drive
58949 | THC-ACC-FN-6821 | Fan,Centrifugal, Exhaust, Ferrous Chloride Building | THC-PRS-BLDG | Phosphorous removal system, Building and Storage |  | HVAC |  | FN | http://www.toronto.ca/TWONTO#blower_or_fan_with_drive
58970 | THC-ACC-HE-0011 | Heat Exchanger, Snow-Melting, Admin Building Basement, Mechanical Room | THC-ACC-BLDG K | Administration Building, HVAC |  | HVAC |  | HE | http://www.toronto.ca/TWONTO#heat_exchanger
58978 | THC-ACC-HE-6001 | Heat Exchanger, Heating Glycol System, Lower Level 2 Blower Room, Headworks | THC-ACC-P-6001 | Pump, Hot Water System, Lower Level 2 operating gallery | Heat Exchanger | HVAC |  | HE | http://www.toronto.ca/TWONTO#heat_exchanger
58979 | THC-ACC-HEAT PUMPS | Pumps, Heating System, Building M | THC-ACC-BLDG M | Incineration Building, HVAC |  | HVAC |  |  | http://www.toronto.ca/TWONTO#collection_of_assets
58984 | THC-ACC-HTR-0011 | Heater, Unit, Electric, 6.3kW, Admin. Building Basement, Mechanical Room B104, North/West | THC-ACC-BLDG K | Administration Building, HVAC |  | HVAC |  | HTR | http://www.toronto.ca/TWONTO#heater
58985 | THC-ACC-HTR-0013 | Heater, Unit, Electric, 6.3kW, Admin. Building Basement, Storage Room B107 South/West | THC-ACC-BLDG K | Administration Building, HVAC |  | HVAC |  | HTR | http://www.toronto.ca/TWONTO#heater
58986 | THC-ACC-HTR-0014 | Heater, Unit, Electric, 6.3kW, Admin. Building Basement, Storage Room B107, South | THC-ACC-BLDG K | Administration Building, HVAC |  | HVAC |  | HTR | http://www.toronto.ca/TWONTO#heater
58987 | THC-ACC-HTR-0016 | Heater, Hot Water Heating Coil, Women's Locker Room B121, Admin. Building Basement | THC-ACC-BLDG K | Administration Building, HVAC |  | HVAC |  | HTR | http://www.toronto.ca/TWONTO#heater
58988 | THC-ACC-HTR-0017 | Heater, Hot Water Heating Coil, Supervisor's Locker Room B120, Admin. Building Basement | THC-ACC-BLDG K | Administration Building, HVAC |  | HVAC |  | HTR | http://www.toronto.ca/TWONTO#heater
58989 | THC-ACC-HTR-0018 | Heater, Hot Water Heating Coil, Men's Locker Room B117, Admin. Building Basement | THC-ACC-BLDG K | Administration Building, HVAC |  | HVAC |  | HTR | http://www.toronto.ca/TWONTO#heater
58990 | THC-ACC-HTR-0053 | Heater, Forced Flow, 4.7kW, Admin. Building Ground Floor, Vestibule 142, East | THC-ACC-BLDG K | Administration Building, HVAC |  | HVAC |  | HTR | http://www.toronto.ca/TWONTO#heater
58991 | THC-ACC-HTR-0055 | Heater, Forced Flow, 9.4kW, Admin. Building Ground Floor, Stair S03 | THC-ACC-BLDG K | Administration Building, HVAC |  | HVAC |  | HTR | http://www.toronto.ca/TWONTO#heater
58992 | THC-ACC-HTR-0080 | Heater, Perimeter, Admin Building Ground Floor, Women`s Washroom 106 | THC-ACC-BLDG K | Administration Building, HVAC |  | HVAC |  | HTR | http://www.toronto.ca/TWONTO#heater
58993 | THC-ACC-HTR-0082 | Heater, Perimeter, Admin Building Ground Floor, Unisex Shower 123 | THC-ACC-BLDG K | Administration Building, HVAC |  | HVAC |  | HTR | http://www.toronto.ca/TWONTO#heater
58994 | THC-ACC-HTR-0083 | Heater, Towel Radiator, Admin Building Ground Floor, Unisex Shower 123 | THC-ACC-BLDG K | Administration Building, HVAC |  | HVAC |  | HTR | http://www.toronto.ca/TWONTO#heater
58996 | THC-ACC-HTR-0104 | Heater,Electric,Elec RM Access Building No.3,Phase 4, bldg.O | THC-ACC-BLDG O | Phase IV , Building O HVAC | Air Handling Unit | HVAC |  | HTR | http://www.toronto.ca/TWONTO#heater
58997 | THC-ACC-HTR-0115 | Duct Heater,Pressurization System,Access Building No.1,Phase 1, bldg.H | THC-ACC-BLDG H | Phase I Aeration Building, HVAC | Air Handling Unit | HVAC |  | HTR | http://www.toronto.ca/TWONTO#heater
58998 | THC-ACC-HTR-0118 | Unit Heater,Pump House,Aeration Building,Phase 4 | THC-ACC-BLDG O | Phase IV , Building O HVAC | Air Handling Unit | HVAC |  | HTR | http://www.toronto.ca/TWONTO#heater
58999 | THC-ACC-HTR-0119 | Unit Heater,Pump House,Aeration Building,Phase 4 | THC-ACC-BLDG O | Phase IV , Building O HVAC | Air Handling Unit | HVAC |  | HTR | http://www.toronto.ca/TWONTO#heater
59000 | THC-ACC-HTR-0120 | Duct Heater,Pressurization System,Electrical Room,Phase 4, bldg.O | THC-ACC-BLDG O | Phase IV , Building O HVAC | Air Handling Unit | HVAC |  | HTR | http://www.toronto.ca/TWONTO#heater
59001 | THC-ACC-HTR-0122 | Unit Heater,Scrubber Room,Phase 4, bldg.O | THC-ACC-BLDG O | Phase IV , Building O HVAC | Air Handling Unit | HVAC |  | HTR | http://www.toronto.ca/TWONTO#heater
59002 | THC-ACC-HTR-0123 | Unit Heater,Scrubber Room,Phase 4, bldg.O | THC-ACC-BLDG O | Phase IV , Building O HVAC | Air Handling Unit | HVAC |  | HTR | http://www.toronto.ca/TWONTO#heater
59003 | THC-ACC-HTR-0124 | Unit Heater,Scrubber Room,Phase 4, bldg.O | THC-ACC-BLDG O | Phase IV , Building O HVAC | Air Handling Unit | HVAC |  | HTR | http://www.toronto.ca/TWONTO#heater
59004 | THC-ACC-HTR-0127 | Unit Heater,Ozonator Room,Phase 4, bldg.O | THC-ACC-BLDG O | Phase IV , Building O HVAC | Air Handling Unit | HVAC |  | HTR | http://www.toronto.ca/TWONTO#heater
59005 | THC-ACC-HTR-0128 | Unit Heater,Ozonator Room,Phase 4, bldg.O | THC-ACC-BLDG O | Phase IV , Building O HVAC | Air Handling Unit | HVAC |  | HTR | http://www.toronto.ca/TWONTO#heater
59011 | THC-ACC-HTR-0203 | Heater, Perimeter. Admin Building | THC-ACC-BLDG K | Administration Building, HVAC |  | HVAC |  | HTR | http://www.toronto.ca/TWONTO#heater
59012 | THC-ACC-HTR-0209 | Heater, Perimeter. Admin Building | THC-ACC-BLDG K | Administration Building, HVAC |  | HVAC |  | HTR | http://www.toronto.ca/TWONTO#heater
59013 | THC-ACC-HTR-0211 | Heater, Perimeter. Admin Building | THC-ACC-BLDG K | Administration Building, HVAC |  | HVAC |  | HTR | http://www.toronto.ca/TWONTO#heater
59014 | THC-ACC-HTR-0212 | Heater, Perimeter. Admin Building | THC-ACC-BLDG K | Administration Building, HVAC |  | HVAC |  | HTR | http://www.toronto.ca/TWONTO#heater
59015 | THC-ACC-HTR-0213 | Heater, Perimeter. Admin Building | THC-ACC-BLDG K | Administration Building, HVAC |  | HVAC |  | HTR | http://www.toronto.ca/TWONTO#heater
59016 | THC-ACC-HTR-0214 | Heater, Perimeter. Admin Building | THC-ACC-BLDG K | Administration Building, HVAC |  | HVAC |  | HTR | http://www.toronto.ca/TWONTO#heater
59017 | THC-ACC-HTR-0216 | Heater, Perimeter. Admin Building, Ground Floor, Office 108 | THC-ACC-AHU-0071 | Air handling Unit, Ground Floor West Zone(Administration), Admin Building Roof |  | HVAC |  | HTR | http://www.toronto.ca/TWONTO#heater
59018 | THC-ACC-HTR-0217 | Heater, Perimeter. Admin Building, Ground Floor, Office 109 | THC-ACC-AHU-0071 | Air handling Unit, Ground Floor West Zone(Administration), Admin Building Roof |  | HVAC |  | HTR | http://www.toronto.ca/TWONTO#heater
59019 | THC-ACC-HTR-0218 | Heater, Hot Water,Tunnel T19, Phase IV Secondary | THC-ACC-TUNNEL | Plant Tunnels, HVAC |  | HVAC |  | HTR | http://www.toronto.ca/TWONTO#heater
59020 | THC-ACC-HTR-0222 | Heater, Perimeter. Admin Building, Ground Floor, Process Corridor 143 | THC-ACC-AHU-0061 | Air handling Unit, Ground Floor North Zone(Process Control), Admin Building Roof |  | HVAC |  | HTR | http://www.toronto.ca/TWONTO#heater
59021 | THC-ACC-HTR-0223 | Heater, Perimeter. Admin Building | THC-ACC-BLDG K | Administration Building, HVAC |  | HVAC |  | HTR | http://www.toronto.ca/TWONTO#heater
59022 | THC-ACC-HTR-0224 | Heater, Perimeter. Admin Building | THC-ACC-BLDG K | Administration Building, HVAC |  | HVAC |  | HTR | http://www.toronto.ca/TWONTO#heater
59023 | THC-ACC-HTR-0230 | Heater, Perimeter. Admin Building, Ground Floor, Process Corridor 143 | THC-ACC-AHU-0061 | Air handling Unit, Ground Floor North Zone(Process Control), Admin Building Roof |  | HVAC |  | HTR | http://www.toronto.ca/TWONTO#heater
59024 | THC-ACC-HTR-0231 | Heater, Perimeter. Admin Building, Ground Floor, Process Corridor 143 | THC-ACC-AHU-0061 | Air handling Unit, Ground Floor North Zone(Process Control), Admin Building Roof |  | HVAC |  | HTR | http://www.toronto.ca/TWONTO#heater
59025 | THC-ACC-HTR-0235 | Heater, Perimeter. Admin Building, Ground Floor, Office 113 | THC-ACC-AHU-0071 | Air handling Unit, Ground Floor West Zone(Administration), Admin Building Roof |  | HVAC |  | HTR | http://www.toronto.ca/TWONTO#heater
59026 | THC-ACC-HTR-0237 | Heater, Perimeter. Admin Building, Ground Floor, Office 115 | THC-ACC-AHU-0071 | Air handling Unit, Ground Floor West Zone(Administration), Admin Building Roof |  | HVAC |  | HTR | http://www.toronto.ca/TWONTO#heater
59027 | THC-ACC-HTR-0250 | Heater, Perimeter. Admin Building, Ground Floor, Office 121 | THC-ACC-AHU-0081 | Air handling Unit, Ground Floor South Zone(Project Management), Admin Building Roof |  | HVAC |  | HTR | http://www.toronto.ca/TWONTO#heater
59028 | THC-ACC-HTR-0255 | Heater, Perimeter. Admin Building | THC-ACC-BLDG K | Administration Building, HVAC |  | HVAC |  | HTR | http://www.toronto.ca/TWONTO#heater
59029 | THC-ACC-HTR-0256 | Heater, Perimeter. Admin Building | THC-ACC-BLDG K | Administration Building, HVAC |  | HVAC |  | HTR | http://www.toronto.ca/TWONTO#heater
59030 | THC-ACC-HTR-0257 | Heater, Perimeter. Admin Building | THC-ACC-BLDG K | Administration Building, HVAC |  | HVAC |  | HTR | http://www.toronto.ca/TWONTO#heater
59031 | THC-ACC-HTR-0260 | Heater, Perimeter. Admin Building | THC-ACC-BLDG K | Administration Building, HVAC |  | HVAC |  | HTR | http://www.toronto.ca/TWONTO#heater
59032 | THC-ACC-HTR-0261 | Heater, Perimeter. Admin Building | THC-ACC-BLDG K | Administration Building, HVAC |  | HVAC |  | HTR | http://www.toronto.ca/TWONTO#heater
59033 | THC-ACC-HTR-0262 | Heater, Perimeter. Admin Building | THC-ACC-BLDG K | Administration Building, HVAC |  | HVAC |  | HTR | http://www.toronto.ca/TWONTO#heater
59034 | THC-ACC-HTR-0263 | Heater, Perimeter. Admin Building | THC-ACC-BLDG K | Administration Building, HVAC |  | HVAC |  | HTR | http://www.toronto.ca/TWONTO#heater
59035 | THC-ACC-HTR-0265 | Heater, Perimeter. Admin Building, Ground Floor, Field Service Corridor 129 | THC-ACC-AHU-0091 | Air handling Unit, Ground Floor East Zone(Field Services), Admin Building Roof |  | HVAC |  | HTR | http://www.toronto.ca/TWONTO#heater
59036 | THC-ACC-HTR-0268 | Heater, Perimeter. Admin Building | THC-ACC-BLDG K | Administration Building, HVAC |  | HVAC |  | HTR | http://www.toronto.ca/TWONTO#heater
59037 | THC-ACC-HTR-0269 | Heater, Perimeter. Admin Building | THC-ACC-BLDG K | Administration Building, HVAC |  | HVAC |  | HTR | http://www.toronto.ca/TWONTO#heater
59038 | THC-ACC-HTR-0275 | Heater, Perimeter. Admin Building | THC-ACC-BLDG K | Administration Building, HVAC |  | HVAC |  | HTR | http://www.toronto.ca/TWONTO#heater
59039 | THC-ACC-HTR-0276 | Heater, Perimeter. Admin Building | THC-ACC-BLDG K | Administration Building, HVAC |  | HVAC |  | HTR | http://www.toronto.ca/TWONTO#heater
59040 | THC-ACC-HTR-0277 | Heater, Perimeter. Admin Building | THC-ACC-BLDG K | Administration Building, HVAC |  | HVAC |  | HTR | http://www.toronto.ca/TWONTO#heater
59041 | THC-ACC-HTR-0279 | Heater, Perimeter. Admin Building, Ground Floor, Meeting Room 133 | THC-ACC-AHU-0091 | Air handling Unit, Ground Floor East Zone(Field Services), Admin Building Roof |  | HVAC |  | HTR | http://www.toronto.ca/TWONTO#heater
59042 | THC-ACC-HTR-0282 | Heater, Perimeter. Admin Building, Ground Floor, Meeting Room 134 | THC-ACC-AHU-0091 | Air handling Unit, Ground Floor East Zone(Field Services), Admin Building Roof |  | HVAC |  | HTR | http://www.toronto.ca/TWONTO#heater
59043 | THC-ACC-HTR-0284 | Heater, Perimeter. Admin Building, Ground Floor, Meeting Room 135 | THC-ACC-AHU-0091 | Air handling Unit, Ground Floor East Zone(Field Services), Admin Building Roof |  | HVAC |  | HTR | http://www.toronto.ca/TWONTO#heater
59044 | THC-ACC-HTR-0286 | Heater, Perimeter. Admin Building, Ground Floor, Storage Room 132 | THC-ACC-AHU-0091 | Air handling Unit, Ground Floor East Zone(Field Services), Admin Building Roof |  | HVAC |  | HTR | http://www.toronto.ca/TWONTO#heater
59045 | THC-ACC-HTR-0289 | Heater, Perimeter. Admin Building | THC-ACC-BLDG K | Administration Building, HVAC |  | HVAC |  | HTR | http://www.toronto.ca/TWONTO#heater
59046 | THC-ACC-HTR-0298 | Heater, Perimeter. Admin Building, Ground Floor, First Aid Room 144 | THC-ACC-AHU-0061 | Air handling Unit, Ground Floor North Zone(Process Control), Admin Building Roof |  | HVAC |  | HTR | http://www.toronto.ca/TWONTO#heater
59047 | THC-ACC-HTR-0304 | Air Heater, Convector, Building M | THC-ACC-HEATERS | Air Heaters, Building M | H.V.A.C.,Heater,Unit | HVAC |  | HTR | http://www.toronto.ca/TWONTO#heater
59048 | THC-ACC-HTR-0306 | Air Heater, Convector, Building M | THC-ACC-HEATERS | Air Heaters, Building M | H.V.A.C.,Heater,Unit | HVAC |  | HTR | http://www.toronto.ca/TWONTO#heater
59049 | THC-ACC-HTR-0307 | Air Heater, Convector, Building M | THC-ACC-HEATERS | Air Heaters, Building M | H.V.A.C.,Heater,Unit | HVAC |  | HTR | http://www.toronto.ca/TWONTO#heater
59050 | THC-ACC-HTR-0310 | Air Heater, Convector, Building M | THC-ACC-HEATERS | Air Heaters, Building M | H.V.A.C.,Heater,Unit | HVAC |  | HTR | http://www.toronto.ca/TWONTO#heater
59051 | THC-ACC-HTR-0312 | Air Heater, Convector, Building M | THC-ACC-HEATERS | Air Heaters, Building M | H.V.A.C.,Heater,Unit | HVAC |  | HTR | http://www.toronto.ca/TWONTO#heater
59052 | THC-ACC-HTR-0317 | Air Heater, Convector, Building M | THC-ACC-HEATERS | Air Heaters, Building M | H.V.A.C.,Heater,Unit | HVAC |  | HTR | http://www.toronto.ca/TWONTO#heater
59053 | THC-ACC-HTR-0318 | Air Heater, Convector, Building M | THC-ACC-HEATERS | Air Heaters, Building M | H.V.A.C.,Heater,Unit | HVAC |  | HTR | http://www.toronto.ca/TWONTO#heater
59054 | THC-ACC-HTR-0318U | Air Heater, Building M | THC-ACC-HEATERS | Air Heaters, Building M | H.V.A.C.,Heater,Unit | HVAC |  | HTR | http://www.toronto.ca/TWONTO#heater
59055 | THC-ACC-HTR-0320 | Air Heater, Convector, Building M | THC-ACC-HEATERS | Air Heaters, Building M | H.V.A.C.,Heater,Unit | HVAC |  | HTR | http://www.toronto.ca/TWONTO#heater
59056 | THC-ACC-HTR-0322 | Heater, Building M | THC-ACC-BLDG M | Incineration Building, HVAC | H.V.A.C.,Dehumidifier | HVAC |  | HTR | http://www.toronto.ca/TWONTO#heater
59057 | THC-ACC-HTR-0328 | Air Heater, Building M | THC-ACC-HEATERS | Air Heaters, Building M | H.V.A.C.,Heater,Unit | HVAC |  | HTR | http://www.toronto.ca/TWONTO#heater
59058 | THC-ACC-HTR-0335 | Air Heater, Building M | THC-ACC-HEATERS | Air Heaters, Building M | H.V.A.C.,Heater,Unit | HVAC |  | HTR | http://www.toronto.ca/TWONTO#heater
59059 | THC-ACC-HTR-0336 | Air Heater, Building M | THC-ACC-HEATERS | Air Heaters, Building M | H.V.A.C.,Heater,Unit | HVAC |  | HTR | http://www.toronto.ca/TWONTO#heater
59060 | THC-ACC-HTR-0337 | Air Heater, Building M | THC-ACC-HEATERS | Air Heaters, Building M | H.V.A.C.,Heater,Unit | HVAC |  | HTR | http://www.toronto.ca/TWONTO#heater
59061 | THC-ACC-HTR-0342 | Air Heater, Building M | THC-ACC-HEATERS | Air Heaters, Building M | H.V.A.C.,Heater,Unit | HVAC |  | HTR | http://www.toronto.ca/TWONTO#heater
59062 | THC-ACC-HTR-0345 | Air Heater, Building M | THC-ACC-HEATERS | Air Heaters, Building M | H.V.A.C.,Heater,Unit | HVAC |  | HTR | http://www.toronto.ca/TWONTO#heater
59063 | THC-ACC-HTR-0346 | Air Heater, Building M | THC-ACC-HEATERS | Air Heaters, Building M | H.V.A.C.,Heater,Unit | HVAC |  | HTR | http://www.toronto.ca/TWONTO#heater
59064 | THC-ACC-HTR-0347 | Air Heater, Building M | THC-ACC-HEATERS | Air Heaters, Building M | H.V.A.C.,Heater,Unit | HVAC |  | HTR | http://www.toronto.ca/TWONTO#heater
59065 | THC-ACC-HTR-0353 | Air Heater, Building M | THC-ACC-HEATERS | Air Heaters, Building M | H.V.A.C.,Heater,Unit | HVAC |  | HTR | http://www.toronto.ca/TWONTO#heater
59066 | THC-ACC-HTR-0356 | Air Heater, Building M | THC-ACC-HEATERS | Air Heaters, Building M | H.V.A.C.,Heater,Unit | HVAC |  | HTR | http://www.toronto.ca/TWONTO#heater
59067 | THC-ACC-HTR-0358 | Air Heater, Building M | THC-ACC-HEATERS | Air Heaters, Building M | H.V.A.C.,Heater,Unit | HVAC |  | HTR | http://www.toronto.ca/TWONTO#heater
59068 | THC-ACC-HTR-0359 | Air Heater, Building M | THC-ACC-HEATERS | Air Heaters, Building M | H.V.A.C.,Heater,Unit | HVAC |  | HTR | http://www.toronto.ca/TWONTO#heater
59069 | THC-ACC-HTR-0361 | Air Heater, Building M | THC-ACC-HEATERS | Air Heaters, Building M | H.V.A.C.,Heater,Unit | HVAC |  | HTR | http://www.toronto.ca/TWONTO#heater
59070 | THC-ACC-HTR-0362 | Air Heater, Building M | THC-ACC-HEATERS | Air Heaters, Building M | H.V.A.C.,Heater,Unit | HVAC |  | HTR | http://www.toronto.ca/TWONTO#heater
59071 | THC-ACC-HTR-0363 | Air Heater, Building M | THC-ACC-HEATERS | Air Heaters, Building M | H.V.A.C.,Heater,Unit | HVAC |  | HTR | http://www.toronto.ca/TWONTO#heater
59072 | THC-ACC-HTR-0365U | Air Heater, Building M | THC-ACC-HEATERS | Air Heaters, Building M | H.V.A.C.,Heater,Unit | HVAC |  | HTR | http://www.toronto.ca/TWONTO#heater
59073 | THC-ACC-HTR-0366 | Air Heater, Convector, Building M | THC-ACC-HEATERS | Air Heaters, Building M | H.V.A.C.,Heater,Unit | HVAC |  | HTR | http://www.toronto.ca/TWONTO#heater
59074 | THC-ACC-HTR-0367 | Air Heater, Convector, Building M | THC-ACC-HEATERS | Air Heaters, Building M | H.V.A.C.,Heater,Unit | HVAC |  | HTR | http://www.toronto.ca/TWONTO#heater
59075 | THC-ACC-HTR-0368 | Air Heater, Building M | THC-ACC-HEATERS | Air Heaters, Building M | H.V.A.C.,Heater,Unit | HVAC |  | HTR | http://www.toronto.ca/TWONTO#heater
59076 | THC-ACC-HTR-0369 | Air Heater, Building M | THC-ACC-HEATERS | Air Heaters, Building M | H.V.A.C.,Heater,Unit | HVAC |  | HTR | http://www.toronto.ca/TWONTO#heater
59173 | THC-ACC-HTR-0567 | Unit Heater,Electric,Electrical Room,Blower Building,Lower Plant, bldg.A | THC-ACC-BLDG A | Old Plant Blower Building HVAC | Air Handling Unit | HVAC |  | HTR | http://www.toronto.ca/TWONTO#heater
59190 | THC-ACC-HTR-0904 | Heater, Dechlorination Building | THC-DCL | Dechlorination Process |  | HVAC |  | HTR | http://www.toronto.ca/TWONTO#heater
59191 | THC-ACC-HTR-0905 | Heater, Dechlorination Building | THC-DCL | Dechlorination Process |  | HVAC |  | HTR | http://www.toronto.ca/TWONTO#heater
59192 | THC-ACC-HTR-0910 | Heater, AHU-0910 Duct, Dechlorination Building | THC-ACC-AHU-0910 | Air Handling Unit, Dechlorination Building |  | HVAC |  | HTR | http://www.toronto.ca/TWONTO#heater
59205 | THC-ACC-HTR-4050 | H.V.A.C.,Heater,Glycol Heating,Basement,Building U | THC-ACC-AHU-0411 | Air Handling Unit,Basements,Roof,Building U | H.V.A.C.,Heater | HVAC |  | HTR | http://www.toronto.ca/TWONTO#heater
59206 | THC-ACC-HTR-4070 | H.V.A.C.,Heater,Glycol Heating,Basement,Building U | THC-ACC-AHU-0411 | Air Handling Unit,Basements,Roof,Building U | H.V.A.C.,Heater | HVAC |  | HTR | http://www.toronto.ca/TWONTO#heater
59207 | THC-ACC-HTR-4070 | H.V.A.C.,Heater,Glycol Heating,Basement,Building U | THC-ACC-BLDG U | New Digesters Building HVAC | H.V.A.C.,Heater | HVAC |  | HTR | http://www.toronto.ca/TWONTO#heater
59220 | THC-ACC-HTR-6002 | Heater, Unit, Glycol, Heating System, Ground Floor, Truck Loading Bay, Headworks | THC-ACC-P-6003 | Pump, Heating Glycol System, Lower Level 2 Blower Room, Headworks | H.V.A.C.,Heater,Unit | HVAC |  | HTR | http://www.toronto.ca/TWONTO#heater
59221 | THC-ACC-HTR-6003 | Heater, Unit, Glycol, Heating System, Ground Floor, Truck Loading Bay, Headworks | THC-ACC-P-6003 | Pump, Heating Glycol System, Lower Level 2 Blower Room, Headworks | H.V.A.C.,Heater,Unit | HVAC |  | HTR | http://www.toronto.ca/TWONTO#heater
59222 | THC-ACC-HTR-6004 | Heater, Unit, Glycol, Heating System, Ground Floor, Truck Loading Bay, Headworks | THC-ACC-P-6003 | Pump, Heating Glycol System, Lower Level 2 Blower Room, Headworks | H.V.A.C.,Heater,Unit | HVAC |  | HTR | http://www.toronto.ca/TWONTO#heater
59223 | THC-ACC-HTR-6005 | Heater, Unit, Glycol, Heating System, 2nd Floor, Mech Room #1, Headworks | THC-ACC-P-6003 | Pump, Heating Glycol System, Lower Level 2 Blower Room, Headworks | H.V.A.C.,Heater,Unit | HVAC |  | HTR | http://www.toronto.ca/TWONTO#heater
59224 | THC-ACC-HTR-6008 | Heater, Unit, Glycol, Heating System, Ground Floor, Screen Room, Headworks | THC-ACC-P-6003 | Pump, Heating Glycol System, Lower Level 2 Blower Room, Headworks | H.V.A.C.,Heater,Unit | HVAC |  | HTR | http://www.toronto.ca/TWONTO#heater
59225 | THC-ACC-HTR-6011 | Heater, Unit, Glycol, Heating System, Ground Floor, Conveyor area, Headworks | THC-ACC-P-6003 | Pump, Heating Glycol System, Lower Level 2 Blower Room, Headworks | H.V.A.C.,Heater,Unit | HVAC |  | HTR | http://www.toronto.ca/TWONTO#heater
59226 | THC-ACC-HTR-6012 | Heater, Unit, Glycol, Heating System, 2nd Floor, Conveyor area, Headworks | THC-ACC-P-6003 | Pump, Heating Glycol System, Lower Level 2 Blower Room, Headworks | H.V.A.C.,Heater,Unit | HVAC |  | HTR | http://www.toronto.ca/TWONTO#heater
59227 | THC-ACC-HTR-6013 | Heater, Unit, Glycol, Heating System, Ground Floor, Screen Room, Headworks | THC-ACC-P-6003 | Pump, Heating Glycol System, Lower Level 2 Blower Room, Headworks | H.V.A.C.,Heater,Unit | HVAC |  | HTR | http://www.toronto.ca/TWONTO#heater
59228 | THC-ACC-HTR-6016 | Heater, Unit, Glycol, Heating System, Lower Level 2, Pipe Gallery, Headworks | THC-ACC-P-6003 | Pump, Heating Glycol System, Lower Level 2 Blower Room, Headworks | H.V.A.C.,Heater,Unit | HVAC |  | HTR | http://www.toronto.ca/TWONTO#heater
59229 | THC-ACC-HTR-6017 | Heater, Unit, Glycol, Heating System, Lower Level 2, Pipe Gallery, Headworks | THC-ACC-P-6003 | Pump, Heating Glycol System, Lower Level 2 Blower Room, Headworks | H.V.A.C.,Heater,Unit | HVAC |  | HTR | http://www.toronto.ca/TWONTO#heater
59230 | THC-ACC-HTR-6019 | Heater, Unit, Glycol, Heating System, Lower Level 2, Vortex Pipe Gallery, Headworks | THC-ACC-P-6003 | Pump, Heating Glycol System, Lower Level 2 Blower Room, Headworks | H.V.A.C.,Heater,Unit | HVAC |  | HTR | http://www.toronto.ca/TWONTO#heater
59231 | THC-ACC-HTR-6024 | Heater, Unit, Electric, Heating System, Lower Level 2, Stair B, Headworks | THC-ELS-LP-4041A | Lighting Panel, Blower Room, Headworks | H.V.A.C.,Heater,Unit | HVAC |  | HTR | http://www.toronto.ca/TWONTO#heater
59232 | THC-ACC-HTR-6025 | Heater, Unit, Electric, Heating System, Lower Level 2, Stair C, Headworks | THC-ELS-LP-4042A | Lighting Panel, Vortex Gallery, Headworks | H.V.A.C.,Heater,Unit | HVAC |  | HTR | http://www.toronto.ca/TWONTO#heater
59233 | THC-ACC-HTR-6026 | Heater, Unit, Electric, Heating System, Lower Level 1, Stair B, Headworks | THC-ELS-LP-4041A | Lighting Panel, Blower Room, Headworks | H.V.A.C.,Heater,Unit | HVAC |  | HTR | http://www.toronto.ca/TWONTO#heater
59234 | THC-ACC-HTR-6028 | Heater, Unit, Electric, Heating System, Ground Floor, Washroom, Headworks | THC-ELS-LP-4024A | Lighting Panel, Electrical Room, Headworks | H.V.A.C.,Heater,Unit | HVAC |  | HTR | http://www.toronto.ca/TWONTO#heater
59235 | THC-ACC-HTR-6101 | Heating Coil, Glycol, Second floor mechanical room #2 | THC-ACC-AHU-6100 | Air Handling Unit, Truck Loading Bay, Mech Room #2, Headworks | Heater | HVAC |  | HTR | heating_coil
59236 | THC-ACC-HTR-6201 | Heating Coil, Glycol, Second floor mechanical room #2 | THC-ACC-AHU-6200 | Air Handling Unit, Blower Room, 2nd Floor Mech Room #2, Headworks | Heater | HVAC |  | HTR | heating_coil
59237 | THC-ACC-HTR-6301 | Heater, Heating Coil, Glycol, AHU-6300, 2nd Floor Mech Room #1, Headworks | THC-ACC-AHU-6300 | Air Handling Unit, Screen Room/Conveyor Areas, 2nd Floor Mech Room #1, Headworks | Heater | HVAC |  | HTR | heating_coil
59238 | THC-ACC-HTR-6401 | Heater, Heating Coil, Glycol, 2nd Floor Mech Room #1, Headworks | THC-ACC-AHU-6400 | Air Handling Unit, Screen Room/Conveyor Areas, 2nd Floor Mech Room #1, Headworks | Heater | HVAC |  | HTR | heating_coil
59239 | THC-ACC-HTR-6501 | Heater, Heating Coil, Glycol, 2nd Floor Mech Room #1, Headworks | THC-ACC-AHU-6500 | Air Handling Unit, Pipe Gallery, 2nd Floor Mech Room #1, Headworks | Heater | HVAC |  | HTR | heating_coil
59242 | THC-ACC-HU-0052 | Humidifier, Admin. Building, Ground Floor, Archive & Office Room 131 | THC-ACC-BLDG K | Administration Building, HVAC |  | HVAC |  | HU | http://www.toronto.ca/TWONTO#humidier
59244 | THC-ACC-HU-0272 | Humidifer, Building A | THC-ACC-BLDG A | Old Plant Blower Building HVAC | H.V.A.C.,Humidifier | HVAC |  | HU | http://www.toronto.ca/TWONTO#humidier
59245 | THC-ACC-HU-0273 | Humidifer, Building A | THC-ACC-BLDG A | Old Plant Blower Building HVAC | H.V.A.C.,Humidifier | HVAC |  | HU | http://www.toronto.ca/TWONTO#humidier
59246 | THC-ACC-LTG-6101 | Light, Warning, Ventilation/AHU System, Headworks | THC-ACC-AHU-6100 | Air Handling Unit, Truck Loading Bay, Mech Room #2, Headworks | Lighting | HVAC |  | LTG | http://www.toronto.ca/TWONTO#thermostat_or_zone_controller_unit
59247 | THC-ACC-LTG-6102 | Light, Warning, Ventilation/AHU System, Headworks | THC-ACC-AHU-6100 | Air Handling Unit, Truck Loading Bay, Mech Room #2, Headworks | Lighting | HVAC |  | LTG | http://www.toronto.ca/TWONTO#thermostat_or_zone_controller_unit
59248 | THC-ACC-MAN-0011 | Manifold, Snow Melting System, Zone #1, Admin Building, North/West Area | THC-ACC-BLDG K | Administration Building, HVAC |  | HVAC |  | MAN | http://www.toronto.ca/TWONTO#pipe_manifold
59249 | THC-ACC-MAN-0012 | Manifold, Snow Melting System, Zone #2, Admin Building, South/West Area | THC-ACC-BLDG K | Administration Building, HVAC |  | HVAC |  | MAN | http://www.toronto.ca/TWONTO#pipe_manifold
59250 | THC-ACC-MAN-0013 | Manifold, Snow Melting System, Zone #3, Admin Building, North/East Area | THC-ACC-BLDG K | Administration Building, HVAC |  | HVAC |  | MAN | http://www.toronto.ca/TWONTO#pipe_manifold
59251 | THC-ACC-MAN-0014 | Manifold, Snow Melting System, Zone #4, Admin Building, South/East Area | THC-ACC-BLDG K | Administration Building, HVAC |  | HVAC |  | MAN | http://www.toronto.ca/TWONTO#pipe_manifold
59252 | THC-ACC-MAN-0015 | Manifold, Snow Melting System, Zone #5, Admin Building, Courtyard Area | THC-ACC-BLDG K | Administration Building, HVAC |  | HVAC |  | MAN | http://www.toronto.ca/TWONTO#pipe_manifold
59253 | THC-ACC-MAN-0021 | Manifold, Snow Melting System, Zone #2, Admin Building | THC-ACC-BLDG K | Administration Building, HVAC |  | HVAC |  | MAN | http://www.toronto.ca/TWONTO#pipe_manifold
59254 | THC-ACC-MAN-0031 | Manifold, Snow Melting System, Zone #3, Admin Building | THC-ACC-BLDG K | Administration Building, HVAC |  | HVAC |  | MAN | http://www.toronto.ca/TWONTO#pipe_manifold
59255 | THC-ACC-MAN-0061 | Manifold, Snow Melting System, Zone #6, Admin Building | THC-ACC-BLDG K | Administration Building, HVAC |  | HVAC |  | MAN | http://www.toronto.ca/TWONTO#pipe_manifold
59256 | THC-ACC-MEQ-0901 | Pressure Wash System, Dechlorination Building | THC-DCL | Dechlorination Process |  | HVAC |  | MEQ | http://www.toronto.ca/TWONTO#power_washer
59257 | THC-ACC-MEQ-5900 | Heating Skid,Disinfection Bldg | THC-ACC-BLDG G | Air Treatment Building HVAC |  | HVAC |  | MEQ | ?
59298 | THC-ACC-MEQ-5902 | Penthouse,Louvered,Disinfection Bldg,Roof | THC-ACC-BLDG G | Air Treatment Building HVAC |  | HVAC |  | MEQ | ?
59299 | THC-ACC-MEQ-6002 | Separator, Air, Heating Water/Glycol System, Lower Level 2 Blower Room, Headworks | THC-ACC-HE-6001 | Heat Exchanger, Heating Glycol System, Lower Level 2 Blower Room, Headworks | H.V.A.C. | HVAC |  | MEQ | ?
59304 | THC-ACC-P-0012 | Pump, Centrifugal, Hydronic Heating, Hot Water, Admin. Building Basement Mechanical Room B104 | THC-ACC-BLDG K | Administration Building, HVAC |  | HVAC |  | P | http://www.toronto.ca/TWONTO#pump_set_-_with_drive
59305 | THC-ACC-P-0015 | Pump, Recirculation, Hot Water, Admin. Building Basement Mechanical Room B104 | THC-ACC-BLDG K | Administration Building, HVAC |  | HVAC |  | P | http://www.toronto.ca/TWONTO#pump_set_-_with_drive
59306 | THC-ACC-P-0016 | Pump, Recirculation, Hot Water, Admin. Building Basement Mechanical Room B104 | THC-ACC-BLDG K | Administration Building, HVAC |  | HVAC |  | P | http://www.toronto.ca/TWONTO#pump_set_-_with_drive
59307 | THC-ACC-P-0018 | Pump, Make up, Glycol Storage Tank, Snow Melting System, Admin Building | THC-ACC-BLDG K | Administration Building, HVAC |  | HVAC |  | P | http://www.toronto.ca/TWONTO#pump_set_-_with_drive
59310 | THC-ACC-P-0033 | Pump, Snow Melting System, Manifold MAN-0013, Zone #3, Admin Building, North/East Area | THC-ACC-MAN-0013 | Manifold, Snow Melting System, Zone #3, Admin Building, North/East Area |  | HVAC |  | P | http://www.toronto.ca/TWONTO#pump_set_-_with_drive
59311 | THC-ACC-P-0034 | Pump, Snow Melting System, Manifold MAN-0014, Zone #4, Admin Building, South/East Area | THC-ACC-MAN-0014 | Manifold, Snow Melting System, Zone #4, Admin Building, South/East Area |  | HVAC |  | P | http://www.toronto.ca/TWONTO#pump_set_-_with_drive
59355 | THC-ACC-P-6001 | Pump, Hot Water System, Lower Level 2 operating gallery | THC-ACC-AHU-6100 | Air Handling Unit, Truck Loading Bay, Mech Room #2, Headworks | Pump | HVAC |  | P | http://www.toronto.ca/TWONTO#pump_set_-_with_drive
59356 | THC-ACC-P-6002 | Pump, Hot Water System, Lower Level 2 Blower Room, Headworks | THC-ACC-AHU-6100 | Air Handling Unit, Truck Loading Bay, Mech Room #2, Headworks | Pump | HVAC |  | P | http://www.toronto.ca/TWONTO#pump_set_-_with_drive
59357 | THC-ACC-P-6004 | Pump, Heating Glycol System, Lower Level 2 Blower Room, Headworks | THC-ACC-AHU-6100 | Air Handling Unit, Truck Loading Bay, Mech Room #2, Headworks | Pump | HVAC |  | P | http://www.toronto.ca/TWONTO#pump_set_-_with_drive
59385 | THC-ACC-PDIT-6003 | Transmitter, Pressure Differential, Prim Loop, HE-6001, Lower Level 2 Blower Room, Headworks | THC-ACC-HE-6001 | Heat Exchanger, Heating Glycol System, Lower Level 2 Blower Room, Headworks | Transmitter,Pressure | HVAC |  | PDIT | http://www.toronto.ca/TWONTO#pressure_transmitter
59386 | THC-ACC-PDIT-6005 | Transmitter, Pressure Differential, Prim Loop, HE-6002, Lower Level 2 Blower Room, Headworks | THC-ACC-HE-6002 | Heat Exchanger, Heating Glycol System, Lower Level 2 Blower Room, Headworks | Transmitter,Pressure | HVAC |  | PDIT | http://www.toronto.ca/TWONTO#pressure_transmitter
59387 | THC-ACC-PDIT-6008 | Transmitter, Pressure Differential, Glycol Sys. By-Pass Valve, Lower Level 2 Blower Room, Headworks | THC-ACC-HE-6001 | Heat Exchanger, Heating Glycol System, Lower Level 2 Blower Room, Headworks | Transmitter,Pressure | HVAC |  | PDIT | http://www.toronto.ca/TWONTO#pressure_transmitter
59388 | THC-ACC-PDIT-6101 | Transmitter, Pressure Differential, Serving Filter, 2nd Floor Mech Room #2, Headworks | THC-ACC-AHU-6100 | Air Handling Unit, Truck Loading Bay, Mech Room #2, Headworks | Transmitter,Pressure,Differential | HVAC |  | PDIT | http://www.toronto.ca/TWONTO#pressure_transmitter
59389 | THC-ACC-PDIT-6102 | Transmitter, Pressure Differential, Serving Filter, 2nd Floor Mech Room #2, Headworks | THC-ACC-AHU-6100 | Air Handling Unit, Truck Loading Bay, Mech Room #2, Headworks | Transmitter,Pressure,Differential | HVAC |  | PDIT | http://www.toronto.ca/TWONTO#pressure_transmitter
59390 | THC-ACC-PDIT-6291 | Transmitter, Pressure Differential, Filter F-6291, 2nd Floor, Mech Room #2, Headworks | THC-ACC-F-6291 | Filter, Outdoor Air Plenum, 2nd Floor, Mech Room #2, Headworks | Transmitter,Pressure | HVAC |  | PDIT | http://www.toronto.ca/TWONTO#pressure_transmitter
59391 | THC-ACC-PDIT-6401 | Transmitter, Pressure Differential, Filter, 2nd Floor Mech Room #1, Headworks | THC-ACC-AHU-6400 | Air Handling Unit, Screen Room/Conveyor Areas, 2nd Floor Mech Room #1, Headworks | Transmitter,Pressure,Differential | HVAC |  | PDIT | http://www.toronto.ca/TWONTO#pressure_transmitter
59392 | THC-ACC-PDIT-6402 | Transmitter, Pressure Differential, Filter, 2nd Floor Mech Room #1, Headworks | THC-ACC-AHU-6400 | Air Handling Unit, Screen Room/Conveyor Areas, 2nd Floor Mech Room #1, Headworks | Transmitter,Pressure,Differential | HVAC |  | PDIT | http://www.toronto.ca/TWONTO#pressure_transmitter
59403 | THC-ACC-PIT-0013 | Transmitter,Pressure, Hot Water Return, Heat Exchanger, HE-0011, Admin Building | THC-ACC-HE-0011 | Heat Exchanger, Snow-Melting, Admin Building Basement, Mechanical Room |  | HVAC |  | PIT | http://www.toronto.ca/TWONTO#pressure_transmitter
59404 | THC-ACC-PIT-0020 | Transmitter,Pressure, Hot Water Supply, Discharge, ACC-P-0011/12, Admin Building | THC-ACC-P-0011 | Pump, Centrifugal, Hydronic Heating, Hot Water, Admin. Building Basement Mechanical Room B104 |  | HVAC |  | PIT | http://www.toronto.ca/TWONTO#pressure_transmitter
59412 | THC-ACC-PIT-6001 | Transmitter, Pressure, Primary Loop, Hot Water Return Pipe, Lower Level 2 Blower Room, Headworks | THC-ACC-HE-6001 | Heat Exchanger, Heating Glycol System, Lower Level 2 Blower Room, Headworks | Transmitter,Pressure | HVAC |  | PIT | http://www.toronto.ca/TWONTO#pressure_transmitter
59415 | THC-ACC-PRTY-0001 | Glycol System, Administration Building, HVAC | THC-ACC-BLDG K | Administration Building, HVAC |  | HVAC |  | PRTY | http://www.toronto.ca/TWONTO#collection_of_assets
59420 | THC-ACC-PSH-6301 | Switch, Pressure, High, Discharge, Supply Fan FN-6320, 2nd Floor Mech Room #1, Headworks | THC-ACC-AHU-6300 | Air Handling Unit, Screen Room/Conveyor Areas, 2nd Floor Mech Room #1, Headworks | Switch,Pressure-High | HVAC |  | PSH | http://www.toronto.ca/TWONTO#pressure_switch
59421 | THC-ACC-PSH-6401 | Switch, Pressure, High, S/A, Screen Room/Conv. Areas, 2nd Floor Mech Room #1, Headworks | THC-ACC-AHU-6400 | Air Handling Unit, Screen Room/Conveyor Areas, 2nd Floor Mech Room #1, Headworks | Switch,Pressure-High | HVAC |  | PSH | http://www.toronto.ca/TWONTO#pressure_switch
59429 | THC-ACC-PSL-6101 | Switch, Pressure, Low, S/A Duct, Truck Loading Bay, 2nd Floor Mech Room #2, Headworks | THC-ACC-AHU-6100 | Air Handling Unit, Truck Loading Bay, Mech Room #2, Headworks | Switch,Pressure-Low | HVAC |  | PSL | http://www.toronto.ca/TWONTO#pressure_switch
59430 | THC-ACC-PSL-6201 | Switch, Pressure, Low, R/A Duct, Blower Room, 2nd Floor Mech Room #2, Headworks | THC-ACC-AHU-6200 | Air Handling Unit, Blower Room, 2nd Floor Mech Room #2, Headworks | Switch,Pressure-Low | HVAC |  | PSL | http://www.toronto.ca/TWONTO#pressure_switch
59431 | THC-ACC-PSL-6301 | Switch, Pressure, Low, Inlet, Supply Fan FN-6320, 2nd Floor Mech Room #1, Headworks | THC-ACC-AHU-6300 | Air Handling Unit, Screen Room/Conveyor Areas, 2nd Floor Mech Room #1, Headworks | Switch,Pressure-Low | HVAC |  | PSL | http://www.toronto.ca/TWONTO#pressure_switch
59432 | THC-ACC-PSL-6341 | Switch, Pressure, Low, Inlet, Exhaust Fan FN-6340, East Roof, Headworks | THC-ACC-FN-6340 | Fan, Exhaust, Screen/Conveyor Areas, Roof, Headworks | Switch,Pressure-Low | HVAC |  | PSL | http://www.toronto.ca/TWONTO#pressure_switch
59433 | THC-ACC-PSL-6501 | Switch, Pressure, Low, R/A, Pipe Gallery, 2nd Floor Mech Room #1, Headworks | THC-ACC-AHU-6500 | Air Handling Unit, Pipe Gallery, 2nd Floor Mech Room #1, Headworks | Switch,Pressure-Low | HVAC |  | PSL | http://www.toronto.ca/TWONTO#pressure_switch
59443 | THC-ACC-STR-3022 | Strainer,Suction,Plant Hot Water Supply Recirc Pump 3023,Boiler Building | THC-ACC-P-3023 | Pump,Centrifugal,Plant Hot Water Supply Recirc.,Boiler Building | Strainer,Self Cleaning Motorized | HVAC |  | STR | http://www.toronto.ca/TWONTO#strainer
59452 | THC-ACC-STR-6060 | Strainer, P-6003, Lower Level 2 Blower Room, Headworks | THC-ACC-P-6003 | Pump, Heating Glycol System, Lower Level 2 Blower Room, Headworks | Filter | HVAC |  | STR | http://www.toronto.ca/TWONTO#strainer
59453 | THC-ACC-STR-6210 | Strainer, AHU-6200, 2nd Floor Mech Room #2, Headworks | THC-ACC-AHU-6200 | Air Handling Unit, Blower Room, 2nd Floor Mech Room #2, Headworks | Filter | HVAC |  | STR | http://www.toronto.ca/TWONTO#strainer
59454 | THC-ACC-STR-6310 | Strainer, AHU-6300, 2nd Floor Mech Room #1, Headworks | THC-ACC-AHU-6300 | Air Handling Unit, Screen Room/Conveyor Areas, 2nd Floor Mech Room #1, Headworks | Filter | HVAC |  | STR | http://www.toronto.ca/TWONTO#strainer
59455 | THC-ACC-STR-6330 | Strainer, AHU-6300, 2nd Floor Mech Room #1, Headworks | THC-ACC-AHU-6300 | Air Handling Unit, Screen Room/Conveyor Areas, 2nd Floor Mech Room #1, Headworks | Filter | HVAC |  | STR | http://www.toronto.ca/TWONTO#strainer
59456 | THC-ACC-STR-6410 | Strainer, AHU-6400, 2nd Floor Mech Room #1, Headworks | THC-ACC-AHU-6400 | Air Handling Unit, Screen Room/Conveyor Areas, 2nd Floor Mech Room #1, Headworks | Filter | HVAC |  | STR | http://www.toronto.ca/TWONTO#strainer
59457 | THC-ACC-STR-6430 | Strainer, AHU-6400, 2nd Floor Mech Room #1, Headworks | THC-ACC-AHU-6400 | Air Handling Unit, Screen Room/Conveyor Areas, 2nd Floor Mech Room #1, Headworks | Filter | HVAC |  | STR | http://www.toronto.ca/TWONTO#strainer
59489 | THC-ACC-T-6006 | Heater, Instantaneous, Domestic Water, Washroom, Ground Floor Washroom, Headworks | THC-PLT-BLDG-0001 | New Head House, preliminary process | Tank,Domestic Hot Water | HVAC |  | T | http://www.toronto.ca/TWONTO#heater
59490 | THC-ACC-T-6008 | Heater, Instantaneous, Domestic Water, Ground Floor Shaft, Headworks | THC-PLT-BLDG-0001 | New Head House, preliminary process | Tank,Domestic Hot Water | HVAC |  | T | http://www.toronto.ca/TWONTO#heater
59496 | THC-ACC-TC-0115 | Low Limit Controller,Pressurization System,Electrical Room,Lower Plant, BLDG. A | THC-ACC-BLDG A | Old Plant Blower Building HVAC | Air Handling Unit | HVAC |  | TC | http://www.toronto.ca/TWONTO#thermostat_or_zone_controller_unit
59497 | THC-ACC-TC-0118 | Controller,Temperature,Heater 0118,Pump House,Phase 4 Aeration Building | THC-ACC-HTR-0118 | Unit Heater,Pump House,Aeration Building,Phase 4 | Air Handling Unit | HVAC |  | TC | http://www.toronto.ca/TWONTO#thermostat_or_zone_controller_unit
59498 | THC-ACC-TC-0119 | Controller,Temperature,Heater 0119,Pump House,Phase 4 Aeration Building | THC-ACC-HTR-0119 | Unit Heater,Pump House,Aeration Building,Phase 4 | Air Handling Unit | HVAC |  | TC | http://www.toronto.ca/TWONTO#thermostat_or_zone_controller_unit
59499 | THC-ACC-TC-0120 | Controller,Temperature,Heater 0120,Electrical Room,Phase 4 | THC-ACC-AHU-0120 | Air Handlling Unit,Roof,Scrubber Room,Phase 4 | Air Handling Unit | HVAC |  | TC | http://www.toronto.ca/TWONTO#thermostat_or_zone_controller_unit
59500 | THC-ACC-TC-0122 | Controller,Temperature,Heater 0122,Scrubber Room,Phase 4 Aeration Building | THC-ACC-HTR-0122 | Unit Heater,Scrubber Room,Phase 4, bldg.O | Air Handling Unit | HVAC |  | TC | http://www.toronto.ca/TWONTO#thermostat_or_zone_controller_unit
59501 | THC-ACC-TC-0123 | Controller,Temperature,Heater 0123,Scrubber Room,Phase 4 Aeration Building | THC-ACC-AHU-0120 | Air Handlling Unit,Roof,Scrubber Room,Phase 4 | Air Handling Unit | HVAC |  | TC | http://www.toronto.ca/TWONTO#thermostat_or_zone_controller_unit
59502 | THC-ACC-TC-0124 | Controller,Temperature,Heater 0124,Scrubber Room,Phase 4 Aeration Building | THC-ACC-HTR-0124 | Unit Heater,Scrubber Room,Phase 4, bldg.O | Air Handling Unit | HVAC |  | TC | http://www.toronto.ca/TWONTO#thermostat_or_zone_controller_unit
59503 | THC-ACC-TC-0125 | Controller,Temperature,Heater 0125,Scrubber Room,Phase 4 Aeration Building | THC-ACC-HTR-0125 | Unit Heater,Scrubber Room,Phase 4 | Air Handling Unit | HVAC |  | TC | http://www.toronto.ca/TWONTO#thermostat_or_zone_controller_unit
59504 | THC-ACC-TC-0565 | Temperature Controller,Pressurization System | THC-ACC-BLDG A | Old Plant Blower Building HVAC | Air Handling Unit | HVAC |  | TC | http://www.toronto.ca/TWONTO#thermostat_or_zone_controller_unit
59505 | THC-ACC-TC-0567 | Controller,Temperature,Heater 0567,Electrical Room,Lower Plant Blower Building | THC-ACC-BLDG A | Old Plant Blower Building HVAC | Air Handling Unit | HVAC |  | TC | http://www.toronto.ca/TWONTO#thermostat_or_zone_controller_unit
59579 | THC-ACC-TIT-6005 | Transmitter, Temperature, Prim Loop, HWR After HE-6001, Lower Level 2 Blower Room, Headworks | THC-ACC-HE-6001 | Heat Exchanger, Heating Glycol System, Lower Level 2 Blower Room, Headworks | Transmitter,Temperature | HVAC |  | TIT | http://www.toronto.ca/TWONTO#temperature_transmitter
59580 | THC-ACC-TIT-6006 | Transmitter, Temperature, Sec Loop, Glycol Supply After HE-6001,Lower Level 2 Blower Room, Headworks | THC-ACC-HE-6001 | Heat Exchanger, Heating Glycol System, Lower Level 2 Blower Room, Headworks | Transmitter,Temperature | HVAC |  | TIT | http://www.toronto.ca/TWONTO#temperature_transmitter
59581 | THC-ACC-TIT-6007 | Transmitter, Temperature, Sec Loop, Glycol Supply After HE-6002,Lower Level 2 Blower Room, Headworks | THC-ACC-HE-6002 | Heat Exchanger, Heating Glycol System, Lower Level 2 Blower Room, Headworks | Transmitter,Temperature | HVAC |  | TIT | http://www.toronto.ca/TWONTO#temperature_transmitter
59582 | THC-ACC-TIT-6011 | Outdoor Air Temp, Headworks | THC-PLT-BLDG-0001 | New Head House, preliminary process | Transmitter,Temperature | HVAC |  | TIT | http://www.toronto.ca/TWONTO#temperature_transmitter
59583 | THC-ACC-TIT-6101 | Transmitter, Temperature, Space, Truck Loading Bay #1, Headworks | THC-ACC-AHU-6100 | Air Handling Unit, Truck Loading Bay, Mech Room #2, Headworks | Transmitter,Temperature | HVAC |  | TIT | http://www.toronto.ca/TWONTO#temperature_transmitter
59584 | THC-ACC-TIT-6103 | Transmitter, Temperature, Mixed O/A and O/A Solar Wall, 2nd Floor Mech Room #2, Headworks | THC-ACC-AHU-6100 | Air Handling Unit, Truck Loading Bay, Mech Room #2, Headworks | Transmitter,Temperature | HVAC |  | TIT | http://www.toronto.ca/TWONTO#temperature_transmitter
59585 | THC-ACC-TIT-6104 | Transmitter, Temperature, O/A from Solar Wall Air, 2nd Floor Mech Room #2, Headworks | THC-ACC-AHU-6100 | Air Handling Unit, Truck Loading Bay, Mech Room #2, Headworks | Transmitter,Temperature | HVAC |  | TIT | http://www.toronto.ca/TWONTO#temperature_transmitter
59586 | THC-ACC-TIT-6105 | Transmitter, Temperature, O/A from Solar Wall Air, 2nd Floor Mech Room #2, Headworks | THC-ACC-AHU-6100 | Air Handling Unit, Truck Loading Bay, Mech Room #2, Headworks | Transmitter,Temperature | HVAC |  | TIT | http://www.toronto.ca/TWONTO#temperature_transmitter
59587 | THC-ACC-TIT-6201 | Transmitter, Temperature, Mixed Outdoor and Return Air, 2nd Floor Mech Room #2, Headworks | THC-ACC-AHU-6200 | Air Handling Unit, Blower Room, 2nd Floor Mech Room #2, Headworks | Transmitter,Temperature | HVAC |  | TIT | http://www.toronto.ca/TWONTO#temperature_transmitter
59588 | THC-ACC-TIT-6204 | Transmitter, Temperature, Space, Blower Room, Headworks | THC-ACC-AHU-6200 | Air Handling Unit, Blower Room, 2nd Floor Mech Room #2, Headworks | Transmitter,Temperature | HVAC |  | TIT | http://www.toronto.ca/TWONTO#temperature_transmitter
59589 | THC-ACC-TIT-6205 | Transmitter, Temperature, Space, Blower Room, Headworks | THC-ACC-AHU-6200 | Air Handling Unit, Blower Room, 2nd Floor Mech Room #2, Headworks | Transmitter,Temperature | HVAC |  | TIT | http://www.toronto.ca/TWONTO#temperature_transmitter
59590 | THC-ACC-TIT-6302 | Transmitter, Temperature, O/A, Solar Wall, AHU-6300, 2nd Floor Mech Room #1, Headworks | THC-ACC-AHU-6300 | Air Handling Unit, Screen Room/Conveyor Areas, 2nd Floor Mech Room #1, Headworks | Transmitter,Temperature | HVAC |  | TIT | http://www.toronto.ca/TWONTO#temperature_transmitter
59591 | THC-ACC-TIT-6303 | Transmitter, Temperature, O/A, Solar Wall, AHU-6300, 2nd Floor Mech Room #1, Headworks | THC-ACC-AHU-6300 | Air Handling Unit, Screen Room/Conveyor Areas, 2nd Floor Mech Room #1, Headworks | Transmitter,Temperature | HVAC |  | TIT | http://www.toronto.ca/TWONTO#temperature_transmitter
59592 | THC-ACC-TIT-6305 | Transmitter, Temperature, O/A, Solar Wall, AHU-6400, 2nd Floor Mech Room #1, Headworks | THC-ACC-AHU-6300 | Air Handling Unit, Screen Room/Conveyor Areas, 2nd Floor Mech Room #1, Headworks | Transmitter,Temperature | HVAC |  | TIT | http://www.toronto.ca/TWONTO#temperature_transmitter
59627 | THC-ACC-TIT-6306 | Transmitter, Temperature, O/A, Solar Wall, AHU-6500, 2nd Floor Mech Room #1, Headworks | THC-ACC-AHU-6300 | Air Handling Unit, Screen Room/Conveyor Areas, 2nd Floor Mech Room #1, Headworks | Transmitter,Temperature | HVAC |  | TIT | http://www.toronto.ca/TWONTO#temperature_transmitter
59628 | THC-ACC-TIT-6307 | Transmitter, Temperature, O/A, Solar Wall, AHU-6500, 2nd Floor Mech Room #1, Headworks | THC-ACC-AHU-6300 | Air Handling Unit, Screen Room/Conveyor Areas, 2nd Floor Mech Room #1, Headworks | Transmitter,Temperature | HVAC |  | TIT | http://www.toronto.ca/TWONTO#temperature_transmitter
59629 | THC-ACC-TIT-6308 | Transmitter, Temperature, Space, Screen Room/Conveyor Areas, Headworks | THC-ACC-AHU-6300 | Air Handling Unit, Screen Room/Conveyor Areas, 2nd Floor Mech Room #1, Headworks | Transmitter,Temperature | HVAC |  | TIT | http://www.toronto.ca/TWONTO#temperature_transmitter
59630 | THC-ACC-TIT-6309 | Transmitter, Temperature, Mixed O/A & O/A From Solar Wall, 2nd Fl. Mech Room #1, Headworks | THC-ACC-AHU-6300 | Air Handling Unit, Screen Room/Conveyor Areas, 2nd Floor Mech Room #1, Headworks | Switch,Temperature-High | HVAC |  | TIT | http://www.toronto.ca/TWONTO#temperature_transmitter
59631 | THC-ACC-TIT-6310 | Transmitter, Temperature, S/A, Screen Room/Conveyor Areas, 2nd Fl. Mech Room #1, Headworks | THC-ACC-AHU-6300 | Air Handling Unit, Screen Room/Conveyor Areas, 2nd Floor Mech Room #1, Headworks | Transmitter,Temperature | HVAC |  | TIT | http://www.toronto.ca/TWONTO#temperature_transmitter
59632 | THC-ACC-TIT-6402 | Transmitter, Temperature, S/A, Screen Room/Conv. Areas, 2nd Floor Mech Room #1, Headworks | THC-ACC-AHU-6400 | Air Handling Unit, Screen Room/Conveyor Areas, 2nd Floor Mech Room #1, Headworks | Transmitter,Temperature | HVAC |  | TIT | http://www.toronto.ca/TWONTO#temperature_transmitter
59633 | THC-ACC-TIT-6501 | Transmitter, Temperature, Mixed O/A & R/A & From Solar Wall, 2nd Floor Mech Room #1, Headworks | THC-ACC-AHU-6500 | Air Handling Unit, Pipe Gallery, 2nd Floor Mech Room #1, Headworks | Transmitter,Temperature | HVAC |  | TIT | http://www.toronto.ca/TWONTO#temperature_transmitter
59634 | THC-ACC-TIT-6505 | Transmitter, Temperature, Space, Pipe Gallery, Lower level 2, Headworks | THC-ACC-AHU-6500 | Air Handling Unit, Pipe Gallery, 2nd Floor Mech Room #1, Headworks | Transmitter,Temperature | HVAC |  | TIT | http://www.toronto.ca/TWONTO#temperature_transmitter
59649 | THC-ACC-TSH-6202 | Switch, Temperature, High, S/A Duct, Blower Room, 2nd Floor Mech Room #2, Headworks | THC-ACC-AHU-6200 | Air Handling Unit, Blower Room, 2nd Floor Mech Room #2, Headworks | Switch,Temperature-High | HVAC |  | TSH | http://www.toronto.ca/TWONTO#temperature_switch
59650 | THC-ACC-TSH-6402 | Switch, Temperature, High, S/A, Screen Room/Conv. Areas, 2nd Floor Mech Room #1, Headworks | THC-ACC-AHU-6400 | Air Handling Unit, Screen Room/Conveyor Areas, 2nd Floor Mech Room #1, Headworks | Switch,Temperature-High | HVAC |  | TSH | http://www.toronto.ca/TWONTO#temperature_switch
59651 | THC-ACC-TSH-6502 | Switch, Temperature, High, S/A, Pipe Gallery, 2nd Floor Mech Room #1, Headworks | THC-ACC-AHU-6500 | Air Handling Unit, Pipe Gallery, 2nd Floor Mech Room #1, Headworks | Switch,Temperature-High | HVAC |  | TSH | http://www.toronto.ca/TWONTO#temperature_switch
59652 | THC-ACC-TSH-6503 | Switch, Temperature, High, R/A, Pipe Gallery, 2nd Floor Mech Room #1, Headworks | THC-ACC-AHU-6500 | Air Handling Unit, Pipe Gallery, 2nd Floor Mech Room #1, Headworks | Switch,Temperature-High | HVAC |  | TSH | http://www.toronto.ca/TWONTO#temperature_switch
59656 | THC-ACC-TSL-0011 | Switch, Temperature, Ice in Slab, Snow Melting System, Zone #1, Admin Building, North/West Area | THC-ACC-CT-0121 | Controller, MAN-0011, Admin Building, Snow Melting, Zone #1 |  | HVAC |  | TSL | http://www.toronto.ca/TWONTO#temperature_switch
59657 | THC-ACC-TSL-0012 | Switch, Temperature, Ice in Slab, Snow Melting System, Zone #2, Admin Building, South/West Area | THC-ACC-CT-0122 | Controller, MAN-0012, Admin Building, Snow Melting, Zone #2 |  | HVAC |  | TSL | http://www.toronto.ca/TWONTO#temperature_switch
59658 | THC-ACC-TSL-0014 | Switch, Temperature, Ice in Slab, Snow Melting System, Zone #4, Admin Building, South/East Area | THC-ACC-CT-0124 | Controller, MAN-0014, Admin Building, Snow Melting, Zone #4 |  | HVAC |  | TSL | http://www.toronto.ca/TWONTO#temperature_switch
59659 | THC-ACC-TSL-0016 | Switch, Temperature, Ice in Slab, Snow Melting System, Zone #6 | THC-ACC-CT-0126 | Controller, MAN-0016, Admin Building, Snow Melting, Zone #6 |  | HVAC |  | TSL | http://www.toronto.ca/TWONTO#temperature_switch
59667 | THC-ACC-TSL-6101 | Switch, Temperature, Low, Truck Loading Bay, 2nd Floor Mech Room #2, Headworks | THC-ACC-AHU-6100 | Air Handling Unit, Truck Loading Bay, Mech Room #2, Headworks | Switch,Temperature-Low | HVAC |  | TSL | http://www.toronto.ca/TWONTO#temperature_switch
59668 | THC-ACC-TSL-6201 | Switch, Temperature, Low, S/A Duct, Blower Room, 2nd Floor Mech Room #2, Headworks | THC-ACC-AHU-6200 | Air Handling Unit, Blower Room, 2nd Floor Mech Room #2, Headworks | Switch,Temperature-Low | HVAC |  | TSL | http://www.toronto.ca/TWONTO#temperature_switch
59669 | THC-ACC-TSL-6401 | Switch, Temperature, Low, S/A, Screen Room/Conv. Areas, 2nd Floor Mech Room #1, Headworks | THC-ACC-AHU-6400 | Air Handling Unit, Screen Room/Conveyor Areas, 2nd Floor Mech Room #1, Headworks | Switch,Temperature-Low | HVAC |  | TSL | http://www.toronto.ca/TWONTO#temperature_switch
60267 | THC-ACC-V-5207 | Valve, Motorized, Glycol System, Lunch room, Building X | THC-ACC-AC-5201 | Air Conditioning, Split, IT room | Air Handling Unit | HVAC |  | V | http://www.toronto.ca/TWONTO#valve
60268 | THC-ACC-V-5212 | Valve, Motorized, Glycol System, mechanical/Electrical room, Building X | THC-ACC-AC-5201 | Air Conditioning, Split, IT room | Air Handling Unit | HVAC |  | V | http://www.toronto.ca/TWONTO#valve
60299 | THC-ACC-V-6001 | Valve, Motorized, Heating Glycol Supply, HE-6001, Lower Level 2 Blower Room, Headworks | THC-ACC-HE-6001 | Heat Exchanger, Heating Glycol System, Lower Level 2 Blower Room, Headworks | Valve,Ball | HVAC |  | V | http://www.toronto.ca/TWONTO#valve
60300 | THC-ACC-V-6003 | Valve, Motorized, Heating Glycol Supply, HE-6002, Lower Level 2 Blower Room, Headworks | THC-ACC-HE-6002 | Heat Exchanger, Heating Glycol System, Lower Level 2 Blower Room, Headworks | Valve,Ball | HVAC |  | V | http://www.toronto.ca/TWONTO#valve
60301 | THC-ACC-V-6007 | Valve, Butterfly, Manual, Hot Water Supply, Lower Level 2 Blower Room, Headworks | THC-ACC-HE-6001 | Heat Exchanger, Heating Glycol System, Lower Level 2 Blower Room, Headworks | Valve,Butterfly | HVAC |  | V | http://www.toronto.ca/TWONTO#valve
60302 | THC-ACC-V-6008 | Valve, Butterfly, Manual, Hot Water Supply, Lower Level 2 Blower Room, Headworks | THC-ACC-HE-6001 | Heat Exchanger, Heating Glycol System, Lower Level 2 Blower Room, Headworks | Valve,Butterfly | HVAC |  | V | http://www.toronto.ca/TWONTO#valve
60303 | THC-ACC-V-6009 | Valve, Butterfly, Manual, Hot Water Supply, Lower Level 2 Blower Room, Headworks | THC-ACC-HE-6001 | Heat Exchanger, Heating Glycol System, Lower Level 2 Blower Room, Headworks | Valve,Butterfly | HVAC |  | V | http://www.toronto.ca/TWONTO#valve
60304 | THC-ACC-V-6014 | Valve, Butterfly, Manual, Hot Water Return, Lower Level 2 Blower Room, Headworks | THC-ACC-HE-6001 | Heat Exchanger, Heating Glycol System, Lower Level 2 Blower Room, Headworks | Valve,Butterfly | HVAC |  | V | http://www.toronto.ca/TWONTO#valve
60305 | THC-ACC-V-6021 | Valve, Butterfly, Manual, Hot Water, P-6001, Lower Level 2 Blower Room, Headworks | THC-ACC-P-6001 | Pump, Hot Water System, Lower Level 2 operating gallery | Valve | HVAC |  | V | http://www.toronto.ca/TWONTO#valve
60306 | THC-ACC-V-6024 | Valve, Ball, Manual, Hot Water, P-6001, Lower Level 2 Blower Room, Headworks | THC-ACC-P-6001 | Pump, Hot Water System, Lower Level 2 operating gallery | Valve,Ball | HVAC |  | V | http://www.toronto.ca/TWONTO#valve
60307 | THC-ACC-V-6025 | Valve, Ball, Manual, Hot Water, P-6001, Lower Level 2 Blower Room, Headworks | THC-ACC-P-6001 | Pump, Hot Water System, Lower Level 2 operating gallery | Valve,Ball | HVAC |  | V | http://www.toronto.ca/TWONTO#valve
60308 | THC-ACC-V-6026 | Valve, Butterfly, Manual, Hot Water, HE-6001, Lower Level 2 Blower Room, Headworks | THC-ACC-HE-6001 | Heat Exchanger, Heating Glycol System, Lower Level 2 Blower Room, Headworks | Valve | HVAC |  | V | http://www.toronto.ca/TWONTO#valve
60309 | THC-ACC-V-6028 | Valve, Ball, Manual, Hot Water, HE-6001, Lower Level 2 Blower Room, Headworks | THC-ACC-HE-6001 | Heat Exchanger, Heating Glycol System, Lower Level 2 Blower Room, Headworks | Valve,Ball | HVAC |  | V | http://www.toronto.ca/TWONTO#valve
60310 | THC-ACC-V-6031 | Valve, Butterfly, Manual, Hot Water, HE-6001, Lower Level 2 Blower Room, Headworks | THC-ACC-HE-6001 | Heat Exchanger, Heating Glycol System, Lower Level 2 Blower Room, Headworks | Valve | HVAC |  | V | http://www.toronto.ca/TWONTO#valve
60311 | THC-ACC-V-6032 | Valve, Butterfly, Manual, Glycol, HE-6001, Lower Level 2 Blower Room, Headworks | THC-ACC-HE-6001 | Heat Exchanger, Heating Glycol System, Lower Level 2 Blower Room, Headworks | Valve | HVAC |  | V | http://www.toronto.ca/TWONTO#valve
60312 | THC-ACC-V-6036 | Valve, Multi Function, Hot Water Supply, P-6002, Lower Level 2 Blower Room, Headworks | THC-ACC-P-6002 | Pump, Hot Water System, Lower Level 2 Blower Room, Headworks | Valve | HVAC |  | V | http://www.toronto.ca/TWONTO#valve
60313 | THC-ACC-V-6041 | Valve, Butterfly, Manual, Hot Water, P-6002, Lower Level 2 Blower Room, Headworks | THC-ACC-P-6002 | Pump, Hot Water System, Lower Level 2 Blower Room, Headworks | Valve | HVAC |  | V | http://www.toronto.ca/TWONTO#valve
60314 | THC-ACC-V-6042 | Valve, Ball, Manual, Hot Water, P-6002, Lower Level 2 Blower Room, Headworks | THC-ACC-P-6002 | Pump, Hot Water System, Lower Level 2 Blower Room, Headworks | Valve,Ball | HVAC |  | V | http://www.toronto.ca/TWONTO#valve
60315 | THC-ACC-V-6043 | Valve, Ball, Manual, Hot Water, P-6002, Lower Level 2 Blower Room, Headworks | THC-ACC-P-6002 | Pump, Hot Water System, Lower Level 2 Blower Room, Headworks | Valve,Ball | HVAC |  | V | http://www.toronto.ca/TWONTO#valve
60316 | THC-ACC-V-6045 | Valve, Ball, Manual, Hot Water, P-6002, Lower Level 2 Blower Room, Headworks | THC-ACC-P-6002 | Pump, Hot Water System, Lower Level 2 Blower Room, Headworks | Valve,Ball | HVAC |  | V | http://www.toronto.ca/TWONTO#valve
60317 | THC-ACC-V-6046 | Valve, Butterfly, Manual, Hot Water, HE-6002, Lower Level 2 Blower Room, Headworks | THC-ACC-HE-6002 | Heat Exchanger, Heating Glycol System, Lower Level 2 Blower Room, Headworks | Valve | HVAC |  | V | http://www.toronto.ca/TWONTO#valve
60318 | THC-ACC-V-6047 | Valve, Ball, Manual, Hot Water, HE-6002, Lower Level 2 Blower Room, Headworks | THC-ACC-HE-6002 | Heat Exchanger, Heating Glycol System, Lower Level 2 Blower Room, Headworks | Valve,Ball | HVAC |  | V | http://www.toronto.ca/TWONTO#valve
60319 | THC-ACC-V-6049 | Valve, Butterfly, Manual, Hot Water, HE-6002, Lower Level 2 Blower Room, Headworks | THC-ACC-HE-6002 | Heat Exchanger, Heating Glycol System, Lower Level 2 Blower Room, Headworks | Valve | HVAC |  | V | http://www.toronto.ca/TWONTO#valve
60320 | THC-ACC-V-6052 | Valve, Butterfly, Manual, Glycol, HE-6002, Lower Level 2 Blower Room, Headworks | THC-ACC-HE-6002 | Heat Exchanger, Heating Glycol System, Lower Level 2 Blower Room, Headworks | Valve | HVAC |  | V | http://www.toronto.ca/TWONTO#valve
60321 | THC-ACC-V-6053 | Valve, Ball, Manual, Glycol, HE-6002, Lower Level 2 Blower Room, Headworks | THC-ACC-HE-6002 | Heat Exchanger, Heating Glycol System, Lower Level 2 Blower Room, Headworks | Valve,Ball | HVAC |  | V | http://www.toronto.ca/TWONTO#valve
60322 | THC-ACC-V-6056 | Valve, Multi Function, Hot Water Supply, P-6004, Lower Level 2 Blower Room, Headworks | THC-ACC-P-6004 | Pump, Heating Glycol System, Lower Level 2 Blower Room, Headworks | Valve | HVAC |  | V | http://www.toronto.ca/TWONTO#valve
60323 | THC-ACC-V-6057 | Valve, Butterfly, Manual, Glycol, HE-6002, Lower Level 2 Blower Room, Headworks | THC-ACC-HE-6002 | Heat Exchanger, Heating Glycol System, Lower Level 2 Blower Room, Headworks | Valve | HVAC |  | V | http://www.toronto.ca/TWONTO#valve
60324 | THC-ACC-V-6061 | Valve, Butterfly, Manual, Glycol, P-6003, Lower Level 2 Blower Room, Headworks | THC-ACC-P-6003 | Pump, Heating Glycol System, Lower Level 2 Blower Room, Headworks | Valve | HVAC |  | V | http://www.toronto.ca/TWONTO#valve
60325 | THC-ACC-V-6063 | Valve, Ball, Manual, Glycol, P-6003, Lower Level 2 Blower Room, Headworks | THC-ACC-P-6003 | Pump, Heating Glycol System, Lower Level 2 Blower Room, Headworks | Valve,Ball | HVAC |  | V | http://www.toronto.ca/TWONTO#valve
60326 | THC-ACC-V-6064 | Valve, Ball, Manual, Glycol, P-6003, Lower Level 2 Blower Room, Headworks | THC-ACC-P-6003 | Pump, Heating Glycol System, Lower Level 2 Blower Room, Headworks | Valve,Ball | HVAC |  | V | http://www.toronto.ca/TWONTO#valve
60327 | THC-ACC-V-6065 | Valve, Ball, Manual, Glycol, P-6003, Lower Level 2 Blower Room, Headworks | THC-ACC-P-6003 | Pump, Heating Glycol System, Lower Level 2 Blower Room, Headworks | Valve,Ball | HVAC |  | V | http://www.toronto.ca/TWONTO#valve
60328 | THC-ACC-V-6081 | Valve, Butterfly, Manual, Glycol, P-6004, Lower Level 2 Blower Room, Headworks | THC-ACC-P-6004 | Pump, Heating Glycol System, Lower Level 2 Blower Room, Headworks | Valve | HVAC |  | V | http://www.toronto.ca/TWONTO#valve
60329 | THC-ACC-V-6085 | Valve, Ball, Manual, Glycol, P-6004, Lower Level 2 Blower Room, Headworks | THC-ACC-P-6004 | Pump, Heating Glycol System, Lower Level 2 Blower Room, Headworks | Valve,Ball | HVAC |  | V | http://www.toronto.ca/TWONTO#valve
60330 | THC-ACC-V-6089 | Valve, Butterfly, Manual, Glycol Supply, Lower Level 2 Blower Room, Headworks | THC-ACC-HE-6001 | Heat Exchanger, Heating Glycol System, Lower Level 2 Blower Room, Headworks | Valve,Butterfly | HVAC |  | V | http://www.toronto.ca/TWONTO#valve
60331 | THC-ACC-V-6090 | Valve, Butterfly, Manual, Glycol Return, Lower Level 2 Blower Room, Headworks | THC-ACC-HE-6001 | Heat Exchanger, Heating Glycol System, Lower Level 2 Blower Room, Headworks | Valve,Butterfly | HVAC |  | V | http://www.toronto.ca/TWONTO#valve
60332 | THC-ACC-V-6091 | Valve, Butterfly, Manual, Glycol Return, Lower Level 2 Blower Room, Headworks | THC-ACC-HE-6001 | Heat Exchanger, Heating Glycol System, Lower Level 2 Blower Room, Headworks | Valve,Butterfly | HVAC |  | V | http://www.toronto.ca/TWONTO#valve
60333 | THC-ACC-V-6093 | Valve, Circuit Balancing, Glycol Return, Lower Level 2 Blower Room, Headworks | THC-ACC-HE-6001 | Heat Exchanger, Heating Glycol System, Lower Level 2 Blower Room, Headworks | Valve | HVAC |  | V | http://www.toronto.ca/TWONTO#valve
60334 | THC-ACC-V-6112 | Valve, Ball, Manual, AHU-6100, 2nd Floor Mech Room #2, Headworks | THC-ACC-AHU-6100 | Air Handling Unit, Truck Loading Bay, Mech Room #2, Headworks | Valve,Ball | HVAC |  | V | http://www.toronto.ca/TWONTO#valve
60335 | THC-ACC-V-6115 | Valve, Ball, AHU-6100, 2nd Floor Mech Room #2, Headworks | THC-ACC-AHU-6100 | Air Handling Unit, Truck Loading Bay, Mech Room #2, Headworks | Valve,Ball | HVAC |  | V | http://www.toronto.ca/TWONTO#valve
60336 | THC-ACC-V-6116 | Valve, Circuit Balancing, AHU-6100, 2nd Floor Mech Room #2, Headworks | THC-ACC-AHU-6100 | Air Handling Unit, Truck Loading Bay, Mech Room #2, Headworks | Valve,Ball | HVAC |  | V | http://www.toronto.ca/TWONTO#valve
60337 | THC-ACC-V-6117 | Valve, Ball, AHU-6100, 2nd Floor Mech Room #2, Headworks | THC-ACC-AHU-6100 | Air Handling Unit, Truck Loading Bay, Mech Room #2, Headworks | Valve,Ball | HVAC |  | V | http://www.toronto.ca/TWONTO#valve
60338 | THC-ACC-V-6212 | Valve, Ball, Manual, AHU-6200, 2nd Floor Mech Room #2, Headworks | THC-ACC-AHU-6200 | Air Handling Unit, Blower Room, 2nd Floor Mech Room #2, Headworks | Valve,Ball | HVAC |  | V | http://www.toronto.ca/TWONTO#valve
60339 | THC-ACC-V-6213 | Valve, Circuit Balancing, AHU-6200, 2nd Floor Mech Room #2, Headworks | THC-ACC-AHU-6200 | Air Handling Unit, Blower Room, 2nd Floor Mech Room #2, Headworks | Valve,Ball | HVAC |  | V | http://www.toronto.ca/TWONTO#valve
60340 | THC-ACC-V-6214 | Valve, 2-Way Motorized, AHU-6200, 2nd Floor Mech Room #2, Headworks | THC-ACC-AHU-6200 | Air Handling Unit, Blower Room, 2nd Floor Mech Room #2, Headworks | Valve,Ball | HVAC |  | V | http://www.toronto.ca/TWONTO#valve
60341 | THC-ACC-V-6302 | Valve, Motorized, Glycol Heating Return Line, 2nd Floor Mech Room #1 | THC-ACC-AHU-6300 | Air Handling Unit, Screen Room/Conveyor Areas, 2nd Floor Mech Room #1, Headworks | Valve | HVAC |  | V | http://www.toronto.ca/TWONTO#valve
60342 | THC-ACC-V-6315 | Valve, Ball, Manual, AHU-6300, 2nd Floor Mech Room #1, Headworks | THC-ACC-AHU-6300 | Air Handling Unit, Screen Room/Conveyor Areas, 2nd Floor Mech Room #1, Headworks | Valve,Ball | HVAC |  | V | http://www.toronto.ca/TWONTO#valve
60343 | THC-ACC-V-6316 | Valve, Circuit Balancing, AHU-6300, 2nd Floor Mech Room #1, Headworks | THC-ACC-AHU-6300 | Air Handling Unit, Screen Room/Conveyor Areas, 2nd Floor Mech Room #1, Headworks | Valve,Ball | HVAC |  | V | http://www.toronto.ca/TWONTO#valve
60344 | THC-ACC-V-6317 | Valve, Ball, Manual, AHU-6300, 2nd Floor Mech Room #1, Headworks | THC-ACC-AHU-6300 | Air Handling Unit, Screen Room/Conveyor Areas, 2nd Floor Mech Room #1, Headworks | Valve,Ball | HVAC |  | V | http://www.toronto.ca/TWONTO#valve
60345 | THC-ACC-V-6334 | Valve, 3-Way Motorized, AHU-6300, 2nd Floor Mech Room #1, Headworks | THC-ACC-AHU-6300 | Air Handling Unit, Screen Room/Conveyor Areas, 2nd Floor Mech Room #1, Headworks | Valve | HVAC |  | V | http://www.toronto.ca/TWONTO#valve
60346 | THC-ACC-V-6335 | Valve, Ball, Manual, AHU-6300, 2nd Floor Mech Room #1, Headworks | THC-ACC-AHU-6300 | Air Handling Unit, Screen Room/Conveyor Areas, 2nd Floor Mech Room #1, Headworks | Valve,Ball | HVAC |  | V | http://www.toronto.ca/TWONTO#valve
60347 | THC-ACC-V-6336 | Valve, Circuit Balancing, AHU-6300, 2nd Floor Mech Room #1, Headworks | THC-ACC-AHU-6300 | Air Handling Unit, Screen Room/Conveyor Areas, 2nd Floor Mech Room #1, Headworks | Valve,Ball | HVAC |  | V | http://www.toronto.ca/TWONTO#valve
60348 | THC-ACC-V-6344 | Valve, Ball, Manual, AHU-6300, 2nd Floor Mech Room #1, Headworks | THC-ACC-AHU-6300 | Air Handling Unit, Screen Room/Conveyor Areas, 2nd Floor Mech Room #1, Headworks | Valve,Ball | HVAC |  | V | http://www.toronto.ca/TWONTO#valve
60349 | THC-ACC-V-6402 | Valve, Motorized, Glycol Heating Return Line, 2nd Floor Mech Room #1 | THC-ACC-AHU-6400 | Air Handling Unit, Screen Room/Conveyor Areas, 2nd Floor Mech Room #1, Headworks | Valve,Ball | HVAC |  | V | http://www.toronto.ca/TWONTO#valve
60350 | THC-ACC-V-6412 | Valve, Ball, Manual, AHU-6400, 2nd Floor Mech Room #1, Headworks | THC-ACC-AHU-6400 | Air Handling Unit, Screen Room/Conveyor Areas, 2nd Floor Mech Room #1, Headworks | Valve,Ball | HVAC |  | V | http://www.toronto.ca/TWONTO#valve
60351 | THC-ACC-V-6414 | Valve, 2-Way Motorized, AHU-6400, 2nd Floor Mech Room #1, Headworks | THC-ACC-AHU-6400 | Air Handling Unit, Screen Room/Conveyor Areas, 2nd Floor Mech Room #1, Headworks | Valve | HVAC |  | V | http://www.toronto.ca/TWONTO#valve
60352 | THC-ACC-V-6415 | Valve, Ball, Manual, AHU-6400, 2nd Floor Mech Room #1, Headworks | THC-ACC-AHU-6400 | Air Handling Unit, Screen Room/Conveyor Areas, 2nd Floor Mech Room #1, Headworks | Valve,Ball | HVAC |  | V | http://www.toronto.ca/TWONTO#valve
60353 | THC-ACC-V-6416 | Valve, Circuit Balancing, AHU-6400, 2nd Floor Mech Room #1, Headworks | THC-ACC-AHU-6400 | Air Handling Unit, Screen Room/Conveyor Areas, 2nd Floor Mech Room #1, Headworks | Valve | HVAC |  | V | http://www.toronto.ca/TWONTO#valve
60354 | THC-ACC-V-6433 | Valve, Circuit Balancing, AHU-6400, 2nd Floor Mech Room #1, Headworks | THC-ACC-AHU-6400 | Air Handling Unit, Screen Room/Conveyor Areas, 2nd Floor Mech Room #1, Headworks | Valve | HVAC |  | V | http://www.toronto.ca/TWONTO#valve
60355 | THC-ACC-V-6434 | Valve, 2-Way Motorized, AHU-6400, 2nd Floor Mech Room #1, Headworks | THC-ACC-AHU-6400 | Air Handling Unit, Screen Room/Conveyor Areas, 2nd Floor Mech Room #1, Headworks | Valve | HVAC |  | V | http://www.toronto.ca/TWONTO#valve
60356 | THC-ACC-V-6435 | Valve, Ball, Manual, AHU-6400, 2nd Floor Mech Room #1, Headworks | THC-ACC-AHU-6400 | Air Handling Unit, Screen Room/Conveyor Areas, 2nd Floor Mech Room #1, Headworks | Valve,Ball | HVAC |  | V | http://www.toronto.ca/TWONTO#valve
60357 | THC-ACC-V-6437 | Valve, Ball, Manual, AHU-6400, 2nd Floor Mech Room #1, Headworks | THC-ACC-AHU-6400 | Air Handling Unit, Screen Room/Conveyor Areas, 2nd Floor Mech Room #1, Headworks | Valve,Ball | HVAC |  | V | http://www.toronto.ca/TWONTO#valve
60358 | THC-ACC-V-6513 | Valve, Circuit Balancing, AHU-6500, 2nd Floor Mech Room #1, Headworks | THC-ACC-AHU-6500 | Air Handling Unit, Pipe Gallery, 2nd Floor Mech Room #1, Headworks | Valve | HVAC |  | V | http://www.toronto.ca/TWONTO#valve
60359 | THC-ACC-V-6515 | Valve, Ball, Manual, AHU-6500, 2nd Floor Mech Room #1, Headworks | THC-ACC-AHU-6500 | Air Handling Unit, Pipe Gallery, 2nd Floor Mech Room #1, Headworks | Valve,Ball | HVAC |  | V | http://www.toronto.ca/TWONTO#valve
60360 | THC-ACC-V-6517 | Valve, Ball, Manual, AHU-6500, 2nd Floor Mech Room #1, Headworks | THC-ACC-AHU-6500 | Air Handling Unit, Pipe Gallery, 2nd Floor Mech Room #1, Headworks | Valve,Ball | HVAC |  | V | http://www.toronto.ca/TWONTO#valve
60852 | THC-AI-D-7020 | Dryer,Compressed Air,Incinerator Building,2nd Floor | THC-MCS-AI/SA | Instrument/service Air Plant Wide | Drier,Refrigerant | HVAC |  | D | http://www.toronto.ca/TWONTO#air_dryer
61179 | THC-CW-T-0602 | Tank,Expansion,Domestic Hot Water,South Pumping Station,Intermediate Level | THC-GRK-L | Building L |  | HVAC |  | T | expansion_tank
61181 | THC-CW-TPD-0610 | Trap Primer Device,South Pumping Station,Ground Floor | THC-GRK-L | Building L |  | HVAC |  | TPD | http://www.toronto.ca/TWONTO#trap_priming_device
61182 | THC-CW-TPD-0620 | Trap Primer Device,South Pumping Station,Intermediate Level | THC-GRK-L | Building L |  | HVAC |  | TPD | http://www.toronto.ca/TWONTO#trap_priming_device
61262 | THC-DCL-AC-0001 | Air Conditioner, Dechlorination | THC-DCL-AHU-0001 | Air Handling Unit, Dechlorination | Piping | HVAC | 34139 | AC | http://www.toronto.ca/TWONTO#air_condition
61263 | THC-DCL-AC-0001 | Air Conditioner, Dechlorination | THC-SUSPENDED | Suspended entity | Piping | HVAC | 34139 | AC | http://www.toronto.ca/TWONTO#air_condition
61264 | THC-DCL-AHU-0001 | Air Handling Unit, Dechlorination | THC-DCL | Dechlorination Process | Piping | HVAC |  | AHU | http://www.toronto.ca/TWONTO#air_handler_unit
61619 | FHA-ELS-PDP-0406 | FHA-HF-1 - FHA Heating Panel 1 | FHA-ELS-PRIMARY | Primary Electrical System | H.V.A.C. | HVAC |  | PDP | http://www.toronto.ca/TWONTO#electrical_panel_or_cabinet
61620 | FHA-ELS-PDP-0407 | FHA-HF-2 - FHA Heating Panel 2 | FHA-ELS-PRIMARY | Primary Electrical System | H.V.A.C. | HVAC |  | PDP | http://www.toronto.ca/TWONTO#electrical_panel_or_cabinet
63137 | THC-DIG-HTR-4030 | Eliminated Role: H.V.A.C.,Heater,Heating,Roof,Digesters | THC-SUS | THC records of assets and roles that are no longer in service or exists | H.V.A.C.,Heater | HVAC | 40451 | HTR | http://www.toronto.ca/TWONTO#heater
63138 | THC-DIG-HTR-4040 | Eliminated Role: H.V.A.C.,Heater,Heating,Roof,Digesters | THC-SUS | THC records of assets and roles that are no longer in service or exists | H.V.A.C.,Heater | HVAC | 40450 | HTR | http://www.toronto.ca/TWONTO#heater
65024 | THC-ELS-HTR-5001 | Heater, Electric, Disinfection Bldg,Ex. Compressor Room | THC-ACC-BLDG G | Air Treatment Building HVAC |  | HVAC |  | HTR | http://www.toronto.ca/TWONTO#heater
65913 | THC-FEQ-DM-0012 | Fire Damper, Admin Building, Basement, North West | THC-FEQ-BLDG K | Fire fighting protection equipment, Admin Building |  | HVAC | 43301 | DM | http://www.toronto.ca/TWONTO#air_damper
65914 | THC-FEQ-DM-0013 | Fire Damper, Admin Building, Basement, North West | THC-FEQ-BLDG K | Fire fighting protection equipment, Admin Building |  | HVAC | 43300 | DM | http://www.toronto.ca/TWONTO#air_damper
65915 | THC-FEQ-DM-0015 | Fire Damper, Admin Building, Basement, East Stairs No.6 | THC-FEQ-BLDG K | Fire fighting protection equipment, Admin Building |  | HVAC | 43298 | DM | http://www.toronto.ca/TWONTO#air_damper
65916 | THC-FEQ-DM-0016 | Fire Damper, Admin Building, Basement, Electrical Room | THC-FEQ-BLDG K | Fire fighting protection equipment, Admin Building |  | HVAC | 43297 | DM | http://www.toronto.ca/TWONTO#air_damper
65917 | THC-FEQ-DM-0017 | Fire Damper, Admin Building, Basement, Storage Room, North East | THC-FEQ-BLDG K | Fire fighting protection equipment, Admin Building |  | HVAC | 43296 | DM | http://www.toronto.ca/TWONTO#air_damper
65918 | THC-FEQ-DM-0020 | Fire Damper, Admin Building, Basement, Men's Locker Room, North West | THC-FEQ-BLDG K | Fire fighting protection equipment, Admin Building |  | HVAC | 43293 | DM | http://www.toronto.ca/TWONTO#air_damper
65919 | THC-FEQ-DM-0024 | Fire Damper, Admin Building, Basement, Supervisor's Locker Room, South East | THC-FEQ-BLDG K | Fire fighting protection equipment, Admin Building |  | HVAC | 43289 | DM | http://www.toronto.ca/TWONTO#air_damper
65920 | THC-FEQ-DM-0025 | Fire Damper, Admin Building, Basement, Supervisor's Locker Room, South West | THC-FEQ-BLDG K | Fire fighting protection equipment, Admin Building |  | HVAC | 43288 | DM | http://www.toronto.ca/TWONTO#air_damper
65921 | THC-FEQ-DM-0026 | Fire Damper, Admin Building, Basement, Women's Locker Room, West | THC-FEQ-BLDG K | Fire fighting protection equipment, Admin Building |  | HVAC | 43287 | DM | http://www.toronto.ca/TWONTO#air_damper
65922 | THC-FEQ-DM-0051 | Fire Damper, Admin Building, Ground Floor, Near Janitor Room | THC-FEQ-BLDG K | Fire fighting protection equipment, Admin Building |  | HVAC | 43286 | DM | http://www.toronto.ca/TWONTO#air_damper
65923 | THC-FEQ-DM-0052 | Fire Damper, Admin Building, Ground Floor, Near IT Office | THC-FEQ-BLDG K | Fire fighting protection equipment, Admin Building |  | HVAC | 43285 | DM | http://www.toronto.ca/TWONTO#air_damper
65924 | THC-FEQ-DM-0055 | Fire/Smoke Damper, Admin Building, Ground Floor, Sequrity Equipment Area | THC-FEQ-BLDG K | Fire fighting protection equipment, Admin Building |  | HVAC | 43282 | DM | http://www.toronto.ca/TWONTO#air_damper
66778 | THC-GRK-IRG-0001 | Irigation System, Admin. Bldg, K | THC-GRK-K | Building K |  | HVAC |  | IRG | http://www.toronto.ca/TWONTO#collection_of_assets
66779 | THC-GRK-IRG-0002 | Irigation System, New workshop. Bldg, X | THC-GRK-X | Building X |  | HVAC |  | IRG | http://www.toronto.ca/TWONTO#collection_of_assets
68178 | THC-OCS-FN-3020 | Fan,Foul Air,3030,Storage Tanks Area,Solid Treatment | THC-OCS-FN-3020/3030 | Fan, Odour Control System FN-3020/3030 | Fan,Centrifugal | HVAC |  | FN | http://www.toronto.ca/TWONTO#blower_or_fan_with_drive
68179 | THC-OCS-FN-3040 | Fan,Foul Air,Centrifuge Area,Solid Treatment | THC-OCS-FN-3040/3050 | Fan, Odour Control System FN-3040/3050 | Fan,Centrifugal | HVAC |  | FN | http://www.toronto.ca/TWONTO#blower_or_fan_with_drive
68181 | THC-OCS-FN-3050 | Fan,Foul Air,Centrifuge Area,Solid Treatment | THC-OCS-BLDG M | Incineration Building Odour Control Systems | Fan,Centrifugal | HVAC |  | FN | http://www.toronto.ca/TWONTO#blower_or_fan_with_drive
68292 | FHO-ACC-AC-0304 | Air Conditioner, (RC 15), Chemical Building Feeder Room | FHO-MCS-HVAC | Plant HVAC | Air Handling Unit | HVAC |  | AC | http://www.toronto.ca/TWONTO#air_condition
68360 | FHO-ACC-CI-GROUP1 | Chiller, HVAC -Plant wide | FHO-ACC-AC-0501 | Air Conditioner, Admin Building, L1, Control Room North West Office, Ceiling | H.V.A.C.,Chiller | HVAC |  |  | http://www.toronto.ca/TWONTO#chiller
68377 | FHO-ACC-CU-0301 | Condensing Unit, Chlorine Machine Room A/C System, Chemical Bldg., L2, Between Penthouses | FHO-ACC-AC-0501 | Air Conditioner, Admin Building, L1, Control Room North West Office, Ceiling | H.V.A.C.,Chiller | HVAC |  | CU | http://www.toronto.ca/TWONTO#AC_condenser_unit
68629 | FHO-ACC-FN-0049 | Fan, Exhaust, Air Curtain, Chemical Building, S2, Storage Room, North West | FHO-ACC SECONDARY | Small Air Moving Equipment | Fan,Centrifugal | HVAC |  | FN | http://www.toronto.ca/TWONTO#blower_or_fan_with_drive
68682 | FHO-ACC-FN-0148 | Fan, Exhaust, Admin Building, S2, Loading Bay Door 3 Air Curtain | FHO-ACC SECONDARY | Small Air Moving Equipment | Fan,Axial | HVAC |  | FN | http://www.toronto.ca/TWONTO#blower_or_fan_with_drive
68692 | FHO-ACC-FN-0304 | Chlorine Feeder Room AC Unit(G6) | FHO-MCS-HVAC | Plant HVAC | Air Handling Unit | HVAC |  | FN | http://www.toronto.ca/TWONTO#blower_or_fan_with_drive
71268 | THC-SES-MEQ-5900 | Emergency Water Tempering System,Hot Water,Hot Water Supply,Disinfection Bldg | THC-SES-SQ-EYE | Eyewash Stations THC (Virtual entity #) |  | HVAC |  | MEQ | ?
72273 | THR -ACC-AC-0006 | Air Conditioning, Cooling & Fan Unit, Primary Station2, MCC Room | THR-ACC-PRM | Heating, Ventilation and Air Conditioning, Primaries | H.V.A.C.,Air Conditioner | HVAC |  | AC | http://www.toronto.ca/TWONTO#air_condition
72284 | THR-ACC-AC-0004 | Air Conditioning, Cooling & Fan Unit, South Primary Station 3, MCC Room | THR-ACC-PRM | Heating, Ventilation and Air Conditioning, Primaries | H.V.A.C.,Air Conditioner | HVAC |  | AC | http://www.toronto.ca/TWONTO#air_condition
72285 | THR-ACC-AC-0004 | Air Conditioning, Cooling & Fan Unit, South Primary Station 3, MCC Room | THR-PRM-CP-0010 | Control Panel, Make-up Air Unit, South Primary Station 2, MCC Room | H.V.A.C.,Air Conditioner | HVAC |  | AC | http://www.toronto.ca/TWONTO#air_condition
72286 | THR-ACC-AC-0100 | H.V.A.C.,Air Conditioner,Headhouse/Vortex Control Room | THR-ACC-MAINSUB | ACC Equipment Serving the Main Substation |  | HVAC |  | AC | http://www.toronto.ca/TWONTO#air_condition
72287 | THR-ACC-AC-0100A | Air Conditioner, New Electrical Room, Headhouse | THR-ACC-HH | Heating, Ventilation and Air Conditioning, Head House | H.V.A.C.,Air Conditioner | HVAC |  | AC | http://www.toronto.ca/TWONTO#air_condition
72288 | THR-ACC-AC-0110 | Air Conditioner, New Electrical Room, Headhouse | THR-ACC-HH | Heating, Ventilation and Air Conditioning, Head House | H.V.A.C.,Air Conditioner | HVAC |  | AC | http://www.toronto.ca/TWONTO#air_condition
72289 | THR-ACC-AC-0130 | Air Conditioner, Electrical Room, Headhouse | THR-ACC-HH | Heating, Ventilation and Air Conditioning, Head House | H.V.A.C.,Air Conditioner | HVAC |  | AC | http://www.toronto.ca/TWONTO#air_condition
72290 | THR-ACC-AC-0200 | Air Conditioner, New Electrical Room, North Grit Building | THR-ACC-GRIT | Heating, Ventilation and Air Conditioning, Grit Building | H.V.A.C.,Air Conditioner | HVAC |  | AC | http://www.toronto.ca/TWONTO#air_condition
72291 | THR-ACC-AC-0210 | Air Conditioner, New Electrical Room, North Grit Building | THR-ACC-GRIT | Heating, Ventilation and Air Conditioning, Grit Building | H.V.A.C.,Air Conditioner | HVAC |  | AC | http://www.toronto.ca/TWONTO#air_condition
72292 | THR-ACC-AC-0230 | Air Conditioner, New Elecrical Room, North Grit Building | THR-ACC-GRIT | Heating, Ventilation and Air Conditioning, Grit Building | H.V.A.C.,Air Conditioner | HVAC |  | AC | http://www.toronto.ca/TWONTO#air_condition
72293 | THR-ACC-AC-0320 | Air Conditioner (AC) Unit Mitsubishi | THR-ACC-RSPS | Air Conditioning, AHU, HVAC, Exhaust Fans,RSPS |  | HVAC |  | AC | http://www.toronto.ca/TWONTO#air_condition
72294 | THR-ACC-AC-0620 | Air Conditioning Unit LENNOX | THR-HVAC-HPBB | Heating, Ventilation and Air Conditioning, High Pressure Blower Building | H.V.A.C.,Air Conditioner | HVAC |  | AC | http://www.toronto.ca/TWONTO#air_condition
72295 | THR-ACC-AC-0700A | Air Conditioning, Cooling & Fan Unit, HTP Boardroom Ceiling, Admin Bldg. | THR-ACC-CU-0700 | Air Conditioning, Condensing Unit, HTP Boardroom, Admin Bldg. Outside North Wall | H.V.A.C.,Air Conditioner | HVAC |  | AC | http://www.toronto.ca/TWONTO#air_condition
72296 | THR-ACC-AC-0700B | Air Conditioning, Cooling & Fan Unit, HTP Boardroom Ceiling, Admin Bldg. | THR-ACC-CU-0700 | Air Conditioning, Condensing Unit, HTP Boardroom, Admin Bldg. Outside North Wall | H.V.A.C.,Air Conditioner | HVAC |  | AC | http://www.toronto.ca/TWONTO#air_condition
72297 | THR-ACC-AC-0750A | Air Conditioning, Cooling & Fan Unit, New Control Room Ceiling, Admin Bldg. | THR-ACC-CU-0750 | Air Conditioning, Condensing Unit, New Control Room, Admin Bldg. Roof | H.V.A.C.,Air Conditioner | HVAC |  | AC | http://www.toronto.ca/TWONTO#air_condition
72298 | THR-ACC-AC-0750C | Air Conditioning, Cooling & Fan Unit, New Control Room Ceiling, Admin Bldg. | THR-ACC-CU-0750 | Air Conditioning, Condensing Unit, New Control Room, Admin Bldg. Roof | H.V.A.C.,Air Conditioner | HVAC |  | AC | http://www.toronto.ca/TWONTO#air_condition
72299 | THR-ACC-AC-1009 | Air Conditioner, Bridge Kiosk Primary Tank#9 | THR-ACC-PRM | Heating, Ventilation and Air Conditioning, Primaries | H.V.A.C.,Air Conditioner | HVAC |  | AC | http://www.toronto.ca/TWONTO#air_condition
72300 | THR-ACC-AC-1011 | Air Conditioner, Bridge Kiosk Primary Tank11 | THR-ACC-PRM | Heating, Ventilation and Air Conditioning, Primaries | H.V.A.C.,Air Conditioner | HVAC |  | AC | http://www.toronto.ca/TWONTO#air_condition
72301 | THR-ACC-AC-2101 | HVAC, heating and cooling air, bard unit, ECS Office | THR-ACC-HVAC | Air Conditioning, Heating, Ventilation & Air Conditioning | H.V.A.C.,Air Conditioner | HVAC |  | AC | http://www.toronto.ca/TWONTO#air_condition
72302 | THR-ACC-AC-2110 | HVAC, heating and cooling air, bard unit, mounted on east face,BV Trailer | THR-ACC-HVAC | Air Conditioning, Heating, Ventilation & Air Conditioning | H.V.A.C.,Air Conditioner | HVAC |  | AC | http://www.toronto.ca/TWONTO#air_condition
72303 | THR-ACC-AC-2204 | Air Conditioner, HVAC, Admin Bldg (Temp),Trailer | THR-ACC-ADM | Air Conditioning, HVAC, Admin Building | H.V.A.C.,Air Conditioner | HVAC |  | AC | http://www.toronto.ca/TWONTO#air_condition
72304 | THR-ACC-AC-3500 | Fan Coil Unit, Ductless Split System Indoor Unit, Ferrous Chloride Fac Elec Rm | THR-ACC-WA4 | Air Conditioning, AHU, HVAC,Work Area4 | H.V.A.C.,Air Conditioner | HVAC |  | AC | http://www.toronto.ca/TWONTO#air_condition
72305 | THR-ACC-AC-4001 | Fan Coil Unit, Ductless Split System Indoor Unit, AT Electrical Bldg RPU Rm | THR-ACC-WA4 | Air Conditioning, AHU, HVAC,Work Area4 | H.V.A.C.,Air Conditioner | HVAC |  | AC | http://www.toronto.ca/TWONTO#air_condition
72306 | THR-ACC-AC-4002 | Fan Coil Unit, Ductless Split System Indoor Unit, AT Electrical Building, MCC Room | THR-ACC-WA4 | Air Conditioning, AHU, HVAC,Work Area4 | H.V.A.C.,Air Conditioner | HVAC |  | AC | http://www.toronto.ca/TWONTO#air_condition
72307 | THR-ACC-AC-4500 | Fan Coil Unit, Ductless Split System Indoor Unit, SP RAS PS, MCC Rm | THR-ACC-WA4 | Air Conditioning, AHU, HVAC,Work Area4 | H.V.A.C.,Air Conditioner | HVAC |  | AC | http://www.toronto.ca/TWONTO#air_condition
72308 | THR-ACC-AC-4501 | Fan Coil Unit, Ductless Split System Indoor Unit, SP RAS PS, RPU Rm | THR-ACC-WA4 | Air Conditioning, AHU, HVAC,Work Area4 | H.V.A.C.,Air Conditioner | HVAC |  | AC | http://www.toronto.ca/TWONTO#air_condition
72309 | THR-ACC-AC-4504 | Fan Coil Unit, Ductless Split System Indoor Unit, Switchgear Bldg North | THR-ACC-WA4 | Air Conditioning, AHU, HVAC,Work Area4 | H.V.A.C.,Air Conditioner | HVAC |  | AC | http://www.toronto.ca/TWONTO#air_condition
72310 | THR-ACC-AC-4509 | Fan Coil Unit, Ductless Split System Indoor Unit, Switchgear Bldg North | THR-ACC-WA4 | Air Conditioning, AHU, HVAC,Work Area4 | H.V.A.C.,Air Conditioner | HVAC |  | AC | http://www.toronto.ca/TWONTO#air_condition
72311 | THR-ACC-AC-4510 | Fan Coil Unit, Ductless Split System Indoor Unit, Switchgear Bldg North | THR-ACC-WA4 | Air Conditioning, AHU, HVAC,Work Area4 | H.V.A.C.,Air Conditioner | HVAC |  | AC | http://www.toronto.ca/TWONTO#air_condition
72312 | THR-ACC-AC-4702 | Fan Coil Unit, Ductless Split System Indoor Unit, Switchgear Bldg South | THR-ACC-WA4 | Air Conditioning, AHU, HVAC,Work Area4 | H.V.A.C.,Air Conditioner | HVAC |  | AC | http://www.toronto.ca/TWONTO#air_condition
72313 | THR-ACC-AC-4703 | Fan Coil Unit, Ductless Split System Indoor Unit, Switchgear Bldg South | THR-ACC-WA4 | Air Conditioning, AHU, HVAC,Work Area4 | H.V.A.C.,Air Conditioner | HVAC |  | AC | http://www.toronto.ca/TWONTO#air_condition
72314 | THR-ACC-AC-4704 | Fan Coil Unit, Ductless Split System Indoor Unit, Switchgear Bldg South | THR-ACC-WA4 | Air Conditioning, AHU, HVAC,Work Area4 | H.V.A.C.,Air Conditioner | HVAC |  | AC | http://www.toronto.ca/TWONTO#air_condition
72315 | THR-ACC-AC-4705 | Fan Coil Unit, Ductless Split System Indoor Unit, Switchgear Bldg South | THR-ACC-WA4 | Air Conditioning, AHU, HVAC,Work Area4 | H.V.A.C.,Air Conditioner | HVAC |  | AC | http://www.toronto.ca/TWONTO#air_condition
72316 | THR-ACC-AC-4707 | Fan Coil Unit, Ductless Split System Indoor Unit, Electrical Bldg Elec Rm | THR-ACC-WA4 | Air Conditioning, AHU, HVAC,Work Area4 | H.V.A.C.,Air Conditioner | HVAC |  | AC | http://www.toronto.ca/TWONTO#air_condition
72317 | THR-ACC-AC-4710 | Fan Coil Unit, Ductless Split System Indoor Unit, Electrical Bldg RPU Rm | THR-ACC-WA4 | Air Conditioning, AHU, HVAC,Work Area4 | H.V.A.C.,Air Conditioner | HVAC |  | AC | http://www.toronto.ca/TWONTO#air_condition
72318 | THR-ACC-AC-4711 | Fan Coil Unit, Ductless Split System Indoor Unit, Electrical Bldg MCC Room | THR-ACC-WA4 | Air Conditioning, AHU, HVAC,Work Area4 | H.V.A.C.,Air Conditioner | HVAC |  | AC | http://www.toronto.ca/TWONTO#air_condition
72319 | THR-ACC-AC-4802 | Air Conditioning, Cooling & Fan Unit, Electric, Electrical Room, West Substation | THR-ACC-CU-4802 | Condensing Unit, Air Conditioning, SE Roof, West Substation | H.V.A.C.,Air Conditioner | HVAC |  | AC | http://www.toronto.ca/TWONTO#air_condition
72320 | THR-ACC-AC-4803 | Air Conditioning, Cooling & Fan Unit, Electric, Electrical Room, West Substation | THR-ACC-CU-4803 | Condensing Unit, Air Conditioning, NE Roof, West Substation | H.V.A.C.,Air Conditioner | HVAC |  | AC | http://www.toronto.ca/TWONTO#air_condition
72321 | THR-ACC-AC-5101 | Fan Coil Unit, Ductless Split System Indoor Unit, Plant Water Effluent PS | THR-ACC-FPW | Air Conditioning, HVAC, Filtered Plant Water Building | H.V.A.C.,Air Conditioner | HVAC |  | AC | http://www.toronto.ca/TWONTO#air_condition
72322 | THR-ACC-AC-8030 | Air Conditioning Unit, Digester Gas Compressor BLDG- Maintenance Shop | THR-ACC-DIG | Air Conditioning, HVAC, Digesters | H.V.A.C.,Air Conditioner | HVAC |  | AC | http://www.toronto.ca/TWONTO#air_condition
72323 | THR-ACC-ADM | Air Conditioning, HVAC, Admin Building | THR-ACC-WA3 | Air Conditioning, Boiler, Fans & AHU | H.V.A.C.,Air Conditioner | HVAC |  |  | http://www.toronto.ca/TWONTO#collection_of_assets
72357 | THR-ACC-ADM | Air Conditioning, HVAC, Admin Building | THR-OCS-NEW | Odour Control, Biofilter | H.V.A.C.,Air Conditioner | HVAC |  |  | http://www.toronto.ca/TWONTO#collection_of_assets
72366 | THR-ACC-AHU-0100A | Air Handling Unit, Headhouse Grit Area Air Supply, Headhouse Roof | THR-ACC-HH | Heating, Ventilation and Air Conditioning, Head House | Air Handling Unit | HVAC |  | AHU | http://www.toronto.ca/TWONTO#air_handler_unit
72367 | THR-ACC-AHU-0110 | Air Handling Unit, Headhouse Grit Area Air Supply, Headhouse Roof | THR-ACC-HH | Heating, Ventilation and Air Conditioning, Head House | Air Handling Unit | HVAC |  | AHU | http://www.toronto.ca/TWONTO#air_handler_unit
72368 | THR-ACC-AHU-0120 | Air Handling Unit, Headhouse Screen Area Air Supply, Headhouse Roof | THR-ACC-HH | Heating, Ventilation and Air Conditioning, Head House | Air Handling Unit | HVAC |  | AHU | http://www.toronto.ca/TWONTO#air_handler_unit
72514 | THR-ACC-COMP | Heating, Ventilation and Air Conditioning, Compressor Building | THR-ACC-WA3 | Air Conditioning, Boiler, Fans & AHU |  | HVAC |  |  | http://www.toronto.ca/TWONTO#collection_of_assets
72521 | THR-ACC-CU-0003 | Air Conditioning,Condensing unit,Electrical Room, Outdoor,Plant Water Bldg | THR-ACC-EV-0003 | Air Conditioning, Cooling & Fan Unit, Electrical Room,Plant Water Bldg | H.V.A.C.,Air Conditioner | HVAC |  | CU | http://www.toronto.ca/TWONTO#AC_condenser_unit
72522 | THR-ACC-CU-0130 | Condensing Unit, Electrical Room, Headhouse | THR-ACC-AC-0130 | Air Conditioner, Electrical Room, Headhouse |  | HVAC |  | CU | http://www.toronto.ca/TWONTO#AC_condenser_unit
72523 | THR-ACC-CU-0200 | Condensing Unit, New Electrical Room, North Grit Building | THR-RSPS-CR | New Returns Control Room | H.V.A.C.,Air Conditioner | HVAC |  | CU | http://www.toronto.ca/TWONTO#AC_condenser_unit
72524 | THR-ACC-CU-0200A | Air Conditioning, Condensing Unit,Final Tanks Control Room | THR-ACC-WA4 | Air Conditioning, AHU, HVAC,Work Area4 | H.V.A.C.,Air Conditioner | HVAC |  | CU | http://www.toronto.ca/TWONTO#AC_condenser_unit
72525 | THR-ACC-CU-0220 | Condensing Unit, Electrical Room, Headhouse | THR-ACC-AC-0220 | Air Conditioner, South Grit Electrical Room, Headhouse |  | HVAC |  | CU | http://www.toronto.ca/TWONTO#AC_condenser_unit
72526 | THR-ACC-CU-0230 | Condensing Unit, South Grit Elecrical Room, North Grit Building | THR-ACC-AC-0230 | Air Conditioner, New Elecrical Room, North Grit Building |  | HVAC |  | CU | http://www.toronto.ca/TWONTO#AC_condenser_unit
72527 | THR-ACC-CU-0240 | Condensing Unit, Grit Building,Stores, North | THR-ACC-GRIT | Heating, Ventilation and Air Conditioning, Grit Building |  | HVAC |  | CU | http://www.toronto.ca/TWONTO#AC_condenser_unit
72528 | THR-ACC-CU-0250 | Condensing Unit, Grit Building,Electrical Room, North | THR-ACC-GRIT | Heating, Ventilation and Air Conditioning, Grit Building |  | HVAC |  | CU | http://www.toronto.ca/TWONTO#AC_condenser_unit
72529 | THR-ACC-CU-0610 | Air Conditioning, Condensing Unit, HPBB Roof | THR-ACC-AC-0610 | Air Cinditioning, Cooling & Fan Unit, MCC Room | H.V.A.C.,Air Conditioner | HVAC |  | CU | http://www.toronto.ca/TWONTO#AC_condenser_unit
72530 | THR-ACC-CU-0700 | Air Conditioning, Condensing Unit, HTP Boardroom, Admin Bldg. Outside North Wall | THR-ACC-ADM | Air Conditioning, HVAC, Admin Building | H.V.A.C.,Air Conditioner | HVAC |  | CU | http://www.toronto.ca/TWONTO#AC_condenser_unit
72532 | THR-ACC-CU-1103 | Condensing Unit, Grit Building, New Electrical Room | THR-ACC-AHU-1103 | Air Handling Unit, Grit Building, New Electrical Room | H.V.A.C.,Air Conditioner | HVAC |  | CU | http://www.toronto.ca/TWONTO#AC_condenser_unit
72533 | THR-ACC-CU-3500 | Condensing Unit, Ductless Split System outdoor Unit, Ferrous Chloride Fac Elec Rm | THR-ACC-AC-0210 | Air Conditioner, New Electrical Room, North Grit Building |  | HVAC |  | CU | http://www.toronto.ca/TWONTO#AC_condenser_unit
72534 | THR-ACC-CU-3601 | Air Conditioning, Condensing Unit, East Maintenance Building | THR-ACC-EMB | Air Conditioning, AHU, HVAC, East Maintenance Building | H.V.A.C.,Air Conditioner | HVAC |  | CU | http://www.toronto.ca/TWONTO#AC_condenser_unit
72535 | THR-ACC-CU-3601 | Air Conditioning, Condensing Unit, East Maintenance Building | THR-ACC-EV-3601 | Evaporator,1,Cooling,Electrical Room,East Workshop | H.V.A.C.,Air Conditioner | HVAC |  | CU | http://www.toronto.ca/TWONTO#AC_condenser_unit
72536 | THR-ACC-CU-3602 | Air Conditioning, Condensing Unit, East Maintenance Building | THR-ACC-EV-3602 | Evaporator,2,Cooling,Electrical Room,East Workshop | H.V.A.C.,Air Conditioner | HVAC |  | CU | http://www.toronto.ca/TWONTO#AC_condenser_unit
72537 | THR-ACC-CU-3610A | Air Conditioner,East Workshop | THR-ACC-EMB | Air Conditioning, AHU, HVAC, East Maintenance Building | H.V.A.C.,Air Conditioner | HVAC |  | CU | http://www.toronto.ca/TWONTO#AC_condenser_unit
72538 | THR-ACC-CU-3610B | Air Conditioner,East Workshop | THR-ACC-EMB | Air Conditioning, AHU, HVAC, East Maintenance Building | H.V.A.C.,Air Conditioner | HVAC |  | CU | http://www.toronto.ca/TWONTO#AC_condenser_unit
72539 | THR-ACC-CU-4000 | Condensing Unit, Ductless Split System outdoor Unit, AT Electrical Bldg Elec Rm | THR-ACC-AC-4000 | Fan Coil Unit, Ductless Split System Indoor Unit, AT Electrical Bldg MCC Rm | H.V.A.C.,Air Conditioner | HVAC |  | CU | http://www.toronto.ca/TWONTO#AC_condenser_unit
72540 | THR-ACC-CU-4002 | Condensing Unit, Ductless Split System outdoor Unit, AT Electrical Bldg, MCC Room | THR-ACC-WA4 | Air Conditioning, AHU, HVAC,Work Area4 | H.V.A.C.,Air Conditioner | HVAC |  | CU | http://www.toronto.ca/TWONTO#AC_condenser_unit
72541 | THR-ACC-CU-4503 | Heat Pump Unit, Ductless Split System outdoor Unit, SP RAS PS Offices | THR-ACC-AC-4503 | Fan Coil Unit, Ducted Unit, SP RAS PS Offices | H.V.A.C.,Air Conditioner | HVAC |  | CU | http://www.toronto.ca/TWONTO#AC_condenser_unit
72542 | THR-ACC-CU-4504 | Condensing Unit, Ductless Split System outdoor Unit, Switchgear Bldg North | THR-ACC-AC-4504 | Fan Coil Unit, Ductless Split System Indoor Unit, Switchgear Bldg North | H.V.A.C.,Air Conditioner | HVAC |  | CU | http://www.toronto.ca/TWONTO#AC_condenser_unit
72543 | THR-ACC-CU-4505 | Condensing Unit, Ductless Split System outdoor Unit, Switchgear Bldg North | THR-ACC-AC-4504 | Fan Coil Unit, Ductless Split System Indoor Unit, Switchgear Bldg North | H.V.A.C.,Air Conditioner | HVAC |  | CU | http://www.toronto.ca/TWONTO#AC_condenser_unit
72544 | THR-ACC-CU-4506 | Condensing Unit, Ductless Split System outdoor Unit, Switchgear Bldg North | THR-ACC-AC-4504 | Fan Coil Unit, Ductless Split System Indoor Unit, Switchgear Bldg North | H.V.A.C.,Air Conditioner | HVAC |  | CU | http://www.toronto.ca/TWONTO#AC_condenser_unit
72545 | THR-ACC-CU-4701 | Condensing Unit, Ductless Split System outdoor Unit, Switchgear Bldg South | THR-ACC-AC-4701 | Fan Coil Unit, Ductless Split System Indoor Unit, Switchgear Bldg South | H.V.A.C.,Air Conditioner | HVAC |  | CU | http://www.toronto.ca/TWONTO#AC_condenser_unit
72546 | THR-ACC-CU-4702 | Condensing Unit, Ductless Split System outdoor Unit, Switchgear Bldg South | THR-ACC-AC-4702 | Fan Coil Unit, Ductless Split System Indoor Unit, Switchgear Bldg South | H.V.A.C.,Air Conditioner | HVAC |  | CU | http://www.toronto.ca/TWONTO#AC_condenser_unit
72547 | THR-ACC-CU-4705 | Condensing Unit, Ductless Split System outdoor Unit, Switchgear Bldg South | THR-ACC-AC-4705 | Fan Coil Unit, Ductless Split System Indoor Unit, Switchgear Bldg South | H.V.A.C.,Air Conditioner | HVAC |  | CU | http://www.toronto.ca/TWONTO#AC_condenser_unit
72548 | THR-ACC-CU-4706 | Condensing Unit, Ductless Split System outdoor Unit, Switchgear Bldg South | THR-ACC-AC-4706 | Fan Coil Unit, Ductless Split System Indoor Unit, Switchgear Bldg South | H.V.A.C.,Air Conditioner | HVAC |  | CU | http://www.toronto.ca/TWONTO#AC_condenser_unit
72549 | THR-ACC-CU-4707 | Condensing Unit, Ductless Split System outdoor Unit, Electrical Bldg Elec Rm | THR-ACC-AC-4707 | Fan Coil Unit, Ductless Split System Indoor Unit, Electrical Bldg Elec Rm | H.V.A.C.,Air Conditioner | HVAC |  | CU | http://www.toronto.ca/TWONTO#AC_condenser_unit
72550 | THR-ACC-CU-4708 | Condensing Unit, Ductless Split System outdoor Unit, Electrical Bldg Elec Rm | THR-ACC-AC-4708 | Fan Coil Unit, Ductless Split System Indoor Unit, Electrical Bldg Elec Rm | H.V.A.C.,Air Conditioner | HVAC |  | CU | http://www.toronto.ca/TWONTO#AC_condenser_unit
72551 | THR-ACC-CU-4711 | Condensing Unit, Ductless Split System outdoor Unit, SP RAS PS Electrical Building - MCC Room | THR-ACC-AC-4711 | Fan Coil Unit, Ductless Split System Indoor Unit, Electrical Bldg MCC Room | H.V.A.C.,Air Conditioner | HVAC |  | CU | http://www.toronto.ca/TWONTO#AC_condenser_unit
72552 | THR-ACC-CU-4802 | Condensing Unit, Air Conditioning, SE Roof, West Substation | THR-ACC-HVAC | Air Conditioning, Heating, Ventilation & Air Conditioning | H.V.A.C.,Air Conditioner | HVAC |  | CU | http://www.toronto.ca/TWONTO#AC_condenser_unit
72553 | THR-ACC-CU-4802 | Condensing Unit, Air Conditioning, SE Roof, West Substation | THR-HVAC-WS | Heating, Ventilation and Air Conditioning, West Substation | H.V.A.C.,Air Conditioner | HVAC |  | CU | http://www.toronto.ca/TWONTO#AC_condenser_unit
72554 | THR-ACC-CU-4803 | Condensing Unit, Air Conditioning, NE Roof, West Substation | THR-HVAC-WS | Heating, Ventilation and Air Conditioning, West Substation | H.V.A.C.,Air Conditioner | HVAC |  | CU | http://www.toronto.ca/TWONTO#AC_condenser_unit
72555 | THR-ACC-CU-5101 | Condensing Unit, Ductless Split System outdoor Unit, Plant Water Effluent PS | THR-ACC-FPW | Air Conditioning, HVAC, Filtered Plant Water Building | H.V.A.C.,Air Conditioner | HVAC |  | CU | http://www.toronto.ca/TWONTO#AC_condenser_unit
72556 | THR-ACC-D-4810 | H.V.A.C.,Dehumidifier | THR-ACC-MAINSUB | ACC Equipment Serving the Main Substation |  | HVAC | 36313 | D | http://www.toronto.ca/TWONTO#dehumidifier
72557 | THR-ACC-DIG | Air Conditioning, HVAC, Digesters | THR-ACC-HVAC | Air Conditioning, Heating, Ventilation & Air Conditioning | H.V.A.C.,Air Conditioner | HVAC |  |  | http://www.toronto.ca/TWONTO#collection_of_assets
72558 | THR-ACC-DIG | Air Conditioning, HVAC, Digesters | THR-ACC-WA1 | Air Conditioning, AHU, HVAC,Work Area1 | H.V.A.C.,Air Conditioner | HVAC |  |  | http://www.toronto.ca/TWONTO#collection_of_assets
72559 | THR-ACC-DIG | Air Conditioning, HVAC, Digesters | THR-DIG | Digester | H.V.A.C.,Air Conditioner | HVAC |  |  | http://www.toronto.ca/TWONTO#collection_of_assets
72560 | THR-ACC-DIS | Air Conditioning, HVAC, Chlorine Building | THR-ACC-WA3 | Air Conditioning, Boiler, Fans & AHU | H.V.A.C.,Air Conditioner | HVAC |  |  | http://www.toronto.ca/TWONTO#collection_of_assets
72608 | THR-ACC-DM-0110 | Damper, Intake, Air Handling Unit AHU-0110, Headhouse Roof | THR-ACC-AHU-0110 | Air Handling Unit, Headhouse Grit Area Air Supply, Headhouse Roof | Damper/Louver | HVAC |  | DM | http://www.toronto.ca/TWONTO#air_damper
72609 | THR-ACC-DM-0111 | Damper, Discharge, Air Handling Unit AHU-0110, Headhouse Roof | THR-ACC-AHU-0110 | Air Handling Unit, Headhouse Grit Area Air Supply, Headhouse Roof | Damper/Louver | HVAC |  | DM | http://www.toronto.ca/TWONTO#air_damper
72610 | THR-ACC-DM-0112 | Damper, Intake, Exhaust Fan FN-0110,Headhouse Roof | THR-ACC-FN-0110 | Fan, Centrifugal, Exhaust Air, Headhouse Roof | Damper/Louver | HVAC |  | DM | http://www.toronto.ca/TWONTO#air_damper
72611 | THR-ACC-DM-0113 | Damper, Intake, Exhaust Fan FN-0110,Headhouse Roof | THR-ACC-FN-0110 | Fan, Centrifugal, Exhaust Air, Headhouse Roof | Damper/Louver | HVAC |  | DM | http://www.toronto.ca/TWONTO#air_damper
72612 | THR-ACC-DM-0120 | Damper, Intake, Air Handling Unit AHU-0120, Headhouse Roof | THR-ACC-AHU-0120 | Air Handling Unit, Headhouse Screen Area Air Supply, Headhouse Roof | Damper/Louver | HVAC |  | DM | http://www.toronto.ca/TWONTO#air_damper
72613 | THR-ACC-DM-0121 | Damper, Discharge, Air Handling Unit AHU-0120, Headhouse Roof | THR-ACC-AHU-0120 | Air Handling Unit, Headhouse Screen Area Air Supply, Headhouse Roof | Damper/Louver | HVAC |  | DM | http://www.toronto.ca/TWONTO#air_damper
72614 | THR-ACC-DM-0130 | Damper, Intake, Air Handling Unit AHU-0130, Headhouse Roof | THR-ACC-AHU-0130 | Air Handling Unit, Headhouse Screen Area Air Supply, Headhouse Roof | Damper/Louver | HVAC |  | DM | http://www.toronto.ca/TWONTO#air_damper
72615 | THR-ACC-DM-0140 | Damper, Intake, Air Handling Unit AHU-0140, Headhouse Loading Bay Roof | THR-ACC-AHU-0140 | Air Handling Unit, Headhouse Loading Bay Air Supply, Headhouse Roof | Damper/Louver | HVAC |  | DM | http://www.toronto.ca/TWONTO#air_damper
72616 | THR-ACC-DM-0150 | Damper, Intake, Air Handling Unit AHU-0150, Headhouse Loading Bay Roof | THR-ACC-AHU-0150 | Air Handling Unit, Headhouse Loading Bay Air Supply, Headhouse Roof | Damper/Louver | HVAC |  | DM | http://www.toronto.ca/TWONTO#air_damper
72617 | THR-ACC-DM-0200 | Damper, Intake, Air Handling Unit AHU-0200, North Grit South Fan Room | THR-ACC-AC-0200 | Air Conditioner, New Electrical Room, North Grit Building | Damper/Louver | HVAC |  | DM | http://www.toronto.ca/TWONTO#air_damper
72618 | THR-ACC-DM-0201A | Damper, Discharge, Air Handling Unit AHU-0200, North Grit South Fan Room | THR-ACC-AC-0200 | Air Conditioner, New Electrical Room, North Grit Building | Damper/Louver | HVAC |  | DM | http://www.toronto.ca/TWONTO#air_damper
72619 | THR-ACC-DM-0242 | Damper, Intake, Exhaust Fan FN-0222,North Grit | THR-ACC-FN-0222 | Fan, Centrifugal, Exhaust Air, North Grit Roof | Damper/Louver | HVAC |  | DM | http://www.toronto.ca/TWONTO#air_damper
72620 | THR-ACC-DM-0243 | Damper, Intake, Exhaust Fan FN-0222,North Grit | THR-ACC-FN-0222 | Fan, Centrifugal, Exhaust Air, North Grit Roof | Damper/Louver | HVAC |  | DM | http://www.toronto.ca/TWONTO#air_damper
72621 | THR-ACC-DM-0270 | Damper, Turbo Blower Room, North Grit | THR-ACC-GRIT | Heating, Ventilation and Air Conditioning, Grit Building | Damper/Louver | HVAC |  | DM | http://www.toronto.ca/TWONTO#air_damper
72626 | THR-ACC-DM-1009 | Louver,Kiosk, Bridge 0902, Primary Tank#9 | THR-ACC-AC-1009 | Air Conditioner, Bridge Kiosk Primary Tank#9 | Damper/Louver | HVAC |  | DM | http://www.toronto.ca/TWONTO#air_damper
72627 | THR-ACC-DM-1010 | Louver,Kiosk, Bridge 1002, Primary Tank#10 | THR-ACC-AC-1010 | Air Conditioner, Bridge Kiosk Primary Tank10 | Damper/Louver | HVAC |  | DM | http://www.toronto.ca/TWONTO#air_damper
72632 | THR-ACC-DM-1243 | Motorized Damper, Intake, Turbo Blower Room, North Grit | THR-ACC-GRIT | Heating, Ventilation and Air Conditioning, Grit Building | Damper/Louver | HVAC |  | DM | http://www.toronto.ca/TWONTO#air_damper
72657 | THR-ACC-DM-4800 | Damper, Intake, N Wall, Electrical Room, West Substation | THR-ACC-FN-4800 | Fan, Inline Centrifugal, Exhaust, S Wall, Electrical Room, West Substation | Damper/Louver | HVAC |  | DM | http://www.toronto.ca/TWONTO#air_damper
72658 | THR-ACC-DM-4801 | Damper, Discharge, S Wall, Electrical Room, West Substation | THR-ACC-FN-4801 | Fan, Inline Centrifugal, Exhaust, SE Wall, Control Room, West Substation | Damper/Louver | HVAC |  | DM | http://www.toronto.ca/TWONTO#air_damper
72677 | THR-ACC-EMB | Air Conditioning, AHU, HVAC, East Maintenance Building | THR-ACC-WA3 | Air Conditioning, Boiler, Fans & AHU | H.V.A.C.,Air Conditioner | HVAC |  |  | http://www.toronto.ca/TWONTO#collection_of_assets
72678 | THR-ACC-EMB | Air Conditioning, AHU, HVAC, East Maintenance Building | THR-ACC-WA4 | Air Conditioning, AHU, HVAC,Work Area4 | H.V.A.C.,Air Conditioner | HVAC |  |  | http://www.toronto.ca/TWONTO#collection_of_assets
72679 | THR-ACC-EMB | Air Conditioning, AHU, HVAC, East Maintenance Building | THR-FT | Final Tank | H.V.A.C.,Air Conditioner | HVAC |  |  | http://www.toronto.ca/TWONTO#collection_of_assets
72680 | THR-ACC-EPS | Air Conditioning, HVAC, EPS | THR-ACC-HVAC | Air Conditioning, Heating, Ventilation & Air Conditioning | H.V.A.C.,Air Conditioner | HVAC |  |  | http://www.toronto.ca/TWONTO#collection_of_assets
72681 | THR-ACC-EPS | Air Conditioning, HVAC, EPS | THR-ACC-WA3 | Air Conditioning, Boiler, Fans & AHU | H.V.A.C.,Air Conditioner | HVAC |  |  | http://www.toronto.ca/TWONTO#collection_of_assets
72682 | THR-ACC-EPS | Air Conditioning, HVAC, EPS | THR-ACC-WA4 | Air Conditioning, AHU, HVAC,Work Area4 | H.V.A.C.,Air Conditioner | HVAC |  |  | http://www.toronto.ca/TWONTO#collection_of_assets
72683 | THR-ACC-EPS | Air Conditioning, HVAC, EPS | THR-EPS | Effluent Pumping Station | H.V.A.C.,Air Conditioner | HVAC |  |  | http://www.toronto.ca/TWONTO#collection_of_assets
72684 | THR-ACC-ER | Air Conditioning, AHU, HVAC, Engine Room | THR-ACC-HVAC | Air Conditioning, Heating, Ventilation & Air Conditioning | H.V.A.C.,Air Conditioner | HVAC |  |  | http://www.toronto.ca/TWONTO#collection_of_assets
72724 | THR-ACC-ER | Air Conditioning, AHU, HVAC, Engine Room | THR-ACC-WA3 | Air Conditioning, Boiler, Fans & AHU | H.V.A.C.,Air Conditioner | HVAC |  |  | http://www.toronto.ca/TWONTO#collection_of_assets
72725 | THR-ACC-EV-0003 | Air Conditioning, Cooling & Fan Unit, Electrical Room,Plant Water Bldg | THR-ACC-CU-0003 | Air Conditioning,Condensing unit,Electrical Room, Outdoor,Plant Water Bldg | H.V.A.C.,Air Conditioner | HVAC |  | EV | http://www.toronto.ca/TWONTO#air_condition
72726 | THR-ACC-EV-3602 | Evaporator,2,Cooling,Electrical Room,East Workshop | THR-ACC-CU-3602 | Air Conditioning, Condensing Unit, East Maintenance Building | H.V.A.C.,Air Conditioner | HVAC |  | EV | http://www.toronto.ca/TWONTO#AC_evaporator_unit
72870 | THR-ACC-FN-4800 | Fan, Inline Centrifugal, Exhaust, S Wall, Electrical Room, West Substation | THR-ACC-FN | Air Conditoning, Fans, Gallery Ventilation, Supply and Exhaust | Fan,Centrifugal | HVAC |  | FN | http://www.toronto.ca/TWONTO#blower_or_fan_with_drive
72874 | THR-ACC-FPW | Air Conditioning, HVAC, Filtered Plant Water Building | THR-ACC-WA3 | Air Conditioning, Boiler, Fans & AHU | H.V.A.C.,Air Conditioner | HVAC |  |  | http://www.toronto.ca/TWONTO#collection_of_assets
72875 | THR-ACC-FPW | Air Conditioning, HVAC, Filtered Plant Water Building | THR-EPS | Effluent Pumping Station | H.V.A.C.,Air Conditioner | HVAC |  |  | http://www.toronto.ca/TWONTO#collection_of_assets
72876 | THR-ACC-FPW | Air Conditioning, HVAC, Filtered Plant Water Building | THR-PRS | Phosphorous Removal System | H.V.A.C.,Air Conditioner | HVAC |  |  | http://www.toronto.ca/TWONTO#collection_of_assets
72912 | THR-ACC-FT | Air Conditioning, Fans, Exhaust, Final Tanks & Galleries | THR-ACC-WA4 | Air Conditioning, AHU, HVAC,Work Area4 | H.V.A.C.,Air Conditioner | HVAC |  |  | http://www.toronto.ca/TWONTO#collection_of_assets
72913 | THR-ACC-FT | Air Conditioning, Fans, Exhaust, Final Tanks & Galleries | THR-PRS | Phosphorous Removal System | H.V.A.C.,Air Conditioner | HVAC |  |  | http://www.toronto.ca/TWONTO#collection_of_assets
72917 | THR-ACC-GCB | Air Conditioning, HVAC, Gas Compressor Building | THR-ACC-WA3 | Air Conditioning, Boiler, Fans & AHU | H.V.A.C.,Air Conditioner | HVAC |  |  | http://www.toronto.ca/TWONTO#collection_of_assets
72918 | THR-ACC-GRIT | Heating, Ventilation and Air Conditioning, Grit Building | THR-ACC-HVAC | Air Conditioning, Heating, Ventilation & Air Conditioning |  | HVAC |  |  | http://www.toronto.ca/TWONTO#collection_of_assets
72919 | THR-ACC-GRIT | Heating, Ventilation and Air Conditioning, Grit Building | THR-OCS-NEW | Odour Control, Biofilter |  | HVAC |  |  | http://www.toronto.ca/TWONTO#collection_of_assets
72923 | THR-ACC-HCP2 | Heating and Cooling Pumps, WA2 | THR-ACC-AHU | Air Conditioning, Air Handling Unit, Gallery Ventilation | Analyzer,ORP | HVAC |  |  | http://www.toronto.ca/TWONTO#collection_of_assets
72924 | THR-ACC-HCP2 | Heating and Cooling Pumps, WA2 | THR-OCS-NEW | Odour Control, Biofilter | Analyzer,ORP | HVAC |  |  | http://www.toronto.ca/TWONTO#collection_of_assets
72925 | THR-ACC-HCP4 | Heating and Cooling Pumps, HVAC,WA4 | THR-ACC-WA4 | Air Conditioning, AHU, HVAC,Work Area4 | Analyzer,ORP | HVAC |  |  | http://www.toronto.ca/TWONTO#collection_of_assets
72926 | THR-ACC-HCP4 | Heating and Cooling Pumps, HVAC,WA4 | THR-DCL | Dechlorination | Analyzer,ORP | HVAC |  |  | http://www.toronto.ca/TWONTO#collection_of_assets
72944 | THR-ACC-HH | Heating, Ventilation and Air Conditioning, Head House | THR-ACC-HVAC | Air Conditioning, Heating, Ventilation & Air Conditioning |  | HVAC |  |  | http://www.toronto.ca/TWONTO#collection_of_assets
72945 | THR-ACC-HH | Heating, Ventilation and Air Conditioning, Head House | THR-PLT | Preliminary Treatment |  | HVAC |  |  | http://www.toronto.ca/TWONTO#collection_of_assets
72948 | THR-ACC-HPBB | Air Conditioning, HVAC,Fans, High Pressure Blower Building | THR-ACC-WA3 | Air Conditioning, Boiler, Fans & AHU | H.V.A.C.,Air Conditioner | HVAC |  |  | http://www.toronto.ca/TWONTO#collection_of_assets
73130 | THR-ACC-NR-610 | Air Handling Unit, Engine Room Workshop | THR-ACC-ADM | Air Conditioning, HVAC, Admin Building | H.V.A.C.,Heater,Unit | HVAC |  | NR | http://www.toronto.ca/TWONTO#air_handler_unit
73131 | THR-ACC-NR-640 | HVAC Unit & Fan, West Maintenance Shop | THR-ACC-ADM | Air Conditioning, HVAC, Admin Building | H.V.A.C.,Heater,Unit | HVAC |  | NR | http://www.toronto.ca/TWONTO#heater
73132 | THR-ACC-NR-649 | HVAC Unit & Fan, Maintenance Planner Office | THR-ACC-HVAC | Air Conditioning, Heating, Ventilation & Air Conditioning | H.V.A.C.,Heater,Unit | HVAC |  | NR | http://www.toronto.ca/TWONTO#heater
73133 | THR-ACC-NR-654 | HVAC Unit & Fan, Kenis Cairo Office | THR-ACC-ADM | Air Conditioning, HVAC, Admin Building | H.V.A.C.,Heater,Unit | HVAC |  | NR | http://www.toronto.ca/TWONTO#heater
73134 | THR-ACC-NR-655 | HVAC Unit & Fan, Ground Floor, Machine Shop SW Ceiling | THR-ACC-ADM | Air Conditioning, HVAC, Admin Building | H.V.A.C.,Heater,Unit | HVAC |  | NR | http://www.toronto.ca/TWONTO#heater
73135 | THR-ACC-NR-656 | HVAC Unit & Fan, Ground Floor, Machine Shop SE Ceiling | THR-ACC-ADM | Air Conditioning, HVAC, Admin Building | H.V.A.C.,Heater,Unit | HVAC |  | NR | http://www.toronto.ca/TWONTO#heater
73136 | THR-ACC-NR-659 | HVAC Unit & Fan, Women Washroom | THR-ACC-ADM | Air Conditioning, HVAC, Admin Building | H.V.A.C.,Heater,Unit | HVAC |  | NR | http://www.toronto.ca/TWONTO#heater
73137 | THR-ACC-NR-663 | HVAC Unit & Fan, Ground Floor, Admin Stairs S to 2nd Floor | THR-ACC-ADM | Air Conditioning, HVAC, Admin Building | H.V.A.C.,Heater,Unit | HVAC |  | NR | http://www.toronto.ca/TWONTO#heater
73138 | THR-ACC-NR-666 | HVAC Unit & Fan, Admin Lunch Room | THR-ACC-ADM | Air Conditioning, HVAC, Admin Building | H.V.A.C.,Heater,Unit | HVAC |  | NR | http://www.toronto.ca/TWONTO#heater
73139 | THR-ACC-NR-667 | HVAC Unit & Fan, Admin Lunch Room | THR-ACC-ADM | Air Conditioning, HVAC, Admin Building | H.V.A.C.,Heater,Unit | HVAC |  | NR | http://www.toronto.ca/TWONTO#heater
73140 | THR-ACC-NR-670 | HVAC Unit & Fan, Across Admin Lunch Room | THR-ACC-WA3 | Air Conditioning, Boiler, Fans & AHU | H.V.A.C.,Heater,Unit | HVAC |  | NR | http://www.toronto.ca/TWONTO#heater
73141 | THR-ACC-NR-672 | HVAC Unit & Fan, Main Floor Hallway | THR-ACC-ADM | Air Conditioning, HVAC, Admin Building | H.V.A.C.,Heater,Unit | HVAC |  | NR | http://www.toronto.ca/TWONTO#heater
73142 | THR-ACC-NR-675 | HVAC Unit & Fan, Men's Wash Room | THR-ACC-ADM | Air Conditioning, HVAC, Admin Building | H.V.A.C.,Heater,Unit | HVAC |  | NR | http://www.toronto.ca/TWONTO#heater
73143 | THR-ACC-NR-677 | HVAC Unit & Fan, Main Floor Photocopy Room | THR-ACC-ADM | Air Conditioning, HVAC, Admin Building | H.V.A.C.,Heater,Unit | HVAC |  | NR | http://www.toronto.ca/TWONTO#heater
73144 | THR-ACC-NR-678 | HVAC Unit & Fan, Main Floor V. Wilson Office | THR-ACC-ADM | Air Conditioning, HVAC, Admin Building | H.V.A.C.,Heater,Unit | HVAC |  | NR | http://www.toronto.ca/TWONTO#heater
73145 | THR-ACC-NR-683 | HVAC Unit & Fan, Main Floor Voitek Office | THR-ACC-ADM | Air Conditioning, HVAC, Admin Building | H.V.A.C.,Heater,Unit | HVAC |  | NR | http://www.toronto.ca/TWONTO#heater
73146 | THR-ACC-NR-688 | HVAC Unit & Fan, Main Floor Library | THR-ACC-ADM | Air Conditioning, HVAC, Admin Building | H.V.A.C.,Heater,Unit | HVAC |  | NR | http://www.toronto.ca/TWONTO#heater
73147 | THR-ACC-NR-691 | HVAC Unit & Fan, Main Floor Board Room | THR-ACC-ADM | Air Conditioning, HVAC, Admin Building | H.V.A.C.,Heater,Unit | HVAC |  | NR | http://www.toronto.ca/TWONTO#heater
73148 | THR-ACC-NR-693 | HVAC Unit & Fan, Main Floor Near Board Room | THR-ACC-ADM | Air Conditioning, HVAC, Admin Building | H.V.A.C.,Heater,Unit | HVAC |  | NR | http://www.toronto.ca/TWONTO#heater
73149 | THR-ACC-NR-695 | HVAC Unit & Fan, Main Lobby Reception | THR-ACC-ADM | Air Conditioning, HVAC, Admin Building | H.V.A.C.,Heater,Unit | HVAC |  | NR | http://www.toronto.ca/TWONTO#heater
73150 | THR-ACC-NR-696 | HVAC Unit & Fan, Main Lobby Ceiling, Above Main Door | THR-ACC-ADM | Air Conditioning, HVAC, Admin Building | H.V.A.C.,Heater,Unit | HVAC |  | NR | http://www.toronto.ca/TWONTO#heater
73151 | THR-ACC-NR-697 | HVAC Unit & Fan, Main Floor Stairs E to 2nd Floor | THR-ACC-ADM | Air Conditioning, HVAC, Admin Building | H.V.A.C.,Heater,Unit | HVAC |  | NR | http://www.toronto.ca/TWONTO#heater
73152 | THR-ACC-NR-701 | HVAC Unit & Fan, Electrical Shop Office | THR-ACC-ADM | Air Conditioning, HVAC, Admin Building | H.V.A.C.,Heater,Unit | HVAC |  | NR | http://www.toronto.ca/TWONTO#heater
73153 | THR-ACC-NR-702 | HVAC Unit & Fan, Electrical Shop Office | THR-ACC-ADM | Air Conditioning, HVAC, Admin Building | H.V.A.C.,Heater,Unit | HVAC |  | NR | http://www.toronto.ca/TWONTO#heater
73154 | THR-ACC-NR-705 | HVAC Unit & Fan, Electrical Shop | THR-ACC-ADM | Air Conditioning, HVAC, Admin Building | H.V.A.C.,Heater,Unit | HVAC |  | NR | http://www.toronto.ca/TWONTO#heater
73155 | THR-ACC-NR-706 | HVAC Unit & Fan, Electrical Shop | THR-ACC-ADM | Air Conditioning, HVAC, Admin Building | H.V.A.C.,Heater,Unit | HVAC |  | NR | http://www.toronto.ca/TWONTO#heater
73156 | THR-ACC-NR-707 | HVAC Unit & Fan, Electrical Shop | THR-ACC-ADM | Air Conditioning, HVAC, Admin Building | H.V.A.C.,Heater,Unit | HVAC |  | NR | http://www.toronto.ca/TWONTO#heater
73157 | THR-ACC-NR-708 | HVAC Unit & Fan, Electrical Shop | THR-ACC-ADM | Air Conditioning, HVAC, Admin Building | H.V.A.C.,Heater,Unit | HVAC |  | NR | http://www.toronto.ca/TWONTO#heater
73158 | THR-ACC-NR-710 | HVAC Unit & Fan, Instrument Shop | THR-ACC-ADM | Air Conditioning, HVAC, Admin Building | H.V.A.C.,Heater,Unit | HVAC |  | NR | http://www.toronto.ca/TWONTO#heater
73159 | THR-ACC-NR-711 | HVAC Unit & Fan, Instrument Shop | THR-ACC-ADM | Air Conditioning, HVAC, Admin Building | H.V.A.C.,Heater,Unit | HVAC |  | NR | http://www.toronto.ca/TWONTO#heater
73160 | THR-ACC-NR-719 | HVAC Unit & Fan, Men's Wash Room Corridor | THR-ACC-ADM | Air Conditioning, HVAC, Admin Building | H.V.A.C.,Heater,Unit | HVAC |  | NR | http://www.toronto.ca/TWONTO#heater
73161 | THR-ACC-NR-720 | HVAC Unit & Fan, Men's Wash Room Corridor | THR-ACC-ADM | Air Conditioning, HVAC, Admin Building | H.V.A.C.,Heater,Unit | HVAC |  | NR | http://www.toronto.ca/TWONTO#heater
73162 | THR-ACC-NR-721 | HVAC Unit & Fan, Control Room Corridor | THR-ACC-HVAC | Air Conditioning, Heating, Ventilation & Air Conditioning | H.V.A.C.,Heater,Unit | HVAC |  | NR | http://www.toronto.ca/TWONTO#heater
73163 | THR-ACC-NR-727 | HVAC Unit & Fan, Lunch Room | THR-ACC-ADM | Air Conditioning, HVAC, Admin Building | H.V.A.C.,Heater,Unit | HVAC |  | NR | http://www.toronto.ca/TWONTO#heater
73164 | THR-ACC-NR-728 | HVAC Unit & Fan, Lunch Room | THR-ACC-ADM | Air Conditioning, HVAC, Admin Building | H.V.A.C.,Heater,Unit | HVAC |  | NR | http://www.toronto.ca/TWONTO#heater
73165 | THR-ACC-NR-730 | HVAC Unit & Fan, Lunch Room | THR-ACC-ADM | Air Conditioning, HVAC, Admin Building | H.V.A.C.,Heater,Unit | HVAC |  | NR | http://www.toronto.ca/TWONTO#heater
73166 | THR-ACC-NR-731 | HVAC Unit & Fan, 2nd Floor South End Stairs | THR-ACC-ADM | Air Conditioning, HVAC, Admin Building | H.V.A.C.,Heater,Unit | HVAC |  | NR | http://www.toronto.ca/TWONTO#heater
73167 | THR-ACC-NR-737 | HVAC Unit & Fan, 2nd Floor East Wall | THR-ACC-ADM | Air Conditioning, HVAC, Admin Building | H.V.A.C.,Heater,Unit | HVAC |  | NR | http://www.toronto.ca/TWONTO#heater
73168 | THR-ACC-NR-739 | HVAC Unit & Fan, Lab. East Wall | THR-ACC-ADM | Air Conditioning, HVAC, Admin Building | H.V.A.C.,Heater,Unit | HVAC |  | NR | http://www.toronto.ca/TWONTO#heater
73169 | THR-ACC-NR-740 | HVAC Unit & Fan, Lab. East Wall | THR-ACC-ADM | Air Conditioning, HVAC, Admin Building | H.V.A.C.,Heater,Unit | HVAC |  | NR | http://www.toronto.ca/TWONTO#heater
73170 | THR-ACC-NR-784 | HVAC, Heater, Baseboard,Chlorine Bldg | THR-ACC-DIS | Air Conditioning, HVAC, Chlorine Building | H.V.A.C.,Heater,Unit | HVAC |  | NR | http://www.toronto.ca/TWONTO#heater
73171 | THR-ACC-NR-785 | HVAC, Heater Unit and Fan, Dechlorination Bldg | THR-ACC-DIS | Air Conditioning, HVAC, Chlorine Building | H.V.A.C.,Heater,Unit | HVAC |  | NR | http://www.toronto.ca/TWONTO#heater
73172 | THR-ACC-NR-787 | HVAC, Heater Unit & Fan, Dechlorination Bldg | THR-ACC-DIS | Air Conditioning, HVAC, Chlorine Building | H.V.A.C.,Heater,Unit | HVAC |  | NR | http://www.toronto.ca/TWONTO#heater
73173 | THR-ACC-NR-789 | HVAC, Heater Unit & Fan,Chlorine Bldg | THR-ACC-DIS | Air Conditioning, HVAC, Chlorine Building | H.V.A.C.,Heater,Unit | HVAC |  | NR | http://www.toronto.ca/TWONTO#heater
73174 | THR-ACC-NR-791 | HVAC, Heater Unit & Fan (Removed from Service) | THR-ACC-DIS | Air Conditioning, HVAC, Chlorine Building | H.V.A.C.,Heater,Unit | HVAC | 35147 | NR | http://www.toronto.ca/TWONTO#heater
73175 | THR-ACC-NR-793 | HVAC, Heater Unit & Fan,Chlorine Bldg | THR-ACC-DIS | Air Conditioning, HVAC, Chlorine Building | H.V.A.C.,Heater,Unit | HVAC |  | NR | http://www.toronto.ca/TWONTO#heater
73176 | THR-ACC-NR-794 | HVAC, Heater Unit & Fan,Chlorine Bldg | THR-ACC-DIS | Air Conditioning, HVAC, Chlorine Building | H.V.A.C.,Heater,Unit | HVAC |  | NR | http://www.toronto.ca/TWONTO#heater
73177 | THR-ACC-NR-795 | HVAC, Heater Unit & Fan,Chlorine Bldg | THR-ACC-DIS | Air Conditioning, HVAC, Chlorine Building | H.V.A.C.,Heater,Unit | HVAC |  | NR | http://www.toronto.ca/TWONTO#heater
73178 | THR-ACC-NR-796 | HVAC, Heater Unit & Fan,Chlorine Bldg | THR-ACC-DIS | Air Conditioning, HVAC, Chlorine Building | H.V.A.C.,Heater,Unit | HVAC |  | NR | http://www.toronto.ca/TWONTO#heater
73189 | THR-ACC-NU-561 | Fan and Heating Coil Unit, Electric, Odour Control Bldg. Gallery | THR-ACC-OCS | Air Conditioning, HVAC, Odour Control Bldg. | Fan | HVAC |  | NU | http://www.toronto.ca/TWONTO#heater
73192 | THR-ACC-NU-567 | Ducted Heater Unit, Electric, Odour Control Bldg. Gallery | THR-ACC-OCS | Air Conditioning, HVAC, Odour Control Bldg. | Fan | HVAC |  | NU | http://www.toronto.ca/TWONTO#heater
73270 | THR-ACC-NX-645 | HVAC, Heating and Air Conditioing Unit, Consultant Bldg. | THR-ACC-ER | Air Conditioning, AHU, HVAC, Engine Room | H.V.A.C. | HVAC |  | NX | http://www.toronto.ca/TWONTO#air_condition
73271 | THR-ACC-NX-645 | HVAC, Heating and Air Conditioing Unit, Consultant Bldg. | THR-HVAC-CB | Heating, Ventilation and Air Conditioning, Consultant Building | H.V.A.C. | HVAC |  | NX | http://www.toronto.ca/TWONTO#air_condition
73272 | THR-ACC-NX-651 | A/C Unit, Instrument Shop, Admin Bldg. Roof | THR-ACC-ADM | Air Conditioning, HVAC, Admin Building | H.V.A.C.,Air Conditioner | HVAC |  | NX | http://www.toronto.ca/TWONTO#air_condition
73290 | THR-ACC-NX-716 | Heating and Cooling Unit for Training Room | THR-ACC-ADM | Air Conditioning, HVAC, Admin Building | H.V.A.C. | HVAC |  | NX | http://www.toronto.ca/TWONTO#air_condition
73308 | THR-ACC-NX-743S | HVAC, Air Conditioning Unit, Centralized AC,Chlorine Bldg | THR-ACC-DIS | Air Conditioning, HVAC, Chlorine Building | H.V.A.C.,Air Conditioner | HVAC | 40231 | NX | http://www.toronto.ca/TWONTO#air_condition
73309 | THR-ACC-NX-745 | HVAC, Air Conditioning Unit,,Chlorine Bldg,Roof | THR-ACC-DIS | Air Conditioning, HVAC, Chlorine Building | H.V.A.C.,Air Conditioner | HVAC |  | NX | http://www.toronto.ca/TWONTO#air_condition
73365 | THR-ACC-NX-793 | Air Handling Unit, Chlorine Bldg. | THR-ACC-DIS | Air Conditioning, HVAC, Chlorine Building | Air Handling Unit | HVAC |  | NX | http://www.toronto.ca/TWONTO#air_handler_unit
73377 | THR-ACC-OCS | Air Conditioning, HVAC, Odour Control Bldg. | THR-ACC-HVAC | Air Conditioning, Heating, Ventilation & Air Conditioning | H.V.A.C.,Air Conditioner | HVAC |  |  | http://www.toronto.ca/TWONTO#collection_of_assets
73378 | THR-ACC-OCS | Air Conditioning, HVAC, Odour Control Bldg. | THR-ACC-WA1 | Air Conditioning, AHU, HVAC,Work Area1 | H.V.A.C.,Air Conditioner | HVAC |  |  | http://www.toronto.ca/TWONTO#collection_of_assets
73379 | THR-ACC-OCS | Air Conditioning, HVAC, Odour Control Bldg. | THR-OCS | Odour Control System | H.V.A.C.,Air Conditioner | HVAC |  |  | http://www.toronto.ca/TWONTO#collection_of_assets
73536 | THR-ACC-PRM | Heating, Ventilation and Air Conditioning, Primaries | THR-ACC-WA3 | Air Conditioning, Boiler, Fans & AHU |  | HVAC |  |  | http://www.toronto.ca/TWONTO#collection_of_assets
73537 | THR-ACC-PRM | Heating, Ventilation and Air Conditioning, Primaries | THR-PRM | Primary Treatment |  | HVAC |  |  | http://www.toronto.ca/TWONTO#collection_of_assets
73538 | THR-ACC-PRS | Heating, Ventilation and Air Conditioning, Ferrous Chloride Building | THR-ACC-HVAC | Air Conditioning, Heating, Ventilation & Air Conditioning |  | HVAC |  |  | http://www.toronto.ca/TWONTO#collection_of_assets
73539 | THR-ACC-PRS | Heating, Ventilation and Air Conditioning, Ferrous Chloride Building | THR-ACC-WA3 | Air Conditioning, Boiler, Fans & AHU |  | HVAC |  |  | http://www.toronto.ca/TWONTO#collection_of_assets
73579 | THR-ACC-RSPS | Air Conditioning, AHU, HVAC, Exhaust Fans,RSPS | THR-ACC-WA3 | Air Conditioning, Boiler, Fans & AHU | H.V.A.C.,Air Conditioner | HVAC |  |  | http://www.toronto.ca/TWONTO#collection_of_assets
73622 | THR-ACC-T&G | Air Conditioning, AHU, HVAC, Tunnels & Galleries | THR-ACC-WA4 | Air Conditioning, AHU, HVAC,Work Area4 | H.V.A.C.,Air Conditioner | HVAC |  |  | http://www.toronto.ca/TWONTO#collection_of_assets
73623 | THR-ACC-T&G | Air Conditioning, AHU, HVAC, Tunnels & Galleries | THR-FT | Final Tank | H.V.A.C.,Air Conditioner | HVAC |  |  | http://www.toronto.ca/TWONTO#collection_of_assets
73656 | THR-ACC-THK | Air Conditioning, AHU, HVAC, STB | THR-ACC-WA3 | Air Conditioning, Boiler, Fans & AHU | H.V.A.C.,Air Conditioner | HVAC |  |  | http://www.toronto.ca/TWONTO#collection_of_assets
73657 | THR-ACC-THK | Air Conditioning, AHU, HVAC, STB | THR-THK | Sludge Thickening | H.V.A.C.,Air Conditioner | HVAC |  |  | http://www.toronto.ca/TWONTO#collection_of_assets
73832 | THR-ACC-TSL-4802 | Switch, Temperature, HTR-4802, S Wall, Control Room, West Substation | THR-ACC-HTR-4802 | Heater, Cabinet Convection, Electric, S Wall, Control Room, West Substation | Switch,Temperature-Low | HVAC |  | TSL | http://www.toronto.ca/TWONTO#temperature_switch
77678 | THR-DIS-FN-0200 | Fan, Washroom, Disinfection Building | THR-DIS | Disinfection | Fan | HVAC |  | FN | http://www.toronto.ca/TWONTO#blower_or_fan_with_drive
81320 | THR-HVAC-CB | Heating, Ventilation and Air Conditioning, Consultant Building | THR-ACC-HVAC | Air Conditioning, Heating, Ventilation & Air Conditioning |  | HVAC |  |  | http://www.toronto.ca/TWONTO#collection_of_assets
81321 | THR-HVAC-WS | Heating, Ventilation and Air Conditioning, West Substation | THR-ACC-HVAC | Air Conditioning, Heating, Ventilation & Air Conditioning |  | HVAC |  |  | http://www.toronto.ca/TWONTO#collection_of_assets
81812 | THR-OCS-DM-0061 | Damper, Butterfly, Suction, Fan 0060, Carbon System | THR-OCS-FN-0060 | Fan, Centrifugal, Odourous Air, Carbon System | Damper/Louver | HVAC |  | DM | http://www.toronto.ca/TWONTO#air_damper
81813 | THR-OCS-DM-0071 | Damper, Butterfly, Suction, Fan 0070, Carbon System | THR-OCS-FN-0070 | Fan, Centrifugal, Odourous Air, Carbon System | Damper/Louver | HVAC |  | DM | http://www.toronto.ca/TWONTO#air_damper
81814 | THR-OCS-DM-0072 | Damper, Butterfly, Discharge, Fan 0070, Carbon System - Omitted | THR-OCS-FN-0070 | Fan, Centrifugal, Odourous Air, Carbon System | Damper/Louver | HVAC |  | DM | http://www.toronto.ca/TWONTO#air_damper
81815 | THR-OCS-DM-2217 | Damper, Butterfly, Suction, Fan 2210, North Biofilter | THR-OCS-FN-2210 | Fan, Centrifugal, Odourous Air, North Biofilter | Damper/Louver | HVAC |  | DM | http://www.toronto.ca/TWONTO#air_damper
81816 | THR-OCS-DM-2218 | Damper, Butterfly, Discharge, Fan 2210, North Biofilter | THR-OCS-FN-2210 | Fan, Centrifugal, Odourous Air, North Biofilter | Damper/Louver | HVAC |  | DM | http://www.toronto.ca/TWONTO#air_damper
81817 | THR-OCS-DM-2228 | Damper, Butterfly, Discharge, Fan 2220, North Biofilter | THR-OCS-FN-2220 | Fan, Centrifugal, Odourous Air, North Biofilter | Damper/Louver | HVAC |  | DM | http://www.toronto.ca/TWONTO#air_damper
85628 | TNT-ACC-AC-2002A | Air Conditioner | TNT-ACC-AC | HVAC- Air conditioner and cooling units | H.V.A.C.,Air Conditioner | HVAC |  | AC | http://www.toronto.ca/TWONTO#air_condition
85629 | TNT-ACC-AC-2004A | Air Conditioner | TNT-ACC-AC | HVAC- Air conditioner and cooling units | H.V.A.C.,Air Conditioner | HVAC |  | AC | http://www.toronto.ca/TWONTO#air_condition
85630 | TNT-ACC-AC-2005A | Air Conditioner | TNT-ACC-AC | HVAC- Air conditioner and cooling units | H.V.A.C.,Air Conditioner | HVAC |  | AC | http://www.toronto.ca/TWONTO#air_condition
85631 | TNT-ACC-AC-2008A | Air Conditioner | TNT-ACC-AC | HVAC- Air conditioner and cooling units | H.V.A.C.,Air Conditioner | HVAC |  | AC | http://www.toronto.ca/TWONTO#air_condition
85632 | TNT-ACC-AC-2010A | Air Conditioner | TNT-ACC-AC | HVAC- Air conditioner and cooling units | H.V.A.C.,Air Conditioner | HVAC |  | AC | http://www.toronto.ca/TWONTO#air_condition
85633 | TNT-ACC-AHU-1601 | Air handling unit | TNT-ACC-AHU | HVAC- AHUs and Fans | Air Handling Unit | HVAC |  | AHU | http://www.toronto.ca/TWONTO#air_handler_unit
85636 | TNT-ACC-CU-2002B | Air Conditioner, outdoor condensor | TNT-ACC-AC | HVAC- Air conditioner and cooling units | H.V.A.C.,Chiller | HVAC |  | CU | http://www.toronto.ca/TWONTO#AC_condenser_unit
85637 | TNT-ACC-CU-2003B | Air Conditioner, outdoor condensor | TNT-ACC-AC | HVAC- Air conditioner and cooling units | H.V.A.C.,Chiller | HVAC |  | CU | http://www.toronto.ca/TWONTO#AC_condenser_unit
85638 | TNT-ACC-CU-2004B | Air Conditioner, outdoor condensor | TNT-ACC-AC | HVAC- Air conditioner and cooling units | H.V.A.C.,Chiller | HVAC |  | CU | http://www.toronto.ca/TWONTO#AC_condenser_unit
85639 | TNT-ACC-CU-2005B | Air Conditioner, outdoor condensor | TNT-ACC-AC | HVAC- Air conditioner and cooling units | H.V.A.C.,Chiller | HVAC |  | CU | http://www.toronto.ca/TWONTO#AC_condenser_unit
85640 | TNT-ACC-CU-2008B | Air Conditioner, outdoor condensor | TNT-ACC-AC | HVAC- Air conditioner and cooling units | H.V.A.C.,Chiller | HVAC |  | CU | http://www.toronto.ca/TWONTO#AC_condenser_unit
90311 | WTR-PDS-AC-0001 | Air Conditioner, Dorset PS | WTR-PDS-ACC | Air Conditioning, Heating and Ventilation |  | HVAC |  | AC | http://www.toronto.ca/TWONTO#air_condition
90596 | WTR-PEL-CU-1092 | Condensing Unit, FN-1092, AHU-1001, Economizer, Generator Building, Roof | WTR-PEL-AHU-1001 | Air Handling Unit, Generator Building, Roof | H.V.A.C.,Air Conditioner | HVAC |  | CU | http://www.toronto.ca/TWONTO#AC_condenser_unit
91602 | WTR-PJO-ACC | Air Conditioning, Heating and Ventilation | WTR-PJO | Wm. H. Johnston Pumping Station |  | HVAC |  |  | http://www.toronto.ca/TWONTO#collection_of_assets
92546 | FIS-ACC-AC-3001 | Air Conditioner, Settling Basins 9 & 11, Access Building, PLC Room, N/E Corner | FIS-RMF-PLCRM | FIS RMF PLC Room | H.V.A.C.,Air Conditioner | HVAC |  | AC | http://www.toronto.ca/TWONTO#air_condition
92547 | FIS-ACC-AC-4500 | Air Conditioner, Workshop Building, Outside, South | FIS-HVAC | Climate Control | Air Handling Unit | HVAC |  | AC | http://www.toronto.ca/TWONTO#air_condition
92549 | FIS-ACC-AHU-0101 | Air Handling Unit, Raw Water Building, S/W Unit | FIS-SUSPENDED | Obsolete Entities/Processes | Air Handling Unit | HVAC |  | AHU | http://www.toronto.ca/TWONTO#air_handler_unit
92550 | FIS-ACC-AHU-0401 | Air Handling Unit, Filter Complex, Basement Floor, Pump Room, North Unit | FIS-SUSPENDED | Obsolete Entities/Processes | Air Handling Unit | HVAC | 46012 | AHU | http://www.toronto.ca/TWONTO#air_handler_unit
92551 | FIS-ACC-AHU-0501 | Air Handling Unit, Filter Complex, Basement | FIS-HVAC | Climate Control | Air Handling Unit | HVAC |  | AHU | http://www.toronto.ca/TWONTO#air_handler_unit
92552 | FIS-ACC-AHU-4001 | Air Handling Unit, Marine Yard Ventilation, Mechanical/Electrical Room | FIS-MARINE-M/ERM | Mechanical/ Electrical Room, Marine Yard Building | Air Handling Unit | HVAC |  | AHU | http://www.toronto.ca/TWONTO#air_handler_unit
92553 | FIS-ACC-AHU-4500 | Air Handling Unit, Machine Shop Supply, North/West Side, Ground Level, Workshop Building | FIS-HVAC | Climate Control | Air Handling Unit | HVAC |  | AHU | http://www.toronto.ca/TWONTO#air_handler_unit
92565 | FIS-ACC-CP-4000 | Panel, Control, Building Automation System, Mechanical/Electrical Room | FIS-MARINE-BUILDING | FIS Marine Yard Building |  | HVAC |  | CP | http://www.toronto.ca/TWONTO#process_control_panel
92566 | FIS-ACC-CU-4001 | Condenser Unit, Marine Yard Cooling, Outside Mechanical/Electrical Room | FIS-ACC-AHU-4001 | Air Handling Unit, Marine Yard Ventilation, Mechanical/Electrical Room |  | HVAC |  | CU | http://www.toronto.ca/TWONTO#AC_condenser_unit
92639 | FIS-ACC-DM-3001 | Damper, Actuated, Air Intake to RMF Polymer Storage & Feeder Building, RMF Polymer Storage & Feeder Building, Polymer Storage Room, N/W Corner | FIS-ACC-FN-3001 | Fan, Exhaust, Polymer Storage & Feeder Building, RMF Polymer Storage & Feeder Building, Polymer Storage Room, N/W Corner,S/E Corner | Damper/Louver | HVAC |  | DM | http://www.toronto.ca/TWONTO#air_damper
92640 | FIS-ACC-DM-3002 | Damper, Actuated, Exhaust Fan FN-3001, Polymer Storage & Feeder Building, RMF Polymer Storage & Feeder Building, Polymer Storage Room, S/E Corner | FIS-ACC-FN-3001 | Fan, Exhaust, Polymer Storage & Feeder Building, RMF Polymer Storage & Feeder Building, Polymer Storage Room, N/W Corner,S/E Corner | Damper/Louver | HVAC |  | DM | http://www.toronto.ca/TWONTO#air_damper
92641 | FIS-ACC-DM-3002 | Damper, Actuated, Exhaust Fan FN-3001, Polymer Storage & Feeder Building, RMF Polymer Storage & Feeder Building, Polymer Storage Room, S/E Corner | FIS-POL-ROOM | FIS RMF Polymer Storage Room | Damper/Louver | HVAC |  | DM | http://www.toronto.ca/TWONTO#air_damper
92642 | FIS-ACC-DM-4003 | Damper, Motorized, Return Air for AHU, Mechanical/Electrical Room | FIS-ACC-AHU-4001 | Air Handling Unit, Marine Yard Ventilation, Mechanical/Electrical Room |  | HVAC |  | DM | http://www.toronto.ca/TWONTO#air_damper
92643 | FIS-ACC-DM-4004 | Damper, Motorized, Outside Air for FN-4004, Mechanical/Electrical Room | FIS-ACC-FN-4004 | Fan, Celing mounted, Marine Yard Building, Mechanical/Electrical Room |  | HVAC |  | DM | http://www.toronto.ca/TWONTO#air_damper
92644 | FIS-ACC-DM-4006 | Damper, Motorized, Outside Air, Mechanical/Electrical Room | FIS-ACC-CP-4000 | Panel, Control, Building Automation System, Mechanical/Electrical Room |  | HVAC |  | DM | http://www.toronto.ca/TWONTO#air_damper
92645 | FIS-ACC-DM-4006 | Damper, Motorized, Outside Air, Mechanical/Electrical Room | FIS-MARINE-M/ERM | Mechanical/ Electrical Room, Marine Yard Building |  | HVAC |  | DM | http://www.toronto.ca/TWONTO#air_damper
92646 | FIS-ACC-DM-4010 | Damper, Motorized, FN-4003, Mechanical/Electrical Room | FIS-ACC-FN-4003 | Fan, Celing mounted, Marine Yard Building, Mechanical/Electrical Room |  | HVAC |  | DM | http://www.toronto.ca/TWONTO#air_damper
92656 | FIS-ACC-FN-3001 | Fan, Exhaust, Polymer Storage & Feeder Building, RMF Polymer Storage & Feeder Building, Polymer Storage Room, N/W Corner,S/E Corner | FIS-POL-ROOM | FIS RMF Polymer Storage Room | Fan | HVAC |  | FN | http://www.toronto.ca/TWONTO#blower_or_fan_with_drive
92657 | FIS-ACC-FN-4001 | Fan, Celing mounted, Marine Yard Building, Mechanical/Electrical Room | FIS-ACC-MARINEYARD | HVAC Marine Yard Building |  | HVAC |  | FN | http://www.toronto.ca/TWONTO#blower_or_fan_with_drive
92658 | FIS-ACC-FN-4002 | Fan, Celing mounted, Marine Yard Building, Mechanical/Electrical Room | FIS-ACC-MARINEYARD | HVAC Marine Yard Building |  | HVAC |  | FN | http://www.toronto.ca/TWONTO#blower_or_fan_with_drive
92659 | FIS-ACC-FN-4003 | Fan, Celing mounted, Marine Yard Building, Mechanical/Electrical Room | FIS-MARINE-M/ERM | Mechanical/ Electrical Room, Marine Yard Building |  | HVAC |  | FN | http://www.toronto.ca/TWONTO#blower_or_fan_with_drive
92660 | FIS-ACC-FN-4004 | Fan, Celing mounted, Marine Yard Building, Mechanical/Electrical Room | FIS-ACC-CP-4000 | Panel, Control, Building Automation System, Mechanical/Electrical Room |  | HVAC |  | FN | http://www.toronto.ca/TWONTO#blower_or_fan_with_drive
92661 | FIS-ACC-FN-4004 | Fan, Celing mounted, Marine Yard Building, Mechanical/Electrical Room | FIS-MARINE-M/ERM | Mechanical/ Electrical Room, Marine Yard Building |  | HVAC |  | FN | http://www.toronto.ca/TWONTO#blower_or_fan_with_drive
92662 | FIS-ACC-FN-4005 | Fan, Exhaust Air, Janitor Room Exhaust, Janitor's Room | FIS-MARINE-BUILDING | FIS Marine Yard Building |  | HVAC |  | FN | http://www.toronto.ca/TWONTO#blower_or_fan_with_drive
92663 | FIS-ACC-FN-4006 | Fan, Power Venter, Marine Yard AHU, Mechanical/Electrical Room | FIS-ACC-AHU-4001 | Air Handling Unit, Marine Yard Ventilation, Mechanical/Electrical Room |  | HVAC |  | FN | http://www.toronto.ca/TWONTO#blower_or_fan_with_drive
92664 | FIS-ACC-FN-4006 | Fan, Power Venter, Marine Yard AHU, Mechanical/Electrical Room | FIS-MARINE-M/ERM | Mechanical/ Electrical Room, Marine Yard Building |  | HVAC |  | FN | http://www.toronto.ca/TWONTO#blower_or_fan_with_drive
92885 | FIS-ACC-HTR-3001 | Heater, Unit, RMF Polymer Storage & Feeder Building, Ceiling, N/W Corner | FIS-ACC-CHEMICAL BUILDING | HVAC Chemical Building | H.V.A.C.,Heater,Unit | HVAC |  | HTR | http://www.toronto.ca/TWONTO#heater
92886 | FIS-ACC-HTR-3001 | Heater, Unit, RMF Polymer Storage & Feeder Building, Ceiling, N/W Corner | FIS-POL-ROOM | FIS RMF Polymer Storage Room | H.V.A.C.,Heater,Unit | HVAC |  | HTR | http://www.toronto.ca/TWONTO#heater
92887 | FIS-ACC-HTR-3002 | Heater, Unit, RMF Polymer Storage & Feeder Building, Ceiling, S/E Corner | FIS-ACC-CHEMICAL BUILDING | HVAC Chemical Building | H.V.A.C.,Heater,Unit | HVAC |  | HTR | http://www.toronto.ca/TWONTO#heater
92888 | FIS-ACC-HTR-3002 | Heater, Unit, RMF Polymer Storage & Feeder Building, Ceiling, S/E Corner | FIS-POL-ROOM | FIS RMF Polymer Storage Room | H.V.A.C.,Heater,Unit | HVAC |  | HTR | http://www.toronto.ca/TWONTO#heater
92889 | FIS-ACC-HTR-3003 | Heater, Unit, Settling Basins 9 & 11 Access Building, S/E Corner | FIS-ACC-CHEMICAL BUILDING | HVAC Chemical Building | H.V.A.C.,Heater,Unit | HVAC |  | HTR | http://www.toronto.ca/TWONTO#heater
92890 | FIS-ACC-HTR-3003 | Heater, Unit, Settling Basins 9 & 11 Access Building, S/E Corner | FIS-RMF 9&11 ACCESS-BLDG | FIS RMF Basin 9&11 Access Building | H.V.A.C.,Heater,Unit | HVAC |  | HTR | http://www.toronto.ca/TWONTO#heater
93595 | WTR-PPD-AC-3041 | Air Conditioner, Ductless, Electrical Room | WTR-PPD-CU-3041 | Condensing Unit 1, Air Cooled, Roof | H.V.A.C.,Air Conditioner | HVAC |  | AC | http://www.toronto.ca/TWONTO#air_condition
93596 | WTR-PPD-AC-3051 | Air Conditioner, Ductless, Control Room | WTR-PPD-CU-3051 | Condensing Unit 2, Air Cooled, Roof | H.V.A.C.,Air Conditioner | HVAC |  | AC | http://www.toronto.ca/TWONTO#air_condition
93598 | WTR-PPD-AHU-1011 | Air Handling Unit, Pump Gallery | WTR-PPD-ACC | Air Conditioning, Heating and Ventilation | Air Handling Unit | HVAC |  | AHU | http://www.toronto.ca/TWONTO#air_handler_unit
93625 | WTR-PPD-CU-3041 | Condensing Unit 1, Air Cooled, Roof | WTR-PPD-ACC | Air Conditioning, Heating and Ventilation |  | HVAC |  | CU | http://www.toronto.ca/TWONTO#AC_condenser_unit
93626 | WTR-PPD-CU-3051 | Condensing Unit 2, Air Cooled, Roof | WTR-PPD-ACC | Air Conditioning, Heating and Ventilation |  | HVAC |  | CU | http://www.toronto.ca/TWONTO#AC_condenser_unit
93791 | WTR-PRH-AC-0001 | Air Conditioner, Switchgear Room | WTR-PRH-ACC | Air Conditioning, Heating and Ventilation | H.V.A.C.,Air Conditioner | HVAC |  | AC | http://www.toronto.ca/TWONTO#air_condition
93793 | WTR-PRH-AHU-0001 | Air Handling Unit, Meter Access Room, | WTR-PRH-ACC | Air Conditioning, Heating and Ventilation | Air Handling Unit,Draw Thru | HVAC |  | AHU | http://www.toronto.ca/TWONTO#air_handler_unit
93819 | WTR-PRH-CU-0002 | Air Cooled Condenser, Roof | WTR-PRH-ACC | Air Conditioning, Heating and Ventilation | H.V.A.C.,Air Conditioner | HVAC |  | CU | http://www.toronto.ca/TWONTO#AC_condenser_unit
96394 | YTF-ACC-AC-0001 | H.V.A.C., Air Conditioner, HUB Room, HVAC Dampers | YTF-ACC | HVAC Equipment | H.V.A.C.,Air Conditioner | HVAC |  | AC | http://www.toronto.ca/TWONTO#air_condition
96395 | YTF-ACC-AC-5901 | H.V.A.C., Air Conditioner, YTF-ACC-AHU-5901, HVAC Exhaust Fans and AHU's | YTF-ACC | HVAC Equipment | H.V.A.C.,Air Conditioner | HVAC |  | AC | http://www.toronto.ca/TWONTO#air_condition
96396 | YTF-ACC-AHU-4201 | Air Handling Unit, RN149, HVAC Exhaust Fans and AHU's | YTF-ACC | HVAC Equipment | Air Handling Unit | HVAC |  | AHU | http://www.toronto.ca/TWONTO#air_handler_unit
96397 | YTF-ACC-AHU-4401 | Air Handling Unit, RN156, HVAC Exhaust Fans and AHU's | YTF-ACC | HVAC Equipment | Air Handling Unit | HVAC |  | AHU | http://www.toronto.ca/TWONTO#air_handler_unit
96398 | YTF-ACC-AHU-4501 | Air Handling Unit, UPS Room, HVAC Exhaust Fans and AHU's | YTF-ACC | HVAC Equipment | Air Handling Unit | HVAC |  | AHU | http://www.toronto.ca/TWONTO#air_handler_unit
96399 | YTF-ACC-AHU-4701 | Air Handling Unit, RN142, HVAC Exhaust Fans and AHU's | YTF-ACC | HVAC Equipment | Air Handling Unit | HVAC |  | AHU | http://www.toronto.ca/TWONTO#air_handler_unit
96400 | YTF-ACC-AHU-4801 | Air Handling Unit, RN143, HVAC Exhaust Fans and AHU's | YTF-ACC | HVAC Equipment | Air Handling Unit | HVAC |  | AHU | http://www.toronto.ca/TWONTO#air_handler_unit
96401 | YTF-ACC-AHU-5001 | Air Handling Unit, RN105, HVAC Exhaust Fans and AHU's | YTF-ACC | HVAC Equipment | Air Handling Unit | HVAC |  | AHU | http://www.toronto.ca/TWONTO#air_handler_unit
96402 | YTF-ACC-AHU-5101 | Air Handling Unit, RN122, HVAC Exhaust Fans and AHU's | YTF-ACC | HVAC Equipment | Air Handling Unit | HVAC |  | AHU | http://www.toronto.ca/TWONTO#air_handler_unit
96403 | YTF-ACC-AHU-5301 | Air Handling Unit, RN125, HVAC Exhaust Fans and AHU's | YTF-ACC | HVAC Equipment | Air Handling Unit | HVAC |  | AHU | http://www.toronto.ca/TWONTO#air_handler_unit
96404 | YTF-ACC-AHU-5401 | Air Handling Unit, A Building Electrical Room, HVAC Exhaust Fans and AHU's | YTF-ACC | HVAC Equipment | Air Handling Unit | HVAC |  | AHU | http://www.toronto.ca/TWONTO#air_handler_unit
96405 | YTF-ACC-AHU-5501 | Air Handling Unit, A Building Electrical Room, HVAC Exhaust Fans and AHU's | YTF-ACC | HVAC Equipment | Air Handling Unit | HVAC |  | AHU | http://www.toronto.ca/TWONTO#air_handler_unit
96406 | YTF-ACC-AHU-5601 | Air Handling Unit, A Building Office Area, HVAC Exhaust Fans and AHU's | YTF-ACC | HVAC Equipment | Air Handling Unit | HVAC |  | AHU | http://www.toronto.ca/TWONTO#air_handler_unit
96407 | YTF-ACC-AHU-5901 | Air Handling Unit, Server Room, North-East, HVAC Exhaust Fans and AHU's | YTF-ACC | HVAC Equipment | Air Handling Unit | HVAC |  | AHU | http://www.toronto.ca/TWONTO#air_handler_unit
96408 | YTF-ACC-AHU-6001 | Air Handling Unit, Server Room, South, HVAC Exhaust Fans and AHU's | YTF-ACC | HVAC Equipment | Air Handling Unit | HVAC |  | AHU | http://www.toronto.ca/TWONTO#air_handler_unit
96508 | YTF-CW-HU-7301 | H.V.A.C., Humidifier, RN156, City Water | YTF-CW | City Water | H.V.A.C.,Humidifier | HVAC |  | HU | http://www.toronto.ca/TWONTO#humidier
96509 | YTF-CW-HU-7401 | H.V.A.C., Humidifier, A Building Office, City Water | YTF-CW | City Water | H.V.A.C.,Humidifier | HVAC |  | HU | http://www.toronto.ca/TWONTO#humidier
96510 | YTF-CW-HU-7701 | H.V.A.C., Humidifier, RN125, City Water | YTF-CW | City Water | H.V.A.C.,Humidifier | HVAC |  | HU | http://www.toronto.ca/TWONTO#humidier
101155 | KR2201A | Unit Heater, Silo #1, Basement, Silo Building | TAB-ACC-HTR | Heaters- Convection, | H.V.A.C.,Heater | HVAC |  |  | http://www.toronto.ca/TWONTO#heater
101156 | KR2201A | Unit Heater, Silo #1, Basement, Silo Building | TAB-ACC-HTR-SLO | Unit Heaters- Silo Bldg | H.V.A.C.,Heater | HVAC |  |  | http://www.toronto.ca/TWONTO#heater
101157 | KR2203A | Unit Heater, Silo #3, Basement, Silo Building | TAB-ACC-HTR-SLO | Unit Heaters- Silo Bldg | H.V.A.C.,Heater | HVAC |  |  | http://www.toronto.ca/TWONTO#heater
101158 | KR2221A | Unit Heater, Silo #1, 2nd Floor, Silo Building | TAB-ACC-HTR | Heaters- Convection, | H.V.A.C.,Heater | HVAC |  |  | http://www.toronto.ca/TWONTO#heater
101159 | KR2222A | Unit Heater, Silo #1, 2nd Floor, Silo Building | TAB-ACC-HTR-SLO | Unit Heaters- Silo Bldg | H.V.A.C.,Heater | HVAC |  |  | http://www.toronto.ca/TWONTO#heater
101162 | KR2224A | Unit Heater, Silo #3, 2nd Floor, Silo Building | TAB-ACC-HTR | Heaters- Convection, | H.V.A.C.,Heater | HVAC |  |  | http://www.toronto.ca/TWONTO#heater
101163 | KR2232A | Unit Heater, Silo #1, 3rd Floor, Silo Building | TAB-ACC-HTR | Heaters- Convection, | H.V.A.C.,Heater | HVAC |  |  | http://www.toronto.ca/TWONTO#heater
101164 | KR2232A | Unit Heater, Silo #1, 3rd Floor, Silo Building | TAB-ACC-HTR-SLO | Unit Heaters- Silo Bldg | H.V.A.C.,Heater | HVAC |  |  | http://www.toronto.ca/TWONTO#heater
101165 | KR2242A | Unit Heater, Silo #1, 4th Floor, Silo Building | TAB-ACC-HTR | Heaters- Convection, | H.V.A.C.,Heater | HVAC |  |  | http://www.toronto.ca/TWONTO#heater
101166 | KR2242A | Unit Heater, Silo #1, 4th Floor, Silo Building | TAB-ACC-HTR-SLO | Unit Heaters- Silo Bldg | H.V.A.C.,Heater | HVAC |  |  | http://www.toronto.ca/TWONTO#heater
101167 | KR2243A | Fan, Air Heater, Silo #3, 4th Floor, Silo Building | TAB-ACC-HTR | Heaters- Convection, | H.V.A.C.,Heater | HVAC |  |  | http://www.toronto.ca/TWONTO#heater
101168 | KR2243A | Fan, Air Heater, Silo #3, 4th Floor, Silo Building | TAB-ACC-HTR-SLO | Unit Heaters- Silo Bldg | H.V.A.C.,Heater | HVAC |  |  | http://www.toronto.ca/TWONTO#heater
101169 | KR2244A | Unit Heater, Silo #3, 4th Floor, Silo Building | TAB-ACC-HTR | Heaters- Convection, | H.V.A.C.,Heater | HVAC |  |  | http://www.toronto.ca/TWONTO#heater
101170 | KR2252A | Unit Heater, Silo #1, 5th Floor, Silo Building | TAB-ACC-HTR | Heaters- Convection, | H.V.A.C.,Heater | HVAC |  |  | http://www.toronto.ca/TWONTO#heater
101171 | KR2254A | Fan, Air Heater, Silo #3, 5th Floor, Silo Building | TAB-ACC-HTR | Heaters- Convection, | H.V.A.C.,Heater | HVAC |  |  | http://www.toronto.ca/TWONTO#heater
101172 | KR2254A | Fan, Air Heater, Silo #3, 5th Floor, Silo Building | TAB-ACC-HTR-SLO | Unit Heaters- Silo Bldg | H.V.A.C.,Heater | HVAC |  |  | http://www.toronto.ca/TWONTO#heater
104659 | NR3104E | Duct Heater, Electirc-P.W.P.S.H-1 | TAB-ACC-HTR-PWPS | Unit Heaters- PWPS | H.V.A.C.,Heater | HVAC |  |  | http://www.toronto.ca/TWONTO#heater
104662 | NR3109E | Unit Heater,Convection,P.W.P.S.-H-5 | TAB-ACC-HTR | Heaters- Convection, | H.V.A.C.,Heater | HVAC |  |  | http://www.toronto.ca/TWONTO#heater
104667 | NR3112E | Unit Heater,Convection,P.W.P.S.-H-10 | TAB-ACC-HTR | Heaters- Convection, | H.V.A.C.,Heater | HVAC |  |  | http://www.toronto.ca/TWONTO#heater
104668 | NR3112E | Unit Heater,Convection,P.W.P.S.-H-10 | TAB-ACC-HTR-PWPS | Unit Heaters- PWPS | H.V.A.C.,Heater | HVAC |  |  | http://www.toronto.ca/TWONTO#heater
104670 | NR3117E | Unit Heater,Convection,P.W.P.S.-H-9 | TAB-ACC-HTR-PWPS | Unit Heaters- PWPS | H.V.A.C.,Heater | HVAC |  |  | http://www.toronto.ca/TWONTO#heater
104671 | NR3119E | Unit Heater,Convection,P.W.P.S.-H-12 | TAB-ACC-HTR-PWPS | Unit Heaters- PWPS | H.V.A.C.,Heater | HVAC |  |  | http://www.toronto.ca/TWONTO#heater
104694 | NX2034A | Fan, Intake Air Unit-Dig., Pipe Gallery | TAB-ACC-AHU | Air Handling Unit & Supply Fan | Fan | HVAC |  |  | http://www.toronto.ca/TWONTO#blower_or_fan_with_drive
104695 | NX2034A | Fan, Intake Air Unit-Dig., Pipe Gallery | TAB-ACC-AHU-TUN | AHUs/Supply Fans, All tunnels | Fan | HVAC |  |  | http://www.toronto.ca/TWONTO#blower_or_fan_with_drive
104701 | NX2057A | Fan, Exhaust, Blower Bldg. | TAB-ACC-FN | Exhaust Fans | Fan | HVAC |  |  | http://www.toronto.ca/TWONTO#blower_or_fan_with_drive
104702 | NX2060A | Fan, Exhaust, Blower Bldg. | TAB-ACC-FN | Exhaust Fans | Fan | HVAC |  |  | http://www.toronto.ca/TWONTO#blower_or_fan_with_drive
104731 | NX2104A | Fan, Air Exhaust Unit- Z Bldg | TAB-ACC-FN-THK | Exhaust Fans , Floation Bldg | Fan | HVAC |  |  | http://www.toronto.ca/TWONTO#blower_or_fan_with_drive
104736 | NX2165A | Conditioner, Air-Old Admin.Bldg., | TAB-ACC-CI | Chiller and Air Coolers | H.V.A.C.,Air Conditioner | HVAC |  |  | http://www.toronto.ca/TWONTO#air_condition
104737 | NX2169ASUS | Air Handling Unit, Old Admin Building | TAB-SUSPENDED ENTITY | Suspended entities | H.V.A.C.,Air Conditioner | HVAC | 47528 |  | http://www.toronto.ca/TWONTO#air_handler_unit
104738 | NX2172 | Fan, Supply -Z Bldg, Air Supply Unit Room, Mezzanine | TAB-ACC-AHU | Air Handling Unit & Supply Fan | Fan | HVAC | 36118 |  | http://www.toronto.ca/TWONTO#blower_or_fan_with_drive
104741 | NX2173 | Fan, Supply -Z Bldg, Boiler room, Mezzanine Flr. | TAB-ACC-AHU | Air Handling Unit & Supply Fan | Fan | HVAC | 36125 |  | http://www.toronto.ca/TWONTO#blower_or_fan_with_drive
104752 | NX2194A | Air Cooling Unit, Z Bldg | TAB-SUSPENDED ENTITY | Suspended entities | H.V.A.C.,Air Conditioner | HVAC | 35626 |  | http://www.toronto.ca/TWONTO#air_condition
104794 | NX2328A | Air Handling Unit, Aux., 2nd Flr, Electric RmE. | TAB-SUSPENDED ENTITY | Suspended entities | H.V.A.C.,Air Conditioner | HVAC | 35290 |  | http://www.toronto.ca/TWONTO#air_handler_unit
104795 | NX2329A | Air Handling Unit A/c, Aux., 2nd Flr, Electric RmW. | TAB-ACC-CI | Chiller and Air Coolers | H.V.A.C.,Air Conditioner | HVAC | 35289 |  | http://www.toronto.ca/TWONTO#air_handler_unit
104796 | NX2329A | Air Handling Unit A/c, Aux., 2nd Flr, Electric RmW. | TAB-SUSPENDED ENTITY | Suspended entities | H.V.A.C.,Air Conditioner | HVAC | 35289 |  | http://www.toronto.ca/TWONTO#air_handler_unit
104797 | NX2331A | Condenser, for Air Conditioner NX2329 | NX2329A | Air Handling Unit A/c, Aux., 2nd Flr, Electric RmW. | H.V.A.C.,Air Conditioner | HVAC | 34380 |  | http://www.toronto.ca/TWONTO#AC_condenser_unit
104912 | NX2648A | Air Conditioner, Digester Tanks13-16(5 Tons) | TAB-ACC-CI | Chiller and Air Coolers | H.V.A.C.,Air Conditioner | HVAC |  |  | http://www.toronto.ca/TWONTO#air_condition
104914 | NX2649A | Air Conditioner, Digester Tanks 13-16 | TAB-ACC-CI | Chiller and Air Coolers | H.V.A.C.,Air Conditioner | HVAC |  |  | http://www.toronto.ca/TWONTO#air_condition
104950 | NX3054 | AHU, Dewatering Bldg, Main Roof, West (S1) | TAB-ACC-AHU-DEW | AHUs/Supply Fans Dewater. Bldg. | Air Handling Unit | HVAC |  |  | http://www.toronto.ca/TWONTO#air_handler_unit
104951 | NX3054A | Fan, Air Intake Unit, Dewatering Bldg. Main Roof, West (S1) | NX3054 | AHU, Dewatering Bldg, Main Roof, West (S1) | Fan | HVAC |  |  | http://www.toronto.ca/TWONTO#blower_or_fan_with_drive
104952 | NX3055 | Air Handling Unit Dewater. Bldg.LowerRoof, North Side (S2) | TAB-ACC-AHU | Air Handling Unit & Supply Fan | Air Handling Unit | HVAC |  |  | http://www.toronto.ca/TWONTO#air_handler_unit
104967 | NX3103A | Air Conditioner, D Bldg Roof | TAB-ACC-CI | Chiller and Air Coolers | H.V.A.C.,Air Conditioner | HVAC |  |  | http://www.toronto.ca/TWONTO#air_condition
104968 | NX3333A | Air Handling Unit, Digester Tanks 13-16 | TAB-ACC-AHU | Air Handling Unit & Supply Fan | H.V.A.C. | HVAC |  |  | http://www.toronto.ca/TWONTO#air_handler_unit
104969 | NX3333A | Air Handling Unit, Digester Tanks 13-16 | TAB-ACC-AHU-DIG | AHUs/Supply Fans Dig. Bldg. | H.V.A.C. | HVAC |  |  | http://www.toronto.ca/TWONTO#air_handler_unit
104970 | NX4013A | Air Conditioner, Control Room West, Aeration | TAB-ACC-CI | Chiller and Air Coolers | H.V.A.C.,Air Conditioner | HVAC |  |  | http://www.toronto.ca/TWONTO#air_condition
104971 | NX4020A | Unit Heater,Ground Equipment Store | TAB-ACC-HTR | Heaters- Convection, | H.V.A.C.,Heater | HVAC |  |  | http://www.toronto.ca/TWONTO#heater
104972 | NX4021A | Unit Heater,Ground Equipment Store | TAB-ACC-HTR | Heaters- Convection, | H.V.A.C.,Heater | HVAC |  |  | http://www.toronto.ca/TWONTO#heater
104973 | NX4022 | Unit Heater,UH3,(Gas),Ground Equipment Store | TAB-ACC-HTR | Heaters- Convection, | H.V.A.C.,Heater | HVAC |  |  | http://www.toronto.ca/TWONTO#heater
104975 | NX4038A | Fan, Makeup Air | TAB-ACC-AHU-TUN | AHUs/Supply Fans, All tunnels | Fan | HVAC |  |  | http://www.toronto.ca/TWONTO#blower_or_fan_with_drive
104976 | NX4401A | Air con HVAC- Odour Control Building- | TAB-ACC-CI | Chiller and Air Coolers | H.V.A.C.,Air Conditioner | HVAC |  |  | http://www.toronto.ca/TWONTO#air_condition
104978 | NX5232A | Chiller, Silo Bldg Control Room | TAB-ACC-CI | Chiller and Air Coolers | H.V.A.C.,Chiller | HVAC |  |  | http://www.toronto.ca/TWONTO#chiller
104982 | NX6001A | Conditioner, Air,MCC Room, Z Bldg, | TAB-ACC-CI | Chiller and Air Coolers | H.V.A.C.,Air Conditioner | HVAC |  |  | http://www.toronto.ca/TWONTO#air_condition
104983 | NX6104A | Chiller, Liquid- Zbldg | TAB-ACC-CI | Chiller and Air Coolers | H.V.A.C.,Chiller | HVAC |  |  | http://www.toronto.ca/TWONTO#chiller
105149 | PX2520A | Corrosion Control Unit, Grease House #3 | TAB-ACC-PRM | HVAC, Primary & Corrosion Control Units | H.V.A.C.,Air Conditioner | HVAC |  |  | ?
105150 | PX2521A | Corrosion Control Unit, Grease House #2 | TAB-ACC-PRM | HVAC, Primary & Corrosion Control Units | H.V.A.C.,Air Conditioner | HVAC |  |  | ?
105816 | TAB-ACC | Plant HVAC Equipment | TAB-WORK-AREA-6 | Work Area 6 |  | HVAC |  |  | http://www.toronto.ca/TWONTO#collection_of_assets
105817 | TAB-ACC | Plant HVAC Equipment | TAB-WORK-AREA-SEO | TAB Work Area SEO |  | HVAC |  |  | http://www.toronto.ca/TWONTO#collection_of_assets
105818 | TAB-ACC-0600 | Heating, Admin Bldg, Item 3 | TAB-ACC | Plant HVAC Equipment |  | HVAC |  | ACC | http://www.toronto.ca/TWONTO#collection_of_assets
105819 | TAB-ACC-0800 | Heating, Admin Bldg, Item 2 | TAB-ACC | Plant HVAC Equipment |  | HVAC |  | ACC | http://www.toronto.ca/TWONTO#collection_of_assets
105820 | TAB-ACC-1400 | Heating, Z Bldg - | TAB-ACC | Plant HVAC Equipment |  | HVAC |  | ACC | http://www.toronto.ca/TWONTO#collection_of_assets
105822 | TAB-ACC-1600 | Heating Process & Space ,(Item #18) Primary Tanks 7-9 | TAB-ACC | Plant HVAC Equipment |  | HVAC |  | ACC | http://www.toronto.ca/TWONTO#collection_of_assets
105823 | TAB-ACC-2000 | Heating ,Space , Aeration and Chemical Gallery , Item 4/37 | TAB-ACC | Plant HVAC Equipment |  | HVAC |  | ACC | http://www.toronto.ca/TWONTO#collection_of_assets
105824 | TAB-ACC-2200 | Heating ,Space , PRS Building and Tunnel | TAB-ACC | Plant HVAC Equipment |  | HVAC |  | ACC | http://www.toronto.ca/TWONTO#collection_of_assets
105825 | TAB-ACC-3000 | Centrifuge Bldg. Space Heating,(Item #7) | TAB-ACC | Plant HVAC Equipment |  | HVAC |  | ACC | http://www.toronto.ca/TWONTO#collection_of_assets
105826 | TAB-ACC-3600 | Heating, Space ,Old Admin Bldg,Prm 1-6, Lab Spc Heating,(Item #5) | TAB-ACC | Plant HVAC Equipment |  | HVAC |  | ACC | http://www.toronto.ca/TWONTO#collection_of_assets
105827 | TAB-ACC-3800 | Filter Bldg, Heat Rec. Bldg, Inc. Bldg Space Heating,(Item #29/30/31) | TAB-ACC | Plant HVAC Equipment |  | HVAC |  | ACC | http://www.toronto.ca/TWONTO#collection_of_assets
105828 | TAB-ACC-4000 | Space Heating, Silo Bldg Item #22) | TAB-ACC | Plant HVAC Equipment |  | HVAC |  | ACC | http://www.toronto.ca/TWONTO#collection_of_assets
105829 | TAB-ACC-4400 | Space Heating, Auxillary Bldg | TAB-ACC | Plant HVAC Equipment | H.V.A.C.,Heater | HVAC |  | ACC | http://www.toronto.ca/TWONTO#collection_of_assets
105830 | TAB-ACC-4500 | Digester 1~4 Space & Process Heating, Item XX | TAB-ACC | Plant HVAC Equipment |  | HVAC |  | ACC | http://www.toronto.ca/TWONTO#collection_of_assets
105833 | TAB-ACC-5300 | Space Heating, Sea Wall Sub Station ( New Project) | TAB-ACC | Plant HVAC Equipment | Pump,Centrifugal | HVAC |  | ACC | http://www.toronto.ca/TWONTO#collection_of_assets
105834 | TAB-ACC-5500 | Space Heating, | TAB-ACC | Plant HVAC Equipment | Pump,Centrifugal | HVAC |  | ACC | http://www.toronto.ca/TWONTO#collection_of_assets
105835 | TAB-ACC-5600 | Space Heating, | TAB-ACC | Plant HVAC Equipment | Pump,Centrifugal | HVAC |  | ACC | http://www.toronto.ca/TWONTO#collection_of_assets
105836 | TAB-ACC-6200 | Digester 5-12 Process & Space Heating,(Item #1 | TAB-ACC | Plant HVAC Equipment |  | HVAC |  | ACC | http://www.toronto.ca/TWONTO#collection_of_assets
105837 | TAB-ACC-8200 | HVAC, M&T Building | TAB-ACC | Plant HVAC Equipment |  | HVAC |  | ACC | http://www.toronto.ca/TWONTO#collection_of_assets
105838 | TAB-ACC-AC-0201 | Conditioner, Air,Security Office, North West Enterance, TAB(3 Tons) | TAB-ACC-CI | Chiller and Air Coolers | H.V.A.C.,Air Conditioner | HVAC |  | AC | http://www.toronto.ca/TWONTO#air_condition
105839 | TAB-ACC-AC-0302 | Conditioner, Air,Mogen, No. 2 | TAB-ACC-CI | Chiller and Air Coolers | H.V.A.C.,Air Conditioner | HVAC |  | AC | http://www.toronto.ca/TWONTO#air_condition
105840 | TAB-ACC-AC-0401 | Conditioner, Air, Elevator Room Biosolids Bldg | TAB-ACC-CI | Chiller and Air Coolers | H.V.A.C.,Air Conditioner | HVAC |  | AC | http://www.toronto.ca/TWONTO#air_condition
105841 | TAB-ACC-AC-0501 | Conditioner, Air,MCC Room South of Digester 5-8 | TAB-ACC-ACC-0501 | Conditioner, Air, Digester 1-4 MCC Room South of Digester 5-8, Outside(2 Tons) | H.V.A.C.,Air Conditioner | HVAC |  | AC | http://www.toronto.ca/TWONTO#air_condition
105842 | TAB-ACC-AC-0601 | Air conditioner, AHU Z Bldg Office (4Tons) | TAB-ACC-CI | Chiller and Air Coolers | H.V.A.C.,Air Conditioner | HVAC |  | AC | http://www.toronto.ca/TWONTO#air_condition
105843 | TAB-ACC-AC-0601A | Conditioner, Air, Digester 5-8 MCC Room South of Digester 9-12, North Wall | TAB-ACC-ACC-0601 | Conditioner, Air, Digester 5-8 MCC Room South of Digester 9-12, Outside(2 Tons) | H.V.A.C.,Air Conditioner | HVAC |  | AC | http://www.toronto.ca/TWONTO#air_condition
105844 | TAB-ACC-AC-0601A | Conditioner, Air, Digester 5-8 MCC Room South of Digester 9-12, North Wall | TAB-ACC-CI | Chiller and Air Coolers | H.V.A.C.,Air Conditioner | HVAC |  | AC | http://www.toronto.ca/TWONTO#air_condition
105845 | TAB-ACC-AC-1001 | Conditioner, Air,MCC Room D Bldg | TAB-ACC-CI | Chiller and Air Coolers | H.V.A.C.,Air Conditioner | HVAC | 34437 | AC | http://www.toronto.ca/TWONTO#air_condition
105846 | TAB-ACC-AC-1001 | Conditioner, Air,MCC Room D Bldg | TAB-SUSPENDED ENTITY | Suspended entities | H.V.A.C.,Air Conditioner | HVAC | 34437 | AC | http://www.toronto.ca/TWONTO#air_condition
105847 | TAB-ACC-AC-1230 | Conditioner, Air,Polymer Room, Floatation Bldg | TAB-ACC-CI | Chiller and Air Coolers | H.V.A.C.,Air Conditioner | HVAC |  | AC | http://www.toronto.ca/TWONTO#air_condition
105848 | TAB-ACC-AC-1301 | Conditioner, Air,New North Sub station- Battery Room | NORTH SUBSTN_BTTRY RM | MSA Substation,Battery Room | H.V.A.C.,Air Conditioner | HVAC |  | AC | http://www.toronto.ca/TWONTO#air_condition
105849 | TAB-ACC-AC-1302 | Conditioner, Air,New North Sub station- Electrical Room | TAB-ACC-CI | Chiller and Air Coolers | H.V.A.C.,Air Conditioner | HVAC |  | AC | http://www.toronto.ca/TWONTO#air_condition
105850 | TAB-ACC-AC-1303 | Conditioner, Air, Heater,North SubStation | TAB-ACC-AHU-TRL | AHUs/Supply Fans - Consultant Trailer | H.V.A.C.,Air Conditioner | HVAC |  | AC | http://www.toronto.ca/TWONTO#air_condition
105851 | TAB-ACC-AC-1304 | Conditioner, Air, Heater,North SubStation | TAB-ACC-AHU-TRL | AHUs/Supply Fans - Consultant Trailer | H.V.A.C.,Air Conditioner | HVAC |  | AC | http://www.toronto.ca/TWONTO#air_condition
105852 | TAB-ACC-AC-1304A | Air Delivery Unit-North SubStation | TAB-ACC-AC-1304 | Conditioner, Air, Heater,North SubStation | H.V.A.C.,Air Conditioner | HVAC |  | AC | http://www.toronto.ca/TWONTO#collection_of_assets
105853 | TAB-ACC-AC-1304B | Air Delivery Unit-North SubStation | TAB-ACC-AC-1304 | Conditioner, Air, Heater,North SubStation | H.V.A.C.,Air Conditioner | HVAC |  | AC | http://www.toronto.ca/TWONTO#collection_of_assets
105854 | TAB-ACC-AC-1304C | Air Delivery Unit-North SubStation | TAB-ACC-AC-1304 | Conditioner, Air, Heater,North SubStation | H.V.A.C.,Air Conditioner | HVAC |  | AC | http://www.toronto.ca/TWONTO#collection_of_assets
105855 | TAB-ACC-AC-1331 | Conditioner, Air,Aeration Hut No.3 Center(2.5 Tons) | TAB-ACC-CI | Chiller and Air Coolers | H.V.A.C.,Air Conditioner | HVAC |  | AC | http://www.toronto.ca/TWONTO#air_condition
105856 | TAB-ACC-AC-1341 | Conditioner, Air,Aeration Hut No.4 West(2.5 Tons) | TAB-ACC-CI | Chiller and Air Coolers | H.V.A.C.,Air Conditioner | HVAC |  | AC | http://www.toronto.ca/TWONTO#air_condition
105857 | TAB-ACC-AC-1351 | Conditioner, Air,Aeration Hut No.5 West(2.5 Tons) | TAB-ACC-CI | Chiller and Air Coolers | H.V.A.C.,Air Conditioner | HVAC |  | AC | http://www.toronto.ca/TWONTO#air_condition
105858 | TAB-ACC-AC-1510 | Conditioner, Air,South Sub station,Electrical Training Room, | TAB-ACC-CI | Chiller and Air Coolers | H.V.A.C.,Air Conditioner | HVAC |  | AC | http://www.toronto.ca/TWONTO#air_condition
105859 | TAB-ACC-AC-1520 | Conditioner, Air,Sea Wall Sub station- Battery Room | TAB-ACC-CI | Chiller and Air Coolers | H.V.A.C.,Air Conditioner | HVAC |  | AC | http://www.toronto.ca/TWONTO#air_condition
105860 | TAB-ACC-AC-1601SUS | Conditioner, Air,MCC Room North of Primary Tank #9 | TAB-ACC-CI | Chiller and Air Coolers | H.V.A.C.,Air Conditioner | HVAC | 40945 | AC | http://www.toronto.ca/TWONTO#air_condition
105861 | TAB-ACC-AC-1602 | Conditioner, Air,Trailer North of primary Tank #9 | TAB-ACC-CI | Chiller and Air Coolers | H.V.A.C.,Air Conditioner | HVAC | 34580 | AC | http://www.toronto.ca/TWONTO#air_condition
105862 | TAB-ACC-AC-1602 | Conditioner, Air,Trailer North of primary Tank #9 | TAB-SUSPENDED ENTITY | Suspended entities | H.V.A.C.,Air Conditioner | HVAC | 34580 | AC | http://www.toronto.ca/TWONTO#air_condition
105863 | TAB-ACC-AC-1801 | Conditioner,Air, Inside Stores Blower Bldg | TAB-ACC-CI | Chiller and Air Coolers | H.V.A.C.,Air Conditioner | HVAC |  | AC | http://www.toronto.ca/TWONTO#air_condition
105864 | TAB-ACC-AC-2001 | Conditioner,Air, Control Room East, Aeration(6 Tons) | TAB-ACC-CI | Chiller and Air Coolers | H.V.A.C.,Air Conditioner | HVAC |  | AC | http://www.toronto.ca/TWONTO#air_condition
105865 | TAB-ACC-AC-2810 | Conditioner,Air , EICT Room, Dewatering Bldg 3rd Floor | TAB-ACC-CI | Chiller and Air Coolers | H.V.A.C.,Air Conditioner | HVAC |  | AC | http://www.toronto.ca/TWONTO#air_condition
105866 | TAB-ACC-AC-2820 | Conditioner,Air , Control Room, Dewatering Bldg 5th Floor | TAB-ACC-CI | Chiller and Air Coolers | H.V.A.C.,Air Conditioner | HVAC |  | AC | http://www.toronto.ca/TWONTO#air_condition
105867 | TAB-ACC-AC-3010 | Air Conditioner, Admin Area,Control Room, D Bldg | TAB-ACC-CI | Chiller and Air Coolers | H.V.A.C.,Air Conditioner | HVAC |  | AC | http://www.toronto.ca/TWONTO#air_condition
105868 | TAB-ACC-AC-3600 | CONDITIONER, AIR, BASEMENT ADMIN BUILDING | TAB-ADM-STRC | Old Admin Building - General | H.V.A.C.,Air Conditioner | HVAC |  | AC | http://www.toronto.ca/TWONTO#air_condition
105869 | TAB-ACC-AC-4401 | Conditioner, Air,Training centre | TAB-ACC-CI | Chiller and Air Coolers | H.V.A.C.,Air Conditioner | HVAC |  | AC | http://www.toronto.ca/TWONTO#air_condition
105870 | TAB-ACC-AC-4901 | Split Cooling Unit, HVAC, Waste Gas Burner Station | TAB-ACC-CI | Chiller and Air Coolers | H.V.A.C.,Air Conditioner | HVAC |  | AC | http://www.toronto.ca/TWONTO#air_condition
105871 | TAB-ACC-AC-6101 | Conditioner, Air, Digester 1-4, MCC Room South of Digester 5-8 South Wall | TAB-ACC-CI | Chiller and Air Coolers | H.V.A.C.,Air Conditioner | HVAC |  | AC | http://www.toronto.ca/TWONTO#air_condition
105872 | TAB-ACC-AC-6102 | Conditioner, Air, Heater,Consultant Trailer, | TAB-ACC-AHU-TRL | AHUs/Supply Fans - Consultant Trailer | H.V.A.C.,Air Conditioner | HVAC |  | AC | http://www.toronto.ca/TWONTO#air_condition
105873 | TAB-ACC-AC-6102A | Air Delivery Unit-Consultant Trailer | TAB-ACC-AC-6102 | Conditioner, Air, Heater,Consultant Trailer, | H.V.A.C.,Air Conditioner | HVAC |  | AC | http://www.toronto.ca/TWONTO#collection_of_assets
105874 | TAB-ACC-AC-6102B | Air Delivery Unit-Consultant Trailer | TAB-ACC-AC-6102 | Conditioner, Air, Heater,Consultant Trailer, | H.V.A.C.,Air Conditioner | HVAC |  | AC | http://www.toronto.ca/TWONTO#collection_of_assets
105875 | TAB-ACC-AC-6102C | Air Delivery Unit-Consultant Trailer | TAB-ACC-AC-6102 | Conditioner, Air, Heater,Consultant Trailer, | H.V.A.C.,Air Conditioner | HVAC |  | AC | http://www.toronto.ca/TWONTO#collection_of_assets
105876 | TAB-ACC-AC-6411 | Air Conditioner, Indoor, Electrical Room, Old Screen Bldg., P Bldg. | TAB-ACC-CI | Chiller and Air Coolers | H.V.A.C.,Air Conditioner | HVAC |  | AC | http://www.toronto.ca/TWONTO#air_condition
105877 | TAB-ACC-AC-6512 | Air Conditioner, Indoor, Electrical Room No. 1, Screen Bldg., P Bldg. | TAB-ACC-CI | Chiller and Air Coolers | H.V.A.C.,Air Conditioner | HVAC |  | AC | http://www.toronto.ca/TWONTO#air_condition
105878 | TAB-ACC-AC-6522 | Air Conditioner, Indoor, Electrical Room No. 2, Screen Bldg., P Bldg. | TAB-ACC-CI | Chiller and Air Coolers | H.V.A.C.,Air Conditioner | HVAC |  | AC | http://www.toronto.ca/TWONTO#air_condition
105879 | TAB-ACC-AC-6533 | Air Conditioner, Indoor, Workshop Lunch/meeting Room, Screen Bldg., P Bldg. | TAB-ACC-CI | Chiller and Air Coolers | H.V.A.C.,Air Conditioner | HVAC |  | AC | http://www.toronto.ca/TWONTO#air_condition
105880 | TAB-ACC-AC-6535 | Air Conditioner, Indoor, Workshop Office, Screen Bldg., P Bldg. | TAB-ACC-CI | Chiller and Air Coolers | H.V.A.C.,Air Conditioner | HVAC |  | AC | http://www.toronto.ca/TWONTO#air_condition
105881 | TAB-ACC-AC-9202 | Air Conditioner, T Building , B2 , Mezzanine | TAB-ACC-AHU-M&T | AHUs/Supply Fans, Dampers M&T Bldg. |  | HVAC |  | AC | http://www.toronto.ca/TWONTO#air_condition
105882 | TAB-ACC-AC-9211 | Conditioner#1, Air, M&T Bldg | TAB-ACC-AHU-TRL | AHUs/Supply Fans - Consultant Trailer | H.V.A.C.,Air Conditioner | HVAC |  | AC | http://www.toronto.ca/TWONTO#air_condition
105883 | TAB-ACC-AC-9212 | Conditioner#2, Air, M&T Bldg | TAB-ACC-AHU-TRL | AHUs/Supply Fans - Consultant Trailer | H.V.A.C.,Air Conditioner | HVAC |  | AC | http://www.toronto.ca/TWONTO#air_condition
105884 | TAB-ACC-ACC-6101 | Conditioner, Air,MCC Room South of Digester 5-8, Outside | TAB-ACC-CI | Chiller and Air Coolers | H.V.A.C.,Air Conditioner | HVAC |  | ACC | http://www.toronto.ca/TWONTO#air_condition
105894 | TAB-ACC-AHU-1239 | Heating Coil, Flotation Bldg | TAB-ACC-AHU | Air Handling Unit & Supply Fan | H.V.A.C.,Heater | HVAC |  | AHU | heating_coil
105895 | TAB-ACC-AHU-1239 | Heating Coil, Flotation Bldg | TAB-ACC-AHU-THK | AHUs/Supply Fans Float. Bldg. | H.V.A.C.,Heater | HVAC |  | AHU | heating_coil
105896 | TAB-ACC-AHU-1244 | Air Handing unit,Flotation Bldg | TAB-ACC-AHU-THK | AHUs/Supply Fans Float. Bldg. | H.V.A.C.,Heater | HVAC |  | AHU | http://www.toronto.ca/TWONTO#air_handler_unit
105897 | TAB-ACC-AHU-1247 | Air Handing unit,Flotation Bldg | TAB-ACC-AHU | Air Handling Unit & Supply Fan | H.V.A.C.,Heater | HVAC |  | AHU | http://www.toronto.ca/TWONTO#air_handler_unit
105898 | TAB-ACC-AHU-1250 | Air Handing unit,Flotation Bldg | TAB-ACC-AHU-THK | AHUs/Supply Fans Float. Bldg. | Air Handling Unit | HVAC |  | AHU | http://www.toronto.ca/TWONTO#air_handler_unit
105899 | TAB-ACC-AHU-1252 | Air Handing unit,Flotation Bldg | TAB-ACC-AHU | Air Handling Unit & Supply Fan | H.V.A.C.,Heater | HVAC |  | AHU | http://www.toronto.ca/TWONTO#air_handler_unit
105901 | TAB-ACC-AHU-1407 | Air Handling Unit S-7(FOR BOILER ROOM) , Z Bldg | TAB-ACC-AHU-ZBLDG | AHUs/Supply Fans Z. Bldg. |  | HVAC |  | AHU | http://www.toronto.ca/TWONTO#air_handler_unit
105902 | TAB-ACC-AHU-1408 | Air Handling Unit, Air Supply to Boiler Room, Z Bldg | TAB-ACC-AHU | Air Handling Unit & Supply Fan | H.V.A.C. | HVAC | 38012 | AHU | http://www.toronto.ca/TWONTO#air_handler_unit
105903 | TAB-ACC-AHU-1408 | Air Handling Unit, Air Supply to Boiler Room, Z Bldg | TAB-SUSPENDED ENTITY | Suspended entities | H.V.A.C. | HVAC | 38012 | AHU | http://www.toronto.ca/TWONTO#air_handler_unit
105904 | TAB-ACC-AHU-1409 | Air Handling Unit, Z Bldg, 3rd Flr | TAB-ACC-AHU-ZBLDG | AHUs/Supply Fans Z. Bldg. | Fan | HVAC | 38013 | AHU | http://www.toronto.ca/TWONTO#air_handler_unit
105905 | TAB-ACC-AHU-1409 | Air Handling Unit, Z Bldg, 3rd Flr | TAB-SUSPENDED ENTITY | Suspended entities | Fan | HVAC | 38013 | AHU | http://www.toronto.ca/TWONTO#air_handler_unit
105912 | TAB-ACC-AHU-1836 | AHU, Blower Bldg | TAB-ACC-AHU | Air Handling Unit & Supply Fan | Air Handling Unit | HVAC |  | AHU | http://www.toronto.ca/TWONTO#air_handler_unit
105913 | TAB-ACC-AHU-1836 | AHU, Blower Bldg | TAB-ACC-AHU-BL | AHUs/Supply Fans Blower Bldg. | Air Handling Unit | HVAC |  | AHU | http://www.toronto.ca/TWONTO#air_handler_unit
105914 | TAB-ACC-AHU-1840 | AHU, Blower Bldg | TAB-ACC-AHU | Air Handling Unit & Supply Fan | Air Handling Unit | HVAC |  | AHU | http://www.toronto.ca/TWONTO#air_handler_unit
105915 | TAB-ACC-AHU-1845 | AHU, Blower Bldg | TAB-ACC-AHU-BL | AHUs/Supply Fans Blower Bldg. | Air Handling Unit | HVAC |  | AHU | http://www.toronto.ca/TWONTO#air_handler_unit
105916 | TAB-ACC-AHU-1846 | AHU, Blower Bldg | TAB-ACC-AHU | Air Handling Unit & Supply Fan | Air Handling Unit | HVAC |  | AHU | http://www.toronto.ca/TWONTO#air_handler_unit
105917 | TAB-ACC-AHU-1846 | AHU, Blower Bldg | TAB-ACC-AHU-BL | AHUs/Supply Fans Blower Bldg. | Air Handling Unit | HVAC |  | AHU | http://www.toronto.ca/TWONTO#air_handler_unit
105918 | TAB-ACC-AHU-1847 | AHU, Blower Bldg | TAB-ACC-AHU | Air Handling Unit & Supply Fan | Air Handling Unit | HVAC |  | AHU | http://www.toronto.ca/TWONTO#air_handler_unit
105919 | TAB-ACC-AHU-1847 | AHU, Blower Bldg | TAB-ACC-AHU-BL | AHUs/Supply Fans Blower Bldg. | Air Handling Unit | HVAC |  | AHU | http://www.toronto.ca/TWONTO#air_handler_unit
105920 | TAB-ACC-AHU-1848 | AHU, Blower Bldg | TAB-ACC-AHU | Air Handling Unit & Supply Fan | Air Handling Unit | HVAC |  | AHU | http://www.toronto.ca/TWONTO#air_handler_unit
105921 | TAB-ACC-AHU-1850 | AHU, Blower Bldg | TAB-ACC-AHU | Air Handling Unit & Supply Fan | Air Handling Unit | HVAC |  | AHU | http://www.toronto.ca/TWONTO#air_handler_unit
105922 | TAB-ACC-AHU-1851 | AHU, Blower Bldg | TAB-ACC-AHU | Air Handling Unit & Supply Fan | Air Handling Unit | HVAC |  | AHU | http://www.toronto.ca/TWONTO#air_handler_unit
105923 | TAB-ACC-AHU-1851 | AHU, Blower Bldg | TAB-ACC-AHU-BL | AHUs/Supply Fans Blower Bldg. | Air Handling Unit | HVAC |  | AHU | http://www.toronto.ca/TWONTO#air_handler_unit
105924 | TAB-ACC-AHU-1852 | AHU, Blower Bldg | TAB-ACC-AHU | Air Handling Unit & Supply Fan | Air Handling Unit | HVAC |  | AHU | http://www.toronto.ca/TWONTO#air_handler_unit
105925 | TAB-ACC-AHU-1852 | AHU, Blower Bldg | TAB-ACC-AHU-BL | AHUs/Supply Fans Blower Bldg. | Air Handling Unit | HVAC |  | AHU | http://www.toronto.ca/TWONTO#air_handler_unit
105926 | TAB-ACC-AHU-1853 | AHU, Blower Bldg | TAB-ACC-AHU-BL | AHUs/Supply Fans Blower Bldg. | Air Handling Unit | HVAC |  | AHU | http://www.toronto.ca/TWONTO#air_handler_unit
105927 | TAB-ACC-AHU-1904 | AHU, Server Room, Blower Bldg | TAB-ACC-AHU-BL | AHUs/Supply Fans Blower Bldg. | Air Handling Unit | HVAC |  | AHU | http://www.toronto.ca/TWONTO#air_handler_unit
105928 | TAB-ACC-AHU-1905 | AHU, Server Room, Blower Bldg | TAB-ACC-AHU | Air Handling Unit & Supply Fan | Air Handling Unit | HVAC |  | AHU | http://www.toronto.ca/TWONTO#air_handler_unit
105929 | TAB-ACC-AHU-1905 | AHU, Server Room, Blower Bldg | TAB-ACC-AHU-BL | AHUs/Supply Fans Blower Bldg. | Air Handling Unit | HVAC |  | AHU | http://www.toronto.ca/TWONTO#air_handler_unit
105930 | TAB-ACC-AHU-1917 | AHU, Blower Bldg, Electrician Room/Heating and A/C(3.5 Tons) | TAB-ACC-AHU-BL | AHUs/Supply Fans Blower Bldg. | Air Handling Unit | HVAC |  | AHU | http://www.toronto.ca/TWONTO#air_handler_unit
105931 | TAB-ACC-AHU-1918 | AHU, Blower Bldg, Training area, Heating & A/C(7.5 tons) | TAB-ACC-AHU | Air Handling Unit & Supply Fan | Air Handling Unit | HVAC |  | AHU | http://www.toronto.ca/TWONTO#air_handler_unit
105932 | TAB-ACC-AHU-1918 | AHU, Blower Bldg, Training area, Heating & A/C(7.5 tons) | TAB-ACC-AHU-BL | AHUs/Supply Fans Blower Bldg. | Air Handling Unit | HVAC |  | AHU | http://www.toronto.ca/TWONTO#air_handler_unit
105933 | TAB-ACC-AHU-2001 | AHU- New West Control Bldg | TAB-ACC-AHU | Air Handling Unit & Supply Fan | Air Handling Unit | HVAC |  | AHU | http://www.toronto.ca/TWONTO#air_handler_unit
105934 | TAB-ACC-AHU-2053 | AHU, Chemical & Aeration Gallery | TAB-ACC-AHU | Air Handling Unit & Supply Fan | Air Handling Unit | HVAC |  | AHU | http://www.toronto.ca/TWONTO#air_handler_unit
105935 | TAB-ACC-AHU-2250 | AHU, PRS Building Supply air | TAB-ACC-AHU | Air Handling Unit & Supply Fan | Air Handling Unit | HVAC |  | AHU | http://www.toronto.ca/TWONTO#air_handler_unit
105936 | TAB-ACC-AHU-2821 | AHU, North of Old Dewatering Bldg | TAB-ACC-AHU | Air Handling Unit & Supply Fan | Air Handling Unit | HVAC |  | AHU | http://www.toronto.ca/TWONTO#air_handler_unit
105937 | TAB-ACC-AHU-2821 | AHU, North of Old Dewatering Bldg | TAB-ACC-AHU-DEW | AHUs/Supply Fans Dewater. Bldg. | Air Handling Unit | HVAC |  | AHU | http://www.toronto.ca/TWONTO#air_handler_unit
105938 | TAB-ACC-AHU-3436 | AHU(Supply Fan - S7), Filter Bldg (Old Dewatering) | TAB-ACC-AHU | Air Handling Unit & Supply Fan | Air Handling Unit | HVAC |  | AHU | http://www.toronto.ca/TWONTO#air_handler_unit
105940 | TAB-ACC-AHU-3660 | AHU, OPS #1 | TAB-ACC-AHU | Air Handling Unit & Supply Fan | Air Handling Unit | HVAC |  | AHU | http://www.toronto.ca/TWONTO#air_handler_unit
105941 | TAB-ACC-AHU-3670 | AHU, OPS #2 | TAB-ACC-AHU | Air Handling Unit & Supply Fan | Air Handling Unit | HVAC |  | AHU | http://www.toronto.ca/TWONTO#air_handler_unit
105942 | TAB-ACC-AHU-3680 | AHU, OPS #3 | TAB-ACC-AHU | Air Handling Unit & Supply Fan | Air Handling Unit | HVAC |  | AHU | http://www.toronto.ca/TWONTO#air_handler_unit
105943 | TAB-ACC-AHU-3894SUS | AHU,Incinerator Bldg | TAB-SUSPENDED ENTITY | Suspended entities | Air Handling Unit | HVAC | 41014 | AHU | http://www.toronto.ca/TWONTO#air_handler_unit
105944 | TAB-ACC-AHU-3905SUS | AHU, Heat Recovery Bldg | TAB-ACC-AHU | Air Handling Unit & Supply Fan | Air Handling Unit | HVAC | 41012 | AHU | http://www.toronto.ca/TWONTO#air_handler_unit
105945 | TAB-ACC-AHU-3905SUS | AHU, Heat Recovery Bldg | TAB-SUSPENDED ENTITY | Suspended entities | Air Handling Unit | HVAC | 41012 | AHU | http://www.toronto.ca/TWONTO#air_handler_unit
105946 | TAB-ACC-AHU-3907SUS | AHU, Heat Recovery Bldg | TAB-ACC-AHU | Air Handling Unit & Supply Fan | Air Handling Unit | HVAC | 41011 | AHU | http://www.toronto.ca/TWONTO#air_handler_unit
105947 | TAB-ACC-AHU-3907SUS | AHU, Heat Recovery Bldg | TAB-SUSPENDED ENTITY | Suspended entities | Air Handling Unit | HVAC | 41011 | AHU | http://www.toronto.ca/TWONTO#air_handler_unit
105950 | TAB-ACC-AHU-4465 | AHU, Aux. Bldg , North Tunnel | TAB-ACC-AHU | Air Handling Unit & Supply Fan | Air Handling Unit | HVAC |  | AHU | http://www.toronto.ca/TWONTO#air_handler_unit
105951 | TAB-ACC-AHU-4465 | AHU, Aux. Bldg , North Tunnel | TAB-ACC-AHU-AUX | AHUs/Supply Fans Aux. Bldg | Air Handling Unit | HVAC |  | AHU | http://www.toronto.ca/TWONTO#air_handler_unit
105952 | TAB-ACC-AHU-4476 | AHU, Aux Bldg | TAB-ACC-AHU | Air Handling Unit & Supply Fan | Air Handling Unit | HVAC |  | AHU | http://www.toronto.ca/TWONTO#air_handler_unit
105953 | TAB-ACC-AHU-4477 | AHU, Aux Bldg | TAB-ACC-AHU-AUX | AHUs/Supply Fans Aux. Bldg | Air Handling Unit | HVAC |  | AHU | http://www.toronto.ca/TWONTO#air_handler_unit
105954 | TAB-ACC-AHU-4502 | AHU, Digester 1-4, Drip Trap Room | TAB-ACC-AHU-DIG | AHUs/Supply Fans Dig. Bldg. | Air Handling Unit | HVAC |  | AHU | http://www.toronto.ca/TWONTO#air_handler_unit
105955 | TAB-ACC-AHU-4504 | AHU, Digester 1-4, Pump Room | TAB-ACC-AHU-DIG | AHUs/Supply Fans Dig. Bldg. | Air Handling Unit | HVAC |  | AHU | http://www.toronto.ca/TWONTO#air_handler_unit
105956 | TAB-ACC-AHU-6101 | AHU, Digester 5-8 Drip Trap Room | TAB-ACC-AHU | Air Handling Unit & Supply Fan | Air Handling Unit | HVAC |  | AHU | http://www.toronto.ca/TWONTO#air_handler_unit
105957 | TAB-ACC-AHU-6101 | AHU, Digester 5-8 Drip Trap Room | TAB-ACC-AHU-DIG | AHUs/Supply Fans Dig. Bldg. | Air Handling Unit | HVAC |  | AHU | http://www.toronto.ca/TWONTO#air_handler_unit
105958 | TAB-ACC-AHU-6102 | AHU, Digester 5-8 Drip Trap Room | TAB-ACC-AHU | Air Handling Unit & Supply Fan | Air Handling Unit | HVAC |  | AHU | http://www.toronto.ca/TWONTO#air_handler_unit
105959 | TAB-ACC-AHU-6102 | AHU, Digester 5-8 Drip Trap Room | TAB-ACC-AHU-DIG | AHUs/Supply Fans Dig. Bldg. | Air Handling Unit | HVAC |  | AHU | http://www.toronto.ca/TWONTO#air_handler_unit
105960 | TAB-ACC-AHU-6103 | AHU, Digester 5-8 Sludge Heat. Room | TAB-ACC-AHU | Air Handling Unit & Supply Fan | Air Handling Unit | HVAC |  | AHU | http://www.toronto.ca/TWONTO#air_handler_unit
105961 | TAB-ACC-AHU-6104 | AHU, Digester 5-8 Pump Room | TAB-ACC-AHU | Air Handling Unit & Supply Fan | Air Handling Unit | HVAC |  | AHU | http://www.toronto.ca/TWONTO#air_handler_unit
105964 | TAB-ACC-AHU-6420 | Air Handling Unit, Roof, Grit Bldg., P Bldg. | TAB-ACC-AHU-PBLDG | AHUs/Supply Fans P. Bldg. | Air Handling Unit | HVAC |  | AHU | http://www.toronto.ca/TWONTO#air_handler_unit
105965 | TAB-ACC-AHU-6430 | Air Handling Unit, Roof, Grit Bldg., P Bldg. | TAB-ACC-AHU-PBLDG | AHUs/Supply Fans P. Bldg. | Air Handling Unit | HVAC |  | AHU | http://www.toronto.ca/TWONTO#air_handler_unit
105966 | TAB-ACC-AHU-6440 | Air Handling Unit, Primary Tank Operating Gallery, Ground, West Side | TAB-ACC-AHU-PBLDG | AHUs/Supply Fans P. Bldg. | Air Handling Unit | HVAC | 46312 | AHU | http://www.toronto.ca/TWONTO#air_handler_unit
105967 | TAB-ACC-AHU-6450 | Air Handling Unit, Primary Tank Operating Gallery, Ground, East Side | TAB-ACC-AHU-PBLDG | AHUs/Supply Fans P. Bldg. | Air Handling Unit | HVAC |  | AHU | http://www.toronto.ca/TWONTO#air_handler_unit
105968 | TAB-ACC-AHU-6470 | Air Handling Unit, Mechanical Room no.6, Grit Bldg., P Bldg. | TAB-ACC-AHU-PBLDG | AHUs/Supply Fans P. Bldg. | Air Handling Unit | HVAC |  | AHU | http://www.toronto.ca/TWONTO#air_handler_unit
105969 | TAB-ACC-AHU-6550 | Air Handling Unit, Mechanical Room no.3, Screen Bldg., P Bldg. | TAB-ACC-AHU-PBLDG | AHUs/Supply Fans P. Bldg. | Air Handling Unit | HVAC |  | AHU | http://www.toronto.ca/TWONTO#air_handler_unit
105970 | TAB-ACC-AHU-6570 | Air Handling Unit, Mechanical Room no.3, Screen Bldg., P Bldg. | TAB-ACC-AHU-PBLDG | AHUs/Supply Fans P. Bldg. | Air Handling Unit | HVAC |  | AHU | http://www.toronto.ca/TWONTO#air_handler_unit
105971 | TAB-ACC-AHU-6580 | Air Handling Unit, Workshop Roof, P Bldg. | TAB-ACC-AHU-PBLDG | AHUs/Supply Fans P. Bldg. | Air Handling Unit | HVAC |  | AHU | http://www.toronto.ca/TWONTO#air_handler_unit
105972 | TAB-ACC-AHU-6590 | Air Handling Unit, Workshop Roof, P Bldg. | TAB-ACC-AHU-PBLDG | AHUs/Supply Fans P. Bldg. | Air Handling Unit | HVAC |  | AHU | http://www.toronto.ca/TWONTO#air_handler_unit
105973 | TAB-ACC-AHU-8230 | AHU,M Bldg | TAB-ACC-AHU | Air Handling Unit & Supply Fan | Air Handling Unit | HVAC |  | AHU | http://www.toronto.ca/TWONTO#air_handler_unit
105974 | TAB-ACC-AHU-8230 | AHU,M Bldg | TAB-ACC-AHU-M&T | AHUs/Supply Fans, Dampers M&T Bldg. | Air Handling Unit | HVAC |  | AHU | http://www.toronto.ca/TWONTO#air_handler_unit
105975 | TAB-ACC-AHU-9100 | AHU,T Bldg | TAB-ACC-AHU-M&T | AHUs/Supply Fans, Dampers M&T Bldg. | Air Handling Unit | HVAC |  | AHU | http://www.toronto.ca/TWONTO#air_handler_unit
105976 | TAB-ACC-AHU-9200 | AHU,T Bldg | TAB-ACC-AHU-M&T | AHUs/Supply Fans, Dampers M&T Bldg. | Air Handling Unit | HVAC |  | AHU | http://www.toronto.ca/TWONTO#air_handler_unit
106040 | TAB-ACC-C-0002 | Cooler, Walk In, Air Cool | TAB-ACC-CI | Chiller and Air Coolers | H.V.A.C.,Air Conditioner | HVAC |  | C | walk_in_cooler
106050 | TAB-ACC-CP-6400 | Panel, BAS Gateway Controller, Basement, Operating Gallery., P Bldg. | TAB-ACC-AHU-PBLDG | AHUs/Supply Fans P. Bldg. | Control Panel,HVAC | HVAC |  | CP | http://www.toronto.ca/TWONTO#process_control_panel
106051 | TAB-ACC-CT-1400 | Control Panel, Zone Controller | TAB-ACC-VAV-1400 | Heater, Hot Water Reheat Coil, Variable air | Control Panel,HVAC | HVAC |  | CT | http://www.toronto.ca/TWONTO#thermostat_or_zone_controller_unit
106052 | TAB-ACC-CT-1402 | Control Panel, Zone Controller | TAB-ACC-VAV-1402 | Heater, Hot Water Reheat Coil, Variable air | Control Panel,HVAC | HVAC |  | CT | http://www.toronto.ca/TWONTO#thermostat_or_zone_controller_unit
106053 | TAB-ACC-CT-1417 | Control Panel, Zone Controller | TAB-ACC-VAV-1417 | Heater, Hot Water Reheat Coil, Variable air | Control Panel,HVAC | HVAC |  | CT | http://www.toronto.ca/TWONTO#thermostat_or_zone_controller_unit
106054 | TAB-ACC-CT-1418 | Control Panel, Zone Controller | TAB-ACC-VAV-1418 | Heater, Hot Water Reheat Coil, Variable air | Control Panel,HVAC | HVAC |  | CT | http://www.toronto.ca/TWONTO#thermostat_or_zone_controller_unit
106055 | TAB-ACC-CT-1420 | Control Panel, Zone Controller | TAB-ACC-VAV-1420 | Heater, Hot Water Reheat Coil, Variable air | Control Panel,HVAC | HVAC |  | CT | http://www.toronto.ca/TWONTO#thermostat_or_zone_controller_unit
106056 | TAB-ACC-CT-1434 | Control Panel, Zone Controller | TAB-ACC-HTR-1434 | Heater, Hot Water Reheat Coil | Control Panel,HVAC | HVAC |  | CT | http://www.toronto.ca/TWONTO#thermostat_or_zone_controller_unit
106057 | TAB-ACC-CT-1438 | Control Panel, Zone Controller | TAB-ACC-HTR-1438 | Heater, Hot Water Reheat Coil | Control Panel,HVAC | HVAC |  | CT | http://www.toronto.ca/TWONTO#thermostat_or_zone_controller_unit
106058 | TAB-ACC-CT-1439 | Control Panel, Zone Controller | TAB-ACC-HTR-1438 | Heater, Hot Water Reheat Coil | Control Panel,HVAC | HVAC |  | CT | http://www.toronto.ca/TWONTO#thermostat_or_zone_controller_unit
106059 | TAB-ACC-CT-1440 | Control Panel, Zone Controller | TAB-ACC-VAV-1440 | Heater, Hot Water Reheat Coil, Variable air | Control Panel,HVAC | HVAC |  | CT | http://www.toronto.ca/TWONTO#thermostat_or_zone_controller_unit
106060 | TAB-ACC-CT-1445 | Control Panel, Zone Controller | TAB-ACC-HTR-1445 | Heater, Hot Water Reheat Coil | Control Panel,HVAC | HVAC |  | CT | http://www.toronto.ca/TWONTO#thermostat_or_zone_controller_unit
106061 | TAB-ACC-CT-1446 | Control Panel, Zone Controller | TAB-ACC-HTR-1446 | Heater, Hot Water Reheat Coil | Control Panel,HVAC | HVAC |  | CT | http://www.toronto.ca/TWONTO#thermostat_or_zone_controller_unit
106062 | TAB-ACC-CT-1447 | Control Panel, Zone Controller | TAB-ACC-HTR-1446 | Heater, Hot Water Reheat Coil | Control Panel,HVAC | HVAC |  | CT | http://www.toronto.ca/TWONTO#thermostat_or_zone_controller_unit
106063 | TAB-ACC-CT-1449 | Control Panel, Zone Controller | TAB-ACC-HTR-1449 | Heater, Hot Water Reheat Coil | Control Panel,HVAC | HVAC |  | CT | http://www.toronto.ca/TWONTO#thermostat_or_zone_controller_unit
106064 | TAB-ACC-CT-1454 | Control Panel, Zone Controller | TAB-ACC-HTR-1454 | Heater, Hot Water Reheat Coil | Control Panel,HVAC | HVAC |  | CT | http://www.toronto.ca/TWONTO#thermostat_or_zone_controller_unit
106065 | TAB-ACC-CT-1456 | Control Panel, Zone Controller | TAB-ACC-HTR-1456 | Heater, Hot Water Reheat Coil | Control Panel,HVAC | HVAC |  | CT | http://www.toronto.ca/TWONTO#thermostat_or_zone_controller_unit
106066 | TAB-ACC-CT-1459 | Control Panel, Zone Controller | TAB-ACC-VAV-1459 | Heater, Hot Water Reheat Coil, Variable air | Control Panel,HVAC | HVAC |  | CT | http://www.toronto.ca/TWONTO#thermostat_or_zone_controller_unit
106067 | TAB-ACC-CT-1463 | Control Panel, Zone Controller | TAB-ACC-HTR-1463 | Heater unit, Z Bldg | Control Panel,HVAC | HVAC |  | CT | http://www.toronto.ca/TWONTO#thermostat_or_zone_controller_unit
106068 | TAB-ACC-CT-1464 | Control Panel, Zone Controller | TAB-ACC-HTR-1464 | Heater unit, Z Bldg | Control Panel,HVAC | HVAC |  | CT | http://www.toronto.ca/TWONTO#thermostat_or_zone_controller_unit
106069 | TAB-ACC-CT-1469 | Control Panel, Zone Controller | TAB-ACC-VAV-1469 | Heater, Hot Water Reheat Coil, Variable air | Control Panel,HVAC | HVAC |  | CT | http://www.toronto.ca/TWONTO#thermostat_or_zone_controller_unit
106070 | TAB-ACC-CT-1483 | Control Panel, Zone Controller | TAB-ACC-VAV-1483 | Heater, Hot Water Reheat Coil, Variable air | Control Panel,HVAC | HVAC |  | CT | http://www.toronto.ca/TWONTO#thermostat_or_zone_controller_unit
106071 | TAB-ACC-CT-1486 | Control Panel, Zone Controller | TAB-ACC-VAV-1486 | Heater, Hot Water Reheat Coil, Variable air | Control Panel,HVAC | HVAC |  | CT | http://www.toronto.ca/TWONTO#thermostat_or_zone_controller_unit
106072 | TAB-ACC-CT-1487 | Control Panel, Zone Controller | TAB-ACC-VAV-1487 | Heater, Hot Water Reheat Coil, Variable air | Control Panel,HVAC | HVAC |  | CT | http://www.toronto.ca/TWONTO#thermostat_or_zone_controller_unit
106073 | TAB-ACC-CT-1491 | Control Panel, Zone Controller | TAB-ACC-HTR-1491 | Heater, Electric Reheat Coil | Control Panel,HVAC | HVAC |  | CT | http://www.toronto.ca/TWONTO#thermostat_or_zone_controller_unit
106074 | TAB-ACC-CT-1499 | Control Panel, Zone Controller | TAB-ACC-HTR-1499 | Heater, Hot Water Reheat Coil | Control Panel,HVAC | HVAC |  | CT | http://www.toronto.ca/TWONTO#thermostat_or_zone_controller_unit
106077 | TAB-ACC-CU-1301 | Conditioner,Air,North Substation,Outside East Wall,North | TAB-ACC-AC-1301 | Conditioner, Air,New North Sub station- Battery Room | H.V.A.C.,Air Conditioner | HVAC |  | CU | http://www.toronto.ca/TWONTO#AC_condenser_unit
106078 | TAB-ACC-CU-1302 | Conditioner,Air,North Substation,Outside East Wall,South | TAB-ACC-AC-1302 | Conditioner, Air,New North Sub station- Electrical Room | H.V.A.C.,Air Conditioner | HVAC |  | CU | http://www.toronto.ca/TWONTO#AC_condenser_unit
106079 | TAB-ACC-CU-6581 | Condensing unit, Outdoor, Workshop Roof, Screen Bldg., P Bldg. | TAB-ACC-CI | Chiller and Air Coolers | H.V.A.C.,Air Conditioner | HVAC |  | CU | http://www.toronto.ca/TWONTO#AC_condenser_unit
106128 | TAB-ACC-DM-1400A | Temperature Element, Supply Air Temperature | TAB-ACC-VAV-1400 | Heater, Hot Water Reheat Coil, Variable air | Damper/Louver | HVAC |  | DM | http://www.toronto.ca/TWONTO#temperature_sensor_element
106129 | TAB-ACC-DM-1402 | Damper, Actuated, Exhaust | TAB-ACC-VAV-1402 | Heater, Hot Water Reheat Coil, Variable air | Damper/Louver | HVAC |  | DM | http://www.toronto.ca/TWONTO#air_damper
106131 | TAB-ACC-DM-1405 | Damper, Actuated, Exhaust | TAB-ACC-VAV-1405 | Heater, Hot Water Reheat Coil, Variable air | Damper/Louver | HVAC |  | DM | http://www.toronto.ca/TWONTO#air_damper
106146 | TAB-ACC-DM-1457 | Damper, Actuated, Exhaust | TAB-ACC-VAV-1457 | Heater, Hot Water Reheat Coil, Variable air | Damper/Louver | HVAC |  | DM | http://www.toronto.ca/TWONTO#air_damper
106147 | TAB-ACC-DM-1458 | Damper, Actuated, Exhaust | TAB-ACC-VAV-1458 | Heater, Hot Water Reheat Coil, Variable air | Damper/Louver | HVAC |  | DM | http://www.toronto.ca/TWONTO#air_damper
106148 | TAB-ACC-DM-1459 | Damper, Actuated, Exhaust | TAB-ACC-VAV-1459 | Heater, Hot Water Reheat Coil, Variable air | Damper/Louver | HVAC |  | DM | http://www.toronto.ca/TWONTO#air_damper
106151 | TAB-ACC-DM-1469 | Damper, Actuated, Exhaust | TAB-ACC-VAV-1469 | Heater, Hot Water Reheat Coil, Variable air | Damper/Louver | HVAC |  | DM | http://www.toronto.ca/TWONTO#air_damper
106154 | TAB-ACC-DM-1483 | Damper, Actuated, Exhaust | TAB-ACC-VAV-1483 | Heater, Hot Water Reheat Coil, Variable air | Damper/Louver | HVAC |  | DM | http://www.toronto.ca/TWONTO#air_damper
106155 | TAB-ACC-DM-1484 | Damper, Actuated, Exhaust | TAB-ACC-VAV-1484 | Heater, Hot Water Reheat Coil, Variable air | Damper/Louver | HVAC |  | DM | http://www.toronto.ca/TWONTO#air_damper
106156 | TAB-ACC-DM-1486 | Damper, Actuated, Exhaust | TAB-ACC-VAV-1486 | Heater, Hot Water Reheat Coil, Variable air | Damper/Louver | HVAC |  | DM | http://www.toronto.ca/TWONTO#air_damper
106157 | TAB-ACC-DM-1489 | Damper, Actuated, Exhaust | TAB-ACC-VAV-1489 | Heater, Hot Water Reheat Coil, Variable air | Damper/Louver | HVAC |  | DM | http://www.toronto.ca/TWONTO#air_damper
106188 | TAB-ACC-DM-3030 | Damper, Suction, Supply Fan 3030, Electrical Room | TAB-ACC-AC-3030 | Air Conditioner, D Bldg, New Electrical Room | Damper/Louver | HVAC |  | DM | http://www.toronto.ca/TWONTO#air_damper
106218 | TAB-ACC-DM-6412 | Damper, Motorized, Supply Air, AHU-6410, Roof, Existing Grit Bldg. | TAB-ACC-AHU-6410 | Air Handling Unit, Roof, Grit Bldg., P Bldg. | Damper/Louver | HVAC |  | DM | http://www.toronto.ca/TWONTO#air_damper
106219 | TAB-ACC-DM-6415 | Damper, Motorized, Exhaust Air, FN- 6413, Roof, Existing Grit Bldg. | TAB-ACC-FN-6413 | Fan, Centrifugal, Exhaust Air, Roof, Grit Bldg., P Bldg. | Damper/Louver | HVAC |  | DM | http://www.toronto.ca/TWONTO#air_damper
106220 | TAB-ACC-DM-6418 | Damper, Motorized, Exhaust Air, FN- 6416, Roof, Existing Grit Bldg. | TAB-ACC-FN-6416 | Fan, Centrifugal, Exhaust Air, Roof, Grit Bldg., P Bldg. | Damper/Louver | HVAC |  | DM | http://www.toronto.ca/TWONTO#air_damper
106221 | TAB-ACC-DM-6419 | Damper, Motorized, Exhaust Air, FN- 6417, Roof, Existing Grit Bldg. | TAB-ACC-FN-6417 | Fan, Centrifugal, Exhaust Air, Roof, Grit Bldg., P Bldg. | Damper/Louver | HVAC |  | DM | http://www.toronto.ca/TWONTO#air_damper
106222 | TAB-ACC-DM-6421 | Damper, Motorized, Outside Air, AHU-6420, Roof, Existing Grit Bldg. | TAB-ACC-AHU-6420 | Air Handling Unit, Roof, Grit Bldg., P Bldg. | Damper/Louver | HVAC |  | DM | http://www.toronto.ca/TWONTO#air_damper
106223 | TAB-ACC-DM-6422 | Damper, Motorized, Supply Air, AHU-6420, Roof, Existing Grit Bldg. | TAB-ACC-AHU-6420 | Air Handling Unit, Roof, Grit Bldg., P Bldg. | Damper/Louver | HVAC |  | DM | http://www.toronto.ca/TWONTO#air_damper
106224 | TAB-ACC-DM-6425 | Damper, Motorized, Exhaust Air, FN- 6419, Roof, Existing Grit Bldg. | TAB-ACC-FN-6419 | Fan, Centrifugal, Exhaust Air, Roof, Grit Bldg., P Bldg. | Damper/Louver | HVAC |  | DM | http://www.toronto.ca/TWONTO#air_damper
106225 | TAB-ACC-DM-6426 | Damper, Motorized, Outside Air, Grit Tank Area, Existing Grit Bldg. | TAB-ACC-AHU-6420 | Air Handling Unit, Roof, Grit Bldg., P Bldg. | Damper/Louver | HVAC |  | DM | http://www.toronto.ca/TWONTO#air_damper
106226 | TAB-ACC-DM-6433 | Damper, Motorized, Outside Air, FN- 6432, Corridor Area of AHU-6430, Existing Grit Bldg. | TAB-ACC-AHU-6430 | Air Handling Unit, Roof, Grit Bldg., P Bldg. | Damper/Louver | HVAC |  | DM | http://www.toronto.ca/TWONTO#air_damper
106227 | TAB-ACC-DM-6435 | Damper, Motorized, Exhaust Air, FN- 6433, Roof, Existing Grit Bldg. | TAB-ACC-FN-6433 | Fan, Centrifugal, Exhaust Air, Roof, Grit Bldg., P Bldg. | Damper/Louver | HVAC |  | DM | http://www.toronto.ca/TWONTO#air_damper
106228 | TAB-ACC-DM-6451 | Damper, Motorized, Outside Air, AHU-6450, Ground, East Operating Gallery | TAB-ACC-AHU-6450 | Air Handling Unit, Primary Tank Operating Gallery, Ground, East Side | Damper/Louver | HVAC |  | DM | http://www.toronto.ca/TWONTO#air_damper
106229 | TAB-ACC-DM-6452 | Damper, Motorized, Outside Air, FN- 6452,AHU-6450, Ground, East Operating Gallery | TAB-ACC-AHU-6450 | Air Handling Unit, Primary Tank Operating Gallery, Ground, East Side | Damper/Louver | HVAC |  | DM | http://www.toronto.ca/TWONTO#air_damper
106230 | TAB-ACC-DM-6454 | Damper, Motorized, Supply Air, AHU-6450, Ground, East Operating Gallery | TAB-ACC-AHU-6450 | Air Handling Unit, Primary Tank Operating Gallery, Ground, East Side | Damper/Louver | HVAC |  | DM | http://www.toronto.ca/TWONTO#air_damper
106231 | TAB-ACC-DM-6458 | Damper, Motorized, Exhaust Air, FN- 6455, Ground, East Operating Gallery | TAB-ACC-FN-6455 | Fan, Centrifugal, Exhaust Air, Primary Tank Operating Gallery, Ground, East Side | Damper/Louver | HVAC |  | DM | http://www.toronto.ca/TWONTO#air_damper
106232 | TAB-ACC-DM-6461 | Damper, Motorized, Outside Air, AHU-6460, Ground, Existing west operating gallery | TAB-ACC-AHU-6460 | Air Handling Unit, Existing Primary Tank Operating Gallery, Ground, West Side | Damper/Louver | HVAC |  | DM | http://www.toronto.ca/TWONTO#air_damper
106233 | TAB-ACC-DM-6463 | Damper, Motorized, Outside Air, FN- 6461, AHU-6460, Ground, Existing west operating gallery | TAB-ACC-FN-6461 | Fan, Centrifugal, Supply Air, AHU-6460, Primary Tank Operating Gallery, Ground, West Side | Damper/Louver | HVAC |  | DM | http://www.toronto.ca/TWONTO#air_damper
106234 | TAB-ACC-DM-6465 | Damper, Motorized, Outside Air, Corridor Area of AHU-6460, Existing west operating gallery | TAB-ACC-AHU-6460 | Air Handling Unit, Existing Primary Tank Operating Gallery, Ground, West Side | Damper/Louver | HVAC |  | DM | http://www.toronto.ca/TWONTO#air_damper
106235 | TAB-ACC-DM-6466 | Damper, Motorized, Exhaust Air, FN- 6463, Corridor Area of AHU-6460, Exist. east operating gallery | TAB-ACC-FN-6463 | Fan, Sidewall, Exhaust Air, AHU-6460, Primary Tank Operating Gallery, Ground, West Side | Damper/Louver | HVAC |  | DM | http://www.toronto.ca/TWONTO#air_damper
106236 | TAB-ACC-DM-6471 | Damper, Motorized, Outside Air, AHU-6470, Mechanical RM No. 6, Existing grit bldg. | TAB-ACC-AHU-6470 | Air Handling Unit, Mechanical Room no.6, Grit Bldg., P Bldg. | Damper/Louver | HVAC |  | DM | http://www.toronto.ca/TWONTO#air_damper
106237 | TAB-ACC-DM-6472 | Damper, Motorized, Outside Air, FN- 6472, AHU-6470, Mechanical RM No. 6, Existing grit bldg. | TAB-ACC-FN-6472 | Fan, Centrifugal, Supply Air, AHU-6470, Mech Room No. 6, Old Screen Bldg., P Bldg. | Damper/Louver | HVAC |  | DM | http://www.toronto.ca/TWONTO#air_damper
106238 | TAB-ACC-DM-6477 | Damper, Motorized, Exhaust Air, FN- 6465, Roof, Existing Grit Bldg. | TAB-ACC-FN-6465 | Fan, Centrifugal, Exhaust Air, Roof, Old Screen Bldg., P Bldg. | Damper/Louver | HVAC |  | DM | http://www.toronto.ca/TWONTO#air_damper
106239 | TAB-ACC-DM-6482 | Damper, Motorized, Exhaust Air, Pump RM, Existing Grit Bldg. | TAB-ACC-FN-6481 | Fan, Centrifugal, Supply Air, Pump Room, Grit Bldg., P Bldg. | Damper/Louver | HVAC |  | DM | http://www.toronto.ca/TWONTO#air_damper
106240 | TAB-ACC-DM-6483 | Damper, Motorized, Outside Air, FN- 6483, Chemical RM, Existing Grit Bldg. | TAB-ACC-FN-6483 | Fan, Centrifugal, Supply Air, chemical Room, Grit Bldg., P Bldg. | Damper/Louver | HVAC |  | DM | http://www.toronto.ca/TWONTO#air_damper
106241 | TAB-ACC-DM-6484 | Damper, Motorized, Exhaust Air, FN- 6484, Pump RM, Existing Grit Bldg. | TAB-ACC-FN-6484 | Fan, Centrifugal, Exhaust Air, Ground Floor (north side), Grit Bldg., P Bldg. | Damper/Louver | HVAC |  | DM | http://www.toronto.ca/TWONTO#air_damper
106242 | TAB-ACC-DM-6486 | Damper, Motorized, Exhaust Air, FN- 6486, Grit Tank Area north, Existing Grit Bldg. | TAB-ACC-FN-6486 | Fan, Centrifugal, Exhaust Air, Ground Floor (north side), Grit Bldg., P Bldg. | Damper/Louver | HVAC |  | DM | http://www.toronto.ca/TWONTO#air_damper
106243 | TAB-ACC-DM-6487 | Damper, Motorized, Outside Air, FN- 6482, Mechanical RM No. 5, Existing Grit Bldg. | TAB-ACC-FN-6482 | Fan, Centrifugal, Supply Air, Mech Room No. 5, Old Screen Bldg., P Bldg. | Damper/Louver | HVAC |  | DM | http://www.toronto.ca/TWONTO#air_damper
106244 | TAB-ACC-DM-6488 | Damper, Motorized, Exhaust Air, Mechanical RM No. 5, Existing Grit Bldg. | TAB-ACC-FN-6482 | Fan, Centrifugal, Supply Air, Mech Room No. 5, Old Screen Bldg., P Bldg. | Damper/Louver | HVAC |  | DM | http://www.toronto.ca/TWONTO#air_damper
106245 | TAB-ACC-DM-6502 | Damper, Motorized, Exhaust Air, Heat Recovery Ventilator, 6501, Kitchen, Workshop Bldg. | TAB-ACC-MEQ-6501 | High Pressure Hot Water cleaning system, Mechanical Room No. 1, Screen Bldg., P Bldg. | Damper/Louver | HVAC |  | DM | http://www.toronto.ca/TWONTO#air_damper
106246 | TAB-ACC-DM-6511 | Damper, Motorized, Outside Air, AHU-6510, Mechanical RM No. 1, Screen Bldg., P Bldg. | TAB-ACC-AHU-6510 | Air Handling Unit, Mechanical Room no.1, Screen Bldg., P Bldg. | Damper/Louver | HVAC |  | DM | http://www.toronto.ca/TWONTO#air_damper
106247 | TAB-ACC-DM-6512 | Damper, Motorized, Supply Air, AHU-6510, Mechanical RM No. 1, Screen Bldg., P Bldg. | TAB-ACC-AHU-6510 | Air Handling Unit, Mechanical Room no.1, Screen Bldg., P Bldg. | Damper/Louver | HVAC |  | DM | http://www.toronto.ca/TWONTO#air_damper
106248 | TAB-ACC-DM-6513 | Damper, Motorized, Supply Air, AHU-6510, Vestibule 1, Screen Bldg., P Bldg. | TAB-ACC-AHU-6510 | Air Handling Unit, Mechanical Room no.1, Screen Bldg., P Bldg. | Damper/Louver | HVAC |  | DM | http://www.toronto.ca/TWONTO#air_damper
106249 | TAB-ACC-DM-6514 | Damper, Motorized, Supply Air, AHU-6510, Truck loading Area, Screen Bldg., P Bldg. | TAB-ACC-AHU-6510 | Air Handling Unit, Mechanical Room no.1, Screen Bldg., P Bldg. | Damper/Louver | HVAC |  | DM | http://www.toronto.ca/TWONTO#air_damper
106250 | TAB-ACC-DM-6515 | Damper, Motorized, Return Air, AHU-6510, Mechanical RM No. 1, Screen Bldg., P Bldg. | TAB-ACC-AHU-6510 | Air Handling Unit, Mechanical Room no.1, Screen Bldg., P Bldg. | Damper/Louver | HVAC |  | DM | http://www.toronto.ca/TWONTO#air_damper
106251 | TAB-ACC-DM-6516 | Damper, Motorized, Return Air, AHU-6510, Mechanical RM No. 1, Screen Bldg., P Bldg. | TAB-ACC-AHU-6510 | Air Handling Unit, Mechanical Room no.1, Screen Bldg., P Bldg. | Damper/Louver | HVAC |  | DM | http://www.toronto.ca/TWONTO#air_damper
106252 | TAB-ACC-DM-6517 | Damper, Motorized, Exhaust Air, AHU-6510, Mechanical RM No. 1, Screen Bldg., P Bldg. | TAB-ACC-AHU-6510 | Air Handling Unit, Mechanical Room no.1, Screen Bldg., P Bldg. | Damper/Louver | HVAC |  | DM | http://www.toronto.ca/TWONTO#air_damper
106253 | TAB-ACC-DM-6521 | Damper, Motorized, Outside Air, AHU-6520, Mechanical RM No. 2, Screen Bldg., P Bldg. | TAB-ACC-AHU-6520 | Air Handling Unit, Mechanical Room no.2, Screen Bldg., P Bldg. | Damper/Louver | HVAC |  | DM | http://www.toronto.ca/TWONTO#air_damper
106254 | TAB-ACC-DM-6522 | Damper, Motorized, Outside Air, FN- 6521, AHU-6520, Mechanical RM No. 2, Screen Bldg., P Bldg. | TAB-ACC-FN-6521 | Fan, Centrifugal, Supply air, AHU-6520, Mechanical Room No. 2, Screen Bldg., P Bldg. | Damper/Louver | HVAC |  | DM | http://www.toronto.ca/TWONTO#air_damper
106255 | TAB-ACC-DM-6523 | Damper, Motorized, Outside Air, FN- 6522, AHU-6520, Mechanical RM No. 2, Screen Bldg., P Bldg. | TAB-ACC-FN-6522 | Fan, Centrifugal, Supply air, AHU-6520, Mechanical Room No. 2, Screen Bldg., P Bldg. | Damper/Louver | HVAC |  | DM | http://www.toronto.ca/TWONTO#air_damper
106256 | TAB-ACC-DM-6524 | Damper, Motorized, Supply Air, AHU-6520, Mechanical RM No. 2, Screen Bldg., P Bldg. | TAB-ACC-AHU-6520 | Air Handling Unit, Mechanical Room no.2, Screen Bldg., P Bldg. | Damper/Louver | HVAC |  | DM | http://www.toronto.ca/TWONTO#air_damper
106257 | TAB-ACC-DM-6526 | Damper, Motorized, Supply Air, AHU-6520, Mechanical RM No. 2, Screen Bldg., P Bldg. | TAB-ACC-AHU-6520 | Air Handling Unit, Mechanical Room no.2, Screen Bldg., P Bldg. | Damper/Louver | HVAC |  | DM | http://www.toronto.ca/TWONTO#air_damper
106258 | TAB-ACC-DM-6527 | Damper, Motorized, Exhaust Air, Mechanical RM No. 2, Screen Bldg., P Bldg. | TAB-ACC-AHU-6520 | Air Handling Unit, Mechanical Room no.2, Screen Bldg., P Bldg. | Damper/Louver | HVAC |  | DM | http://www.toronto.ca/TWONTO#air_damper
106259 | TAB-ACC-DM-6532 | Damper, Motorized, Supply Air, AHU-6530, Mechanical RM No. 3, Screen Bldg., P Bldg. | TAB-ACC-AHU-6530 | Air Handling Unit, Mechanical Room no.3, Screen Bldg., P Bldg. | Damper/Louver | HVAC |  | DM | http://www.toronto.ca/TWONTO#air_damper
106260 | TAB-ACC-DM-6533 | Damper, Motorized, Exhaust Air, FN- 6532, Mechanical RM No. 3, Screen Bldg., P Bldg. | TAB-ACC-FN-6532 | Fan, Centrifugal, Exhaust air, Mechanical Room No. 3, Screen Bldg., P Bldg. | Damper/Louver | HVAC |  | DM | http://www.toronto.ca/TWONTO#air_damper
106261 | TAB-ACC-DM-6536 | Damper, Motorized, Outside Air, AHU-6530,6540, 6550 & 6560, Mech. RM No. 3, Screen Bldg., P Bldg. | TAB-ACC-AHU-6530 | Air Handling Unit, Mechanical Room no.3, Screen Bldg., P Bldg. | Damper/Louver | HVAC |  | DM | http://www.toronto.ca/TWONTO#air_damper
106262 | TAB-ACC-DM-6537 | Damper, Motorized, Outside Air, AHU-6530,6540, 6550 & 6560, Mech. RM No. 3, Screen Bldg., P Bldg. | TAB-ACC-AHU-6530 | Air Handling Unit, Mechanical Room no.3, Screen Bldg., P Bldg. | Damper/Louver | HVAC |  | DM | http://www.toronto.ca/TWONTO#air_damper
106263 | TAB-ACC-DM-6538 | Damper, Motorized, Outside Air, AHU-6530,6540, 6550 & 6560, Mech. RM No. 3, Screen Bldg., P Bldg. | TAB-ACC-AHU-6530 | Air Handling Unit, Mechanical Room no.3, Screen Bldg., P Bldg. | Damper/Louver | HVAC |  | DM | http://www.toronto.ca/TWONTO#air_damper
106264 | TAB-ACC-DM-6539 | Damper, Motorized, Outside Air, AHU-6530,6540, 6550 & 6560, Mech. RM No. 3, Screen Bldg., P Bldg. | TAB-ACC-AHU-6530 | Air Handling Unit, Mechanical Room no.3, Screen Bldg., P Bldg. | Damper/Louver | HVAC |  | DM | http://www.toronto.ca/TWONTO#air_damper
106265 | TAB-ACC-DM-6542 | Damper, Motorized, Supply Air, AHU-6540, Mechanical RM No. 3, Screen Bldg., P Bldg. | TAB-ACC-AHU-6540 | Air Handling Unit, Mechanical Room no.3, Screen Bldg., P Bldg. | Damper/Louver | HVAC |  | DM | http://www.toronto.ca/TWONTO#air_damper
106266 | TAB-ACC-DM-6543 | Damper, Motorized, Exhaust Air, FN- 6542, Mechanical RM No. 3, Screen Bldg., P Bldg. | TAB-ACC-FN-6542 | Fan, Centrifugal, exhaust air, Mechanical Room No. 3, Screen Bldg., P Bldg. | Damper/Louver | HVAC |  | DM | http://www.toronto.ca/TWONTO#air_damper
106267 | TAB-ACC-DM-6544 | Damper, Motorized, Exhaust Air, FN- 6542, Mechanical RM No. 3, Screen Bldg., P Bldg. | TAB-ACC-FN-6542 | Fan, Centrifugal, exhaust air, Mechanical Room No. 3, Screen Bldg., P Bldg. | Damper/Louver | HVAC |  | DM | http://www.toronto.ca/TWONTO#air_damper
106268 | TAB-ACC-DM-6545 | Damper, Motorized, Outside Air, AHU-6530,6540, 6550 & 6560, Mech. RM No. 3, Screen Bldg., P Bldg. | TAB-ACC-AHU-6530 | Air Handling Unit, Mechanical Room no.3, Screen Bldg., P Bldg. | Damper/Louver | HVAC |  | DM | http://www.toronto.ca/TWONTO#air_damper
106269 | TAB-ACC-DM-6546 | Damper, Motorized, Outside Air, AHU-6530,6540, 6550 & 6560, Mech. RM No. 3, Screen Bldg., P Bldg. | TAB-ACC-AHU-6530 | Air Handling Unit, Mechanical Room no.3, Screen Bldg., P Bldg. | Damper/Louver | HVAC |  | DM | http://www.toronto.ca/TWONTO#air_damper
106270 | TAB-ACC-DM-6547 | Damper, Motorized, Outside Air, AHU-6530,6540, 6550 & 6560, Mech. RM No. 3, Screen Bldg., P Bldg. | TAB-ACC-AHU-6530 | Air Handling Unit, Mechanical Room no.3, Screen Bldg., P Bldg. | Damper/Louver | HVAC |  | DM | http://www.toronto.ca/TWONTO#air_damper
106271 | TAB-ACC-DM-6548 | Damper, Motorized, Outside Air, AHU-6530,6540, 6550 & 6560, Mech. RM No. 3, Screen Bldg., P Bldg. | TAB-ACC-AHU-6530 | Air Handling Unit, Mechanical Room no.3, Screen Bldg., P Bldg. | Damper/Louver | HVAC |  | DM | http://www.toronto.ca/TWONTO#air_damper
106272 | TAB-ACC-DM-6551 | Damper, Motorized, Outside Air, AHU-6550, Mechanical RM No. 3, Screen Bldg., P Bldg. | TAB-ACC-AHU-6550 | Air Handling Unit, Mechanical Room no.3, Screen Bldg., P Bldg. | Damper/Louver | HVAC |  | DM | http://www.toronto.ca/TWONTO#air_damper
106273 | TAB-ACC-DM-6552 | Damper, Motorized, Supply Air, AHU-6550, Mechanical RM No. 3, Screen Bldg., P Bldg. | TAB-ACC-AHU-6550 | Air Handling Unit, Mechanical Room no.3, Screen Bldg., P Bldg. | Damper/Louver | HVAC |  | DM | http://www.toronto.ca/TWONTO#air_damper
106274 | TAB-ACC-DM-6553 | Damper, Motorized, Exhaust Air, FN- 6552, Mechanical RM No. 3, Screen Bldg., P Bldg. | TAB-ACC-FN-6552 | Fan, Centrifugal, exhaust air, Mechanical Room No. 3, Screen Bldg., P Bldg. | Damper/Louver | HVAC |  | DM | http://www.toronto.ca/TWONTO#air_damper
106275 | TAB-ACC-DM-6555 | Damper, Motorized, Supply Air, AHU-6530,6540, 6550 & 6560, Mech. RM No. 3, Screen Bldg., P Bldg. | TAB-ACC-AHU-6530 | Air Handling Unit, Mechanical Room no.3, Screen Bldg., P Bldg. | Damper/Louver | HVAC |  | DM | http://www.toronto.ca/TWONTO#air_damper
106276 | TAB-ACC-DM-6559 | Damper, Motorized, Ambient Air, Mechanical RM No. 3, Screen Bldg., P Bldg. | TAB-ACC-AHU-6550 | Air Handling Unit, Mechanical Room no.3, Screen Bldg., P Bldg. | Damper/Louver | HVAC |  | DM | http://www.toronto.ca/TWONTO#air_damper
106277 | TAB-ACC-DM-6561 | Damper, Motorized, Outside Air, AHU-6560, Mechanical RM No. 3, Screen Bldg., P Bldg. | TAB-ACC-AHU-6560 | Air Handling Unit, Mechanical Room no.3, Screen Bldg., P Bldg. | Damper/Louver | HVAC |  | DM | http://www.toronto.ca/TWONTO#air_damper
106278 | TAB-ACC-DM-6563 | Damper, Motorized, Exhaust Air, FN- 6562, Mechanical RM No. 3, Screen Bldg., P Bldg. | TAB-ACC-FN-6562 | Fan, Centrifugal, exhaust air, Mechanical Room No. 3, Screen Bldg., P Bldg. | Damper/Louver | HVAC |  | DM | http://www.toronto.ca/TWONTO#air_damper
106279 | TAB-ACC-DM-6578 | Damper, Motorized, Exhaust Air, AHU-6570, Mechanical RM No. 3, Screen Bldg., P Bldg. | TAB-ACC-AHU-6570 | Air Handling Unit, Mechanical Room no.3, Screen Bldg., P Bldg. | Damper/Louver | HVAC |  | DM | http://www.toronto.ca/TWONTO#air_damper
106280 | TAB-ACC-DM-6579 | Damper, Motorized, Return Air, AHU-6570, Mechanical RM No. 3, Screen Bldg., P Bldg. | TAB-ACC-AHU-6570 | Air Handling Unit, Mechanical Room no.3, Screen Bldg., P Bldg. | Damper/Louver | HVAC |  | DM | http://www.toronto.ca/TWONTO#air_damper
106281 | TAB-ACC-DM-6582 | Damper, Motorized, Return Air, AHU-6580, Roof, Workshop Bldg. | TAB-ACC-AHU-6580 | Air Handling Unit, Workshop Roof, P Bldg. | Damper/Louver | HVAC |  | DM | http://www.toronto.ca/TWONTO#air_damper
106282 | TAB-ACC-DM-6583 | Damper, Motorized, Supply Air, AHU-6580, Roof, Workshop Bldg. | TAB-ACC-AHU-6580 | Air Handling Unit, Workshop Roof, P Bldg. | Damper/Louver | HVAC |  | DM | http://www.toronto.ca/TWONTO#air_damper
106283 | TAB-ACC-DM-6584 | Damper, Motorized, Exhaust Air, FN- 6582, Maintenance Area, Workshop Bldg. | TAB-ACC-FN-6582 | Fan, Sidewall type, Exhaust Air, maintenance Workshop, Screen Bldg., P Bldg. | Damper/Louver | HVAC |  | DM | http://www.toronto.ca/TWONTO#air_damper
106284 | TAB-ACC-DM-6585 | Damper, Motorized, Exhaust Air, FN- 6583, Maintenance Area, Workshop Bldg. | TAB-ACC-FN-6583 | Fan, Sidewall type, Exhaust Air, maintenance Workshop, Screen Bldg., P Bldg. | Damper/Louver | HVAC |  | DM | http://www.toronto.ca/TWONTO#air_damper
106285 | TAB-ACC-DM-6586 | Damper, Motorized, Outside Air, Corridor Area of AHU-6580, Workshop Bldg. | TAB-ACC-AHU-6580 | Air Handling Unit, Workshop Roof, P Bldg. | Damper/Louver | HVAC |  | DM | http://www.toronto.ca/TWONTO#air_damper
106286 | TAB-ACC-DM-6587 | Damper, Motorized, Exhaust Air, FN- 6584, Corridor Area of AHU-6580, Workshop Bldg. | TAB-ACC-AHU-6580 | Air Handling Unit, Workshop Roof, P Bldg. | Damper/Louver | HVAC |  | DM | http://www.toronto.ca/TWONTO#air_damper
106287 | TAB-ACC-DM-6591 | Damper, Motorized, Outside Air, AHU-6590, Roof, Workshop Bldg. | TAB-ACC-AHU-6590 | Air Handling Unit, Workshop Roof, P Bldg. | Damper/Louver | HVAC |  | DM | http://www.toronto.ca/TWONTO#air_damper
106288 | TAB-ACC-DM-6593 | Damper, Motorized, Supply Air, AHU-6590, Roof, Workshop Bldg. | TAB-ACC-AHU-6590 | Air Handling Unit, Workshop Roof, P Bldg. | Damper/Louver | HVAC |  | DM | http://www.toronto.ca/TWONTO#air_damper
106289 | TAB-ACC-DM-6595 | Damper, Motorized, Exhaust Air, FN- 6592, Corridor Area of AHU-6580, Workshop Bldg. | TAB-ACC-AHU-6580 | Air Handling Unit, Workshop Roof, P Bldg. | Damper/Louver | HVAC |  | DM | http://www.toronto.ca/TWONTO#air_damper
106316 | TAB-ACC-F-4902 | Filter, Ventilation, Waste Gas Burner Station | TAB-ACC-AHU-4901 | Air Handling Unit, Waste Gas Buner Station | Filter | HVAC |  | F | http://www.toronto.ca/TWONTO#replaceable_air_filter
106317 | TAB-ACC-F-6411 | Filter, Prefilter, AHU-6410, Roof, Grit Bldg., P Bldg. | TAB-ACC-AHU-6410 | Air Handling Unit, Roof, Grit Bldg., P Bldg. | Filter | HVAC |  | F | http://www.toronto.ca/TWONTO#replaceable_air_filter
106318 | TAB-ACC-F-6421 | Filter, Prefilter, AHU-6420, Roof, Grit Bldg., P Bldg. | TAB-ACC-AHU-6420 | Air Handling Unit, Roof, Grit Bldg., P Bldg. | Filter | HVAC |  | F | http://www.toronto.ca/TWONTO#replaceable_air_filter
106319 | TAB-ACC-F-6432 | Filter, AHU-6430, Roof, Grit Bldg., P Bldg. | TAB-ACC-AHU-6430 | Air Handling Unit, Roof, Grit Bldg., P Bldg. | Filter | HVAC |  | F | http://www.toronto.ca/TWONTO#replaceable_air_filter
106320 | TAB-ACC-F-6451 | Filter, Prefilter, AHU-6450, Primary Tank Operating Gallery, Ground, East Side | TAB-ACC-AHU-6450 | Air Handling Unit, Primary Tank Operating Gallery, Ground, East Side | Filter | HVAC |  | F | http://www.toronto.ca/TWONTO#replaceable_air_filter
106321 | TAB-ACC-F-6471 | Filter, Prefilter, AHU-6470, Mech Room No. 6, Old Screen Bldg., P Bldg. | TAB-ACC-AHU-6470 | Air Handling Unit, Mechanical Room no.6, Grit Bldg., P Bldg. | Filter | HVAC |  | F | http://www.toronto.ca/TWONTO#replaceable_air_filter
106322 | TAB-ACC-F-6472 | Filter, AHU-6470, Mech Room No. 6, Old Screen Bldg., P Bldg. | TAB-ACC-AHU-6470 | Air Handling Unit, Mechanical Room no.6, Grit Bldg., P Bldg. | Filter | HVAC |  | F | http://www.toronto.ca/TWONTO#replaceable_air_filter
106323 | TAB-ACC-F-6521 | Filter, Prefilter, AHU-6520, Mechanical Room No. 2, Screen Bldg., P Bldg. | TAB-ACC-AHU-6520 | Air Handling Unit, Mechanical Room no.2, Screen Bldg., P Bldg. | Filter | HVAC |  | F | http://www.toronto.ca/TWONTO#replaceable_air_filter
106324 | TAB-ACC-F-6532 | Filter, AHU-6530, Mechanical Room No. 3, Screen Bldg., P Bldg. | TAB-ACC-AHU-6530 | Air Handling Unit, Mechanical Room no.3, Screen Bldg., P Bldg. | Filter | HVAC |  | F | http://www.toronto.ca/TWONTO#replaceable_air_filter
106325 | TAB-ACC-F-6551 | Filter, Prefilter, AHU-6550, Mechanical Room No. 3, Screen Bldg., P Bldg. | TAB-ACC-AHU-6550 | Air Handling Unit, Mechanical Room no.3, Screen Bldg., P Bldg. | Filter | HVAC |  | F | http://www.toronto.ca/TWONTO#replaceable_air_filter
106326 | TAB-ACC-F-6562 | Filter, AHU-6560, Mechanical Room No. 3, Screen Bldg., P Bldg. | TAB-ACC-AHU-6560 | Air Handling Unit, Mechanical Room no.3, Screen Bldg., P Bldg. | Filter | HVAC |  | F | http://www.toronto.ca/TWONTO#replaceable_air_filter
106327 | TAB-ACC-F-6571 | Filter, Prefilter, AHU-6570, Mechanical Room No. 3, Screen Bldg., P Bldg. | TAB-ACC-AHU-6570 | Air Handling Unit, Mechanical Room no.3, Screen Bldg., P Bldg. | Filter | HVAC |  | F | http://www.toronto.ca/TWONTO#replaceable_air_filter
106328 | TAB-ACC-F-6572 | Filter, AHU-6570, Mechanical Room No. 3, Screen Bldg., P Bldg. | TAB-ACC-AHU-6570 | Air Handling Unit, Mechanical Room no.3, Screen Bldg., P Bldg. | Filter | HVAC |  | F | http://www.toronto.ca/TWONTO#replaceable_air_filter
106329 | TAB-ACC-F-6581 | Filter, Prefilter, AHU-6580, Workshop Roof, Screen Bldg., P Bldg. | TAB-ACC-AHU-6580 | Air Handling Unit, Workshop Roof, P Bldg. | Filter | HVAC |  | F | http://www.toronto.ca/TWONTO#replaceable_air_filter
106330 | TAB-ACC-F-6582 | Filter, AHU-6580, Workshop Roof, Screen Bldg., P Bldg. | TAB-ACC-AHU-6580 | Air Handling Unit, Workshop Roof, P Bldg. | Filter | HVAC |  | F | http://www.toronto.ca/TWONTO#replaceable_air_filter
106404 | TAB-ACC-FN-1250 | Fan, Supply Air, Floatation Bldg | TAB-ACC-AHU-1250 | Air Handing unit,Flotation Bldg | Fan | HVAC |  | FN | http://www.toronto.ca/TWONTO#blower_or_fan_with_drive
106405 | TAB-ACC-FN-1252 | Fan, Supply Air, Floatation Bldg- 2nd Floor North Parking Lot West | TAB-ACC-AHU-1252 | Air Handing unit,Flotation Bldg | Fan | HVAC |  | FN | http://www.toronto.ca/TWONTO#blower_or_fan_with_drive
106456 | TAB-ACC-FN-1905 | Conditioner, Air, Blwr Bldg, Computer Rm-Blwr Bldg | TAB-ACC-CI | Chiller and Air Coolers | H.V.A.C.,Air Conditioner | HVAC |  | FN | http://www.toronto.ca/TWONTO#air_condition
106480 | TAB-ACC-FN-2831 | Fan, Supply Air, Dewatering Bldg. | TAB-ACC-AHU-DEW | AHUs/Supply Fans Dewater. Bldg. | Fan | HVAC |  | FN | http://www.toronto.ca/TWONTO#blower_or_fan_with_drive
106491 | TAB-ACC-FN-4465A | Fan, Exhaust, Auxiliary Systems Building, Main Floor, Outside, East Side | TAB-ACC-FN-AUX | Exhaust Fans , Aux. Bldg | Fan | HVAC |  | FN | http://www.toronto.ca/TWONTO#blower_or_fan_with_drive
106496 | TAB-ACC-FN-4477B | Fan, Exhaust, Auxiliary Systems Building, Main Floor | TAB-ACC-FN-AUX | Exhaust Fans , Aux. Bldg | Fan | HVAC |  | FN | http://www.toronto.ca/TWONTO#blower_or_fan_with_drive
106497 | TAB-ACC-FN-4478 | Fan, Exhaust, Auxiliary Systems Building, Penthouse | TAB-ACC-FN-AUX | Exhaust Fans , Aux. Bldg | Fan | HVAC |  | FN | http://www.toronto.ca/TWONTO#blower_or_fan_with_drive
106510 | TAB-ACC-FN-4901 | Fan, Exhaust, Waste Gas Burner Station | TAB-ACC-AHU-4901 | Air Handling Unit, Waste Gas Buner Station | Fan | HVAC |  | FN | http://www.toronto.ca/TWONTO#blower_or_fan_with_drive
106511 | TAB-ACC-FN-4902 | Fan, Exhaust, Waste Gas Burner Station | TAB-ACC-AHU-4901 | Air Handling Unit, Waste Gas Buner Station | Fan | HVAC |  | FN | http://www.toronto.ca/TWONTO#blower_or_fan_with_drive
106544 | TAB-ACC-FN-6411 | Fan, Centrifugal, Supply Air, AHU-6410, Grit Bldg. roof, P Bldg. | TAB-ACC-AHU-6410 | Air Handling Unit, Roof, Grit Bldg., P Bldg. | Fan,Centrifugal | HVAC |  | FN | http://www.toronto.ca/TWONTO#blower_or_fan_with_drive
106545 | TAB-ACC-FN-6413 | Fan, Centrifugal, Exhaust Air, Roof, Grit Bldg., P Bldg. | TAB-ACC-FN-PBLDG | Exhaust Fans , P Bldg | Fan,Centrifugal | HVAC |  | FN | http://www.toronto.ca/TWONTO#blower_or_fan_with_drive
106546 | TAB-ACC-FN-6414 | Fan, Centrifugal, Exhaust Air, Roof, Grit Bldg., P Bldg. | TAB-ACC-FN-PBLDG | Exhaust Fans , P Bldg | Fan,Centrifugal | HVAC |  | FN | http://www.toronto.ca/TWONTO#blower_or_fan_with_drive
106547 | TAB-ACC-FN-6415 | Fan, Centrifugal, Exhaust Air, Roof, Grit Bldg., P Bldg. | TAB-ACC-FN-PBLDG | Exhaust Fans , P Bldg | Fan,Centrifugal | HVAC |  | FN | http://www.toronto.ca/TWONTO#blower_or_fan_with_drive
106548 | TAB-ACC-FN-6416 | Fan, Centrifugal, Exhaust Air, Roof, Grit Bldg., P Bldg. | TAB-ACC-FN-PBLDG | Exhaust Fans , P Bldg | Fan,Centrifugal | HVAC |  | FN | http://www.toronto.ca/TWONTO#blower_or_fan_with_drive
106549 | TAB-ACC-FN-6419 | Fan, Centrifugal, Exhaust Air, Roof, Grit Bldg., P Bldg. | TAB-ACC-FN-PBLDG | Exhaust Fans , P Bldg | Fan,Centrifugal | HVAC |  | FN | http://www.toronto.ca/TWONTO#blower_or_fan_with_drive
106550 | TAB-ACC-FN-6432 | Fan, Sidewall, Exhaust Air, AHU-6430, Roof, Grit Bldg., P Bldg. | TAB-ACC-AHU-6430 | Air Handling Unit, Roof, Grit Bldg., P Bldg. | Fan | HVAC |  | FN | http://www.toronto.ca/TWONTO#blower_or_fan_with_drive
106551 | TAB-ACC-FN-6433 | Fan, Centrifugal, Exhaust Air, Roof, Grit Bldg., P Bldg. | TAB-ACC-FN-PBLDG | Exhaust Fans , P Bldg | Fan,Centrifugal | HVAC |  | FN | http://www.toronto.ca/TWONTO#blower_or_fan_with_drive
106552 | TAB-ACC-FN-6453 | Fan, Sidewall, Exhaust Air, AHU-6450, Primary Tank Operating Gallery, Ground, East Side | TAB-ACC-AHU-6450 | Air Handling Unit, Primary Tank Operating Gallery, Ground, East Side | Fan,Centrifugal | HVAC |  | FN | http://www.toronto.ca/TWONTO#blower_or_fan_with_drive
106553 | TAB-ACC-FN-6454 | Fan, Centrifugal, Exhaust Air, Primary Tank Operating Gallery, Ground, East Side | TAB-ACC-FN-PBLDG | Exhaust Fans , P Bldg | Fan,Centrifugal | HVAC |  | FN | http://www.toronto.ca/TWONTO#blower_or_fan_with_drive
106554 | TAB-ACC-FN-6455 | Fan, Centrifugal, Exhaust Air, Primary Tank Operating Gallery, Ground, East Side | TAB-ACC-FN-PBLDG | Exhaust Fans , P Bldg | Fan,Centrifugal | HVAC |  | FN | http://www.toronto.ca/TWONTO#blower_or_fan_with_drive
106555 | TAB-ACC-FN-6461 | Fan, Centrifugal, Supply Air, AHU-6460, Primary Tank Operating Gallery, Ground, West Side | TAB-ACC-AHU-6460 | Air Handling Unit, Existing Primary Tank Operating Gallery, Ground, West Side | Fan,Centrifugal | HVAC |  | FN | http://www.toronto.ca/TWONTO#blower_or_fan_with_drive
106556 | TAB-ACC-FN-6462 | Fan, Centrifugal, Supply Air, AHU-6460, Primary Tank Operating Gallery, Ground, West Side | TAB-ACC-AHU-6460 | Air Handling Unit, Existing Primary Tank Operating Gallery, Ground, West Side | Fan,Centrifugal | HVAC |  | FN | http://www.toronto.ca/TWONTO#blower_or_fan_with_drive
106557 | TAB-ACC-FN-6471 | Fan, Centrifugal, Supply Air, AHU-6470, Mech Room No. 6, Old Screen Bldg., P Bldg. | TAB-ACC-AHU-6470 | Air Handling Unit, Mechanical Room no.6, Grit Bldg., P Bldg. | Fan,Centrifugal | HVAC |  | FN | http://www.toronto.ca/TWONTO#blower_or_fan_with_drive
106558 | TAB-ACC-FN-6481 | Fan, Centrifugal, Supply Air, Pump Room, Grit Bldg., P Bldg. | TAB-ACC-AHU-PBLDG | AHUs/Supply Fans P. Bldg. | Fan,Centrifugal | HVAC |  | FN | http://www.toronto.ca/TWONTO#blower_or_fan_with_drive
106559 | TAB-ACC-FN-6483 | Fan, Centrifugal, Supply Air, chemical Room, Grit Bldg., P Bldg. | TAB-ACC-AHU-PBLDG | AHUs/Supply Fans P. Bldg. | Fan,Centrifugal | HVAC |  | FN | http://www.toronto.ca/TWONTO#blower_or_fan_with_drive
106560 | TAB-ACC-FN-6484 | Fan, Centrifugal, Exhaust Air, Ground Floor (north side), Grit Bldg., P Bldg. | TAB-ACC-FN-PBLDG | Exhaust Fans , P Bldg | Fan,Centrifugal | HVAC |  | FN | http://www.toronto.ca/TWONTO#blower_or_fan_with_drive
106561 | TAB-ACC-FN-6485 | Fan, Centrifugal, Supply Air, CEPT, Grit Bldg., P Bldg. | TAB-ACC-AHU-PBLDG | AHUs/Supply Fans P. Bldg. | Fan,Centrifugal | HVAC |  | FN | http://www.toronto.ca/TWONTO#blower_or_fan_with_drive
106562 | TAB-ACC-FN-6486 | Fan, Centrifugal, Exhaust Air, Ground Floor (north side), Grit Bldg., P Bldg. | TAB-ACC-FN-PBLDG | Exhaust Fans , P Bldg | Fan,Centrifugal | HVAC |  | FN | http://www.toronto.ca/TWONTO#blower_or_fan_with_drive
106563 | TAB-ACC-FN-6501 | Fan, Ceiling type, Exhaust air, Washroom, Screen Bldg., P Bldg. | TAB-ACC-FN-PBLDG | Exhaust Fans , P Bldg | Fan | HVAC |  | FN | http://www.toronto.ca/TWONTO#blower_or_fan_with_drive
106564 | TAB-ACC-FN-6512 | Fan, Centrifugal, Exhaust air, AHU-6510, Mechanical room No. 1, Screen Bldg., P Bldg. | TAB-ACC-AHU-6510 | Air Handling Unit, Mechanical Room no.1, Screen Bldg., P Bldg. | Fan,Centrifugal | HVAC |  | FN | http://www.toronto.ca/TWONTO#blower_or_fan_with_drive
106565 | TAB-ACC-FN-6522 | Fan, Centrifugal, Supply air, AHU-6520, Mechanical Room No. 2, Screen Bldg., P Bldg. | TAB-ACC-AHU-6520 | Air Handling Unit, Mechanical Room no.2, Screen Bldg., P Bldg. | Fan,Centrifugal | HVAC |  | FN | http://www.toronto.ca/TWONTO#blower_or_fan_with_drive
106566 | TAB-ACC-FN-6531 | Fan, Centrifugal, Supply air, AHU-6530, Mechanical Room No. 3, Screen Bldg., P Bldg. | TAB-ACC-AHU-6530 | Air Handling Unit, Mechanical Room no.3, Screen Bldg., P Bldg. | Fan,Centrifugal | HVAC |  | FN | http://www.toronto.ca/TWONTO#blower_or_fan_with_drive
106567 | TAB-ACC-FN-6541 | Fan, Centrifugal, Supply air, AHU-6540, Mechanical Room No. 3, Screen Bldg., P Bldg. | TAB-ACC-AHU-6540 | Air Handling Unit, Mechanical Room no.3, Screen Bldg., P Bldg. | Fan,Centrifugal | HVAC |  | FN | http://www.toronto.ca/TWONTO#blower_or_fan_with_drive
106568 | TAB-ACC-FN-6542 | Fan, Centrifugal, exhaust air, Mechanical Room No. 3, Screen Bldg., P Bldg. | TAB-ACC-FN-PBLDG | Exhaust Fans , P Bldg | Fan,Centrifugal | HVAC |  | FN | http://www.toronto.ca/TWONTO#blower_or_fan_with_drive
106569 | TAB-ACC-FN-6551 | Fan, Centrifugal, Supply air, AHU-6550, Mechanical Room No. 3, Screen Bldg., P Bldg. | TAB-ACC-AHU-6550 | Air Handling Unit, Mechanical Room no.3, Screen Bldg., P Bldg. | Fan,Centrifugal | HVAC |  | FN | http://www.toronto.ca/TWONTO#blower_or_fan_with_drive
106570 | TAB-ACC-FN-6552 | Fan, Centrifugal, exhaust air, Mechanical Room No. 3, Screen Bldg., P Bldg. | TAB-ACC-FN-PBLDG | Exhaust Fans , P Bldg | Fan,Centrifugal | HVAC |  | FN | http://www.toronto.ca/TWONTO#blower_or_fan_with_drive
106571 | TAB-ACC-FN-6572 | Fan, Centrifugal, Supply air, AHU-6570, Mechanical Room No. 3, Screen Bldg., P Bldg. | TAB-ACC-AHU-6570 | Air Handling Unit, Mechanical Room no.3, Screen Bldg., P Bldg. | Fan,Centrifugal | HVAC |  | FN | http://www.toronto.ca/TWONTO#blower_or_fan_with_drive
106572 | TAB-ACC-FN-6581 | Fan, Centrifugal, Supply Air, AHU-6580, Workshop Roof, Screen Bldg., P Bldg. | TAB-ACC-AHU-6580 | Air Handling Unit, Workshop Roof, P Bldg. | Fan,Centrifugal | HVAC |  | FN | http://www.toronto.ca/TWONTO#blower_or_fan_with_drive
106573 | TAB-ACC-FN-6582 | Fan, Sidewall type, Exhaust Air, maintenance Workshop, Screen Bldg., P Bldg. | TAB-ACC-FN-PBLDG | Exhaust Fans , P Bldg | Fan | HVAC |  | FN | http://www.toronto.ca/TWONTO#blower_or_fan_with_drive
106574 | TAB-ACC-FN-6583 | Fan, Sidewall type, Exhaust Air, maintenance Workshop, Screen Bldg., P Bldg. | TAB-ACC-FN-PBLDG | Exhaust Fans , P Bldg | Fan | HVAC |  | FN | http://www.toronto.ca/TWONTO#blower_or_fan_with_drive
106575 | TAB-ACC-FN-6591 | Fan, Centrifugal, Supply Air, AHU-6590, Workshop Roof, Screen Bldg., P Bldg. | TAB-ACC-AHU-6590 | Air Handling Unit, Workshop Roof, P Bldg. | Fan,Centrifugal | HVAC |  | FN | http://www.toronto.ca/TWONTO#blower_or_fan_with_drive
106576 | TAB-ACC-FN-6593 | Fan, ceiling type, Exhaust Air, Workshop server closet, Screen Bldg., P Bldg. | TAB-ACC-FN-PBLDG | Exhaust Fans , P Bldg | Fan | HVAC |  | FN | http://www.toronto.ca/TWONTO#blower_or_fan_with_drive
106577 | TAB-ACC-FN-6594 | Fan, portable welding smoke extractor, Exhaust Air, Maintenance Workshop, Screen Bldg., P Bldg. | TAB-ACC-FN-PBLDG | Exhaust Fans , P Bldg | Fan | HVAC |  | FN | http://www.toronto.ca/TWONTO#blower_or_fan_with_drive
106631 | TAB-ACC-FSL-0330 | Switch, Flow, Air, Supply Fan 3030, Electrical Room | TAB-ACC-AC-3030 | Air Conditioner, D Bldg, New Electrical Room | Switch,Flow-Low | HVAC |  | FSL | http://www.toronto.ca/TWONTO#flow_switch
106696 | TAB-ACC-HC-6451 | Heating Coil, AHU-6450, Primary Tank Operating Gallery, Ground, East Side | TAB-ACC-AHU-6450 | Air Handling Unit, Primary Tank Operating Gallery, Ground, East Side | H.V.A.C.,Heater | HVAC |  | HC | heating_coil
106697 | TAB-ACC-HC-9002 | Heating Coil, T Bldg | TAB-ACC-HTR-M&T | Unit Heaters- M&T Bldg | H.V.A.C.,Heater,Convection | HVAC |  | HC | heating_coil
106698 | TAB-ACC-HC-9003 | Heating Coil, T Bldg | TAB-ACC-HTR-M&T | Unit Heaters- M&T Bldg | H.V.A.C.,Heater,Convection | HVAC |  | HC | heating_coil
106699 | TAB-ACC-HC-9004 | Heating Coil, T Bldg | TAB-ACC-HTR-M&T | Unit Heaters- M&T Bldg | H.V.A.C.,Heater,Convection | HVAC |  | HC | heating_coil
106700 | TAB-ACC-HC-9005 | Heating Coil, T Bldg | TAB-ACC-HTR-M&T | Unit Heaters- M&T Bldg | H.V.A.C.,Heater,Convection | HVAC |  | HC | heating_coil
106715 | TAB-ACC-HE-1405 | Heat Exchanger, Hot Water Reheat Coil | TAB-ACC-VAV-1405 | Heater, Hot Water Reheat Coil, Variable air | Heat Exchanger | HVAC |  | HE | http://www.toronto.ca/TWONTO#heat_exchanger
106716 | TAB-ACC-HE-1418 | Heat Exchange, Hot Water Reheat Coil | TAB-ACC-VAV-1418 | Heater, Hot Water Reheat Coil, Variable air | Heat Exchanger | HVAC |  | HE | http://www.toronto.ca/TWONTO#heat_exchanger
106717 | TAB-ACC-HE-1419 | Heater, Hot Water Reheat Coil | TAB-ACC-VAV-1419 | Heater, Hot Water Reheat Coil, Variable air | Heat Exchanger | HVAC |  | HE | http://www.toronto.ca/TWONTO#heat_exchanger
106720 | TAB-ACC-HE-1433 | Heat Exchanger, Hot Water Reheat Coil | TAB-ACC-HTR-1433 | Heater, Hot Water Reheat Coil | Heat Exchanger | HVAC |  | HE | http://www.toronto.ca/TWONTO#heat_exchanger
106721 | TAB-ACC-HE-1435 | Heat Exchanger, Hot Water Reheat Coil | TAB-ACC-HTR-1435 | Heater, Hot Water Reheat Coil | Heat Exchanger | HVAC |  | HE | http://www.toronto.ca/TWONTO#heat_exchanger
106722 | TAB-ACC-HE-1436 | Heat Exchanger, Hot Water Reheat Coil | TAB-ACC-HTR-1436 | Heater, Hot Water Reheat Coil | Heat Exchanger | HVAC |  | HE | http://www.toronto.ca/TWONTO#heat_exchanger
106723 | TAB-ACC-HE-1437 | Heat Exchanger, Hot Water Reheat Coil | TAB-ACC-HTR-1437 | Heater, Hot Water Reheat Coil | Heat Exchanger | HVAC |  | HE | http://www.toronto.ca/TWONTO#heat_exchanger
106724 | TAB-ACC-HE-1438 | Heat Exchanger, Hot Water Reheat Coil | TAB-ACC-HTR-1438 | Heater, Hot Water Reheat Coil | Heat Exchanger | HVAC |  | HE | http://www.toronto.ca/TWONTO#heat_exchanger
106725 | TAB-ACC-HE-1448 | Heat Exchanger, Hot Water Reheat Coil | TAB-ACC-HTR-1448 | Heater, Hot Water Reheat Coil | Heat Exchanger | HVAC |  | HE | http://www.toronto.ca/TWONTO#heat_exchanger
106726 | TAB-ACC-HE-1454 | Heat Exchanger, Hot Water Reheat Coil | TAB-ACC-HTR-1449 | Heater, Hot Water Reheat Coil | Heat Exchanger | HVAC |  | HE | http://www.toronto.ca/TWONTO#heat_exchanger
106727 | TAB-ACC-HE-1454 | Heat Exchanger, Hot Water Reheat Coil | TAB-ACC-HTR-1454 | Heater, Hot Water Reheat Coil | Heat Exchanger | HVAC |  | HE | http://www.toronto.ca/TWONTO#heat_exchanger
106728 | TAB-ACC-HE-1455 | Heat Exchanger, Hot Water Reheat Coil | TAB-ACC-HTR-1455 | Heater, Hot Water Reheat Coil | Heat Exchanger | HVAC |  | HE | http://www.toronto.ca/TWONTO#heat_exchanger
106729 | TAB-ACC-HE-1456 | Heat Exchanger, Hot Water Reheat Coil | TAB-ACC-HTR-1456 | Heater, Hot Water Reheat Coil | Heat Exchanger | HVAC |  | HE | http://www.toronto.ca/TWONTO#heat_exchanger
106730 | TAB-ACC-HE-1457 | Heat Exchanger, Hot Water Reheat Coil | TAB-ACC-VAV-1457 | Heater, Hot Water Reheat Coil, Variable air | Heat Exchanger | HVAC |  | HE | http://www.toronto.ca/TWONTO#heat_exchanger
106731 | TAB-ACC-HE-1458 | Heat Exchanger, Hot Water Reheat Coil | TAB-ACC-VAV-1458 | Heater, Hot Water Reheat Coil, Variable air | Heat Exchanger | HVAC |  | HE | http://www.toronto.ca/TWONTO#heat_exchanger
106732 | TAB-ACC-HE-1461 | Heat Exchanger, Electric Reheat Coil | TAB-ACC-HTR-1461 | Heater, Electric Reheat Coil | Heat Exchanger | HVAC |  | HE | http://www.toronto.ca/TWONTO#heat_exchanger
106733 | TAB-ACC-HE-1461 | Heat Exchanger, Electric Reheat Coil | TAB-ACC-HTR-1490 | Heater, Electric Reheat Coil | Heat Exchanger | HVAC |  | HE | http://www.toronto.ca/TWONTO#heat_exchanger
106734 | TAB-ACC-HE-1462 | Heat Exchanger, Electric Reheat Coil | TAB-ACC-HTR-1462 | Heater unit, Z Bldg | Heat Exchanger | HVAC |  | HE | http://www.toronto.ca/TWONTO#heat_exchanger
106735 | TAB-ACC-HE-1463 | Heat Exchanger, Electric Reheat Coil | TAB-ACC-HTR-1463 | Heater unit, Z Bldg | Heat Exchanger | HVAC |  | HE | http://www.toronto.ca/TWONTO#heat_exchanger
106736 | TAB-ACC-HE-1464 | Heat Exchanger, Electric Reheat Coil | TAB-ACC-HTR-1464 | Heater unit, Z Bldg | Heat Exchanger | HVAC |  | HE | http://www.toronto.ca/TWONTO#heat_exchanger
106737 | TAB-ACC-HE-1483 | Heat Exchanger, Hot Water Reheat Coil | TAB-ACC-VAV-1483 | Heater, Hot Water Reheat Coil, Variable air | Heat Exchanger | HVAC |  | HE | http://www.toronto.ca/TWONTO#heat_exchanger
106738 | TAB-ACC-HE-1485 | Heat Exchanger, Hot Water Reheat Coil | TAB-ACC-VAV-1485 | Heater, Hot Water Reheat Coil, Variable air | Heat Exchanger | HVAC |  | HE | http://www.toronto.ca/TWONTO#heat_exchanger
106739 | TAB-ACC-HE-1487 | Heat Exchanger, Hot Water Reheat Coil | TAB-ACC-VAV-1487 | Heater, Hot Water Reheat Coil, Variable air | Heat Exchanger | HVAC |  | HE | http://www.toronto.ca/TWONTO#heat_exchanger
106740 | TAB-ACC-HE-1489 | Heat Exchanger, Hot Water Reheat Coil | TAB-ACC-VAV-1489 | Heater, Hot Water Reheat Coil, Variable air | Heat Exchanger | HVAC |  | HE | http://www.toronto.ca/TWONTO#heat_exchanger
106741 | TAB-ACC-HE-1491 | Heat Exchanger , Electric Reheat Coil | TAB-ACC-HTR-1491 | Heater, Electric Reheat Coil | Heat Exchanger | HVAC |  | HE | http://www.toronto.ca/TWONTO#heat_exchanger
106742 | TAB-ACC-HE-1499 | Heat Exchanger, Hot Water Reheat Coil | TAB-ACC-HTR-1499 | Heater, Hot Water Reheat Coil | Heat Exchanger | HVAC |  | HE | http://www.toronto.ca/TWONTO#heat_exchanger
106758 | TAB-ACC-HE-6401 | Heat Exchanger, Mechanical Room No.5, Old Screen Bldg., P Bldg. | TAB-ACC-1100 | HVAC Heating, P Bldg | Heat Exchanger | HVAC |  | HE | http://www.toronto.ca/TWONTO#heat_exchanger
106759 | TAB-ACC-HE-6403 | Heat Exchanger, Heating Coil box, Ground Floor, North Side, Grit Bldg., P Bldg. | TAB-ACC-FN-6465 | Fan, Centrifugal, Exhaust Air, Roof, Old Screen Bldg., P Bldg. | Heat Exchanger | HVAC |  | HE | http://www.toronto.ca/TWONTO#heat_exchanger
106760 | TAB-ACC-HE-6405 | Heat Exchanger, Heating Coil box, Pump Room, Grit Bldg., P Bldg. | TAB-ACC-HTR-PBLDG | Unit Heaters- P Bldg | Heat Exchanger | HVAC |  | HE | http://www.toronto.ca/TWONTO#heat_exchanger
106761 | TAB-ACC-HE-6406 | Heat Exchanger, Heating Coil box, chemical Room, Grit Bldg., P Bldg. | TAB-ACC-HTR-PBLDG | Unit Heaters- P Bldg | Heat Exchanger | HVAC |  | HE | http://www.toronto.ca/TWONTO#heat_exchanger
106762 | TAB-ACC-HE-6471 | Heat Exchanger, AHU-6470, Mech Room No. 6, Old Screen Bldg., P Bldg. | TAB-ACC-AHU-6470 | Air Handling Unit, Mechanical Room no.6, Grit Bldg., P Bldg. | Heat Exchanger | HVAC |  | HE | http://www.toronto.ca/TWONTO#heat_exchanger
106763 | TAB-ACC-HE-6501 | Heat Exchanger, Reheat coil, Workshop Kitchen, Screen Bldg., P Bldg. | TAB-ACC-MEQ-6501 | High Pressure Hot Water cleaning system, Mechanical Room No. 1, Screen Bldg., P Bldg. | Heat Exchanger | HVAC |  | HE | http://www.toronto.ca/TWONTO#heat_exchanger
106764 | TAB-ACC-HE-6521 | Heat Exchanger, Mechanical Room No. 2, Screen Bldg., P Bldg. | TAB-ACC-AHU-6520 | Air Handling Unit, Mechanical Room no.2, Screen Bldg., P Bldg. | Heat Exchanger | HVAC |  | HE | http://www.toronto.ca/TWONTO#heat_exchanger
106765 | TAB-ACC-HE-6531 | Heat Exchanger, AHU-6530, Mechanical Room No. 3, Screen Bldg., P Bldg. | TAB-ACC-AHU-6530 | Air Handling Unit, Mechanical Room no.3, Screen Bldg., P Bldg. | Heat Exchanger | HVAC |  | HE | http://www.toronto.ca/TWONTO#heat_exchanger
106766 | TAB-ACC-HE-6541 | Heat Exchanger, AHU-6540, Mechanical Room No. 3, Screen Bldg., P Bldg. | TAB-ACC-AHU-6540 | Air Handling Unit, Mechanical Room no.3, Screen Bldg., P Bldg. | Heat Exchanger | HVAC |  | HE | http://www.toronto.ca/TWONTO#heat_exchanger
106767 | TAB-ACC-HE-6551 | Heat Exchanger, AHU-6550, Mechanical Room No. 3, Screen Bldg., P Bldg. | TAB-ACC-AHU-6550 | Air Handling Unit, Mechanical Room no.3, Screen Bldg., P Bldg. | Heat Exchanger | HVAC |  | HE | http://www.toronto.ca/TWONTO#heat_exchanger
106768 | TAB-ACC-HE-6571 | Heat Exchanger, AHU-6570, Mechanical Room No. 3, Screen Bldg., P Bldg. | TAB-ACC-AHU-6570 | Air Handling Unit, Mechanical Room no.3, Screen Bldg., P Bldg. | Heat Exchanger | HVAC |  | HE | http://www.toronto.ca/TWONTO#heat_exchanger
106862 | TAB-ACC-HTR-1433 | Heater, Hot Water Reheat Coil | TAB-ACC-1400 | Heating, Z Bldg - | H.V.A.C.,Heater | HVAC |  | HTR | http://www.toronto.ca/TWONTO#heater
106863 | TAB-ACC-HTR-1439 | Heater, Hot Water Reheat Coil | TAB-ACC-1400 | Heating, Z Bldg - | H.V.A.C.,Heater | HVAC |  | HTR | http://www.toronto.ca/TWONTO#heater
106864 | TAB-ACC-HTR-1444 | Heater, Hot Water Reheat Coil | TAB-ACC-1400 | Heating, Z Bldg - | H.V.A.C.,Heater | HVAC |  | HTR | http://www.toronto.ca/TWONTO#heater
106865 | TAB-ACC-HTR-1445 | Heater, Hot Water Reheat Coil | TAB-ACC-1400 | Heating, Z Bldg - | H.V.A.C.,Heater | HVAC |  | HTR | http://www.toronto.ca/TWONTO#heater
106866 | TAB-ACC-HTR-1446 | Heater, Hot Water Reheat Coil | TAB-ACC-1400 | Heating, Z Bldg - | H.V.A.C.,Heater | HVAC |  | HTR | http://www.toronto.ca/TWONTO#heater
106867 | TAB-ACC-HTR-1454 | Heater, Hot Water Reheat Coil | TAB-ACC-1400 | Heating, Z Bldg - | H.V.A.C.,Heater | HVAC |  | HTR | http://www.toronto.ca/TWONTO#heater
107006 | TAB-ACC-HTR-3859 | Heater unit-Heat Recovery Bldg. Elevator room | TAB-ACC-HTR-HRS | Unit Heaters- Heat recovery Bldg |  | HVAC |  | HTR | http://www.toronto.ca/TWONTO#heater
107030 | TAB-ACC-HTR-4035 | Unit Heater, East Stairwell, First Landing, 5th Floor, Silo Building | TAB-ACC-HTR | Heaters- Convection, | H.V.A.C.,Heater | HVAC |  | HTR | http://www.toronto.ca/TWONTO#heater
107031 | TAB-ACC-HTR-4035 | Unit Heater, East Stairwell, First Landing, 5th Floor, Silo Building | TAB-ACC-HTR-SLO | Unit Heaters- Silo Bldg | H.V.A.C.,Heater | HVAC |  | HTR | http://www.toronto.ca/TWONTO#heater
107097 | TAB-ACC-HTR-6402 | Heater, Electric, WashRoom, Existing Primary Tank Operating Gallery | TAB-ACC-HTR-PBLDG | Unit Heaters- P Bldg | H.V.A.C.,Heater | HVAC |  | HTR | http://www.toronto.ca/TWONTO#heater
107098 | TAB-ACC-HTR-6403 | Heater, Electric, StAir, Existing Primary Tank Operating Gallery | TAB-ACC-HTR-PBLDG | Unit Heaters- P Bldg | H.V.A.C.,Heater | HVAC |  | HTR | http://www.toronto.ca/TWONTO#heater
107099 | TAB-ACC-HTR-6404 | Heater, Electric, MCC Room, Existing Primary Tank Operating Gallery | TAB-ACC-HTR-PBLDG | Unit Heaters- P Bldg | H.V.A.C.,Heater | HVAC |  | HTR | http://www.toronto.ca/TWONTO#heater
107100 | TAB-ACC-HTR-6405 | Heater, Electric, MCC Room, Existing Primary Tank Operating Gallery | TAB-ACC-HTR-PBLDG | Unit Heaters- P Bldg | H.V.A.C.,Heater | HVAC |  | HTR | http://www.toronto.ca/TWONTO#heater
107101 | TAB-ACC-HTR-6411 | Heater, Unit, Hot Water, AHU-6410, Roof, Grit Bldg., P Bldg. | TAB-ACC-AHU-6410 | Air Handling Unit, Roof, Grit Bldg., P Bldg. | H.V.A.C.,Heater | HVAC |  | HTR | http://www.toronto.ca/TWONTO#heater
107102 | TAB-ACC-HTR-6421 | Heater, Unit, Hot Water, AHU-6420, Roof, Grit Bldg., P Bldg. | TAB-ACC-AHU-6420 | Air Handling Unit, Roof, Grit Bldg., P Bldg. | H.V.A.C.,Heater | HVAC |  | HTR | http://www.toronto.ca/TWONTO#heater
107103 | TAB-ACC-HTR-6471 | Heater, Unit, Hot Water, Ground Floor, North Side, Grit Bldg., P Bldg. | TAB-ACC-HTR-PBLDG | Unit Heaters- P Bldg | H.V.A.C.,Heater | HVAC |  | HTR | http://www.toronto.ca/TWONTO#heater
107104 | TAB-ACC-HTR-6473 | Heater, Unit, Hot Water, Ground Floor, North Side, Grit Bldg., P Bldg. | TAB-ACC-HTR-PBLDG | Unit Heaters- P Bldg | H.V.A.C.,Heater | HVAC |  | HTR | http://www.toronto.ca/TWONTO#heater
107105 | TAB-ACC-HTR-6476 | Heater, Unit, Hot Water, Ground Floor, North Side, Grit Bldg., P Bldg. | TAB-ACC-HTR-PBLDG | Unit Heaters- P Bldg | H.V.A.C.,Heater | HVAC |  | HTR | http://www.toronto.ca/TWONTO#heater
107106 | TAB-ACC-HTR-6479 | Heater, Unit, Hot Water, Mechanical Room No.6, Old Screen Bldg., P Bldg. | TAB-ACC-HTR-PBLDG | Unit Heaters- P Bldg | H.V.A.C.,Heater | HVAC |  | HTR | http://www.toronto.ca/TWONTO#heater
107107 | TAB-ACC-HTR-6501 | Heater, Unit, Hot Water, maintenance Workshop, Screen Bldg., P Bldg. | TAB-ACC-HTR-PBLDG | Unit Heaters- P Bldg | H.V.A.C.,Heater | HVAC |  | HTR | http://www.toronto.ca/TWONTO#heater
107108 | TAB-ACC-HTR-6502 | Heater, Unit, Hot Water, maintenance Workshop, Screen Bldg., P Bldg. | TAB-ACC-HTR-PBLDG | Unit Heaters- P Bldg | H.V.A.C.,Heater | HVAC |  | HTR | http://www.toronto.ca/TWONTO#heater
107109 | TAB-ACC-HTR-6503 | Heater, Unit, Hot Water, maintenance Workshop, Screen Bldg., P Bldg. | TAB-ACC-HTR-PBLDG | Unit Heaters- P Bldg | H.V.A.C.,Heater | HVAC |  | HTR | http://www.toronto.ca/TWONTO#heater
107110 | TAB-ACC-HTR-6504 | Heater, Unit, Hot Water, Mechanical Room No. 4, Screen Bldg., P Bldg. | TAB-ACC-HTR-PBLDG | Unit Heaters- P Bldg | H.V.A.C.,Heater | HVAC |  | HTR | http://www.toronto.ca/TWONTO#heater
107111 | TAB-ACC-HTR-6512 | Heater, Unit, Hot Water, Workshop Control Room, Screen Bldg., P Bldg. | TAB-ACC-HTR-PBLDG | Unit Heaters- P Bldg | H.V.A.C.,Heater | HVAC |  | HTR | http://www.toronto.ca/TWONTO#heater
107112 | TAB-ACC-HTR-6513 | Heater, Unit, Hot Water, Workshop male Change Room, Screen Bldg., P Bldg. | TAB-ACC-HTR-PBLDG | Unit Heaters- P Bldg | H.V.A.C.,Heater | HVAC |  | HTR | http://www.toronto.ca/TWONTO#heater
107113 | TAB-ACC-HTR-6531 | Heater, Unit, Electric, Electrical Room No. 1, Screen Bldg., P Bldg. | TAB-ACC-HTR-PBLDG | Unit Heaters- P Bldg | H.V.A.C.,Heater | HVAC |  | HTR | http://www.toronto.ca/TWONTO#heater
107114 | TAB-ACC-HTR-6532 | Heater, Unit, Electric, Electrical Room No. 1, Screen Bldg., P Bldg. | TAB-ACC-HTR-PBLDG | Unit Heaters- P Bldg | H.V.A.C.,Heater | HVAC |  | HTR | http://www.toronto.ca/TWONTO#heater
107115 | TAB-ACC-HTR-6533 | Heater, Unit, Electric, Electrical Room No. 2, Screen Bldg., P Bldg. | TAB-ACC-HTR-PBLDG | Unit Heaters- P Bldg | H.V.A.C.,Heater | HVAC |  | HTR | http://www.toronto.ca/TWONTO#heater
107116 | TAB-ACC-HTR-6541 | Heater, Unit, Hot Water, stair at basement, Screen Bldg., P Bldg. | TAB-ACC-HTR-PBLDG | Unit Heaters- P Bldg | H.V.A.C.,Heater | HVAC |  | HTR | http://www.toronto.ca/TWONTO#heater
107117 | TAB-ACC-HTR-6542 | Heater, Unit, Hot Water, stair at Ground Floor, Screen Bldg., P Bldg. | TAB-ACC-HTR-PBLDG | Unit Heaters- P Bldg | H.V.A.C.,Heater | HVAC |  | HTR | http://www.toronto.ca/TWONTO#heater
107118 | TAB-ACC-HTR-6543 | Heater, Unit, Hot Water, stair at Ground Floor, Screen Bldg., P Bldg. | TAB-ACC-HTR-PBLDG | Unit Heaters- P Bldg | H.V.A.C.,Heater | HVAC |  | HTR | http://www.toronto.ca/TWONTO#heater
107119 | TAB-ACC-HTR-6544 | Heater, Unit, Hot Water, stair at penthouse, Screen Bldg., P Bldg. | TAB-ACC-HTR-PBLDG | Unit Heaters- P Bldg | H.V.A.C.,Heater | HVAC |  | HTR | http://www.toronto.ca/TWONTO#heater
107120 | TAB-ACC-HTR-6545 | Heater, Unit, Hot Water, stair at penthouse, Screen Bldg., P Bldg. | TAB-ACC-HTR-PBLDG | Unit Heaters- P Bldg | H.V.A.C.,Heater | HVAC |  | HTR | http://www.toronto.ca/TWONTO#heater
107121 | TAB-ACC-HTR-6547 | Heater, Unit, Hot Water, stair at penthouse, Screen Bldg., P Bldg. | TAB-ACC-HTR-PBLDG | Unit Heaters- P Bldg | H.V.A.C.,Heater | HVAC |  | HTR | http://www.toronto.ca/TWONTO#heater
107122 | TAB-ACC-HTR-6554 | Heater, Unit, Hot Water, blower Room, Screen Bldg., P Bldg. | TAB-ACC-HTR-PBLDG | Unit Heaters- P Bldg | H.V.A.C.,Heater | HVAC |  | HTR | http://www.toronto.ca/TWONTO#heater
107123 | TAB-ACC-HTR-6555 | Heater, Unit, Hot Water, screen area, Screen Bldg., P Bldg. | TAB-ACC-HTR-PBLDG | Unit Heaters- P Bldg | H.V.A.C.,Heater | HVAC |  | HTR | http://www.toronto.ca/TWONTO#heater
107124 | TAB-ACC-HTR-6560 | Heater, Unit, Hot Water, Mechanical Room No. 2, Screen Bldg., P Bldg. | TAB-ACC-HTR-PBLDG | Unit Heaters- P Bldg | H.V.A.C.,Heater | HVAC |  | HTR | http://www.toronto.ca/TWONTO#heater
107125 | TAB-ACC-HTR-6563 | Heater, Unit, Hot Water, Mechanical Room No. 3, Screen Bldg., P Bldg. | TAB-ACC-HTR-PBLDG | Unit Heaters- P Bldg | H.V.A.C.,Heater | HVAC |  | HTR | http://www.toronto.ca/TWONTO#heater
107126 | TAB-ACC-HTR-6564 | Heater, Unit, Hot Water, Mechanical Room No. 3, Screen Bldg., P Bldg. | TAB-ACC-HTR-PBLDG | Unit Heaters- P Bldg | H.V.A.C.,Heater | HVAC |  | HTR | http://www.toronto.ca/TWONTO#heater
107127 | TAB-ACC-HTR-6581 | Heater, Electric Forced Air Heater, AHU-6580, Workshop Roof, Screen Bldg., P Bldg. | TAB-ACC-AHU-6580 | Air Handling Unit, Workshop Roof, P Bldg. | H.V.A.C.,Heater | HVAC |  | HTR | http://www.toronto.ca/TWONTO#heater
107164 | TAB-ACC-MEQ-6401 | Mechanical Equipment, Air separator, Mechanical Room No.5, Old Screen Bldg., P Bldg. | TAB-ACC-HE-6401 | Heat Exchanger, Mechanical Room No.5, Old Screen Bldg., P Bldg. | H.V.A.C. | HVAC |  | MEQ | http://www.toronto.ca/TWONTO#collection_of_assets
107170 | TAB-ACC-MEQ-6514 | Mechanical Equipment, Heat Recovery ventilator, Workshop Kitchen, Screen Bldg., P Bldg. | TAB-PLT-PLQ-P | Plumbing, General, P Bldg Prelim Treatment | Heat Exchanger | HVAC |  | MEQ | http://www.toronto.ca/TWONTO#collection_of_assets
107277 | TAB-ACC-P-6401 | Pump, Heating Pump, VFD, Mech Room No. 5, Old Screen Bldg., P Bldg. | TAB-ACC-HE-6401 | Heat Exchanger, Mechanical Room No.5, Old Screen Bldg., P Bldg. | Pump | HVAC |  | P | http://www.toronto.ca/TWONTO#pump_set_-_with_drive
107278 | TAB-ACC-P-6402 | Pump, Heating Pump, VFD, Mech Room No. 5, Old Screen Bldg., P Bldg. | TAB-ACC-HE-6401 | Heat Exchanger, Mechanical Room No.5, Old Screen Bldg., P Bldg. | Pump | HVAC |  | P | http://www.toronto.ca/TWONTO#pump_set_-_with_drive
107279 | TAB-ACC-P-6405 | Pump, Sump, Basement, Grit Bldg., P Bldg. | TAB-PLT-P-P | P Building - Sump Pumps, Grit Tanks | Pump | HVAC |  | P | http://www.toronto.ca/TWONTO#pump_set_-_with_drive
107280 | TAB-ACC-P-6406 | Pump, Sump, Basement, Grit Bldg., P Bldg. | TAB-PLT-P-P | P Building - Sump Pumps, Grit Tanks | Pump | HVAC |  | P | http://www.toronto.ca/TWONTO#pump_set_-_with_drive
107281 | TAB-ACC-P-6414 | Pump, jockey Pump, Pump Room, Grit Bldg., P Bldg. | TAB-PLT-SQ | P Building - Safety Equipment | Pump | HVAC |  | P | http://www.toronto.ca/TWONTO#pump_set_-_with_drive
107282 | TAB-ACC-P-6511 | Pump, Fire pump, Mechanical Room No. 1, Screen Bldg., P Bldg. | TAB-PLT-SQ | P Building - Safety Equipment | Pump | HVAC |  | P | http://www.toronto.ca/TWONTO#pump_set_-_with_drive
107283 | TAB-ACC-P-6513 | Pump, Jockey pump, Mechanical Room No. 1, Screen Bldg., P Bldg. | TAB-PLT-SQ | P Building - Safety Equipment | Pump | HVAC |  | P | http://www.toronto.ca/TWONTO#pump_set_-_with_drive
107380 | TAB-ACC-PSH-0330 | Switch, Pressure, High, Filter, Fan 3030, Electrical Room | TAB-ACC-AC-3030 | Air Conditioner, D Bldg, New Electrical Room | Switch,Pressure-High | HVAC |  | PSH | http://www.toronto.ca/TWONTO#pressure_switch
107389 | TAB-ACC-PSH-6451 | Switch, Pressure, High, Filter, FN- 6451 & 6452, AHU-6450, Ground, East Operating Gallery | TAB-ACC-AHU-6450 | Air Handling Unit, Primary Tank Operating Gallery, Ground, East Side | Switch,Pressure-High | HVAC |  | PSH | http://www.toronto.ca/TWONTO#pressure_switch
107390 | TAB-ACC-PSH-6452 | Switch, Pressure, High, Filter, FN- 6451 & 6452, AHU-6450, Ground, East Operating Gallery | TAB-ACC-AHU-6450 | Air Handling Unit, Primary Tank Operating Gallery, Ground, East Side | Switch,Pressure-High | HVAC |  | PSH | http://www.toronto.ca/TWONTO#pressure_switch
107417 | TAB-ACC-RPU-6440 | RPU Panel, HVAC, BAS Controller, Mech RM, Existing Screen Bldg., P Bldg. | TAB-PRM-INQ-P | P Building - Instrument Equipment | Control Panel,HVAC | HVAC |  | RPU | http://www.toronto.ca/TWONTO#RPU_panel
107534 | TAB-ACC-T-6401 | Tank, Glycol make-up package, Mechanical Room No.5, Old Screen Bldg., P Bldg. | TAB-ACC-HE-6401 | Heat Exchanger, Mechanical Room No.5, Old Screen Bldg., P Bldg. | Tank | HVAC |  | T | http://www.toronto.ca/TWONTO#chemical_storage_tank
107535 | TAB-ACC-T-6407 | Tank, Heating, Domestic water | TAB-ACC | Plant HVAC Equipment | Tank | HVAC |  | T | http://www.toronto.ca/TWONTO#tanked_hot_water_heater
107536 | TAB-ACC-T-6409 | Heater, Domestic Hot Water, Primary Tank Operating Gallery Basement | TAB-ACC | Plant HVAC Equipment | Tank,Domestic Hot Water | HVAC |  | T | http://www.toronto.ca/TWONTO#tanked_hot_water_heater
107537 | TAB-ACC-T-6502 | Tank, Domestic Hot Water, Workshop Mechanical Room No. 4, Screen Bldg., P Bldg. | TAB-ACC | Plant HVAC Equipment | Tank | HVAC |  | T | http://www.toronto.ca/TWONTO#tanked_hot_water_heater
107538 | TAB-ACC-T-6503 | Tank, Domestic Hot Water, Workshop Mechanical Room No. 4, Screen Bldg., P Bldg. | TAB-ACC | Plant HVAC Equipment | Tank | HVAC |  | T | http://www.toronto.ca/TWONTO#tanked_hot_water_heater
107559 | TAB-ACC-TE-1400A | Temperature Element, Supply Air Temperature | TAB-ACC-VAV-1400 | Heater, Hot Water Reheat Coil, Variable air | Sensor,Temperature | HVAC |  | TE | http://www.toronto.ca/TWONTO#temperature_sensor_element
107560 | TAB-ACC-TE-1400B | Temperature Element, Space Temperature | TAB-ACC-VAV-1400 | Heater, Hot Water Reheat Coil, Variable air | Sensor,Temperature | HVAC |  | TE | http://www.toronto.ca/TWONTO#temperature_sensor_element
107561 | TAB-ACC-TE-1402B | Temperature Element, Space Temperature | TAB-ACC-VAV-1402 | Heater, Hot Water Reheat Coil, Variable air | Sensor,Temperature | HVAC |  | TE | http://www.toronto.ca/TWONTO#temperature_sensor_element
107562 | TAB-ACC-TE-1405B | Temperature Element, Space Temperature | TAB-ACC-VAV-1405 | Heater, Hot Water Reheat Coil, Variable air | Sensor,Temperature | HVAC |  | TE | http://www.toronto.ca/TWONTO#temperature_sensor_element
107563 | TAB-ACC-TE-1417A | Temperature Element, Supply Air Temperature | TAB-ACC-VAV-1417 | Heater, Hot Water Reheat Coil, Variable air | Sensor,Temperature | HVAC |  | TE | http://www.toronto.ca/TWONTO#temperature_sensor_element
107564 | TAB-ACC-TE-1418A | Temperature Element, Supply Air Temperature | TAB-ACC-VAV-1418 | Heater, Hot Water Reheat Coil, Variable air | Sensor,Temperature | HVAC |  | TE | http://www.toronto.ca/TWONTO#temperature_sensor_element
107565 | TAB-ACC-TE-1418B | Temperature Element, Space Temperature | TAB-ACC-VAV-1418 | Heater, Hot Water Reheat Coil, Variable air | Sensor,Temperature | HVAC |  | TE | http://www.toronto.ca/TWONTO#temperature_sensor_element
107566 | TAB-ACC-TE-1419A | Temperature Element, Supply Air Temperature | TAB-ACC-VAV-1419 | Heater, Hot Water Reheat Coil, Variable air | Sensor,Temperature | HVAC |  | TE | http://www.toronto.ca/TWONTO#temperature_sensor_element
107567 | TAB-ACC-TE-1419B | Temperature Element, Space Temperature | TAB-ACC-VAV-1419 | Heater, Hot Water Reheat Coil, Variable air | Sensor,Temperature | HVAC |  | TE | http://www.toronto.ca/TWONTO#temperature_sensor_element
107568 | TAB-ACC-TE-1420A | Temperature Element, Supply Air Temperature | TAB-ACC-VAV-1420 | Heater, Hot Water Reheat Coil, Variable air | Sensor,Temperature | HVAC |  | TE | http://www.toronto.ca/TWONTO#temperature_sensor_element
107569 | TAB-ACC-TE-1433A | Temperature Element, Supply Air Temperature | TAB-ACC-HTR-1433 | Heater, Hot Water Reheat Coil | Sensor,Temperature | HVAC |  | TE | http://www.toronto.ca/TWONTO#temperature_sensor_element
107570 | TAB-ACC-TE-1434A | Temperature Element, Supply Air Temperature | TAB-ACC-HTR-1434 | Heater, Hot Water Reheat Coil | Sensor,Temperature | HVAC |  | TE | http://www.toronto.ca/TWONTO#temperature_sensor_element
107571 | TAB-ACC-TE-1435B | Temperature Element, Space Temperature | TAB-ACC-HTR-1435 | Heater, Hot Water Reheat Coil | Sensor,Temperature | HVAC |  | TE | http://www.toronto.ca/TWONTO#temperature_sensor_element
107572 | TAB-ACC-TE-1436 | Control Panel, Zone Controller | TAB-ACC-HTR-1436 | Heater, Hot Water Reheat Coil | Control Panel,HVAC | HVAC |  | TE | http://www.toronto.ca/TWONTO#thermostat_or_zone_controller_unit
107573 | TAB-ACC-TE-1436A | Temperature Element, Supply Air Temperature | TAB-ACC-HTR-1436 | Heater, Hot Water Reheat Coil | Sensor,Temperature | HVAC |  | TE | http://www.toronto.ca/TWONTO#temperature_sensor_element
107574 | TAB-ACC-TE-1436B | Temperature Element, Space Temperature | TAB-ACC-HTR-1436 | Heater, Hot Water Reheat Coil | Sensor,Temperature | HVAC |  | TE | http://www.toronto.ca/TWONTO#temperature_sensor_element
107575 | TAB-ACC-TE-1438A | Temperature Element, Supply Air Temperature | TAB-ACC-HTR-1438 | Heater, Hot Water Reheat Coil | Sensor,Temperature | HVAC |  | TE | http://www.toronto.ca/TWONTO#temperature_sensor_element
107576 | TAB-ACC-TE-1440A | Temperature Element, Supply Air Temperature | TAB-ACC-VAV-1440 | Heater, Hot Water Reheat Coil, Variable air | Sensor,Temperature | HVAC |  | TE | http://www.toronto.ca/TWONTO#temperature_sensor_element
107577 | TAB-ACC-TE-1440B | Temperature Element, Space Temperature | TAB-ACC-VAV-1440 | Heater, Hot Water Reheat Coil, Variable air | Sensor,Temperature | HVAC |  | TE | http://www.toronto.ca/TWONTO#temperature_sensor_element
107578 | TAB-ACC-TE-1444A | Temperature Element, Supply Air Temperature | TAB-ACC-HTR-1444 | Heater, Hot Water Reheat Coil | Sensor,Temperature | HVAC |  | TE | http://www.toronto.ca/TWONTO#temperature_sensor_element
107579 | TAB-ACC-TE-1444B | Temperature Element, Space Temperature | TAB-ACC-HTR-1444 | Heater, Hot Water Reheat Coil | Sensor,Temperature | HVAC |  | TE | http://www.toronto.ca/TWONTO#temperature_sensor_element
107580 | TAB-ACC-TE-1445A | Temperature Element, Supply Air Temperature | TAB-ACC-HTR-1445 | Heater, Hot Water Reheat Coil | Sensor,Temperature | HVAC |  | TE | http://www.toronto.ca/TWONTO#temperature_sensor_element
107581 | TAB-ACC-TE-1445B | Temperature Element, Space Temperature | TAB-ACC-HTR-1445 | Heater, Hot Water Reheat Coil | Sensor,Temperature | HVAC |  | TE | http://www.toronto.ca/TWONTO#temperature_sensor_element
107582 | TAB-ACC-TE-1446B | Temperature Element, Space Temperature | TAB-ACC-HTR-1446 | Heater, Hot Water Reheat Coil | Sensor,Temperature | HVAC |  | TE | http://www.toronto.ca/TWONTO#temperature_sensor_element
107583 | TAB-ACC-TE-1447A | Temperature Element, Supply Air Temperature | TAB-ACC-HTR-1447 | Heater, Hot Water Reheat Coil | Sensor,Temperature | HVAC |  | TE | http://www.toronto.ca/TWONTO#temperature_sensor_element
107584 | TAB-ACC-TE-1448A | Temperature Element, Supply Air Temperature | TAB-ACC-HTR-1448 | Heater, Hot Water Reheat Coil | Sensor,Temperature | HVAC |  | TE | http://www.toronto.ca/TWONTO#temperature_sensor_element
107585 | TAB-ACC-TE-1449A | Temperature Element, Supply Air Temperature | TAB-ACC-HTR-1449 | Heater, Hot Water Reheat Coil | Sensor,Temperature | HVAC |  | TE | http://www.toronto.ca/TWONTO#temperature_sensor_element
107586 | TAB-ACC-TE-1455A | Temperature Element, Supply Air Temperature | TAB-ACC-HTR-1455 | Heater, Hot Water Reheat Coil | Sensor,Temperature | HVAC |  | TE | http://www.toronto.ca/TWONTO#temperature_sensor_element
107587 | TAB-ACC-TE-1455B | Temperature Element, Space Temperature | TAB-ACC-HTR-1455 | Heater, Hot Water Reheat Coil | Sensor,Temperature | HVAC |  | TE | http://www.toronto.ca/TWONTO#temperature_sensor_element
107588 | TAB-ACC-TE-1456A | Temperature Element, Supply Air Temperature | TAB-ACC-HTR-1456 | Heater, Hot Water Reheat Coil | Sensor,Temperature | HVAC |  | TE | http://www.toronto.ca/TWONTO#temperature_sensor_element
107589 | TAB-ACC-TE-1457B | Temperature Element, Space Temperature | TAB-ACC-VAV-1457 | Heater, Hot Water Reheat Coil, Variable air | Sensor,Temperature | HVAC |  | TE | http://www.toronto.ca/TWONTO#temperature_sensor_element
107590 | TAB-ACC-TE-1461A | Temperature Element, Supply Air Temperature | TAB-ACC-HTR-1461 | Heater, Electric Reheat Coil | Sensor,Temperature | HVAC |  | TE | http://www.toronto.ca/TWONTO#temperature_sensor_element
107591 | TAB-ACC-TE-1461B | Temperature Element, Space Temperature | TAB-ACC-HTR-1461 | Heater, Electric Reheat Coil | Sensor,Temperature | HVAC |  | TE | http://www.toronto.ca/TWONTO#temperature_sensor_element
107592 | TAB-ACC-TE-1462B | Temperature Element, Space Temperature | TAB-ACC-HTR-1462 | Heater unit, Z Bldg | Sensor,Temperature | HVAC |  | TE | http://www.toronto.ca/TWONTO#temperature_sensor_element
107593 | TAB-ACC-TE-1464A | Temperature Element, Supply Air Temperature | TAB-ACC-HTR-1462 | Heater unit, Z Bldg | Sensor,Temperature | HVAC |  | TE | http://www.toronto.ca/TWONTO#temperature_sensor_element
107594 | TAB-ACC-TE-1464A | Temperature Element, Supply Air Temperature | TAB-ACC-HTR-1464 | Heater unit, Z Bldg | Sensor,Temperature | HVAC |  | TE | http://www.toronto.ca/TWONTO#temperature_sensor_element
107595 | TAB-ACC-TE-1464B | Temperature Element, Space Temperature | TAB-ACC-HTR-1462 | Heater unit, Z Bldg | Sensor,Temperature | HVAC |  | TE | http://www.toronto.ca/TWONTO#temperature_sensor_element
107596 | TAB-ACC-TE-1484B | Temperature Element, Space Temperature | TAB-ACC-VAV-1484 | Heater, Hot Water Reheat Coil, Variable air | Sensor,Temperature | HVAC |  | TE | http://www.toronto.ca/TWONTO#temperature_sensor_element
107597 | TAB-ACC-TE-1485B | Temperature Element, Space Temperature | TAB-ACC-VAV-1485 | Heater, Hot Water Reheat Coil, Variable air | Sensor,Temperature | HVAC |  | TE | http://www.toronto.ca/TWONTO#temperature_sensor_element
107598 | TAB-ACC-TE-1486A | Temperature Element, Space Temperature | TAB-ACC-VAV-1486 | Heater, Hot Water Reheat Coil, Variable air | Sensor,Temperature | HVAC |  | TE | http://www.toronto.ca/TWONTO#temperature_sensor_element
107599 | TAB-ACC-TE-1487B | Temperature Element, Space Temperature | TAB-ACC-VAV-1487 | Heater, Hot Water Reheat Coil, Variable air | Sensor,Temperature | HVAC |  | TE | http://www.toronto.ca/TWONTO#temperature_sensor_element
107600 | TAB-ACC-TE-1488A | Temperature Element, Supply Air Temperature | TAB-ACC-VAV-1488 | Heater, Hot Water Reheat Coil, Variable air | Sensor,Temperature | HVAC |  | TE | http://www.toronto.ca/TWONTO#temperature_sensor_element
107601 | TAB-ACC-TE-1488B | Temperature Element, Space Temperature | TAB-ACC-VAV-1488 | Heater, Hot Water Reheat Coil, Variable air | Sensor,Temperature | HVAC |  | TE | http://www.toronto.ca/TWONTO#temperature_sensor_element
107602 | TAB-ACC-TE-1489A | Temperature Element, Supply Air Temperature | TAB-ACC-VAV-1489 | Heater, Hot Water Reheat Coil, Variable air | Sensor,Temperature | HVAC |  | TE | http://www.toronto.ca/TWONTO#temperature_sensor_element
107603 | TAB-ACC-TE-1489B | Temperature Element, Space Temperature | TAB-ACC-VAV-1489 | Heater, Hot Water Reheat Coil, Variable air | Sensor,Temperature | HVAC |  | TE | http://www.toronto.ca/TWONTO#temperature_sensor_element
107604 | TAB-ACC-TE-1491A | Temperature Element, Supply Air Temperature | TAB-ACC-HTR-1491 | Heater, Electric Reheat Coil | Sensor,Temperature | HVAC |  | TE | http://www.toronto.ca/TWONTO#temperature_sensor_element
107605 | TAB-ACC-TE-1491B | Temperature Element, Space Temperature | TAB-ACC-HTR-1491 | Heater, Electric Reheat Coil | Sensor,Temperature | HVAC |  | TE | http://www.toronto.ca/TWONTO#temperature_sensor_element
107606 | TAB-ACC-TE-1499A | Temperature Element, Supply Air Temperature | TAB-ACC-HTR-1499 | Heater, Hot Water Reheat Coil | Sensor,Temperature | HVAC |  | TE | http://www.toronto.ca/TWONTO#temperature_sensor_element
107607 | TAB-ACC-TIC-1264 | Controller, Temperature Indicating, Thermostat, Stack | TAB-ACC-FN-1260 | Fan, Exhaust, ,Stack | Controller,Temperature | HVAC |  | TIC | http://www.toronto.ca/TWONTO#thermostat_or_zone_controller_unit
107608 | TAB-ACC-TIC-1501 | Thermostat, control the HVAC unit, CTC meeting room | TAB-ACC-AHU-1501 | HVAC Unit, heating and cooling, side mounted on west exterior wall of CTC | Controller,Temperature | HVAC |  | TIC | http://www.toronto.ca/TWONTO#thermostat_or_zone_controller_unit
107754 | TAB-ACC-TIT-6451 | Transmitter, Temperature, Outside Air, AHU-6450, Ground, East Operating Gallery | TAB-ACC-AHU-6450 | Air Handling Unit, Primary Tank Operating Gallery, Ground, East Side | Transmitter,Temperature | HVAC |  | TIT | http://www.toronto.ca/TWONTO#temperature_transmitter
107755 | TAB-ACC-TIT-6456 | Transmitter, Temperature, Ambient Air,Corridor Area of AHU-6450, East Operating Gallery | TAB-ACC-AHU-6450 | Air Handling Unit, Primary Tank Operating Gallery, Ground, East Side | Transmitter,Temperature | HVAC |  | TIT | http://www.toronto.ca/TWONTO#temperature_transmitter
107769 | TAB-ACC-TSH-6452 | Switch,Smoke detector, High, Supply Air, AHU-6450, Ground, East Operating Gallery | TAB-ACC-AHU-6450 | Air Handling Unit, Primary Tank Operating Gallery, Ground, East Side | Switch,Temperature-High | HVAC |  | TSH | http://www.toronto.ca/TWONTO#flame_or_combustion_sensing_instrument
107770 | TAB-ACC-TSH-6453 | Switch,Smoke detector, High, Exhaust Air, FN- 6453 & 6454, Ground, East Operating Gallery | TAB-ACC-AHU-6450 | Air Handling Unit, Primary Tank Operating Gallery, Ground, East Side | Switch,Temperature-High | HVAC |  | TSH | http://www.toronto.ca/TWONTO#flame_or_combustion_sensing_instrument
107803 | TAB-ACC-TSL-6301 | HVAC, Temperature Low Switch, AHU-6301, Mechanical Room, Dig 9-12 Control Building. | TAB-ACC-AHU-6301 | Air Handling Unit, Gas Room Ventilation, Mechanical Room, Dig 9-12 Control Building. | Switch,Temperature-Low | HVAC |  | TSL | http://www.toronto.ca/TWONTO#temperature_switch
107804 | TAB-ACC-TSL-6303 | HVAC, Temperature Low Switch, AHU-6303, Mechanical Room, Dig 9-12 Control Building. | TAB-ACC-AHU-6303 | Air Handling Unit, Sludge Heating Room Ventilation, Mechanical Room, Dig 9-12 Control Building. | Switch,Temperature-Low | HVAC |  | TSL | http://www.toronto.ca/TWONTO#temperature_switch
107805 | TAB-ACC-TSL-6304 | HVAC, Temperature Low Switch, AHU-6304, Mechanical Room, Dig 9-12 Control Building. | TAB-ACC-AHU-6304 | Air Handling Unit, Basement Ventilation, Mechanical Room, Dig 9-12 Control Building. | Switch,Temperature-Low | HVAC |  | TSL | http://www.toronto.ca/TWONTO#temperature_switch
107806 | TAB-ACC-TSL-6334 | HVAC, Temperature Low Switch, HTR-6334, Mechanical Room, Dig 9-12 Control Building. | TAB-ACC-HTR-6334 | Heater, Unit Heater, Hot Water, Mechanical Room, Dig 9-12 Control Building. | Switch,Temperature-Low | HVAC |  | TSL | http://www.toronto.ca/TWONTO#temperature_switch
107807 | TAB-ACC-TSL-6335 | HVAC, Temperature Low Switch, HTR-6335, Sludge Heating Room, Dig 9-12 Control Building. | TAB-ACC-HTR-6335 | Heater, Unit Heater, Hot Water, Sludge Heating Room, Dig 9-12 Control Building. | Switch,Temperature-Low | HVAC |  | TSL | http://www.toronto.ca/TWONTO#temperature_switch
107808 | TAB-ACC-TSL-6337 | HVAC, Temperature Low Switch, HTR-6337, Basement, Dig 9-12 Control Building., Dig 9-12 Control Building. | TAB-ACC-HTR-6337 | Heater, Unit Heater, Hot Water, Basement, Dig 9-12 Control Building. | Switch,Temperature-Low | HVAC |  | TSL | http://www.toronto.ca/TWONTO#temperature_switch
107809 | TAB-ACC-TSL-6338 | HVAC, Temperature Low Switch, HTR-6338, Basement, Dig 9-12 Control Building., Dig 9-12 Control Building. | TAB-ACC-HTR-6338 | Heater, Unit Heater, Hot Water, Basement, Dig 9-12 Control Building. | Switch,Temperature-Low | HVAC |  | TSL | http://www.toronto.ca/TWONTO#temperature_switch
107810 | TAB-ACC-TSL-6339 | HVAC, Temperature Low Switch, HTR-6339, Stairwell, Dig 9-12 Control Building., Dig 9-12 Control Building. | TAB-ACC-HTR-6339 | Heater, Convector Heater, Electric, Stairwell, Dig 9-12 Control Building. | Switch,Temperature-Low | HVAC |  | TSL | http://www.toronto.ca/TWONTO#temperature_switch
107811 | TAB-ACC-TSL-6340 | HVAC, Temperature Low Switch, HTR-6340, Stairwell, Dig 9-12 Control Building. | TAB-ACC-HTR-6340 | Heater, Convector Heater, Electric, Stairwell, Dig 9-12 Control Building. | Switch,Temperature-Low | HVAC |  | TSL | http://www.toronto.ca/TWONTO#temperature_switch
108105 | TAB-ACC-V-1433 | Valve, Reheat, Modulating | TAB-ACC-HTR-1433 | Heater, Hot Water Reheat Coil | Valve | HVAC |  | V | http://www.toronto.ca/TWONTO#valve
108106 | TAB-ACC-V-1433 | Valve, Reheat, Modulating | TAB-ACC-HTR-1464 | Heater unit, Z Bldg | Valve | HVAC |  | V | http://www.toronto.ca/TWONTO#valve
108107 | TAB-ACC-V-1435 | Valve, Reheat, Modulating | TAB-ACC-HTR-1435 | Heater, Hot Water Reheat Coil | Valve | HVAC |  | V | http://www.toronto.ca/TWONTO#valve
108108 | TAB-ACC-V-1437 | Valve, Reheat, Modulating | TAB-ACC-HTR-1437 | Heater, Hot Water Reheat Coil | Valve | HVAC |  | V | http://www.toronto.ca/TWONTO#valve
108109 | TAB-ACC-V-1439 | Valve, Reheat, Modulating | TAB-ACC-HTR-1439 | Heater, Hot Water Reheat Coil | Valve | HVAC |  | V | http://www.toronto.ca/TWONTO#valve
108113 | TAB-ACC-V-1445 | Valve, Reheat, Modulating | TAB-ACC-HTR-1445 | Heater, Hot Water Reheat Coil | Valve | HVAC |  | V | http://www.toronto.ca/TWONTO#valve
108114 | TAB-ACC-V-1447 | Valve, Reheat, Modulating | TAB-ACC-HTR-1447 | Heater, Hot Water Reheat Coil | Valve | HVAC |  | V | http://www.toronto.ca/TWONTO#valve
108115 | TAB-ACC-V-1449 | Valve, Reheat, Modulating | TAB-ACC-HTR-1449 | Heater, Hot Water Reheat Coil | Valve | HVAC |  | V | http://www.toronto.ca/TWONTO#valve
108117 | TAB-ACC-V-1454 | Valve, Reheat, Modulating | TAB-ACC-HTR-1454 | Heater, Hot Water Reheat Coil | Valve | HVAC |  | V | http://www.toronto.ca/TWONTO#valve
108140 | TAB-ACC-V-1498 | Valve, Reheat, Modulating | TAB-ACC-HTR-1498 | Heater, Hot Water Reheat Coil | Valve | HVAC |  | V | http://www.toronto.ca/TWONTO#valve
108609 | TAB-ACC-V-6400 | Valve, Actuated, Fire Protection System, Ground Floor, Old Screen Bldg., P Bldg. | TAB-WA1-SQ | Safety Equipment & Supplies Common to WA1 | Valve | HVAC |  | V | http://www.toronto.ca/TWONTO#valve
108610 | TAB-ACC-V-6401 | Valve, Actuated, Fire Protection System, Pump Room, Grit Bldg., P Bldg. | TAB-ACC-P-6414 | Pump, jockey Pump, Pump Room, Grit Bldg., P Bldg. | Valve | HVAC |  | V | http://www.toronto.ca/TWONTO#valve
108611 | TAB-ACC-V-6407 | Valve, Actuated, Fire Protection System, Pump Room, Grit Bldg., P Bldg. | TAB-ACC-P-6414 | Pump, jockey Pump, Pump Room, Grit Bldg., P Bldg. | Valve | HVAC |  | V | http://www.toronto.ca/TWONTO#valve
108612 | TAB-ACC-V-6408 | Valve, Actuated, Fire Protection System, Pump Room, Grit Bldg., P Bldg. | TAB-ACC-P-6414 | Pump, jockey Pump, Pump Room, Grit Bldg., P Bldg. | Valve | HVAC |  | V | http://www.toronto.ca/TWONTO#valve
108613 | TAB-ACC-V-6411 | Valve, Actuated, Fire Protection System, Pump Room, Grit Bldg., P Bldg. | TAB-ACC-P-6414 | Pump, jockey Pump, Pump Room, Grit Bldg., P Bldg. | Valve | HVAC |  | V | http://www.toronto.ca/TWONTO#valve
108614 | TAB-ACC-V-6412 | Valve, Actuated, Fire Protection System, Pump Room, Grit Bldg., P Bldg. | TAB-ACC-P-6414 | Pump, jockey Pump, Pump Room, Grit Bldg., P Bldg. | Valve | HVAC |  | V | http://www.toronto.ca/TWONTO#valve
108615 | TAB-ACC-V-6416 | Valve, Butterfly Valve, Isolation, Hot Water System, Mech. Room No.5, Old Screen Bldg., P Bldg. | TAB-ACC-P-6404 | Pump, Heating Pump, Existing Screen Bldg Mechanical Room No.5 | Valve | HVAC |  | V | http://www.toronto.ca/TWONTO#valve
108616 | TAB-ACC-V-6419 | Valve, Check, Hot Water System, Mech. Room No.5, Old Screen Bldg., P Bldg. | TAB-ACC-P-6403 | Pump, Heating Pump, Existing Screen Bldg Mechanical Room No.5 | Valve,Check | HVAC |  | V | http://www.toronto.ca/TWONTO#valve
108617 | TAB-ACC-V-6420 | Valve, Motorized, Hot Water System, Mech. Room No.5, Old Screen Bldg., P Bldg. | TAB-ACC-HE-6401 | Heat Exchanger, Mechanical Room No.5, Old Screen Bldg., P Bldg. | Valve | HVAC |  | V | http://www.toronto.ca/TWONTO#valve
108618 | TAB-ACC-V-6423 | Valve, Motorized, Mech. Room No.5, Old Screen Bldg., P Bldg. | TAB-ACC-HE-6402 | Heat Exchanger, Mechanical Room No.5, Old Screen Bldg., P Bldg. | Valve | HVAC |  | V | http://www.toronto.ca/TWONTO#valve
108619 | TAB-ACC-V-6428 | Valve, 2-Way Modulating, PreHeater Coil,AHU-6410, Roof, Existing Grit Bldg. | TAB-ACC-AHU-6410 | Air Handling Unit, Roof, Grit Bldg., P Bldg. | Valve | HVAC |  | V | http://www.toronto.ca/TWONTO#valve
108620 | TAB-ACC-V-6430 | Valve, 2-Way Modulating, PreHeater Coil,AHU-6420, Roof, Existing Grit Bldg. | TAB-ACC-AHU-6420 | Air Handling Unit, Roof, Grit Bldg., P Bldg. | Valve | HVAC |  | V | http://www.toronto.ca/TWONTO#valve
108621 | TAB-ACC-V-6432 | Valve, 2-Way Modulating, PreHeater Coil,AHU-6430, Roof, Existing Grit Bldg. | TAB-ACC-AHU-6430 | Air Handling Unit, Roof, Grit Bldg., P Bldg. | Valve | HVAC |  | V | http://www.toronto.ca/TWONTO#valve
108622 | TAB-ACC-V-6461 | Valve, 2-Way Modulating, PreHeater Coil,AHU-6460, Ground, Existing west operating gallery | TAB-ACC-AHU-6460 | Air Handling Unit, Existing Primary Tank Operating Gallery, Ground, West Side | Valve | HVAC |  | V | http://www.toronto.ca/TWONTO#valve
108623 | TAB-ACC-V-6471 | Valve, 2-Way Modulating, PreHeater Coil,AHU-6470, Mechanical RM No. 6, Existing grit bldg. | TAB-ACC-AHU-6470 | Air Handling Unit, Mechanical Room no.6, Grit Bldg., P Bldg. | Valve | HVAC |  | V | http://www.toronto.ca/TWONTO#valve
108624 | TAB-ACC-V-6482 | Valve, 2-Way Modulating, heating Coil,6406, Chemical RM, Existing Grit Bldg. | TAB-ACC-HE-6406 | Heat Exchanger, Heating Coil box, chemical Room, Grit Bldg., P Bldg. | Valve | HVAC |  | V | http://www.toronto.ca/TWONTO#valve
108625 | TAB-ACC-V-6512 | Valve, Circuit Balancing Valve, Hot Water System, Mechanical Room No. 1, Screen Bldg., P Bldg. | TAB-ACC-AHU-6510 | Air Handling Unit, Mechanical Room no.1, Screen Bldg., P Bldg. | Valve | HVAC |  | V | http://www.toronto.ca/TWONTO#valve
108626 | TAB-ACC-V-6522 | Valve, Actuated, Fire Protection System, Mechanical Room No. 1, Screen Bldg., P Bldg. | TAB-ACC-P-6511 | Pump, Fire pump, Mechanical Room No. 1, Screen Bldg., P Bldg. | Valve | HVAC |  | V | http://www.toronto.ca/TWONTO#valve
108627 | TAB-ACC-V-6523 | Valve, Actuated, Fire Protection System, Mechanical Room No. 1, Screen Bldg., P Bldg. | TAB-ACC-P-6511 | Pump, Fire pump, Mechanical Room No. 1, Screen Bldg., P Bldg. | Valve | HVAC |  | V | http://www.toronto.ca/TWONTO#valve
108628 | TAB-ACC-V-6524 | Valve, Actuated, Fire Protection System, Mechanical Room No. 1, Screen Bldg., P Bldg. | TAB-ACC-P-6511 | Pump, Fire pump, Mechanical Room No. 1, Screen Bldg., P Bldg. | Valve | HVAC |  | V | http://www.toronto.ca/TWONTO#valve
108629 | TAB-ACC-V-6530 | Valve, Actuated, Fire Protection System, Mechanical Room No. 1, Screen Bldg., P Bldg. | TAB-ACC-P-6511 | Pump, Fire pump, Mechanical Room No. 1, Screen Bldg., P Bldg. | Valve | HVAC |  | V | http://www.toronto.ca/TWONTO#valve
108630 | TAB-ACC-V-6552 | Valve, 3-Way Modulating, PreHeater Coil,AHU-6550, Mechanical RM No. 3, Screen Bldg., P Bldg. | TAB-ACC-AHU-6550 | Air Handling Unit, Mechanical Room no.3, Screen Bldg., P Bldg. | Valve | HVAC |  | V | http://www.toronto.ca/TWONTO#valve
108631 | TAB-ACC-V-6561 | Valve, 3-Way Modulating, PreHeater Coil,AHU-6560, Mechanical RM No. 3, Screen Bldg., P Bldg. | TAB-ACC-AHU-6560 | Air Handling Unit, Mechanical Room no.3, Screen Bldg., P Bldg. | Valve | HVAC |  | V | http://www.toronto.ca/TWONTO#valve
108632 | TAB-ACC-V-6562 | Valve, 3-Way Modulating, PreHeater Coil,AHU-6560, Mechanical RM No. 3, Screen Bldg., P Bldg. | TAB-ACC-AHU-6560 | Air Handling Unit, Mechanical Room no.3, Screen Bldg., P Bldg. | Valve | HVAC |  | V | http://www.toronto.ca/TWONTO#valve
108633 | TAB-ACC-V-6592 | Valve, 2-Way Modulating, Heating Coil,6501, Kitchen, Workshop Bldg. | TAB-ACC-AHU-6590 | Air Handling Unit, Workshop Roof, P Bldg. | Valve | HVAC |  | V | http://www.toronto.ca/TWONTO#valve
110505 | TAB-DIG-CP-7102 | Control Station, Ventilation, Waste Gas Burner Station | TAB-DIG-CP-7100 | Control Panel, Combustible Gas Monitoring, Waste Gas Burner Station | Control Panel | HVAC |  | CP | http://www.toronto.ca/TWONTO#process_control_panel
110506 | TAB-DIG-CP-7103 | Control Station, Ventilation, Waste Gas Burner Station | TAB-DIG-CP-7100 | Control Panel, Combustible Gas Monitoring, Waste Gas Burner Station | Control Panel | HVAC |  | CP | http://www.toronto.ca/TWONTO#process_control_panel
116483 | TAB-PWA-CI-0090 | Chiller, Plant Water | TAB-PWA-P-0090 | Pump, Chiller Cir. | H.V.A.C.,Chiller | HVAC |  | CI | http://www.toronto.ca/TWONTO#chiller
118003 | TAB-SLO-AHU-0301 | AHU- Bio Solid Bldg | TAB-ACC-AHU | Air Handling Unit & Supply Fan | Air Handling Unit | HVAC |  | AHU | http://www.toronto.ca/TWONTO#air_handler_unit
118663 | TAB-STR-HE-4010V | Heat Exchanger | TAB-STR-BL-4010 | Blower #4010 | H.V.A.C.,Chiller | HVAC |  | HE | http://www.toronto.ca/TWONTO#heat_exchanger
120215 | THC-ACC-AC-0001 | Air Conditioner Split Unit, Building K | THC-ACC-BLDG K | Administration Building, HVAC | H.V.A.C.,Air Conditioner | HVAC |  | AC | http://www.toronto.ca/TWONTO#air_condition
120216 | THC-ACC-AC-0002 | Air Conditioner Ceiling mounted, Building I | THC-ACC-BLDG I | Headhouse Building, old process, HVAC | H.V.A.C.,Air Conditioner | HVAC |  | AC | http://www.toronto.ca/TWONTO#air_condition
120217 | THC-ACC-AC-0003 | Air Conditioner Ceiling mounted, Building I | THC-ACC-BLDG I | Headhouse Building, old process, HVAC | H.V.A.C.,Air Conditioner | HVAC |  | AC | http://www.toronto.ca/TWONTO#air_condition
120218 | THC-ACC-AC-0004 | Air Conditioner Split Unit, Building K | THC-ACC-BLDG K | Administration Building, HVAC | H.V.A.C.,Air Conditioner | HVAC |  | AC | http://www.toronto.ca/TWONTO#air_condition
120219 | THC-ACC-AC-0051 | Air Conditioner, Outdoor Unit, Telecom Room, Admin. Building Roof | THC-ACC-BLDG K | Administration Building, HVAC |  | HVAC |  | AC | http://www.toronto.ca/TWONTO#air_condition
120220 | THC-ACC-AC-0054 | Air Conditioner, Outdoor Unit, Control Room, Admin. Building Roof | THC-ACC-BLDG K | Administration Building, HVAC |  | HVAC |  | AC | http://www.toronto.ca/TWONTO#air_condition
120221 | THC-ACC-AC-0055 | Air Conditioner, Outdoor Unit, Control Room, Admin. Building Roof | THC-ACC-BLDG K | Administration Building, HVAC |  | HVAC |  | AC | http://www.toronto.ca/TWONTO#air_condition
120222 | THC-ACC-AC-0056 | Air Conditioner, Outdoor Unit, Control Room, Admin. Building Roof | THC-ACC-BLDG K | Administration Building, HVAC |  | HVAC |  | AC | http://www.toronto.ca/TWONTO#air_condition
120223 | THC-ACC-AC-0057 | Air Conditioner, Outdoor Unit, Control Room, Admin. Building Roof | THC-ACC-BLDG K | Administration Building, HVAC |  | HVAC |  | AC | http://www.toronto.ca/TWONTO#air_condition
120224 | THC-ACC-AC-0097 | Air Conditioner, Portable Unit, Admin Building, Office 104 | THC-ACC-BLDG K | Administration Building, HVAC |  | HVAC |  | AC | http://www.toronto.ca/TWONTO#air_condition
120225 | THC-ACC-AC-0121 | Air Conditioner,Elec RM,Aeration Building,Phase 4 | THC-ACC-BLDG O | Phase IV , Building O HVAC | Air Handling Unit | HVAC |  | AC | http://www.toronto.ca/TWONTO#air_condition
120226 | THC-ACC-AC-0241 | Air Conditioner Unit, Building K | THC-ACC-BLDG K | Administration Building, HVAC | H.V.A.C.,Air Conditioner | HVAC |  | AC | http://www.toronto.ca/TWONTO#air_condition
120227 | THC-ACC-AC-0271 | Chiller, Air Conditioning System, Building A | THC-ACC-BLDG A | Old Plant Blower Building HVAC | H.V.A.C.,Chiller | HVAC |  | AC | http://www.toronto.ca/TWONTO#chiller
120228 | THC-ACC-AC-0441 | H.V.A.C.,Air Conditioning Evaporator Unit,Electrical Room,Building UU | THC-ACC-BLDG U | New Digesters Building HVAC | H.V.A.C.,Air Conditioner | HVAC |  | AC | http://www.toronto.ca/TWONTO#air_condition
120229 | THC-ACC-AC-0566 | Air Conditioner,Electrical Room,Blower Building,Lower Plant | THC-ACC-BLDG A | Old Plant Blower Building HVAC | Air Handling Unit | HVAC |  | AC | http://www.toronto.ca/TWONTO#air_condition
120230 | THC-ACC-AC-0567 | Air Conditioner,Electrical Room,Blower Building,Lower Plant | THC-ACC-BLDG A | Old Plant Blower Building HVAC | Air Handling Unit | HVAC |  | AC | http://www.toronto.ca/TWONTO#air_condition
120231 | THC-ACC-AC-0701 | Air Conditioner,Thickening Building Office Area | THC-ACC-BLDG J | TWAS Building, HVAC | H.V.A.C.,Air Conditioner | HVAC |  | AC | http://www.toronto.ca/TWONTO#air_condition
120232 | THC-ACC-AC-0704 | Air Conditioner,Thickening Building Electrical Room | THC-ACC-BLDG J | TWAS Building, HVAC | H.V.A.C.,Air Conditioner | HVAC |  | AC | http://www.toronto.ca/TWONTO#air_condition
120233 | THC-ACC-AC-0900 | Air Conditioner, Dechlorination Building | THC-DCL | Dechlorination Process |  | HVAC |  | AC | http://www.toronto.ca/TWONTO#air_condition
120234 | THC-ACC-AC-0903 | Air Conditioning Unit,ATS Room,Solids Treatment,Biosolids Building East | THC-ACC-BLDG M | Incineration Building, HVAC |  | HVAC |  | AC | http://www.toronto.ca/TWONTO#air_condition
120235 | THC-ACC-AC-0904 | Air Conditioning Unit,MCC Room,2nd Floor,Solids Treatment,Biosolids Building East | THC-ACC-BLDG M | Incineration Building, HVAC |  | HVAC |  | AC | http://www.toronto.ca/TWONTO#air_condition
120236 | THC-ACC-AC-0905 | Air Conditioning Unit,MCC Room,2nd Floor,Solids Treatment,Biosolids Building East | THC-ACC-BLDG M | Incineration Building, HVAC |  | HVAC |  | AC | http://www.toronto.ca/TWONTO#air_condition
120237 | THC-ACC-AC-0907 | Air Conditioning Unit,MCC Room,2nd Floor,Solids Treatment,Biosolids Building East | THC-ACC-BLDG M | Incineration Building, HVAC |  | HVAC |  | AC | http://www.toronto.ca/TWONTO#air_condition
120238 | THC-ACC-AC-5201 | Air Conditioning, Split, IT room | THC-ACC-BLDG X | New Workshop WA2 Building HVAC | Air Handling Unit | HVAC |  | AC | http://www.toronto.ca/TWONTO#air_condition
120239 | THC-ACC-AC-6610 | Air-conditioning Unit, Indoor, Electrical Room, Ground floor, Headworks | THC-PLT-BLDG-0001 | New Head House, preliminary process | H.V.A.C.,Air Conditioner | HVAC |  | AC | http://www.toronto.ca/TWONTO#air_condition
120240 | THC-ACC-AC-6620 | Air-conditioning Unit, Indoor, Electrical Room, Ground floor, Headworks | THC-PLT-BLDG-0001 | New Head House, preliminary process | H.V.A.C.,Air Conditioner | HVAC |  | AC | http://www.toronto.ca/TWONTO#air_condition
120241 | THC-ACC-AC-6640 | Air-conditioning Unit, Indoor, Control Room, Ground floor, Headworks | THC-PLT-BLDG-0001 | New Head House, preliminary process | H.V.A.C.,Air Conditioner | HVAC |  | AC | http://www.toronto.ca/TWONTO#air_condition
120242 | THC-ACC-AHU-0011 | Air handling Unit, Basement North Zone Locker Area, Admin Building Roof | THC-ACC-BLDG K | Administration Building, HVAC |  | HVAC |  | AHU | http://www.toronto.ca/TWONTO#air_handler_unit
120243 | THC-ACC-AHU-0021 | Air Handling Unit, Basement East Zone, Locker Supply & W/R Exhaust Admin Bdlg Roof | THC-ACC-BLDG K | Administration Building, HVAC |  | HVAC |  | AHU | http://www.toronto.ca/TWONTO#air_handler_unit
120244 | THC-ACC-AHU-0031 | Air handling Unit, North Zone Basement Storage & Mechanical Room, Admin Building Roof | THC-ACC-BLDG K | Administration Building, HVAC |  | HVAC |  | AHU | http://www.toronto.ca/TWONTO#air_handler_unit
120245 | THC-ACC-AHU-0061 | Air handling Unit, Ground Floor North Zone(Process Control), Admin Building Roof | THC-ACC-BLDG K | Administration Building, HVAC | Air Handling Unit | HVAC |  | AHU | http://www.toronto.ca/TWONTO#air_handler_unit
120246 | THC-ACC-AHU-0091 | Air handling Unit, Ground Floor East Zone(Field Services), Admin Building Roof | THC-ACC-BLDG K | Administration Building, HVAC | Air Handling Unit | HVAC |  | AHU | http://www.toronto.ca/TWONTO#air_handler_unit
120247 | THC-ACC-AHU-0128 | Air Handling Unit,Flotation Building | THC-ACC-BLDG J | TWAS Building, HVAC | Air Handling Unit | HVAC | 34360 | AHU | http://www.toronto.ca/TWONTO#air_handler_unit
120248 | THC-ACC-AHU-0128 | Air Handling Unit,Flotation Building | THC-SUSPENDED | Suspended entity | Air Handling Unit | HVAC | 34360 | AHU | http://www.toronto.ca/TWONTO#air_handler_unit
120249 | THC-ACC-AHU-0145 | Air Handling Unit, Building I | THC-ACC-BLDG I | Headhouse Building, old process, HVAC | Air Handling Unit | HVAC |  | AHU | http://www.toronto.ca/TWONTO#air_handler_unit
120251 | THC-ACC-AHU-0220 | Air Handling Unit, Building K | THC-SUSPENDED | Suspended entity | H.V.A.C.,Air Conditioner | HVAC | 35458 | AHU | http://www.toronto.ca/TWONTO#air_handler_unit
120252 | THC-ACC-AHU-0253 | Air Handling Unit, Admin Bldg K | THC-SUSPENDED | Suspended entity | Air Handling Unit | HVAC | 35459 | AHU | http://www.toronto.ca/TWONTO#air_handler_unit
120253 | THC-ACC-AHU-0261 | Air Conditioner Unit, Building R | THC-SUSPENDED | Suspended entity | H.V.A.C.,Air Conditioner | HVAC | 35750 | AHU | http://www.toronto.ca/TWONTO#air_condition
120254 | THC-ACC-AHU-0262 | Air Conditioner Unit, Building R | THC-ACC-BLDG K | Administration Building, HVAC | H.V.A.C.,Air Conditioner | HVAC | 35751 | AHU | http://www.toronto.ca/TWONTO#air_condition
120255 | THC-ACC-AHU-0263 | Air Conditioner Unit, Building R | THC-SUSPENDED | Suspended entity | H.V.A.C.,Air Conditioner | HVAC | 35752 | AHU | http://www.toronto.ca/TWONTO#air_condition
120256 | THC-ACC-AHU-0264 | Air Handling Unit, Building A | THC-ACC-BLDG A | Old Plant Blower Building HVAC | Air Handling Unit,Blow Thru | HVAC |  | AHU | http://www.toronto.ca/TWONTO#air_handler_unit
120257 | THC-ACC-AHU-0267 | Air Handling Unit, Building A | THC-ACC-BLDG A | Old Plant Blower Building HVAC | Air Handling Unit | HVAC |  | AHU | http://www.toronto.ca/TWONTO#air_handler_unit
120258 | THC-ACC-AHU-0321 | HVAC Unit, Building M, 2nd floor | THC-SUSPENDED | Suspended entity | Air Handling Unit | HVAC |  | AHU | http://www.toronto.ca/TWONTO#air_condition
120259 | THC-ACC-AHU-0323 | HVAC Unit, Incinerator, Building M, B1 Mechanical Room | THC-SUSPENDED | Suspended entity | Air Handling Unit | HVAC |  | AHU | http://www.toronto.ca/TWONTO#air_condition
120264 | THC-ACC-AHU-0400 | Air Handling Unit, Digester Building, bldg. U | THC-ACC-BLDG U | New Digesters Building HVAC | Air Handling Unit | HVAC | 35915 | AHU | http://www.toronto.ca/TWONTO#air_handler_unit
120265 | THC-ACC-AHU-0400 | Air Handling Unit, Digester Building, bldg. U | THC-SUSPENDED | Suspended entity | Air Handling Unit | HVAC | 35915 | AHU | http://www.toronto.ca/TWONTO#air_handler_unit
120266 | THC-ACC-AHU-0411 | Air Handling Unit,Basements,Roof,Building U | THC-ACC-BLDG U | New Digesters Building HVAC | Air Handling Unit | HVAC |  | AHU | http://www.toronto.ca/TWONTO#air_handler_unit
120267 | THC-ACC-AHU-0412 | Air Handling Unit,Compressor Room,Roof,Building U | THC-ACC-BLDG U | New Digesters Building HVAC | Air Handling Unit | HVAC |  | AHU | http://www.toronto.ca/TWONTO#air_handler_unit
120268 | THC-ACC-AHU-0501 | Air Handling Unit,Roof Incineration Building M | THC-ACC-AHU BLDG M | Air Handling Units, Building M | Air Handling Unit | HVAC |  | AHU | http://www.toronto.ca/TWONTO#air_handler_unit
120269 | THC-ACC-AHU-0556 | Air Handling Unit,Basement,Decant Area | THC-SUSPENDED | Suspended entity | Air Handling Unit | HVAC | 33153 | AHU | http://www.toronto.ca/TWONTO#air_handler_unit
120270 | THC-ACC-AHU-0730 | Air handling Unit,Polymer Room,Thickening Building | THC-ACC-BLDG J | TWAS Building, HVAC | Air Handling Unit | HVAC |  | AHU | http://www.toronto.ca/TWONTO#air_handler_unit
120271 | THC-ACC-AHU-0810 | Air Handling Unit,Roof,Sludge Storage Building | THC-ACC-BLDG D | Sludge Holding Tanks Building HVAC | Air Handling Unit | HVAC |  | AHU | http://www.toronto.ca/TWONTO#air_handler_unit
120272 | THC-ACC-AHU-0910 | Air Handling Unit, Dechlorination Building | THC-DCL | Dechlorination Process |  | HVAC |  | AHU | http://www.toronto.ca/TWONTO#air_handler_unit
120273 | THC-ACC-AHU-5201 | Air Handling Unit, Make-up, Office | THC-ACC-BLDG X | New Workshop WA2 Building HVAC | Air Handling Unit | HVAC |  | AHU | http://www.toronto.ca/TWONTO#air_handler_unit
120274 | THC-ACC-AHU-5202 | Air Handling Unit, Workshop | THC-ACC-BLDG X | New Workshop WA2 Building HVAC | Air Handling Unit | HVAC |  | AHU | http://www.toronto.ca/TWONTO#air_handler_unit
120275 | THC-ACC-AHU-6300 | Air Handling Unit, Screen Room/Conveyor Areas, 2nd Floor Mech Room #1, Headworks | THC-PLT-BLDG-0001 | New Head House, preliminary process | Air Handling Unit | HVAC |  | AHU | http://www.toronto.ca/TWONTO#air_handler_unit
120276 | THC-ACC-AHU-6400 | Air Handling Unit, Screen Room/Conveyor Areas, 2nd Floor Mech Room #1, Headworks | THC-PLT-BLDG-0001 | New Head House, preliminary process | Air Handling Unit | HVAC |  | AHU | http://www.toronto.ca/TWONTO#air_handler_unit
120282 | THC-ACC-AIT-6000 | Transmitter, Humidity, O/A, General, North Elevation Shielded From Solar Radiation, Headworks | THC-PLT-BLDG-0001 | New Head House, preliminary process | Transmitter | HVAC |  | AIT | http://www.toronto.ca/TWONTO#instrument_transmitter
120283 | THC-ACC-AIT-6292 | Transmitter, Smoke Detection, Outdoor Air Plenum, 2nd Floor, Mech Room #2, Headworks | THC-ACC-F-6291 | Filter, Outdoor Air Plenum, 2nd Floor, Mech Room #2, Headworks | Fire Prevention,Smoke Detector | HVAC | 45960 | AIT | http://www.toronto.ca/TWONTO#flame_or_combustion_sensing_instrument
120284 | THC-ACC-AIT-6341 | Transmitter, Smoke Detection, S/A Duct, Scrn Room/Conv. Areas, 2nd Fl. Mech Room #1, Headworks | THC-ACC-AHU-6300 | Air Handling Unit, Screen Room/Conveyor Areas, 2nd Floor Mech Room #1, Headworks | Analyzer | HVAC | 45961 | AIT | http://www.toronto.ca/TWONTO#flame_or_combustion_sensing_instrument
120285 | THC-ACC-AIT-6592 | Transmitter, Smoke Detection, Outdoor Air Plenum, 2nd Floor, Mech Room #1, Headworks | THC-ACC-F-6591 | Filter, Outdoor Air Plenum, 2nd Floor, Mech Room #1, Headworks | Fire Prevention,Smoke Detector | HVAC | 45964 | AIT | http://www.toronto.ca/TWONTO#flame_or_combustion_sensing_instrument
120303 | THC-ACC-BLDG A | Old Plant Blower Building HVAC | THC-MCS-HVAC | Mechanical Services, HVAC |  | HVAC |  |  | http://www.toronto.ca/TWONTO#collection_of_assets
120304 | THC-ACC-BLDG D | Sludge Holding Tanks Building HVAC | THC-MCS-HVAC | Mechanical Services, HVAC |  | HVAC |  |  | http://www.toronto.ca/TWONTO#collection_of_assets
120305 | THC-ACC-BLDG E | Boiler House, HVAC | THCSLDOPS | THC Solids Operations |  | HVAC |  |  | http://www.toronto.ca/TWONTO#collection_of_assets
120306 | THC-ACC-BLDG G | Air Treatment Building HVAC | THC-MCS-HVAC | Mechanical Services, HVAC |  | HVAC |  |  | http://www.toronto.ca/TWONTO#collection_of_assets
120307 | THC-ACC-BLDG H | Phase I Aeration Building, HVAC | THC-MCS-HVAC | Mechanical Services, HVAC |  | HVAC |  |  | http://www.toronto.ca/TWONTO#collection_of_assets
120308 | THC-ACC-BLDG I | Headhouse Building, old process, HVAC | THC-MCS-HVAC | Mechanical Services, HVAC |  | HVAC |  |  | http://www.toronto.ca/TWONTO#collection_of_assets
120309 | THC-ACC-BLDG L | Plant Effluent Pumping Station, HVAC | THC-MCS-HVAC | Mechanical Services, HVAC |  | HVAC |  |  | http://www.toronto.ca/TWONTO#collection_of_assets
120310 | THC-ACC-BLDG Q | Old gas Compressors Building HVAC | THC-MCS-HVAC | Mechanical Services, HVAC |  | HVAC |  |  | http://www.toronto.ca/TWONTO#collection_of_assets
120311 | THC-ACC-BLDG TUNNELS | Tunnels, Building HVAC | THC-MCS-HVAC | Mechanical Services, HVAC |  | HVAC |  |  | http://www.toronto.ca/TWONTO#collection_of_assets
120312 | THC-ACC-BLDG U | New Digesters Building HVAC | THC-MCS-HVAC | Mechanical Services, HVAC |  | HVAC |  |  | http://www.toronto.ca/TWONTO#collection_of_assets
120314 | THC-ACC-BLDG X | New Workshop WA2 Building HVAC | THC-MCS-HVAC | Mechanical Services, HVAC |  | HVAC |  |  | http://www.toronto.ca/TWONTO#collection_of_assets
120315 | THC-ACC-BLDG-0001 | Headworks, New Building HVAC | THC-MCS-HVAC | Mechanical Services, HVAC |  | HVAC |  | BLDG | http://www.toronto.ca/TWONTO#collection_of_assets
120324 | THC-ACC-COM-0011 | Communication, HVAC, Admin Building | THC-ACC-BLDG K | Administration Building, HVAC |  | HVAC |  | COM | http://www.toronto.ca/TWONTO#collection_of_assets
120325 | THC-ACC-CP-0010 | Control Panel, HVAC System, Admin Building Basement | THC-ACC-BLDG K | Administration Building, HVAC |  | HVAC |  | CP | http://www.toronto.ca/TWONTO#process_control_panel
120326 | THC-ACC-CP-0016 | Control Panel, Glycol Feed System, Admin Building | THC-ACC-BLDG K | Administration Building, HVAC |  | HVAC |  | CP | http://www.toronto.ca/TWONTO#process_control_panel
120327 | THC-ACC-CP-0017 | Control Panel, Server/Equipment Room Cooling, Admin Building Ground Floor | THC-ACC-BLDG K | Administration Building, HVAC |  | HVAC |  | CP | http://www.toronto.ca/TWONTO#process_control_panel
120328 | THC-ACC-CP-0018 | Control Panel, Server/Equipment Room Cooling, Admin Building Ground Floor | THC-ACC-BLDG K | Administration Building, HVAC |  | HVAC |  | CP | http://www.toronto.ca/TWONTO#process_control_panel
120341 | THC-ACC-CP-6000 | Panel, Control, Hydronic Heating System, Lower Level 2 Blower Room, Headworks | THC-ACC-HE-6001 | Heat Exchanger, Heating Glycol System, Lower Level 2 Blower Room, Headworks | Control Panel,HVAC | HVAC |  | CP | http://www.toronto.ca/TWONTO#process_control_panel
120342 | THC-ACC-CP-6210 | Panel, Control, Mech Room Ventilation, 2nd Floor Mech Room #2, Headworks | THC-ACC-FN-6290 | Fan, Exhaust, Mechanical Room #2, Roof, Headworks | Control Panel,HVAC | HVAC |  | CP | http://www.toronto.ca/TWONTO#process_control_panel
120343 | THC-ACC-CP-6510 | Panel, Control, Mech Room Ventilation, 2nd Floor Mech Room #1, Headworks | THC-ACC-FN-6590 | Fan, Exhaust, Mechanical Room #1, Roof, Headworks | Control Panel,HVAC | HVAC |  | CP | http://www.toronto.ca/TWONTO#process_control_panel
120344 | THC-ACC-CP-6600 | Panel, Control, Air Conditioning, Electrical Room, Headworks | THC-ACC-RPU-3012 | RPU, HVAC, Mech Room #2, Headworks | Control Panel,HVAC | HVAC |  | CP | http://www.toronto.ca/TWONTO#air_condition
120349 | THC-ACC-CT-0015 | Controller, Heating System, Admin Building, Basement, Storagr Room East B107 | THC-ACC-HTR-0015 | Heater, Unit, Electric, 6.3kW, Admin. Building Basement, Storage Room B107, South/East |  | HVAC |  | CT | http://www.toronto.ca/TWONTO#thermostat_or_zone_controller_unit
120350 | THC-ACC-CT-0016 | Controller, HTR-0016, Admin Building, Basement, Womens W.C & Locker Room B121 | THC-ACC-HTR-0011 | Heater, Unit, Electric, 6.3kW, Admin. Building Basement, Mechanical Room B104, North/West |  | HVAC |  | CT | http://www.toronto.ca/TWONTO#thermostat_or_zone_controller_unit
120351 | THC-ACC-CT-0017 | Controller, HTR-0017, Admin Building, Basement, Supervisor W.C & Locker Room B120 | THC-ACC-HTR-0017 | Heater, Hot Water Heating Coil, Supervisor's Locker Room B120, Admin. Building Basement |  | HVAC |  | CT | http://www.toronto.ca/TWONTO#thermostat_or_zone_controller_unit
120352 | THC-ACC-CT-0018 | Controller, HTR-0018, Admin Building, Basement, Mens W.C & Locker Room B120 | THC-ACC-HTR-0018 | Heater, Hot Water Heating Coil, Men's Locker Room B117, Admin. Building Basement |  | HVAC |  | CT | http://www.toronto.ca/TWONTO#thermostat_or_zone_controller_unit
120353 | THC-ACC-CT-0019 | Controller, HTR-0019, Admin Building, Basement, Corridor B118 | THC-ACC-HTR-0019 | Heater, Hot Water Heating Coil, Corridor B118, Admin. Building Basement |  | HVAC |  | CT | http://www.toronto.ca/TWONTO#thermostat_or_zone_controller_unit
120354 | THC-ACC-CT-0021 | Controller, AHU-0021, Admin Building, Roof | THC-ACC-AHU-0021 | Air Handling Unit, Basement East Zone, Locker Supply & W/R Exhaust Admin Bdlg Roof |  | HVAC |  | CT | http://www.toronto.ca/TWONTO#thermostat_or_zone_controller_unit
120355 | THC-ACC-CT-0021 | Controller, AHU-0021, Admin Building, Roof | THC-ACC-BLDG K | Administration Building, HVAC |  | HVAC |  | CT | http://www.toronto.ca/TWONTO#thermostat_or_zone_controller_unit
120385 | THC-ACC-CU-0052 | Condensing Unit, Equipment Room,Admin Building Roof | THC-ACC-BLDG K | Administration Building, HVAC | Air Handling Unit | HVAC |  | CU | http://www.toronto.ca/TWONTO#AC_condenser_unit
120386 | THC-ACC-CU-0441 | H.V.A.C.,Air Conditioning Condensor Unit,Electrical Room,Building UU | THC-ACC-BLDG UU | Waste Gas Burner Building HVAC | H.V.A.C.,Air Conditioner | HVAC |  | CU | http://www.toronto.ca/TWONTO#AC_condenser_unit
120387 | THC-ACC-CU-0732 | Condenser Unit,DX Cooling,AHU-0730,Thickening Building Polymer Room | THC-ACC-AHU-0730 | Air handling Unit,Polymer Room,Thickening Building | Heat Exchanger | HVAC |  | CU | http://www.toronto.ca/TWONTO#AC_condenser_unit
120388 | THC-ACC-CU-0906 | Condensing Unit,RPU Room,2nd Floor, Solids Treatment,Outdoor,Biosolids Building East | THC-ACC-BLDG M | Incineration Building, HVAC |  | HVAC |  | CU | http://www.toronto.ca/TWONTO#AC_condenser_unit
120389 | THC-ACC-CU-6620 | Condensing Unit, Outdoor, Electrical Room, High roof #1, Headworks | THC-ACC-AC-6620 | Air-conditioning Unit, Indoor, Electrical Room, Ground floor, Headworks | H.V.A.C.,Air Conditioner | HVAC |  | CU | http://www.toronto.ca/TWONTO#AC_condenser_unit
120390 | THC-ACC-CU-6640 | Condensing Unit, Outdoor, Control Room, High roof #1, Headworks | THC-ACC-AC-6640 | Air-conditioning Unit, Indoor, Control Room, Ground floor, Headworks | H.V.A.C.,Air Conditioner | HVAC |  | CU | http://www.toronto.ca/TWONTO#AC_condenser_unit
120394 | THC-ACC-DM-0056 | Damper, Motorized, Exhaust FN-0056, Admin Building, Ground Floor, Lunch Room 150 | THC-ACC-BLDG K | Administration Building, HVAC |  | HVAC |  | DM | http://www.toronto.ca/TWONTO#air_damper
120395 | THC-ACC-DM-0059 | Damper, Motorized, Exhaust FN-0059, Admin Building, Ground Floor, Lunch Room 141 | THC-ACC-BLDG K | Administration Building, HVAC |  | HVAC |  | DM | http://www.toronto.ca/TWONTO#air_damper
120396 | THC-ACC-DM-0059 | Damper, Motorized, Exhaust FN-0059, Admin Building, Ground Floor, Lunch Room 141 | THC-ACC-FN-0059 | Exhuast Fan, Admin. Building Ground Floor, Lunchroom 141 |  | HVAC |  | DM | http://www.toronto.ca/TWONTO#air_damper
120397 | THC-ACC-DM-0060 | Damper, Motorized, Exhaust FN-0060, Admin Building, Ground Floor, Electrical Room 139 | THC-ACC-BLDG K | Administration Building, HVAC |  | HVAC |  | DM | http://www.toronto.ca/TWONTO#air_damper
120398 | THC-ACC-DM-0061 | Damper, Motorized, Exhaust FN-0061, Admin Building, Ground Floor, Electrical Room 139 | THC-ACC-BLDG K | Administration Building, HVAC |  | HVAC |  | DM | http://www.toronto.ca/TWONTO#air_damper
120399 | THC-ACC-DM-0068 | Damper, Motorized, Air Supply, Admin Building, Ground Floor, Electrical Room 139 | THC-ACC-BLDG K | Administration Building, HVAC |  | HVAC |  | DM | http://www.toronto.ca/TWONTO#air_damper
120400 | THC-ACC-DM-0069 | Damper, Motorized, Air Supply, Admin Building, Ground Floor, Electrical Room 139 | THC-ACC-BLDG K | Administration Building, HVAC |  | HVAC |  | DM | http://www.toronto.ca/TWONTO#air_damper
120401 | THC-ACC-DM-0069 | Damper, Motorized, Air Supply, Admin Building, Ground Floor, Electrical Room 139 | THC-ACC-FN-0061 | Exhuast Fan, Admin. Building Ground Floor, Electrical Room 139, North |  | HVAC |  | DM | http://www.toronto.ca/TWONTO#air_damper
120402 | THC-ACC-DM-0070 | VAV Box, Admin Building, Ground Floor, Office Room 108 | THC-ACC-AHU-0071 | Air handling Unit, Ground Floor West Zone(Administration), Admin Building Roof |  | HVAC |  | DM | http://www.toronto.ca/TWONTO#air_damper
120403 | THC-ACC-DM-0072 | VAV Box, Admin Building, Ground Floor, Office Room 109 | THC-ACC-AHU-0071 | Air handling Unit, Ground Floor West Zone(Administration), Admin Building Roof |  | HVAC |  | DM | http://www.toronto.ca/TWONTO#air_damper
120404 | THC-ACC-DM-0074 | VAV Box, Admin Building, Ground Floor, Office Room 111 | THC-ACC-AHU-0071 | Air handling Unit, Ground Floor West Zone(Administration), Admin Building Roof |  | HVAC |  | DM | http://www.toronto.ca/TWONTO#air_damper
120405 | THC-ACC-DM-0076 | VAV Box, Admin Building, Ground Floor, IT Office 147 | THC-ACC-AHU-0071 | Air handling Unit, Ground Floor West Zone(Administration), Admin Building Roof |  | HVAC |  | DM | http://www.toronto.ca/TWONTO#air_damper
120406 | THC-ACC-DM-0078 | VAV Box, Admin Building, Ground Floor, Office Room 113 | THC-ACC-AHU-0071 | Air handling Unit, Ground Floor West Zone(Administration), Admin Building Roof |  | HVAC |  | DM | http://www.toronto.ca/TWONTO#air_damper
120407 | THC-ACC-DM-0081 | VAV Box, Admin Building, Ground Floor, Office Room 118 | THC-ACC-AHU-0081 | Air handling Unit, Ground Floor South Zone(Project Management), Admin Building Roof |  | HVAC |  | DM | http://www.toronto.ca/TWONTO#air_damper
120408 | THC-ACC-DM-0083 | VAV Box, Admin Building, Ground Floor, Office Room 120 | THC-ACC-AHU-0081 | Air handling Unit, Ground Floor South Zone(Project Management), Admin Building Roof |  | HVAC |  | DM | http://www.toronto.ca/TWONTO#air_damper
120409 | THC-ACC-DM-0084 | VAV Box, Admin Building, Ground Floor, Office Room 121 | THC-ACC-AHU-0081 | Air handling Unit, Ground Floor South Zone(Project Management), Admin Building Roof |  | HVAC |  | DM | http://www.toronto.ca/TWONTO#air_damper
120410 | THC-ACC-DM-0086 | VAV Box, Admin Building, Ground Floor, Meeting Room 125 | THC-ACC-AHU-0081 | Air handling Unit, Ground Floor South Zone(Project Management), Admin Building Roof |  | HVAC |  | DM | http://www.toronto.ca/TWONTO#air_damper
120411 | THC-ACC-DM-0087 | VAV Box, Admin Building, Ground Floor, Office Room 126 | THC-ACC-AHU-0081 | Air handling Unit, Ground Floor South Zone(Project Management), Admin Building Roof |  | HVAC |  | DM | http://www.toronto.ca/TWONTO#air_damper
120412 | THC-ACC-DM-0090 | VAV Box, Admin Building, Ground Floor, Field Service Corridor A 129 | THC-ACC-AHU-0091 | Air handling Unit, Ground Floor East Zone(Field Services), Admin Building Roof |  | HVAC |  | DM | http://www.toronto.ca/TWONTO#air_damper
120413 | THC-ACC-DM-0093 | VAV Box, Admin Building, Ground Floor, Meeting Room 134 | THC-ACC-AHU-0091 | Air handling Unit, Ground Floor East Zone(Field Services), Admin Building Roof |  | HVAC |  | DM | http://www.toronto.ca/TWONTO#air_damper
120414 | THC-ACC-DM-0094 | VAV Box, Admin Building, Ground Floor, Meeting Room 133 | THC-ACC-AHU-0091 | Air handling Unit, Ground Floor East Zone(Field Services), Admin Building Roof |  | HVAC |  | DM | http://www.toronto.ca/TWONTO#air_damper
120415 | THC-ACC-DM-0096 | VAV Box, Admin Building, Ground Floor, Archive Room 131 | THC-ACC-AHU-0091 | Air handling Unit, Ground Floor East Zone(Field Services), Admin Building Roof |  | HVAC |  | DM | http://www.toronto.ca/TWONTO#air_damper
120417 | THC-ACC-DM-0106 | Damper,Supply,Pressurization System,Access Building No.3,Phase 4 | THC-ACC-TUNNEL | Plant Tunnels, HVAC | Air Handling Unit | HVAC |  | DM | http://www.toronto.ca/TWONTO#air_damper
120420 | THC-ACC-DM-0111 | VAV Box, Admin Building, Basement, Print Room 145 | THC-ACC-AHU-0061 | Air handling Unit, Ground Floor North Zone(Process Control), Admin Building Roof |  | HVAC |  | DM | http://www.toronto.ca/TWONTO#air_damper
120421 | THC-ACC-DM-0123 | Damper,Exhaust,Air Handling Unit 0120,Srubber Room,Phase 4 | THC-ACC-AHU-0120 | Air Handlling Unit,Roof,Scrubber Room,Phase 4 | Air Handling Unit | HVAC |  | DM | http://www.toronto.ca/TWONTO#air_damper
120422 | THC-ACC-DM-0130 | Damper,Motorized,Outdoor Air ,Boiler Building,South Zone 3 | THC-ACC-FN-0130 | Fan,Exhaust,Flotation Bldg | Damper/Louver | HVAC |  | DM | http://www.toronto.ca/TWONTO#air_damper
120423 | THC-ACC-DM-0131 | Damper,Motorized,Outdoor Air ,Boiler Building,South Zone 2 | THC-ACC-FN-0132 | Fan,Centrifugal,Boiler Building,South Zone 3 | Damper/Louver | HVAC |  | DM | http://www.toronto.ca/TWONTO#air_damper
120431 | THC-ACC-DM-0152 | Damper,Air Compressor 9040 Ventilation,Air Treatment Building | THC-AI-C-9040 | Compressor, Instrument Air, Bldg. G | Air Handling Unit | HVAC |  | DM | http://www.toronto.ca/TWONTO#air_damper
120433 | THC-ACC-DM-0154 | Damper,Air Compressor 9050 Ventilation,Air Treatment Building | THC-AI-C-9050 | Compressor, Instrument Air, Bldg. G | Air Handling Unit | HVAC |  | DM | http://www.toronto.ca/TWONTO#air_damper
120434 | THC-ACC-DM-0155 | Damper,Air Compressor 9050 Ventilation,Air Treatment Building | THC-AI-C-9050 | Compressor, Instrument Air, Bldg. G | Air Handling Unit | HVAC |  | DM | http://www.toronto.ca/TWONTO#air_damper
120437 | THC-ACC-DM-0164 | VAV Box, Admin Building, Ground Floor, Admin Corridor 103, North | THC-ACC-AHU-0071 | Air handling Unit, Ground Floor West Zone(Administration), Admin Building Roof |  | HVAC |  | DM | http://www.toronto.ca/TWONTO#air_damper
120438 | THC-ACC-DM-0166 | VAV Box, Admin Building, Ground Floor, Control Room | THC-ACC-AHU-0061 | Air handling Unit, Ground Floor North Zone(Process Control), Admin Building Roof |  | HVAC |  | DM | http://www.toronto.ca/TWONTO#air_damper
120439 | THC-ACC-DM-0169 | VAV Box, Admin Building, Ground Floor, Admin Corridor 103, South | THC-ACC-AHU-0071 | Air handling Unit, Ground Floor West Zone(Administration), Admin Building Roof |  | HVAC |  | DM | http://www.toronto.ca/TWONTO#air_damper
120440 | THC-ACC-DM-0182 | Damper,Motorized,Outdoor Air,Boiler Building,North Zone 2 | THC-ACC-FN-0186 | Fan,Centrifugal,Boiler Building,North Zone 2 | Damper/Louver | HVAC |  | DM | http://www.toronto.ca/TWONTO#air_damper
120441 | THC-ACC-DM-0183 | Damper,Motorized,Outdoor Air,Boiler Building,North Zone 2 | THC-ACC-FN-0186 | Fan,Centrifugal,Boiler Building,North Zone 2 | Damper/Louver | HVAC |  | DM | http://www.toronto.ca/TWONTO#air_damper
120442 | THC-ACC-DM-0184 | Damper,Motorized,Outdoor Air,Boiler Building,North Zone 1 | THC-ACC-FN-0187 | Fan,Centrifugal,Exhuast,Standby,Boiler Building,North Zones | Damper/Louver | HVAC |  | DM | http://www.toronto.ca/TWONTO#air_damper
120443 | THC-ACC-DM-0185 | Damper,Motorized,Outdoor Air,Boiler Building,North Zone 1 | THC-ACC-FN-0187 | Fan,Centrifugal,Exhuast,Standby,Boiler Building,North Zones | Damper/Louver | HVAC |  | DM | http://www.toronto.ca/TWONTO#air_damper
120468 | THC-ACC-DM-0440 | Damper/Louver,AHU-0440 Outside Air Inlet,Building UU | THC-ACC-AHU-0440 | Air Handling Unit,Drip Trap Room,Building UU | Damper/Louver | HVAC |  | DM | http://www.toronto.ca/TWONTO#air_damper
120469 | THC-ACC-DM-0442 | Damper/Louver,FN-0442 Suction,AHU-0440,Building UU | THC-ACC-AHU-0440 | Air Handling Unit,Drip Trap Room,Building UU | Damper/Louver | HVAC |  | DM | http://www.toronto.ca/TWONTO#air_damper
120470 | THC-ACC-DM-0443 | Damper/Louver,FN-0443 Suction,Building UU | THC-ACC-FN-0443 | Fan,Exhaust,AHU-0440,Drip Trap Room,Building UU | Damper/Louver | HVAC |  | DM | http://www.toronto.ca/TWONTO#air_damper
120471 | THC-ACC-DM-0504 | Damper/Louver,Outside Air,Air Blower Room,Bldg M | THC-ACC-AHU BLDG M | Air Handling Units, Building M | Damper/Louver | HVAC |  | DM | http://www.toronto.ca/TWONTO#air_damper
120472 | THC-ACC-DM-0507 | Damper/Louver,Bypass,Old Generator Room,Bldg M | THC-ACC-AHU BLDG M | Air Handling Units, Building M | Damper/Louver | HVAC |  | DM | http://www.toronto.ca/TWONTO#air_damper
120473 | THC-ACC-DM-0508 | Damper/Louver,Exhaust,Old Generator Room,Bldg M | THC-ACC-AHU BLDG M | Air Handling Units, Building M | Damper/Louver | HVAC |  | DM | http://www.toronto.ca/TWONTO#air_damper
120475 | THC-ACC-DM-0583 | Damper,Actuated,Inlet,Fan 0583,Temporary Centrifuge Room,3rd Floor,Biosolids Building East | THC-ACC-FN-0583 | Fan,Centrifugal,Temporary Centrifuge Room, 3rd Floor,Biosolids Building East | Damper/Louver | HVAC |  | DM | http://www.toronto.ca/TWONTO#air_damper
120476 | THC-ACC-DM-0585 | Damper,Actuated,Inlet,Fan 0585,Compress.Room,3rd Floor,Biosolids Building West | THC-ACC-FN-0583 | Fan,Centrifugal,Temporary Centrifuge Room, 3rd Floor,Biosolids Building East | Damper/Louver | HVAC |  | DM | http://www.toronto.ca/TWONTO#air_damper
120477 | THC-ACC-DM-0591 | Damper,Actuated,2nd Floor Air Conditioner Room,Biosolids Building,Solid Treatment | THC-ACC-FN-0591 | Fan,Centrifugal,2nd Floor Air Conditioner Room,Biosolids Building East |  | HVAC |  | DM | http://www.toronto.ca/TWONTO#air_damper
120478 | THC-ACC-DM-0612 | Damper,Motorized,Outdoor Air Intermediate Lvl,South Pumping Station,Plenum Shaft,Intermediate Level | THC-ACC-BLDG L | Plant Effluent Pumping Station, HVAC |  | HVAC |  | DM | http://www.toronto.ca/TWONTO#air_damper
120479 | THC-ACC-DM-0613 | Damper,Motorized,Exhaust Fan FN-0610,South Pumping Station,Plenum Shaft,Basement Level | THC-ACC-FN-0610 | Fan,Centrifugal,Exhaust,South Pumping Station,Plenum Wall,Ground Level |  | HVAC |  | DM | http://www.toronto.ca/TWONTO#air_damper
120480 | THC-ACC-DM-0614 | Damper,Motorized,Outdoor Air Intermediate Lvl,South Pumping Station,Plenum Shaft,Basement Level | THC-ACC-BLDG L | Plant Effluent Pumping Station, HVAC |  | HVAC |  | DM | http://www.toronto.ca/TWONTO#air_damper
120481 | THC-ACC-DM-0622 | Damper,Motorized,Outdoor Air to Electrical Room,South Pumping Station,Electrical Room,Ground Level | THC-ACC-BLDG L | Plant Effluent Pumping Station, HVAC |  | HVAC |  | DM | http://www.toronto.ca/TWONTO#air_damper
120482 | THC-ACC-DM-0716 | Damper,Actuated,Mixing,AHU-0710,Thickening Centrifuge Area | THC-ACC-AHU-0710 | Air Handling Unit,Outdoor,Centrifuge Area,Thickening Building | Damper/Louver | HVAC |  | DM | http://www.toronto.ca/TWONTO#air_damper
120483 | THC-ACC-DM-0717 | Damper,Actuated,Exhaust Air,AHU-0710,Thickening Centrifuge Area | THC-ACC-AHU-0710 | Air Handling Unit,Outdoor,Centrifuge Area,Thickening Building | Damper/Louver | HVAC |  | DM | http://www.toronto.ca/TWONTO#air_damper
120484 | THC-ACC-DM-0721 | Damper,Actuated,Outside Air,AHU-0720,Thickening Building Basement/Sub-basement Area | THC-ACC-AHU-0720 | Air Handling Unit,Basement/Sub-basement Area,Thickening Building | Damper/Louver | HVAC |  | DM | http://www.toronto.ca/TWONTO#air_damper
120485 | THC-ACC-DM-0731 | Damper,Actuated,Outside Air,AHU-0730,Thickening Building Polymer Room | THC-ACC-AHU-0730 | Air handling Unit,Polymer Room,Thickening Building | Damper/Louver | HVAC |  | DM | http://www.toronto.ca/TWONTO#air_damper
120486 | THC-ACC-DM-0741 | Damper,Actuated,Outside Air,Thickening Building Mechanical Room Ventilation | THC-ACC-FN-0701 | Fan,Centrifugal,Exhaust,Thickening Building Mechanical Room Ventilation | Damper/Louver | HVAC |  | DM | http://www.toronto.ca/TWONTO#air_damper
120487 | THC-ACC-DM-0812 | Damper,Actuated,Exhaust Air,AHU-0810,Sludge Storage Building | THC-ACC-AHU-0810 | Air Handling Unit,Roof,Sludge Storage Building | Damper/Louver | HVAC |  | DM | http://www.toronto.ca/TWONTO#air_damper
120488 | THC-ACC-DM-0911 | Damper, FN-0911, Dechlorination Building | THC-ACC-AHU-0910 | Air Handling Unit, Dechlorination Building |  | HVAC |  | DM | http://www.toronto.ca/TWONTO#air_damper
120497 | THC-ACC-DM-1181B | Damper,Motorized | THC-PRM-BLDG-HPU1100 | HPU Building 11 | Fan | HVAC |  | DM | http://www.toronto.ca/TWONTO#air_damper
120502 | THC-ACC-DM-3041 | Damper,Motorized,Boiler Combustion Air,Boiler BO-3041,Boiler Building | THC-ACC-BO-3041 | Boiler, Hot Water, Boiler Building |  | HVAC | 33802 | DM | http://www.toronto.ca/TWONTO#air_damper
120503 | THC-ACC-DM-3051 | Damper,Motorized,Boiler Combustion Air,Boiler BO-3051,Boiler Building | THC-ACC-BLDG E | Boiler House, HVAC |  | HVAC | 33803 | DM | http://www.toronto.ca/TWONTO#air_damper
120504 | THC-ACC-DM-3053 | Damper/Louver,Vent Header,Hot Water Boiler 3051,Boiler Building | THC-ACC-BO-3051 | Boiler, Hot Water, Boiler Building | Damper/Louver | HVAC |  | DM | http://www.toronto.ca/TWONTO#air_damper
120505 | THC-ACC-DM-3061 | Damper,Motorized,Boiler Combustion Air,Boiler BO-3061,Boiler Building | THC-ACC-BLDG E | Boiler House, HVAC |  | HVAC | 33804 | DM | http://www.toronto.ca/TWONTO#air_damper
120506 | THC-ACC-DM-3061 | Damper,Motorized,Boiler Combustion Air,Boiler BO-3061,Boiler Building | THC-ACC-BO-3061 | Boiler, Hot Water, Boiler Building |  | HVAC | 33804 | DM | http://www.toronto.ca/TWONTO#air_damper
120507 | THC-ACC-DM-3061 | Damper,Motorized,Boiler Combustion Air,Boiler BO-3061,Boiler Building | THC-SUSPENDED | Suspended entity |  | HVAC | 33804 | DM | http://www.toronto.ca/TWONTO#air_damper
120508 | THC-ACC-DM-3081 | Damper,Motorized,Boiler Combustion Air,Boiler BO-3081,Boiler Building | THC-ACC-BLDG E | Boiler House, HVAC |  | HVAC | 33806 | DM | http://www.toronto.ca/TWONTO#air_damper
120509 | THC-ACC-DM-3081 | Damper,Motorized,Boiler Combustion Air,Boiler BO-3081,Boiler Building | THC-ACC-BO-3081 | Boiler, Hot Water, Boiler Building |  | HVAC | 33806 | DM | http://www.toronto.ca/TWONTO#air_damper
120510 | THC-ACC-DM-4003 | Damper,Motorized | THC-ACC-FN-4003 | Fan, Exhaust, from NW Tunnel T12 |  | HVAC |  | DM | http://www.toronto.ca/TWONTO#air_damper
120513 | THC-ACC-DM-5821 | Damper,Motorized,Exhaust Fan FN-5820,Plant Stores | THC-ACC-FN-5820 | Fan,Centrifugal,Exhuast,Plant Stores |  | HVAC |  | DM | http://www.toronto.ca/TWONTO#air_damper
120514 | THC-ACC-DM-5901 | Damper,Motorized,Outdoor Air ,AHU-5910,Disinfection Bldg | THC-ACC-AHU-5900 | Air Handling Unit,Disinfection Bldg |  | HVAC |  | DM | http://www.toronto.ca/TWONTO#air_damper
120515 | THC-ACC-DM-5921 | Damper,Motorized,Supply Fan FN-5920,AHU-5910,Disinfection Bldg | THC-ACC-FN-5920 | Fan,Centrifugal,Supply ,AHU-5910,Disinfection Bldg |  | HVAC |  | DM | http://www.toronto.ca/TWONTO#air_damper
120516 | THC-ACC-DM-5941 | Damper,Motorized,Exhaust Fan FN-5940,Disinfection Bldg,Tank Storage Room,East Wall | THC-ACC-FN-5940 | Fan,Centrifugal,Exhaust,Disinfection Bldg,Tank Storage Room,East Wall |  | HVAC |  | DM | http://www.toronto.ca/TWONTO#air_damper
120517 | THC-ACC-DM-6105 | Damper, Outdoor Air Inlet to AHU-6100, 2nd Floor Mech Room #2, Headworks | THC-ACC-AHU-6100 | Air Handling Unit, Truck Loading Bay, Mech Room #2, Headworks | Damper/Louver | HVAC |  | DM | http://www.toronto.ca/TWONTO#air_damper
120518 | THC-ACC-DM-6106 | Damper, Outdoor Air Inlet to AHU-6100, 2nd Floor Mech Room #2, Headworks | THC-ACC-AHU-6100 | Air Handling Unit, Truck Loading Bay, Mech Room #2, Headworks | Damper/Louver | HVAC |  | DM | http://www.toronto.ca/TWONTO#air_damper
120519 | THC-ACC-DM-6107 | Damper, Outdoor Air Inlet to AHU-6100, 2nd Floor Mech Room #2, Headworks | THC-ACC-AHU-6100 | Air Handling Unit, Truck Loading Bay, Mech Room #2, Headworks | Damper/Louver | HVAC |  | DM | http://www.toronto.ca/TWONTO#air_damper
120520 | THC-ACC-DM-6108 | Damper, AHU-6100 Unit Isolation, 2nd Floor Mech Room #2, Headworks | THC-ACC-AHU-6100 | Air Handling Unit, Truck Loading Bay, Mech Room #2, Headworks | Damper/Louver | HVAC |  | DM | http://www.toronto.ca/TWONTO#air_damper
120521 | THC-ACC-DM-6109 | Damper, AHU-6100 Unit Isolation, 2nd Floor Mech Room #2, Headworks | THC-ACC-AHU-6100 | Air Handling Unit, Truck Loading Bay, Mech Room #2, Headworks | Damper/Louver | HVAC |  | DM | http://www.toronto.ca/TWONTO#air_damper
120522 | THC-ACC-DM-6121 | Damper, Motorized, Inlet, Supply Fan FN-6120, 2nd Floor Mech Room #2, Headworks | THC-ACC-AHU-6100 | Air Handling Unit, Truck Loading Bay, Mech Room #2, Headworks | Damper/Louver | HVAC |  | DM | http://www.toronto.ca/TWONTO#air_damper
120523 | THC-ACC-DM-6162 | Damper, Outlet, Exhaust Fan FN-6160, Ground Floor Storage Room, Headworks | THC-ACC-FN-6160 | Fan, Exhaust, Lower Level 1, Serving Sump Storage Room, Headworks | Damper/Louver | HVAC |  | DM | http://www.toronto.ca/TWONTO#air_damper
120524 | THC-ACC-DM-6163 | Damper, Bubble, Exhaust Duct from Sump Storage Room, Ground Floor Storage Room, Headworks | THC-ACC-FN-6160 | Fan, Exhaust, Lower Level 1, Serving Sump Storage Room, Headworks | Damper/Louver | HVAC |  | DM | http://www.toronto.ca/TWONTO#air_damper
120525 | THC-ACC-DM-6206 | Damper, Isolation, O/A Duct, Common Plenum, AHU-6200, 2nd Floor Mech Room #2, Headworks | THC-ACC-AHU-6200 | Air Handling Unit, Blower Room, 2nd Floor Mech Room #2, Headworks | Damper/Louver | HVAC |  | DM | http://www.toronto.ca/TWONTO#air_damper
120526 | THC-ACC-DM-6208 | Damper, Isolation, Supply Duct, AHU-6200, 2nd Floor Mech Room #2, Headworks | THC-ACC-AHU-6200 | Air Handling Unit, Blower Room, 2nd Floor Mech Room #2, Headworks | Damper/Louver | HVAC |  | DM | http://www.toronto.ca/TWONTO#air_damper
120527 | THC-ACC-DM-6209 | Damper, Isolation, Supply Duct, AHU-6200, 2nd Floor Mech Room #2, Headworks | THC-ACC-AHU-6200 | Air Handling Unit, Blower Room, 2nd Floor Mech Room #2, Headworks | Damper/Louver | HVAC |  | DM | http://www.toronto.ca/TWONTO#air_damper
120528 | THC-ACC-DM-6210 | Damper, Bubble, Supply Air, Blower Room, 2nd Floor Mech Room #2, Headworks | THC-ACC-AHU-6200 | Air Handling Unit, Blower Room, 2nd Floor Mech Room #2, Headworks | Damper/Louver | HVAC |  | DM | http://www.toronto.ca/TWONTO#air_damper
120529 | THC-ACC-DM-6212 | Damper, Bubble, Return Air, Blower Room, 2nd Floor Mech Room #2, Headworks | THC-ACC-AHU-6200 | Air Handling Unit, Blower Room, 2nd Floor Mech Room #2, Headworks | Damper/Louver | HVAC |  | DM | http://www.toronto.ca/TWONTO#air_damper
120530 | THC-ACC-DM-6221 | Damper, Inlet, Supply Fan FN-6220, 2nd Floor Mech Room #2, Headworks | THC-ACC-AHU-6200 | Air Handling Unit, Blower Room, 2nd Floor Mech Room #2, Headworks | Damper/Louver | HVAC |  | DM | http://www.toronto.ca/TWONTO#air_damper
120531 | THC-ACC-DM-6241 | Damper, Inlet, Supply Fan FN-6240, 2nd Floor Mech Room #2, Headworks | THC-ACC-AHU-6200 | Air Handling Unit, Blower Room, 2nd Floor Mech Room #2, Headworks | Damper/Louver | HVAC |  | DM | http://www.toronto.ca/TWONTO#air_damper
120532 | THC-ACC-DM-6261 | Damper, Inlet, Supply Fan FN-6260, 2nd Floor Mech Room #2, Headworks | THC-ACC-AHU-6200 | Air Handling Unit, Blower Room, 2nd Floor Mech Room #2, Headworks | Damper/Louver | HVAC |  | DM | http://www.toronto.ca/TWONTO#air_damper
120533 | THC-ACC-DM-6281 | Damper, Inlet, Supply Fan FN-6280, 2nd Floor Mech Room #2, Headworks | THC-ACC-AHU-6200 | Air Handling Unit, Blower Room, 2nd Floor Mech Room #2, Headworks | Damper/Louver | HVAC |  | DM | http://www.toronto.ca/TWONTO#air_damper
120534 | THC-ACC-DM-6291 | Damper, Outdoor Air, Plenum, 2nd Floor Mech Room #2, Headworks | THC-ACC-AHU-6100 | Air Handling Unit, Truck Loading Bay, Mech Room #2, Headworks | Damper/Louver | HVAC |  | DM | http://www.toronto.ca/TWONTO#air_damper
120535 | THC-ACC-DM-6302 | Damper, Inlet, Outdoor Air, AHU-6300, 2nd Floor Mech Room #1, Headworks | THC-ACC-AHU-6300 | Air Handling Unit, Screen Room/Conveyor Areas, 2nd Floor Mech Room #1, Headworks | Damper/Louver | HVAC |  | DM | http://www.toronto.ca/TWONTO#air_damper
120536 | THC-ACC-DM-6303 | Damper, Inlet, Outdoor Air, AHU-6300, 2nd Floor Mech Room #1, Headworks | THC-ACC-AHU-6300 | Air Handling Unit, Screen Room/Conveyor Areas, 2nd Floor Mech Room #1, Headworks | Damper/Louver | HVAC |  | DM | http://www.toronto.ca/TWONTO#air_damper
120537 | THC-ACC-DM-6304 | Damper, Inlet, Outdoor Air, AHU-6300, 2nd Floor Mech Room #1, Headworks | THC-ACC-AHU-6300 | Air Handling Unit, Screen Room/Conveyor Areas, 2nd Floor Mech Room #1, Headworks | Damper/Louver | HVAC |  | DM | http://www.toronto.ca/TWONTO#air_damper
120538 | THC-ACC-DM-6309 | Damper, Inlet, Outdoor Air, AHU-6300, 2nd Floor Mech Room #1, Headworks | THC-ACC-AHU-6300 | Air Handling Unit, Screen Room/Conveyor Areas, 2nd Floor Mech Room #1, Headworks | Damper/Louver | HVAC |  | DM | http://www.toronto.ca/TWONTO#air_damper
120539 | THC-ACC-DM-6310 | Damper, Isol., Mixed O/A and O/A, Solar Wall Air Duct, 2nd Floor Mech Room #1, Headworks | THC-ACC-AHU-6300 | Air Handling Unit, Screen Room/Conveyor Areas, 2nd Floor Mech Room #1, Headworks | Damper/Louver | HVAC |  | DM | http://www.toronto.ca/TWONTO#air_damper
120540 | THC-ACC-DM-6314 | Damper, Relief, Screen Room, Headworks | THC-ACC-AHU-6300 | Air Handling Unit, Screen Room/Conveyor Areas, 2nd Floor Mech Room #1, Headworks | Damper/Louver | HVAC |  | DM | http://www.toronto.ca/TWONTO#air_damper
120541 | THC-ACC-DM-6341 | Damper, Inlet, Exhaust Fan FN-6340, Roof, Headworks | THC-ACC-FN-6340 | Fan, Exhaust, Screen/Conveyor Areas, Roof, Headworks | Damper/Louver | HVAC |  | DM | http://www.toronto.ca/TWONTO#air_damper
120542 | THC-ACC-DM-6402 | Damper, Isolation, Scrn Room/Conv. Areas, AHU-6400 S/A Duct, 2nd Floor Mech Room #1, Headworks | THC-ACC-AHU-6400 | Air Handling Unit, Screen Room/Conveyor Areas, 2nd Floor Mech Room #1, Headworks | Damper/Louver | HVAC |  | DM | http://www.toronto.ca/TWONTO#air_damper
120543 | THC-ACC-DM-6441 | Damper, Inlet, Exhaust Fan FN-6440, Roof, Headworks | THC-ACC-FN-6440 | Fan, Exhaust, Screen Room/Conveyor Areas, AHU-6400, Roof, Headworks | Damper/Louver | HVAC |  | DM | http://www.toronto.ca/TWONTO#air_damper
120544 | THC-ACC-DM-6505 | Damper, Isolation, Exhaust Air Duct, AHU-6500, 2nd Floor Mech Room #1, Headworks | THC-ACC-AHU-6500 | Air Handling Unit, Pipe Gallery, 2nd Floor Mech Room #1, Headworks | Damper/Louver | HVAC |  | DM | http://www.toronto.ca/TWONTO#air_damper
120545 | THC-ACC-DM-6509 | Damper, Isolation, R/A Duct, Pipe Gallery & Elec. Room, 2nd Floor Mech Room #1, Headworks | THC-ACC-AHU-6500 | Air Handling Unit, Pipe Gallery, 2nd Floor Mech Room #1, Headworks | Damper/Louver | HVAC |  | DM | http://www.toronto.ca/TWONTO#air_damper
120546 | THC-ACC-DM-6521 | Damper, Inlet, Supply Fan FN-6520, 2nd Floor Mech Room #1, Headworks | THC-ACC-AHU-6500 | Air Handling Unit, Pipe Gallery, 2nd Floor Mech Room #1, Headworks | Damper/Louver | HVAC |  | DM | http://www.toronto.ca/TWONTO#air_damper
120547 | THC-ACC-DM-6541 | Damper, Inlet, Supply Fan FN-6540, 2nd Floor Mech Room #1, Headworks | THC-ACC-AHU-6500 | Air Handling Unit, Pipe Gallery, 2nd Floor Mech Room #1, Headworks | Damper/Louver | HVAC |  | DM | http://www.toronto.ca/TWONTO#air_damper
120548 | THC-ACC-DM-6561 | Damper, Inlet, Return Fan FN-6560, 2nd Floor Mech Room #1, Headworks | THC-ACC-AHU-6500 | Air Handling Unit, Pipe Gallery, 2nd Floor Mech Room #1, Headworks | Damper/Louver | HVAC |  | DM | http://www.toronto.ca/TWONTO#air_damper
120549 | THC-ACC-DM-6581 | Damper, Inlet, Return Fan FN-6580, 2nd Floor Mech Room #1, Headworks | THC-ACC-AHU-6500 | Air Handling Unit, Pipe Gallery, 2nd Floor Mech Room #1, Headworks | Damper/Louver | HVAC |  | DM | http://www.toronto.ca/TWONTO#air_damper
120550 | THC-ACC-DM-6591 | Damper, Outdoor Air, Plenum, 2nd Floor Mech Room #1, Headworks | THC-ACC-AHU-6300 | Air Handling Unit, Screen Room/Conveyor Areas, 2nd Floor Mech Room #1, Headworks | Damper/Louver | HVAC |  | DM | http://www.toronto.ca/TWONTO#air_damper
120551 | THC-ACC-DM-6592 | Damper, Inlet, Exhaust Fan FN-6590, 2nd Floor Mech Room #1, Headworks | THC-ACC-FN-6590 | Fan, Exhaust, Mechanical Room #1, Roof, Headworks | Damper/Louver | HVAC |  | DM | http://www.toronto.ca/TWONTO#air_damper
120552 | THC-ACC-DM-6801 | Damper,Motorized, Supply Fan, Ferrous Chloride Building | THC-ACC-FN-6801 | Fan, Centrifugal, Supply, Ferrous Chloride Building |  | HVAC |  | DM | http://www.toronto.ca/TWONTO#air_damper
120553 | THC-ACC-DM-6821 | Damper,Motorized, Exhaust Fan, Ferrous Chloride Building | THC-ACC-FN-6821 | Fan,Centrifugal, Exhaust, Ferrous Chloride Building |  | HVAC |  | DM | http://www.toronto.ca/TWONTO#air_damper
120586 | THC-ACC-F-0711 | Filter,Supply Air,Thickening Centrifuge Area Air Handling Unit | THC-ACC-AHU-0710 | Air Handling Unit,Outdoor,Centrifuge Area,Thickening Building | Filter | HVAC |  | F | http://www.toronto.ca/TWONTO#replaceable_air_filter
120587 | THC-ACC-F-0731 | Filter,Supply Air,AHU-0730,Thickening Building Polymer Room | THC-ACC-AHU-0730 | Air handling Unit,Polymer Room,Thickening Building | Filter | HVAC |  | F | http://www.toronto.ca/TWONTO#replaceable_air_filter
120588 | THC-ACC-F-0732 | Filter,Supply Air,AHU-0730,Thickening Building Polymer Room | THC-ACC-AHU-0730 | Air handling Unit,Polymer Room,Thickening Building | Filter | HVAC |  | F | http://www.toronto.ca/TWONTO#replaceable_air_filter
120589 | THC-ACC-F-0811 | Filter,Supply Air,AHU-0810,Sludge Storage Building | THC-ACC-AHU-0810 | Air Handling Unit,Roof,Sludge Storage Building | Filter | HVAC |  | F | http://www.toronto.ca/TWONTO#replaceable_air_filter
120592 | THC-ACC-F-6101 | Filter, AHU-6100, Serving Truck Loading Bay, 2nd Floor Mech Room #2, Headworks | THC-ACC-AHU-6100 | Air Handling Unit, Truck Loading Bay, Mech Room #2, Headworks | Filter | HVAC |  | F | http://www.toronto.ca/TWONTO#replaceable_air_filter
120593 | THC-ACC-F-6102 | Filter, AHU-6100, Serving Truck Loading Bay, 2nd Floor Mech Room #2, Headworks | THC-ACC-AHU-6100 | Air Handling Unit, Truck Loading Bay, Mech Room #2, Headworks | Filter | HVAC |  | F | http://www.toronto.ca/TWONTO#replaceable_air_filter
120594 | THC-ACC-F-6301 | Filter, Screen Room/Conveyor Areas, AHU-6300, 2nd Floor Mech Room #1, Headworks | THC-ACC-AHU-6300 | Air Handling Unit, Screen Room/Conveyor Areas, 2nd Floor Mech Room #1, Headworks | Filter | HVAC |  | F | http://www.toronto.ca/TWONTO#replaceable_air_filter
120595 | THC-ACC-F-6302 | Filter, Screen Room/Conveyor Areas, AHU-6300, 2nd Floor Mech Room #1, Headworks | THC-ACC-AHU-6300 | Air Handling Unit, Screen Room/Conveyor Areas, 2nd Floor Mech Room #1, Headworks | Filter | HVAC |  | F | http://www.toronto.ca/TWONTO#replaceable_air_filter
120596 | THC-ACC-F-6591 | Filter, Outdoor Air Plenum, 2nd Floor, Mech Room #1, Headworks | THC-ACC-DM-6591 | Damper, Outdoor Air, Plenum, 2nd Floor Mech Room #1, Headworks | Filter | HVAC |  | F | http://www.toronto.ca/TWONTO#replaceable_air_filter
120598 | THC-ACC-FD-0001 | Feeder, By-pass Feeder, Snow Melt Glycol System, Admin Building | THC-ACC-BLDG K | Administration Building, HVAC |  | HVAC |  | FD | chemical_dosing_system
120609 | THC-ACC-FIT-6121 | Transmitter, Flow, S/A Duct, Outlet, Supply Fan FN-6120, 2nd Floor Mech Room #2, Headworks | THC-ACC-AHU-6100 | Air Handling Unit, Truck Loading Bay, Mech Room #2, Headworks | Meter,Flow,Mass | HVAC |  | FIT | http://www.toronto.ca/TWONTO#flow_transmitter
120610 | THC-ACC-FIT-6141 | Transmitter, Flow, Supply Fan FN-6140 Outlet, 2nd Floor Mech Room #2, Headworks | THC-ACC-AHU-6100 | Air Handling Unit, Truck Loading Bay, Mech Room #2, Headworks | Meter,Flow,Mass | HVAC |  | FIT | http://www.toronto.ca/TWONTO#flow_transmitter
120611 | THC-ACC-FIT-6241 | Transmitter, Flow, Outlet, Supply Fan FN-6240, 2nd Floor Mech Room #2, Headworks | THC-ACC-AHU-6200 | Air Handling Unit, Blower Room, 2nd Floor Mech Room #2, Headworks | Meter,Flow,Mass | HVAC |  | FIT | http://www.toronto.ca/TWONTO#flow_transmitter
120612 | THC-ACC-FIT-6261 | Transmitter, Flow, Outlet, Supply Fan FN-6260, 2nd Floor Mech Room #2, Headworks | THC-ACC-AHU-6200 | Air Handling Unit, Blower Room, 2nd Floor Mech Room #2, Headworks | Meter,Flow,Mass | HVAC |  | FIT | http://www.toronto.ca/TWONTO#flow_transmitter
120613 | THC-ACC-FIT-6441 | Transmitter, Flow, Outlet, Exhaust Fan F-6440, 2nd Floor Mech Room #1, Headworks | THC-ACC-FN-6440 | Fan, Exhaust, Screen Room/Conveyor Areas, AHU-6400, Roof, Headworks | Meter,Flow,Mass | HVAC |  | FIT | http://www.toronto.ca/TWONTO#flow_transmitter
120614 | THC-ACC-FIT-6541 | Transmitter, Flow, Outlet, Supply fan FN-6540, 2nd Floor Mech Room #1, Headworks | THC-ACC-AHU-6500 | Air Handling Unit, Pipe Gallery, 2nd Floor Mech Room #1, Headworks | Meter,Flow,Mass | HVAC |  | FIT | http://www.toronto.ca/TWONTO#flow_transmitter
120615 | THC-ACC-FIT-6561 | Transmitter, Flow, Outlet, Return Fan FN-6560, 2nd Floor Mech Room #1, Headworks | THC-ACC-AHU-6500 | Air Handling Unit, Pipe Gallery, 2nd Floor Mech Room #1, Headworks | Meter,Flow,Mass | HVAC |  | FIT | http://www.toronto.ca/TWONTO#flow_transmitter
120641 | THC-ACC-FN-0132 | Fan,Centrifugal,Boiler Building,South Zone 3 | THC-ACC-BLDG E | Boiler House, HVAC | Fan,Centrifugal | HVAC |  | FN | http://www.toronto.ca/TWONTO#blower_or_fan_with_drive
120642 | THC-ACC-FN-0133 | Fan,Centrifugal,Boiler Building,South Zone 2 | THC-ACC-BLDG E | Boiler House, HVAC | Fan,Centrifugal | HVAC |  | FN | http://www.toronto.ca/TWONTO#blower_or_fan_with_drive
120665 | THC-ACC-FN-0186 | Fan,Centrifugal,Boiler Building,North Zone 2 | THC-ACC-BLDG E | Boiler House, HVAC | Fan | HVAC |  | FN | http://www.toronto.ca/TWONTO#blower_or_fan_with_drive
120690 | THC-ACC-FN-0321 | Fan,Return,Lower Basement,B2,Bldg M | THC-ACC-BLDG M | Incineration Building, HVAC | H.V.A.C.,Air Conditioner | HVAC |  | FN | http://www.toronto.ca/TWONTO#blower_or_fan_with_drive
120721 | THC-ACC-FN-0443 | Fan,Exhaust,AHU-0440,Drip Trap Room,Building UU | THC-ACC-AHU-0440 | Air Handling Unit,Drip Trap Room,Building UU | Fan | HVAC |  | FN | http://www.toronto.ca/TWONTO#blower_or_fan_with_drive
120722 | THC-ACC-FN-0444 | Fan,Exhaust,AHU-0440,Drip Trap Room,Building UU | THC-ACC-AHU-0440 | Air Handling Unit,Drip Trap Room,Building UU | Fan | HVAC |  | FN | http://www.toronto.ca/TWONTO#blower_or_fan_with_drive
120732 | THC-ACC-FN-0583 | Fan,Centrifugal,Temporary Centrifuge Room, 3rd Floor,Biosolids Building East | THC-ACC-BLDG M | Incineration Building, HVAC | Fan,Centrifugal | HVAC |  | FN | http://www.toronto.ca/TWONTO#blower_or_fan_with_drive
120733 | THC-ACC-FN-0583 | Fan,Centrifugal,Temporary Centrifuge Room, 3rd Floor,Biosolids Building East | THC-ACC-FAN | Fans, Building M | Fan,Centrifugal | HVAC |  | FN | http://www.toronto.ca/TWONTO#blower_or_fan_with_drive
120734 | THC-ACC-FN-0585 | Fan,Centrifugal,Compress. Room,3rd Floor,Biosolids Building West | THC-ACC-BLDG M | Incineration Building, HVAC | Fan,Centrifugal | HVAC |  | FN | http://www.toronto.ca/TWONTO#blower_or_fan_with_drive
120735 | THC-ACC-FN-0591 | Fan,Centrifugal,2nd Floor Air Conditioner Room,Biosolids Building East | THC-ACC-BLDG M | Incineration Building, HVAC |  | HVAC |  | FN | http://www.toronto.ca/TWONTO#blower_or_fan_with_drive
120736 | THC-ACC-FN-0610 | Fan,Centrifugal,Exhaust,South Pumping Station,Plenum Wall,Ground Level | THC-ACC-BLDG L | Plant Effluent Pumping Station, HVAC |  | HVAC |  | FN | http://www.toronto.ca/TWONTO#blower_or_fan_with_drive
120737 | THC-ACC-FN-0611 | Fan,Centrifugal,Exhaust,South Pumping Station,Washroom,Intermediate Level | THC-ACC-BLDG L | Plant Effluent Pumping Station, HVAC |  | HVAC |  | FN | http://www.toronto.ca/TWONTO#blower_or_fan_with_drive
120738 | THC-ACC-FN-0620 | Fan,Centrifugal,Exhaust,South Pumping Station,Electrical Room Roof | THC-ACC-BLDG L | Plant Effluent Pumping Station, HVAC |  | HVAC |  | FN | http://www.toronto.ca/TWONTO#blower_or_fan_with_drive
120739 | THC-ACC-FN-0630 | Fan,Centrifugal,Exhaust,South Pumping Station,Sampling Room Roof | THC-ACC-BLDG L | Plant Effluent Pumping Station, HVAC |  | HVAC |  | FN | http://www.toronto.ca/TWONTO#blower_or_fan_with_drive
120740 | THC-ACC-FN-0711A | Fan,Centrifugal,Supply Air,AHU-0710,Thickening Centrifuge Area | THC-ACC-BLDG J | TWAS Building, HVAC | Fan,Centrifugal | HVAC |  | FN | http://www.toronto.ca/TWONTO#blower_or_fan_with_drive
120741 | THC-ACC-FN-0711B | Fan,Centrifugal,Supply Air,AHU-0710,Thickening Centrifuge Area | THC-ACC-AHU-0710 | Air Handling Unit,Outdoor,Centrifuge Area,Thickening Building | Fan,Centrifugal | HVAC |  | FN | http://www.toronto.ca/TWONTO#blower_or_fan_with_drive
120742 | THC-ACC-FN-0712A | Fan,Centrifugal,Return Air,AHU-0710,Thickening Centrifuge Area | THC-ACC-BLDG J | TWAS Building, HVAC | Fan,Centrifugal | HVAC |  | FN | http://www.toronto.ca/TWONTO#blower_or_fan_with_drive
120743 | THC-ACC-FN-0712B | Fan,Centrifugal,Return Air,AHU-0710,Thickening Centrifuge Area | THC-ACC-AHU-0710 | Air Handling Unit,Outdoor,Centrifuge Area,Thickening Building | Fan,Centrifugal | HVAC |  | FN | http://www.toronto.ca/TWONTO#blower_or_fan_with_drive
120744 | THC-ACC-FN-0712B | Fan,Centrifugal,Return Air,AHU-0710,Thickening Centrifuge Area | THC-ACC-BLDG J | TWAS Building, HVAC | Fan,Centrifugal | HVAC |  | FN | http://www.toronto.ca/TWONTO#blower_or_fan_with_drive
120745 | THC-ACC-FN-0801 | Fan,Exhaust,Sampling Sink,Sludge Storage Building | THC-ACC-BLDG D | Sludge Holding Tanks Building HVAC | Fan,Centrifugal | HVAC |  | FN | http://www.toronto.ca/TWONTO#blower_or_fan_with_drive
120746 | THC-ACC-FN-0811 | Fan,Centrifugal,Supply Air,AHU-0810,Sludge Storage Building | THC-ACC-AHU-0810 | Air Handling Unit,Roof,Sludge Storage Building | Fan,Centrifugal | HVAC |  | FN | http://www.toronto.ca/TWONTO#blower_or_fan_with_drive
120747 | THC-ACC-FN-0911 | Fan, Dechlorination | THC-ACC-AHU-0910 | Air Handling Unit, Dechlorination Building |  | HVAC |  | FN | http://www.toronto.ca/TWONTO#blower_or_fan_with_drive
120750 | THC-ACC-FN-2170A | Fan A, Air Handling System, Tunnel T19, Phase IV Secondary | THC-ACC-AHU-2170 | Air Handling Unit, Tunnel T19, Phase IV Secondary |  | HVAC |  | FN | http://www.toronto.ca/TWONTO#blower_or_fan_with_drive
120751 | THC-ACC-FN-2170C | Fan C, Air Handling System, Tunnel T19, Phase IV Secondary | THC-ACC-AHU-2170 | Air Handling Unit, Tunnel T19, Phase IV Secondary |  | HVAC |  | FN | http://www.toronto.ca/TWONTO#blower_or_fan_with_drive
120752 | THC-ACC-FN-2170D | Fan D, Air Handling System, Tunnel T19, Phase IV Secondary | THC-ACC-AHU-2170 | Air Handling Unit, Tunnel T19, Phase IV Secondary |  | HVAC |  | FN | http://www.toronto.ca/TWONTO#blower_or_fan_with_drive
120753 | THC-ACC-FN-2171 | Fan, Exhaust, Access Building T19C, Phase IV Primary | THC-ACC-FN-2170 | Air Handling Unit, (new tunnel ventilation ECAP-01) | Air Handling Unit | HVAC |  | FN | http://www.toronto.ca/TWONTO#blower_or_fan_with_drive
120754 | THC-ACC-FN-2171 | Fan, Exhaust, Access Building T19C, Phase IV Primary | THC-ACC-TUNNEL | Plant Tunnels, HVAC | Air Handling Unit | HVAC |  | FN | http://www.toronto.ca/TWONTO#blower_or_fan_with_drive
120755 | THC-ACC-FN-2172 | Fan, Exhaust, Access Building T19A, Phase IV Secondary | THC-ACC-TUNNEL | Plant Tunnels, HVAC | Air Handling Unit | HVAC |  | FN | http://www.toronto.ca/TWONTO#blower_or_fan_with_drive
120756 | THC-ACC-FN-2174 | Fan, Exhaust, Access Building T15B, Phase I Primary | THC-ACC-FN-2170 | Air Handling Unit, (new tunnel ventilation ECAP-01) | Air Handling Unit | HVAC |  | FN | http://www.toronto.ca/TWONTO#blower_or_fan_with_drive
120757 | THC-ACC-FN-2174 | Fan, Exhaust, Access Building T15B, Phase I Primary | THC-ACC-TUNNEL | Plant Tunnels, HVAC | Air Handling Unit | HVAC |  | FN | http://www.toronto.ca/TWONTO#blower_or_fan_with_drive
120758 | THC-ACC-FN-2175 | Fan, Recirculation Fan, Tunnel T15, Phase I Primary | THC-ACC-TUNNEL | Plant Tunnels, HVAC | Air Handling Unit | HVAC |  | FN | http://www.toronto.ca/TWONTO#blower_or_fan_with_drive
120759 | THC-ACC-FN-2176 | Recirculation Fan, Tunnel T19, Phase IV Primary | THC-ACC-FN-2170 | Air Handling Unit, (new tunnel ventilation ECAP-01) | Air Handling Unit | HVAC |  | FN | http://www.toronto.ca/TWONTO#blower_or_fan_with_drive
120760 | THC-ACC-FN-2176 | Recirculation Fan, Tunnel T19, Phase IV Primary | THC-ACC-TUNNEL | Plant Tunnels, HVAC | Air Handling Unit | HVAC |  | FN | http://www.toronto.ca/TWONTO#blower_or_fan_with_drive
120761 | THC-ACC-FN-2177 | Fan, Recirculation, tunnel T18, Phase I Secondary | THC-ACC-FN-2170 | Air Handling Unit, (new tunnel ventilation ECAP-01) | Air Handling Unit | HVAC |  | FN | http://www.toronto.ca/TWONTO#blower_or_fan_with_drive
120762 | THC-ACC-FN-2177 | Fan, Recirculation, tunnel T18, Phase I Secondary | THC-ACC-TUNNEL | Plant Tunnels, HVAC | Air Handling Unit | HVAC |  | FN | http://www.toronto.ca/TWONTO#blower_or_fan_with_drive
120774 | THC-ACC-FN-5810 | Fan,Centrifugal,Exhuast,Plant Stores | THC-ACC-BLDG B | Mechanical Shop (Chlorine) Building HVAC |  | HVAC |  | FN | http://www.toronto.ca/TWONTO#blower_or_fan_with_drive
120775 | THC-ACC-FN-5832 | Fan,Propeller,Circulating,Plant Stores | THC-ACC-BLDG B | Mechanical Shop (Chlorine) Building HVAC |  | HVAC |  | FN | http://www.toronto.ca/TWONTO#blower_or_fan_with_drive
120776 | THC-ACC-FN-5835 | Fan,Propeller,Circulating,Plant Stores | THC-ACC-BLDG B | Mechanical Shop (Chlorine) Building HVAC |  | HVAC |  | FN | http://www.toronto.ca/TWONTO#blower_or_fan_with_drive
120777 | THC-ACC-FN-5836 | Fan,Propeller,Circulating,Plant Stores | THC-ACC-BLDG B | Mechanical Shop (Chlorine) Building HVAC |  | HVAC |  | FN | http://www.toronto.ca/TWONTO#blower_or_fan_with_drive
120778 | THC-ACC-FN-5839 | Fan,Exhaust,Ceiling Type,Plant Stores,Washroom | THC-ACC-BLDG B | Mechanical Shop (Chlorine) Building HVAC |  | HVAC |  | FN | http://www.toronto.ca/TWONTO#blower_or_fan_with_drive
120779 | THC-ACC-FN-5910 | Fan,Centrifugal,Supply ,AHU-5910,Disinfection Bldg | THC-ACC-AHU-5900 | Air Handling Unit,Disinfection Bldg |  | HVAC |  | FN | http://www.toronto.ca/TWONTO#blower_or_fan_with_drive
120780 | THC-ACC-FN-5920 | Fan,Centrifugal,Supply ,AHU-5910,Disinfection Bldg | THC-ACC-AHU-5900 | Air Handling Unit,Disinfection Bldg |  | HVAC |  | FN | http://www.toronto.ca/TWONTO#blower_or_fan_with_drive
120781 | THC-ACC-FN-5940 | Fan,Centrifugal,Exhaust,Disinfection Bldg,Tank Storage Room,East Wall | THC-ACC-BLDG G | Air Treatment Building HVAC |  | HVAC |  | FN | http://www.toronto.ca/TWONTO#blower_or_fan_with_drive
120782 | THC-ACC-FN-6140 | Fan, Supply, Truck Loading Bay, 2nd Floor Mech Room #2, Headworks | THC-ACC-AHU-6100 | Air Handling Unit, Truck Loading Bay, Mech Room #2, Headworks | Fan | HVAC |  | FN | http://www.toronto.ca/TWONTO#blower_or_fan_with_drive
120783 | THC-ACC-FN-6180 | Fan, Exhaust, Ground Floor, Storage Room, Headworks | THC-PLT-BLDG-0001 | New Head House, preliminary process | Fan | HVAC |  | FN | http://www.toronto.ca/TWONTO#blower_or_fan_with_drive
120784 | THC-ACC-FN-6220 | Fan, Supply, Blower Room, 2nd Floor Mech Room #2, Headworks | THC-ACC-AHU-6200 | Air Handling Unit, Blower Room, 2nd Floor Mech Room #2, Headworks | Fan | HVAC |  | FN | http://www.toronto.ca/TWONTO#blower_or_fan_with_drive
120785 | THC-ACC-FN-6240 | Fan, Supply, Blower Room, 2nd Floor Mech Room #2, Headworks | THC-ACC-AHU-6200 | Air Handling Unit, Blower Room, 2nd Floor Mech Room #2, Headworks | Fan | HVAC |  | FN | http://www.toronto.ca/TWONTO#blower_or_fan_with_drive
120786 | THC-ACC-FN-6280 | Fan, Return, Blower Room, 2nd Floor Mech Room #2, Headworks | THC-ACC-AHU-6200 | Air Handling Unit, Blower Room, 2nd Floor Mech Room #2, Headworks | Fan | HVAC |  | FN | http://www.toronto.ca/TWONTO#blower_or_fan_with_drive
120787 | THC-ACC-FN-6440 | Fan, Exhaust, Screen Room/Conveyor Areas, AHU-6400, Roof, Headworks | THC-ACC-AHU-6400 | Air Handling Unit, Screen Room/Conveyor Areas, 2nd Floor Mech Room #1, Headworks | Fan | HVAC |  | FN | http://www.toronto.ca/TWONTO#blower_or_fan_with_drive
120788 | THC-ACC-FN-6520 | Fan, Supply, Pipe Gallery, 2nd Floor Mech Room #1, Headworks | THC-ACC-AHU-6500 | Air Handling Unit, Pipe Gallery, 2nd Floor Mech Room #1, Headworks | Fan | HVAC |  | FN | http://www.toronto.ca/TWONTO#blower_or_fan_with_drive
120789 | THC-ACC-FN-6580 | Fan, Return, Pipe Gallery, 2nd Floor Mech Room #1, Headworks | THC-ACC-AHU-6500 | Air Handling Unit, Pipe Gallery, 2nd Floor Mech Room #1, Headworks | Fan | HVAC |  | FN | http://www.toronto.ca/TWONTO#blower_or_fan_with_drive
120790 | THC-ACC-FN-6801 | Fan, Centrifugal, Supply, Ferrous Chloride Building | THC-PRS-BLDG | Phosphorous removal system, Building and Storage |  | HVAC |  | FN | http://www.toronto.ca/TWONTO#blower_or_fan_with_drive
120791 | THC-ACC-FN-6920 | Fan, Exhaust, Washroom, Ground Floor, Headworks | THC-PLT-BLDG-0001 | New Head House, preliminary process | Fan | HVAC |  | FN | http://www.toronto.ca/TWONTO#blower_or_fan_with_drive
120815 | THC-ACC-HE-6002 | Heat Exchanger, Heating Glycol System, Lower Level 2 Blower Room, Headworks | THC-ACC-P-6001 | Pump, Hot Water System, Lower Level 2 operating gallery | Heat Exchanger | HVAC |  | HE | http://www.toronto.ca/TWONTO#heat_exchanger
120818 | THC-ACC-HEATERS | Air Heaters, Building M | THC-ACC-BLDG M | Incineration Building, HVAC |  | HVAC |  |  | http://www.toronto.ca/TWONTO#collection_of_assets
120821 | THC-ACC-HTR-0012 | Heater, Unit, Electric, 6.3kW, Admin. Building Basement, Mechanical Room B104, North | THC-ACC-BLDG K | Administration Building, HVAC |  | HVAC |  | HTR | http://www.toronto.ca/TWONTO#heater
120822 | THC-ACC-HTR-0015 | Heater, Unit, Electric, 6.3kW, Admin. Building Basement, Storage Room B107, South/East | THC-ACC-BLDG K | Administration Building, HVAC |  | HVAC |  | HTR | http://www.toronto.ca/TWONTO#heater
120823 | THC-ACC-HTR-0019 | Heater, Hot Water Heating Coil, Corridor B118, Admin. Building Basement | THC-ACC-BLDG K | Administration Building, HVAC |  | HVAC |  | HTR | http://www.toronto.ca/TWONTO#heater
120824 | THC-ACC-HTR-0051 | Heater, Forced Flow, 12.5kW, Admin. Building Ground Floor, Vestibule 102 | THC-ACC-BLDG K | Administration Building, HVAC |  | HVAC |  | HTR | http://www.toronto.ca/TWONTO#heater
120825 | THC-ACC-HTR-0052 | Heater, Forced Flow, 12.5kW, Admin. Building Ground Floor, Vestibule140, Near Stairs 2 | THC-ACC-BLDG K | Administration Building, HVAC |  | HVAC |  | HTR | http://www.toronto.ca/TWONTO#heater
120826 | THC-ACC-HTR-0054 | Heater, Forced Flow, 4.7kW, Admin. Building Ground Floor, Vestibule 142, West | THC-ACC-BLDG K | Administration Building, HVAC |  | HVAC |  | HTR | http://www.toronto.ca/TWONTO#heater
120827 | THC-ACC-HTR-0056 | Heater, Forced Flow, 9.4kW, Admin. Building Ground Floor, Stair S04 | THC-ACC-BLDG K | Administration Building, HVAC |  | HVAC |  | HTR | http://www.toronto.ca/TWONTO#heater
120828 | THC-ACC-HTR-0057 | Heater, Forced Flow, 9.4kW, Admin. Building Ground Floor, Vestibule 116 | THC-ACC-BLDG K | Administration Building, HVAC |  | HVAC |  | HTR | http://www.toronto.ca/TWONTO#heater
120829 | THC-ACC-HTR-0058 | Heater, Gas Type, Project Management Area, Admin Building Ground Floor | THC-ACC-BLDG K | Administration Building, HVAC |  | HVAC |  | HTR | http://www.toronto.ca/TWONTO#heater
120830 | THC-ACC-HTR-0079 | Heater, Perimeter, Admin Building Ground Floor, Men`s Washroom 105 | THC-ACC-BLDG K | Administration Building, HVAC |  | HVAC |  | HTR | http://www.toronto.ca/TWONTO#heater
120831 | THC-ACC-HTR-0081 | Heater, Perimeter, Admin Building Ground Floor, Unisex W/C 122 | THC-ACC-BLDG K | Administration Building, HVAC |  | HVAC |  | HTR | http://www.toronto.ca/TWONTO#heater
120832 | THC-ACC-HTR-0084 | Heater, Perimeter, FN-0059, Admin Building Ground Floor, Lunch Room 141 | THC-ACC-FN-0059 | Exhuast Fan, Admin. Building Ground Floor, Lunchroom 141 |  | HVAC |  | HTR | http://www.toronto.ca/TWONTO#heater
120833 | THC-ACC-HTR-0105 | Heater,Electric,Vestibule,Phase 4 Access Building No.3, bldg.O | THC-ACC-BLDG O | Phase IV , Building O HVAC | Air Handling Unit | HVAC |  | HTR | http://www.toronto.ca/TWONTO#heater
120834 | THC-ACC-HTR-0106 | Duct Heater,Pressurization System,Access Building No.3,Phase 4, bldg.O | THC-ACC-BLDG O | Phase IV , Building O HVAC | Air Handling Unit | HVAC |  | HTR | http://www.toronto.ca/TWONTO#heater
120835 | THC-ACC-HTR-0116 | Heater,Electric,Vestibule Access Building No.1,Phase 1, bldg.H | THC-ACC-BLDG H | Phase I Aeration Building, HVAC | Air Handling Unit | HVAC |  | HTR | http://www.toronto.ca/TWONTO#heater
120836 | THC-ACC-HTR-0117 | Heater,Electric,Elec RM Access Building No.1,Phase 1 | THC-ACC-BLDG H | Phase I Aeration Building, HVAC | Air Handling Unit | HVAC |  | HTR | http://www.toronto.ca/TWONTO#heater
120838 | THC-ACC-HTR-0126 | Unit Heater,Scrubber Room,Phase 4, bldg.O | THC-ACC-BLDG O | Phase IV , Building O HVAC | Air Handling Unit | HVAC |  | HTR | http://www.toronto.ca/TWONTO#heater
120839 | THC-ACC-HTR-0157 | Duct Heater,Fan,Supply,Air Treatment Building, bldg.O | THC-ACC-BLDG O | Phase IV , Building O HVAC | Air Handling Unit | HVAC |  | HTR | http://www.toronto.ca/TWONTO#heater
120843 | THC-ACC-HTR-0201 | Heating infloor, Heating coil, Hot Water, Office, WA2 Workshop | THC-GRK-STRC-0200 | Workshop, WA2, Building X | Air Handling Unit | HVAC |  | HTR | heating_coil
120844 | THC-ACC-HTR-0202 | Heating infloor, Heating coil, Hot Water, Meeting room, WA2 Workshop | THC-GRK-STRC-0200 | Workshop, WA2, Building X | Air Handling Unit | HVAC |  | HTR | heating_coil
120845 | THC-ACC-HTR-0204 | Heater, Perimeter. Admin Building | THC-ACC-BLDG K | Administration Building, HVAC |  | HVAC |  | HTR | http://www.toronto.ca/TWONTO#heater
120846 | THC-ACC-HTR-0205 | Heater, Perimeter. Admin Building | THC-ACC-BLDG K | Administration Building, HVAC |  | HVAC |  | HTR | http://www.toronto.ca/TWONTO#heater
120847 | THC-ACC-HTR-0206 | Heater, Perimeter. Admin Building | THC-ACC-BLDG K | Administration Building, HVAC |  | HVAC |  | HTR | http://www.toronto.ca/TWONTO#heater
120848 | THC-ACC-HTR-0207 | Heater, Perimeter. Admin Building | THC-ACC-BLDG K | Administration Building, HVAC |  | HVAC |  | HTR | http://www.toronto.ca/TWONTO#heater
120849 | THC-ACC-HTR-0208 | Heater, Celing Radiant Panel. Admin Building, Ground Floor, Admin Corridor 103, North | THC-ACC-AHU-0071 | Air handling Unit, Ground Floor West Zone(Administration), Admin Building Roof |  | HVAC |  | HTR | heating_coil
120850 | THC-ACC-HTR-0210 | Heater, Perimeter.. Admin Building, Ground Floor, Office 104, North/West | THC-ACC-AHU-0071 | Air handling Unit, Ground Floor West Zone(Administration), Admin Building Roof |  | HVAC |  | HTR | http://www.toronto.ca/TWONTO#heater
120851 | THC-ACC-HTR-0215 | Heater, Perimeter. Admin Building, Ground Floor, Office 107 | THC-ACC-AHU-0071 | Air handling Unit, Ground Floor West Zone(Administration), Admin Building Roof |  | HVAC |  | HTR | http://www.toronto.ca/TWONTO#heater
120852 | THC-ACC-HTR-0219 | Heater, Perimeter. Admin Building, Ground Floor, Office 110 | THC-ACC-AHU-0071 | Air handling Unit, Ground Floor West Zone(Administration), Admin Building Roof |  | HVAC |  | HTR | http://www.toronto.ca/TWONTO#heater
120853 | THC-ACC-HTR-0220 | Heater, Perimeter. Admin Building, Ground Floor, Office 111 | THC-ACC-AHU-0071 | Air handling Unit, Ground Floor West Zone(Administration), Admin Building Roof |  | HVAC |  | HTR | http://www.toronto.ca/TWONTO#heater
120854 | THC-ACC-HTR-0221 | Heater, Perimeter. Admin Building, Ground Floor, Lunch Room 150 | THC-ACC-AHU-0071 | Air handling Unit, Ground Floor West Zone(Administration), Admin Building Roof |  | HVAC |  | HTR | http://www.toronto.ca/TWONTO#heater
120855 | THC-ACC-HTR-0225 | Heater, Perimeter. Admin Building | THC-ACC-BLDG K | Administration Building, HVAC |  | HVAC |  | HTR | http://www.toronto.ca/TWONTO#heater
120856 | THC-ACC-HTR-0226 | Heater, Perimeter. Admin Building | THC-ACC-BLDG K | Administration Building, HVAC |  | HVAC |  | HTR | http://www.toronto.ca/TWONTO#heater
120857 | THC-ACC-HTR-0227 | Heater, Perimeter. Admin Building | THC-ACC-BLDG K | Administration Building, HVAC |  | HVAC |  | HTR | http://www.toronto.ca/TWONTO#heater
120858 | THC-ACC-HTR-0228 | Heater, Perimeter. Admin Building | THC-ACC-BLDG K | Administration Building, HVAC |  | HVAC |  | HTR | http://www.toronto.ca/TWONTO#heater
120859 | THC-ACC-HTR-0229 | Heater, Perimeter. Admin Building | THC-ACC-BLDG K | Administration Building, HVAC |  | HVAC |  | HTR | http://www.toronto.ca/TWONTO#heater
120860 | THC-ACC-HTR-0232 | Heater, Perimeter. Admin Building, Ground Floor, Vestibule 140 | THC-ACC-AHU-0061 | Air handling Unit, Ground Floor North Zone(Process Control), Admin Building Roof |  | HVAC |  | HTR | http://www.toronto.ca/TWONTO#heater
120861 | THC-ACC-HTR-0233 | Heater, Perimeter. Admin Building, Ground Floor, Vestibule 140 | THC-ACC-AHU-0061 | Air handling Unit, Ground Floor North Zone(Process Control), Admin Building Roof |  | HVAC |  | HTR | http://www.toronto.ca/TWONTO#heater
120862 | THC-ACC-HTR-0234 | Heater, Perimeter. Admin Building, Ground Floor, Office 112 | THC-ACC-AHU-0071 | Air handling Unit, Ground Floor West Zone(Administration), Admin Building Roof |  | HVAC |  | HTR | http://www.toronto.ca/TWONTO#heater
120863 | THC-ACC-HTR-0236 | Heater, Perimeter. Admin Building, Ground Floor, Office 114 | THC-ACC-AHU-0071 | Air handling Unit, Ground Floor West Zone(Administration), Admin Building Roof |  | HVAC |  | HTR | http://www.toronto.ca/TWONTO#heater
120864 | THC-ACC-HTR-0238 | Heater, Perimeter. Admin Building, Ground Floor, Admin Corridor 103, South | THC-ACC-AHU-0071 | Air handling Unit, Ground Floor West Zone(Administration), Admin Building Roof |  | HVAC |  | HTR | http://www.toronto.ca/TWONTO#heater
120865 | THC-ACC-HTR-0247 | Heater, Perimeter. Admin Building, Ground Floor, Office 118 | THC-ACC-AHU-0081 | Air handling Unit, Ground Floor South Zone(Project Management), Admin Building Roof |  | HVAC |  | HTR | http://www.toronto.ca/TWONTO#heater
120866 | THC-ACC-HTR-0248 | Heater, Perimeter. Admin Building, Ground Floor, Office 119 | THC-ACC-AHU-0081 | Air handling Unit, Ground Floor South Zone(Project Management), Admin Building Roof |  | HVAC |  | HTR | http://www.toronto.ca/TWONTO#heater
120867 | THC-ACC-HTR-0249 | Heater, Perimeter. Admin Building, Ground Floor, Office 120 | THC-ACC-AHU-0081 | Air handling Unit, Ground Floor South Zone(Project Management), Admin Building Roof |  | HVAC |  | HTR | http://www.toronto.ca/TWONTO#heater
120868 | THC-ACC-HTR-0251 | Heater, Perimeter. Admin Building, Ground Floor, Office 124 | THC-ACC-AHU-0081 | Air handling Unit, Ground Floor South Zone(Project Management), Admin Building Roof |  | HVAC |  | HTR | http://www.toronto.ca/TWONTO#heater
120869 | THC-ACC-HTR-0252 | Heater, Perimeter. Admin Building, Ground Floor, Meeting Room 125 | THC-ACC-AHU-0081 | Air handling Unit, Ground Floor South Zone(Project Management), Admin Building Roof |  | HVAC |  | HTR | http://www.toronto.ca/TWONTO#heater
120870 | THC-ACC-HTR-0253 | Heater, Perimeter. Admin Building, Ground Floor, Office 126 | THC-ACC-AHU-0081 | Air handling Unit, Ground Floor South Zone(Project Management), Admin Building Roof |  | HVAC |  | HTR | http://www.toronto.ca/TWONTO#heater
120871 | THC-ACC-HTR-0254 | Heater, Perimeter. Admin Building, Ground Floor, Project Management Corridor 117 | THC-ACC-AHU-0081 | Air handling Unit, Ground Floor South Zone(Project Management), Admin Building Roof |  | HVAC |  | HTR | http://www.toronto.ca/TWONTO#heater
120872 | THC-ACC-HTR-0258 | Heater, Perimeter. Admin Building | THC-ACC-BLDG K | Administration Building, HVAC |  | HVAC |  | HTR | http://www.toronto.ca/TWONTO#heater
120873 | THC-ACC-HTR-0259 | Heater, Perimeter. Admin Building | THC-ACC-BLDG K | Administration Building, HVAC |  | HVAC |  | HTR | http://www.toronto.ca/TWONTO#heater
120874 | THC-ACC-HTR-0264 | Heater, Perimeter. Admin Building | THC-ACC-BLDG K | Administration Building, HVAC |  | HVAC |  | HTR | http://www.toronto.ca/TWONTO#heater
120875 | THC-ACC-HTR-0266 | Heater, Perimeter. Admin Building | THC-ACC-BLDG K | Administration Building, HVAC |  | HVAC |  | HTR | http://www.toronto.ca/TWONTO#heater
120876 | THC-ACC-HTR-0267 | Heater, Perimeter. Admin Building | THC-ACC-BLDG K | Administration Building, HVAC |  | HVAC |  | HTR | http://www.toronto.ca/TWONTO#heater
120877 | THC-ACC-HTR-0270 | Heater, Perimeter. Admin Building | THC-ACC-BLDG K | Administration Building, HVAC |  | HVAC |  | HTR | http://www.toronto.ca/TWONTO#heater
120878 | THC-ACC-HTR-0271 | Heater, Perimeter. Admin Building | THC-ACC-BLDG K | Administration Building, HVAC |  | HVAC |  | HTR | http://www.toronto.ca/TWONTO#heater
120879 | THC-ACC-HTR-0272 | Heater, Perimeter. Admin Building | THC-ACC-BLDG K | Administration Building, HVAC |  | HVAC |  | HTR | http://www.toronto.ca/TWONTO#heater
120880 | THC-ACC-HTR-0273 | Heater, Perimeter. Admin Building | THC-ACC-BLDG K | Administration Building, HVAC |  | HVAC |  | HTR | http://www.toronto.ca/TWONTO#heater
120881 | THC-ACC-HTR-0274 | Heater, Perimeter. Admin Building | THC-ACC-BLDG K | Administration Building, HVAC |  | HVAC |  | HTR | http://www.toronto.ca/TWONTO#heater
120882 | THC-ACC-HTR-0278 | Heater, Perimeter. Admin Building | THC-ACC-BLDG K | Administration Building, HVAC |  | HVAC |  | HTR | http://www.toronto.ca/TWONTO#heater
120883 | THC-ACC-HTR-0288 | Heater, Perimeter. Admin Building, Ground Floor, Archive & Office Room 131 | THC-ACC-AHU-0091 | Air handling Unit, Ground Floor East Zone(Field Services), Admin Building Roof |  | HVAC |  | HTR | http://www.toronto.ca/TWONTO#heater
120884 | THC-ACC-HTR-0297 | Heater, Perimeter. Admin Building, Ground Floor, IT Office Room 143 | THC-ACC-AHU-0071 | Air handling Unit, Ground Floor West Zone(Administration), Admin Building Roof |  | HVAC |  | HTR | http://www.toronto.ca/TWONTO#heater
120885 | THC-ACC-HTR-0299 | Heater, Perimeter. Admin Building, Ground Floor, Fiels Service Corridor 130 | THC-ACC-AHU-0091 | Air handling Unit, Ground Floor East Zone(Field Services), Admin Building Roof |  | HVAC |  | HTR | http://www.toronto.ca/TWONTO#heater
120886 | THC-ACC-HTR-0301 | Air Heater, Convector, Building M | THC-ACC-HEATERS | Air Heaters, Building M | H.V.A.C.,Heater,Unit | HVAC |  | HTR | http://www.toronto.ca/TWONTO#heater
120887 | THC-ACC-HTR-0302 | Air Heater, Convector, Building M | THC-ACC-HEATERS | Air Heaters, Building M | H.V.A.C.,Heater,Unit | HVAC |  | HTR | http://www.toronto.ca/TWONTO#heater
120888 | THC-ACC-HTR-0303 | Air Heater, Convector, Building M | THC-ACC-HEATERS | Air Heaters, Building M | H.V.A.C.,Heater,Unit | HVAC |  | HTR | http://www.toronto.ca/TWONTO#heater
120889 | THC-ACC-HTR-0305 | Air Heater, Convector, Building M | THC-ACC-HEATERS | Air Heaters, Building M | H.V.A.C.,Heater,Unit | HVAC |  | HTR | http://www.toronto.ca/TWONTO#heater
120890 | THC-ACC-HTR-0311 | Air Heater, Convector, Building M | THC-ACC-HEATERS | Air Heaters, Building M | H.V.A.C.,Heater,Unit | HVAC |  | HTR | http://www.toronto.ca/TWONTO#heater
120891 | THC-ACC-HTR-0313 | Air Heater, Convector, Building M | THC-ACC-HEATERS | Air Heaters, Building M | H.V.A.C.,Heater,Unit | HVAC |  | HTR | http://www.toronto.ca/TWONTO#heater
120892 | THC-ACC-HTR-0313U | Air Heater, Building M | THC-ACC-HEATERS | Air Heaters, Building M | H.V.A.C.,Heater,Unit | HVAC |  | HTR | http://www.toronto.ca/TWONTO#heater
120893 | THC-ACC-HTR-0314 | Air Heater, Convector, Building M | THC-ACC-HEATERS | Air Heaters, Building M | H.V.A.C.,Heater,Unit | HVAC |  | HTR | http://www.toronto.ca/TWONTO#heater
120894 | THC-ACC-HTR-0314U | Air Heater, Building M | THC-ACC-HEATERS | Air Heaters, Building M | H.V.A.C.,Heater,Unit | HVAC |  | HTR | http://www.toronto.ca/TWONTO#heater
120895 | THC-ACC-HTR-0315 | Air Heater, Building M | THC-ACC-HEATERS | Air Heaters, Building M | H.V.A.C.,Heater,Unit | HVAC |  | HTR | http://www.toronto.ca/TWONTO#heater
120896 | THC-ACC-HTR-0316 | Air Heater, Convector, Building M | THC-ACC-HEATERS | Air Heaters, Building M | H.V.A.C.,Heater,Unit | HVAC |  | HTR | http://www.toronto.ca/TWONTO#heater
120897 | THC-ACC-HTR-0317U | Air Heater, Building M | THC-ACC-HEATERS | Air Heaters, Building M | H.V.A.C.,Heater,Unit | HVAC |  | HTR | http://www.toronto.ca/TWONTO#heater
120898 | THC-ACC-HTR-0319 | Air Heater, Convector, Building M | THC-ACC-HEATERS | Air Heaters, Building M | H.V.A.C.,Heater,Unit | HVAC |  | HTR | http://www.toronto.ca/TWONTO#heater
120899 | THC-ACC-HTR-0319U | Air Heater, Building M | THC-ACC-HEATERS | Air Heaters, Building M | H.V.A.C.,Heater,Unit | HVAC |  | HTR | http://www.toronto.ca/TWONTO#heater
120900 | THC-ACC-HTR-0320U | Air Heater, Building M | THC-ACC-HEATERS | Air Heaters, Building M | H.V.A.C.,Heater,Unit | HVAC |  | HTR | http://www.toronto.ca/TWONTO#heater
120901 | THC-ACC-HTR-0322 | Heater, Building M | THC-ACC-HEATERS | Air Heaters, Building M | H.V.A.C.,Dehumidifier | HVAC |  | HTR | http://www.toronto.ca/TWONTO#heater
120902 | THC-ACC-HTR-0325 | Air Heater, Building M | THC-ACC-HEATERS | Air Heaters, Building M | H.V.A.C.,Heater,Unit | HVAC |  | HTR | http://www.toronto.ca/TWONTO#heater
120903 | THC-ACC-HTR-0326 | Air Heater, Building M | THC-ACC-HEATERS | Air Heaters, Building M | H.V.A.C.,Heater,Unit | HVAC |  | HTR | http://www.toronto.ca/TWONTO#heater
120904 | THC-ACC-HTR-0327 | Air Heater, Building M | THC-ACC-HEATERS | Air Heaters, Building M | H.V.A.C.,Heater,Unit | HVAC |  | HTR | http://www.toronto.ca/TWONTO#heater
120905 | THC-ACC-HTR-0331 | Air Heater, Building M | THC-ACC-HEATERS | Air Heaters, Building M | H.V.A.C.,Heater,Unit | HVAC |  | HTR | http://www.toronto.ca/TWONTO#heater
120906 | THC-ACC-HTR-0332 | Air Heater, Building M | THC-ACC-HEATERS | Air Heaters, Building M | H.V.A.C.,Heater,Unit | HVAC |  | HTR | http://www.toronto.ca/TWONTO#heater
120907 | THC-ACC-HTR-0333 | Air Heater, Building M | THC-ACC-HEATERS | Air Heaters, Building M | H.V.A.C.,Heater,Unit | HVAC |  | HTR | http://www.toronto.ca/TWONTO#heater
120908 | THC-ACC-HTR-0343 | Air Heater, Building M | THC-ACC-HEATERS | Air Heaters, Building M | H.V.A.C.,Heater,Unit | HVAC |  | HTR | http://www.toronto.ca/TWONTO#heater
120909 | THC-ACC-HTR-0344 | Air Heater, Building M | THC-ACC-HEATERS | Air Heaters, Building M | H.V.A.C.,Heater,Unit | HVAC |  | HTR | http://www.toronto.ca/TWONTO#heater
120910 | THC-ACC-HTR-0354 | Air Heater, Building M | THC-ACC-HEATERS | Air Heaters, Building M | H.V.A.C.,Heater,Unit | HVAC |  | HTR | http://www.toronto.ca/TWONTO#heater
120911 | THC-ACC-HTR-0355 | Air Heater, Building M | THC-ACC-HEATERS | Air Heaters, Building M | H.V.A.C.,Heater,Unit | HVAC |  | HTR | http://www.toronto.ca/TWONTO#heater
120912 | THC-ACC-HTR-0357 | Air Heater, Building M | THC-ACC-HEATERS | Air Heaters, Building M | H.V.A.C.,Heater,Unit | HVAC |  | HTR | http://www.toronto.ca/TWONTO#heater
120913 | THC-ACC-HTR-0360 | Air Heater, Building M | THC-ACC-HEATERS | Air Heaters, Building M | H.V.A.C.,Heater,Unit | HVAC |  | HTR | http://www.toronto.ca/TWONTO#heater
120914 | THC-ACC-HTR-0364 | Air Heater, Building M | THC-ACC-HEATERS | Air Heaters, Building M | H.V.A.C.,Heater,Unit | HVAC |  | HTR | http://www.toronto.ca/TWONTO#heater
120915 | THC-ACC-HTR-0365 | Air Heater, Convector, Building M | THC-ACC-HEATERS | Air Heaters, Building M | H.V.A.C.,Heater,Unit | HVAC |  | HTR | http://www.toronto.ca/TWONTO#heater
120916 | THC-ACC-HTR-0366U | Air Heater, Building M | THC-ACC-HEATERS | Air Heaters, Building M | H.V.A.C.,Heater,Unit | HVAC |  | HTR | http://www.toronto.ca/TWONTO#heater
120917 | THC-ACC-HTR-0367U | Air Heater, Building M | THC-ACC-HEATERS | Air Heaters, Building M | H.V.A.C.,Heater,Unit | HVAC |  | HTR | http://www.toronto.ca/TWONTO#heater
120924 | THC-ACC-HTR-0565 | Duct Heater,Pressurization System,Electrical Room,Lower Plant, bldg.A | THC-ACC-BLDG A | Old Plant Blower Building HVAC | Air Handling Unit | HVAC |  | HTR | http://www.toronto.ca/TWONTO#heater
120955 | THC-ACC-HTR-0901 | Heater, Dechlorination Building | THC-DCL | Dechlorination Process |  | HVAC |  | HTR | http://www.toronto.ca/TWONTO#heater
120956 | THC-ACC-HTR-0902 | Heater, Dechlorination Building | THC-DCL | Dechlorination Process |  | HVAC |  | HTR | http://www.toronto.ca/TWONTO#heater
120957 | THC-ACC-HTR-0903 | Heater, Dechlorination Building | THC-DCL | Dechlorination Process |  | HVAC |  | HTR | http://www.toronto.ca/TWONTO#heater
120958 | THC-ACC-HTR-0906 | Heater, Dechlorination Building | THC-DCL | Dechlorination Process |  | HVAC |  | HTR | http://www.toronto.ca/TWONTO#heater
120965 | THC-ACC-HTR-4050 | H.V.A.C.,Heater,Glycol Heating,Basement,Building U | THC-ACC-BLDG U | New Digesters Building HVAC | H.V.A.C.,Heater | HVAC |  | HTR | http://www.toronto.ca/TWONTO#heater
120966 | THC-ACC-HTR-4060 | H.V.A.C.,Heater,Glycol Heating,Basement,Building U | THC-ACC-AHU-0411 | Air Handling Unit,Basements,Roof,Building U | H.V.A.C.,Heater | HVAC |  | HTR | http://www.toronto.ca/TWONTO#heater
120967 | THC-ACC-HTR-4060 | H.V.A.C.,Heater,Glycol Heating,Basement,Building U | THC-ACC-BLDG U | New Digesters Building HVAC | H.V.A.C.,Heater | HVAC |  | HTR | http://www.toronto.ca/TWONTO#heater
120980 | THC-ACC-HTR-6001 | Heater, Unit, Glycol, Heating System, Ground Floor, Truck Loading Bay, Headworks | THC-ACC-P-6003 | Pump, Heating Glycol System, Lower Level 2 Blower Room, Headworks | H.V.A.C.,Heater,Unit | HVAC |  | HTR | http://www.toronto.ca/TWONTO#heater
120981 | THC-ACC-HTR-6006 | Heater, Unit, Glycol, Heating System, 2nd Floor, Conveyor area, Headworks | THC-ACC-P-6003 | Pump, Heating Glycol System, Lower Level 2 Blower Room, Headworks | H.V.A.C.,Heater,Unit | HVAC |  | HTR | http://www.toronto.ca/TWONTO#heater
120982 | THC-ACC-HTR-6007 | Heater, Unit, Glycol, Heating System, 2nd Floor, Conveyor area, Headworks | THC-ACC-P-6003 | Pump, Heating Glycol System, Lower Level 2 Blower Room, Headworks | H.V.A.C.,Heater,Unit | HVAC |  | HTR | http://www.toronto.ca/TWONTO#heater
120983 | THC-ACC-HTR-6009 | Heater, Unit, Glycol, Heating System, 2nd Floor, Mech Room #1, Headworks | THC-ACC-P-6003 | Pump, Heating Glycol System, Lower Level 2 Blower Room, Headworks | H.V.A.C.,Heater,Unit | HVAC |  | HTR | http://www.toronto.ca/TWONTO#heater
120984 | THC-ACC-HTR-6010 | Heater, Unit, Glycol, Heating System, Ground Floor, Screen Room, Headworks | THC-ACC-P-6003 | Pump, Heating Glycol System, Lower Level 2 Blower Room, Headworks | H.V.A.C.,Heater,Unit | HVAC |  | HTR | http://www.toronto.ca/TWONTO#heater
120985 | THC-ACC-HTR-6014 | Heater, Unit, Glycol, Heating System, 2nd Floor, Mech Room #2, Headworks | THC-ACC-P-6003 | Pump, Heating Glycol System, Lower Level 2 Blower Room, Headworks | H.V.A.C.,Heater,Unit | HVAC |  | HTR | http://www.toronto.ca/TWONTO#heater
120986 | THC-ACC-HTR-6015 | Heater, Unit, Glycol, Heating System, Ground Floor, Screen Room, Headworks | THC-ACC-P-6003 | Pump, Heating Glycol System, Lower Level 2 Blower Room, Headworks | H.V.A.C.,Heater,Unit | HVAC |  | HTR | http://www.toronto.ca/TWONTO#heater
120987 | THC-ACC-HTR-6018 | Heater, Unit, Glycol, Heating System, Lower Level 2, Blower Room, Headworks | THC-ACC-P-6003 | Pump, Heating Glycol System, Lower Level 2 Blower Room, Headworks | H.V.A.C.,Heater,Unit | HVAC |  | HTR | http://www.toronto.ca/TWONTO#heater
120988 | THC-ACC-HTR-6020 | Heater, Unit, Glycol, Heating System, Lower Level 2, Vortex Pipe Gallery, Headworks | THC-ACC-P-6003 | Pump, Heating Glycol System, Lower Level 2 Blower Room, Headworks | H.V.A.C.,Heater,Unit | HVAC |  | HTR | http://www.toronto.ca/TWONTO#heater
120989 | THC-ACC-HTR-6021 | Heater, Unit, Electric, Heating System, Ground Floor, Electrical Room, Headworks | THC-ELS-MCC-4022 | Motor Control Centre, Electrical Room, Headworks | H.V.A.C.,Heater,Unit | HVAC |  | HTR | http://www.toronto.ca/TWONTO#heater
120990 | THC-ACC-HTR-6022 | Heater, Unit, Electric, Heating System, Ground Floor, Electrical Room, Headworks | THC-ELS-MCC-4022 | Motor Control Centre, Electrical Room, Headworks | H.V.A.C.,Heater,Unit | HVAC |  | HTR | http://www.toronto.ca/TWONTO#heater
120991 | THC-ACC-HTR-6023 | Heater, Unit, Electric, Heating System, Lower Level 2, Stair A, Headworks | THC-ELS-LP-4041A | Lighting Panel, Blower Room, Headworks | H.V.A.C.,Heater,Unit | HVAC |  | HTR | http://www.toronto.ca/TWONTO#heater
120992 | THC-ACC-HTR-6027 | Heater, Unit, Electric, Heating System, Ground Floor, Stair D, Headworks | THC-ELS-LP-4043A | Lighting Panel, Storage Room, Headworks | H.V.A.C.,Heater,Unit | HVAC |  | HTR | http://www.toronto.ca/TWONTO#heater
120993 | THC-ACC-HTR-6029 | Heater, Unit, Electric, Heating System, Ground Floor, Stair A, Headworks | THC-ELS-LP-4024A | Lighting Panel, Electrical Room, Headworks | H.V.A.C.,Heater,Unit | HVAC |  | HTR | http://www.toronto.ca/TWONTO#heater
120994 | THC-ACC-HTR-6030 | Heater, Unit, Glycol, Heating System, 2nd Floor Mech Room #2, Headworks | THC-ACC-P-6003 | Pump, Heating Glycol System, Lower Level 2 Blower Room, Headworks | H.V.A.C.,Heater,Unit | HVAC |  | HTR | http://www.toronto.ca/TWONTO#heater
120995 | THC-ACC-HTR-6302 | Heater, Heating Coil, Glycol, AHU-6300, 2nd Floor Mech Room #1, Headworks | THC-ACC-AHU-6300 | Air Handling Unit, Screen Room/Conveyor Areas, 2nd Floor Mech Room #1, Headworks | Heater | HVAC |  | HTR | heating_coil
120996 | THC-ACC-HTR-6402 | Heater, Heating Coil, Glycol, 2nd Floor Mech Room #1, Headworks | THC-ACC-AHU-6400 | Air Handling Unit, Screen Room/Conveyor Areas, 2nd Floor Mech Room #1, Headworks | Heater | HVAC |  | HTR | heating_coil
120999 | THC-ACC-HU-0051 | Humidifier, Admin. Building, Ground Floor, Control Room 155 | THC-ACC-BLDG K | Administration Building, HVAC |  | HVAC |  | HU | http://www.toronto.ca/TWONTO#humidier
121005 | THC-ACC-MAN-0016 | Manifold, Snow Melting System, Zone #6, Admin Building | THC-ACC-BLDG K | Administration Building, HVAC |  | HVAC |  | MAN | http://www.toronto.ca/TWONTO#pipe_manifold
121006 | THC-ACC-MAN-0041 | Manifold, Snow Melting System, Zone #4, Admin Building | THC-ACC-BLDG K | Administration Building, HVAC |  | HVAC |  | MAN | http://www.toronto.ca/TWONTO#pipe_manifold
121007 | THC-ACC-MAN-0051 | Manifold, Snow Melting System, Zone #5, Admin Building | THC-ACC-BLDG K | Administration Building, HVAC |  | HVAC |  | MAN | http://www.toronto.ca/TWONTO#pipe_manifold
121008 | THC-ACC-MEQ-0701 | Air Separator,Heating Glycol Supply,HVAC Systems,Thickening Building | THC-ACC-BLDG J | TWAS Building, HVAC | H.V.A.C. | HVAC |  | MEQ | ?
121009 | THC-ACC-MEQ-0801 | Air Separator,Heating Glycol Supply,HVAC Systems,Sludge Storage Building | THC-ACC-BLDG D | Sludge Holding Tanks Building HVAC | H.V.A.C. | HVAC |  | MEQ | ?
121010 | THC-ACC-MEQ-5801 | Energy/Heat recovery,Heat Exchanger,Office,Plant Stores | THC-ACC-BLDG B | Mechanical Shop (Chlorine) Building HVAC |  | HVAC |  | MEQ | http://www.toronto.ca/TWONTO#heat_exchanger
121011 | THC-ACC-MEQ-5901 | Penthouse,Louvered,Disinfection Bldg,Roof | THC-ACC-BLDG G | Air Treatment Building HVAC |  | HVAC |  | MEQ | ?
121017 | THC-ACC-P-0011 | Pump, Centrifugal, Hydronic Heating, Hot Water, Admin. Building Basement Mechanical Room B104 | THC-ACC-BLDG K | Administration Building, HVAC |  | HVAC |  | P | http://www.toronto.ca/TWONTO#pump_set_-_with_drive
121018 | THC-ACC-P-0013 | Pump, Centrifugal, Snow-Melting, Glycol, Admin. Building Basement Mechanical Room B104 | THC-ACC-BLDG K | Administration Building, HVAC |  | HVAC |  | P | http://www.toronto.ca/TWONTO#pump_set_-_with_drive
121019 | THC-ACC-P-0014 | Pump, Centrifugal, Snow-Melting, Glycol, Admin. Building Basement Mechanical Room B104 | THC-ACC-BLDG K | Administration Building, HVAC |  | HVAC |  | P | http://www.toronto.ca/TWONTO#pump_set_-_with_drive
121020 | THC-ACC-P-0017 | Pump, Snow-Melt Injection, Hot Water, Admin. Building Basement Mechanical Room B104 | THC-ACC-BLDG K | Administration Building, HVAC |  | HVAC |  | P | http://www.toronto.ca/TWONTO#pump_set_-_with_drive
121023 | THC-ACC-P-0031 | Pump, Snow Melting System, Manifold MAN-0011, Zone #1, Admin Building, North/West Area | THC-ACC-MAN-0011 | Manifold, Snow Melting System, Zone #1, Admin Building, North/West Area |  | HVAC |  | P | http://www.toronto.ca/TWONTO#pump_set_-_with_drive
121024 | THC-ACC-P-0032 | Pump, Snow Melting System, Manifold MAN-0012, Zone #2, Admin Building, South/West Area | THC-ACC-MAN-0012 | Manifold, Snow Melting System, Zone #2, Admin Building, South/West Area |  | HVAC |  | P | http://www.toronto.ca/TWONTO#pump_set_-_with_drive
121025 | THC-ACC-P-0035 | Pump, Snow Melting System, Manifold MAN-0015, Zone #5, Admin Building, Courtyard Area | THC-ACC-MAN-0015 | Manifold, Snow Melting System, Zone #5, Admin Building, Courtyard Area |  | HVAC |  | P | http://www.toronto.ca/TWONTO#pump_set_-_with_drive
121026 | THC-ACC-P-0036 | Pump, Snow Melting System, Manifold MAN-0016, Zone #6 | THC-ACC-BLDG K | Administration Building, HVAC |  | HVAC |  | P | http://www.toronto.ca/TWONTO#pump_set_-_with_drive
121027 | THC-ACC-P-0041 | Pump, Snow Melting System, Manifold MAN-0011, Zone #1, Admin Building, North/West Area | THC-ACC-BLDG K | Administration Building, HVAC |  | HVAC |  | P | http://www.toronto.ca/TWONTO#pump_set_-_with_drive
121028 | THC-ACC-P-0045 | Pump, Snow Melting System, Manifold MAN-0015, Zone #5, Admin Building, Courtyard Area | THC-ACC-BLDG K | Administration Building, HVAC |  | HVAC |  | P | http://www.toronto.ca/TWONTO#pump_set_-_with_drive
121033 | THC-ACC-P-0217 | Pump, Glycol, Tunnel T19, Phase IV Secondary | THC-ACC-AHU-2170 | Air Handling Unit, Tunnel T19, Phase IV Secondary |  | HVAC |  | P | http://www.toronto.ca/TWONTO#pump_set_-_with_drive
121076 | THC-ACC-P-6003 | Pump, Heating Glycol System, Lower Level 2 Blower Room, Headworks | THC-ACC-AHU-6100 | Air Handling Unit, Truck Loading Bay, Mech Room #2, Headworks | Pump | HVAC |  | P | http://www.toronto.ca/TWONTO#pump_set_-_with_drive
121077 | THC-ACC-P-6005 | Pump, Glycol System Makeup, Lower Level 2 Blower Room, Headworks | THC-ACC-P-6003 | Pump, Heating Glycol System, Lower Level 2 Blower Room, Headworks | Pump | HVAC |  | P | http://www.toronto.ca/TWONTO#pump_set_-_with_drive
121095 | THC-ACC-PDIT-0021 | Transmitter, Pressure Diffrential, Snow-Melting Glycol System, Zone 4, Admin Bldg, South/East Area | THC-ACC-MAN-0014 | Manifold, Snow Melting System, Zone #4, Admin Building, South/East Area |  | HVAC |  | PDIT | http://www.toronto.ca/TWONTO#pressure_transmitter
121096 | THC-ACC-PDIT-0022 | Transmitter, Pressure Diffrential, Between Hot Water Supply/Return to Unit and Force Flow Heaters | THC-ACC-BLDG K | Administration Building, HVAC |  | HVAC |  | PDIT | http://www.toronto.ca/TWONTO#pressure_transmitter
121097 | THC-ACC-PDIT-0022 | Transmitter, Pressure Diffrential, Between Hot Water Supply/Return to Unit and Force Flow Heaters | THC-ACC-MAN-0014 | Manifold, Snow Melting System, Zone #4, Admin Building, South/East Area |  | HVAC |  | PDIT | http://www.toronto.ca/TWONTO#pressure_transmitter
121105 | THC-ACC-PDIT-6004 | Transmitter, Pressure Differential, Sec Loop, HE-6001, Lower Level 2 Blower Room, Headworks | THC-ACC-HE-6001 | Heat Exchanger, Heating Glycol System, Lower Level 2 Blower Room, Headworks | Transmitter,Pressure | HVAC |  | PDIT | http://www.toronto.ca/TWONTO#pressure_transmitter
121106 | THC-ACC-PDIT-6006 | Transmitter, Pressure Differential, Sec Loop, HE-6002, Lower Level 2 Blower Room, Headworks | THC-ACC-HE-6002 | Heat Exchanger, Heating Glycol System, Lower Level 2 Blower Room, Headworks | Transmitter,Pressure | HVAC |  | PDIT | http://www.toronto.ca/TWONTO#pressure_transmitter
121107 | THC-ACC-PDIT-6201 | Transmitter, Pressure Differential, Filter, 2nd Floor Mech Room #2, Headworks | THC-ACC-AHU-6200 | Air Handling Unit, Blower Room, 2nd Floor Mech Room #2, Headworks | Transmitter,Pressure,Differential | HVAC |  | PDIT | http://www.toronto.ca/TWONTO#pressure_transmitter
121108 | THC-ACC-PDIT-6202 | Transmitter, Pressure Differential, Filter, 2nd Floor Mech Room #2, Headworks | THC-ACC-AHU-6200 | Air Handling Unit, Blower Room, 2nd Floor Mech Room #2, Headworks | Transmitter,Pressure,Differential | HVAC |  | PDIT | http://www.toronto.ca/TWONTO#pressure_transmitter
121109 | THC-ACC-PDIT-6301 | Transmitter, Pressure Differential, Filter, 2nd Floor Mech Room #1, Headworks | THC-ACC-AHU-6300 | Air Handling Unit, Screen Room/Conveyor Areas, 2nd Floor Mech Room #1, Headworks | Transmitter,Pressure,Differential | HVAC |  | PDIT | http://www.toronto.ca/TWONTO#pressure_transmitter
121110 | THC-ACC-PDIT-6302 | Transmitter, Pressure Differential, Filter, 2nd Floor Mech Room #1, Headworks | THC-ACC-AHU-6300 | Air Handling Unit, Screen Room/Conveyor Areas, 2nd Floor Mech Room #1, Headworks | Transmitter,Pressure,Differential | HVAC |  | PDIT | http://www.toronto.ca/TWONTO#pressure_transmitter
121111 | THC-ACC-PDIT-6501 | Transmitter, Pressure Differential, Serving Filter, 2nd Floor Mech Room #1, Headworks | THC-ACC-AHU-6500 | Air Handling Unit, Pipe Gallery, 2nd Floor Mech Room #1, Headworks | Transmitter,Pressure,Differential | HVAC |  | PDIT | http://www.toronto.ca/TWONTO#pressure_transmitter
121112 | THC-ACC-PDIT-6502 | Transmitter, Pressure Differential, Serving Filter, 2nd Floor Mech Room #1, Headworks | THC-ACC-AHU-6500 | Air Handling Unit, Pipe Gallery, 2nd Floor Mech Room #1, Headworks | Transmitter,Pressure,Differential | HVAC |  | PDIT | http://www.toronto.ca/TWONTO#pressure_transmitter
121113 | THC-ACC-PDIT-6591 | Transmitter, Pressure Differential, Filter F-6591, 2nd Floor, Mech Room #1, Headworks | THC-ACC-F-6591 | Filter, Outdoor Air Plenum, 2nd Floor, Mech Room #1, Headworks | Transmitter,Pressure | HVAC |  | PDIT | http://www.toronto.ca/TWONTO#pressure_transmitter
121123 | THC-ACC-PIT-0014 | Transmitter, Pressure, Glycol Supply, Snow Melting System, Admin Building | THC-ACC-P-0014 | Pump, Centrifugal, Snow-Melting, Glycol, Admin. Building Basement Mechanical Room B104 |  | HVAC |  | PIT | http://www.toronto.ca/TWONTO#pressure_transmitter
121124 | THC-ACC-PIT-0015 | Transmitter, Pressure, Glycol Return, Snow Melting System, Admin Building | THC-ACC-P-0014 | Pump, Centrifugal, Snow-Melting, Glycol, Admin. Building Basement Mechanical Room B104 |  | HVAC |  | PIT | http://www.toronto.ca/TWONTO#pressure_transmitter
121125 | THC-ACC-PIT-0016 | Transmitter, Pressure, Expansion Tank, T-0011, Snow Melting Glycol System, | THC-ACC-T-0011 | Tank, Snow-Melting Glycol System, Admin. Building Basement Mechanical Room West |  | HVAC |  | PIT | http://www.toronto.ca/TWONTO#pressure_transmitter
121136 | THC-ACC-PIT-6002 | Transmitter, Pressure, Primary Loop, Hot Water Supply Pipe, Lower Level 2 Blower Room Headworks | THC-ACC-HE-6002 | Heat Exchanger, Heating Glycol System, Lower Level 2 Blower Room, Headworks | Transmitter,Pressure | HVAC |  | PIT | http://www.toronto.ca/TWONTO#pressure_transmitter
121137 | THC-ACC-PIT-6007 | Pressure, Transmitter , Heating Glycol System, Lower Level 2 Blower Room, Headworks | THC-ACC-HE-6001 | Heat Exchanger, Heating Glycol System, Lower Level 2 Blower Room, Headworks | Transmitter,Pressure | HVAC |  | PIT | http://www.toronto.ca/TWONTO#pressure_transmitter
121140 | THC-ACC-PSH-6101 | Switch, Pressure, High, S/A Duct, Truck Loading Bay, 2nd Floor Mech Room #2, Headworks | THC-ACC-AHU-6100 | Air Handling Unit, Truck Loading Bay, Mech Room #2, Headworks | Switch,Pressure-High | HVAC |  | PSH | http://www.toronto.ca/TWONTO#pressure_switch
121141 | THC-ACC-PSH-6201 | Switch, Pressure, High, S/A Duct, Blower Room, 2nd Floor Mech Room #2, Headworks | THC-ACC-AHU-6200 | Air Handling Unit, Blower Room, 2nd Floor Mech Room #2, Headworks | Switch,Pressure-High | HVAC |  | PSH | http://www.toronto.ca/TWONTO#pressure_switch
121142 | THC-ACC-PSH-6501 | Switch, Pressure, High, S/A, Pipe Gallery, 2nd Floor Mech Room #1, Headworks | THC-ACC-AHU-6500 | Air Handling Unit, Pipe Gallery, 2nd Floor Mech Room #1, Headworks | Switch,Pressure-High | HVAC |  | PSH | http://www.toronto.ca/TWONTO#pressure_switch
121146 | THC-ACC-PSL-6401 | Switch, Pressure, Low, Inlet, Supply Fan FN-6401, 2nd Floor Mech Room #1, Headworks | THC-ACC-AHU-6400 | Air Handling Unit, Screen Room/Conveyor Areas, 2nd Floor Mech Room #1, Headworks | Switch,Pressure-Low | HVAC |  | PSL | http://www.toronto.ca/TWONTO#pressure_switch
121147 | THC-ACC-PSL-6441 | Switch, Pressure, Low, Inlet, Exhaust Fan FN-6440, 2nd Floor Mech Room #1, Headworks | THC-ACC-AHU-6400 | Air Handling Unit, Screen Room/Conveyor Areas, 2nd Floor Mech Room #1, Headworks | Switch,Pressure-Low | HVAC |  | PSL | http://www.toronto.ca/TWONTO#pressure_switch
121163 | THC-ACC-STR-3012 | Strainer,Suction,Plant Hot Water Supply Recirc. Pump 3013,Boiler Building | THC-ACC-P-3013 | Pump,Centrifugal,Plant Hot Water Supply,Recirc.,Boiler Building | Strainer,Self Cleaning Motorized | HVAC |  | STR | http://www.toronto.ca/TWONTO#strainer
121164 | THC-ACC-STR-3032 | Strainer,Suction,Plant Hot Water Supply Recirc. Pump 3033,Boiler Building | THC-ACC-P-3033 | Pump,Centrifugal,Plant Hot Water Supply Recirc.,Boiler Building | Strainer,Self Cleaning Motorized | HVAC |  | STR | http://www.toronto.ca/TWONTO#strainer
121165 | THC-ACC-STR-3042 | Strainer,Suction,Plant Hot Water Supply Recirc. Pump 3043,Boiler Building | THC-ACC-P-3043 | Pump,Centrifugal,Plant Hot Water Supply Recirc.,Boiler Building | Strainer,Self Cleaning Motorized | HVAC |  | STR | http://www.toronto.ca/TWONTO#strainer
121173 | THC-ACC-STR-6010 | Strainer, Hot Water Supply, Lower Level 2 Blower Room, Headworks | THC-ACC-HE-6001 | Heat Exchanger, Heating Glycol System, Lower Level 2 Blower Room, Headworks | Filter | HVAC |  | STR | http://www.toronto.ca/TWONTO#strainer
121174 | THC-ACC-STR-6020 | Strainer, Hot Water Supply, Lower Level 2 Blower Room, Headworks | THC-ACC-P-6001 | Pump, Hot Water System, Lower Level 2 operating gallery | Filter | HVAC |  | STR | http://www.toronto.ca/TWONTO#strainer
121175 | THC-ACC-STR-6040 | Strainer, P-6002, Lower Level 2 Blower Room, Headworks | THC-ACC-P-6002 | Pump, Hot Water System, Lower Level 2 Blower Room, Headworks | Filter | HVAC |  | STR | http://www.toronto.ca/TWONTO#strainer
121176 | THC-ACC-STR-6080 | Strainer, P-6004, Lower Level 2 Blower Room, Headworks | THC-ACC-P-6004 | Pump, Heating Glycol System, Lower Level 2 Blower Room, Headworks | Filter | HVAC |  | STR | http://www.toronto.ca/TWONTO#strainer
121177 | THC-ACC-STR-6110 | Strainer, AHU-6100, Mech Room #2, Headworks | THC-ACC-AHU-6100 | Air Handling Unit, Truck Loading Bay, Mech Room #2, Headworks | Filter | HVAC |  | STR | http://www.toronto.ca/TWONTO#strainer
121178 | THC-ACC-STR-6510 | Strainer, AHU-6500, 2nd Floor Mech Room #1, Headworks | THC-ACC-AHU-6500 | Air Handling Unit, Pipe Gallery, 2nd Floor Mech Room #1, Headworks | Filter | HVAC |  | STR | http://www.toronto.ca/TWONTO#strainer
121196 | THC-ACC-T-0901 | Domestic Hot Water Tank, Dechlorination Building | THC-PWA-HWT | Domestic Hot Water Tanks |  | HVAC |  | T | http://www.toronto.ca/TWONTO#tanked_hot_water_heater
121203 | THC-ACC-T-6001 | Tank, Glycol Makeup Package, 2nd Floor Mech Room #2, Headworks | THC-ACC-HE-6001 | Heat Exchanger, Heating Glycol System, Lower Level 2 Blower Room, Headworks | Tank | HVAC |  | T | http://www.toronto.ca/TWONTO#chemical_storage_tank
121204 | THC-ACC-T-6002 | Tank, Expansion, Heating Water, Glycol System, Lower Level 2 Blower Room, Headworks | THC-ACC-HE-6001 | Heat Exchanger, Heating Glycol System, Lower Level 2 Blower Room, Headworks | Tank | HVAC |  | T | expansion_tank
121205 | THC-ACC-T-6003 | Tank, Expansion, Heating Water, Glycol System, Lower Level 2 Blower Room, Headworks | THC-ACC-HE-6001 | Heat Exchanger, Heating Glycol System, Lower Level 2 Blower Room, Headworks | Tank | HVAC |  | T | expansion_tank
121206 | THC-ACC-T-6007 | Heater, Instantaneous, Domestic Water, Screen Room Emergency Eyewash, Ground Floor Shaft, Headworks | THC-PLT-BLDG-0001 | New Head House, preliminary process | Tank,Domestic Hot Water | HVAC |  | T | http://www.toronto.ca/TWONTO#tanked_hot_water_heater
121210 | THC-ACC-TC-0104 | Controller,Temperature,Heater 0104,Phase 4 Access Building No.3 | THC-ACC-HTR-0104 | Heater,Electric,Elec RM Access Building No.3,Phase 4, bldg.O | Air Handling Unit | HVAC |  | TC | http://www.toronto.ca/TWONTO#thermostat_or_zone_controller_unit
121211 | THC-ACC-TC-0105 | Controller,Temperature,Heater 0105,Vestibule,Phase 4 Access Building No.3 | THC-ACC-HTR-0105 | Heater,Electric,Vestibule,Phase 4 Access Building No.3, bldg.O | Air Handling Unit | HVAC |  | TC | http://www.toronto.ca/TWONTO#thermostat_or_zone_controller_unit
121212 | THC-ACC-TC-0106 | Controller,Temperature,Heater 0106,Phase 4 Access Building No.3 | THC-ACC-HTR-0106 | Duct Heater,Pressurization System,Access Building No.3,Phase 4, bldg.O | Air Handling Unit | HVAC |  | TC | http://www.toronto.ca/TWONTO#thermostat_or_zone_controller_unit
121213 | THC-ACC-TC-0116 | Controller,Temperature,Heater 0116,Phase 1 Access Building No.1 | THC-ACC-HTR-0116 | Heater,Electric,Vestibule Access Building No.1,Phase 1, bldg.H | Air Handling Unit | HVAC |  | TC | http://www.toronto.ca/TWONTO#thermostat_or_zone_controller_unit
121214 | THC-ACC-TC-0117 | Controller,Temperature,Heater 0117,Phase 1 Access Building No.1 | THC-ACC-HTR-0117 | Heater,Electric,Elec RM Access Building No.1,Phase 1 | Air Handling Unit | HVAC |  | TC | http://www.toronto.ca/TWONTO#thermostat_or_zone_controller_unit
121215 | THC-ACC-TC-0126 | Controller,Temperature,Heater 0126,Scrubber Room,Phase 4 Aeration Building | THC-ACC-HTR-0126 | Unit Heater,Scrubber Room,Phase 4, bldg.O | Air Handling Unit | HVAC |  | TC | http://www.toronto.ca/TWONTO#thermostat_or_zone_controller_unit
121216 | THC-ACC-TC-0127 | Controller,Temperature,Heater 0127,Ozonation Room,Phase 4 Aeration Building | THC-ACC-HTR-0127 | Unit Heater,Ozonator Room,Phase 4, bldg.O | Air Handling Unit | HVAC |  | TC | http://www.toronto.ca/TWONTO#thermostat_or_zone_controller_unit
121217 | THC-ACC-TC-0128 | Controller,Temperature,Heater 0128,Ozonation Room,Phase 4 Aeration Building | THC-ACC-HTR-0128 | Unit Heater,Ozonator Room,Phase 4, bldg.O | Air Handling Unit | HVAC |  | TC | http://www.toronto.ca/TWONTO#thermostat_or_zone_controller_unit
121218 | THC-ACC-TC-0566 | Controller,Temperature,Heater 0566,Electrical Room,Lower Plant Blower Building | THC-ACC-HTR-0566 | Heater,Electric,Electrical Room,Blower Building,Lower Plant, bldg.A | Air Handling Unit | HVAC |  | TC | http://www.toronto.ca/TWONTO#thermostat_or_zone_controller_unit
121280 | THC-ACC-TIT-6000 | Transmitter, Temperature, Domestic Hot Water, 2nd Floor Mech Room #1 | THC-ACC-T-6006 | Heater, Instantaneous, Domestic Water, Washroom, Ground Floor Washroom, Headworks | Transmitter,Temperature | HVAC |  | TIT | http://www.toronto.ca/TWONTO#temperature_transmitter
121281 | THC-ACC-TIT-6001 | Transmitter, Temperature, Return Pipe, Bridge Hot Water, Lower Level 2 Service Conn. Room, Headworks | THC-ACC-HE-6001 | Heat Exchanger, Heating Glycol System, Lower Level 2 Blower Room, Headworks | Transmitter,Temperature | HVAC |  | TIT | http://www.toronto.ca/TWONTO#temperature_transmitter
121282 | THC-ACC-TIT-6002 | Transmitter, Temperature, Supply Pipe, Bridge Hot Water, Lower Level 2 Service Conn. Room, Headworks | THC-ACC-HE-6002 | Heat Exchanger, Heating Glycol System, Lower Level 2 Blower Room, Headworks | Transmitter,Temperature | HVAC |  | TIT | http://www.toronto.ca/TWONTO#temperature_transmitter
121283 | THC-ACC-TIT-6003 | Transmitter, Temperature, Primary Loop, Hot Water Return, Lower Level 2 Blower Room, Headworks | THC-ACC-HE-6001 | Heat Exchanger, Heating Glycol System, Lower Level 2 Blower Room, Headworks | Transmitter,Temperature | HVAC |  | TIT | http://www.toronto.ca/TWONTO#temperature_transmitter
121284 | THC-ACC-TIT-6004 | Transmitter, Temperature, Primary Loop, Hot Water Supply, Lower Level 2 Blower Room, Headworks | THC-ACC-HE-6002 | Heat Exchanger, Heating Glycol System, Lower Level 2 Blower Room, Headworks | Transmitter,Temperature | HVAC |  | TIT | http://www.toronto.ca/TWONTO#temperature_transmitter
121285 | THC-ACC-TIT-6008 | Transmitter, Temperature, Prim Loop, HWR After HE-6002, Lower Level 2 Blower Room, Headworks | THC-ACC-HE-6002 | Heat Exchanger, Heating Glycol System, Lower Level 2 Blower Room, Headworks | Transmitter,Temperature | HVAC |  | TIT | http://www.toronto.ca/TWONTO#temperature_transmitter
121286 | THC-ACC-TIT-6009 | Transmitter, Temperature, Sec Loop, Glycol Supply Distr. Sys, Lower Level 2 Blower Room, Headworks | THC-ACC-HE-6001 | Heat Exchanger, Heating Glycol System, Lower Level 2 Blower Room, Headworks | Transmitter,Temperature | HVAC |  | TIT | http://www.toronto.ca/TWONTO#temperature_transmitter
121287 | THC-ACC-TIT-6010 | Transmitter, Temperature, Sec Loop, Glycol Supply Distr. Sys, Lower Level 2 Blower Room, Headworks | THC-ACC-HE-6001 | Heat Exchanger, Heating Glycol System, Lower Level 2 Blower Room, Headworks | Transmitter,Temperature | HVAC |  | TIT | http://www.toronto.ca/TWONTO#temperature_transmitter
121288 | THC-ACC-TIT-6102 | Transmitter, Temperature, Space, Truck Loading Bay #2, Headworks | THC-ACC-AHU-6100 | Air Handling Unit, Truck Loading Bay, Mech Room #2, Headworks | Transmitter,Temperature | HVAC |  | TIT | http://www.toronto.ca/TWONTO#temperature_transmitter
121289 | THC-ACC-TIT-6106 | Transmitter, Temperature, O/A from Solar Wall Air, 2nd Floor Mech Room #2, Headworks | THC-ACC-AHU-6100 | Air Handling Unit, Truck Loading Bay, Mech Room #2, Headworks | Transmitter,Temperature | HVAC |  | TIT | http://www.toronto.ca/TWONTO#temperature_transmitter
121290 | THC-ACC-TIT-6107 | Transmitter, Temperature, O/A from Solar Wall Air, 2nd Floor Mech Room #2, Headworks | THC-ACC-AHU-6100 | Air Handling Unit, Truck Loading Bay, Mech Room #2, Headworks | Transmitter,Temperature | HVAC |  | TIT | http://www.toronto.ca/TWONTO#temperature_transmitter
121291 | THC-ACC-TIT-6108 | Transmitter, Temperature, Supply Air, Truck loading bay, 2nd Floor Mech Room #2, Headworks | THC-ACC-AHU-6100 | Air Handling Unit, Truck Loading Bay, Mech Room #2, Headworks | Transmitter,Temperature | HVAC |  | TIT | http://www.toronto.ca/TWONTO#temperature_transmitter
121292 | THC-ACC-TIT-6202 | Transmitter, Temperature, S/A Duct, Blower Room, 2nd Floor Mech Room #2, Headworks | THC-ACC-AHU-6200 | Air Handling Unit, Blower Room, 2nd Floor Mech Room #2, Headworks | Transmitter,Temperature | HVAC |  | TIT | http://www.toronto.ca/TWONTO#temperature_transmitter
121293 | THC-ACC-TIT-6203 | Transmitter, Temperature, Space, Blower Room, Headworks | THC-ACC-AHU-6200 | Air Handling Unit, Blower Room, 2nd Floor Mech Room #2, Headworks | Transmitter,Temperature | HVAC |  | TIT | http://www.toronto.ca/TWONTO#temperature_transmitter
121294 | THC-ACC-TIT-6291 | Transmitter, Temperature, Space, 2nd Floor, Mech Room #2, Headworks | THC-ACC-FN-6290 | Fan, Exhaust, Mechanical Room #2, Roof, Headworks | Transmitter,Temperature | HVAC |  | TIT | http://www.toronto.ca/TWONTO#temperature_transmitter
121295 | THC-ACC-TIT-6301 | Transmitter, Temperature, O/A, Solar Wall, AHU-6300, 2nd Floor Mech Room #1, Headworks | THC-ACC-AHU-6300 | Air Handling Unit, Screen Room/Conveyor Areas, 2nd Floor Mech Room #1, Headworks | Transmitter,Temperature | HVAC |  | TIT | http://www.toronto.ca/TWONTO#temperature_transmitter
121296 | THC-ACC-TIT-6304 | Transmitter, Temperature, O/A, Solar Wall, AHU-6400, 2nd Floor Mech Room #1, Headworks | THC-ACC-AHU-6300 | Air Handling Unit, Screen Room/Conveyor Areas, 2nd Floor Mech Room #1, Headworks | Transmitter,Temperature | HVAC |  | TIT | http://www.toronto.ca/TWONTO#temperature_transmitter
121297 | THC-ACC-TIT-6311 | Transmitter, Temperature, Space, Screen Room/Conveyor Areas, Headworks | THC-ACC-AHU-6300 | Air Handling Unit, Screen Room/Conveyor Areas, 2nd Floor Mech Room #1, Headworks | Transmitter,Temperature | HVAC |  | TIT | http://www.toronto.ca/TWONTO#temperature_transmitter
121298 | THC-ACC-TIT-6312 | Transmitter, Temperature, Space, Screen Room/Conveyor Areas, Headworks | THC-ACC-AHU-6300 | Air Handling Unit, Screen Room/Conveyor Areas, 2nd Floor Mech Room #1, Headworks | Transmitter,Temperature | HVAC |  | TIT | http://www.toronto.ca/TWONTO#temperature_transmitter
121299 | THC-ACC-TIT-6313 | Transmitter, Temperature, Space, Screen Room/Conveyor Areas, Headworks | THC-ACC-AHU-6300 | Air Handling Unit, Screen Room/Conveyor Areas, 2nd Floor Mech Room #1, Headworks | Transmitter,Temperature | HVAC |  | TIT | http://www.toronto.ca/TWONTO#temperature_transmitter
121300 | THC-ACC-TIT-6401 | Transmitter, Temperature, Mixed O/A & O/A From Solar Wall, 2nd Floor Mech Room #1, Headworks | THC-ACC-AHU-6400 | Air Handling Unit, Screen Room/Conveyor Areas, 2nd Floor Mech Room #1, Headworks | Transmitter,Temperature | HVAC |  | TIT | http://www.toronto.ca/TWONTO#temperature_transmitter
121301 | THC-ACC-TIT-6502 | Transmitter, Temperature, Supply Air, Pipe Gallery, 2nd Floor Mech Room #1, Headworks | THC-ACC-AHU-6500 | Air Handling Unit, Pipe Gallery, 2nd Floor Mech Room #1, Headworks | Transmitter,Temperature | HVAC |  | TIT | http://www.toronto.ca/TWONTO#temperature_transmitter
121302 | THC-ACC-TIT-6503 | Transmitter, Temperature, Space, Pipe Gallery, Lower level 2, Headworks | THC-ACC-AHU-6500 | Air Handling Unit, Pipe Gallery, 2nd Floor Mech Room #1, Headworks | Transmitter,Temperature | HVAC |  | TIT | http://www.toronto.ca/TWONTO#temperature_transmitter
121303 | THC-ACC-TIT-6504 | Transmitter, Temperature, Space, Pipe Gallery, Lower level 2, Headworks | THC-ACC-AHU-6500 | Air Handling Unit, Pipe Gallery, 2nd Floor Mech Room #1, Headworks | Transmitter,Temperature | HVAC |  | TIT | http://www.toronto.ca/TWONTO#temperature_transmitter
121304 | THC-ACC-TIT-6591 | Transmitter, Temperature, Space, 2nd Floor, Mech Room #1, Headworks | THC-ACC-FN-6590 | Fan, Exhaust, Mechanical Room #1, Roof, Headworks | Transmitter,Temperature | HVAC |  | TIT | http://www.toronto.ca/TWONTO#temperature_transmitter
121305 | THC-ACC-TIT-6592 | Transmitter, Temperature, Space, 2nd Floor, Mech Room #1, Headworks | THC-ACC-FN-6590 | Fan, Exhaust, Mechanical Room #1, Roof, Headworks | Transmitter,Temperature | HVAC |  | TIT | http://www.toronto.ca/TWONTO#temperature_transmitter
121323 | THC-ACC-TSH-6101 | Switch, Temperature, High, Truck Loading Bay, 2nd Floor Mech Room #2, Headworks | THC-ACC-AHU-6100 | Air Handling Unit, Truck Loading Bay, Mech Room #2, Headworks | Switch,Temperature-High | HVAC |  | TSH | http://www.toronto.ca/TWONTO#temperature_switch
121324 | THC-ACC-TSH-6203 | Switch, Temperature, High, S/A Duct, Blower Room, 2nd Floor Mech Room #2, Headworks | THC-ACC-AHU-6200 | Air Handling Unit, Blower Room, 2nd Floor Mech Room #2, Headworks | Switch,Temperature-High | HVAC |  | TSH | http://www.toronto.ca/TWONTO#temperature_switch
121325 | THC-ACC-TSH-6302 | Switch, Temperature, High, S/A Duct, Scrn Room/Conv. Areas, 2nd Fl. Mech Room #1, Headworks | THC-ACC-AHU-6300 | Air Handling Unit, Screen Room/Conveyor Areas, 2nd Floor Mech Room #1, Headworks | Switch,Temperature-High | HVAC |  | TSH | http://www.toronto.ca/TWONTO#temperature_switch
121326 | THC-ACC-TSH-6341 | Switch, Temperature, High, Inlet, Exhaust Fan FN-6340, East Roof, Headworks | THC-ACC-AHU-6300 | Air Handling Unit, Screen Room/Conveyor Areas, 2nd Floor Mech Room #1, Headworks | Switch,Temperature-High | HVAC |  | TSH | http://www.toronto.ca/TWONTO#temperature_switch
121327 | THC-ACC-TSH-6441 | Switch, Temperature, High, Inlet, Exhaust Fan FN-6440, East Roof, Headworks | THC-ACC-AHU-6400 | Air Handling Unit, Screen Room/Conveyor Areas, 2nd Floor Mech Room #1, Headworks | Switch,Temperature-High | HVAC |  | TSH | http://www.toronto.ca/TWONTO#temperature_switch
121330 | THC-ACC-TSL-0013 | Switch, Temperature, Ice in Slab, Snow Melting System, Zone #3, Admin Building, North/East Area | THC-ACC-CT-0123 | Controller, MAN-0013, Admin Building, Snow Melting, Zone #3 PHASE 2 |  | HVAC |  | TSL | http://www.toronto.ca/TWONTO#temperature_switch
121331 | THC-ACC-TSL-0015 | Switch, Temperature, Ice in Slab, Snow Melting System, Zone #5, Admin Building, Courtyard Area | THC-ACC-CT-0125 | Controller, MAN-0015, Admin Building, Snow Melting, Zone #5 |  | HVAC |  | TSL | http://www.toronto.ca/TWONTO#temperature_switch
121336 | THC-ACC-TSL-6301 | Switch, Temperature, Low, S/A Duct, Scrn Room/Conv. Areas, 2nd Fl. Mech Room #1, Headworks | THC-ACC-AHU-6300 | Air Handling Unit, Screen Room/Conveyor Areas, 2nd Floor Mech Room #1, Headworks | Switch,Temperature-Low | HVAC |  | TSL | http://www.toronto.ca/TWONTO#temperature_switch
121337 | THC-ACC-TSL-6501 | Switch, Temperature, Low, S/A, Pipe Gallery, 2nd Floor Mech Room #1, Headworks | THC-ACC-AHU-6500 | Air Handling Unit, Pipe Gallery, 2nd Floor Mech Room #1, Headworks | Switch,Temperature-Low | HVAC |  | TSL | http://www.toronto.ca/TWONTO#temperature_switch
121353 | THC-ACC-TT-0085 | Transmitter, Temperature, Room 124, Admin bldg. Building K | THC-ACC-BLDG K | Administration Building, HVAC | H.V.A.C.,Air Conditioner | HVAC |  | TT | http://www.toronto.ca/TWONTO#temperature_transmitter
121354 | THC-ACC-TT-0089 | Transmitter, Temperature, South hallway, Admin bldg. Building K | THC-ACC-BLDG K | Administration Building, HVAC | H.V.A.C.,Air Conditioner | HVAC |  | TT | http://www.toronto.ca/TWONTO#temperature_transmitter
121687 | THC-ACC-V-5206 | Valve, Motorized, Glycol System, Vestibul 106, Building X | THC-ACC-AC-5201 | Air Conditioning, Split, IT room | Air Handling Unit | HVAC |  | V | http://www.toronto.ca/TWONTO#valve
121688 | THC-ACC-V-5208 | Valve, Motorized, Glycol System, Office room, Building X | THC-ACC-AC-5201 | Air Conditioning, Split, IT room | Air Handling Unit | HVAC |  | V | http://www.toronto.ca/TWONTO#valve
121711 | THC-ACC-V-6002 | Valve, Motorized, Hot Water Return, HE-6001, Lower Level 2 Blower Room, Headworks | THC-ACC-HE-6001 | Heat Exchanger, Heating Glycol System, Lower Level 2 Blower Room, Headworks | Valve,Ball | HVAC |  | V | http://www.toronto.ca/TWONTO#valve
121712 | THC-ACC-V-6004 | Valve, Motorized, Hot Water Return, HE-6002, Lower Level 2 Blower Room, Headworks | THC-ACC-HE-6002 | Heat Exchanger, Heating Glycol System, Lower Level 2 Blower Room, Headworks | Valve,Ball | HVAC |  | V | http://www.toronto.ca/TWONTO#valve
121713 | THC-ACC-V-6005 | Valve, Motorized, Heating Glycol Supply/Return By-pass, Lower Level 2 Blower Room, Headworks | THC-ACC-HE-6001 | Heat Exchanger, Heating Glycol System, Lower Level 2 Blower Room, Headworks | Valve,Ball | HVAC |  | V | http://www.toronto.ca/TWONTO#valve
121714 | THC-ACC-V-6010 | Valve, Butterfly, Manual, Hot Water Supply , Lower Level 2 Blower Room, Headworks | THC-ACC-HE-6001 | Heat Exchanger, Heating Glycol System, Lower Level 2 Blower Room, Headworks | Valve,Butterfly | HVAC |  | V | http://www.toronto.ca/TWONTO#valve
121715 | THC-ACC-V-6011 | Valve, Butterfly, Manual, Hot Water Return, Lower Level 2 Blower Room, Headworks | THC-ACC-HE-6001 | Heat Exchanger, Heating Glycol System, Lower Level 2 Blower Room, Headworks | Valve,Butterfly | HVAC |  | V | http://www.toronto.ca/TWONTO#valve
121716 | THC-ACC-V-6012 | Valve, Manual, Circuit Balancing, Hot Water Return, Lower Level 2 Blower Room, Headworks | THC-ACC-HE-6001 | Heat Exchanger, Heating Glycol System, Lower Level 2 Blower Room, Headworks | Valve | HVAC |  | V | http://www.toronto.ca/TWONTO#valve
121717 | THC-ACC-V-6013 | Valve, Manual, Circuit Balancing, Hot Water Return, Lower Level 2 Blower Room, Headworks | THC-ACC-HE-6001 | Heat Exchanger, Heating Glycol System, Lower Level 2 Blower Room, Headworks | Valve | HVAC |  | V | http://www.toronto.ca/TWONTO#valve
121718 | THC-ACC-V-6015 | Valve, Butterfly, Manual, Glycol Bypass Isolation, Lower Level 2 Blower Room, Headworks | THC-ACC-HE-6001 | Heat Exchanger, Heating Glycol System, Lower Level 2 Blower Room, Headworks | Valve,Butterfly | HVAC |  | V | http://www.toronto.ca/TWONTO#valve
121719 | THC-ACC-V-6017 | Valve, Butterfly, Manual, Glycol Bypass Isolation, Lower Level 2 Blower Room, Headworks | THC-ACC-HE-6001 | Heat Exchanger, Heating Glycol System, Lower Level 2 Blower Room, Headworks | Valve,Butterfly | HVAC |  | V | http://www.toronto.ca/TWONTO#valve
121720 | THC-ACC-V-6022 | Valve, Ball, Manual, Hot Water, P-6001, Lower Level 2 Blower Room, Headworks | THC-ACC-P-6001 | Pump, Hot Water System, Lower Level 2 operating gallery | Valve,Ball | HVAC |  | V | http://www.toronto.ca/TWONTO#valve
121721 | THC-ACC-V-6023 | Valve, Ball, Manual, Hot Water, P-6001, Lower Level 2 Blower Room, Headworks | THC-ACC-P-6001 | Pump, Hot Water System, Lower Level 2 operating gallery | Valve,Ball | HVAC |  | V | http://www.toronto.ca/TWONTO#valve
121722 | THC-ACC-V-6027 | Valve, Ball, Manual, Hot Water, HE-6001, Lower Level 2 Blower Room, Headworks | THC-ACC-HE-6001 | Heat Exchanger, Heating Glycol System, Lower Level 2 Blower Room, Headworks | Valve,Ball | HVAC |  | V | http://www.toronto.ca/TWONTO#valve
121723 | THC-ACC-V-6029 | Valve, Butterfly, Manual, Hot Water, HE-6001, Lower Level 2 Blower Room, Headworks | THC-ACC-HE-6001 | Heat Exchanger, Heating Glycol System, Lower Level 2 Blower Room, Headworks | Valve | HVAC |  | V | http://www.toronto.ca/TWONTO#valve
121724 | THC-ACC-V-6030 | Valve, Multi Function, Hot Water Supply, P-6001, Lower Level 2 Blower Room, Headworks | THC-ACC-P-6001 | Pump, Hot Water System, Lower Level 2 operating gallery | Valve | HVAC |  | V | http://www.toronto.ca/TWONTO#valve
121725 | THC-ACC-V-6033 | Valve, Ball, Manual, Glycol, HE-6001, Lower Level 2 Blower Room, Headworks | THC-ACC-HE-6001 | Heat Exchanger, Heating Glycol System, Lower Level 2 Blower Room, Headworks | Valve,Ball | HVAC |  | V | http://www.toronto.ca/TWONTO#valve
121726 | THC-ACC-V-6034 | Valve, Ball, Manual, Glycol, HE-6001, Lower Level 2 Blower Room, Headworks | THC-ACC-HE-6001 | Heat Exchanger, Heating Glycol System, Lower Level 2 Blower Room, Headworks | Valve,Ball | HVAC |  | V | http://www.toronto.ca/TWONTO#valve
121727 | THC-ACC-V-6035 | Valve, Butterfly, Manual, Glycol, HE-6001, Lower Level 2 Blower Room, Headworks | THC-ACC-HE-6001 | Heat Exchanger, Heating Glycol System, Lower Level 2 Blower Room, Headworks | Valve | HVAC |  | V | http://www.toronto.ca/TWONTO#valve
121728 | THC-ACC-V-6037 | Valve, Butterfly, Manual, Glycol, HE-6001, Lower Level 2 Blower Room, Headworks | THC-ACC-HE-6001 | Heat Exchanger, Heating Glycol System, Lower Level 2 Blower Room, Headworks | Valve | HVAC |  | V | http://www.toronto.ca/TWONTO#valve
121729 | THC-ACC-V-6044 | Valve, Ball, Manual, Hot Water, P-6002, Lower Level 2 Blower Room, Headworks | THC-ACC-P-6002 | Pump, Hot Water System, Lower Level 2 Blower Room, Headworks | Valve,Ball | HVAC |  | V | http://www.toronto.ca/TWONTO#valve
121730 | THC-ACC-V-6048 | Valve, Ball, Manual, Hot Water, HE-6002, Lower Level 2 Blower Room, Headworks | THC-ACC-HE-6002 | Heat Exchanger, Heating Glycol System, Lower Level 2 Blower Room, Headworks | Valve,Ball | HVAC |  | V | http://www.toronto.ca/TWONTO#valve
121731 | THC-ACC-V-6050 | Valve, Multi Function, Hot Water Supply, P-6003, Lower Level 2 Blower Room, Headworks | THC-ACC-P-6003 | Pump, Heating Glycol System, Lower Level 2 Blower Room, Headworks | Valve | HVAC |  | V | http://www.toronto.ca/TWONTO#valve
121732 | THC-ACC-V-6051 | Valve, Butterfly, Manual, Hot Water, HE-6002, Lower Level 2 Blower Room, Headworks | THC-ACC-HE-6002 | Heat Exchanger, Heating Glycol System, Lower Level 2 Blower Room, Headworks | Valve | HVAC |  | V | http://www.toronto.ca/TWONTO#valve
121733 | THC-ACC-V-6054 | Valve, Ball, Manual, Glycol, HE-6002, Lower Level 2 Blower Room, Headworks | THC-ACC-HE-6002 | Heat Exchanger, Heating Glycol System, Lower Level 2 Blower Room, Headworks | Valve,Ball | HVAC |  | V | http://www.toronto.ca/TWONTO#valve
121734 | THC-ACC-V-6055 | Valve, Butterfly, Manual, Glycol, HE-6002, Lower Level 2 Blower Room, Headworks | THC-ACC-HE-6002 | Heat Exchanger, Heating Glycol System, Lower Level 2 Blower Room, Headworks | Valve | HVAC |  | V | http://www.toronto.ca/TWONTO#valve
121735 | THC-ACC-V-6062 | Valve, Ball, Manual, Glycol, P-6003, Lower Level 2 Blower Room, Headworks | THC-ACC-P-6003 | Pump, Heating Glycol System, Lower Level 2 Blower Room, Headworks | Valve,Ball | HVAC |  | V | http://www.toronto.ca/TWONTO#valve
121736 | THC-ACC-V-6082 | Valve, Ball, Manual, Glycol, P-6004, Lower Level 2 Blower Room, Headworks | THC-ACC-P-6004 | Pump, Heating Glycol System, Lower Level 2 Blower Room, Headworks | Valve,Ball | HVAC |  | V | http://www.toronto.ca/TWONTO#valve
121737 | THC-ACC-V-6083 | Valve, Ball, Manual, Glycol, P-6004, Lower Level 2 Blower Room, Headworks | THC-ACC-P-6004 | Pump, Heating Glycol System, Lower Level 2 Blower Room, Headworks | Valve,Ball | HVAC |  | V | http://www.toronto.ca/TWONTO#valve
121738 | THC-ACC-V-6084 | Valve, Ball, Manual, Glycol, P-6004, Lower Level 2 Blower Room, Headworks | THC-ACC-P-6004 | Pump, Heating Glycol System, Lower Level 2 Blower Room, Headworks | Valve,Ball | HVAC |  | V | http://www.toronto.ca/TWONTO#valve
121739 | THC-ACC-V-6086 | Valve, Butterfly, Manual, Glycol Supply, Lower Level 2 Blower Room, Headworks | THC-ACC-HE-6001 | Heat Exchanger, Heating Glycol System, Lower Level 2 Blower Room, Headworks | Valve,Butterfly | HVAC |  | V | http://www.toronto.ca/TWONTO#valve
121740 | THC-ACC-V-6087 | Valve, Butterfly, Manual, Glycol Supply, Lower Level 2 Blower Room, Headworks | THC-ACC-HE-6001 | Heat Exchanger, Heating Glycol System, Lower Level 2 Blower Room, Headworks | Valve,Butterfly | HVAC |  | V | http://www.toronto.ca/TWONTO#valve
121741 | THC-ACC-V-6088 | Valve, Butterfly, Manual, Glycol Supply, Lower Level 2 Blower Room, Headworks | THC-ACC-HE-6001 | Heat Exchanger, Heating Glycol System, Lower Level 2 Blower Room, Headworks | Valve,Butterfly | HVAC |  | V | http://www.toronto.ca/TWONTO#valve
121742 | THC-ACC-V-6092 | Valve, Circuit Balancing, Glycol Return, Lower Level 2 Blower Room, Headworks | THC-ACC-HE-6001 | Heat Exchanger, Heating Glycol System, Lower Level 2 Blower Room, Headworks | Valve | HVAC |  | V | http://www.toronto.ca/TWONTO#valve
121743 | THC-ACC-V-6099 | Valve, Pressure Relief, Manual, Glycol, HE-6002, Lower Level 2 Blower Room, Headworks | THC-ACC-HE-6002 | Heat Exchanger, Heating Glycol System, Lower Level 2 Blower Room, Headworks | Valve,Pressure Relief | HVAC |  | V | http://www.toronto.ca/TWONTO#valve
121744 | THC-ACC-V-6101 | Valve, Motorized, Glycol Heating Return Line, Second floor mechanical room #2 | THC-ACC-AHU-6100 | Air Handling Unit, Truck Loading Bay, Mech Room #2, Headworks | Valve,Ball | HVAC |  | V | http://www.toronto.ca/TWONTO#valve
121745 | THC-ACC-V-6111 | Valve, Ball, Manual, AHU-6100, Mech Room #2, Headworks | THC-ACC-AHU-6100 | Air Handling Unit, Truck Loading Bay, Mech Room #2, Headworks | Valve,Ball | HVAC |  | V | http://www.toronto.ca/TWONTO#valve
121746 | THC-ACC-V-6113 | Valve, Circuit Balancing, AHU-6100, 2nd Floor Mech Room #2, Headworks | THC-ACC-AHU-6100 | Air Handling Unit, Truck Loading Bay, Mech Room #2, Headworks | Valve,Ball | HVAC |  | V | http://www.toronto.ca/TWONTO#valve
121747 | THC-ACC-V-6114 | Valve, 2-Way Motorized, AHU-6100, 2nd Floor Mech Room #2, Headworks | THC-ACC-AHU-6100 | Air Handling Unit, Truck Loading Bay, Mech Room #2, Headworks | Valve,Ball | HVAC |  | V | http://www.toronto.ca/TWONTO#valve
121748 | THC-ACC-V-6201 | Valve, Motorized, Glycol Heating Return Line, Second floor mechanical room #2 | THC-ACC-AHU-6200 | Air Handling Unit, Blower Room, 2nd Floor Mech Room #2, Headworks | Valve,Ball | HVAC |  | V | http://www.toronto.ca/TWONTO#valve
121749 | THC-ACC-V-6211 | Valve, Ball, Manual, AHU-6200, 2nd Floor Mech Room #2, Headworks | THC-ACC-AHU-6200 | Air Handling Unit, Blower Room, 2nd Floor Mech Room #2, Headworks | Valve,Ball | HVAC |  | V | http://www.toronto.ca/TWONTO#valve
121750 | THC-ACC-V-6215 | Valve, Ball, AHU-6200, 2nd Floor Mech Room #2, Headworks | THC-ACC-AHU-6200 | Air Handling Unit, Blower Room, 2nd Floor Mech Room #2, Headworks | Valve,Ball | HVAC |  | V | http://www.toronto.ca/TWONTO#valve
121751 | THC-ACC-V-6216 | Valve, Circuit Balancing, AHU-6200, 2nd Floor Mech Room #2, Headworks | THC-ACC-AHU-6200 | Air Handling Unit, Blower Room, 2nd Floor Mech Room #2, Headworks | Valve,Ball | HVAC |  | V | http://www.toronto.ca/TWONTO#valve
121752 | THC-ACC-V-6217 | Valve, Ball, AHU-6200, 2nd Floor Mech Room #2, Headworks | THC-ACC-AHU-6200 | Air Handling Unit, Blower Room, 2nd Floor Mech Room #2, Headworks | Valve,Ball | HVAC |  | V | http://www.toronto.ca/TWONTO#valve
121753 | THC-ACC-V-6301 | Valve, Motorized, Glycol Heating Return Line, 2nd Floor Mech Room #1 | THC-ACC-AHU-6300 | Air Handling Unit, Screen Room/Conveyor Areas, 2nd Floor Mech Room #1, Headworks | Valve | HVAC |  | V | http://www.toronto.ca/TWONTO#valve
121754 | THC-ACC-V-6311 | Valve, Ball, Manual, AHU-6300, 2nd Floor Mech Room #1, Headworks | THC-ACC-AHU-6300 | Air Handling Unit, Screen Room/Conveyor Areas, 2nd Floor Mech Room #1, Headworks | Valve,Ball | HVAC |  | V | http://www.toronto.ca/TWONTO#valve
121755 | THC-ACC-V-6312 | Valve, Ball, Manual, AHU-6300, 2nd Floor Mech Room #1, Headworks | THC-ACC-AHU-6300 | Air Handling Unit, Screen Room/Conveyor Areas, 2nd Floor Mech Room #1, Headworks | Valve,Ball | HVAC |  | V | http://www.toronto.ca/TWONTO#valve
121756 | THC-ACC-V-6313 | Valve, Circuit Balancing, AHU-6300, 2nd Floor Mech Room #1, Headworks | THC-ACC-AHU-6300 | Air Handling Unit, Screen Room/Conveyor Areas, 2nd Floor Mech Room #1, Headworks | Valve,Ball | HVAC |  | V | http://www.toronto.ca/TWONTO#valve
121757 | THC-ACC-V-6314 | Valve, 3-Way Motorized, AHU-6300, 2nd Floor Mech Room #1, Headworks | THC-ACC-AHU-6300 | Air Handling Unit, Screen Room/Conveyor Areas, 2nd Floor Mech Room #1, Headworks | Valve | HVAC |  | V | http://www.toronto.ca/TWONTO#valve
121758 | THC-ACC-V-6318 | Valve, Circuit Balancing, AHU-6300, 2nd Floor Mech Room #1, Headworks | THC-ACC-AHU-6300 | Air Handling Unit, Screen Room/Conveyor Areas, 2nd Floor Mech Room #1, Headworks | Valve | HVAC |  | V | http://www.toronto.ca/TWONTO#valve
121759 | THC-ACC-V-6331 | Valve, Ball, Manual, AHU-6300, 2nd Floor Mech Room #1, Headworks | THC-ACC-AHU-6300 | Air Handling Unit, Screen Room/Conveyor Areas, 2nd Floor Mech Room #1, Headworks | Valve,Ball | HVAC |  | V | http://www.toronto.ca/TWONTO#valve
121760 | THC-ACC-V-6332 | Valve, Ball, Manual, AHU-6300, 2nd Floor Mech Room #1, Headworks | THC-ACC-AHU-6300 | Air Handling Unit, Screen Room/Conveyor Areas, 2nd Floor Mech Room #1, Headworks | Valve,Ball | HVAC |  | V | http://www.toronto.ca/TWONTO#valve
121761 | THC-ACC-V-6333 | Valve, Circuit Balancing, AHU-6300, 2nd Floor Mech Room #1, Headworks | THC-ACC-AHU-6300 | Air Handling Unit, Screen Room/Conveyor Areas, 2nd Floor Mech Room #1, Headworks | Valve | HVAC |  | V | http://www.toronto.ca/TWONTO#valve
121762 | THC-ACC-V-6337 | Valve, Ball, Manual, AHU-6300, 2nd Floor Mech Room #1, Headworks | THC-ACC-AHU-6300 | Air Handling Unit, Screen Room/Conveyor Areas, 2nd Floor Mech Room #1, Headworks | Valve,Ball | HVAC |  | V | http://www.toronto.ca/TWONTO#valve
121763 | THC-ACC-V-6401 | Valve, Motorized, Glycol Heating Return Line, 2nd Floor Mech Room #1 | THC-ACC-AHU-6400 | Air Handling Unit, Screen Room/Conveyor Areas, 2nd Floor Mech Room #1, Headworks | Valve,Ball | HVAC |  | V | http://www.toronto.ca/TWONTO#valve
121764 | THC-ACC-V-6411 | Valve, Ball, Manual AHU-6400, 2nd Floor Mech Room #1, Headworks | THC-ACC-AHU-6400 | Air Handling Unit, Screen Room/Conveyor Areas, 2nd Floor Mech Room #1, Headworks | Valve,Ball | HVAC |  | V | http://www.toronto.ca/TWONTO#valve
121765 | THC-ACC-V-6413 | Valve, Circuit Balancing, AHU-6400, 2nd Floor Mech Room #1, Headworks | THC-ACC-AHU-6400 | Air Handling Unit, Screen Room/Conveyor Areas, 2nd Floor Mech Room #1, Headworks | Valve,Ball | HVAC |  | V | http://www.toronto.ca/TWONTO#valve
121766 | THC-ACC-V-6417 | Valve, Ball, Manual, AHU-6400, 2nd Floor Mech Room #1, Headworks | THC-ACC-AHU-6400 | Air Handling Unit, Screen Room/Conveyor Areas, 2nd Floor Mech Room #1, Headworks | Valve,Ball | HVAC |  | V | http://www.toronto.ca/TWONTO#valve
121767 | THC-ACC-V-6431 | Valve, Ball, Manual, AHU-6400, 2nd Floor Mech Room #1, Headworks | THC-ACC-AHU-6400 | Air Handling Unit, Screen Room/Conveyor Areas, 2nd Floor Mech Room #1, Headworks | Valve,Ball | HVAC |  | V | http://www.toronto.ca/TWONTO#valve
121768 | THC-ACC-V-6432 | Valve, Ball, Manual, AHU-6400, 2nd Floor Mech Room #1, Headworks | THC-ACC-AHU-6400 | Air Handling Unit, Screen Room/Conveyor Areas, 2nd Floor Mech Room #1, Headworks | Valve,Ball | HVAC |  | V | http://www.toronto.ca/TWONTO#valve
121769 | THC-ACC-V-6436 | Valve, Circuit Balancing, AHU-6400, 2nd Floor Mech Room #1, Headworks | THC-ACC-AHU-6400 | Air Handling Unit, Screen Room/Conveyor Areas, 2nd Floor Mech Room #1, Headworks | Valve | HVAC |  | V | http://www.toronto.ca/TWONTO#valve
121770 | THC-ACC-V-6501 | Valve, Motorized, Glycol Heating Return Line, 2nd Floor Mech Room #1 | THC-ACC-AHU-6500 | Air Handling Unit, Pipe Gallery, 2nd Floor Mech Room #1, Headworks | Valve,Ball | HVAC |  | V | http://www.toronto.ca/TWONTO#valve
121771 | THC-ACC-V-6511 | Valve, Ball, Manual, AHU-6500, 2nd Floor Mech Room #1, Headworks | THC-ACC-AHU-6500 | Air Handling Unit, Pipe Gallery, 2nd Floor Mech Room #1, Headworks | Valve,Ball | HVAC |  | V | http://www.toronto.ca/TWONTO#valve
121772 | THC-ACC-V-6512 | Valve, Ball, Manual, AHU-6500, 2nd Floor Mech Room #1, Headworks | THC-ACC-AHU-6500 | Air Handling Unit, Pipe Gallery, 2nd Floor Mech Room #1, Headworks | Valve,Ball | HVAC |  | V | http://www.toronto.ca/TWONTO#valve
121773 | THC-ACC-V-6514 | Valve, 2-Way Motorized, AHU-6500, 2nd Floor Mech Room #1, Headworks | THC-ACC-AHU-6500 | Air Handling Unit, Pipe Gallery, 2nd Floor Mech Room #1, Headworks | Valve | HVAC |  | V | http://www.toronto.ca/TWONTO#valve
121774 | THC-ACC-V-6516 | Valve, Circuit Balancing, AHU-6500, 2nd Floor Mech Room #1, Headworks | THC-ACC-AHU-6500 | Air Handling Unit, Pipe Gallery, 2nd Floor Mech Room #1, Headworks | Valve | HVAC |  | V | http://www.toronto.ca/TWONTO#valve
122118 | THC-AI-D-7010 | Dryer,Compressed Air,Incinerator Building,2nd Floor | THC-MCS-AI/SA | Instrument/service Air Plant Wide | Drier,Refrigerant | HVAC |  | D | http://www.toronto.ca/TWONTO#air_dryer
122340 | THC-DCL-AC-0001 | Air Conditioner, Dechlorination | THC-DCL | Dechlorination Process | Piping | HVAC | 34139 | AC | http://www.toronto.ca/TWONTO#air_condition
123317 | THC-DIG-HTR-4030 | Eliminated Role: H.V.A.C.,Heater,Heating,Roof,Digesters | THC-ACC-FN-0411 | Fan,Supply,AHU-0411,Basement/Sub-Basement,AHU-0411,Building U | H.V.A.C.,Heater | HVAC | 40451 | HTR | http://www.toronto.ca/TWONTO#heater
123318 | THC-DIG-HTR-4040 | Eliminated Role: H.V.A.C.,Heater,Heating,Roof,Digesters | THC-ACC-FN-0412 | Fan,Supply,Compressor Room,AHU-0412,Roof,Building U | H.V.A.C.,Heater | HVAC | 40450 | HTR | http://www.toronto.ca/TWONTO#heater
124702 | THC-ELS-HTR-5002 | Heater, Electric, Disinfection Bldg,Ex. Compressor Room | THC-ACC-BLDG G | Air Treatment Building HVAC |  | HVAC |  | HTR | http://www.toronto.ca/TWONTO#heater
125251 | THC-FEQ-DM-0011 | Fire Damper, Admin Building, Basement, North West | THC-FEQ-BLDG K | Fire fighting protection equipment, Admin Building |  | HVAC | 43302 | DM | http://www.toronto.ca/TWONTO#air_damper
125252 | THC-FEQ-DM-0014 | Fire Damper, Admin Building, Basement, North West | THC-FEQ-BLDG K | Fire fighting protection equipment, Admin Building |  | HVAC | 43299 | DM | http://www.toronto.ca/TWONTO#air_damper
125253 | THC-FEQ-DM-0018 | Fire Damper, Admin Building, Basement, Storage Room, East | THC-FEQ-BLDG K | Fire fighting protection equipment, Admin Building |  | HVAC | 43295 | DM | http://www.toronto.ca/TWONTO#air_damper
125254 | THC-FEQ-DM-0019 | Fire Damper, Admin Building, Basement, Storage Room, South East | THC-FEQ-BLDG K | Fire fighting protection equipment, Admin Building |  | HVAC | 43294 | DM | http://www.toronto.ca/TWONTO#air_damper
125255 | THC-FEQ-DM-0021 | Fire Damper, Admin Building, Basement, South Corridor Men's Locker Room | THC-FEQ-BLDG K | Fire fighting protection equipment, Admin Building |  | HVAC | 43292 | DM | http://www.toronto.ca/TWONTO#air_damper
125256 | THC-FEQ-DM-0022 | Fire Damper, Admin Building, Basement, Men's Washroom, North West | THC-FEQ-BLDG K | Fire fighting protection equipment, Admin Building |  | HVAC | 43291 | DM | http://www.toronto.ca/TWONTO#air_damper
125257 | THC-FEQ-DM-0023 | Fire Damper, Admin Building, Basement, Men's Washroom, North East | THC-FEQ-BLDG K | Fire fighting protection equipment, Admin Building |  | HVAC | 43290 | DM | http://www.toronto.ca/TWONTO#air_damper
125258 | THC-FEQ-DM-0053 | Fire Damper, Admin Building, Ground Floor, Near Equipment Room | THC-FEQ-BLDG K | Fire fighting protection equipment, Admin Building |  | HVAC | 43284 | DM | http://www.toronto.ca/TWONTO#air_damper
125259 | THC-FEQ-DM-0054 | Fire Damper, Admin Building, Ground Floor, North East Vestibule | THC-FEQ-BLDG K | Fire fighting protection equipment, Admin Building |  | HVAC | 43283 | DM | http://www.toronto.ca/TWONTO#air_damper
125260 | THC-FEQ-DM-0056 | Fire/Smoke Damper, Admin Building, Ground Floor, Sequrity Equipment Area | THC-FEQ-BLDG K | Fire fighting protection equipment, Admin Building |  | HVAC | 43281 | DM | http://www.toronto.ca/TWONTO#air_damper
125730 | THC-GRK-IRG-0001 | Irigation System, Admin. Bldg, K | THC-ACC-BLDG K | Administration Building, HVAC |  | HVAC |  | IRG | http://www.toronto.ca/TWONTO#collection_of_assets
125731 | THC-GRK-IRG-0002 | Irigation System, New workshop. Bldg, X | THC-ACC-BLDG X | New Workshop WA2 Building HVAC |  | HVAC |  | IRG | http://www.toronto.ca/TWONTO#collection_of_assets
126587 | THC-OCS-FN-3020 | Fan,Foul Air,3030,Storage Tanks Area,Solid Treatment | THC-OCS-BLDG M | Incineration Building Odour Control Systems | Fan,Centrifugal | HVAC |  | FN | http://www.toronto.ca/TWONTO#blower_or_fan_with_drive
126589 | THC-OCS-FN-3030 | Fan, Foul Air,3040,Storage Tanks Area,Solid Treatment | THC-OCS-BLDG M | Incineration Building Odour Control Systems | Fan,Centrifugal | HVAC |  | FN | http://www.toronto.ca/TWONTO#blower_or_fan_with_drive
126590 | THC-OCS-FN-3030 | Fan, Foul Air,3040,Storage Tanks Area,Solid Treatment | THC-OCS-FN-3020/3030 | Fan, Odour Control System FN-3020/3030 | Fan,Centrifugal | HVAC |  | FN | http://www.toronto.ca/TWONTO#blower_or_fan_with_drive
126591 | THC-OCS-FN-3040 | Fan,Foul Air,Centrifuge Area,Solid Treatment | THC-OCS-BLDG M | Incineration Building Odour Control Systems | Fan,Centrifugal | HVAC |  | FN | http://www.toronto.ca/TWONTO#blower_or_fan_with_drive
126592 | THC-OCS-FN-3050 | Fan,Foul Air,Centrifuge Area,Solid Treatment | THC-OCS-FN-3040/3050 | Fan, Odour Control System FN-3040/3050 | Fan,Centrifugal | HVAC |  | FN | http://www.toronto.ca/TWONTO#blower_or_fan_with_drive
129570 | THR-ACC-AC-0004 | Air Conditioning, Cooling & Fan Unit, South Primary Station 3, MCC Room | THR-ACC-CU-4803 | Condensing Unit, Air Conditioning, NE Roof, West Substation | H.V.A.C.,Air Conditioner | HVAC |  | AC | http://www.toronto.ca/TWONTO#air_condition
129571 | THR-ACC-AC-0005 | Air Conditioning, Cooling & Fan Unit, Primary Station 1, MCC Room | THR-ACC-PRM | Heating, Ventilation and Air Conditioning, Primaries | H.V.A.C.,Air Conditioner | HVAC |  | AC | http://www.toronto.ca/TWONTO#air_condition
129572 | THR-ACC-AC-0120 | Air Conditioner, South Grit Electrical Room, Headhouse | THR-ACC-HH | Heating, Ventilation and Air Conditioning, Head House | H.V.A.C.,Air Conditioner | HVAC |  | AC | http://www.toronto.ca/TWONTO#air_condition
129573 | THR-ACC-AC-0220 | Air Conditioner, South Grit Electrical Room, Headhouse | THR-ACC-HH | Heating, Ventilation and Air Conditioning, Head House | H.V.A.C.,Air Conditioner | HVAC |  | AC | http://www.toronto.ca/TWONTO#air_condition
129574 | THR-ACC-AC-0310 | Air Conditioner (AC) Unit Mitsubishi | THR-ACC-RSPS | Air Conditioning, AHU, HVAC, Exhaust Fans,RSPS |  | HVAC |  | AC | http://www.toronto.ca/TWONTO#air_condition
129575 | THR-ACC-AC-0330 | Air Conditioner (AC) Unit Mitsubishi | THR-ACC-RSPS | Air Conditioning, AHU, HVAC, Exhaust Fans,RSPS |  | HVAC |  | AC | http://www.toronto.ca/TWONTO#air_condition
129576 | THR-ACC-AC-0610 | Air Cinditioning, Cooling & Fan Unit, MCC Room | THR-ACC-CU-0610 | Air Conditioning, Condensing Unit, HPBB Roof | H.V.A.C.,Air Conditioner | HVAC |  | AC | http://www.toronto.ca/TWONTO#air_condition
129577 | THR-ACC-AC-0610 | Air Cinditioning, Cooling & Fan Unit, MCC Room | THR-HVAC-HPBB | Heating, Ventilation and Air Conditioning, High Pressure Blower Building | H.V.A.C.,Air Conditioner | HVAC |  | AC | http://www.toronto.ca/TWONTO#air_condition
129578 | THR-ACC-AC-0750B | Air Conditioning, Cooling & Fan Unit, New Control Room Ceiling, Admin Bldg. | THR-ACC-CU-0750 | Air Conditioning, Condensing Unit, New Control Room, Admin Bldg. Roof | H.V.A.C.,Air Conditioner | HVAC |  | AC | http://www.toronto.ca/TWONTO#air_condition
129579 | THR-ACC-AC-0790 | Air Conditioner, Control Panel Bldg, North Wall,WGB | THR-ACC-DIG | Air Conditioning, HVAC, Digesters | H.V.A.C.,Air Conditioner | HVAC |  | AC | http://www.toronto.ca/TWONTO#air_condition
129580 | THR-ACC-AC-1010 | Air Conditioner, Bridge Kiosk Primary Tank10 | THR-ACC-PRM | Heating, Ventilation and Air Conditioning, Primaries | H.V.A.C.,Air Conditioner | HVAC |  | AC | http://www.toronto.ca/TWONTO#air_condition
129581 | THR-ACC-AC-2201 | Air Conditioner, HVAC, Admin Bldg (Temp),Trailer | THR-ACC-ADM | Air Conditioning, HVAC, Admin Building | H.V.A.C.,Air Conditioner | HVAC |  | AC | http://www.toronto.ca/TWONTO#air_condition
129582 | THR-ACC-AC-2202 | Air Conditioner, HVAC, Admin Bldg (Temp),Trailer | THR-ACC-ADM | Air Conditioning, HVAC, Admin Building | H.V.A.C.,Air Conditioner | HVAC |  | AC | http://www.toronto.ca/TWONTO#air_condition
129583 | THR-ACC-AC-2203 | Air Conditioner, HVAC, Admin Bldg (Temp),Trailer | THR-ACC-ADM | Air Conditioning, HVAC, Admin Building | H.V.A.C.,Air Conditioner | HVAC |  | AC | http://www.toronto.ca/TWONTO#air_condition
129584 | THR-ACC-AC-3501 | Fan Coil Unit, Ductless Split System Indoor Unit, Ferrous Chloride Fac RPU Rm | THR-ACC-WA4 | Air Conditioning, AHU, HVAC,Work Area4 | H.V.A.C.,Air Conditioner | HVAC |  | AC | http://www.toronto.ca/TWONTO#air_condition
129585 | THR-ACC-AC-4000 | Fan Coil Unit, Ductless Split System Indoor Unit, AT Electrical Bldg MCC Rm | THR-ACC-WA4 | Air Conditioning, AHU, HVAC,Work Area4 | H.V.A.C.,Air Conditioner | HVAC |  | AC | http://www.toronto.ca/TWONTO#air_condition
129586 | THR-ACC-AC-4502 | Fan Coil Unit, Ductless Split System Indoor Unit, SP RAS PS, MCC Room | THR-ACC-WA4 | Air Conditioning, AHU, HVAC,Work Area4 | H.V.A.C.,Air Conditioner | HVAC |  | AC | http://www.toronto.ca/TWONTO#air_condition
129587 | THR-ACC-AC-4503 | Fan Coil Unit, Ducted Unit, SP RAS PS Offices | THR-ACC-WA4 | Air Conditioning, AHU, HVAC,Work Area4 | H.V.A.C.,Air Conditioner | HVAC |  | AC | http://www.toronto.ca/TWONTO#air_condition
129588 | THR-ACC-AC-4505 | Fan Coil Unit, Ductless Split System Indoor Unit, Switchgear Bldg North | THR-ACC-WA4 | Air Conditioning, AHU, HVAC,Work Area4 | H.V.A.C.,Air Conditioner | HVAC |  | AC | http://www.toronto.ca/TWONTO#air_condition
129589 | THR-ACC-AC-4506 | Fan Coil Unit, Ductless Split System Indoor Unit, Switchgear Bldg North | THR-ACC-WA4 | Air Conditioning, AHU, HVAC,Work Area4 | H.V.A.C.,Air Conditioner | HVAC |  | AC | http://www.toronto.ca/TWONTO#air_condition
129590 | THR-ACC-AC-4507 | Fan Coil Unit, Ductless Split System Indoor Unit, Switchgear Bldg North | THR-ACC-WA4 | Air Conditioning, AHU, HVAC,Work Area4 | H.V.A.C.,Air Conditioner | HVAC |  | AC | http://www.toronto.ca/TWONTO#air_condition
129591 | THR-ACC-AC-4508 | Fan Coil Unit, Ductless Split System Indoor Unit, Switchgear Bldg North | THR-ACC-WA4 | Air Conditioning, AHU, HVAC,Work Area4 | H.V.A.C.,Air Conditioner | HVAC |  | AC | http://www.toronto.ca/TWONTO#air_condition
129592 | THR-ACC-AC-4700 | Fan Coil Unit, Ductless Split System Indoor Unit, Switchgear Bldg South | THR-ACC-WA4 | Air Conditioning, AHU, HVAC,Work Area4 | H.V.A.C.,Air Conditioner | HVAC |  | AC | http://www.toronto.ca/TWONTO#air_condition
129593 | THR-ACC-AC-4701 | Fan Coil Unit, Ductless Split System Indoor Unit, Switchgear Bldg South | THR-ACC-WA4 | Air Conditioning, AHU, HVAC,Work Area4 | H.V.A.C.,Air Conditioner | HVAC |  | AC | http://www.toronto.ca/TWONTO#air_condition
129594 | THR-ACC-AC-4706 | Fan Coil Unit, Ductless Split System Indoor Unit, Switchgear Bldg South | THR-ACC-WA4 | Air Conditioning, AHU, HVAC,Work Area4 | H.V.A.C.,Air Conditioner | HVAC |  | AC | http://www.toronto.ca/TWONTO#air_condition
129595 | THR-ACC-AC-4708 | Fan Coil Unit, Ductless Split System Indoor Unit, Electrical Bldg Elec Rm | THR-ACC-WA4 | Air Conditioning, AHU, HVAC,Work Area4 | H.V.A.C.,Air Conditioner | HVAC |  | AC | http://www.toronto.ca/TWONTO#air_condition
129596 | THR-ACC-AC-4709 | Fan Coil Unit, Ductless Split System Indoor Unit, Electrical Bldg Elec Rm | THR-ACC-WA4 | Air Conditioning, AHU, HVAC,Work Area4 | H.V.A.C.,Air Conditioner | HVAC |  | AC | http://www.toronto.ca/TWONTO#air_condition
129597 | THR-ACC-AC-4801 | Air Conditioning, Cooling and Fan Unit, Electric, Control Room, West Substation | THR-ACC-CU-4801 | Condensing Unit, Air Conditioning, SW Roof, West Substation | H.V.A.C.,Air Conditioner | HVAC |  | AC | http://www.toronto.ca/TWONTO#air_condition
129598 | THR-ACC-AC-5100 | Fan Coil Unit, Ductless Split System Indoor Unit, Plant Water Effluent PS | THR-ACC-FPW | Air Conditioning, HVAC, Filtered Plant Water Building | H.V.A.C.,Air Conditioner | HVAC |  | AC | http://www.toronto.ca/TWONTO#air_condition
129599 | THR-ACC-AC-8020 | Air Conditioning Unit, Digester Control Room | THR-ACC-DIG | Air Conditioning, HVAC, Digesters | H.V.A.C.,Air Conditioner | HVAC |  | AC | http://www.toronto.ca/TWONTO#air_condition
129600 | THR-ACC-ADM | Air Conditioning, HVAC, Admin Building | THR-ACC-HVAC | Air Conditioning, Heating, Ventilation & Air Conditioning | H.V.A.C.,Air Conditioner | HVAC |  |  | http://www.toronto.ca/TWONTO#collection_of_assets
129622 | THR-ACC-AHU-0130 | Air Handling Unit, Headhouse Screen Area Air Supply, Headhouse Roof | THR-ACC-HH | Heating, Ventilation and Air Conditioning, Head House | Air Handling Unit | HVAC |  | AHU | http://www.toronto.ca/TWONTO#air_handler_unit
129623 | THR-ACC-AHU-0140 | Air Handling Unit, Headhouse Loading Bay Air Supply, Headhouse Roof | THR-ACC-HH | Heating, Ventilation and Air Conditioning, Head House | Air Handling Unit | HVAC |  | AHU | http://www.toronto.ca/TWONTO#air_handler_unit
129624 | THR-ACC-AHU-0150 | Air Handling Unit, Headhouse Loading Bay Air Supply, Headhouse Roof | THR-ACC-HH | Heating, Ventilation and Air Conditioning, Head House | Air Handling Unit | HVAC |  | AHU | http://www.toronto.ca/TWONTO#air_handler_unit
129626 | THR-ACC-AHU-0200 | Air Handling Unit, Air Supply, North Grit Fan Room | THR-ACC-GRIT | Heating, Ventilation and Air Conditioning, Grit Building | Air Handling Unit | HVAC |  | AHU | http://www.toronto.ca/TWONTO#air_handler_unit
129629 | THR-ACC-AHU-0210 | Air Handling Unit, Air Supply, North Grit Loading Bay Roof | THR-ACC-GRIT | Heating, Ventilation and Air Conditioning, Grit Building | Air Handling Unit | HVAC |  | AHU | http://www.toronto.ca/TWONTO#air_handler_unit
129630 | THR-ACC-AHU-0220 | Air Handling Unit, Air Supply, North Grit Loading Bay Roof | THR-ACC-GRIT | Heating, Ventilation and Air Conditioning, Grit Building | Air Handling Unit | HVAC |  | AHU | http://www.toronto.ca/TWONTO#air_handler_unit
129631 | THR-ACC-AHU-0230 | Air Handling Unit, Air Supply, North Grit Fan Room | THR-ACC-GRIT | Heating, Ventilation and Air Conditioning, Grit Building | Air Handling Unit | HVAC |  | AHU | http://www.toronto.ca/TWONTO#air_handler_unit
129705 | THR-ACC-CU-0003 | Air Conditioning,Condensing unit,Electrical Room, Outdoor,Plant Water Bldg | THR-ACC-WA4 | Air Conditioning, AHU, HVAC,Work Area4 | H.V.A.C.,Air Conditioner | HVAC |  | CU | http://www.toronto.ca/TWONTO#AC_condenser_unit
129706 | THR-ACC-CU-0100 | Condensing Unit, New Electrical Room, Headhouse | THR-ACC-AC-0100A | Air Conditioner, New Electrical Room, Headhouse |  | HVAC |  | CU | http://www.toronto.ca/TWONTO#AC_condenser_unit
129707 | THR-ACC-CU-0110 | Condensing Unit, New Electrical Room, Headhouse | THR-ACC-AC-0110 | Air Conditioner, New Electrical Room, Headhouse |  | HVAC |  | CU | http://www.toronto.ca/TWONTO#AC_condenser_unit
129708 | THR-ACC-CU-0120 | Condensing Unit, Electrical Room, Headhouse | THR-ACC-AC-0120 | Air Conditioner, South Grit Electrical Room, Headhouse |  | HVAC |  | CU | http://www.toronto.ca/TWONTO#AC_condenser_unit
129709 | THR-ACC-CU-0200 | Condensing Unit, New Electrical Room, North Grit Building | THR-ACC-AC-0200 | Air Conditioner, New Electrical Room, North Grit Building | H.V.A.C.,Air Conditioner | HVAC |  | CU | http://www.toronto.ca/TWONTO#AC_condenser_unit
129710 | THR-ACC-CU-0210 | Condensing Unit, New Electrical Room, North Grit Building | THR-ACC-AC-0210 | Air Conditioner, New Electrical Room, North Grit Building |  | HVAC |  | CU | http://www.toronto.ca/TWONTO#AC_condenser_unit
129711 | THR-ACC-CU-0260 | Condensing Unit, Grit Building,Electrical Room, North | THR-ACC-GRIT | Heating, Ventilation and Air Conditioning, Grit Building |  | HVAC |  | CU | http://www.toronto.ca/TWONTO#AC_condenser_unit
129712 | THR-ACC-CU-0610 | Air Conditioning, Condensing Unit, HPBB Roof | THR-HVAC-HPBB | Heating, Ventilation and Air Conditioning, High Pressure Blower Building | H.V.A.C.,Air Conditioner | HVAC |  | CU | http://www.toronto.ca/TWONTO#AC_condenser_unit
129713 | THR-ACC-CU-0750 | Air Conditioning, Condensing Unit, New Control Room, Admin Bldg. Roof | THR-ACC-ADM | Air Conditioning, HVAC, Admin Building | H.V.A.C.,Air Conditioner | HVAC |  | CU | http://www.toronto.ca/TWONTO#AC_condenser_unit
129714 | THR-ACC-CU-0810 | Air Conditioning, Condensing Unit, HH Roof | THR-ACC-HH | Heating, Ventilation and Air Conditioning, Head House | H.V.A.C.,Air Conditioner | HVAC |  | CU | http://www.toronto.ca/TWONTO#AC_condenser_unit
129715 | THR-ACC-CU-3500 | Condensing Unit, Ductless Split System outdoor Unit, Ferrous Chloride Fac Elec Rm | THR-ACC-AC-3500 | Fan Coil Unit, Ductless Split System Indoor Unit, Ferrous Chloride Fac Elec Rm |  | HVAC |  | CU | http://www.toronto.ca/TWONTO#AC_condenser_unit
129716 | THR-ACC-CU-3501 | Condensing Unit, Ductless Split System outdoor Unit, Ferrous Chloride Fac RPU Rm | THR-ACC-AC-3501 | Fan Coil Unit, Ductless Split System Indoor Unit, Ferrous Chloride Fac RPU Rm |  | HVAC |  | CU | http://www.toronto.ca/TWONTO#AC_condenser_unit
129717 | THR-ACC-CU-3601 | Air Conditioning, Condensing Unit, East Maintenance Building | THR-ACC-WA4 | Air Conditioning, AHU, HVAC,Work Area4 | H.V.A.C.,Air Conditioner | HVAC |  | CU | http://www.toronto.ca/TWONTO#AC_condenser_unit
129718 | THR-ACC-CU-3602 | Air Conditioning, Condensing Unit, East Maintenance Building | THR-ACC-EMB | Air Conditioning, AHU, HVAC, East Maintenance Building | H.V.A.C.,Air Conditioner | HVAC |  | CU | http://www.toronto.ca/TWONTO#AC_condenser_unit
129719 | THR-ACC-CU-3602 | Air Conditioning, Condensing Unit, East Maintenance Building | THR-ACC-WA4 | Air Conditioning, AHU, HVAC,Work Area4 | H.V.A.C.,Air Conditioner | HVAC |  | CU | http://www.toronto.ca/TWONTO#AC_condenser_unit
129720 | THR-ACC-CU-4000 | Condensing Unit, Ductless Split System outdoor Unit, AT Electrical Bldg Elec Rm | THR-ACC-WA4 | Air Conditioning, AHU, HVAC,Work Area4 | H.V.A.C.,Air Conditioner | HVAC |  | CU | http://www.toronto.ca/TWONTO#AC_condenser_unit
129721 | THR-ACC-CU-4001 | Air Conditioning, Condensing Unit, Aeration Building | THR-ACC-WA4 | Air Conditioning, AHU, HVAC,Work Area4 | H.V.A.C.,Air Conditioner | HVAC |  | CU | http://www.toronto.ca/TWONTO#AC_condenser_unit
129722 | THR-ACC-CU-4002 | Condensing Unit, Ductless Split System outdoor Unit, AT Electrical Bldg, MCC Room | THR-ACC-AC-4002 | Fan Coil Unit, Ductless Split System Indoor Unit, AT Electrical Building, MCC Room | H.V.A.C.,Air Conditioner | HVAC |  | CU | http://www.toronto.ca/TWONTO#AC_condenser_unit
129723 | THR-ACC-CU-4500 | Condensing Unit, Ductless Split System outdoor Unit, SP RAS PS Elec Rm North | THR-ACC-AC-4500 | Fan Coil Unit, Ductless Split System Indoor Unit, SP RAS PS, MCC Rm | H.V.A.C.,Air Conditioner | HVAC |  | CU | http://www.toronto.ca/TWONTO#AC_condenser_unit
129724 | THR-ACC-CU-4501 | Condensing Unit, Ductless Split System outdoor Unit, SP RAS PS RPU Rm North | THR-ACC-AC-4501 | Fan Coil Unit, Ductless Split System Indoor Unit, SP RAS PS, RPU Rm | H.V.A.C.,Air Conditioner | HVAC |  | CU | http://www.toronto.ca/TWONTO#AC_condenser_unit
129725 | THR-ACC-CU-4502 | Condensing Unit, Ductless Split System outdoor Unit, SP RAS PS Electrical Room (PE02) | THR-ACC-AC-4502 | Fan Coil Unit, Ductless Split System Indoor Unit, SP RAS PS, MCC Room | H.V.A.C.,Air Conditioner | HVAC |  | CU | http://www.toronto.ca/TWONTO#AC_condenser_unit
129726 | THR-ACC-CU-4507 | Condensing Unit, Ductless Split System outdoor Unit, Switchgear Bldg North | THR-ACC-AC-4504 | Fan Coil Unit, Ductless Split System Indoor Unit, Switchgear Bldg North | H.V.A.C.,Air Conditioner | HVAC |  | CU | http://www.toronto.ca/TWONTO#AC_condenser_unit
129727 | THR-ACC-CU-4508 | Condensing Unit, Ductless Split System outdoor Unit, Switchgear Bldg North | THR-ACC-AC-4504 | Fan Coil Unit, Ductless Split System Indoor Unit, Switchgear Bldg North | H.V.A.C.,Air Conditioner | HVAC |  | CU | http://www.toronto.ca/TWONTO#AC_condenser_unit
129728 | THR-ACC-CU-4509 | Condensing Unit, Ductless Split System outdoor Unit, Switchgear Bldg North | THR-ACC-AC-4504 | Fan Coil Unit, Ductless Split System Indoor Unit, Switchgear Bldg North | H.V.A.C.,Air Conditioner | HVAC |  | CU | http://www.toronto.ca/TWONTO#AC_condenser_unit
129729 | THR-ACC-CU-4510 | Condensing Unit, Ductless Split System outdoor Unit, Switchgear Bldg North | THR-ACC-AC-4504 | Fan Coil Unit, Ductless Split System Indoor Unit, Switchgear Bldg North | H.V.A.C.,Air Conditioner | HVAC |  | CU | http://www.toronto.ca/TWONTO#AC_condenser_unit
129730 | THR-ACC-CU-4700 | Condensing Unit, Ductless Split System outdoor Unit, Switchgear Bldg South | THR-ACC-AC-4700 | Fan Coil Unit, Ductless Split System Indoor Unit, Switchgear Bldg South | H.V.A.C.,Air Conditioner | HVAC |  | CU | http://www.toronto.ca/TWONTO#AC_condenser_unit
129731 | THR-ACC-CU-4703 | Condensing Unit, Ductless Split System outdoor Unit, Switchgear Bldg South | THR-ACC-AC-4703 | Fan Coil Unit, Ductless Split System Indoor Unit, Switchgear Bldg South | H.V.A.C.,Air Conditioner | HVAC |  | CU | http://www.toronto.ca/TWONTO#AC_condenser_unit
129732 | THR-ACC-CU-4704 | Condensing Unit, Ductless Split System outdoor Unit, Switchgear Bldg South | THR-ACC-AC-4704 | Fan Coil Unit, Ductless Split System Indoor Unit, Switchgear Bldg South | H.V.A.C.,Air Conditioner | HVAC |  | CU | http://www.toronto.ca/TWONTO#AC_condenser_unit
129733 | THR-ACC-CU-4709 | Condensing Unit, Ductless Split System outdoor Unit, Electrical Bldg Elec Rm | THR-ACC-AC-4709 | Fan Coil Unit, Ductless Split System Indoor Unit, Electrical Bldg Elec Rm | H.V.A.C.,Air Conditioner | HVAC |  | CU | http://www.toronto.ca/TWONTO#AC_condenser_unit
129734 | THR-ACC-CU-4710 | Condensing Unit, Ductless Split System outdoor Unit, AT Electrical Bldg RPU Rm | THR-ACC-AC-4710 | Fan Coil Unit, Ductless Split System Indoor Unit, Electrical Bldg RPU Rm | H.V.A.C.,Air Conditioner | HVAC |  | CU | http://www.toronto.ca/TWONTO#AC_condenser_unit
129735 | THR-ACC-CU-4801 | Condensing Unit, Air Conditioning, SW Roof, West Substation | THR-HVAC-WS | Heating, Ventilation and Air Conditioning, West Substation | H.V.A.C.,Air Conditioner | HVAC |  | CU | http://www.toronto.ca/TWONTO#AC_condenser_unit
129736 | THR-ACC-CU-5100 | Condensing Unit, Ductless Split System outdoor Unit, Plant Water Effluent PS | THR-ACC-AC-5100 | Fan Coil Unit, Ductless Split System Indoor Unit, Plant Water Effluent PS | H.V.A.C.,Air Conditioner | HVAC |  | CU | http://www.toronto.ca/TWONTO#AC_condenser_unit
129737 | THR-ACC-CU-5100 | Condensing Unit, Ductless Split System outdoor Unit, Plant Water Effluent PS | THR-ACC-FPW | Air Conditioning, HVAC, Filtered Plant Water Building | H.V.A.C.,Air Conditioner | HVAC |  | CU | http://www.toronto.ca/TWONTO#AC_condenser_unit
129738 | THR-ACC-CU-5101 | Condensing Unit, Ductless Split System outdoor Unit, Plant Water Effluent PS | THR-ACC-AC-5100 | Fan Coil Unit, Ductless Split System Indoor Unit, Plant Water Effluent PS | H.V.A.C.,Air Conditioner | HVAC |  | CU | http://www.toronto.ca/TWONTO#AC_condenser_unit
129739 | THR-ACC-D-0100 | H.V.A.C.,Dehumidifier,Basement South-East Wall ,Main Sub Station | THR-ACC-MAINSUB | ACC Equipment Serving the Main Substation |  | HVAC |  | D | http://www.toronto.ca/TWONTO#dehumidifier
129740 | THR-ACC-DCL | Air Conditioning, HVAC, Dechlorination Building | THR-ACC-WA3 | Air Conditioning, Boiler, Fans & AHU | H.V.A.C.,Air Conditioner | HVAC |  |  | http://www.toronto.ca/TWONTO#collection_of_assets
129741 | THR-ACC-DIG | Air Conditioning, HVAC, Digesters | THR-ACC-WA3 | Air Conditioning, Boiler, Fans & AHU | H.V.A.C.,Air Conditioner | HVAC |  |  | http://www.toronto.ca/TWONTO#collection_of_assets
129742 | THR-ACC-DIS | Air Conditioning, HVAC, Chlorine Building | THR-ACC-HVAC | Air Conditioning, Heating, Ventilation & Air Conditioning | H.V.A.C.,Air Conditioner | HVAC |  |  | http://www.toronto.ca/TWONTO#collection_of_assets
129743 | THR-ACC-DIS | Air Conditioning, HVAC, Chlorine Building | THR-ACC-WA1 | Air Conditioning, AHU, HVAC,Work Area1 | H.V.A.C.,Air Conditioner | HVAC |  |  | http://www.toronto.ca/TWONTO#collection_of_assets
129744 | THR-ACC-DIS | Air Conditioning, HVAC, Chlorine Building | THR-DIS | Disinfection | H.V.A.C.,Air Conditioner | HVAC |  |  | http://www.toronto.ca/TWONTO#collection_of_assets
129753 | THR-ACC-DM-0100 | Damper, Intake, Air Handling Unit AHU-0100A, Headhouse Roof | THR-ACC-AHU-0100A | Air Handling Unit, Headhouse Grit Area Air Supply, Headhouse Roof | Damper/Louver | HVAC |  | DM | http://www.toronto.ca/TWONTO#air_damper
129755 | THR-ACC-DM-0101A | Damper, Discharge, Existing Air Handling Unit AHU-0100A, Headhouse Roof | THR-ACC-AHU-0100A | Air Handling Unit, Headhouse Grit Area Air Supply, Headhouse Roof | Damper/Louver | HVAC |  | DM | http://www.toronto.ca/TWONTO#air_damper
129756 | THR-ACC-DM-0102A | Damper, Intake, Exhaust Fan FN-0100,Headhouse Roof | THR-ACC-FN-0100A | Fan, Centrifugal, Exhaust Air, Headhouse Roof | Damper/Louver | HVAC |  | DM | http://www.toronto.ca/TWONTO#air_damper
129757 | THR-ACC-DM-0103A | Damper, Intake, Exhaust Fan FN-0100,Headhouse Roof | THR-ACC-FN-0100A | Fan, Centrifugal, Exhaust Air, Headhouse Roof | Damper/Louver | HVAC |  | DM | http://www.toronto.ca/TWONTO#air_damper
129758 | THR-ACC-DM-0104 | Damper, Intake, Exhaust Fan FN-0100,Headhouse Roof | THR-ACC-FN-0100A | Fan, Centrifugal, Exhaust Air, Headhouse Roof | Damper/Louver | HVAC |  | DM | http://www.toronto.ca/TWONTO#air_damper
129759 | THR-ACC-DM-0114 | Damper, Isolation, Exhaust Fan FN-0110,Headhouse Roof | THR-ACC-FN-0110 | Fan, Centrifugal, Exhaust Air, Headhouse Roof | Damper/Louver | HVAC |  | DM | http://www.toronto.ca/TWONTO#air_damper
129760 | THR-ACC-DM-0131 | Damper, Discharge, Air Handling Unit AHU-0130, Headhouse Roof | THR-ACC-AHU-0130 | Air Handling Unit, Headhouse Screen Area Air Supply, Headhouse Roof | Damper/Louver | HVAC |  | DM | http://www.toronto.ca/TWONTO#air_damper
129761 | THR-ACC-DM-0141 | Damper, Discharge, Air Handling Unit AHU-140, Headhouse Loading Bay Roof | THR-ACC-AHU-0140 | Air Handling Unit, Headhouse Loading Bay Air Supply, Headhouse Roof | Damper/Louver | HVAC |  | DM | http://www.toronto.ca/TWONTO#air_damper
129762 | THR-ACC-DM-0151 | Damper, Discharge, Air Handling Unit AHU-150, Headhouse Loading Bay Roof | THR-ACC-AHU-0150 | Air Handling Unit, Headhouse Loading Bay Air Supply, Headhouse Roof | Damper/Louver | HVAC |  | DM | http://www.toronto.ca/TWONTO#air_damper
129764 | THR-ACC-DM-0202 | Damper, Intake, Exhaust Fan FN-0200,North Grit | THR-ACC-FN-0200 | Fan,Centrifugal,Main Equipment Room South-West Wall,Main Sub Stn | Damper/Louver | HVAC |  | DM | http://www.toronto.ca/TWONTO#air_damper
129765 | THR-ACC-DM-0203 | Damper, Intake, Exhaust Fan FN-0200,North Grit | THR-ACC-FN-0200 | Fan,Centrifugal,Main Equipment Room South-West Wall,Main Sub Stn | Damper/Louver | HVAC |  | DM | http://www.toronto.ca/TWONTO#air_damper
129766 | THR-ACC-DM-0204 | Damper, Intake, Exhaust Fan FN-0200, North Grit Roof | THR-ACC-FN-0200 | Fan,Centrifugal,Main Equipment Room South-West Wall,Main Sub Stn | Damper/Louver | HVAC |  | DM | http://www.toronto.ca/TWONTO#air_damper
129767 | THR-ACC-DM-0210 | Damper, Intake, Air Handling Unit AHU-0210, North Grit Loading Bay | THR-ACC-AHU-0210 | Air Handling Unit, Air Supply, North Grit Loading Bay Roof | Damper/Louver | HVAC |  | DM | http://www.toronto.ca/TWONTO#air_damper
129768 | THR-ACC-DM-0211 | Damper, Discharge, Air Handling Unit AHU-0210, North Grit Loading Bay | THR-ACC-AHU-0210 | Air Handling Unit, Air Supply, North Grit Loading Bay Roof | Damper/Louver | HVAC |  | DM | http://www.toronto.ca/TWONTO#air_damper
129769 | THR-ACC-DM-0220 | Damper, Intake, Air Handling Unit AHU-0220, North Grit Loading Bay | THR-ACC-AHU-0220 | Air Handling Unit, Air Supply, North Grit Loading Bay Roof | Damper/Louver | HVAC |  | DM | http://www.toronto.ca/TWONTO#air_damper
129770 | THR-ACC-DM-0221 | Damper, Discharge, Air Handling Unit AHU-0220, North Grit Loading Bay | THR-ACC-AHU-0220 | Air Handling Unit, Air Supply, North Grit Loading Bay Roof | Damper/Louver | HVAC |  | DM | http://www.toronto.ca/TWONTO#air_damper
129771 | THR-ACC-DM-0230 | Damper, Intake, Air Handling Unit AHU-0230, North Grit Fan Room | THR-ACC-AHU-0230 | Air Handling Unit, Air Supply, North Grit Fan Room | Damper/Louver | HVAC |  | DM | http://www.toronto.ca/TWONTO#air_damper
129772 | THR-ACC-DM-0231 | Damper, Discharge, Air Handling Unit AHU-0230, North Grit Fan Room | THR-ACC-AHU-0230 | Air Handling Unit, Air Supply, North Grit Fan Room | Damper/Louver | HVAC |  | DM | http://www.toronto.ca/TWONTO#air_damper
129773 | THR-ACC-DM-0232 | Damper, Outside, Intake, Supply Fan FN-0231,AHU-0230, North Grit Storage Room | THR-ACC-AHU-0230 | Air Handling Unit, Air Supply, North Grit Fan Room | Damper/Louver | HVAC |  | DM | http://www.toronto.ca/TWONTO#air_damper
129774 | THR-ACC-DM-0240 | Damper, Intake, Air Handling Unit AHU-0200, North Grit Fan Room | THR-ACC-AHU-0200 | Air Handling Unit, Air Supply, North Grit Fan Room | Damper/Louver | HVAC |  | DM | http://www.toronto.ca/TWONTO#air_damper
129775 | THR-ACC-DM-0241 | Damper, Discharge, Air Handling Unit AHU-0200, North Grit Fan Room | THR-ACC-AHU-0200 | Air Handling Unit, Air Supply, North Grit Fan Room | Damper/Louver | HVAC |  | DM | http://www.toronto.ca/TWONTO#air_damper
129776 | THR-ACC-DM-0244 | Damper, Intake, Exhaust Fan FN-0222, North Grit Roof | THR-ACC-FN-0222 | Fan, Centrifugal, Exhaust Air, North Grit Roof | Damper/Louver | HVAC |  | DM | http://www.toronto.ca/TWONTO#air_damper
129782 | THR-ACC-DM-1011 | Louver,Kiosk, Bridge 1102, Primary Tank#11 | THR-ACC-AC-1011 | Air Conditioner, Bridge Kiosk Primary Tank11 | Damper/Louver | HVAC |  | DM | http://www.toronto.ca/TWONTO#air_damper
129800 | THR-ACC-DM-4200 | Damper, Control, Shutoff, Motorized, Outlet, Gallery T13, FN-4200 | THR-ACC-FN-4200 | Fan, Exhaust, T13 ,Wall Mounted | Damper/Louver | HVAC |  | DM | http://www.toronto.ca/TWONTO#air_damper
129801 | THR-ACC-DM-4201 | Damper, Control, Shutoff, Motorized, Outlet, Gallery T13, FN-4201 | THR-ACC-FN-4201 | Fan, Exhaust, T15 | Damper/Louver | HVAC |  | DM | http://www.toronto.ca/TWONTO#air_damper
129824 | THR-ACC-EPS | Air Conditioning, HVAC, EPS | THR-PRS | Phosphorous Removal System | H.V.A.C.,Air Conditioner | HVAC |  |  | http://www.toronto.ca/TWONTO#collection_of_assets
129825 | THR-ACC-ER | Air Conditioning, AHU, HVAC, Engine Room | THR-OCS-NEW | Odour Control, Biofilter | H.V.A.C.,Air Conditioner | HVAC |  |  | http://www.toronto.ca/TWONTO#collection_of_assets
129826 | THR-ACC-EV-0003 | Air Conditioning, Cooling & Fan Unit, Electrical Room,Plant Water Bldg | THR-ACC-CU-4803 | Condensing Unit, Air Conditioning, NE Roof, West Substation | H.V.A.C.,Air Conditioner | HVAC |  | EV | http://www.toronto.ca/TWONTO#air_condition
129827 | THR-ACC-EV-0003 | Air Conditioning, Cooling & Fan Unit, Electrical Room,Plant Water Bldg | THR-ACC-PRM | Heating, Ventilation and Air Conditioning, Primaries | H.V.A.C.,Air Conditioner | HVAC |  | EV | http://www.toronto.ca/TWONTO#air_condition
129828 | THR-ACC-EV-0003 | Air Conditioning, Cooling & Fan Unit, Electrical Room,Plant Water Bldg | THR-ACC-WA4 | Air Conditioning, AHU, HVAC,Work Area4 | H.V.A.C.,Air Conditioner | HVAC |  | EV | http://www.toronto.ca/TWONTO#air_condition
129829 | THR-ACC-EV-3601 | Evaporator,1,Cooling,Electrical Room,East Workshop | THR-ACC-CU-3601 | Air Conditioning, Condensing Unit, East Maintenance Building | H.V.A.C.,Air Conditioner | HVAC |  | EV | http://www.toronto.ca/TWONTO#AC_evaporator_unit
129830 | THR-ACC-EV-3601 | Evaporator,1,Cooling,Electrical Room,East Workshop | THR-ACC-CU-4803 | Condensing Unit, Air Conditioning, NE Roof, West Substation | H.V.A.C.,Air Conditioner | HVAC |  | EV | http://www.toronto.ca/TWONTO#AC_evaporator_unit
129831 | THR-ACC-EV-3601 | Evaporator,1,Cooling,Electrical Room,East Workshop | THR-ACC-PRM | Heating, Ventilation and Air Conditioning, Primaries | H.V.A.C.,Air Conditioner | HVAC |  | EV | http://www.toronto.ca/TWONTO#AC_evaporator_unit
129832 | THR-ACC-EV-3601 | Evaporator,1,Cooling,Electrical Room,East Workshop | THR-ACC-WA4 | Air Conditioning, AHU, HVAC,Work Area4 | H.V.A.C.,Air Conditioner | HVAC |  | EV | http://www.toronto.ca/TWONTO#AC_evaporator_unit
129833 | THR-ACC-EV-3602 | Evaporator,2,Cooling,Electrical Room,East Workshop | THR-ACC-WA4 | Air Conditioning, AHU, HVAC,Work Area4 | H.V.A.C.,Air Conditioner | HVAC |  | EV | http://www.toronto.ca/TWONTO#AC_evaporator_unit
129955 | THR-ACC-FN-4801 | Fan, Inline Centrifugal, Exhaust, SE Wall, Control Room, West Substation | THR-ACC-FN | Air Conditoning, Fans, Gallery Ventilation, Supply and Exhaust | Fan,Centrifugal | HVAC |  | FN | http://www.toronto.ca/TWONTO#blower_or_fan_with_drive
129957 | THR-ACC-FPW | Air Conditioning, HVAC, Filtered Plant Water Building | THR-ACC-HVAC | Air Conditioning, Heating, Ventilation & Air Conditioning | H.V.A.C.,Air Conditioner | HVAC |  |  | http://www.toronto.ca/TWONTO#collection_of_assets
129958 | THR-ACC-FPW | Air Conditioning, HVAC, Filtered Plant Water Building | THR-ACC-WA4 | Air Conditioning, AHU, HVAC,Work Area4 | H.V.A.C.,Air Conditioner | HVAC |  |  | http://www.toronto.ca/TWONTO#collection_of_assets
129959 | THR-ACC-FPW | Air Conditioning, HVAC, Filtered Plant Water Building | THR-FPW | Filtered Plant Water | H.V.A.C.,Air Conditioner | HVAC |  |  | http://www.toronto.ca/TWONTO#collection_of_assets
129991 | THR-ACC-FT | Air Conditioning, Fans, Exhaust, Final Tanks & Galleries | THR-ACC-HVAC | Air Conditioning, Heating, Ventilation & Air Conditioning | H.V.A.C.,Air Conditioner | HVAC |  |  | http://www.toronto.ca/TWONTO#collection_of_assets
129992 | THR-ACC-FT | Air Conditioning, Fans, Exhaust, Final Tanks & Galleries | THR-ACC-WA3 | Air Conditioning, Boiler, Fans & AHU | H.V.A.C.,Air Conditioner | HVAC |  |  | http://www.toronto.ca/TWONTO#collection_of_assets
129993 | THR-ACC-FT | Air Conditioning, Fans, Exhaust, Final Tanks & Galleries | THR-FT | Final Tank | H.V.A.C.,Air Conditioner | HVAC |  |  | http://www.toronto.ca/TWONTO#collection_of_assets
129998 | THR-ACC-GRIT | Heating, Ventilation and Air Conditioning, Grit Building | THR-ACC-WA3 | Air Conditioning, Boiler, Fans & AHU |  | HVAC |  |  | http://www.toronto.ca/TWONTO#collection_of_assets
129999 | THR-ACC-GRIT | Heating, Ventilation and Air Conditioning, Grit Building | THR-PLT | Preliminary Treatment |  | HVAC |  |  | http://www.toronto.ca/TWONTO#collection_of_assets
130000 | THR-ACC-GRIT | Heating, Ventilation and Air Conditioning, Grit Building | THR-PRM | Primary Treatment |  | HVAC |  |  | http://www.toronto.ca/TWONTO#collection_of_assets
130003 | THR-ACC-HCP1 | Heating and Cooling Pumps,WA1 | THR-ACC-WA1 | Air Conditioning, AHU, HVAC,Work Area1 | Analyzer,ORP | HVAC |  |  | http://www.toronto.ca/TWONTO#collection_of_assets
130004 | THR-ACC-HCP1 | Heating and Cooling Pumps,WA1 | THR-DCL | Dechlorination | Analyzer,ORP | HVAC |  |  | http://www.toronto.ca/TWONTO#collection_of_assets
130005 | THR-ACC-HCP2 | Heating and Cooling Pumps, WA2 | THR-ACC-WA3 | Air Conditioning, Boiler, Fans & AHU | Analyzer,ORP | HVAC |  |  | http://www.toronto.ca/TWONTO#collection_of_assets
130021 | THR-ACC-HH | Heating, Ventilation and Air Conditioning, Head House | THR-ACC-WA3 | Air Conditioning, Boiler, Fans & AHU |  | HVAC |  |  | http://www.toronto.ca/TWONTO#collection_of_assets
130022 | THR-ACC-HH | Heating, Ventilation and Air Conditioning, Head House | THR-OCS-NEW | Odour Control, Biofilter |  | HVAC |  |  | http://www.toronto.ca/TWONTO#collection_of_assets
130023 | THR-ACC-HH | Heating, Ventilation and Air Conditioning, Head House | THR-PRM | Primary Treatment |  | HVAC |  |  | http://www.toronto.ca/TWONTO#collection_of_assets
130128 | THR-ACC-NR-610 | Air Handling Unit, Engine Room Workshop | THR-ACC-HVAC | Air Conditioning, Heating, Ventilation & Air Conditioning | H.V.A.C.,Heater,Unit | HVAC |  | NR | http://www.toronto.ca/TWONTO#air_handler_unit
130129 | THR-ACC-NR-611 | Air Handling Unit, Engine Room Workshop | THR-ACC-ADM | Air Conditioning, HVAC, Admin Building | H.V.A.C.,Heater,Unit | HVAC |  | NR | http://www.toronto.ca/TWONTO#air_handler_unit
130130 | THR-ACC-NR-641 | HVAC Unit & Fan, West Maintenance Shop | THR-ACC-ADM | Air Conditioning, HVAC, Admin Building | H.V.A.C.,Heater,Unit | HVAC |  | NR | http://www.toronto.ca/TWONTO#heater
130131 | THR-ACC-NR-642 | HVAC Unit & Fan, West Maintenance Shop | THR-ACC-ADM | Air Conditioning, HVAC, Admin Building | H.V.A.C.,Heater,Unit | HVAC |  | NR | http://www.toronto.ca/TWONTO#heater
130132 | THR-ACC-NR-643 | HVAC Unit & Fan, West Maintenance Shop | THR-ACC-ADM | Air Conditioning, HVAC, Admin Building | H.V.A.C.,Heater,Unit | HVAC |  | NR | http://www.toronto.ca/TWONTO#heater
130133 | THR-ACC-NR-644 | HVAC Unit & Fan, West Maintenance Shop | THR-ACC-ADM | Air Conditioning, HVAC, Admin Building | H.V.A.C.,Heater,Unit | HVAC |  | NR | http://www.toronto.ca/TWONTO#heater
130134 | THR-ACC-NR-645 | HVAC Unit & Fan, West Maintenance Shop Ceiling | THR-ACC-ADM | Air Conditioning, HVAC, Admin Building | H.V.A.C.,Heater,Unit | HVAC |  | NR | http://www.toronto.ca/TWONTO#heater
130135 | THR-ACC-NR-646 | HVAC Unit & Fan, West Maintenance Shop Ceiling | THR-ACC-ADM | Air Conditioning, HVAC, Admin Building | H.V.A.C.,Heater,Unit | HVAC |  | NR | http://www.toronto.ca/TWONTO#heater
130136 | THR-ACC-NR-647 | HVAC Unit & Fan, West Maintenance Shop Ceiling | THR-ACC-ADM | Air Conditioning, HVAC, Admin Building | H.V.A.C.,Heater,Unit | HVAC |  | NR | http://www.toronto.ca/TWONTO#heater
130137 | THR-ACC-NR-648 | HVAC Unit & Fan, West Maintenance Shop Ceiling | THR-ACC-ADM | Air Conditioning, HVAC, Admin Building | H.V.A.C.,Heater,Unit | HVAC |  | NR | http://www.toronto.ca/TWONTO#heater
130138 | THR-ACC-NR-649 | HVAC Unit & Fan, Maintenance Planner Office | THR-ACC-ADM | Air Conditioning, HVAC, Admin Building | H.V.A.C.,Heater,Unit | HVAC |  | NR | http://www.toronto.ca/TWONTO#heater
130139 | THR-ACC-NR-650 | HVAC Unit & Fan, D. Vatafu Office | THR-ACC-ADM | Air Conditioning, HVAC, Admin Building | H.V.A.C.,Heater,Unit | HVAC |  | NR | http://www.toronto.ca/TWONTO#heater
130140 | THR-ACC-NR-651 | HVAC Unit & Fan, N. Kurian Office | THR-ACC-ADM | Air Conditioning, HVAC, Admin Building | H.V.A.C.,Heater,Unit | HVAC |  | NR | http://www.toronto.ca/TWONTO#heater
130141 | THR-ACC-NR-652 | HVAC Unit & Fan, K. Mahadeo Office | THR-ACC-ADM | Air Conditioning, HVAC, Admin Building | H.V.A.C.,Heater,Unit | HVAC |  | NR | http://www.toronto.ca/TWONTO#heater
130142 | THR-ACC-NR-653 | HVAC Unit & Fan, Igor Office | THR-ACC-ADM | Air Conditioning, HVAC, Admin Building | H.V.A.C.,Heater,Unit | HVAC |  | NR | http://www.toronto.ca/TWONTO#heater
130143 | THR-ACC-NR-653A | Air Conditioner(AC), Unit,LENNOX, Head House Roof,Admin Bldg | THR-ACC-ADM | Air Conditioning, HVAC, Admin Building | H.V.A.C.,Air Conditioner | HVAC |  | NR | http://www.toronto.ca/TWONTO#air_condition
130144 | THR-ACC-NR-657 | HVAC Unit & Fan, Supervisors Washroom | THR-ACC-ADM | Air Conditioning, HVAC, Admin Building | H.V.A.C.,Heater,Unit | HVAC |  | NR | http://www.toronto.ca/TWONTO#heater
130145 | THR-ACC-NR-661 | HVAC Unit & Fan, Ground Floor, Machine Shop NW Ceiling | THR-ACC-ADM | Air Conditioning, HVAC, Admin Building | H.V.A.C.,Heater,Unit | HVAC |  | NR | http://www.toronto.ca/TWONTO#heater
130146 | THR-ACC-NR-662 | HVAC Unit & Fan, Ground Floor, Machine Shop NE Ceiling | THR-ACC-ADM | Air Conditioning, HVAC, Admin Building | H.V.A.C.,Heater,Unit | HVAC |  | NR | http://www.toronto.ca/TWONTO#heater
130147 | THR-ACC-NR-664 | HVAC Unit & Fan, Ground Floor near Changeroom East of Hallway | THR-ACC-ADM | Air Conditioning, HVAC, Admin Building | H.V.A.C.,Heater,Unit | HVAC |  | NR | http://www.toronto.ca/TWONTO#heater
130148 | THR-ACC-NR-665 | HVAC Unit & Fan, Admin Lunch Room | THR-ACC-ADM | Air Conditioning, HVAC, Admin Building | H.V.A.C.,Heater,Unit | HVAC |  | NR | http://www.toronto.ca/TWONTO#heater
130149 | THR-ACC-NR-668 | HVAC Unit & Fan, Admin Lunch Room | THR-ACC-ADM | Air Conditioning, HVAC, Admin Building | H.V.A.C.,Heater,Unit | HVAC |  | NR | http://www.toronto.ca/TWONTO#heater
130150 | THR-ACC-NR-669 | HVAC Unit & Fan, Main Floor Hallway | THR-ACC-ADM | Air Conditioning, HVAC, Admin Building | H.V.A.C.,Heater,Unit | HVAC |  | NR | http://www.toronto.ca/TWONTO#heater
130151 | THR-ACC-NR-670 | HVAC Unit & Fan, Across Admin Lunch Room | THR-ACC-ADM | Air Conditioning, HVAC, Admin Building | H.V.A.C.,Heater,Unit | HVAC |  | NR | http://www.toronto.ca/TWONTO#heater
130152 | THR-ACC-NR-671 | HVAC Unit & Fan, Small Board Room | THR-ACC-ADM | Air Conditioning, HVAC, Admin Building | H.V.A.C.,Heater,Unit | HVAC |  | NR | http://www.toronto.ca/TWONTO#heater
130153 | THR-ACC-NR-676 | HVAC Unit & Fan, Women's Wash Room | THR-ACC-ADM | Air Conditioning, HVAC, Admin Building | H.V.A.C.,Heater,Unit | HVAC |  | NR | http://www.toronto.ca/TWONTO#heater
130154 | THR-ACC-NR-679 | HVAC Unit & Fan, Main Floor C. Gonzales Office | THR-ACC-ADM | Air Conditioning, HVAC, Admin Building | H.V.A.C.,Heater,Unit | HVAC |  | NR | http://www.toronto.ca/TWONTO#heater
130155 | THR-ACC-NR-680 | HVAC Unit & Fan, Main Floor B. Morice Office | THR-ACC-ADM | Air Conditioning, HVAC, Admin Building | H.V.A.C.,Heater,Unit | HVAC |  | NR | http://www.toronto.ca/TWONTO#heater
130156 | THR-ACC-NR-681 | HVAC Unit & Fan, Main Floor ITSS Office | THR-ACC-ADM | Air Conditioning, HVAC, Admin Building | H.V.A.C.,Heater,Unit | HVAC |  | NR | http://www.toronto.ca/TWONTO#heater
130157 | THR-ACC-NR-682 | HVAC Unit & Fan, Main Floor Front Office | THR-ACC-ADM | Air Conditioning, HVAC, Admin Building | H.V.A.C.,Heater,Unit | HVAC |  | NR | http://www.toronto.ca/TWONTO#heater
130158 | THR-ACC-NR-684 | HVAC Unit & Fan, Main Floor R. Szigeti Office | THR-ACC-ADM | Air Conditioning, HVAC, Admin Building | H.V.A.C.,Heater,Unit | HVAC |  | NR | http://www.toronto.ca/TWONTO#heater
130159 | THR-ACC-NR-685 | HVAC Unit & Fan, Main Floor Office | THR-ACC-ADM | Air Conditioning, HVAC, Admin Building | H.V.A.C.,Heater,Unit | HVAC |  | NR | http://www.toronto.ca/TWONTO#heater
130160 | THR-ACC-NR-686 | HVAC Unit & Fan, Main Floor Spare Office at End of Hallway | THR-ACC-ADM | Air Conditioning, HVAC, Admin Building | H.V.A.C.,Heater,Unit | HVAC |  | NR | http://www.toronto.ca/TWONTO#heater
130161 | THR-ACC-NR-687 | HVAC Unit & Fan, Main Floor, End of Hallway, Ceiling | THR-ACC-ADM | Air Conditioning, HVAC, Admin Building | H.V.A.C.,Heater,Unit | HVAC |  | NR | http://www.toronto.ca/TWONTO#heater
130162 | THR-ACC-NR-689 | HVAC Unit & Fan, Main Floor Board Room | THR-ACC-ADM | Air Conditioning, HVAC, Admin Building | H.V.A.C.,Heater,Unit | HVAC |  | NR | http://www.toronto.ca/TWONTO#heater
130163 | THR-ACC-NR-692 | HVAC Unit & Fan, Main Floor Near Board Room | THR-ACC-ADM | Air Conditioning, HVAC, Admin Building | H.V.A.C.,Heater,Unit | HVAC |  | NR | http://www.toronto.ca/TWONTO#heater
130164 | THR-ACC-NR-694 | HVAC Unit & Fan, Main Lobby Reception | THR-ACC-ADM | Air Conditioning, HVAC, Admin Building | H.V.A.C.,Heater,Unit | HVAC |  | NR | http://www.toronto.ca/TWONTO#heater
130165 | THR-ACC-NR-700 | HVAC Unit & Fan, Main Floor Board Room | THR-ACC-ADM | Air Conditioning, HVAC, Admin Building | H.V.A.C.,Heater,Unit | HVAC |  | NR | http://www.toronto.ca/TWONTO#heater
130166 | THR-ACC-NR-703 | HVAC Unit & Fan, Electrical Shop | THR-ACC-ADM | Air Conditioning, HVAC, Admin Building | H.V.A.C.,Heater,Unit | HVAC |  | NR | http://www.toronto.ca/TWONTO#heater
130167 | THR-ACC-NR-704 | HVAC Unit & Fan, Electrical Shop | THR-ACC-ADM | Air Conditioning, HVAC, Admin Building | H.V.A.C.,Heater,Unit | HVAC |  | NR | http://www.toronto.ca/TWONTO#heater
130168 | THR-ACC-NR-712 | HVAC Unit & Fan, Instrument Shop | THR-ACC-ADM | Air Conditioning, HVAC, Admin Building | H.V.A.C.,Heater,Unit | HVAC |  | NR | http://www.toronto.ca/TWONTO#heater
130169 | THR-ACC-NR-713 | HVAC Unit & Fan, Instrument Shop | THR-ACC-ADM | Air Conditioning, HVAC, Admin Building | H.V.A.C.,Heater,Unit | HVAC |  | NR | http://www.toronto.ca/TWONTO#heater
130170 | THR-ACC-NR-721 | HVAC Unit & Fan, Control Room Corridor | THR-ACC-ADM | Air Conditioning, HVAC, Admin Building | H.V.A.C.,Heater,Unit | HVAC |  | NR | http://www.toronto.ca/TWONTO#heater
130171 | THR-ACC-NR-722 | HVAC Unit & Fan, Men's Wash Room Corridor | THR-ACC-ADM | Air Conditioning, HVAC, Admin Building | H.V.A.C.,Heater,Unit | HVAC |  | NR | http://www.toronto.ca/TWONTO#heater
130172 | THR-ACC-NR-723 | HVAC Unit & Fan, Men's Wash Room Corridor | THR-ACC-ADM | Air Conditioning, HVAC, Admin Building | H.V.A.C.,Heater,Unit | HVAC |  | NR | http://www.toronto.ca/TWONTO#heater
130173 | THR-ACC-NR-724 | HVAC Unit & Fan, Lunch Room | THR-ACC-ADM | Air Conditioning, HVAC, Admin Building | H.V.A.C.,Heater,Unit | HVAC |  | NR | http://www.toronto.ca/TWONTO#heater
130174 | THR-ACC-NR-725 | HVAC Unit & Fan, Admin Bldg., 2nd Floor Lunch Room | THR-ACC-ADM | Air Conditioning, HVAC, Admin Building | H.V.A.C.,Heater,Unit | HVAC |  | NR | http://www.toronto.ca/TWONTO#heater
130175 | THR-ACC-NR-726 | HVAC Unit & Fan, Lunch Room | THR-ACC-ADM | Air Conditioning, HVAC, Admin Building | H.V.A.C.,Heater,Unit | HVAC |  | NR | http://www.toronto.ca/TWONTO#heater
130176 | THR-ACC-NR-729 | HVAC Unit & Fan, Lunch Room | THR-ACC-ADM | Air Conditioning, HVAC, Admin Building | H.V.A.C.,Heater,Unit | HVAC |  | NR | http://www.toronto.ca/TWONTO#heater
130177 | THR-ACC-NR-732 | HVAC Unit & Fan, 2nd Floor, PCS Staff Office | THR-ACC-ADM | Air Conditioning, HVAC, Admin Building | H.V.A.C.,Heater,Unit | HVAC |  | NR | http://www.toronto.ca/TWONTO#heater
130178 | THR-ACC-NR-733 | HVAC Unit & Fan, 2nd Floor Chemist Office | THR-ACC-ADM | Air Conditioning, HVAC, Admin Building | H.V.A.C.,Heater,Unit | HVAC |  | NR | http://www.toronto.ca/TWONTO#heater
130179 | THR-ACC-NR-734 | HVAC Unit & Fan, 2nd Floor Corridor, West Wall | THR-ACC-ADM | Air Conditioning, HVAC, Admin Building | H.V.A.C.,Heater,Unit | HVAC |  | NR | http://www.toronto.ca/TWONTO#heater
130180 | THR-ACC-NR-735 | HVAC Unit & Fan, Laboratory near Refridgerator | THR-ACC-ADM | Air Conditioning, HVAC, Admin Building | H.V.A.C.,Heater,Unit | HVAC |  | NR | http://www.toronto.ca/TWONTO#heater
130181 | THR-ACC-NR-736 | HVAC Unit & Fan, Lab. East Wall | THR-ACC-ADM | Air Conditioning, HVAC, Admin Building | H.V.A.C.,Heater,Unit | HVAC |  | NR | http://www.toronto.ca/TWONTO#heater
130182 | THR-ACC-NR-738 | HVAC Unit & Fan, 2nd Floor Lab. Corridor | THR-ACC-ADM | Air Conditioning, HVAC, Admin Building | H.V.A.C.,Heater,Unit | HVAC |  | NR | http://www.toronto.ca/TWONTO#heater
130183 | THR-ACC-NR-741 | HVAC Unit & Fan, 2nd Floor North Stairwell | THR-ACC-ADM | Air Conditioning, HVAC, Admin Building | H.V.A.C.,Heater,Unit | HVAC |  | NR | http://www.toronto.ca/TWONTO#heater
130184 | THR-ACC-NR-781 | HVAC, Heater, Baseboard,Chlorine Bldg | THR-ACC-DIS | Air Conditioning, HVAC, Chlorine Building | H.V.A.C.,Heater,Unit | HVAC |  | NR | http://www.toronto.ca/TWONTO#heater
130185 | THR-ACC-NR-782 | HVAC, Heater, Baseboard,Chlorine Bldg | THR-ACC-DIS | Air Conditioning, HVAC, Chlorine Building | H.V.A.C.,Heater,Unit | HVAC |  | NR | http://www.toronto.ca/TWONTO#heater
130186 | THR-ACC-NR-783 | HVAC, Heater, Baseboard,C | THR-ACC-DIS | Air Conditioning, HVAC, Chlorine Building | H.V.A.C.,Heater,Unit | HVAC |  | NR | http://www.toronto.ca/TWONTO#heater
130187 | THR-ACC-NR-785 | HVAC, Heater Unit and Fan, Dechlorination Bldg | THR-ACC-DCL | Air Conditioning, HVAC, Dechlorination Building | H.V.A.C.,Heater,Unit | HVAC |  | NR | http://www.toronto.ca/TWONTO#heater
130188 | THR-ACC-NR-787 | HVAC, Heater Unit & Fan, Dechlorination Bldg | THR-ACC-DCL | Air Conditioning, HVAC, Dechlorination Building | H.V.A.C.,Heater,Unit | HVAC |  | NR | http://www.toronto.ca/TWONTO#heater
130189 | THR-ACC-NR-788 | HVAC, Heater Unit & Fan,Chlorine Bldg | THR-ACC-DIS | Air Conditioning, HVAC, Chlorine Building | H.V.A.C.,Heater,Unit | HVAC |  | NR | http://www.toronto.ca/TWONTO#heater
130190 | THR-ACC-NR-790 | HVAC, Heater Unit & Fan,Chlorine Bldg | THR-ACC-DIS | Air Conditioning, HVAC, Chlorine Building | H.V.A.C.,Heater,Unit | HVAC |  | NR | http://www.toronto.ca/TWONTO#heater
130191 | THR-ACC-NR-792 | HVAC, Heater Unit & Fan (Removed from Service) | THR-ACC-DIS | Air Conditioning, HVAC, Chlorine Building | H.V.A.C.,Heater,Unit | HVAC | 35146 | NR | http://www.toronto.ca/TWONTO#heater
130192 | THR-ACC-NR-797 | HVAC, Heater Unit & Fan,Chlorine Bldg | THR-ACC-DIS | Air Conditioning, HVAC, Chlorine Building | H.V.A.C.,Heater,Unit | HVAC |  | NR | http://www.toronto.ca/TWONTO#heater
130193 | THR-ACC-NR-798 | HVAC, Heater Unit & Fan,Chlorine Bldg | THR-ACC-DIS | Air Conditioning, HVAC, Chlorine Building | H.V.A.C.,Heater,Unit | HVAC |  | NR | http://www.toronto.ca/TWONTO#heater
130194 | THR-ACC-NR-799 | HVAC, Heater Unit & Fan,Chlorine Bldg | THR-ACC-DIS | Air Conditioning, HVAC, Chlorine Building | H.V.A.C.,Heater,Unit | HVAC |  | NR | http://www.toronto.ca/TWONTO#heater
130208 | THR-ACC-NU-558 | Make Up Air w/ Electric Heater, Grit Building, Stores Ceiling | THR-ACC-GRIT | Heating, Ventilation and Air Conditioning, Grit Building | H.V.A.C. | HVAC |  | NU | http://www.toronto.ca/TWONTO#heater
130228 | THR-ACC-NU-712 | Air Handling Unit, Ferrous Chloride Bldg. | THR-ACC-PRS | Heating, Ventilation and Air Conditioning, Ferrous Chloride Building | H.V.A.C. | HVAC |  | NU | http://www.toronto.ca/TWONTO#air_handler_unit
130237 | THR-ACC-NX-501 | A/C Unit, Men's Locker Room, Admin. Bldg. | THR-ACC-ADM | Air Conditioning, HVAC, Admin Building | H.V.A.C.,Air Conditioner | HVAC |  | NX | http://www.toronto.ca/TWONTO#air_condition
130238 | THR-ACC-NX-502 | A/C Unit, Men's Locker Room, Admin. Bldg. | THR-ACC-ADM | Air Conditioning, HVAC, Admin Building | H.V.A.C.,Air Conditioner | HVAC |  | NX | http://www.toronto.ca/TWONTO#air_condition
130263 | THR-ACC-NX-650 | A/C Unit, Nurse Office, Admin Bldg. Roof | THR-ACC-ADM | Air Conditioning, HVAC, Admin Building | H.V.A.C.,Air Conditioner | HVAC |  | NX | http://www.toronto.ca/TWONTO#air_condition
130288 | THR-ACC-NX-716 | Heating and Cooling Unit for Training Room | THR-ACC-HH | Heating, Ventilation and Air Conditioning, Head House | H.V.A.C. | HVAC |  | NX | http://www.toronto.ca/TWONTO#air_condition
130302 | THR-ACC-NX-744 | HVAC, Air Conditioning Unit, Centralized AC,Chlorine Bldg | THR-ACC-DIS | Air Conditioning, HVAC, Chlorine Building | H.V.A.C.,Air Conditioner | HVAC |  | NX | http://www.toronto.ca/TWONTO#air_condition
130303 | THR-ACC-NX-750 | A/C Unit, Control Room, Admin Bldg. Roof | THR-ACC-ADM | Air Conditioning, HVAC, Admin Building | H.V.A.C.,Air Conditioner | HVAC |  | NX | http://www.toronto.ca/TWONTO#air_condition
130308 | THR-ACC-NX-778 | Humidifier, Adminitration Building | THR-ACC-ADM | Air Conditioning, HVAC, Admin Building | Air Handling Unit | HVAC |  | NX | http://www.toronto.ca/TWONTO#humidier
130309 | THR-ACC-NX-778 | Humidifier, Adminitration Building | THR-ACC-WA3 | Air Conditioning, Boiler, Fans & AHU | Air Handling Unit | HVAC |  | NX | http://www.toronto.ca/TWONTO#humidier
130315 | THR-ACC-NX-791 | Air Handling Unit, Chlorine Bldg. | THR-ACC-DIS | Air Conditioning, HVAC, Chlorine Building | Air Handling Unit | HVAC |  | NX | http://www.toronto.ca/TWONTO#air_handler_unit
130316 | THR-ACC-NX-792 | Air Handling Unit, Chlorine Bldg. | THR-ACC-DIS | Air Conditioning, HVAC, Chlorine Building | Air Handling Unit | HVAC |  | NX | http://www.toronto.ca/TWONTO#air_handler_unit
130340 | THR-ACC-OCS | Air Conditioning, HVAC, Odour Control Bldg. | THR-ACC-WA3 | Air Conditioning, Boiler, Fans & AHU | H.V.A.C.,Air Conditioner | HVAC |  |  | http://www.toronto.ca/TWONTO#collection_of_assets
130445 | THR-ACC-PRM | Heating, Ventilation and Air Conditioning, Primaries | THR-ACC-HVAC | Air Conditioning, Heating, Ventilation & Air Conditioning |  | HVAC |  |  | http://www.toronto.ca/TWONTO#collection_of_assets
130446 | THR-ACC-PRM | Heating, Ventilation and Air Conditioning, Primaries | THR-OCS-NEW | Odour Control, Biofilter |  | HVAC |  |  | http://www.toronto.ca/TWONTO#collection_of_assets
130447 | THR-ACC-PRS | Heating, Ventilation and Air Conditioning, Ferrous Chloride Building | THR-ACC-WA4 | Air Conditioning, AHU, HVAC,Work Area4 |  | HVAC |  |  | http://www.toronto.ca/TWONTO#collection_of_assets
130448 | THR-ACC-PRS | Heating, Ventilation and Air Conditioning, Ferrous Chloride Building | THR-PRS | Phosphorous Removal System |  | HVAC |  |  | http://www.toronto.ca/TWONTO#collection_of_assets
130500 | THR-ACC-T&G | Air Conditioning, AHU, HVAC, Tunnels & Galleries | THR-ACC-WA3 | Air Conditioning, Boiler, Fans & AHU | H.V.A.C.,Air Conditioner | HVAC |  |  | http://www.toronto.ca/TWONTO#collection_of_assets
130526 | THR-ACC-THK | Air Conditioning, AHU, HVAC, STB | THR-ACC-HVAC | Air Conditioning, Heating, Ventilation & Air Conditioning | H.V.A.C.,Air Conditioner | HVAC |  |  | http://www.toronto.ca/TWONTO#collection_of_assets
130527 | THR-ACC-THK | Air Conditioning, AHU, HVAC, STB | THR-ACC-WA1 | Air Conditioning, AHU, HVAC,Work Area1 | H.V.A.C.,Air Conditioner | HVAC |  |  | http://www.toronto.ca/TWONTO#collection_of_assets
130672 | THR-ACC-TSL-4800 | Switch, Temperature, HTR-4800, NW Wall, Electrical Room, West Substation | THR-ACC-HTR-4800 | Heater, Unit, Electric, NW Wall, Electrical Room, West Substation | Switch,Temperature-Low | HVAC |  | TSL | http://www.toronto.ca/TWONTO#temperature_switch
130673 | THR-ACC-TSL-4801 | Switch, Temperature, HTR-4801, NE Wall, Electrical Room, West Substation | THR-ACC-HTR-4801 | Heater, Unit, Electric, NE Wall, Electrical Room, West Substation | Switch,Temperature-Low | HVAC |  | TSL | http://www.toronto.ca/TWONTO#temperature_switch
133891 | THR-DIS-AHU-0100 | HVAC, Air Conditioning Unit, Chlorine Bldg,Roof | THR-ACC-DIS | Air Conditioning, HVAC, Chlorine Building | H.V.A.C.,Air Conditioner | HVAC |  | AHU | http://www.toronto.ca/TWONTO#air_condition
133985 | THR-DIS-FN-0100 | Fan, Workshop, Disinfection Building Roof | THR-DIS | Disinfection | Fan | HVAC |  | FN | http://www.toronto.ca/TWONTO#blower_or_fan_with_drive
136641 | THR-HVAC-ACB | Heating, Ventilation and Air Conditioning, Air Compressor Building | THR-ACC-HVAC | Air Conditioning, Heating, Ventilation & Air Conditioning |  | HVAC |  |  | http://www.toronto.ca/TWONTO#collection_of_assets
136642 | THR-HVAC-HPBB | Heating, Ventilation and Air Conditioning, High Pressure Blower Building | THR-ACC-HVAC | Air Conditioning, Heating, Ventilation & Air Conditioning |  | HVAC |  |  | http://www.toronto.ca/TWONTO#collection_of_assets
136643 | THR-HVAC-HPBB | Heating, Ventilation and Air Conditioning, High Pressure Blower Building | THR-AER-BL | Aeration Blowers |  | HVAC |  |  | http://www.toronto.ca/TWONTO#collection_of_assets
136644 | THR-HVAC-WS | Heating, Ventilation and Air Conditioning, West Substation | THR-ACC-WA3 | Air Conditioning, Boiler, Fans & AHU |  | HVAC |  |  | http://www.toronto.ca/TWONTO#collection_of_assets
136956 | THR-OCS-DM-0041 | Damper, Butterfly, Suction, Fan 0040, South Biofilter | THR-OCS-FN-0040 | Fan, Centrifugal, Odourous Air, South Biofilter | Damper/Louver | HVAC |  | DM | http://www.toronto.ca/TWONTO#air_damper
136957 | THR-OCS-DM-0042 | Damper, Butterfly, Discharge, Fan 0040, South Biofilter | THR-OCS-FN-0040 | Fan, Centrifugal, Odourous Air, South Biofilter | Damper/Louver | HVAC |  | DM | http://www.toronto.ca/TWONTO#air_damper
136958 | THR-OCS-DM-0051 | Damper, Butterfly, Suction, Fan 0050, South Biofilter | THR-OCS-FN-0050 | Fan, Centrifugal, Odourous Air, South Biofilter | Damper/Louver | HVAC |  | DM | http://www.toronto.ca/TWONTO#air_damper
136959 | THR-OCS-DM-0052 | Damper, Butterfly, Discharge, Fan 0050, South Biofilter | THR-OCS-FN-0050 | Fan, Centrifugal, Odourous Air, South Biofilter | Damper/Louver | HVAC |  | DM | http://www.toronto.ca/TWONTO#air_damper
136960 | THR-OCS-DM-0062 | Damper, Butterfly, Discharge, Fan 0060, Carbon System - Omitted | THR-OCS-FN-0060 | Fan, Centrifugal, Odourous Air, Carbon System | Damper/Louver | HVAC |  | DM | http://www.toronto.ca/TWONTO#air_damper
136961 | THR-OCS-DM-2207 | Damper, Butterfly, Suction, Fan 2200, North Biofilter | THR-OCS-FN-2200 | Fan, Centrifugal, Odourous Air, North Biofilter | Damper/Louver | HVAC |  | DM | http://www.toronto.ca/TWONTO#air_damper
136962 | THR-OCS-DM-2208 | Damper, Butterfly, Discharge, Fan 2200, North Biofilter | THR-OCS-FN-2200 | Fan, Centrifugal, Odourous Air, North Biofilter | Damper/Louver | HVAC |  | DM | http://www.toronto.ca/TWONTO#air_damper
136963 | THR-OCS-DM-2227 | Damper, Butterfly, Suction, Fan 2220, North Biofilter | THR-OCS-FN-2220 | Fan, Centrifugal, Odourous Air, North Biofilter | Damper/Louver | HVAC |  | DM | http://www.toronto.ca/TWONTO#air_damper
139697 | TNT-ACC-AC-2003A | Air Conditioner | TNT-ACC-AC | HVAC- Air conditioner and cooling units | H.V.A.C.,Air Conditioner | HVAC |  | AC | http://www.toronto.ca/TWONTO#air_condition
139698 | TNT-ACC-AC-2006A | Air Conditioner | TNT-ACC-AC | HVAC- Air conditioner and cooling units | H.V.A.C.,Air Conditioner | HVAC |  | AC | http://www.toronto.ca/TWONTO#air_condition
139699 | TNT-ACC-AC-2007A | Air Conditioner | TNT-ACC-AC | HVAC- Air conditioner and cooling units | H.V.A.C.,Air Conditioner | HVAC |  | AC | http://www.toronto.ca/TWONTO#air_condition
139700 | TNT-ACC-AC-2009A | Air Conditioner | TNT-ACC-AC | HVAC- Air conditioner and cooling units | H.V.A.C.,Air Conditioner | HVAC |  | AC | http://www.toronto.ca/TWONTO#air_condition
139702 | TNT-ACC-AHU-1602 | Air handling unit | TNT-ACC-AHU | HVAC- AHUs and Fans | Air Handling Unit | HVAC |  | AHU | http://www.toronto.ca/TWONTO#air_handler_unit
139703 | TNT-ACC-AHU-1603 | Air handling unit | TNT-ACC-AHU | HVAC- AHUs and Fans | Air Handling Unit | HVAC |  | AHU | http://www.toronto.ca/TWONTO#air_handler_unit
139707 | TNT-ACC-CU-2006B | Air Conditioner, outdoor condensor | TNT-ACC-AC | HVAC- Air conditioner and cooling units | H.V.A.C.,Chiller | HVAC |  | CU | http://www.toronto.ca/TWONTO#AC_condenser_unit
139708 | TNT-ACC-CU-2007B | Air Conditioner, outdoor condensor | TNT-ACC-AC | HVAC- Air conditioner and cooling units | H.V.A.C.,Chiller | HVAC |  | CU | http://www.toronto.ca/TWONTO#AC_condenser_unit
139709 | TNT-ACC-CU-2009B | Air Conditioner, outdoor condensor | TNT-ACC-AC | HVAC- Air conditioner and cooling units | H.V.A.C.,Chiller | HVAC |  | CU | http://www.toronto.ca/TWONTO#AC_condenser_unit
139710 | TNT-ACC-CU-2010B | Air Conditioner, outdoor condensor | TNT-ACC-AC | HVAC- Air conditioner and cooling units | H.V.A.C.,Chiller | HVAC |  | CU | http://www.toronto.ca/TWONTO#AC_condenser_unit
140908 | TNT-SPC-AC-1001 | AC Unit, SPC Room | TNT-ACC-AHU | HVAC- AHUs and Fans | Fan | HVAC |  | AC | http://www.toronto.ca/TWONTO#air_condition
143510 | WTR-PEL-AHU-1001 | Air Handling Unit, Generator Building, Roof | WTR-PEL-ACC | Air Conditioning, Handling and Ventilation | Air Handling Unit | HVAC |  | AHU | http://www.toronto.ca/TWONTO#air_handler_unit
145633 | WTR-PPD-AC-2041 | Air Conditioner, Ductless, Break Room | WTR-PPD-CU-3051 | Condensing Unit 2, Air Cooled, Roof | H.V.A.C.,Air Conditioner | HVAC |  | AC | http://www.toronto.ca/TWONTO#air_condition
145634 | WTR-PPD-AC-3042 | Air Conditioner, Ductless, Electrical Room | WTR-PPD-CU-3041 | Condensing Unit 1, Air Cooled, Roof | H.V.A.C.,Air Conditioner | HVAC |  | AC | http://www.toronto.ca/TWONTO#air_condition
145810 | WTR-PRH-CU-0001 | Cooling Water Condenser, Meter Access Room | WTR-PRH-ACC | Air Conditioning, Heating and Ventilation | H.V.A.C.,Air Conditioner | HVAC |  | CU | http://www.toronto.ca/TWONTO#AC_condenser_unit
147616 | YTF-ACC-AC-0002 | H.V.A.C., Air Conditioner, RN117, HVAC Exhaust Fans and AHU's | YTF-ACC | HVAC Equipment | H.V.A.C.,Air Conditioner | HVAC |  | AC | http://www.toronto.ca/TWONTO#air_condition
147617 | YTF-ACC-AC-5801 | H.V.A.C., Air Conditioner, YTF-ACC-AHU-5801, HVAC Exhaust Fans and AHU's | YTF-ACC | HVAC Equipment | H.V.A.C.,Air Conditioner | HVAC |  | AC | http://www.toronto.ca/TWONTO#air_condition
147618 | YTF-ACC-AC-6001 | H.V.A.C., Air Conditioner, YTF-ACC-AHU-6001, HVAC Exhaust Fans and AHU's | YTF-ACC | HVAC Equipment | H.V.A.C.,Air Conditioner | HVAC |  | AC | http://www.toronto.ca/TWONTO#air_condition
147619 | YTF-ACC-AHU-4101 | Air Handling Unit, RN150, HVAC Exhaust Fans and AHU's | YTF-ACC | HVAC Equipment | Air Handling Unit | HVAC |  | AHU | http://www.toronto.ca/TWONTO#air_handler_unit
147620 | YTF-ACC-AHU-4301 | Air Handling Unit, RN151, HVAC Exhaust Fans and AHU's | YTF-ACC | HVAC Equipment | Air Handling Unit | HVAC |  | AHU | http://www.toronto.ca/TWONTO#air_handler_unit
147621 | YTF-ACC-AHU-4601 | Air Handling Unit, RN146, HVAC Exhaust Fans and AHU's | YTF-ACC | HVAC Equipment | Air Handling Unit | HVAC |  | AHU | http://www.toronto.ca/TWONTO#air_handler_unit
147622 | YTF-ACC-AHU-4901 | Air Handling Unit, RN175, HVAC Exhaust Fans and AHU's | YTF-ACC | HVAC Equipment | Air Handling Unit | HVAC |  | AHU | http://www.toronto.ca/TWONTO#air_handler_unit
147623 | YTF-ACC-AHU-5201 | Air Handling Unit, RN125, HVAC Exhaust Fans and AHU's | YTF-ACC | HVAC Equipment | Air Handling Unit | HVAC |  | AHU | http://www.toronto.ca/TWONTO#air_handler_unit
147624 | YTF-ACC-AHU-5701 | Air Handling Unit, Telephone Room, HVAC Exhaust Fans and AHU's | YTF-ACC | HVAC Equipment | Air Handling Unit | HVAC |  | AHU | http://www.toronto.ca/TWONTO#air_handler_unit
147625 | YTF-ACC-AHU-5801 | Air Handling Unit, Server Room, North-West, HVAC Exhaust Fans and AHU's | YTF-ACC | HVAC Equipment | Air Handling Unit | HVAC |  | AHU | http://www.toronto.ca/TWONTO#air_handler_unit
147711 | YTF-CW-HU-7101 | H.V.A.C., Humidifier, General Office Area 4, City Water | YTF-CW | City Water | H.V.A.C.,Humidifier | HVAC |  | HU | http://www.toronto.ca/TWONTO#humidier
147712 | YTF-CW-HU-7201 | H.V.A.C., Humidifier, RN151, City Water | YTF-CW | City Water | H.V.A.C.,Humidifier | HVAC |  | HU | http://www.toronto.ca/TWONTO#humidier
147713 | YTF-CW-HU-7501 | H.V.A.C., Humidifier, RN132, City Water | YTF-CW | City Water | H.V.A.C.,Humidifier | HVAC |  | HU | http://www.toronto.ca/TWONTO#humidier
147714 | YTF-CW-HU-7601 | H.V.A.C., Humidifier, RN122, City Water | YTF-CW | City Water | H.V.A.C.,Humidifier | HVAC |  | HU | http://www.toronto.ca/TWONTO#humidier

## Burner_Pivot (hidden)
Row Labels | Count of Valid_Class
http://www.toronto.ca/TWONTO#burner_component_of_asset | 58
http://www.toronto.ca/TWONTO#flame_arrestor | 1
http://www.toronto.ca/TWONTO#flame_or_combustion_sensing_instrument | 4
http://www.toronto.ca/TWONTO#pressure_switch | 1
http://www.toronto.ca/TWONTO#valve | 1
http://www.toronto.ca/TWONTO#waste_gas_burner | 34
project | 1
http://www.toronto.ca/TWONTO#collection_of_assets | 1
Grand Total | 101

## Burner (hidden)
Column1 | Entity_number | Description | Parent | Parent_Description | Category | Class | Suspended | Tag | Valid_Class
38991 | TAB-ACC-DM-0041 | Combustin Air Damper Servo Motor | TAB-ACC-BO-0040 | Boiler#4, Plant Wide Heating System |  | Burner |  | DM | http://www.toronto.ca/TWONTO#flame_arrestor
39278 | TAB-ACC-FDT-0040 | Flame Detector | TAB-ACC-BO-0040 | Boiler#4, Plant Wide Heating System |  | Burner |  | FDT | http://www.toronto.ca/TWONTO#flame_or_combustion_sensing_instrument
40482 | TAB-ACC-PSL-0005 | Combustion Air Flow Proving Switch | TAB-ACC-BO-0040 | Boiler#4, Plant Wide Heating System |  | Burner |  | PSL | http://www.toronto.ca/TWONTO#pressure_switch
44451 | TAB-DIG-BU | Waste Gas Burner | TAB-AUX | Gas Services, Natural Gas, Digester Gas |  | Burner |  |  | http://www.toronto.ca/TWONTO#waste_gas_burner
44452 | TAB-DIG-BU | Waste Gas Burner | TAB-WORK-AREA-6 | Work Area 6 |  | Burner |  |  | http://www.toronto.ca/TWONTO#waste_gas_burner
44453 | TAB-DIG-BU | Waste Gas Burner | TAB-WORK-AREA-SEO | TAB Work Area SEO |  | Burner |  |  | http://www.toronto.ca/TWONTO#waste_gas_burner
44454 | TAB-DIG-BU-7062 | Burner #2, Waste Gas | TAB-DIG-BU | Waste Gas Burner | Burner,Waste Gas | Burner |  | BU | http://www.toronto.ca/TWONTO#waste_gas_burner
44455 | TAB-DIG-BU-7062 | Burner #2, Waste Gas | TAB-SUSPENDED ENTITY | Suspended entities | Burner,Waste Gas | Burner |  | BU | http://www.toronto.ca/TWONTO#waste_gas_burner
44456 | TAB-DIG-BU-7200 | Waste Gas Burner, Digester Gas, Waste Gas Burner Station | TAB-DIG-BU | Waste Gas Burner | Burner | Burner |  | BU | http://www.toronto.ca/TWONTO#waste_gas_burner
44457 | TAB-DIG-BU-7300 | Waste Gas Burner, Digester Gas, Waste Gas Burner Station | TAB-DIG-BU | Waste Gas Burner | Burner | Burner |  | BU | http://www.toronto.ca/TWONTO#waste_gas_burner
44458 | TAB-DIG-BU-7400 | Waste Gas Burner, Digester Gas, Waste Gas Burner Station | TAB-DIG-BU | Waste Gas Burner | Burner | Burner |  | BU | http://www.toronto.ca/TWONTO#waste_gas_burner
44459 | TAB-DIG-BU-7500 | Waste Gas Burner, Waste Gas Burner Station | TAB-DIG-BU | Waste Gas Burner | Burner | Burner |  | BU | http://www.toronto.ca/TWONTO#waste_gas_burner
44460 | TAB-DIG-BU-7600 | Waste Gas Burner, Waste Gas Burner Station | TAB-DIG-BU | Waste Gas Burner | Burner | Burner |  | BU | http://www.toronto.ca/TWONTO#waste_gas_burner
62890 | THC-DIG-BU-5100 | Burner,Waste Gas,Building UU | THC-DIG-BURNERS | Waste Gas Burners | Burner,Waste Gas | Burner |  | BU | http://www.toronto.ca/TWONTO#waste_gas_burner
62891 | THC-DIG-BU-5182S | Waste Gas, Burner | THC-DIG-BURNERS | Waste Gas Burners | Burner,Waste Gas | Burner | 37958 | BU | http://www.toronto.ca/TWONTO#waste_gas_burner
62892 | THC-DIG-BU-5300 | Burner,Waste Gas,Building UU | THC-DIG-BURNERS | Waste Gas Burners | Burner,Waste Gas | Burner |  | BU | http://www.toronto.ca/TWONTO#waste_gas_burner
66916 | THC-INC-BU-1030 | Burner, Hearth 1, Incinerator 1000 | THC-INC-FU-1000 | Furnace, Incinerator 1000 | Burner | Burner |  | BU | http://www.toronto.ca/TWONTO#burner_component_of_asset
66917 | THC-INC-BU-1031 | Burner, Hearth 1, Incinerator 1000 | THC-INC-FU-1000? | Furnace, Incinerator 1000 | Burner | Burner |  | BU | http://www.toronto.ca/TWONTO#burner_component_of_asset
66918 | THC-INC-BU-1032 | Burner, Hearth 1, Incinerator 1000 | THC-INC-FU-1000 | Furnace, Incinerator 1000 | Burner | Burner |  | BU | http://www.toronto.ca/TWONTO#burner_component_of_asset
66919 | THC-INC-BU-1033 | Burner, Hearth 1, Incinerator 1000 | THC-INC-FU-1000? | Furnace, Incinerator 1000 | Burner | Burner |  | BU | http://www.toronto.ca/TWONTO#burner_component_of_asset
66920 | THC-INC-BU-1034 | Burner, Hearth 3, Incinerator 1000 | THC-INC-FU-1000? | Furnace, Incinerator 1000 | Burner | Burner |  | BU | http://www.toronto.ca/TWONTO#burner_component_of_asset
66921 | THC-INC-BU-1035 | Burner, Hearth 3, Incinerator 1000 | THC-INC-FU-1000? | Furnace, Incinerator 1000 | Burner | Burner |  | BU | http://www.toronto.ca/TWONTO#burner_component_of_asset
66922 | THC-INC-BU-1036 | Burner, Hearth 3, Incinerator 1000 | THC-INC-FU-1000? | Furnace, Incinerator 1000 | Burner | Burner |  | BU | http://www.toronto.ca/TWONTO#burner_component_of_asset
66923 | THC-INC-BU-1037 | Burner, Hearth 3, Incinerator 1000 | THC-INC-FU-1000? | Furnace, Incinerator 1000 | Burner | Burner |  | BU | http://www.toronto.ca/TWONTO#burner_component_of_asset
66924 | THC-INC-BU-1038 | Burner, Hearth 5, Incinerator 1000 | THC-INC-FU-1000 | Furnace, Incinerator 1000 | Burner | Burner |  | BU | http://www.toronto.ca/TWONTO#burner_component_of_asset
66925 | THC-INC-BU-1039 | Burner, Hearth 5, Incinerator 1000 | THC-INC-FU-1000 | Furnace, Incinerator 1000 | Burner | Burner |  | BU | http://www.toronto.ca/TWONTO#burner_component_of_asset
66926 | THC-INC-BU-1040 | Burner, Hearth 5, Incinerator 1000 | THC-INC-FU-1000 | Furnace, Incinerator 1000 | Burner | Burner |  | BU | http://www.toronto.ca/TWONTO#burner_component_of_asset
66927 | THC-INC-BU-1041 | Burner, Hearth 5, Incinerator 1000 | THC-INC-FU-1000 | Furnace, Incinerator 1000 | Burner | Burner |  | BU | http://www.toronto.ca/TWONTO#burner_component_of_asset
66928 | THC-INC-BU-1042 | Burner, Hearth 7, Incinerator 1000 | THC-INC-FU-1000 | Furnace, Incinerator 1000 | Burner | Burner |  | BU | http://www.toronto.ca/TWONTO#burner_component_of_asset
66929 | THC-INC-BU-1043 | Burner, Hearth 7, Incinerator 1000 | THC-INC-FU-1000 | Furnace, Incinerator 1000 | Burner | Burner |  | BU | http://www.toronto.ca/TWONTO#burner_component_of_asset
66930 | THC-INC-BU-2030 | Burner, Hearth 1, Incinerator 2000 | THC-INC-FU-2000 | Furnace, Incinerator 2000 | Burner | Burner |  | BU | http://www.toronto.ca/TWONTO#burner_component_of_asset
66931 | THC-INC-BU-2031 | Burner, Hearth 1, Incinerator 2000 | THC-INC-FU-2000? | Furnace, Incinerator 2000 | Burner | Burner |  | BU | http://www.toronto.ca/TWONTO#burner_component_of_asset
66932 | THC-INC-BU-2032 | Burner, Hearth 1, Incinerator 2000 | THC-INC-FU-2000? | Furnace, Incinerator 2000 | Burner | Burner |  | BU | http://www.toronto.ca/TWONTO#burner_component_of_asset
66933 | THC-INC-BU-2033 | Burner, Hearth 1, Incinerator 2000 | THC-INC-FU-2000? | Furnace, Incinerator 2000 | Burner | Burner |  | BU | http://www.toronto.ca/TWONTO#burner_component_of_asset
66934 | THC-INC-BU-2037 | Burner, Hearth 3, Incinerator 2000 | THC-INC-FU-2000 | Furnace, Incinerator 2000 | Burner | Burner |  | BU | http://www.toronto.ca/TWONTO#burner_component_of_asset
66935 | THC-INC-BU-2037 | Burner, Hearth 3, Incinerator 2000 | THC-INC-FU-2000? | Furnace, Incinerator 2000 | Burner | Burner |  | BU | http://www.toronto.ca/TWONTO#burner_component_of_asset
66936 | THC-INC-BU-2038 | Burner, Hearth 5, Incinerator 2000 | THC-INC-FU-2000 | Furnace, Incinerator 2000 | Burner | Burner |  | BU | http://www.toronto.ca/TWONTO#burner_component_of_asset
66937 | THC-INC-BU-2039 | Burner, Hearth 5, Incinerator 2000 | THC-INC-FU-2000? | Furnace, Incinerator 2000 | Burner | Burner |  | BU | http://www.toronto.ca/TWONTO#burner_component_of_asset
66938 | THC-INC-BU-2040 | Burner, Hearth 5, Incinerator 2000 | THC-INC-FU-2000? | Furnace, Incinerator 2000 | Burner | Burner |  | BU | http://www.toronto.ca/TWONTO#burner_component_of_asset
66939 | THC-INC-BU-2041 | Burner, Hearth 5, Incinerator 2000 | THC-INC-FU-2000 | Furnace, Incinerator 2000 | Burner | Burner |  | BU | http://www.toronto.ca/TWONTO#burner_component_of_asset
66940 | THC-INC-BU-2042 | Burner, Hearth 7, Incinerator 2000 | THC-INC-FU-2000 | Furnace, Incinerator 2000 | Burner | Burner |  | BU | http://www.toronto.ca/TWONTO#burner_component_of_asset
66941 | THC-INC-BU-2043 | Burner, Hearth 7, Incinerator 2000 | THC-INC-FU-2000? | Furnace, Incinerator 2000 | Burner | Burner |  | BU | http://www.toronto.ca/TWONTO#burner_component_of_asset
75828 | THR-DIG-BU-7720S | Burner, Waste Gas | THR-DIG-BU | Digester, Waste Gas Burners | Analyzer | Burner | 39916 | BU | http://www.toronto.ca/TWONTO#waste_gas_burner
75829 | THR-DIG-BU-7720S | Burner, Waste Gas | THR-S-E | SUSPENDED ENTITY | Analyzer | Burner | 39916 | BU | http://www.toronto.ca/TWONTO#waste_gas_burner
75830 | THR-DIG-BU-7750 | Waste Gas Burner, Burner 7750, WGB Bldg Roof | THR-DIG-BU | Digester, Waste Gas Burners | Analyzer | Burner |  | BU | http://www.toronto.ca/TWONTO#waste_gas_burner
75831 | THR-DIG-BU-7750S | Burner, Waste Gas | THR-DIG-BU | Digester, Waste Gas Burners | Analyzer | Burner | 40407 | BU | http://www.toronto.ca/TWONTO#waste_gas_burner
75832 | THR-DIG-BU-7750S | Burner, Waste Gas | THR-S-E | SUSPENDED ENTITY | Analyzer | Burner | 40407 | BU | http://www.toronto.ca/TWONTO#waste_gas_burner
75833 | THR-DIG-BU-7780 | Burner, Waste Gas 7780, Waste Gas Burner Building Roof | THR-DIG-BU | Digester, Waste Gas Burners | Analyzer | Burner |  | BU | http://www.toronto.ca/TWONTO#waste_gas_burner
75834 | THR-DIG-BU-7780S | Burner, Waste Gas | THR-DIG-BU | Digester, Waste Gas Burners | Analyzer | Burner | 40408 | BU | http://www.toronto.ca/TWONTO#waste_gas_burner
75875 | THR-DIG-FDT-7780 | Flame detector, BU-7780, WGB Bldg Roof | THR-DIG-BU-7750 | Waste Gas Burner, Burner 7750, WGB Bldg Roof | Control Panel,Operator | Burner |  | FDT | http://www.toronto.ca/TWONTO#flame_or_combustion_sensing_instrument
85635 | TNT-ACC-BU-5101 | Burner, Boiler #5100 | TNT-ACC-BO-5100 | Boiler, Hot Water | Burner | Burner |  | BU | http://www.toronto.ca/TWONTO#burner_component_of_asset
86535 | TNT-DIG-BU-5301 | Burner, Waste Gas | TNT-DIG-GAS | Digester Gas header | Burner,Waste Gas | Burner |  | BU | http://www.toronto.ca/TWONTO#waste_gas_burner
86536 | TNT-DIG-BU-5401 | Burner, Waste Gas | TNT-DIG-GAS | Digester Gas header | Burner,Waste Gas | Burner |  | BU | http://www.toronto.ca/TWONTO#waste_gas_burner
106039 | TAB-ACC-BU-0400 | Valve, Lubricated Plug, Digester Gas Train, | TAB-DIG-BLR19 | Digester Gas Train,#19 Volcano Steam Boiler | Burner | Burner |  | BU | http://www.toronto.ca/TWONTO#valve
108977 | TAB-CAP-PRJ-0022 | New Waste Gas Burner Project | TAB-DIG-BU | Waste Gas Burner | Burner,Waste Gas | Burner |  | PRJ | project
110476 | TAB-DIG-BU | Waste Gas Burner | TAB-WORK-AREA-5 | Work Area 5 |  | Burner |  |  | http://www.toronto.ca/TWONTO#collection_of_assets
110477 | TAB-DIG-BU-7061 | Burner #1, Waste Gas | TAB-DIG-BU | Waste Gas Burner | Burner,Waste Gas | Burner | 46285 | BU | http://www.toronto.ca/TWONTO#waste_gas_burner
110478 | TAB-DIG-BU-7061 | Burner #1, Waste Gas | TAB-SUSPENDED ENTITY | Suspended entities | Burner,Waste Gas | Burner | 46285 | BU | http://www.toronto.ca/TWONTO#waste_gas_burner
110479 | TAB-DIG-BU-7063 | Burner #3, Waste Gas | TAB-DIG-BU | Waste Gas Burner | Burner,Waste Gas | Burner | 46286 | BU | http://www.toronto.ca/TWONTO#waste_gas_burner
110480 | TAB-DIG-BU-7063 | Burner #3, Waste Gas | TAB-SUSPENDED ENTITY | Suspended entities | Burner,Waste Gas | Burner | 46286 | BU | http://www.toronto.ca/TWONTO#waste_gas_burner
123192 | THC-DIG-BU-5182S | Waste Gas, Burner | THC-SUSPENDED | Suspended entity | Burner,Waste Gas | Burner | 37958 | BU | http://www.toronto.ca/TWONTO#waste_gas_burner
123193 | THC-DIG-BU-5200 | Burner,Waste Gas,Building UU | THC-DIG-BURNERS | Waste Gas Burners | Burner,Waste Gas | Burner |  | BU | http://www.toronto.ca/TWONTO#waste_gas_burner
123194 | THC-DIG-BU-5200S | Waste Gas, Burner | THC-DIG-BURNERS | Waste Gas Burners | Burner,Waste Gas | Burner | 36072 | BU | http://www.toronto.ca/TWONTO#waste_gas_burner
123195 | THC-DIG-BU-5200S | Waste Gas, Burner | THC-SUSPENDED | Suspended entity | Burner,Waste Gas | Burner | 36072 | BU | http://www.toronto.ca/TWONTO#waste_gas_burner
123196 | THC-DIG-BU-5220S | Waste Gas, Burner | THC-DIG-BURNERS | Waste Gas Burners | Burner,Waste Gas | Burner | 36071 | BU | http://www.toronto.ca/TWONTO#waste_gas_burner
123197 | THC-DIG-BU-5220S | Waste Gas, Burner | THC-SUSPENDED | Suspended entity | Burner,Waste Gas | Burner | 36071 | BU | http://www.toronto.ca/TWONTO#waste_gas_burner
125846 | THC-INC-BU-1030 | Burner, Hearth 1, Incinerator 1000 | THC-INC-FU-1000? | Furnace, Incinerator 1000 | Burner | Burner |  | BU | http://www.toronto.ca/TWONTO#burner_component_of_asset
125847 | THC-INC-BU-1031 | Burner, Hearth 1, Incinerator 1000 | THC-INC-FU-1000 | Furnace, Incinerator 1000 | Burner | Burner |  | BU | http://www.toronto.ca/TWONTO#burner_component_of_asset
125848 | THC-INC-BU-1032 | Burner, Hearth 1, Incinerator 1000 | THC-INC-FU-1000? | Furnace, Incinerator 1000 | Burner | Burner |  | BU | http://www.toronto.ca/TWONTO#burner_component_of_asset
125849 | THC-INC-BU-1033 | Burner, Hearth 1, Incinerator 1000 | THC-INC-FU-1000 | Furnace, Incinerator 1000 | Burner | Burner |  | BU | http://www.toronto.ca/TWONTO#burner_component_of_asset
125850 | THC-INC-BU-1034 | Burner, Hearth 3, Incinerator 1000 | THC-INC-FU-1000 | Furnace, Incinerator 1000 | Burner | Burner |  | BU | http://www.toronto.ca/TWONTO#burner_component_of_asset
125851 | THC-INC-BU-1035 | Burner, Hearth 3, Incinerator 1000 | THC-INC-FU-1000 | Furnace, Incinerator 1000 | Burner | Burner |  | BU | http://www.toronto.ca/TWONTO#burner_component_of_asset
125852 | THC-INC-BU-1036 | Burner, Hearth 3, Incinerator 1000 | THC-INC-FU-1000 | Furnace, Incinerator 1000 | Burner | Burner |  | BU | http://www.toronto.ca/TWONTO#burner_component_of_asset
125853 | THC-INC-BU-1037 | Burner, Hearth 3, Incinerator 1000 | THC-INC-FU-1000 | Furnace, Incinerator 1000 | Burner | Burner |  | BU | http://www.toronto.ca/TWONTO#burner_component_of_asset
125854 | THC-INC-BU-1038 | Burner, Hearth 5, Incinerator 1000 | THC-INC-FU-1000? | Furnace, Incinerator 1000 | Burner | Burner |  | BU | http://www.toronto.ca/TWONTO#burner_component_of_asset
125855 | THC-INC-BU-1039 | Burner, Hearth 5, Incinerator 1000 | THC-INC-FU-1000? | Furnace, Incinerator 1000 | Burner | Burner |  | BU | http://www.toronto.ca/TWONTO#burner_component_of_asset
125856 | THC-INC-BU-1040 | Burner, Hearth 5, Incinerator 1000 | THC-INC-FU-1000? | Furnace, Incinerator 1000 | Burner | Burner |  | BU | http://www.toronto.ca/TWONTO#burner_component_of_asset
125857 | THC-INC-BU-1041 | Burner, Hearth 5, Incinerator 1000 | THC-INC-FU-1000? | Furnace, Incinerator 1000 | Burner | Burner |  | BU | http://www.toronto.ca/TWONTO#burner_component_of_asset
125858 | THC-INC-BU-1042 | Burner, Hearth 7, Incinerator 1000 | THC-INC-FU-1000? | Furnace, Incinerator 1000 | Burner | Burner |  | BU | http://www.toronto.ca/TWONTO#burner_component_of_asset
125859 | THC-INC-BU-1043 | Burner, Hearth 7, Incinerator 1000 | THC-INC-FU-1000? | Furnace, Incinerator 1000 | Burner | Burner |  | BU | http://www.toronto.ca/TWONTO#burner_component_of_asset
125860 | THC-INC-BU-2030 | Burner, Hearth 1, Incinerator 2000 | THC-INC-FU-2000? | Furnace, Incinerator 2000 | Burner | Burner |  | BU | http://www.toronto.ca/TWONTO#burner_component_of_asset
125861 | THC-INC-BU-2031 | Burner, Hearth 1, Incinerator 2000 | THC-INC-FU-2000 | Furnace, Incinerator 2000 | Burner | Burner |  | BU | http://www.toronto.ca/TWONTO#burner_component_of_asset
125862 | THC-INC-BU-2032 | Burner, Hearth 1, Incinerator 2000 | THC-INC-FU-2000 | Furnace, Incinerator 2000 | Burner | Burner |  | BU | http://www.toronto.ca/TWONTO#burner_component_of_asset
125863 | THC-INC-BU-2033 | Burner, Hearth 1, Incinerator 2000 | THC-INC-FU-2000 | Furnace, Incinerator 2000 | Burner | Burner |  | BU | http://www.toronto.ca/TWONTO#burner_component_of_asset
125864 | THC-INC-BU-2034 | Burner, Hearth 3, Incinerator 2000 | THC-INC-FU-2000 | Furnace, Incinerator 2000 | Burner | Burner |  | BU | http://www.toronto.ca/TWONTO#burner_component_of_asset
125865 | THC-INC-BU-2034 | Burner, Hearth 3, Incinerator 2000 | THC-INC-FU-2000? | Furnace, Incinerator 2000 | Burner | Burner |  | BU | http://www.toronto.ca/TWONTO#burner_component_of_asset
125866 | THC-INC-BU-2035 | Burner, Hearth 3, Incinerator 2000 | THC-INC-FU-2000 | Furnace, Incinerator 2000 | Burner | Burner |  | BU | http://www.toronto.ca/TWONTO#burner_component_of_asset
125867 | THC-INC-BU-2035 | Burner, Hearth 3, Incinerator 2000 | THC-INC-FU-2000? | Furnace, Incinerator 2000 | Burner | Burner |  | BU | http://www.toronto.ca/TWONTO#burner_component_of_asset
125868 | THC-INC-BU-2036 | Burner, Hearth 3, Incinerator 2000 | THC-INC-FU-2000 | Furnace, Incinerator 2000 | Burner | Burner |  | BU | http://www.toronto.ca/TWONTO#burner_component_of_asset
125869 | THC-INC-BU-2036 | Burner, Hearth 3, Incinerator 2000 | THC-INC-FU-2000? | Furnace, Incinerator 2000 | Burner | Burner |  | BU | http://www.toronto.ca/TWONTO#burner_component_of_asset
125870 | THC-INC-BU-2038 | Burner, Hearth 5, Incinerator 2000 | THC-INC-FU-2000? | Furnace, Incinerator 2000 | Burner | Burner |  | BU | http://www.toronto.ca/TWONTO#burner_component_of_asset
125871 | THC-INC-BU-2039 | Burner, Hearth 5, Incinerator 2000 | THC-INC-FU-2000 | Furnace, Incinerator 2000 | Burner | Burner |  | BU | http://www.toronto.ca/TWONTO#burner_component_of_asset
125872 | THC-INC-BU-2040 | Burner, Hearth 5, Incinerator 2000 | THC-INC-FU-2000 | Furnace, Incinerator 2000 | Burner | Burner |  | BU | http://www.toronto.ca/TWONTO#burner_component_of_asset
125873 | THC-INC-BU-2041 | Burner, Hearth 5, Incinerator 2000 | THC-INC-FU-2000? | Furnace, Incinerator 2000 | Burner | Burner |  | BU | http://www.toronto.ca/TWONTO#burner_component_of_asset
125874 | THC-INC-BU-2042 | Burner, Hearth 7, Incinerator 2000 | THC-INC-FU-2000? | Furnace, Incinerator 2000 | Burner | Burner |  | BU | http://www.toronto.ca/TWONTO#burner_component_of_asset
125875 | THC-INC-BU-2043 | Burner, Hearth 7, Incinerator 2000 | THC-INC-FU-2000 | Furnace, Incinerator 2000 | Burner | Burner |  | BU | http://www.toronto.ca/TWONTO#burner_component_of_asset
132485 | THR-DIG-BU-7720 | Waste Gas Burner, Burner 7720, WGB Bldg Roof | THR-DIG-BU | Digester, Waste Gas Burners | Analyzer | Burner |  | BU | http://www.toronto.ca/TWONTO#waste_gas_burner
132486 | THR-DIG-BU-7780S | Burner, Waste Gas | THR-S-E | SUSPENDED ENTITY | Analyzer | Burner | 40408 | BU | http://www.toronto.ca/TWONTO#waste_gas_burner
132526 | THR-DIG-FDT-7720 | Flame detector, BU-7720, WGB Bldg Roof | THR-DIG-BU-7720 | Waste Gas Burner, Burner 7720, WGB Bldg Roof | Control Panel,Operator | Burner |  | FDT | http://www.toronto.ca/TWONTO#flame_or_combustion_sensing_instrument
132527 | THR-DIG-FDT-7750 | Flame detector, BU-7750, WGB Bldg Roof | THR-DIG-BU-7750 | Waste Gas Burner, Burner 7750, WGB Bldg Roof | Control Panel,Operator | Burner |  | FDT | http://www.toronto.ca/TWONTO#flame_or_combustion_sensing_instrument
139706 | TNT-ACC-BU-5201 | Burner, Boiler #5200 | TNT-ACC-BO-5200 | Boiler, Hot Water | Burner | Burner |  | BU | http://www.toronto.ca/TWONTO#burner_component_of_asset

## Condensing_Unit_Pivot (hidden)
Row Labels | Count of Valid_Class
? | 2
http://www.toronto.ca/TWONTO#AC_condenser_unit | 5
Grand Total | 7

## Condensing_Unit (hidden)
Column1 | Entity_number | Description | Parent | Parent_Description | Category | Class | Suspended | Tag | Valid_Class
38975 | TAB-ACC-CU-1845 | Conditioner, Air, Blwr Bldg Extens, Breaker Rm-Blwr Bldg | TAB-ACC-CI | Chiller and Air Coolers | H.V.A.C.,Air Conditioner | Condensing Unit |  | CU | http://www.toronto.ca/TWONTO#AC_condenser_unit
68378 | FHO-ACC-CU-0702 | Condensing Unit, D-0702, TWPS, S5, TRW Sample Area | FHO-ACC-D-0702 | Dehumidifier, TWPS, S5, TRW Sample Area |  | Condensing Unit |  | CU | http://www.toronto.ca/TWONTO#AC_condenser_unit
72531 | THR-ACC-CU-0713 | Condensing Unit, Air Conditioning, Digester Gas Compressor Bldg., South | THR-ACC-DIG | Air Conditioning, HVAC, Digesters | Air Handling Unit,Blow Thru | Condensing Unit |  | CU | http://www.toronto.ca/TWONTO#AC_condenser_unit
106075 | TAB-ACC-CU-0402 | Condensing Unit, Bio-Solid Bay, Workshop Roof | TAB-ACC-AHU | Air Handling Unit & Supply Fan | Air Handling Unit | Condensing Unit |  | CU | http://www.toronto.ca/TWONTO#AC_condenser_unit
106076 | TAB-ACC-CU-0402 | Condensing Unit, Bio-Solid Bay, Workshop Roof | TAB-ACC-CI | Chiller and Air Coolers | Air Handling Unit | Condensing Unit |  | CU | http://www.toronto.ca/TWONTO#AC_condenser_unit
147467 | WU2001A | Condenser, 404A | TAB-SLD-P | Pelletizer Bldg. - Thermal Oil Heating System, Pumps, Strainer & Expanasion Tanks | Vessel | Condensing Unit |  |  | ?
147468 | WU2002A | Condenser, 404B | TAB-SLD-P | Pelletizer Bldg. - Thermal Oil Heating System, Pumps, Strainer & Expanasion Tanks | Vessel | Condensing Unit |  |  | ?

## First_Aid_Pivot (hidden)
Row Labels | Count of Valid_Class
eye_wash_bottle | 9
http://www.toronto.ca/TWONTO#automatic_external_defibrillator | 5
http://www.toronto.ca/TWONTO#first_aid_kit | 19
http://www.toronto.ca/TWONTO#first_aid_station_equipment | 8
Grand Total | 41

## First_Aid (hidden)
Column1 | Entity_number | Description | Parent | Parent_Description | Category | Class | Suspended | Tag | Valid_Class
8539 | DOS-YCM-FAK-VEH076090 | First Aid kit in vehicle # 76090 | DOS-YCM-VEH-076090 | 2021 Chevrolet Silverado 3500 - Vehicle Unit# 076090 | Safety,First Aid Kit | First Aid |  |  | http://www.toronto.ca/TWONTO#first_aid_kit
8540 | DOS-YCM-FAK-VEH270005 | First Aid kit in Trailer vehicle # 270005 | DOS-YCM-TRL-VEH270005 | 2008 Homemade Modular - Vehicle Trailer Unit# 270005 | Safety,First Aid Kit | First Aid |  |  | http://www.toronto.ca/TWONTO#first_aid_kit
8541 | DOS-YCM-FAK-VEH270008 | First Aid kit in Trailer vehicle # 270008 | DOS-YCM-TRL-VEH270008 | 2008 Homemade Modular - Vehicle Trailer Unit# 270008 | Safety,First Aid Kit | First Aid |  |  | http://www.toronto.ca/TWONTO#first_aid_kit
8542 | DOS-YCM-FAK-VEH270012 | First Aid kit in Trailer vehicle # 270012 |  |  | Safety,First Aid Kit | First Aid |  |  | http://www.toronto.ca/TWONTO#first_aid_kit
8543 | DOS-YCM-FAK-VEH270014 | First Aid kit in Trailer vehicle # 270014 | DOS-YCM-TRL-VEH270014 | 2019 ALANTRA LEASING 22X10 - Vehicle Trailer Unit# 270014 | Safety,First Aid Kit | First Aid |  |  | http://www.toronto.ca/TWONTO#first_aid_kit
8544 | DOS-YCM-FAK-VEH270015 | First Aid kit in Trailer vehicle # 270015 | DOS-YCM-TRL-VEH270015 | 2019 ALANTRA LEASING 22X10 - Vehicle Trailer Unit# 270015 | Safety,First Aid Kit | First Aid |  |  | http://www.toronto.ca/TWONTO#first_aid_kit
8545 | DOS-YCM-FAK-VEH270017 | First Aid kit in Trailer vehicle # 270017 | DOS-YCM-TRL-VEH270017 | 2019 Haulmark trailer - Vehicle Unit# 270017 | Safety,First Aid Kit | First Aid |  |  | http://www.toronto.ca/TWONTO#first_aid_kit
8546 | DOS-YCM-FAK-VEH41088 | First Aid kit in vehicle # 41088 | DOS-YCM-VEH-41088 | 2010 FORD ESCAPE HYBRID - Vehicle Unit# 41088 | Safety,First Aid Kit | First Aid |  |  | http://www.toronto.ca/TWONTO#first_aid_kit
8547 | DOS-YCM-FAK-VEH76089 | First Aid kit in vehicle # 76089 | DOS-YCM-VEH-076089 | 2021 Chevrolet Silverado 3500 - Vehicle Unit# 076089 | Safety,First Aid Kit | First Aid |  |  | http://www.toronto.ca/TWONTO#first_aid_kit
8551 | DOS-YCM-SQ-VEH270008 | Portable eye wash station in Trailer vehicle # 270008 | DOS-YCM-TRL-VEH270008 | 2008 Homemade Modular - Vehicle Trailer Unit# 270008 | Safety,Eye wash | First Aid |  |  | eye_wash_bottle
8552 | DOS-YCM-SQ-VEH270012 | Portable eye wash station in Trailer vehicle # 270012 |  |  | Safety,Eye wash | First Aid |  |  | eye_wash_bottle
8553 | DOS-YCM-SQ-VEH270014 | Portable eye wash station in Trailer vehicle # 270014 | DOS-YCM-TRL-VEH270014 | 2019 ALANTRA LEASING 22X10 - Vehicle Trailer Unit# 270014 | Safety,Eye wash | First Aid |  |  | eye_wash_bottle
8554 | DOS-YCM-SQ-VEH270017 | Portable eye wash station in Trailer vehicle # 270017 | DOS-YCM-TRL-VEH270017 | 2019 Haulmark trailer - Vehicle Unit# 270017 | Safety,Eye wash | First Aid |  |  | eye_wash_bottle
24234 | FHO-SES-DEF-0001 | Defibrillation Unit, Admin Building, Control Room, | FHO-GRK-PRTY-0002 | Grounds Maintenance | Safety,Defibrillator | First Aid |  | DEF | http://www.toronto.ca/TWONTO#automatic_external_defibrillator
24235 | FHO-SES-FAK-0101 | First Aid Kit Station, Admin Building, S4, Switchgear Room, South Side | FHO-SES-SQ-0004 | First Aid | Safety,First Aid Kit | First Aid |  | FAK | http://www.toronto.ca/TWONTO#first_aid_station_equipment
24236 | FHO-SES-FAK-0103 | First Aid Kit Station, Admin Building, S2, Electrical Shop, South Wall | FHO-SES-SQ-0004 | First Aid | Safety,First Aid Kit | First Aid |  | FAK | http://www.toronto.ca/TWONTO#first_aid_station_equipment
24237 | FHO-SES-FAK-0401 | First Aid Kit Station, Treated Water Building, S2, South Mixing Gallery, South End, Sluice Gate Hall | FHO-SES-SQ-0004 | First Aid | Safety,First Aid Kit | First Aid |  | FAK | http://www.toronto.ca/TWONTO#first_aid_station_equipment
24238 | FHO-SES-FAK-0501 | First Aid Kit Station, Raw Water Building, S9, By Service Elevator | FHO-SES-SQ-0004 | First Aid | Safety,First Aid Kit | First Aid |  | FAK | http://www.toronto.ca/TWONTO#first_aid_station_equipment
24239 | FHO-SES-FAK-1501 | First Aid Kit Station, Ozone Building, L1, Hallway | FHO-SES-SQ-0004 | First Aid | Safety,First Aid Kit | First Aid |  | FAK | http://www.toronto.ca/TWONTO#first_aid_station_equipment
24898 | FHO-SES-SQ-4010 | First Aid Kit Station, Admin Building, Rest Room (Inside Conference Room) | FHO-SES-SQ-0004 | First Aid | Safety,First Aid Kit | First Aid |  | SQ | http://www.toronto.ca/TWONTO#first_aid_station_equipment
40510 | DOS-YCM-FAK-VEH135150 | First Aid kit in vehicle # 135150 | DOS-YCM-VEH-135150 | 2011 Vercedes Sprinter 3500 - Vehicle Unit# 135150 | Safety,First Aid Kit | First Aid |  |  | http://www.toronto.ca/TWONTO#first_aid_kit
40511 | DOS-YCM-FAK-VEH270007 | First Aid kit in Trailer vehicle # 270007 | DOS-YCM-TRL-VEH270007 | 2008 Homemade Modular - Vehicle Trailer Unit# 270007 | Safety,First Aid Kit | First Aid |  |  | http://www.toronto.ca/TWONTO#first_aid_kit
40512 | DOS-YCM-FAK-VEH270009 | First Aid kit in Trailer vehicle # 270009 | DOS-YCM-TRL-VEH270009 | 2008 Homemade Modular - Vehicle Trailer Unit# 270009 | Safety,First Aid Kit | First Aid |  |  | http://www.toronto.ca/TWONTO#first_aid_kit
40513 | DOS-YCM-FAK-VEH270013 | First Aid kit in Trailer vehicle # 270013 | DOS-YCM-TRL-VEH270013 | 2019 ALANTRA LEASING 22X10 - Vehicle Trailer Unit# 270013 | Safety,First Aid Kit | First Aid |  |  | http://www.toronto.ca/TWONTO#first_aid_kit
40514 | DOS-YCM-FAK-VEH67022 | First Aid kit in vehicle # 67022 | DOS-YCM-VEH-67022 | 2012 DODGE - Vehicle Unit# 67022 | Safety,First Aid Kit | First Aid |  |  | http://www.toronto.ca/TWONTO#first_aid_kit
40515 | DOS-YCM-FAK-VEH67024 | First Aid kit in vehicle # 67024 | DOS-YCM-VEH-67024 | 2012 DODGE - Vehicle Unit# 67024 | Safety,First Aid Kit | First Aid |  |  | http://www.toronto.ca/TWONTO#first_aid_kit
40516 | DOS-YCM-FAK-VEH67046 | First Aid kit in vehicle # 67046 | DOS-YCM-VEH-67046 | 2013 FORD F250 4X4 - Vehicle Unit# 67046 | Safety,First Aid Kit | First Aid |  |  | http://www.toronto.ca/TWONTO#first_aid_kit
40517 | DOS-YCM-FAK-VEH67082 | First Aid kit in vehicle # 67082 | DOS-YCM-VEH-67082 | 2020 Chevrolet 2500 - Vehicle Unit# 67082 | Safety,First Aid Kit | First Aid |  |  | http://www.toronto.ca/TWONTO#first_aid_kit
40518 | DOS-YCM-FAK-VEH73118 | First Aid kit in vehicle # 73118 | DOS-YCM-VEH-73118 | 2012 DODGE RAM 3500 - Vehicle Unit# 73118 | Safety,First Aid Kit | First Aid |  |  | http://www.toronto.ca/TWONTO#first_aid_kit
40524 | DOS-YCM-SQ-VEH270005 | Portable eye wash station in Trailer vehicle # 270005 | DOS-YCM-TRL-VEH270005 | 2008 Homemade Modular - Vehicle Trailer Unit# 270005 | Safety,Eye wash | First Aid |  |  | eye_wash_bottle
40525 | DOS-YCM-SQ-VEH270007 | Portable eye wash station in Trailer vehicle # 270007 | DOS-YCM-TRL-VEH270007 | 2008 Homemade Modular - Vehicle Trailer Unit# 270007 | Safety,Eye wash | First Aid |  |  | eye_wash_bottle
40526 | DOS-YCM-SQ-VEH270009 | Portable eye wash station in Trailer vehicle # 270009 | DOS-YCM-TRL-VEH270009 | 2008 Homemade Modular - Vehicle Trailer Unit# 270009 | Safety,Eye wash | First Aid |  |  | eye_wash_bottle
40527 | DOS-YCM-SQ-VEH270013 | Portable eye wash station in Trailer vehicle # 270013 | DOS-YCM-TRL-VEH270013 | 2019 ALANTRA LEASING 22X10 - Vehicle Trailer Unit# 270013 | Safety,Eye wash | First Aid |  |  | eye_wash_bottle
40528 | DOS-YCM-SQ-VEH270015 | Portable eye wash station in Trailer vehicle # 270015 | DOS-YCM-TRL-VEH270015 | 2019 ALANTRA LEASING 22X10 - Vehicle Trailer Unit# 270015 | Safety,Eye wash | First Aid |  |  | eye_wash_bottle
86184 | FHO-SES-DEF-0001 | Defibrillation Unit, Admin Building, Control Room, | FHO-SES-SQ-0001 | Safety Equipment | Safety,Defibrillator | First Aid |  | DEF | http://www.toronto.ca/TWONTO#automatic_external_defibrillator
86185 | FHO-SES-DEF-0001 | Defibrillation Unit, Admin Building, Control Room, | FHO-SES-SQ-0004 | First Aid | Safety,Defibrillator | First Aid |  | DEF | http://www.toronto.ca/TWONTO#automatic_external_defibrillator
86186 | FHO-SES-DEF-0002 | Defibrillation Unit, S9, Raw Water Pump Room | FHO-SES-SQ-0004 | First Aid | Safety,Defibrillator | First Aid |  | DEF | http://www.toronto.ca/TWONTO#automatic_external_defibrillator
86187 | FHO-SES-DEF-0003 | Defibrillation Unit, Chemical Building, S4, East Wall Outside Diesel Room | FHO-SES-SQ-0004 | First Aid | Safety,Defibrillator | First Aid |  | DEF | http://www.toronto.ca/TWONTO#automatic_external_defibrillator
86188 | FHO-SES-FAK-0102 | First Aid Kit Station, Admin Building, L1, Control Room, South Entrance | FHO-SES-SQ-0004 | First Aid | Safety,First Aid Kit | First Aid |  | FAK | http://www.toronto.ca/TWONTO#first_aid_station_equipment
87986 | FHO-SES-SQ-4011 | First Aid Kit Station, Admin Building, L2, Kitchen | FHO-SES-SQ-0004 | First Aid | Safety,First Aid Kit | First Aid |  | SQ | http://www.toronto.ca/TWONTO#first_aid_station_equipment
96254 | YCM-BLD-FAK-0001 | First Aid kit inside the building | FAC-YCM-BLD | BUILDING ENVELOPE | Safety,First Aid Kit | First Aid |  | FAK | http://www.toronto.ca/TWONTO#first_aid_kit

## Sampler_Pivot (hidden)
Row Labels | Count of Valid_Class
http://www.toronto.ca/TWONTO#auto_sampler | 82
http://www.toronto.ca/TWONTO#sampling_point | 7
http://www.toronto.ca/TWONTO#test_equipment | 1
Grand Total | 90

## Sampler (hidden)
Column1 | Entity_number | Description | Parent | Parent_Description | Category | Class | Suspended | Tag | Valid_Class
23189 | FHO-LAB-ANL-0010 | Distillation Columns | FHO-AUX | Lab/Portable Testing Instruments | Sampler | Sampler |  | ANL | http://www.toronto.ca/TWONTO#test_equipment
36317 | COL-RBC-SP-0314 | Sampler, Overflow | COL-RBC-MISC | Miscellaneous Equipment |  | Sampler |  | SP | http://www.toronto.ca/TWONTO#auto_sampler
37660 | PK2412D | Sampler, ( WAS ) | TAB-THK-SP | Auto sampler | Sampler | Sampler |  |  | http://www.toronto.ca/TWONTO#auto_sampler
50230 | TAB-PLT-SP-0041 | Sampler, P-Bldg. Screen Effluent Channel | TAB-PLT-T-0100 | Tank, Reservoir, Grit Removal, Grit Bldg., P Bldg. | Sampler | Sampler |  | SP | http://www.toronto.ca/TWONTO#auto_sampler
50231 | TAB-PLT-SP-0201 | Sampler, Grit Tank T-0200 Discharge, Old Screen Area, Grit Bldg., P Bldg. | TAB-SUSPENDED ENTITY | Suspended entities | Sampler | Sampler | 46072 | SP | http://www.toronto.ca/TWONTO#auto_sampler
50232 | TAB-PLT-SP-0301 | Sampler, Grit Tank T-0300 Discharge, Old Screen Area, Grit Bldg., P Bldg. | TAB-SUSPENDED ENTITY | Suspended entities | Sampler | Sampler | 46073 | SP | http://www.toronto.ca/TWONTO#auto_sampler
50233 | TAB-PLT-SP-0401 | Sampler, Grit Tank T-0400 Discharge, Old Screen Area, Grit Bldg., P Bldg. | TAB-SUSPENDED ENTITY | Suspended entities | Sampler | Sampler | 46074 | SP | http://www.toronto.ca/TWONTO#auto_sampler
50234 | TAB-PLT-SP-0500 | Sampler, Raw Sewage, D Bldg | TAB-PLT-G-D | D Building - Conduits 6-11 | Sampler | Sampler |  | SP | http://www.toronto.ca/TWONTO#auto_sampler
50235 | TAB-PLT-SP-0501 | Sampler, Grit Tank T-0500 Discharge, Old Screen Area, Grit Bldg., P Bldg. | TAB-PLT-T-0500 | Tank, Reservoir, Grit Removal, Grit Bldg., P Bldg. | Sampler | Sampler | 46075 | SP | http://www.toronto.ca/TWONTO#auto_sampler
50236 | TAB-PLT-SP-0601 | Sampler, Grit Tank T-0600 Discharge, Old Screen Area, Grit Bldg., P Bldg. | TAB-PLT-T-0600 | Tank, Reservoir, Grit Removal, Grit Bldg., P Bldg. | Sampler | Sampler | 46076 | SP | http://www.toronto.ca/TWONTO#auto_sampler
50237 | TAB-PLT-SP-0601 | Sampler, Grit Tank T-0600 Discharge, Old Screen Area, Grit Bldg., P Bldg. | TAB-SUSPENDED ENTITY | Suspended entities | Sampler | Sampler | 46076 | SP | http://www.toronto.ca/TWONTO#auto_sampler
50238 | TAB-PLT-SP-1000 | Sampler, Raw Sewage, Grit Works, Conduit 1 | TAB-SUSPENDED ENTITY | Suspended entities | Sampler | Sampler | 34265 | SP | http://www.toronto.ca/TWONTO#auto_sampler
50239 | TAB-PLT-SP-2000 | Sampler, Raw Sewage, P Bldg, Grit Works, Conduit 2 | TAB-RSP-PIP-0002 | Influent Conduit # 2, Raw Sewage Conduit from High Level | Sampler | Sampler | 34266 | SP | http://www.toronto.ca/TWONTO#auto_sampler
50240 | TAB-PLT-SP-2000 | Sampler, Raw Sewage, P Bldg, Grit Works, Conduit 2 | TAB-SUSPENDED ENTITY | Suspended entities | Sampler | Sampler | 34266 | SP | http://www.toronto.ca/TWONTO#auto_sampler
50241 | TAB-PLT-SP-3000 | Sampler, Raw Sewage, P Bldg, Grit Works, Conduit 3 | TAB-SUSPENDED ENTITY | Suspended entities | Sampler | Sampler | 46077 | SP | http://www.toronto.ca/TWONTO#auto_sampler
50242 | TAB-PLT-SP-5000 | Sampler, Raw Sewage, P Bldg, Grit Works, Conduit 5 | TAB-RSP-PIP-0005 | Influent Conduit # 5, Raw Sewage Conduit from Main Pumping Station | Sampler | Sampler | 46079 | SP | http://www.toronto.ca/TWONTO#auto_sampler
50243 | TAB-PLT-SP-5000 | Sampler, Raw Sewage, P Bldg, Grit Works, Conduit 5 | TAB-SUSPENDED ENTITY | Suspended entities | Sampler | Sampler | 46079 | SP | http://www.toronto.ca/TWONTO#auto_sampler
50244 | TAB-PLT-SP-7000 | Sampler, Raw Sewage, D Bldg, N. Outside Hut, Conduit 7 | TAB-SUSPENDED ENTITY | Suspended entities | Sampler | Sampler | 34187 | SP | http://www.toronto.ca/TWONTO#auto_sampler
50245 | TAB-PLT-SP-8000 | Sampler, Raw Sewage,Conduit 8 | TAB-PLT-G-D | D Building - Conduits 6-11 | Sampler | Sampler | 34188 | SP | http://www.toronto.ca/TWONTO#auto_sampler
50246 | TAB-PLT-SP-9000 | Sampler, Raw Sewage, Conduit 9 | TAB-SUSPENDED ENTITY | Suspended entities | Sampler | Sampler | 34189 | SP | http://www.toronto.ca/TWONTO#auto_sampler
51252 | TAB-PRM-SP-0701 | Sampler, Primary Tanks, T-0700 to T-0900 Common Effluent Channel | TAB-PRM-T-0700 | P Building, Primary Tank 7 | Sampler | Sampler |  | SP | http://www.toronto.ca/TWONTO#auto_sampler
56170 | TAB-STR-SP-1001 | Sampler, Settled Sewage, North Conduit | TAB-STR-SP | Aeration, Sampler Settled Sewage | Sampler | Sampler |  | SP | http://www.toronto.ca/TWONTO#auto_sampler
56171 | TAB-STR-SP-3001 | Sampler,East Bypass SBS-2 | TAB-STR-SP | Aeration, Sampler Settled Sewage | Sampler | Sampler |  | SP | http://www.toronto.ca/TWONTO#auto_sampler
56172 | TAB-STR-SP-3132 | Sampler, North Final Effluent Conduit-FES-2(PK2409D) | TAB-WA8-INQ | Instrument Equipment | Sampler | Sampler |  | SP | http://www.toronto.ca/TWONTO#auto_sampler
56173 | TAB-STR-SP-3132? | Sampler,Final Effluent FES-2 | TAB-STR-SP | Aeration, Sampler Settled Sewage | Sampler | Sampler | 34190 | SP | http://www.toronto.ca/TWONTO#auto_sampler
56174 | TAB-STR-SP-3132? | Sampler,Final Effluent FES-2 | TAB-SUSPENDED ENTITY | Suspended entities | Sampler | Sampler | 34190 | SP | http://www.toronto.ca/TWONTO#auto_sampler
56175 | TAB-STR-SP-3334 | Sampler, South Final Effluent Conduit-FES-1 (PK2408D) | TAB-DIS-CHL1 | Chlorination Process | Sampler | Sampler |  | SP | http://www.toronto.ca/TWONTO#auto_sampler
56176 | TAB-STR-SP-3334 | Sampler, South Final Effluent Conduit-FES-1 (PK2408D) | TAB-STR-INQ | WA1 Instrumentation & Safety Equipment (Gas Monitors) | Sampler | Sampler |  | SP | http://www.toronto.ca/TWONTO#auto_sampler
69056 | THC-PLT-SP-0002 | Autosampler Unit, Primary Influent Channel, Phase I , Sluice gate, TEMP 1 | THC-PLT-GRIT TANKS | Grid Tanks | Sampler | Sampler |  | SP | http://www.toronto.ca/TWONTO#auto_sampler
69057 | THC-PLT-SP-0100 | Autosampler Unit, Raw Sewage, Influent Channel | THC-PLT-GRIT TANKS | Grid Tanks | Sampler | Sampler |  | SP | http://www.toronto.ca/TWONTO#auto_sampler
69864 | THC-PRM-SP-0004 | Autosampler Unit, Primary, Old section, Effluent 7-8, TEMP 3 | THC-SUSPENDED | Suspended entity | Sampler | Sampler | 35761 | SP | http://www.toronto.ca/TWONTO#auto_sampler
71586 | THC-STR-SP-0001 | Autosampler Unit, Secondary, Phase I, Final Effluent, TEMP 4 | THC-STR | Secondary Treatment | Sampler | Sampler |  | SP | http://www.toronto.ca/TWONTO#auto_sampler
71587 | THC-STR-SP-0004 | Autosampler Unit, Secondary, Old Section final outfall across the road, North of #2 final tank | THC-STR | Secondary Treatment | Sampler | Sampler |  | SP | http://www.toronto.ca/TWONTO#auto_sampler
75773 | THR-DCL-ZONE-3 | Zone 3, Simulator Contact Point | THR-DCL | Dechlorination | Sampler | Sampler |  | ZONE | http://www.toronto.ca/TWONTO#sampling_point
75774 | THR-DCL-ZONE-3 | Zone 3, Simulator Contact Point | THR-DCL-ZONE | Simulator Zone, De-chlorination System | Sampler | Sampler |  | ZONE | http://www.toronto.ca/TWONTO#sampling_point
80497 | THR-FT-SP-0001 | Sampler, Final Effluent | THR-FT-AIT | Analyzer, Turbidity, Sampler & Pump, Final Tanks | Sampler | Sampler |  | SP | http://www.toronto.ca/TWONTO#auto_sampler
83278 | THR-PRM-SP-0001 | Sampler, North Primary Treatment | THR-PRM-NORTH | Primary Treatment, North Primary | Sampler | Sampler |  | SP | http://www.toronto.ca/TWONTO#auto_sampler
83279 | THR-PRM-SP-0002 | Sampler, South Primary Treatment | THR-PRM-SOUTH | Primary Treatment, South Primary | Sampler | Sampler |  | SP | http://www.toronto.ca/TWONTO#auto_sampler
83280 | THR-PRM-SP-0002 | Sampler, South Primary Treatment | THR-PRM-STA-2 | South Primary Station 2 | Sampler | Sampler |  | SP | http://www.toronto.ca/TWONTO#auto_sampler
83281 | THR-PRM-SP-0002 | Sampler, South Primary Treatment | THR-PRM-T | Primary Sedimentation Tanks | Sampler | Sampler |  | SP | http://www.toronto.ca/TWONTO#auto_sampler
86381 | TNT-CSO-SP-0300 | Sampler, Auto | TNT-CSO | Combined Sewer Overflow and storage system | Sampler | Sampler |  | SP | http://www.toronto.ca/TWONTO#auto_sampler
87134 | TNT-PLT-SP-0001 | Sampler, Raw Sewage, | TNT-PLT | Preliminary Treatment | Sampler | Sampler |  | SP | http://www.toronto.ca/TWONTO#auto_sampler
87196 | TNT-PRM-SP-0001 | Sampler, Automatic, Primary Effluent Auto Sampler, Primary Treatment | TNT-PRM | Primary Treatment | Sampler | Sampler |  | SP | http://www.toronto.ca/TWONTO#auto_sampler
105059 | PK2413D | Sampler, ( SUBNATANT) | TAB-THK-SP | Auto sampler | Sampler | Sampler |  |  | http://www.toronto.ca/TWONTO#auto_sampler
114814 | TAB-PLT-SP-0201 | Sampler, Grit Tank T-0200 Discharge, Old Screen Area, Grit Bldg., P Bldg. | TAB-PLT-T-0200 | Tank, Reservoir, Grit Removal, Grit Bldg., P Bldg. | Sampler | Sampler | 46072 | SP | http://www.toronto.ca/TWONTO#auto_sampler
114815 | TAB-PLT-SP-0301 | Sampler, Grit Tank T-0300 Discharge, Old Screen Area, Grit Bldg., P Bldg. | TAB-PLT-T-0300 | Tank, Reservoir, Grit Removal, Grit Bldg., P Bldg. | Sampler | Sampler | 46073 | SP | http://www.toronto.ca/TWONTO#auto_sampler
114816 | TAB-PLT-SP-0401 | Sampler, Grit Tank T-0400 Discharge, Old Screen Area, Grit Bldg., P Bldg. | TAB-PLT-T-0400 | Tank, Reservoir, Grit Removal, Grit Bldg., P Bldg. | Sampler | Sampler | 46074 | SP | http://www.toronto.ca/TWONTO#auto_sampler
114817 | TAB-PLT-SP-0501 | Sampler, Grit Tank T-0500 Discharge, Old Screen Area, Grit Bldg., P Bldg. | TAB-SUSPENDED ENTITY | Suspended entities | Sampler | Sampler | 46075 | SP | http://www.toronto.ca/TWONTO#auto_sampler
114818 | TAB-PLT-SP-1000 | Sampler, Raw Sewage, Grit Works, Conduit 1 | TAB-RSP-PIP-0001 | Influent Conduit # 1, Raw Sewage Conduit from High Level | Sampler | Sampler | 34265 | SP | http://www.toronto.ca/TWONTO#auto_sampler
114819 | TAB-PLT-SP-3000 | Sampler, Raw Sewage, P Bldg, Grit Works, Conduit 3 | TAB-RSP-PIP-0003 | Influent Conduit # 3, Raw Sewage Conduit from Coxwell | Sampler | Sampler | 46077 | SP | http://www.toronto.ca/TWONTO#auto_sampler
114820 | TAB-PLT-SP-4000 | Sampler, Raw Sewage, P Bldg, Grit Works, Conduit 4 | TAB-RSP-PIP-0004 | Influent Conduit # 4, Raw Sewage Conduit from Coxwell | Sampler | Sampler | 46078 | SP | http://www.toronto.ca/TWONTO#auto_sampler
114821 | TAB-PLT-SP-4000 | Sampler, Raw Sewage, P Bldg, Grit Works, Conduit 4 | TAB-SUSPENDED ENTITY | Suspended entities | Sampler | Sampler | 46078 | SP | http://www.toronto.ca/TWONTO#auto_sampler
114822 | TAB-PLT-SP-6000 | Sampler, Raw Sewage, D Bldg, S. Outside Hut, Conduit 6 | TAB-PLT-G-D | D Building - Conduits 6-11 | Sampler | Sampler | 34186 | SP | http://www.toronto.ca/TWONTO#auto_sampler
114823 | TAB-PLT-SP-6000 | Sampler, Raw Sewage, D Bldg, S. Outside Hut, Conduit 6 | TAB-SUSPENDED ENTITY | Suspended entities | Sampler | Sampler | 34186 | SP | http://www.toronto.ca/TWONTO#auto_sampler
114824 | TAB-PLT-SP-7000 | Sampler, Raw Sewage, D Bldg, N. Outside Hut, Conduit 7 | TAB-PLT-G-D | D Building - Conduits 6-11 | Sampler | Sampler | 34187 | SP | http://www.toronto.ca/TWONTO#auto_sampler
114825 | TAB-PLT-SP-8000 | Sampler, Raw Sewage,Conduit 8 | TAB-SUSPENDED ENTITY | Suspended entities | Sampler | Sampler | 34188 | SP | http://www.toronto.ca/TWONTO#auto_sampler
114826 | TAB-PLT-SP-9000 | Sampler, Raw Sewage, Conduit 9 | TAB-PLT-G-D | D Building - Conduits 6-11 | Sampler | Sampler | 34189 | SP | http://www.toronto.ca/TWONTO#auto_sampler
115566 | TAB-PRM-SP-9596 | Sampler, PRE, Primary Treatment, Primary Clarification | TAB-PRM-T | D Building - Scum, Sludge Hoppers & Primary Tanks 10-12 | Sampler | Sampler |  | SP | http://www.toronto.ca/TWONTO#auto_sampler
118154 | TAB-SLO-SP-0001 | Sampling Point, Sludge Cake to Plelletization Plant | TAB-SLO-PIP | Sludge Transfer Pipe Lubrication | Sampler | Sampler |  | SP | http://www.toronto.ca/TWONTO#sampling_point
118822 | TAB-STR-SP-1001 | Sampler, Settled Sewage, North Conduit | TAB-STR-INQ | WA1 Instrumentation & Safety Equipment (Gas Monitors) | Sampler | Sampler |  | SP | http://www.toronto.ca/TWONTO#auto_sampler
118823 | TAB-STR-SP-2001 | Sampler, Settled Sewage, South Conduit, P Bldg | TAB-STR-INQ | WA1 Instrumentation & Safety Equipment (Gas Monitors) | Sampler | Sampler |  | SP | http://www.toronto.ca/TWONTO#auto_sampler
118824 | TAB-STR-SP-2001 | Sampler, Settled Sewage, South Conduit, P Bldg | TAB-STR-SP | Aeration, Sampler Settled Sewage | Sampler | Sampler |  | SP | http://www.toronto.ca/TWONTO#auto_sampler
118825 | TAB-STR-SP-3001 | Sampler,East Bypass SBS-2 | TAB-STR-INQ | WA1 Instrumentation & Safety Equipment (Gas Monitors) | Sampler | Sampler |  | SP | http://www.toronto.ca/TWONTO#auto_sampler
118826 | TAB-STR-SP-3132 | Sampler, North Final Effluent Conduit-FES-2(PK2409D) | TAB-DIS-CHL1 | Chlorination Process | Sampler | Sampler |  | SP | http://www.toronto.ca/TWONTO#auto_sampler
118827 | TAB-STR-SP-3132 | Sampler, North Final Effluent Conduit-FES-2(PK2409D) | TAB-STR-INQ | WA1 Instrumentation & Safety Equipment (Gas Monitors) | Sampler | Sampler |  | SP | http://www.toronto.ca/TWONTO#auto_sampler
118828 | TAB-STR-SP-3334 | Sampler, South Final Effluent Conduit-FES-1 (PK2408D) | TAB-WA8-INQ | Instrument Equipment | Sampler | Sampler |  | SP | http://www.toronto.ca/TWONTO#auto_sampler
118829 | TAB-STR-SP-4001 | Sampler,West Bypass SBS-3 | TAB-STR-INQ | WA1 Instrumentation & Safety Equipment (Gas Monitors) | Sampler | Sampler |  | SP | http://www.toronto.ca/TWONTO#auto_sampler
118830 | TAB-STR-SP-4001 | Sampler,West Bypass SBS-3 | TAB-STR-SP | Aeration, Sampler Settled Sewage | Sampler | Sampler |  | SP | http://www.toronto.ca/TWONTO#auto_sampler
122423 | THC-DCL-SP-0001 | Autosampler, Chlorinated Final Effluent Sample to Simulator, Dechlorination | THC-DCL | Dechlorination Process | Sampler | Sampler |  | SP | http://www.toronto.ca/TWONTO#auto_sampler
122424 | THC-DCL-SP-0001 | Autosampler, Chlorinated Final Effluent Sample to Simulator, Dechlorination | THC-DCL-SIMULATION | Dechlorination Simulation | Sampler | Sampler |  | SP | http://www.toronto.ca/TWONTO#auto_sampler
124378 | THC-DIS-SP-0601 | Sampler,Automatic,Sample Well,South Effluent Pump Station,Ground Floor | THC-PWA-SOUTH | South Pumping Station |  | Sampler |  | SP | http://www.toronto.ca/TWONTO#auto_sampler
124379 | THC-DIS-SP-0602 | Sampler,Automatic,Sample Well,South Effluent Pump Station,Ground Floor | THC-PWA-SOUTH | South Pumping Station |  | Sampler |  | SP | http://www.toronto.ca/TWONTO#auto_sampler
127083 | THC-PLT-SP-0001 | Autosampler Unit, Raw Sewage, Influent Channel | THC-PLT-GRIT TANKS | Grid Tanks | Sampler | Sampler |  | SP | http://www.toronto.ca/TWONTO#auto_sampler
127084 | THC-PLT-SP-0004 | Autosampler Unit, Preliminary, North side of Headworks over the Influent channel | THC-PLT | Preliminary Treatment (Grit and Screenings) | Sampler | Sampler |  | SP | http://www.toronto.ca/TWONTO#auto_sampler
127603 | THC-PRM-SP-0001 | Autosampler Unit, Primary, Phase I | THC-PRM | Primary Treatment | Sampler | Sampler |  | SP | http://www.toronto.ca/TWONTO#auto_sampler
127604 | THC-PRM-SP-0002 | Autosampler Unit, Primary, Phase IV | THC-PRM | Primary Treatment | Sampler | Sampler |  | SP | http://www.toronto.ca/TWONTO#auto_sampler
127605 | THC-PRM-SP-0003 | Autosampler Unit, Primary, Phase IV, Influent 11-12, TEMP 2 | THC-PRM | Primary Treatment | Sampler | Sampler |  | SP | http://www.toronto.ca/TWONTO#auto_sampler
127606 | THC-PRM-SP-0004 | Autosampler Unit, Primary, Old section, Effluent 7-8, TEMP 3 | THC-PRM | Primary Treatment | Sampler | Sampler | 35761 | SP | http://www.toronto.ca/TWONTO#auto_sampler
127607 | THC-PRM-SP-0004 | Autosampler Unit, Primary, Old section, Effluent 7-8, TEMP 3 | THC-STR | Secondary Treatment | Sampler | Sampler | 35761 | SP | http://www.toronto.ca/TWONTO#auto_sampler
128957 | THC-STR-SP-0002 | Autosampler Unit, Secondary, Phase IV, Final Effluent, TEMP 5 | THC-STR | Secondary Treatment | Sampler | Sampler |  | SP | http://www.toronto.ca/TWONTO#auto_sampler
132408 | THR-DCL-ZONE-1 | Zone 1, Simulator Contact Point | THR-DCL | Dechlorination | Sampler | Sampler |  | ZONE | http://www.toronto.ca/TWONTO#sampling_point
132409 | THR-DCL-ZONE-1 | Zone 1, Simulator Contact Point | THR-DCL-ZONE | Simulator Zone, De-chlorination System | Sampler | Sampler |  | ZONE | http://www.toronto.ca/TWONTO#sampling_point
132410 | THR-DCL-ZONE-2 | Zone 2, Simulator Contact Point | THR-DCL | Dechlorination | Sampler | Sampler |  | ZONE | http://www.toronto.ca/TWONTO#sampling_point
132411 | THR-DCL-ZONE-2 | Zone 2, Simulator Contact Point | THR-DCL-ZONE | Simulator Zone, De-chlorination System | Sampler | Sampler |  | ZONE | http://www.toronto.ca/TWONTO#sampling_point
137530 | THR-PLT-SP-0003 | Sampler, Raw Sewage, Preliminary Treatment | THR-PLT-HH | Preliminary Treatment, Head House | Sampler | Sampler |  | SP | http://www.toronto.ca/TWONTO#auto_sampler
140015 | TNT-AER-SP-0001 | Sampler, Mixed Liquer channel | TNT-AER-ML-CHNL | Mixed liquer Channel | Sampler | Sampler |  | SP | http://www.toronto.ca/TWONTO#auto_sampler
140198 | TNT-CSO-SP-0100 | Sampler, Diversion Chamber A | TNT-CSO | Combined Sewer Overflow and storage system | Sampler | Sampler |  | SP | http://www.toronto.ca/TWONTO#auto_sampler
140199 | TNT-CSO-SP-0200 | Sampler, Tank Overflow at Weir | TNT-CSO | Combined Sewer Overflow and storage system | Sampler | Sampler |  | SP | http://www.toronto.ca/TWONTO#auto_sampler
140662 | TNT-FT-SP-0003 | Sampler, Final effluent channel | TNT-FT-FE-0001 | Final Effluent Channel, Final Tanks- Samplers | Sampler | Sampler |  | SP | http://www.toronto.ca/TWONTO#auto_sampler
147209 | WTR-RRH-SP-0001 | Sampler, Water from Tank 0100 & Tank 0200 | WTR-RRH-AUX | Auxiliary Equipment (Building Facilities) | Sampler | Sampler |  | SP | http://www.toronto.ca/TWONTO#auto_sampler

## Remote_Processor_Unit_Pivot (hidden)
Row Labels | Count of Valid_Class
? | 1
http://www.toronto.ca/TWONTO#collection_of_assets | 6
http://www.toronto.ca/TWONTO#flame_or_combustion_sensing_instrument | 1
http://www.toronto.ca/TWONTO#operator_interface_terminal | 14
http://www.toronto.ca/TWONTO#RPU_panel | 1042
http://www.toronto.ca/TWONTO#RTU_panel | 1
http://www.toronto.ca/TWONTO#UPS | 35
Grand Total | 1100

## Remote_Processor_Unit (hidden)
Column1 | Entity_number | Description | Parent | Parent_Description | Category | Class | Suspended | Tag | Valid_Class
2465 | COL-120-RPU-0700 | Remote Processing Unit, Coxwell Control Chambers No. 7&8, MTI | COL-MTI | Mid-Toronto Interceptor | RPU | Remote Processor Unit |  | RPU | http://www.toronto.ca/TWONTO#RPU_panel
2466 | COL-120-RPU-0700 | Remote Processing Unit, Coxwell Control Chambers No. 7&8, MTI | COL-MTI-CH-0700 | Chamber,Boston Dome Chamber No.7,MTI | RPU | Remote Processor Unit |  | RPU | http://www.toronto.ca/TWONTO#RPU_panel
2480 | COL-BCV-RPU-0001 | Remote Processing Unit | COL-BCV | Carlingview Blower Station | RPU | Remote Processor Unit |  | RPU | http://www.toronto.ca/TWONTO#RPU_panel
2481 | COL-BCV-RPU-0001 | Remote Processing Unit | COL-BCV-MISC | Miscellaneous Equipment | RPU | Remote Processor Unit |  | RPU | http://www.toronto.ca/TWONTO#RPU_panel
2518 | COL-BEB-RPU-0001 | Remote Processing Unit | COL-BEB | Edenbridge Blower Station | RPU | Remote Processor Unit |  | RPU | http://www.toronto.ca/TWONTO#RPU_panel
2537 | COL-CED-RPU-0100 | Remote Processing Unit | COL-CED | Coatsworth Cut CSO Storage Tank | RPU | Remote Processor Unit |  | RPU | http://www.toronto.ca/TWONTO#RPU_panel
2538 | COL-CED-RPU-0100 | Remote Processing Unit | COL-CED-MISC | Miscellaneous Equipment | RPU | Remote Processor Unit |  | RPU | http://www.toronto.ca/TWONTO#RPU_panel
2539 | COL-CED-RPU-0100 | Remote Processing Unit | COL-PAB-MISC | Miscellaneous Equipment | RPU | Remote Processor Unit |  | RPU | http://www.toronto.ca/TWONTO#RPU_panel
2799 | COL-MTI-OIT-1400C | Operator Interface Terminal,Rosedale Valley Control Chamber No.14C, MTI | COL-MTI | Mid-Toronto Interceptor | Control Panel,Operator | Remote Processor Unit |  | OIT | http://www.toronto.ca/TWONTO#operator_interface_terminal
2800 | COL-MTI-OIT-1400C | Operator Interface Terminal,Rosedale Valley Control Chamber No.14C, MTI | COL-MTI-CH-1400C | Chamber,Rosedale Valley Control Chamber No.14C, MTI | Control Panel,Operator | Remote Processor Unit |  | OIT | http://www.toronto.ca/TWONTO#operator_interface_terminal
2803 | COL-MTI-OIT-2300B | Operator Interface Terminal,Simcoe Control Chamber No.23B, MTI | COL-MTI | Mid-Toronto Interceptor | Control Panel,Operator | Remote Processor Unit |  | OIT | http://www.toronto.ca/TWONTO#operator_interface_terminal
2804 | COL-MTI-OIT-2300B | Operator Interface Terminal,Simcoe Control Chamber No.23B, MTI | COL-MTI-CH-2300B | Chamber,Simcoe Control Chamber No.23B, MTI | Control Panel,Operator | Remote Processor Unit |  | OIT | http://www.toronto.ca/TWONTO#operator_interface_terminal
2806 | COL-MTI-OIT-2400 | Operator Interface Terminal,Spadina Control Chamber No.24, MTI | COL-MTI | Mid-Toronto Interceptor | Control Panel,Operator | Remote Processor Unit |  | OIT | http://www.toronto.ca/TWONTO#operator_interface_terminal
2807 | COL-MTI-OIT-2700B | Operator Interface Terminal,Strachan Control Chamber No.27B, MTI | COL-MTI-CH-2700B | Chamber,Strachan St. Control Chamber No.27B, MTI | Control Panel,Operator | Remote Processor Unit |  | OIT | http://www.toronto.ca/TWONTO#operator_interface_terminal
2837 | COL-MTI-RPU-1400C | Remote Processing Unit, Rosedale Valley Control Chamber No.14C, MTI | COL-MTI-CH-1400C | Chamber,Rosedale Valley Control Chamber No.14C, MTI | RPU | Remote Processor Unit |  | RPU | http://www.toronto.ca/TWONTO#RPU_panel
2841 | COL-MTI-RPU-2300B | Remote Processing Unit, Simcoe Control Chamber No.23B, MTI | COL-MTI | Mid-Toronto Interceptor | RPU | Remote Processor Unit |  | RPU | http://www.toronto.ca/TWONTO#RPU_panel
2842 | COL-MTI-RPU-2300B | Remote Processing Unit, Simcoe Control Chamber No.23B, MTI | COL-MTI-CH-2300B | Chamber,Simcoe Control Chamber No.23B, MTI | RPU | Remote Processor Unit |  | RPU | http://www.toronto.ca/TWONTO#RPU_panel
2845 | COL-MTI-RPU-2300D | Remote Processing Unit, Simcoe Control Chamber No.2300D, MTI | COL-MTI-CH-2300D | Chamber,Simcoe Control Chamber No.2300D, MTI | RPU | Remote Processor Unit |  | RPU | http://www.toronto.ca/TWONTO#RPU_panel
2846 | COL-MTI-RPU-2400 | Remote Processing Unit, Spadina Control Chamber No.24, MTI | COL-MTI-CH-2400 | Chamber,Spadina Control Chamber No.24, MTI | RPU | Remote Processor Unit |  | RPU | http://www.toronto.ca/TWONTO#RPU_panel
2847 | COL-MTI-RPU-3400 | Remote Processing Unit, Parkside Control Chamber No.34, MTI | COL-MTI | Mid-Toronto Interceptor | RPU | Remote Processor Unit |  | RPU | http://www.toronto.ca/TWONTO#RPU_panel
3062 | COL-PBG-RPU-0001 | Remote Processing Unit, All control and Instrumentation Equipment - RPU | COL-PBG | Brule Gardens Sewage Pumping Station |  | Remote Processor Unit |  | RPU | http://www.toronto.ca/TWONTO#RPU_panel
3063 | COL-PBG-RPU-0001 | Remote Processing Unit, All control and Instrumentation Equipment - RPU | COL-PBG-MISC | Miscellaneous Equipment |  | Remote Processor Unit |  | RPU | http://www.toronto.ca/TWONTO#RPU_panel
3115 | COL-PBP-RPU-0001 | Remote Processing Unit | COL-PBP-MISC | Miscellaneous Equipment | RPU | Remote Processor Unit |  | RPU | http://www.toronto.ca/TWONTO#RPU_panel
3160 | COL-PBR-RPU-0001 | Remote Processing Unit, All control and Instrumentation Equipment - RPU | COL-PBR | Berry Road Sewage Pumping Station |  | Remote Processor Unit |  | RPU | http://www.toronto.ca/TWONTO#RPU_panel
3490 | COL-PCU-RPU-0100 | Remote Processor Unit, Electrical Room | COL-PCU | Cumber Pumping Station | RPU | Remote Processor Unit |  | RPU | http://www.toronto.ca/TWONTO#RPU_panel
3491 | COL-PCU-RPU-0100 | Remote Processor Unit, Electrical Room | COL-PCU-MISC | Miscellaneous Equipment | RPU | Remote Processor Unit |  | RPU | http://www.toronto.ca/TWONTO#RPU_panel
3640 | COL-PEV-RPU-0001 | Remote Processing Unit, All control and Instrumentation Equipment - RPU | COL-PEV | Ellis Sewage Pumping Station |  | Remote Processor Unit |  | RPU | http://www.toronto.ca/TWONTO#RPU_panel
4034 | COL-PHB-RPU-0001 | Remote Processing Unit | COL-PHB | Humber Sewage Pumping Station | RPU | Remote Processor Unit |  | RPU | http://www.toronto.ca/TWONTO#RPU_panel
4108 | COL-PHP-RPU-0001 | Remote Processing Unit, All control and Instrumentation Equipment - RPU | COL-PHP | High Park Sewage Pumping Station |  | Remote Processor Unit |  | RPU | http://www.toronto.ca/TWONTO#RPU_panel
4109 | COL-PHP-RPU-0001 | Remote Processing Unit, All control and Instrumentation Equipment - RPU | COL-PHP-MISC | Miscellaneous Equipment |  | Remote Processor Unit |  | RPU | http://www.toronto.ca/TWONTO#RPU_panel
4208 | COL-PKG-RPU-0001 | Remote process unit | COL-PKG-MISC | Miscellaneous Equipment |  | Remote Processor Unit |  | RPU | http://www.toronto.ca/TWONTO#RPU_panel
4271 | COL-PKP-RPU-0001 | Remote Processing Unit, All control and Instrumentation Equipment - RPU | COL-PKP | Kennedy Park Sewage Pumping Station |  | Remote Processor Unit |  | RPU | http://www.toronto.ca/TWONTO#RPU_panel
4272 | COL-PKP-RPU-0001 | Remote Processing Unit, All control and Instrumentation Equipment - RPU | COL-PKP-MISC | Miscellaneous Equipment |  | Remote Processor Unit |  | RPU | http://www.toronto.ca/TWONTO#RPU_panel
4297 | COL-PKS-RPU-0001 | Remote Processing Unit | COL-PKS-MISC | Miscellaneous Equipment | RPU | Remote Processor Unit |  | RPU | http://www.toronto.ca/TWONTO#RPU_panel
4695 | COL-PMD-RPU-0001 | Remote process unit | COL-PMD-MISC | Miscellaneous Equipment |  | Remote Processor Unit |  | RPU | http://www.toronto.ca/TWONTO#RPU_panel
5177 | COL-PMP-RPU-0001 | Remote Processing Unit | COL-PMP | Mount Pleasant Sewage Pumping Station |  | Remote Processor Unit |  | RPU | http://www.toronto.ca/TWONTO#RPU_panel
5653 | COL-POM-RPU-0001 | Remote Processing Unit | COL-POM | Old Mill Sewage Pumping Station | RPU | Remote Processor Unit |  | RPU | http://www.toronto.ca/TWONTO#RPU_panel
5654 | COL-POM-RPU-0001 | Remote Processing Unit | COL-POM-MISC | Miscellaneous Equipment | RPU | Remote Processor Unit |  | RPU | http://www.toronto.ca/TWONTO#RPU_panel
5948 | COL-PRG-RPU-0001 | Remote Processing Unit | COL-PRG-MISC | Miscellaneous Equipment | RPU | Remote Processor Unit |  | RPU | http://www.toronto.ca/TWONTO#RPU_panel
6124 | COL-PSD-RPU-0001 | Remote Processing Unit, All control and Instrumentation Equipment - RPU | COL-PSD | Spadina Sewage Pumping Station |  | Remote Processor Unit |  | RPU | http://www.toronto.ca/TWONTO#RPU_panel
6125 | COL-PSD-RPU-0001 | Remote Processing Unit, All control and Instrumentation Equipment - RPU | COL-PSD-MISC | Miscellaneous Equipment |  | Remote Processor Unit |  | RPU | http://www.toronto.ca/TWONTO#RPU_panel
6652 | COL-PSU-RPU-0001 | Remote Processing Unit, All control and Instrumentation Equipment - RPU | COL-PSU-MISC | Miscellaneous Equipment |  | Remote Processor Unit |  | RPU | http://www.toronto.ca/TWONTO#RPU_panel
6923 | COL-PVM-RPU-0001 | Remote Processing Unit, All control and Instrumentation Equipment - RPU | COL-PVM | Valleymede Sewage Pumping Station |  | Remote Processor Unit |  | RPU | http://www.toronto.ca/TWONTO#RPU_panel
6924 | COL-PVM-RPU-0001 | Remote Processing Unit, All control and Instrumentation Equipment - RPU | COL-PVM-MISC | Miscellaneous Equipment |  | Remote Processor Unit |  | RPU | http://www.toronto.ca/TWONTO#RPU_panel
6966 | COL-PWC-RPU-0001 | Remote process unit | COL-PWC-MISC | Miscellaneous Equipment |  | Remote Processor Unit |  | RPU | http://www.toronto.ca/TWONTO#RPU_panel
7276 | COL-PWR-RPU-0100 | Remote Processor Unit, Control Room, West Rouge PS | COL-PWR-AUX-ELEC | Electrical Equipment | RPU | Remote Processor Unit |  | RPU | http://www.toronto.ca/TWONTO#RPU_panel
7277 | COL-PWR-RPU-0100 | Remote Processor Unit, Control Room, West Rouge PS | COL-PWR-MISC | Miscellaneous Equipment | RPU | Remote Processor Unit |  | RPU | http://www.toronto.ca/TWONTO#RPU_panel
9827 | FCL-ACC-RPU-0101 | RPU Panel, Low Lift BAS, Low Lift Pump Room S/E | FCL-GRK | Buildings and Grounds | Control Panel | Remote Processor Unit |  | RPU | http://www.toronto.ca/TWONTO#RPU_panel
9828 | FCL-ACC-RPU-0101 | RPU Panel, Low Lift BAS, Low Lift Pump Room S/E | FCL-TRW | Treated Water | Control Panel | Remote Processor Unit |  | RPU | http://www.toronto.ca/TWONTO#RPU_panel
9829 | FCL-ACC-RPU-0101 | RPU Panel, Low Lift BAS, Low Lift Pump Room S/E | FCL_ELS_MISCELLANEOUS | FCL_ELS_MISCELLANEOUS | Control Panel | Remote Processor Unit |  | RPU | http://www.toronto.ca/TWONTO#RPU_panel
9830 | FCL-ACC-RPU-0201 | RPU Panel, Flocculation/Sedimentation BAS, Dry Chemical Building Storage Area, Lobby | FCL-GRK | Buildings and Grounds | Control Panel | Remote Processor Unit |  | RPU | http://www.toronto.ca/TWONTO#RPU_panel
9831 | FCL-ACC-RPU-0201 | RPU Panel, Flocculation/Sedimentation BAS, Dry Chemical Building Storage Area, Lobby | FCL_ELS_MISCELLANEOUS | FCL_ELS_MISCELLANEOUS | Control Panel | Remote Processor Unit |  | RPU | http://www.toronto.ca/TWONTO#RPU_panel
9832 | FCL-ACC-RPU-0301 | RPU Panel, Admin Building BAS, High Lift Building Control Room | FCL-GRK | Buildings and Grounds | Control Panel | Remote Processor Unit |  | RPU | http://www.toronto.ca/TWONTO#RPU_panel
9833 | FCL-ACC-RPU-0301 | RPU Panel, Admin Building BAS, High Lift Building Control Room | FCL_ELS_MISCELLANEOUS | FCL_ELS_MISCELLANEOUS | Control Panel | Remote Processor Unit |  | RPU | http://www.toronto.ca/TWONTO#RPU_panel
9834 | FCL-ACC-RPU-0401 | RPU Panel, High Lift Building BAS, High Lift Heating & Ventilation Room | FCL-GRK | Buildings and Grounds | Control Panel | Remote Processor Unit |  | RPU | http://www.toronto.ca/TWONTO#RPU_panel
9835 | FCL-ACC-RPU-0401 | RPU Panel, High Lift Building BAS, High Lift Heating & Ventilation Room | FCL_ELS_MISCELLANEOUS | FCL_ELS_MISCELLANEOUS | Control Panel | Remote Processor Unit |  | RPU | http://www.toronto.ca/TWONTO#RPU_panel
9836 | FCL-ACC-RPU-0501 | RPU Panel, Filter Building BAS, Filter Building Piping Gallery East | FCL-GRK | Buildings and Grounds | Control Panel | Remote Processor Unit |  | RPU | http://www.toronto.ca/TWONTO#RPU_panel
9837 | FCL-ACC-RPU-0501 | RPU Panel, Filter Building BAS, Filter Building Piping Gallery East | FCL_ELS_MISCELLANEOUS | FCL_ELS_MISCELLANEOUS | Control Panel | Remote Processor Unit |  | RPU | http://www.toronto.ca/TWONTO#RPU_panel
9838 | FCL-ACC-RPU-0801 | RPU, Surge Building BAS, Surge Building North | FCL_ELS_MISCELLANEOUS | FCL_ELS_MISCELLANEOUS | Control Panel | Remote Processor Unit |  | RPU | http://www.toronto.ca/TWONTO#RPU_panel
12726 | COL-BDC-RPU-0001 | Remote Processing Unit | COL-BDC | Disco Blower Station | RPU | Remote Processor Unit |  | RPU | http://www.toronto.ca/TWONTO#RPU_panel
12727 | COL-BDC-RPU-0001 | Remote Processing Unit | COL-BDC-MISC | Miscellaneous Equipment | RPU | Remote Processor Unit |  | RPU | http://www.toronto.ca/TWONTO#RPU_panel
12747 | COL-BEB-RPU-0001 | Remote Processing Unit | COL-BEB-MISC | Miscellaneous Equipment | RPU | Remote Processor Unit |  | RPU | http://www.toronto.ca/TWONTO#RPU_panel
12983 | FCL-RW-RPU-0001 | RPU Panel, Low Lift Bldg Pumping Station | FCL-RW | Raw Water | Control Panel | Remote Processor Unit |  | RPU | http://www.toronto.ca/TWONTO#RPU_panel
13787 | COL-MTI-OIT-2400 | Operator Interface Terminal,Spadina Control Chamber No.24, MTI | COL-MTI-CH-2400 | Chamber,Spadina Control Chamber No.24, MTI | Control Panel,Operator | Remote Processor Unit |  | OIT | http://www.toronto.ca/TWONTO#operator_interface_terminal
13788 | COL-MTI-OIT-2700B | Operator Interface Terminal,Strachan Control Chamber No.27B, MTI | COL-MTI | Mid-Toronto Interceptor | Control Panel,Operator | Remote Processor Unit |  | OIT | http://www.toronto.ca/TWONTO#operator_interface_terminal
13809 | COL-MTI-RPU-1400C | Remote Processing Unit, Rosedale Valley Control Chamber No.14C, MTI | COL-MTI | Mid-Toronto Interceptor | RPU | Remote Processor Unit |  | RPU | http://www.toronto.ca/TWONTO#RPU_panel
13811 | COL-MTI-RPU-2400 | Remote Processing Unit, Spadina Control Chamber No.24, MTI | COL-MTI | Mid-Toronto Interceptor | RPU | Remote Processor Unit |  | RPU | http://www.toronto.ca/TWONTO#RPU_panel
13812 | COL-MTI-RPU-2700B | Remote Processing Unit, Strachan Control Chamber No.27B, MTI | COL-MTI | Mid-Toronto Interceptor | RPU | Remote Processor Unit |  | RPU | http://www.toronto.ca/TWONTO#RPU_panel
13813 | COL-MTI-RPU-2700B | Remote Processing Unit, Strachan Control Chamber No.27B, MTI | COL-MTI-CH-2700B | Chamber,Strachan St. Control Chamber No.27B, MTI | RPU | Remote Processor Unit |  | RPU | http://www.toronto.ca/TWONTO#RPU_panel
13814 | COL-MTI-RPU-2900 | Remote Processing Unit, Roxton Control Chamber No.29, MTI | COL-MTI | Mid-Toronto Interceptor | RPU | Remote Processor Unit |  | RPU | http://www.toronto.ca/TWONTO#RPU_panel
13815 | COL-MTI-RPU-2900 | Remote Processing Unit, Roxton Control Chamber No.29, MTI | COL-MTI-CH-2900 | Chamber,Roxton St. Control Chamber No.29, MTI | RPU | Remote Processor Unit |  | RPU | http://www.toronto.ca/TWONTO#RPU_panel
13816 | COL-MTI-RPU-3400 | Remote Processing Unit, Parkside Control Chamber No.34, MTI | COL-MTI-CH-3400 | Chamber,Parkside St. Control Chamber No.34, MTI | RPU | Remote Processor Unit |  | RPU | http://www.toronto.ca/TWONTO#RPU_panel
13911 | FCL-SPC-RPU-1121 | RPU Panel, Gaseous Chemicals, Chemical Building | FCL-ELS-PS-0001 | Uninterruptible Power Supply,High Lift Bldg - Switchgear Room,LP-0001 | Control Panel | Remote Processor Unit |  | RPU | http://www.toronto.ca/TWONTO#RPU_panel
13912 | FCL-SPC-RPU-1121A | RPU Panel, Gaseous Chemicals, Chemical Building | FCL_ELS_MISCELLANEOUS | FCL_ELS_MISCELLANEOUS | Control Panel | Remote Processor Unit |  | RPU | http://www.toronto.ca/TWONTO#RPU_panel
13954 | FCL-SPC-RPU-1122 | RPU Panel, Gaseous Chemicals, Chemical Building | FCL-ELS-PS-0001 | Uninterruptible Power Supply,High Lift Bldg - Switchgear Room,LP-0001 | Control Panel | Remote Processor Unit |  | RPU | http://www.toronto.ca/TWONTO#RPU_panel
13955 | FCL-SPC-RPU-1123 | RPU Panel, Liquid Chemicals, Chemical Building | FCL-ELS-PS-0001 | Uninterruptible Power Supply,High Lift Bldg - Switchgear Room,LP-0001 | Control Panel | Remote Processor Unit |  | RPU | http://www.toronto.ca/TWONTO#RPU_panel
13956 | FCL-SPC-RPU-1123 | RPU Panel, Liquid Chemicals, Chemical Building | FCL_ELS_MISCELLANEOUS | FCL_ELS_MISCELLANEOUS | Control Panel | Remote Processor Unit |  | RPU | http://www.toronto.ca/TWONTO#RPU_panel
13957 | FCL-SPC-RPU-1124 | RPU Panel, Gaseous Chemical, Gaseous Chemical Building | FCL-ELS-PS-0001 | Uninterruptible Power Supply,High Lift Bldg - Switchgear Room,LP-0001 | Control Panel | Remote Processor Unit |  | RPU | http://www.toronto.ca/TWONTO#RPU_panel
13958 | FCL-SPC-RPU-1221 | RPU Panel, Backwash Pumps 0101-0401, High Lift Bldg - Switchgear Room | FCL_ELS_MISCELLANEOUS | FCL_ELS_MISCELLANEOUS | Control Panel | Remote Processor Unit |  | RPU | http://www.toronto.ca/TWONTO#RPU_panel
13959 | FCL-SPC-RPU-1222 | RPU Panel, Building Services, High Lift Bldg - Switchgear Room | FCL_ELS_MISCELLANEOUS | FCL_ELS_MISCELLANEOUS | Control Panel | Remote Processor Unit |  | RPU | http://www.toronto.ca/TWONTO#RPU_panel
13960 | FCL-SPC-RPU-1224 | RPU Panel, High Lift Pumps 0101-1001, High Lift Bldg - Switchgear Room | FCL_ELS_MISCELLANEOUS | FCL_ELS_MISCELLANEOUS | Control Panel | Remote Processor Unit |  | RPU | http://www.toronto.ca/TWONTO#RPU_panel
13961 | FCL-SPC-RPU-1421 | RPU Panel, Sewage Channel, Surge Chamber | FCL_ELS_MISCELLANEOUS | FCL_ELS_MISCELLANEOUS | Control Panel | Remote Processor Unit |  | RPU | http://www.toronto.ca/TWONTO#RPU_panel
13962 | FCL-SPC-RPU-1521 | RPU Panel, Settled Water Conduit Level and General Backwash, Filter Gallery | FCL-ELS-PS-0001 | Uninterruptible Power Supply,High Lift Bldg - Switchgear Room,LP-0001 | Control Panel | Remote Processor Unit |  | RPU | http://www.toronto.ca/TWONTO#RPU_panel
13963 | FCL-SPC-RPU-1522 | RPU Panel, Filters 0101 and 0201, Filter Gallery | FCL_ELS_MISCELLANEOUS | FCL_ELS_MISCELLANEOUS | Control Panel | Remote Processor Unit |  | RPU | http://www.toronto.ca/TWONTO#RPU_panel
13964 | FCL-SPC-RPU-1523 | RPU Panel, Filters 0301 and 0401, Filter Gallery | FCL-ELS-PS-0001 | Uninterruptible Power Supply,High Lift Bldg - Switchgear Room,LP-0001 | Control Panel | Remote Processor Unit |  | RPU | http://www.toronto.ca/TWONTO#RPU_panel
13965 | FCL-SPC-RPU-1524 | RPU Panel, Filters 0501 and 0601, Filter Gallery | FCL_ELS_MISCELLANEOUS | FCL_ELS_MISCELLANEOUS | Control Panel | Remote Processor Unit |  | RPU | http://www.toronto.ca/TWONTO#RPU_panel
13966 | FCL-SPC-RPU-1621 | RPU Panel, Filters 0801 and 0801, Filter Gallery | FCL_ELS_MISCELLANEOUS | FCL_ELS_MISCELLANEOUS | Control Panel | Remote Processor Unit |  | RPU | http://www.toronto.ca/TWONTO#RPU_panel
13967 | FCL-SPC-RPU-1622 | RPU Panel, Filters 0901 and 1001, Filter Gallery | FCL-ELS-PS-0001 | Uninterruptible Power Supply,High Lift Bldg - Switchgear Room,LP-0001 | Control Panel | Remote Processor Unit |  | RPU | http://www.toronto.ca/TWONTO#RPU_panel
13968 | FCL-SPC-RPU-1623 | RPU Panel, Filters 1201 and 1201, Filter Gallery | FCL-ELS-PS-0001 | Uninterruptible Power Supply,High Lift Bldg - Switchgear Room,LP-0001 | Control Panel | Remote Processor Unit |  | RPU | http://www.toronto.ca/TWONTO#RPU_panel
13969 | FCL-SPC-RPU-1623 | RPU Panel, Filters 1201 and 1201, Filter Gallery | FCL_ELS_MISCELLANEOUS | FCL_ELS_MISCELLANEOUS | Control Panel | Remote Processor Unit |  | RPU | http://www.toronto.ca/TWONTO#RPU_panel
13970 | FCL-SPC-RPU-1624 | RPU Panel, Filters 1301 and 1401, Filter Gallery | FCL-ELS-PS-0001 | Uninterruptible Power Supply,High Lift Bldg - Switchgear Room,LP-0001 | Control Panel | Remote Processor Unit |  | RPU | http://www.toronto.ca/TWONTO#RPU_panel
13971 | FCL-SPC-RPU-1625 | RPU Panel, Filters 1501 and 1601, Filter Gallery | FCL-ELS-PS-0001 | Uninterruptible Power Supply,High Lift Bldg - Switchgear Room,LP-0001 | Control Panel | Remote Processor Unit |  | RPU | http://www.toronto.ca/TWONTO#RPU_panel
13972 | FCL-SPC-RPU-1721 | RPU Panel, Alum Pumps, Liquid Alum Storage Room | FCL_ELS_MISCELLANEOUS | FCL_ELS_MISCELLANEOUS | Control Panel | Remote Processor Unit |  | RPU | http://www.toronto.ca/TWONTO#RPU_panel
13973 | FCL-SPC-RPU-1722 | RPU Panel, PAC System, Alum Bag Storage Room | FCL-ELS-PS-0001 | Uninterruptible Power Supply,High Lift Bldg - Switchgear Room,LP-0001 | Control Panel | Remote Processor Unit |  | RPU | http://www.toronto.ca/TWONTO#RPU_panel
13974 | FCL-SPC-RPU-1723 | RPU Panel, Pretreatment Module 1, PAC Pump Area | FCL-ELS-PS-0001 | Uninterruptible Power Supply,High Lift Bldg - Switchgear Room,LP-0001 | Control Panel | Remote Processor Unit |  | RPU | http://www.toronto.ca/TWONTO#RPU_panel
13975 | FCL-SPC-RPU-1724 | RPU Panel, Pretreatment Module 2, PAC Pump Area | FCL-ELS-PS-0001 | Uninterruptible Power Supply,High Lift Bldg - Switchgear Room,LP-0001 | Control Panel | Remote Processor Unit |  | RPU | http://www.toronto.ca/TWONTO#RPU_panel
13976 | FCL-SPC-RPU-1725 | RPU Panel, Pretreatment Module 3, PAC Pump Area | FCL_ELS_MISCELLANEOUS | FCL_ELS_MISCELLANEOUS | Control Panel | Remote Processor Unit |  | RPU | http://www.toronto.ca/TWONTO#RPU_panel
13977 | FCL-SPC-RPU-1727 | RPU Panel, Corrosion Control, Raw Water Pumping | FCL-CCS | Corrosion Control System | Control Panel | Remote Processor Unit |  | RPU | http://www.toronto.ca/TWONTO#RPU_panel
13978 | FCL-SPC-RPU-1821 | RPU Panel, Screens, Raw Water Pumping | FCL_ELS_MISCELLANEOUS | FCL_ELS_MISCELLANEOUS | Control Panel | Remote Processor Unit |  | RPU | http://www.toronto.ca/TWONTO#RPU_panel
13979 | FCL-SPC-RPU-1822 | RPU Panel, Zebra Mussel/Raw Water Sampling, Raw Water Pumping | FCL_ELS_MISCELLANEOUS | FCL_ELS_MISCELLANEOUS | Control Panel | Remote Processor Unit |  | RPU | http://www.toronto.ca/TWONTO#RPU_panel
13980 | FCL-SPC-RPU-1823 | RPU Panel, Low Lift Pumps 2-6, Raw Water Pumping | FCL-ELS-PS-0001 | Uninterruptible Power Supply,High Lift Bldg - Switchgear Room,LP-0001 | Control Panel | Remote Processor Unit |  | RPU | http://www.toronto.ca/TWONTO#RPU_panel
13981 | FCL-SPC-RPU-1825 | RPU Panel, Switchgear, Raw Water Pumping | FCL_ELS_MISCELLANEOUS | FCL_ELS_MISCELLANEOUS | Control Panel | Remote Processor Unit |  | RPU | http://www.toronto.ca/TWONTO#RPU_panel
13982 | FCL-SPC-RPU-1921 | RPU Panel, RMF Clarification Facility, Electrical Room, WWW-CP-1100 | FCL-ELS-PS-0001 | Uninterruptible Power Supply,High Lift Bldg - Switchgear Room,LP-0001 | Control Panel | Remote Processor Unit |  | RPU | http://www.toronto.ca/TWONTO#RPU_panel
13983 | FCL-SPC-RPU-1921R | RPU Panel, Centrifuge to Clarification Facility, Clarification Facility, Electrical Room | FCL_ELS_MISCELLANEOUS | FCL_ELS_MISCELLANEOUS | Control Panel | Remote Processor Unit |  | RPU | http://www.toronto.ca/TWONTO#RPU_panel
13984 | FCL-SPC-RPU-2022 | RPU Panel, Centrifuge CF-5501, RMF Centrifuge Building, Control Room | FCL_ELS_MISCELLANEOUS | FCL_ELS_MISCELLANEOUS | Control Panel | Remote Processor Unit |  | RPU | http://www.toronto.ca/TWONTO#RPU_panel
13985 | FCL-SPC-RPU-2023 | RPU Panel, Centrifuge CF-5601, RMF Centrifuge Building, Control Room | FCL-ELS-PS-0001 | Uninterruptible Power Supply,High Lift Bldg - Switchgear Room,LP-0001 | Control Panel | Remote Processor Unit |  | RPU | http://www.toronto.ca/TWONTO#RPU_panel
13986 | FCL-SPC-RPU-2121 | RPU Panel, RMF Clarification Facility, Electrical Room | FCL_ELS_MISCELLANEOUS | FCL_ELS_MISCELLANEOUS | Control Panel | Remote Processor Unit |  | RPU | http://www.toronto.ca/TWONTO#RPU_panel
13987 | FCL-SPC-RPU-2423 | Remote Processor Unit, Sedimentation Tank T-0300 | FCL-ELS-PS-0003 | Emergency Power | Controller,PLC | Remote Processor Unit |  | RPU | http://www.toronto.ca/TWONTO#RPU_panel
14139 | COL-PAB-RPU-0001 | Remote Processing Unit | COL-PAB-MISC | Miscellaneous Equipment | RPU | Remote Processor Unit |  | RPU | http://www.toronto.ca/TWONTO#RPU_panel
14231 | FCL-TRW-RPU-0002-SUS | Remote Processing Unit | FCL-SUSPENDED | Suspended entity |  | Remote Processor Unit | 36790 | RPU | http://www.toronto.ca/TWONTO#RPU_panel
14232 | FCL-TRW-RPU-0002-SUS | Remote Processing Unit | FCL-TRW | Treated Water |  | Remote Processor Unit | 36790 | RPU | http://www.toronto.ca/TWONTO#RPU_panel
14233 | FCL-TRW-RPU-0003-SUS | Remote Processing Unit | FCL-SUSPENDED | Suspended entity |  | Remote Processor Unit | 36791 | RPU | http://www.toronto.ca/TWONTO#RPU_panel
14234 | FCL-TRW-RPU-0003-SUS | Remote Processing Unit | FCL-TRW | Treated Water |  | Remote Processor Unit | 36791 | RPU | http://www.toronto.ca/TWONTO#RPU_panel
14689 | COL-PBP-RPU-0001 | Remote Processing Unit | COL-PBP | Baby Point Sewage Pumping Station | RPU | Remote Processor Unit |  | RPU | http://www.toronto.ca/TWONTO#RPU_panel
15136 | COL-PBR-RPU-0001 | Remote Processing Unit, All control and Instrumentation Equipment - RPU | COL-PBR-MISC | Miscellaneous Equipment |  | Remote Processor Unit |  | RPU | http://www.toronto.ca/TWONTO#RPU_panel
16969 | COL-PCU-RPU-0100 | Remote Processor Unit, Electrical Room | COL-PCU-AUX-ELEC | Electrical Equipment | RPU | Remote Processor Unit |  | RPU | http://www.toronto.ca/TWONTO#RPU_panel
17704 | COL-PEV-RPU-0001 | Remote Processing Unit, All control and Instrumentation Equipment - RPU | COL-PEV-MISC | Miscellaneous Equipment |  | Remote Processor Unit |  | RPU | http://www.toronto.ca/TWONTO#RPU_panel
17746 | COL-PFB-RPU-0001 | Remote process unit | COL-PFB-MISC | Miscellaneous Equipment |  | Remote Processor Unit |  | RPU | http://www.toronto.ca/TWONTO#RPU_panel
18227 | FHA-SPC-RPU-1211 | Computer, SCADA Client. Pump Building Basement, Switchgear Room | FHA-ELS | Electrical | Computer Equipment | Remote Processor Unit |  | RPU | http://www.toronto.ca/TWONTO#operator_interface_terminal
18228 | FHA-SPC-RPU-1221 | RPU, Raw Water Pumping, Pump Building Basement, Switchgear Room | FHA-ELS | Electrical |  | Remote Processor Unit |  | RPU | http://www.toronto.ca/TWONTO#RPU_panel
18229 | FHA-SPC-RPU-1223 | RPU, Backwash, Pump Building Basement, Switchgear Room | FHA-ELS | Electrical |  | Remote Processor Unit |  | RPU | http://www.toronto.ca/TWONTO#RPU_panel
18230 | FHA-SPC-RPU-1224 | RPU,High Lift Water Pumping, Pump Building Basement, Switchgear Room | FHA-ELS | Electrical |  | Remote Processor Unit |  | RPU | http://www.toronto.ca/TWONTO#RPU_panel
18231 | FHA-SPC-RPU-1225 | RPU, Raw Water Summator. Pump Building Basement, Switchgear Room, RPU-1221 Panel | FHA-ELS | Electrical |  | Remote Processor Unit |  | RPU | http://www.toronto.ca/TWONTO#RPU_panel
18232 | FHA-SPC-RPU-1226 | RPU, Treated Water Summator, RPU-1224 Panel, Pump Building Basement, Switchgear Room | FHA-ELS | Electrical | RPU | Remote Processor Unit |  | RPU | http://www.toronto.ca/TWONTO#RPU_panel
18233 | FHA-SPC-RPU-1321 | RPU,Liquid Chemical | FHA-SUSPENDED | Suspended Obsolete entity for storage purpose |  | Remote Processor Unit | 33407 | RPU | http://www.toronto.ca/TWONTO#RPU_panel
18234 | FHA-SPC-RPU-1421 | RPU, Screens, Pump Building, Screen Room | FHA-ELS | Electrical |  | Remote Processor Unit |  | RPU | http://www.toronto.ca/TWONTO#RPU_panel
18235 | FHA-SPC-RPU-1523 | RPU, Main Electrical Switchgear, Service Building Switchgear Room | FHA-ELS | Electrical |  | Remote Processor Unit |  | RPU | http://www.toronto.ca/TWONTO#RPU_panel
18236 | FHA-SPC-RPU-1611 | Computer, SCADA Client, Filtration Building, Filter Pipe Gallery | FHA-ELS | Electrical | Computer Equipment | Remote Processor Unit |  | RPU | http://www.toronto.ca/TWONTO#operator_interface_terminal
18237 | FHA-SPC-RPU-1623 | RPI, Filters F-3301-3601, East Filter Pipe Gallery | FHA-ELS | Electrical |  | Remote Processor Unit |  | RPU | http://www.toronto.ca/TWONTO#RPU_panel
18238 | FHA-SPC-RPU-1624 | RPU, Filters F-3701-4001, East Filter Pipe Gallery | FHA-ELS | Electrical |  | Remote Processor Unit |  | RPU | http://www.toronto.ca/TWONTO#RPU_panel
18239 | FHA-SPC-RPU-1721 | RPU, Filters F-0101-0401, West Filter Pipe Gallery | FHA-ELS | Electrical |  | Remote Processor Unit |  | RPU | http://www.toronto.ca/TWONTO#RPU_panel
18240 | FHA-SPC-RPU-1723 | RPU, Filters F-0901-1201, West Filter Pipe Gallery | FHA-ELS | Electrical |  | Remote Processor Unit |  | RPU | http://www.toronto.ca/TWONTO#RPU_panel
18241 | FHA-SPC-RPU-1724 | RPU, Filters F-1301-1601, West Filter Pipe Gallery | FHA-ELS | Electrical |  | Remote Processor Unit |  | RPU | http://www.toronto.ca/TWONTO#RPU_panel
18242 | FHA-SPC-RPU-1821 | RPU, Sedimentation & General Backwash, Filter Gallery Centre | FHA-ELS | Electrical |  | Remote Processor Unit |  | RPU | http://www.toronto.ca/TWONTO#RPU_panel
18243 | FHA-SPC-RPU-1824 | Remote Processing Unit, Sedimentation Basin Rehabilitation, Sedimentation Basin Basement | FHA-ELS | Electrical |  | Remote Processor Unit |  | RPU | http://www.toronto.ca/TWONTO#RPU_panel
18244 | FHA-SPC-RPU-1826 | RPU, Chemical Gas "B" Cl & SO2, Filter Pipe Gallery Centre | FHA-ELS | Electrical |  | Remote Processor Unit |  | RPU | http://www.toronto.ca/TWONTO#RPU_panel
18245 | FHA-SPC-RPU-1827 | RPU, Filter Master Rate, Admin Building, Operator Control Room, CBP | FHA-ELS | Electrical | UPS | Remote Processor Unit |  | RPU | http://www.toronto.ca/TWONTO#RPU_panel
18246 | FHA-SPC-RPU-1911 | Computer, SCADA Client, RMF, Centrifuge Control Room 1 | FHA-ELS | Electrical | Computer Equipment | Remote Processor Unit |  | RPU | http://www.toronto.ca/TWONTO#operator_interface_terminal
18247 | FHA-SPC-RPU-1924 | FHA-WWW-RPU-1924 - RPU is for Centrifuge CF 2501 | FHA-WWW-CF-2501 | Centrifuge, Dewatering, RMF, Centrifuge Service Platform |  | Remote Processor Unit |  | RPU | http://www.toronto.ca/TWONTO#RPU_panel
18248 | FHA-SPC-RPU-1925 | FHA-WWW-RPU-1925 - RPU, RMF | FHA-ELS | Electrical |  | Remote Processor Unit |  | RPU | http://www.toronto.ca/TWONTO#RPU_panel
18249 | FHA-SPC-RPU-1926 | FHA-WWW-RPU-1926 - RPU, RMF | FHA-ELS | Electrical |  | Remote Processor Unit |  | RPU | http://www.toronto.ca/TWONTO#RPU_panel
18250 | FHA-SPC-RPU-1927 | FHA-WWW-RPU-1927 - RPU, RMF | FHA-ELS | Electrical |  | Remote Processor Unit |  | RPU | http://www.toronto.ca/TWONTO#RPU_panel
18251 | FHA-SPC-RPU-2011 | Computer, SCADA Client, RMF, Electrical Room 2/PLC Room | FHA-ELS | Electrical | Computer Equipment | Remote Processor Unit |  | RPU | http://www.toronto.ca/TWONTO#operator_interface_terminal
18252 | FHA-SPC-RPU-2021 | RPU, Liquid Chemical, SBS, Ammonia, Fluoride, RMF, PLC Room | FHA-ELS | Electrical | RPU | Remote Processor Unit |  | RPU | http://www.toronto.ca/TWONTO#RPU_panel
18253 | FHA-SPC-RPU-2022 | RPU, Corrosion Control, Chemical Building | FHA-ELS | Electrical | Controller,PLC | Remote Processor Unit |  | RPU | http://www.toronto.ca/TWONTO#RPU_panel
19509 | FHO-ACC-RPU-0101 | Remote Programming Unit, Admin Building HVAC, Admin Bldg. S1, AHU Room, North Wall | FHO-MCS-HVAC | Plant HVAC | Controller,PLC | Remote Processor Unit |  | RPU | http://www.toronto.ca/TWONTO#RPU_panel
19510 | FHO-ACC-RPU-0201 | Remote Programming Unit, Building HVAC, Chemical Building, L2, North Penthouse, S/W | FHO-MCS-HVAC | Plant HVAC | Controller,PLC | Remote Processor Unit |  | RPU | http://www.toronto.ca/TWONTO#RPU_panel
19511 | FHO-ACC-RPU-0301 | Remote Programming Unit, Chemical Building HVAC, Chemical Building, L2, South Penthouse | FHO-MCS-HVAC | Plant HVAC | Controller,PLC | Remote Processor Unit |  | RPU | http://www.toronto.ca/TWONTO#RPU_panel
19512 | FHO-ACC-RPU-0501 | Remote Programming Unit, Raw Water Building HVAC, Raw Water Building, S8, Ventilation Room | FHO-MCS-HVAC | Plant HVAC | Controller,PLC | Remote Processor Unit |  | RPU | http://www.toronto.ca/TWONTO#RPU_panel
19513 | FHO-ACC-RPU-0601 | Remote Programming Unit, Raw Water Building HVAC, Raw Water Building, S7, Storage Area | FHO-MCS-HVAC | Plant HVAC | Controller,PLC | Remote Processor Unit |  | RPU | http://www.toronto.ca/TWONTO#RPU_panel
19514 | FHO-ACC-RPU-0801 | Remote Programming Unit, Switchgear Room HVAC, Chemical Building, S4, Emergency Generator Room | FHO-MCS-HVAC | Plant HVAC | Controller,PLC | Remote Processor Unit |  | RPU | http://www.toronto.ca/TWONTO#RPU_panel
19515 | FHO-ACC-RPU-0901 | Remote Programming Unit, Filter Gallery1-8 HVAC, Filter Building, S2, HVAC Room | FHO-MCS-HVAC | Plant HVAC | Controller,PLC | Remote Processor Unit |  | RPU | http://www.toronto.ca/TWONTO#RPU_panel
19516 | FHO-ACC-RPU-1101 | Remote Programming Unit, Clarifier Building HVAC, Clarifier Building, S2, Main Foyer | FHO-MCS-HVAC | Plant HVAC | Controller,PLC | Remote Processor Unit |  | RPU | http://www.toronto.ca/TWONTO#RPU_panel
19517 | FHO-ACC-RPU-1511 | Remote Programming Unit, Ozone Building HVAC, Ozone Building, L1, Electrical Room | FHO-MCS-HVAC | Plant HVAC | Controller,PLC | Remote Processor Unit |  | RPU | http://www.toronto.ca/TWONTO#RPU_panel
19518 | FHO-ACC-RPU-1541 | Remote Programming Unit, Ozone Building HVAC, Ozone Building, L1, Electrical Room | FHO-MCS-HVAC | Plant HVAC | Controller,PLC | Remote Processor Unit |  | RPU | http://www.toronto.ca/TWONTO#RPU_panel
19519 | FHO-ACC-RPU-1611 | Remote Programming Unit, Standby Building HVAC, Standby Building, S2, Generator Room, West Wall | FHO-MCS-HVAC | Plant HVAC | Controller,PLC | Remote Processor Unit |  | RPU | http://www.toronto.ca/TWONTO#RPU_panel
19923 | COL-PHB-RPU-0001 | Remote Processing Unit | COL-PHB-MISC | Miscellaneous Equipment | RPU | Remote Processor Unit |  | RPU | http://www.toronto.ca/TWONTO#RPU_panel
25264 | FHO-SPC-RPU-1121 | RPU, Raw Water Pumps PLC, Admin Building S4, Main Electrical Room | FHO-RAW | Raw Water Production | Controller,PLC | Remote Processor Unit |  | RPU | http://www.toronto.ca/TWONTO#RPU_panel
25265 | FHO-SPC-RPU-1123 | RPU, High Lift Pumps PLC, Admin Building S4, Main Electrical Room | FHO TRW PUMPING | Treated Water Pumping | Controller,PLC | Remote Processor Unit |  | RPU | http://www.toronto.ca/TWONTO#RPU_panel
25266 | FHO-SPC-RPU-1221 | RPU, Pre-Treatments Modules 1&2 PLC, Admin Building S4, Main Electrical Room | FHO-PLT | Preliminary Treatment | Controller,PLC | Remote Processor Unit |  | RPU | http://www.toronto.ca/TWONTO#RPU_panel
25267 | FHO-SPC-RPU-1224 | RPU, Polymer System PLC, Chemical Building, S4, Chemical Gallery | FHO-POL | Polymer System | Controller,PLC | Remote Processor Unit |  | RPU | http://www.toronto.ca/TWONTO#RPU_panel
25268 | FHO-SPC-RPU-1225 | RPU, Alum System PLC, Chemical Building, S4, Chemical Gallery | FHO-ALM | Alum System | Controller,PLC | Remote Processor Unit |  | RPU | http://www.toronto.ca/TWONTO#RPU_panel
25269 | FHO-SPC-RPU-1230 | RPU, Filter Backwash Summator, Chemical Building, S4, SBS Pump Room, SBS-CP-0801 | FHO-BW | Backwash System |  | Remote Processor Unit |  | RPU | http://www.toronto.ca/TWONTO#RPU_panel
25270 | FHO-SPC-RPU-1421 | RPU, General Raw Water PLC, Raw Water Building, S7, Electrical Room | FHO-RAW | Raw Water Production | Controller,PLC | Remote Processor Unit |  | RPU | http://www.toronto.ca/TWONTO#RPU_panel
25271 | FHO-SPC-RPU-1621 | RPU, Waste Water PLC, Clarifier Building, S2, Corridor | FHO-WWW | Residue Management / Waste Water System | Controller,PLC | Remote Processor Unit |  | RPU | http://www.toronto.ca/TWONTO#RPU_panel
25272 | FHO-SPC-RPU-1722 | RPU, Filters 1 & 2 PLC, Filter 1-8 Building, S2, Filter Pipe Gallery, East Wall | FHO-FLT | Filtration | Controller,PLC | Remote Processor Unit |  | RPU | http://www.toronto.ca/TWONTO#RPU_panel
25273 | FHO-SPC-RPU-1722A | RPU, Filters 1 & 2 PLC Expansion, Filter 1-8 Building, S2, Filter Pipe Gallery, East Wall | FHO-FLT | Filtration |  | Remote Processor Unit |  | RPU | http://www.toronto.ca/TWONTO#RPU_panel
25274 | FHO-SPC-RPU-1725 | RPU, Filters F-0501 & 0601 PLC, Filter 1-8 Building, S2, Filter Pipe Gallery, East Wall | FHO-FLT | Filtration | Controller,PLC | Remote Processor Unit |  | RPU | http://www.toronto.ca/TWONTO#RPU_panel
25275 | FHO-SPC-RPU-1726 | RPU, Filters F-0701 & 0801 PLC, Filter 1-8 Building, S2, Filter Pipe Gallery, East Wall | FHO-FLT | Filtration | Controller,PLC | Remote Processor Unit |  | RPU | http://www.toronto.ca/TWONTO#RPU_panel
25276 | FHO-SPC-RPU-1813 | RPU, Raw, Filtered & Treated Water Summator & Master Filter Rate Controler, Control Room, CBP Panel | FHO-FLT | Filtration |  | Remote Processor Unit |  | RPU | http://www.toronto.ca/TWONTO#RPU_panel
25277 | FHO-SPC-RPU-1921 | RPU Panel, Chemical Dispersion, Ozone Building, L1, Ozone Equipment Room, West Wall | FHO-WWW | Residue Management / Waste Water System | Controller,PLC | Remote Processor Unit |  | RPU | http://www.toronto.ca/TWONTO#RPU_panel
25278 | FHO-SPC-RPU-1922 | Ozone master PLC A | FHO-WWW | Residue Management / Waste Water System | Controller,PLC | Remote Processor Unit |  | RPU | http://www.toronto.ca/TWONTO#RPU_panel
25279 | FHO-SPC-RPU-1922B | Ozone master PLC | FHO-WWW | Residue Management / Waste Water System | Controller,PLC | Remote Processor Unit | 35167 | RPU | http://www.toronto.ca/TWONTO#RPU_panel
25280 | FHO-SPC-RPU-2022 | RPU Panel, Air Scour Blower, Ozone Building, L1, Electrical Room, West Wall | FHO-BW | Backwash System | Controller,PLC | Remote Processor Unit |  | RPU | http://www.toronto.ca/TWONTO#RPU_panel
25281 | FHO-SPC-RPU-2023 | RPU Panel, Filter 9-10, Ozone Building, L1, Electrical Room, West Wall | FHO-WWW | Residue Management / Waste Water System | Controller,PLC | Remote Processor Unit |  | RPU | http://www.toronto.ca/TWONTO#RPU_panel
25282 | FHO-SPC-RPU-2024 | RPU Panel, Filter 11-12, Ozone Building, L1, Electrical Room, West Wall | FHO-WWW | Residue Management / Waste Water System | Controller,PLC | Remote Processor Unit |  | RPU | http://www.toronto.ca/TWONTO#RPU_panel
25283 | FHO-SPC-RPU-2025 | RPU Panel, Filter 13, Ozone Building, L1, Electrical Room, West Wall | FHO-WWW | Residue Management / Waste Water System | Controller,PLC | Remote Processor Unit |  | RPU | http://www.toronto.ca/TWONTO#RPU_panel
25284 | FHO-SPC-RPU-GROUP1 | Remote processing units -Group 1 | FHO TRW PUMPING | Treated Water Pumping | Controller,PLC | Remote Processor Unit |  |  | http://www.toronto.ca/TWONTO#RPU_panel
26856 | COL-PRG-RPU-0001 | Remote Processing Unit | COL-PRG | Ridge Valley Pumping Station | RPU | Remote Processor Unit |  | RPU | http://www.toronto.ca/TWONTO#RPU_panel
27159 | COL-PRR-RPU-0001 | Remote Processing Unit, All control and Instrumentation Equipment - RPU | COL-PRR | Riverside Sewage Pumping Station |  | Remote Processor Unit |  | RPU | http://www.toronto.ca/TWONTO#RPU_panel
27160 | COL-PRR-RPU-0001 | Remote Processing Unit, All control and Instrumentation Equipment - RPU | COL-PRR-MISC | Miscellaneous Equipment |  | Remote Processor Unit |  | RPU | http://www.toronto.ca/TWONTO#RPU_panel
27751 | FIS-ELS-RPU-0001 | Power Supply Location | 16854 | Process Control & Instrumentation |  | Remote Processor Unit |  | RPU | ?
29348 | COL-PSM-RPU-0001 | Remote Processing Unit, All control and Instrumentation Equipment - RPU | COL-PSM | Simcoe St Sewage Pumping Station |  | Remote Processor Unit |  | RPU | http://www.toronto.ca/TWONTO#RPU_panel
29349 | COL-PSM-RPU-0001 | Remote Processing Unit, All control and Instrumentation Equipment - RPU | COL-PSM-MISC | Miscellaneous Equipment |  | Remote Processor Unit |  | RPU | http://www.toronto.ca/TWONTO#RPU_panel
29450 | COL-PSP-RPU-0001 | Remote Processing Unit, All control and Instrumentation Equipment - RPU | COL-PSP | Southport Sewage Pumping Station |  | Remote Processor Unit |  | RPU | http://www.toronto.ca/TWONTO#RPU_panel
29451 | COL-PSP-RPU-0001 | Remote Processing Unit, All control and Instrumentation Equipment - RPU | COL-PSP-MISC | Miscellaneous Equipment |  | Remote Processor Unit |  | RPU | http://www.toronto.ca/TWONTO#RPU_panel
29545 | FIS-SPC-RPU-1221 | Remote Processing Unit, Filter F-0100, Filter Building, Filter Gallery, Area Control Panel CP-0101 | FIS-FLT-F-0100 | Filter, Settled Water, Filter Building, Filter Gallery |  | Remote Processor Unit |  | RPU | http://www.toronto.ca/TWONTO#RPU_panel
29546 | FIS-SPC-RPU-1223 | Remote Processing Unit, Filter F-0300, Filter Building, Filter Gallery, Area Control Panel CP-0301 | FIS-FLT-F-0300 | Filter, Settled Water, Filter Building, Filter Gallery |  | Remote Processor Unit |  | RPU | http://www.toronto.ca/TWONTO#RPU_panel
29547 | FIS-SPC-RPU-1224 | Remote Processing Unit, Filter F-0400, Filter Building, Filter Gallery, Area Control Panel CP-0401 | FIS-FLT-F-0400 | Filter, Settled Water, Filter Building, Filter Gallery |  | Remote Processor Unit |  | RPU | http://www.toronto.ca/TWONTO#RPU_panel
29548 | FIS-SPC-RPU-1225 | Remote Processing Unit, Filter F-0500, Filter Building, Filter Gallery, Area Control Panel CP-0501 | FIS-FLT-F-0500 | Filter, Settled Water, Filter Building, Filter Gallery |  | Remote Processor Unit |  | RPU | http://www.toronto.ca/TWONTO#RPU_panel
29549 | FIS-SPC-RPU-1321 | Remote Processing Unit, Backwash Pumps, Filter Building, Pump Room | FIS-ELS | System, Electrical Distribution System |  | Remote Processor Unit |  | RPU | http://www.toronto.ca/TWONTO#RPU_panel
29550 | FIS-SPC-RPU-1422 | Remote Processing Unit, Ammonia/Fluoride, Ammonia Building, Storage Room | FIS-DIS | Disinfection | Controller,PLC | Remote Processor Unit |  | RPU | http://www.toronto.ca/TWONTO#RPU_panel
29551 | FIS-SPC-RPU-1521 | Remote Processing Unit, Switchgear, Workshop and Office Building, Machine Shop | FIS-TRW | Treated Water Production |  | Remote Processor Unit |  | RPU | http://www.toronto.ca/TWONTO#RPU_panel
29552 | FIS-SPC-RPU-1523 | Remote Processing Unit, PACL System, Workshop Building, Main Floor, Chemical Storage Room | FIS-CCS | Corrosion Control | Controller,PLC | Remote Processor Unit |  | RPU | http://www.toronto.ca/TWONTO#RPU_panel
29553 | FIS-SPC-RPU-1526 | Remote Processing Unit, El. Generator and Load Shed Control, Electrical Generator Room | 16856 | Emergency Power, Diesel & UPS |  | Remote Processor Unit |  | RPU | http://www.toronto.ca/TWONTO#RPU_panel
29554 | FIS-SPC-RPU-1624 | Remote Processing Unit, Scrubber System, Workshop Building, EICT Corridor | FIS-DIS | Disinfection | Controller,PLC | Remote Processor Unit |  | RPU | http://www.toronto.ca/TWONTO#RPU_panel
29555 | FIS-SPC-RPU-1821 | Remote Processing Unit, Intake Valves, Intake Valve Chamber, Upper Level | FIS-RW | Raw Water Production |  | Remote Processor Unit |  | RPU | http://www.toronto.ca/TWONTO#RPU_panel
29556 | FIS-SPC-RPU-1822 | Remote Processing Unit, Zebra Mussel, Intake Valve Chamber, Upper Level | FIS-RW | Raw Water Production |  | Remote Processor Unit |  | RPU | http://www.toronto.ca/TWONTO#RPU_panel
29558 | FIS-SPC-RPU-2121 | Controller,PLC, Control Panel | FIS-SBS | SBS System |  | Remote Processor Unit |  | RPU | http://www.toronto.ca/TWONTO#RPU_panel
29661 | FIS-TRW-RPU-0001 | Remote Processing Unit | FIS-TRW | Treated Water Production |  | Remote Processor Unit |  | RPU | http://www.toronto.ca/TWONTO#RPU_panel
29662 | FIS-TRW-RPU-0002 | Remote Processing Unit | FIS-TRW | Treated Water Production |  | Remote Processor Unit |  | RPU | http://www.toronto.ca/TWONTO#RPU_panel
30077 | COL-PST-RPU-0001 | Remote Processing Unit, All control and Instrumentation Equipment - RPU | COL-PST | Strachan Pumping Station |  | Remote Processor Unit |  | RPU | http://www.toronto.ca/TWONTO#RPU_panel
30078 | COL-PST-RPU-0001 | Remote Processing Unit, All control and Instrumentation Equipment - RPU | COL-PST-MISC | Miscellaneous Equipment |  | Remote Processor Unit |  | RPU | http://www.toronto.ca/TWONTO#RPU_panel
31262 | COL-PSU-RPU-0001 | Remote Processing Unit, All control and Instrumentation Equipment - RPU | COL-PSU | Sunnyside Pumping Station |  | Remote Processor Unit |  | RPU | http://www.toronto.ca/TWONTO#RPU_panel
34554 | COL-PWN-RPU-0001 | Remote Processing Unit | COL-PWN | Warren Park Pumping Station | RPU | Remote Processor Unit |  | RPU | http://www.toronto.ca/TWONTO#RPU_panel
34555 | COL-PWN-RPU-0001 | Remote Processing Unit | COL-PWN-MISC | Miscellaneous Equipment | RPU | Remote Processor Unit |  | RPU | http://www.toronto.ca/TWONTO#RPU_panel
35573 | COL-PWR-RPU-0100 | Remote Processor Unit, Control Room, West Rouge PS | COL-PWR | West Rouge Pumping Station | RPU | Remote Processor Unit |  | RPU | http://www.toronto.ca/TWONTO#RPU_panel
37439 | COL-SMC-RPU-0001 | Remote Processing Unit | COL-SMC-MISC | Miscellaneous Equipment |  | Remote Processor Unit |  | RPU | http://www.toronto.ca/TWONTO#RPU_panel
37809 | RPU IO EXTENSION, FINAL C | RPU IO Extension, Final Clarifiers - South | THR-FT-RPU-0200 | RPU, Final Clarifiers - South | RPU | Remote Processor Unit |  |  | http://www.toronto.ca/TWONTO#RPU_panel
37810 | RPU-27600 | RPU 21 | TAB-DIG-ELQ-T13-16 | Digester Tanks 13-16, Electrical Equipment | SCADA | Remote Processor Unit |  |  | http://www.toronto.ca/TWONTO#RPU_panel
38083 | SWM-PBL-RPU-0001 | Remote Processing Unit | SWM-PBL | Bloor Storm Pumping Station | RPU | Remote Processor Unit |  | RPU | http://www.toronto.ca/TWONTO#RPU_panel
38084 | SWM-PBL-RPU-0001 | Remote Processing Unit | SWM-PBL-MISC | Miscellaneous Equipment | RPU | Remote Processor Unit |  | RPU | http://www.toronto.ca/TWONTO#RPU_panel
38163 | SWM-PET-RPU-0001 | Remote process unit | SWM-PET | Eglinton - Bellamy Storm Pumping Station |  | Remote Processor Unit |  | RPU | http://www.toronto.ca/TWONTO#RPU_panel
38204 | SWM-PIT-RPU-0001 | Remote Processing Unit | SWM-PIT | Islington Storm Pumping Station | RPU | Remote Processor Unit |  | RPU | http://www.toronto.ca/TWONTO#RPU_panel
38468 | SWM-PWI-RPU-0001 | Remote Processing Unit, All control and Instrumentation Equipment - RPU | SWM-PWI | Wilson Storm Pumping Station |  | Remote Processor Unit |  | RPU | http://www.toronto.ca/TWONTO#RPU_panel
40492 | TAB-ACC-RPU-1401 | RPU-GE1401 | TAB-ELS-WA6 | Panel Boards, MCC, WA6 | RPU | Remote Processor Unit |  | RPU | http://www.toronto.ca/TWONTO#RPU_panel
40493 | TAB-ACC-RPU-1402 | RPU-GE1402 | TAB-ELS-WA6 | Panel Boards, MCC, WA6 | RPU | Remote Processor Unit |  | RPU | http://www.toronto.ca/TWONTO#RPU_panel
40494 | TAB-ACC-RPU-1405 | RPU-GE1405 | TAB-ELS-WA6 | Panel Boards, MCC, WA6 | RPU | Remote Processor Unit |  | RPU | http://www.toronto.ca/TWONTO#RPU_panel
40495 | TAB-ACC-RPU-1406 | RPU-GE1406 | TAB-ELS-WA6 | Panel Boards, MCC, WA6 | RPU | Remote Processor Unit |  | RPU | http://www.toronto.ca/TWONTO#RPU_panel
40496 | TAB-ACC-RPU-1408 | Control Panel, RPU, Building Services, Sewall Tunnel, East | TAB-ACC-4900 | Process Heating, HVAC Waste Gas Burner station | RPU | Remote Processor Unit |  | RPU | http://www.toronto.ca/TWONTO#RPU_panel
40497 | TAB-ACC-RPU-1408 | Control Panel, RPU, Building Services, Sewall Tunnel, East | TAB-ELS-WA6 | Panel Boards, MCC, WA6 | RPU | Remote Processor Unit |  | RPU | http://www.toronto.ca/TWONTO#RPU_panel
40498 | TAB-ACC-RPU-1409 | RPU-GE1409 | TAB-ELS-WA6 | Panel Boards, MCC, WA6 | RPU | Remote Processor Unit |  | RPU | http://www.toronto.ca/TWONTO#RPU_panel
40499 | TAB-ACC-RPU-1410 | RPU-GE1410 | TAB-ELS-WA6 | Panel Boards, MCC, WA6 | RPU | Remote Processor Unit |  | RPU | http://www.toronto.ca/TWONTO#RPU_panel
40500 | TAB-ACC-RPU-1413 | RPU-GE1413 | TAB-ELS-WA6 | Panel Boards, MCC, WA6 | RPU | Remote Processor Unit |  | RPU | http://www.toronto.ca/TWONTO#RPU_panel
40501 | TAB-ACC-RPU-1417S | RPU-GE1417 | TAB-ELS-WA6 | Panel Boards, MCC, WA6 | RPU | Remote Processor Unit | 46225 | RPU | http://www.toronto.ca/TWONTO#RPU_panel
40502 | TAB-ACC-RPU-1417S | RPU-GE1417 | TAB-SUSPENDED ENTITY | Suspended entities | RPU | Remote Processor Unit | 46225 | RPU | http://www.toronto.ca/TWONTO#RPU_panel
40503 | TAB-ACC-RPU-1418 | RPU-GE1418 | TAB-ELS-WA6 | Panel Boards, MCC, WA6 | RPU | Remote Processor Unit |  | RPU | http://www.toronto.ca/TWONTO#RPU_panel
42615 | TAB-AUX-RPU-1120 | RPU | TAB-AUX-C | Auxiliary Building - Compressed Service Air Equipment | RPU | Remote Processor Unit |  | RPU | http://www.toronto.ca/TWONTO#RPU_panel
43443 | FCL-ACC-RPU-0601 | RPU Panel, Filter Building BAS, Filter Building Piping Gallery West | FCL-GRK | Buildings and Grounds | Control Panel | Remote Processor Unit |  | RPU | http://www.toronto.ca/TWONTO#RPU_panel
43444 | FCL-ACC-RPU-0601 | RPU Panel, Filter Building BAS, Filter Building Piping Gallery West | FCL_ELS_MISCELLANEOUS | FCL_ELS_MISCELLANEOUS | Control Panel | Remote Processor Unit |  | RPU | http://www.toronto.ca/TWONTO#RPU_panel
43445 | FCL-ACC-RPU-0701 | RPU Panel, Gaseous Chemical Building BAS, Ammonia Control Panel Room | FCL-GRK | Buildings and Grounds | Control Panel | Remote Processor Unit |  | RPU | http://www.toronto.ca/TWONTO#RPU_panel
43446 | FCL-ACC-RPU-0701 | RPU Panel, Gaseous Chemical Building BAS, Ammonia Control Panel Room | FCL_ELS_MISCELLANEOUS | FCL_ELS_MISCELLANEOUS | Control Panel | Remote Processor Unit |  | RPU | http://www.toronto.ca/TWONTO#RPU_panel
43447 | FCL-ACC-RPU-0801 | RPU, Surge Building BAS, Surge Building North | FCL-ACC-P-HL | High Lift Pumping Station HVAC Equipment | Control Panel | Remote Processor Unit |  | RPU | http://www.toronto.ca/TWONTO#RPU_panel
43696 | TAB-DEW-RPU-1101 | RPU for Centrifuges 1 - 4 | TAB-DEW CENTRIFUGES | Centrifuge Systems | RPU | Remote Processor Unit |  | RPU | http://www.toronto.ca/TWONTO#RPU_panel
43697 | TAB-DEW-RPU-1102 | RPU for Centrifuges 1 - 4 Sludge & Polymer Pumps & Valves | TAB-DEW CENTRIFUGES | Centrifuge Systems | RPU | Remote Processor Unit |  | RPU | http://www.toronto.ca/TWONTO#RPU_panel
43698 | TAB-DEW-RPU-1102A | RPU for Sludge & Polymer Pumps & Valves | TAB-DEW CENTRIFUGES | Centrifuge Systems |  | Remote Processor Unit |  | RPU | http://www.toronto.ca/TWONTO#RPU_panel
43699 | TAB-DEW-RPU-1103 | RPU for Sludge Holding Tank Mixer & Valve Control | TAB-DEW-SLUDGE SILO | Sludge Holding Tank System, Conveyors | RPU | Remote Processor Unit |  | RPU | http://www.toronto.ca/TWONTO#RPU_panel
43700 | TAB-DEW-RPU-1105 | RPU for Centrifuges 5 - 8 | TAB-DEW CENTRIFUGES | Centrifuge Systems | RPU | Remote Processor Unit |  | RPU | http://www.toronto.ca/TWONTO#RPU_panel
43701 | TAB-DEW-RPU-1106 | RPU for Centrifuge 5 - 8 Sludge & Polymer Pumps & Valves | TAB-DEW CENTRIFUGES | Centrifuge Systems | RPU | Remote Processor Unit |  | RPU | http://www.toronto.ca/TWONTO#RPU_panel
43702 | TAB-DEW-RPU-1121 | RPU for Old Wet Well Pump & Valve Control | TAB-DEW-WEL | Centrate Wet Wells | RPU | Remote Processor Unit |  | RPU | http://www.toronto.ca/TWONTO#RPU_panel
43703 | TAB-DEW-RPU-1121A | RPU for Old Wet Well Pump & Valve Control | TAB-DEW-WEL | Centrate Wet Wells |  | Remote Processor Unit |  | RPU | http://www.toronto.ca/TWONTO#RPU_panel
43704 | TAB-DEW-RPU-1132 | RPU for Equalization Tank Control | TAB-DEW-EQUALIZATION | Equalization Tank System | RPU | Remote Processor Unit |  | RPU | http://www.toronto.ca/TWONTO#RPU_panel
43705 | TAB-DEW-RPU-1133 | RPU | TAB-DEW-SLUDGE SILO | Sludge Holding Tank System, Conveyors | RPU | Remote Processor Unit |  | RPU | http://www.toronto.ca/TWONTO#RPU_panel
43706 | TAB-DEW-RPU-1134 | RPU | TAB-DEW-SLUDGE SILO | Sludge Holding Tank System, Conveyors | RPU | Remote Processor Unit |  | RPU | http://www.toronto.ca/TWONTO#RPU_panel
43707 | TAB-DEW-RPU-1135 | RPU | TAB-DEW-SLUDGE SILO | Sludge Holding Tank System, Conveyors | RPU | Remote Processor Unit |  | RPU | http://www.toronto.ca/TWONTO#RPU_panel
43708 | TAB-DEW-RPU-1140 | RPU | TAB-DEW CENTRIFUGES | Centrifuge Systems | RPU | Remote Processor Unit |  | RPU | http://www.toronto.ca/TWONTO#RPU_panel
43709 | TAB-DEW-RPU-1141 | RPU | TAB-DEW CENTRIFUGES | Centrifuge Systems | RPU | Remote Processor Unit |  | RPU | http://www.toronto.ca/TWONTO#RPU_panel
43710 | TAB-DEW-RPU-1142 | RPU | TAB-DEW CENTRIFUGES | Centrifuge Systems | RPU | Remote Processor Unit |  | RPU | http://www.toronto.ca/TWONTO#RPU_panel
43711 | TAB-DEW-RPU-1147 | RPU | TAB-DEW-SLUDGE SILO | Sludge Holding Tank System, Conveyors | RPU | Remote Processor Unit |  | RPU | http://www.toronto.ca/TWONTO#RPU_panel
43712 | TAB-DEW-RPU-1150 | Remote Processing Unit, | TAB-SPC-COM-2200 | Communication Unit | RPU | Remote Processor Unit |  | RPU | http://www.toronto.ca/TWONTO#RPU_panel
45392 | TAB-DIG-RPU-0901 | RPU | TAB-DIG-ELQ-T1-4 | Digester Tanks 1-4, Electrical Equipment | RPU | Remote Processor Unit |  | RPU | http://www.toronto.ca/TWONTO#RPU_panel
45393 | TAB-DIG-RPU-0909 | RPU Control Panel, PLC, Digester 5-12 Electrical Control Room | TAB-DIG-ELQ-T9-12 | Digester Tanks 9-12, Electrical Equipment | RPU | Remote Processor Unit |  | RPU | http://www.toronto.ca/TWONTO#RPU_panel
45394 | TAB-DIG-RPU-0909A | RPU Control Panel, PLC, Digester 5-12 Electrical Control Room | TAB-DIG-ELQ-T9-12 | Digester Tanks 9-12, Electrical Equipment | RPU | Remote Processor Unit |  | RPU | http://www.toronto.ca/TWONTO#RPU_panel
45395 | TAB-DIG-RPU-0912 | RPU | TAB-DIG-ELQ-T1-4 | Digester Tanks 1-4, Electrical Equipment | RPU | Remote Processor Unit |  | RPU | http://www.toronto.ca/TWONTO#RPU_panel
45396 | TAB-DIG-RPU-1001 | Remote Processing Unit (RPU-27591) | TAB-DIG-ELQ-T13-16 | Digester Tanks 13-16, Electrical Equipment | RPU | Remote Processor Unit |  | RPU | http://www.toronto.ca/TWONTO#RPU_panel
45397 | TAB-DIG-RPU-1002 | Remote Processing Unit (RPU-27593) | TAB-DIG-ELQ-T13-16 | Digester Tanks 13-16, Electrical Equipment | SCADA | Remote Processor Unit |  | RPU | http://www.toronto.ca/TWONTO#RPU_panel
45398 | TAB-DIG-RPU-1006 | Remote Processing Unit | TAB-DIG-ELQ-T13-16 | Digester Tanks 13-16, Electrical Equipment | RPU | Remote Processor Unit |  | RPU | http://www.toronto.ca/TWONTO#RPU_panel
45399 | TAB-DIG-RPU-1007 | Remote Processing Unit | TAB-DIG-ELQ-T13-16 | Digester Tanks 13-16, Electrical Equipment | RPU | Remote Processor Unit |  | RPU | http://www.toronto.ca/TWONTO#RPU_panel
45400 | TAB-DIG-RPU-1008 | Remote Processing Unit | TAB-DIG-ELQ-T13-16 | Digester Tanks 13-16, Electrical Equipment | RPU | Remote Processor Unit |  | RPU | http://www.toronto.ca/TWONTO#RPU_panel
45401 | TAB-DIG-RPU-1009 | Remote Processing Unit | TAB-DIG-ELQ-T13-16 | Digester Tanks 13-16, Electrical Equipment | RPU | Remote Processor Unit |  | RPU | http://www.toronto.ca/TWONTO#RPU_panel
45402 | TAB-DIG-RPU-1011 | RPU for DIG 19-22 | TAB-DIG-INQ-T19-22 | Digester Tanks 19-22, Instrument Equipment | RPU | Remote Processor Unit |  | RPU | http://www.toronto.ca/TWONTO#RPU_panel
45403 | TAB-DIG-RPU-1013 | RPU, Controller,PLC, Control Panels, DIG 19-22 | TAB-DIG-SQ-T19-22 | Digester Tanks 19-22, Safety Equipments | RPU | Remote Processor Unit |  | RPU | http://www.toronto.ca/TWONTO#RPU_panel
45404 | TAB-DIG-RPU-1021 | RPU, DIG Gas Control Bldg. | TAB-DIG-INQ-T19-22 | Digester Tanks 19-22, Instrument Equipment | RPU | Remote Processor Unit |  | RPU | http://www.toronto.ca/TWONTO#RPU_panel
45405 | TAB-DIG-RPU-1022 | RPU, DIG Gas Control Bldg. | TAB-DIG-INQ-T19-22 | Digester Tanks 19-22, Instrument Equipment | RPU | Remote Processor Unit |  | RPU | http://www.toronto.ca/TWONTO#RPU_panel
45406 | TAB-DIG-RPU-1024 | RPU, DIG Gas Control Bldg. | TAB-GAS-ELS | Digester Control Building - Electrical System | RPU | Remote Processor Unit |  | RPU | http://www.toronto.ca/TWONTO#RPU_panel
45407 | TAB-DIG-RPU-1032 | Control Panel, Remote Processing Unit, Gas Burner Station Control | TAB-DIG-BU | Waste Gas Burner | RPU | Remote Processor Unit |  | RPU | http://www.toronto.ca/TWONTO#RPU_panel
45408 | TAB-DIG-RPU-1036 | RPU | TAB-DIG-ELQ-T1-4 | Digester Tanks 1-4, Electrical Equipment | RPU | Remote Processor Unit |  | RPU | http://www.toronto.ca/TWONTO#RPU_panel
45409 | TAB-DIG-RPU-1041 | PLC 22 - Digestion | TAB-DIG-INQ-T19-22 | Digester Tanks 19-22, Instrument Equipment | SCADA | Remote Processor Unit |  | RPU | http://www.toronto.ca/TWONTO#RPU_panel
46867 | TAB-DIS-RPU-0523 | RPU | TAB-DIS-INQ | Disinfection - Instrument Equipment | RPU | Remote Processor Unit |  | RPU | http://www.toronto.ca/TWONTO#RPU_panel
47760 | TAB-EL2-RPU-0810 | RPU | TAB-ELS-SOUTH | South Substation | RPU | Remote Processor Unit |  | RPU | http://www.toronto.ca/TWONTO#RPU_panel
48370 | TAB-EPG-RPU-6001 | Remote Processing Unit,Controller,Standby Generator 6001,Emergency Power,P Building | TAB-EL1-GEN-6001 | Generator, Standby Power, 600V 1000kw - P Bldg | RPU | Remote Processor Unit |  | RPU | http://www.toronto.ca/TWONTO#RPU_panel
49229 | TAB-OCS-RPU-0326 | RPU Panel, Biofilter System, Electrical Room, Old Screen Bldg., P Bldg. | TAB-EL1-LP-6631 | Lighting Panel,120/208V,Electrical Room,Ground Floor,Grit Build,P Building | RPU | Remote Processor Unit |  | RPU | http://www.toronto.ca/TWONTO#RPU_panel
49230 | TAB-OCS-RPU-0517 | Remote Processing Unit, Odour Control System | TAB-OCS | Odour Control System, Aeration tanks | RPU | Remote Processor Unit |  | RPU | http://www.toronto.ca/TWONTO#RPU_panel
49231 | TAB-OCS-RPU-0518 | Remote Processing Unit, Odour Control System | TAB-OCS | Odour Control System, Aeration tanks | RPU | Remote Processor Unit |  | RPU | http://www.toronto.ca/TWONTO#RPU_panel
49286 | TAB-PAB-RPU-0221 | RPU, | TAB-RSP-INQ | T Building - Instrumentation | RPU | Remote Processor Unit |  | RPU | http://www.toronto.ca/TWONTO#RPU_panel
50201 | TAB-PLT-RPU-0301 | RPU, Remote Processor Unit | TAB-PLT-INQ | P Building - Instrumentation Equipment | RPU | Remote Processor Unit |  | RPU | http://www.toronto.ca/TWONTO#RPU_panel
50202 | TAB-PLT-RPU-0323 | RPU Panel, Screen System, Second Floor Electrical Room, P Bldg. | TAB-EL1-LP-6925 | Lighting Panel,120/208V,Electrical Room,Second Floor,Screen Build,P Building | RPU | Remote Processor Unit |  | RPU | http://www.toronto.ca/TWONTO#RPU_panel
50203 | TAB-PLT-RPU-0324 | RPU Panel, Screen System, Second Floor Electrical Room, P Bldg. | TAB-EL1-LP-6925 | Lighting Panel,120/208V,Electrical Room,Second Floor,Screen Build,P Building | RPU | Remote Processor Unit |  | RPU | http://www.toronto.ca/TWONTO#RPU_panel
50204 | TAB-PLT-RPU-0325 | RPU Panel, Washer Compactor System, Second Floor Electrical Room, P Bldg. | TAB-EL1-LP-6925 | Lighting Panel,120/208V,Electrical Room,Second Floor,Screen Build,P Building | RPU | Remote Processor Unit |  | RPU | http://www.toronto.ca/TWONTO#RPU_panel
50205 | TAB-PLT-RPU-0326 | RPU Panel, Washer Compactor System, Second Floor Electrical Room, P Bldg. | TAB-EL1-LP-6925 | Lighting Panel,120/208V,Electrical Room,Second Floor,Screen Build,P Building | RPU | Remote Processor Unit |  | RPU | http://www.toronto.ca/TWONTO#RPU_panel
50206 | TAB-PLT-RPU-0332 | RPU Panel, Plant, Operating Gallery Area, Blower Room, P Bldg. | TAB-EL1-LP-6631 | Lighting Panel,120/208V,Electrical Room,Ground Floor,Grit Build,P Building | RPU | Remote Processor Unit |  | RPU | http://www.toronto.ca/TWONTO#RPU_panel
50207 | TAB-PLT-RPU-0333 | RPU Panel, Plant Services, Workshop Bldg, Control Room, P Bldg. | TAB-EL1-LP-6962 | Lighting Panel,120/208V,Electrical Room,Second Floor,Workshop,P Building | RPU | Remote Processor Unit |  | RPU | http://www.toronto.ca/TWONTO#RPU_panel
50208 | TAB-PLT-RPU-0401 | RPU, Remote Processor Unit | TAB-PLT-INQ-D | D Building - Instrumentation Equipment | RPU | Remote Processor Unit |  | RPU | http://www.toronto.ca/TWONTO#RPU_panel
50209 | TAB-PLT-RPU-0402 | RPU, Remote Processor Unit | TAB-PLT-INQ-D | D Building - Instrumentation Equipment | RPU | Remote Processor Unit |  | RPU | http://www.toronto.ca/TWONTO#RPU_panel
50210 | TAB-PLT-RPU-0403 | RPU, Remote Processor Unit | TAB-PLT-INQ-D | D Building - Instrumentation Equipment | RPU | Remote Processor Unit |  | RPU | http://www.toronto.ca/TWONTO#RPU_panel
50211 | TAB-PLT-RPU-0404 | RPU, Remote Processor Unit | TAB-PLT-INQ-D | D Building - Instrumentation Equipment | RPU | Remote Processor Unit |  | RPU | http://www.toronto.ca/TWONTO#RPU_panel
50318 | TAB-PLT-UPS-0323 | RPU Panel, Screen System, Second Floor Electrical Room, P Bldg. | TAB-PLT-RPU-0323 | RPU Panel, Screen System, Second Floor Electrical Room, P Bldg. | RPU | Remote Processor Unit |  | UPS | http://www.toronto.ca/TWONTO#RPU_panel
50319 | TAB-PLT-UPS-0324 | UPS for RPU | TAB-PLT-RPU-0324 | RPU Panel, Screen System, Second Floor Electrical Room, P Bldg. | RPU | Remote Processor Unit |  | UPS | http://www.toronto.ca/TWONTO#UPS
50320 | TAB-PLT-UPS-0325 | UPS for RPU | TAB-PLT-RPU-0325 | RPU Panel, Washer Compactor System, Second Floor Electrical Room, P Bldg. | RPU | Remote Processor Unit |  | UPS | http://www.toronto.ca/TWONTO#UPS
50321 | TAB-PLT-UPS-0330 | UPS for RPU | TAB-PLT-RPU-0330 | RPU Panel, Washer Compactor System, Second Floor Electrical Room, P Bldg. | UPS | Remote Processor Unit |  | UPS | http://www.toronto.ca/TWONTO#UPS
51244 | TAB-PRM-RPU-0311 | RPU-GE0311 | TAB-PRM-INQ-P | P Building - Instrument Equipment | RPU | Remote Processor Unit |  | RPU | http://www.toronto.ca/TWONTO#RPU_panel
51245 | TAB-PRM-RPU-0313 | RPU-GE0313 | TAB-PRM-INQ-P | P Building - Instrument Equipment | RPU | Remote Processor Unit |  | RPU | http://www.toronto.ca/TWONTO#RPU_panel
51246 | TAB-PRM-RPU-0314 | RUP for PLC-54 | TAB-PRM-INQ-P | P Building - Instrument Equipment | RPU | Remote Processor Unit |  | RPU | http://www.toronto.ca/TWONTO#RPU_panel
51247 | TAB-PRM-RPU-0314A | PLC 54-2 | TAB-PRM-INQ-P | P Building - Instrument Equipment | RPU | Remote Processor Unit |  | RPU | http://www.toronto.ca/TWONTO#RPU_panel
51248 | TAB-PRM-RPU-0314B | PLC 54-3 | TAB-PRM-INQ-P | P Building - Instrument Equipment | RPU | Remote Processor Unit |  | RPU | http://www.toronto.ca/TWONTO#RPU_panel
51249 | TAB-PRM-RPU-0411 | RPU, Remote Processor Unit | TAB-PLT-INQ-D | D Building - Instrumentation Equipment | RPU | Remote Processor Unit |  | RPU | http://www.toronto.ca/TWONTO#RPU_panel
51250 | TAB-PRM-RPU-0412 | RPU, Remote Processor Unit | TAB-PLT-INQ-D | D Building - Instrumentation Equipment | RPU | Remote Processor Unit |  | RPU | http://www.toronto.ca/TWONTO#RPU_panel
51251 | TAB-PRM-RPU-0412C | PLC12 | TAB-PRM-INQ | D Building - Instrumentation Equipment | RPU | Remote Processor Unit |  | RPU | http://www.toronto.ca/TWONTO#RPU_panel
52190 | TAB-PRS-RPU-0524 | RPU, Process Control, Electrical Room,PRS Bldg | TAB-PRS-INQ | Instrumentation Equipment | RPU | Remote Processor Unit |  | RPU | http://www.toronto.ca/TWONTO#RPU_panel
53022 | TAB-PWA-RPU-0420 | RPU, Process Control, | TAB-PRS-INQ | Instrumentation Equipment | RPU | Remote Processor Unit |  | RPU | http://www.toronto.ca/TWONTO#RPU_panel
53023 | TAB-PWA-RPU-0422 | RPU,Plant Water,Plant Water Pumping Station | TAB-PWA | Plant Water | RPU | Remote Processor Unit |  | RPU | http://www.toronto.ca/TWONTO#RPU_panel
53024 | TAB-PWA-RPU-0830 | RPU, Process Control, | TAB-PWA-INQ | Plant Water - Instrumentation Equipment | RPU | Remote Processor Unit |  | RPU | http://www.toronto.ca/TWONTO#RPU_panel
53601 | FCL-RW-RPU-0001 | RPU Panel, Low Lift Bldg Pumping Station | FCL_ELS_MISCELLANEOUS | FCL_ELS_MISCELLANEOUS | Control Panel | Remote Processor Unit |  | RPU | http://www.toronto.ca/TWONTO#RPU_panel
53969 | TAB-RSP-RPU-0201 | RPU, Pump #'s MSP-1 & MSP-2 | TAB-RSP-INQ-M | M Building - Instrumentation Equipment | RPU | Remote Processor Unit |  | RPU | http://www.toronto.ca/TWONTO#RPU_panel
53970 | TAB-RSP-RPU-0202 | RPU, Pump #'s MSP-3 & MSP-4 | TAB-RSP-INQ-M | M Building - Instrumentation Equipment | RPU | Remote Processor Unit |  | RPU | http://www.toronto.ca/TWONTO#RPU_panel
53971 | TAB-RSP-RPU-0204 | RPU,Pumps MSP-8, MSP-9 & MSP-10 High Level Channel 1 | TAB-RSP-INQ-M | M Building - Instrumentation Equipment | RPU | Remote Processor Unit |  | RPU | http://www.toronto.ca/TWONTO#RPU_panel
53972 | TAB-RSP-RPU-0214 | RPU, RSP Pump #4 | TAB-RSP-INQ | T Building - Instrumentation | RPU | Remote Processor Unit |  | RPU | http://www.toronto.ca/TWONTO#RPU_panel
54009 | TAB-RSP-RPU-0231 | RPU, | TAB-RSP-INQ-M | M Building - Instrumentation Equipment | RPU | Remote Processor Unit |  | RPU | http://www.toronto.ca/TWONTO#RPU_panel
54010 | TAB-RSP-RPU-0232 | RPU, | TAB-RSP-INQ | T Building - Instrumentation | RPU | Remote Processor Unit |  | RPU | http://www.toronto.ca/TWONTO#RPU_panel
54011 | TAB-RSP-RPU-0232 | RPU, | TAB-RSP-INQ-M | M Building - Instrumentation Equipment | RPU | Remote Processor Unit |  | RPU | http://www.toronto.ca/TWONTO#RPU_panel
54012 | TAB-RSP-RPU-EIMCO-2 | RPU, | TAB-RSP-INQ-M | M Building - Instrumentation Equipment | RPU | Remote Processor Unit |  | EIMCO | http://www.toronto.ca/TWONTO#RPU_panel
54041 | TAB-RSP-UPS-0201 | UPS for RPU, | TAB-RSP-RPU-0201 | RPU, Pump #'s MSP-1 & MSP-2 | UPS | Remote Processor Unit |  | UPS | http://www.toronto.ca/TWONTO#UPS
54042 | TAB-RSP-UPS-0203 | UPS for RPU | TAB-RSP-RPU-0203 | RPU, Pumps MSP-5, MSP-6 & MSP-7 High Level Channel 2 | UPS | Remote Processor Unit |  | UPS | http://www.toronto.ca/TWONTO#UPS
54043 | TAB-RSP-UPS-0204 | UPS for RPU, | TAB-RSP-RPU-0204 | RPU,Pumps MSP-8, MSP-9 & MSP-10 High Level Channel 1 | UPS | Remote Processor Unit |  | UPS | http://www.toronto.ca/TWONTO#UPS
54044 | TAB-RSP-UPS-0212 | UPS for RPU | TAB-RSP-RPU-0212 | RPU, RSP Pump # 2 | RPU | Remote Processor Unit |  | UPS | http://www.toronto.ca/TWONTO#UPS
54045 | TAB-RSP-UPS-0232 | UPS for RPU, | TAB-RSP-INQ-M | M Building - Instrumentation Equipment | UPS | Remote Processor Unit |  | UPS | http://www.toronto.ca/TWONTO#UPS
54046 | TAB-RSP-UPS-EIMCO-2 | Ups for RPU, | TAB-RSP-INQ-M | M Building - Instrumentation Equipment | UPS | Remote Processor Unit |  | EIMCO | http://www.toronto.ca/TWONTO#UPS
54047 | TAB-RSP-UPS-EIMCO-2 | Ups for RPU, | TAB-RSP-RPU-EIMCO-2 | RPU, | UPS | Remote Processor Unit |  | EIMCO | http://www.toronto.ca/TWONTO#UPS
54275 | TAB-SA-RPU-0101 | RPU, Air Compressor, Controller, Auxiliary Systems Building, Main Floor | TAB-SA-C-0100 | Air Compressor, Auxiliary Systems Building, Main Floor | Controller,PLC | Remote Processor Unit |  | RPU | http://www.toronto.ca/TWONTO#RPU_panel
54276 | TAB-SA-RPU-0201 | RPU, Air Compressor, Controller, Auxiliary Systems Building, Main Floor | TAB-SA-C-0200 | Air Compressor, Auxiliary Systems Building, Main Floor | Controller,PLC | Remote Processor Unit |  | RPU | http://www.toronto.ca/TWONTO#RPU_panel
54277 | TAB-SA-RPU-0401 | RPU, Air Compressor, Controller, Auxiliary Systems Building, Main Floor | TAB-SA-C-0400 | Air Compressor, Auxiliary Systems Building, Main Floor | Controller,PLC | Remote Processor Unit |  | RPU | http://www.toronto.ca/TWONTO#RPU_panel
54278 | TAB-SA-RPU-0730 | Control Panel, RPU, Service Air, Auxiliary Systems Building, 2nd Floor | TAB-AUX-C | Auxiliary Building - Compressed Service Air Equipment | RPU | Remote Processor Unit |  | RPU | http://www.toronto.ca/TWONTO#RPU_panel
54279 | TAB-SA-RPU-0732 | RPU, Air Compressor, Controller, Auxiliary Systems Building, Main Floor | TAB-SA-C-0200 | Air Compressor, Auxiliary Systems Building, Main Floor | RPU | Remote Processor Unit |  | RPU | http://www.toronto.ca/TWONTO#RPU_panel
54280 | TAB-SA-RPU-0733 | RPU, Air Compressor, Controller, Auxiliary Systems Building, Main Floor | TAB-SA-C-0300 | Air Compressor, Auxiliary Systems Building, Main Floor | RPU | Remote Processor Unit |  | RPU | http://www.toronto.ca/TWONTO#RPU_panel
54281 | TAB-SA-RPU-0734 | RPU, Air Compressor, Controller, Auxiliary Systems Building, Main Floor | TAB-SA-C-0400 | Air Compressor, Auxiliary Systems Building, Main Floor | RPU | Remote Processor Unit |  | RPU | http://www.toronto.ca/TWONTO#RPU_panel
55213 | TAB-SLO-RPU-1201 | Remote Processing Unit, Silo 1, Biosolids Complex | TAB-SPC-COM-2200 | Communication Unit | RPU | Remote Processor Unit |  | RPU | http://www.toronto.ca/TWONTO#RPU_panel
55215 | TAB-SLO-RPU-1208 | Remote Processing Unit, Bio-Solid Loading Bay, Mezzanine | TAB-SPC-COM-3900 | Communication Unit, Bio-Solid Loading Bay, Mezzanine | RPU | Remote Processor Unit |  | RPU | http://www.toronto.ca/TWONTO#RPU_panel
55216 | TAB-SLO-RPU-1212 | Remote Processing Unit, | TAB-SPC-COM-3900 | Communication Unit, Bio-Solid Loading Bay, Mezzanine | RPU | Remote Processor Unit |  | RPU | http://www.toronto.ca/TWONTO#RPU_panel
55954 | FCL-SPC-RPU-1121 | RPU Panel, Gaseous Chemicals, Chemical Building | FCL_ELS_MISCELLANEOUS | FCL_ELS_MISCELLANEOUS | Control Panel | Remote Processor Unit |  | RPU | http://www.toronto.ca/TWONTO#RPU_panel
55955 | FCL-SPC-RPU-1122 | RPU Panel, Gaseous Chemicals, Chemical Building | FCL_ELS_MISCELLANEOUS | FCL_ELS_MISCELLANEOUS | Control Panel | Remote Processor Unit |  | RPU | http://www.toronto.ca/TWONTO#RPU_panel
55956 | FCL-SPC-RPU-1122A | RPU Panel, Gaseous Chemicals, Chemical Building | FCL_ELS_MISCELLANEOUS | FCL_ELS_MISCELLANEOUS | Control Panel | Remote Processor Unit |  | RPU | http://www.toronto.ca/TWONTO#RPU_panel
55957 | FCL-SPC-RPU-1124 | RPU Panel, Gaseous Chemical, Gaseous Chemical Building | FCL_ELS_MISCELLANEOUS | FCL_ELS_MISCELLANEOUS | Control Panel | Remote Processor Unit |  | RPU | http://www.toronto.ca/TWONTO#RPU_panel
55958 | FCL-SPC-RPU-1221 | RPU Panel, Backwash Pumps 0101-0401, High Lift Bldg - Switchgear Room | FCL-ELS-PS-0001 | Uninterruptible Power Supply,High Lift Bldg - Switchgear Room,LP-0001 | Control Panel | Remote Processor Unit |  | RPU | http://www.toronto.ca/TWONTO#RPU_panel
55959 | FCL-SPC-RPU-1222 | RPU Panel, Building Services, High Lift Bldg - Switchgear Room | FCL-ELS-PS-0001 | Uninterruptible Power Supply,High Lift Bldg - Switchgear Room,LP-0001 | Control Panel | Remote Processor Unit |  | RPU | http://www.toronto.ca/TWONTO#RPU_panel
55960 | FCL-SPC-RPU-1223 | RPU Panel, Load Shedding, High Lift Bldg - Switchgear Room | FCL-ELS-PS-0001 | Uninterruptible Power Supply,High Lift Bldg - Switchgear Room,LP-0001 | Control Panel | Remote Processor Unit |  | RPU | http://www.toronto.ca/TWONTO#RPU_panel
55961 | FCL-SPC-RPU-1223 | RPU Panel, Load Shedding, High Lift Bldg - Switchgear Room | FCL_ELS_MISCELLANEOUS | FCL_ELS_MISCELLANEOUS | Control Panel | Remote Processor Unit |  | RPU | http://www.toronto.ca/TWONTO#RPU_panel
55962 | FCL-SPC-RPU-1224 | RPU Panel, High Lift Pumps 0101-1001, High Lift Bldg - Switchgear Room | FCL-ELS-PS-0001 | Uninterruptible Power Supply,High Lift Bldg - Switchgear Room,LP-0001 | Control Panel | Remote Processor Unit |  | RPU | http://www.toronto.ca/TWONTO#RPU_panel
55963 | FCL-SPC-RPU-1421 | RPU Panel, Sewage Channel, Surge Chamber | FCL-ELS-PS-0001 | Uninterruptible Power Supply,High Lift Bldg - Switchgear Room,LP-0001 | Control Panel | Remote Processor Unit |  | RPU | http://www.toronto.ca/TWONTO#RPU_panel
55964 | FCL-SPC-RPU-1521 | RPU Panel, Settled Water Conduit Level and General Backwash, Filter Gallery | FCL_ELS_MISCELLANEOUS | FCL_ELS_MISCELLANEOUS | Control Panel | Remote Processor Unit |  | RPU | http://www.toronto.ca/TWONTO#RPU_panel
55965 | FCL-SPC-RPU-1522 | RPU Panel, Filters 0101 and 0201, Filter Gallery | FCL-ELS-PS-0001 | Uninterruptible Power Supply,High Lift Bldg - Switchgear Room,LP-0001 | Control Panel | Remote Processor Unit |  | RPU | http://www.toronto.ca/TWONTO#RPU_panel
55966 | FCL-SPC-RPU-1523 | RPU Panel, Filters 0301 and 0401, Filter Gallery | FCL_ELS_MISCELLANEOUS | FCL_ELS_MISCELLANEOUS | Control Panel | Remote Processor Unit |  | RPU | http://www.toronto.ca/TWONTO#RPU_panel
55967 | FCL-SPC-RPU-1524 | RPU Panel, Filters 0501 and 0601, Filter Gallery | FCL-ELS-PS-0001 | Uninterruptible Power Supply,High Lift Bldg - Switchgear Room,LP-0001 | Control Panel | Remote Processor Unit |  | RPU | http://www.toronto.ca/TWONTO#RPU_panel
55968 | FCL-SPC-RPU-1621 | RPU Panel, Filters 0801 and 0801, Filter Gallery | FCL-ELS-PS-0001 | Uninterruptible Power Supply,High Lift Bldg - Switchgear Room,LP-0001 | Control Panel | Remote Processor Unit |  | RPU | http://www.toronto.ca/TWONTO#RPU_panel
55969 | FCL-SPC-RPU-1622 | RPU Panel, Filters 0901 and 1001, Filter Gallery | FCL_ELS_MISCELLANEOUS | FCL_ELS_MISCELLANEOUS | Control Panel | Remote Processor Unit |  | RPU | http://www.toronto.ca/TWONTO#RPU_panel
55970 | FCL-SPC-RPU-1624 | RPU Panel, Filters 1301 and 1401, Filter Gallery | FCL_ELS_MISCELLANEOUS | FCL_ELS_MISCELLANEOUS | Control Panel | Remote Processor Unit |  | RPU | http://www.toronto.ca/TWONTO#RPU_panel
55971 | FCL-SPC-RPU-1625 | RPU Panel, Filters 1501 and 1601, Filter Gallery | FCL_ELS_MISCELLANEOUS | FCL_ELS_MISCELLANEOUS | Control Panel | Remote Processor Unit |  | RPU | http://www.toronto.ca/TWONTO#RPU_panel
55972 | FCL-SPC-RPU-1626 | RPU Panel, Filters 1701 and 1801, Filter Gallery | FCL-ELS-PS-0001 | Uninterruptible Power Supply,High Lift Bldg - Switchgear Room,LP-0001 | Control Panel | Remote Processor Unit |  | RPU | http://www.toronto.ca/TWONTO#RPU_panel
55973 | FCL-SPC-RPU-1626 | RPU Panel, Filters 1701 and 1801, Filter Gallery | FCL_ELS_MISCELLANEOUS | FCL_ELS_MISCELLANEOUS | Control Panel | Remote Processor Unit |  | RPU | http://www.toronto.ca/TWONTO#RPU_panel
55974 | FCL-SPC-RPU-1721 | RPU Panel, Alum Pumps, Liquid Alum Storage Room | FCL-ELS-PS-0001 | Uninterruptible Power Supply,High Lift Bldg - Switchgear Room,LP-0001 | Control Panel | Remote Processor Unit |  | RPU | http://www.toronto.ca/TWONTO#RPU_panel
55975 | FCL-SPC-RPU-1722 | RPU Panel, PAC System, Alum Bag Storage Room | FCL_ELS_MISCELLANEOUS | FCL_ELS_MISCELLANEOUS | Control Panel | Remote Processor Unit |  | RPU | http://www.toronto.ca/TWONTO#RPU_panel
55976 | FCL-SPC-RPU-1723 | RPU Panel, Pretreatment Module 1, PAC Pump Area | FCL_ELS_MISCELLANEOUS | FCL_ELS_MISCELLANEOUS | Control Panel | Remote Processor Unit |  | RPU | http://www.toronto.ca/TWONTO#RPU_panel
55977 | FCL-SPC-RPU-1724 | RPU Panel, Pretreatment Module 2, PAC Pump Area | FCL_ELS_MISCELLANEOUS | FCL_ELS_MISCELLANEOUS | Control Panel | Remote Processor Unit |  | RPU | http://www.toronto.ca/TWONTO#RPU_panel
55978 | FCL-SPC-RPU-1725 | RPU Panel, Pretreatment Module 3, PAC Pump Area | FCL-ELS-PS-0001 | Uninterruptible Power Supply,High Lift Bldg - Switchgear Room,LP-0001 | Control Panel | Remote Processor Unit |  | RPU | http://www.toronto.ca/TWONTO#RPU_panel
55979 | FCL-SPC-RPU-1726 | RPU, Preatreatment - Sedimentation, PAC Pump Area, ALM-CP-0401 | FCL-ELS-PS-0001 | Uninterruptible Power Supply,High Lift Bldg - Switchgear Room,LP-0001 | Control Panel | Remote Processor Unit |  | RPU | http://www.toronto.ca/TWONTO#RPU_panel
55980 | FCL-SPC-RPU-1726 | RPU, Preatreatment - Sedimentation, PAC Pump Area, ALM-CP-0401 | FCL_ELS_MISCELLANEOUS | FCL_ELS_MISCELLANEOUS | Control Panel | Remote Processor Unit |  | RPU | http://www.toronto.ca/TWONTO#RPU_panel
55981 | FCL-SPC-RPU-1727 | RPU Panel, Corrosion Control, Raw Water Pumping | FCL_ELS_MISCELLANEOUS | FCL_ELS_MISCELLANEOUS | Control Panel | Remote Processor Unit |  | RPU | http://www.toronto.ca/TWONTO#RPU_panel
55982 | FCL-SPC-RPU-1821 | RPU Panel, Screens, Raw Water Pumping | FCL-ELS-PS-0001 | Uninterruptible Power Supply,High Lift Bldg - Switchgear Room,LP-0001 | Control Panel | Remote Processor Unit |  | RPU | http://www.toronto.ca/TWONTO#RPU_panel
55983 | FCL-SPC-RPU-1822 | RPU Panel, Zebra Mussel/Raw Water Sampling, Raw Water Pumping | FCL-ELS-PS-0001 | Uninterruptible Power Supply,High Lift Bldg - Switchgear Room,LP-0001 | Control Panel | Remote Processor Unit |  | RPU | http://www.toronto.ca/TWONTO#RPU_panel
55984 | FCL-SPC-RPU-1823 | RPU Panel, Low Lift Pumps 2-6, Raw Water Pumping | FCL_ELS_MISCELLANEOUS | FCL_ELS_MISCELLANEOUS | Control Panel | Remote Processor Unit |  | RPU | http://www.toronto.ca/TWONTO#RPU_panel
55985 | FCL-SPC-RPU-1825 | RPU Panel, Switchgear, Raw Water Pumping | FCL-ELS-PS-0001 | Uninterruptible Power Supply,High Lift Bldg - Switchgear Room,LP-0001 | Control Panel | Remote Processor Unit |  | RPU | http://www.toronto.ca/TWONTO#RPU_panel
56040 | FCL-SPC-RPU-1921 | RPU Panel, RMF Clarification Facility, Electrical Room, WWW-CP-1100 | FCL_ELS_MISCELLANEOUS | FCL_ELS_MISCELLANEOUS | Control Panel | Remote Processor Unit |  | RPU | http://www.toronto.ca/TWONTO#RPU_panel
56041 | FCL-SPC-RPU-1921R | RPU Panel, Centrifuge to Clarification Facility, Clarification Facility, Electrical Room | FCL-ELS-PS-0001 | Uninterruptible Power Supply,High Lift Bldg - Switchgear Room,LP-0001 | Control Panel | Remote Processor Unit |  | RPU | http://www.toronto.ca/TWONTO#RPU_panel
56042 | FCL-SPC-RPU-2022 | RPU Panel, Centrifuge CF-5501, RMF Centrifuge Building, Control Room | FCL-ELS-PS-0001 | Uninterruptible Power Supply,High Lift Bldg - Switchgear Room,LP-0001 | Control Panel | Remote Processor Unit |  | RPU | http://www.toronto.ca/TWONTO#RPU_panel
56043 | FCL-SPC-RPU-2023 | RPU Panel, Centrifuge CF-5601, RMF Centrifuge Building, Control Room | FCL_ELS_MISCELLANEOUS | FCL_ELS_MISCELLANEOUS | Control Panel | Remote Processor Unit |  | RPU | http://www.toronto.ca/TWONTO#RPU_panel
56044 | FCL-SPC-RPU-2121 | RPU Panel, RMF Clarification Facility, Electrical Room | FCL-ELS-PS-0001 | Uninterruptible Power Supply,High Lift Bldg - Switchgear Room,LP-0001 | Control Panel | Remote Processor Unit |  | RPU | http://www.toronto.ca/TWONTO#RPU_panel
56045 | FCL-SPC-RPU-2121R | RPU Panel, Clarification Facility to Centrifuge, Centrifuge Building, Control Room | FCL-ELS-PS-0001 | Uninterruptible Power Supply,High Lift Bldg - Switchgear Room,LP-0001 | Control Panel | Remote Processor Unit |  | RPU | http://www.toronto.ca/TWONTO#RPU_panel
56046 | FCL-SPC-RPU-2121R | RPU Panel, Clarification Facility to Centrifuge, Centrifuge Building, Control Room | FCL_ELS_MISCELLANEOUS | FCL_ELS_MISCELLANEOUS | Control Panel | Remote Processor Unit |  | RPU | http://www.toronto.ca/TWONTO#RPU_panel
56047 | FCL-SPC-RPU-2521 | Remote Processor Unit, Sedimentation Tank T-0100 | FCL-ELS-PS-0001 | Uninterruptible Power Supply,High Lift Bldg - Switchgear Room,LP-0001 | Controller,PLC | Remote Processor Unit |  | RPU | http://www.toronto.ca/TWONTO#RPU_panel
56048 | FCL-SPC-RPU-2522 | Remote Processor Unit, Sedimentation Tank T-0200 | FCL-ELS-PS-0002 | Uninterruptible Power Supply,Low Lift Bldg - Switchgear Room,LP-0002 | Controller,PLC | Remote Processor Unit |  | RPU | http://www.toronto.ca/TWONTO#RPU_panel
56117 | TAB-STR-RPU-0505 | RPU-GE0505 | TAB-STR-RPU | Aeration Gallery - RPUs |  | Remote Processor Unit |  | RPU | http://www.toronto.ca/TWONTO#RPU_panel
56118 | TAB-STR-RPU-0506 | RPU-GE0506 | TAB-STR-RPU | Aeration Gallery - RPUs |  | Remote Processor Unit |  | RPU | http://www.toronto.ca/TWONTO#RPU_panel
56119 | TAB-STR-RPU-0509 | RPU-GE0509 | TAB-STR-BL | Process Air Blowers & Lube Oil Pumps | RPU | Remote Processor Unit |  | RPU | http://www.toronto.ca/TWONTO#RPU_panel
56120 | TAB-STR-RPU-0515 | RPU-GE0515 | TAB-STR-RPU | Aeration Gallery - RPUs | RPU | Remote Processor Unit |  | RPU | http://www.toronto.ca/TWONTO#RPU_panel
56121 | TAB-STR-RPU-0707 | RPU-GE0707 | TAB-STR-RPU | Aeration Gallery - RPUs | RPU | Remote Processor Unit |  | RPU | http://www.toronto.ca/TWONTO#RPU_panel
56159 | TAB-STR-RPU-0708 | RPU-GE0708 | TAB-STR-RPU | Aeration Gallery - RPUs | RPU | Remote Processor Unit |  | RPU | http://www.toronto.ca/TWONTO#RPU_panel
56160 | TAB-STR-RPU-0709 | RPU-GE0709 | TAB-STR-RPU | Aeration Gallery - RPUs | RPU | Remote Processor Unit |  | RPU | http://www.toronto.ca/TWONTO#RPU_panel
56161 | TAB-STR-RPU-0711 | RPU-GE0511 | TAB-STR-RPU | Aeration Gallery - RPUs | RPU | Remote Processor Unit |  | RPU | http://www.toronto.ca/TWONTO#RPU_panel
56162 | TAB-STR-RPU-0721 | RPU-GE0721 | TAB-STR-RPU | Aeration Gallery - RPUs | RPU | Remote Processor Unit |  | RPU | http://www.toronto.ca/TWONTO#RPU_panel
56163 | TAB-STR-RPU-0723 | RPU-GE0723 | TAB-STR-RPU | Aeration Gallery - RPUs | RPU | Remote Processor Unit |  | RPU | http://www.toronto.ca/TWONTO#RPU_panel
56164 | TAB-STR-RPU-0724 | RPU-GE0724 | TAB-STR-RPU | Aeration Gallery - RPUs | RPU | Remote Processor Unit |  | RPU | http://www.toronto.ca/TWONTO#RPU_panel
56165 | TAB-STR-RPU-0725 | RPU-GE0725 | TAB-STR-RPU | Aeration Gallery - RPUs | RPU | Remote Processor Unit |  | RPU | http://www.toronto.ca/TWONTO#RPU_panel
56166 | TAB-STR-RPU-0726 | RPU-GE0726 | TAB-STR-RPU | Aeration Gallery - RPUs | RPU | Remote Processor Unit |  | RPU | http://www.toronto.ca/TWONTO#RPU_panel
56259 | TAB-STR-UPS-0724 | UPS for RPU-GE0724 | TAB-STR-RPU-0724 | RPU-GE0724 | UPS | Remote Processor Unit |  | UPS | http://www.toronto.ca/TWONTO#UPS
56513 | FCL-TRW-RPU-0001 | RPU Panel, Treated Water Pumping, High Lift Pumping Station | FCL-TRW | Treated Water | Control Panel | Remote Processor Unit |  | RPU | http://www.toronto.ca/TWONTO#RPU_panel
56514 | FCL-TRW-RPU-0001 | RPU Panel, Treated Water Pumping, High Lift Pumping Station | FCL_ELS_MISCELLANEOUS | FCL_ELS_MISCELLANEOUS | Control Panel | Remote Processor Unit |  | RPU | http://www.toronto.ca/TWONTO#RPU_panel
56882 | TAB-THK-RPU-0412A | PLC10 | TAB-THK-RPU | RPU Location | SCADA | Remote Processor Unit |  | RPU | http://www.toronto.ca/TWONTO#RPU_panel
56883 | TAB-THK-RPU-0602 | RPU-GE0602 | TAB-THK-RPU | RPU Location | RPU | Remote Processor Unit |  | RPU | http://www.toronto.ca/TWONTO#RPU_panel
56884 | TAB-THK-RPU-0604 | RPU-GE0604 | TAB-THK-RPU | RPU Location | RPU | Remote Processor Unit |  | RPU | http://www.toronto.ca/TWONTO#RPU_panel
56885 | TAB-THK-RPU-0606 | RPU-GE0606 | TAB-THK-RPU | RPU Location | RPU | Remote Processor Unit |  | RPU | http://www.toronto.ca/TWONTO#RPU_panel
59434 | THC-ACC-RPU-1601 | RPU,HVAC,WAS Thickening Building (1) | THC-THK-ELS | TWAS Elecftrical equipment Sludge Thickening | Control Panel,Instrumentation | Remote Processor Unit |  | RPU | http://www.toronto.ca/TWONTO#RPU_panel
59435 | THC-ACC-RPU-1801 | RPU Panel,Air Handling Unit,Electrical Room,Phase 4 | THC-ACC-BLDG O | Phase IV , Building O HVAC | Air Handling Unit | Remote Processor Unit |  | RPU | http://www.toronto.ca/TWONTO#RPU_panel
59436 | THC-ACC-RPU-1901 | RPU Panel, Boiler room | THC-ACC-BLDG E | Boiler House, HVAC | Air Handling Unit | Remote Processor Unit |  | RPU | http://www.toronto.ca/TWONTO#RPU_panel
59437 | THC-ACC-RPU-1901 | RPU Panel, Boiler room | THC-ACC-BLDG G | Air Treatment Building HVAC | Air Handling Unit | Remote Processor Unit |  | RPU | http://www.toronto.ca/TWONTO#RPU_panel
59438 | THC-ACC-RPU-2901 | RPU,Sludge Storage and Transfer | THC-THK-ELS | TWAS Elecftrical equipment Sludge Thickening | Control Panel,Instrumentation | Remote Processor Unit |  | RPU | http://www.toronto.ca/TWONTO#RPU_panel
59439 | THC-ACC-RPU-3012 | RPU, HVAC, Mech Room #2, Headworks | THC-SPC-COM-3008 | Termination Panel, Network, Mechanical Room 2 | RPU | Remote Processor Unit |  | RPU | http://www.toronto.ca/TWONTO#RPU_panel
60978 | THC-AUX-RPU-2801 | RPU Panel, Instrument Air and Ventilation | THC-AUX-LIQUIDS | Auxiliary Systems, Plant Liquids side |  | Remote Processor Unit |  | RPU | http://www.toronto.ca/TWONTO#RPU_panel
61940 | THC-DEW-RPU-2101 | Remote Processing Unit, control room | THC-DEW | Dewatering Process | Controller,PLC | Remote Processor Unit |  | RPU | http://www.toronto.ca/TWONTO#RPU_panel
61941 | THC-DEW-RPU-2101A | Remote Processing Unit | THC-DEW | Dewatering Process | Controller,PLC | Remote Processor Unit |  | RPU | http://www.toronto.ca/TWONTO#RPU_panel
61942 | THC-DEW-RPU-2101A | Remote Processing Unit | THC-DEW-RPU | Incineration RPUs | Controller,PLC | Remote Processor Unit |  | RPU | http://www.toronto.ca/TWONTO#RPU_panel
61943 | THC-DEW-RPU-2101D | Remote Processing Unit | THC-DEW | Dewatering Process | Controller,PLC | Remote Processor Unit |  | RPU | http://www.toronto.ca/TWONTO#RPU_panel
61944 | THC-DEW-RPU-2102 | Remote Processing Unit | THC-DEW | Dewatering Process | Controller,PLC | Remote Processor Unit |  | RPU | http://www.toronto.ca/TWONTO#RPU_panel
61945 | THC-DEW-RPU-2102 | Remote Processing Unit | THC-DEW-RPU | Incineration RPUs | Controller,PLC | Remote Processor Unit |  | RPU | http://www.toronto.ca/TWONTO#RPU_panel
61946 | THC-DEW-RPU-2103 | Remote Processing Unit | THC-DEW | Dewatering Process | Controller,PLC | Remote Processor Unit |  | RPU | http://www.toronto.ca/TWONTO#RPU_panel
61947 | THC-DEW-RPU-2201 | Remote Processing Unit,Dewatering,Basement B2,Biosolids Building East | THC-DEW | Dewatering Process | Controller,PLC | Remote Processor Unit |  | RPU | http://www.toronto.ca/TWONTO#RPU_panel
61948 | THC-DEW-RPU-2206 | Remote Processing Unit,Dewatering,Cake Pump-6810 RPU,Ground Floor,Biosolids Building West (TEMP) | THC-DEW-P-6810 | Pump,Dewatered Biosolids,Solid Treatment | Control Panel,Instrumentation | Remote Processor Unit |  | RPU | http://www.toronto.ca/TWONTO#RPU_panel
61949 | THC-DEW-RPU-2214 | Controller Panel,Centrifuge 1400,Centrifuge Room,Biosolids Building (West/Temp-East)-TEMP TAG | THC-DEW-CF-1400 | Centrifuge,Dewatering,BLS/PYS - Solid Treatment,Incinerator Building | Control Panel,Instrumentation | Remote Processor Unit |  | RPU | http://www.toronto.ca/TWONTO#RPU_panel
61950 | THC-DEW-RPU-2302 | Remote Processing Unit,Dewatering,3rd Floor,Biosolids Building West | THC-DEW-RPU | Incineration RPUs |  | Remote Processor Unit |  | RPU | http://www.toronto.ca/TWONTO#RPU_panel
61951 | THC-DEW-RPU-2306 | Remote Processing Unit,Dewatering,Cake Pump-6810 RPU,3rd Floor,Biosolids Building West | THC-DEW-P-6810 | Pump,Dewatered Biosolids,Solid Treatment |  | Remote Processor Unit |  | RPU | http://www.toronto.ca/TWONTO#RPU_panel
61952 | THC-DEW-RPU-2313 | Controller Panel,Centrifuge 1300,Centrifuge Room,5th Floor,Biosolids Building West | THC-DEW-CF-1300 | Centrifuge,Dewatering,BLS/PYS - Solid Treatment,Incinerator Building |  | Remote Processor Unit |  | RPU | http://www.toronto.ca/TWONTO#RPU_panel
61953 | THC-DEW-RPU-2315 | Controller Panel,Centrifuge 1500,Centrifuge Room,5th Floor,Biosolids Building West | THC-DEW-CF-1500 | Centrifuge,Dewatering,BLS/PYS - Solid Treatment,Incinerator Building |  | Remote Processor Unit |  | RPU | http://www.toronto.ca/TWONTO#RPU_panel
61954 | THC-DEW-RPU-2901 | RPU,Sludge Storage and Transfer | THC-THK-ELS | TWAS Elecftrical equipment Sludge Thickening | Control Panel,Instrumentation | Remote Processor Unit |  | RPU | http://www.toronto.ca/TWONTO#RPU_panel
61955 | THC-DEW-RPU-2901 | RPU,Sludge Storage and Transfer | THC-THK-P-5982 | Pump,Centrifugal,Submersible,Thickening Building Sump | Control Panel,Instrumentation | Remote Processor Unit |  | RPU | http://www.toronto.ca/TWONTO#RPU_panel
63364 | THC-DIG-RPU-1401 | Remote Processing Unit, Transmitter,Remote I/O,Digester,MCC Room Main Control Panel | THC-ELS-PS-0001-U | Primary Power Equipment, Building U | Transmitter | Remote Processor Unit |  | RPU | http://www.toronto.ca/TWONTO#RPU_panel
63365 | THC-DIG-RPU-1401A | Remote Processing Unit, , Digester Building, Basement | THC-AER | AerationTreatment Process |  | Remote Processor Unit |  | RPU | http://www.toronto.ca/TWONTO#RPU_panel
63366 | THC-DIG-RPU-1401A | Remote Processing Unit, , Digester Building, Basement | THC-DIG-BURNERS | Waste Gas Burners |  | Remote Processor Unit |  | RPU | http://www.toronto.ca/TWONTO#RPU_panel
63367 | THC-DIG-RPU-1401A | Remote Processing Unit, , Digester Building, Basement | THC-GRK-STRC-UU | Waste Gas Burner Building,Building UU |  | Remote Processor Unit |  | RPU | http://www.toronto.ca/TWONTO#RPU_panel
63368 | THC-DIG-RPU-1401B | Remote Processing Unit, , Digester Building, Basement level | THC-GRK-ELS-U | Building U, Anaerobic Digesters Bldg. |  | Remote Processor Unit |  | RPU | http://www.toronto.ca/TWONTO#RPU_panel
63369 | THC-DIG-RPU-1404 | RPU, Waste Gas Burners, Electrical Room, Waste Gas Burner Building | THC-GRK-STRC-UU | Waste Gas Burner Building,Building UU | Control Panel | Remote Processor Unit |  | RPU | http://www.toronto.ca/TWONTO#RPU_panel
63370 | THC-DIG-RPU-1705 | Remote Processing Unit, Digester Electrical room | THC-GRK-STRC-UU | Waste Gas Burner Building,Building UU |  | Remote Processor Unit |  | RPU | http://www.toronto.ca/TWONTO#RPU_panel
64563 | THC-DIS-RPU-1801 | Remote Processing Unit, Control Panel | THC-DIS | Disinfection (Chlorination) Process |  | Remote Processor Unit |  | RPU | http://www.toronto.ca/TWONTO#RPU_panel
64564 | THC-DIS-RPU-2801 | Remote Processor Unit,Chlorination,Plant Air,HVAC & Misc.,Disinfection Bldg | THC-DIS | Disinfection (Chlorination) Process |  | Remote Processor Unit |  | RPU | http://www.toronto.ca/TWONTO#RPU_panel
66424 | FHA-SPC-RPU-1321 | RPU,Liquid Chemical | FHA-ELS | Electrical |  | Remote Processor Unit | 33407 | RPU | http://www.toronto.ca/TWONTO#RPU_panel
66425 | FHA-SPC-RPU-1422 | RPU, Raw Water General, Pump Building, Low Lift Pump Basement | FHA-ELS | Electrical |  | Remote Processor Unit |  | RPU | http://www.toronto.ca/TWONTO#RPU_panel
66426 | FHA-SPC-RPU-1511 | Computer, SCADA Client, Service Building, Instrumentation Shop | FHA-ELS | Electrical | Computer Equipment | Remote Processor Unit |  | RPU | http://www.toronto.ca/TWONTO#operator_interface_terminal
66427 | FHA-SPC-RPU-1521 | RPU, Alum System, Service Building Basement | FHA-ELS | Electrical |  | Remote Processor Unit |  | RPU | http://www.toronto.ca/TWONTO#RPU_panel
66428 | FHA-SPC-RPU-1621 | RPU, Filters F-2501-2801, East Filter Pipe Gallery | FHA-ELS | Electrical |  | Remote Processor Unit |  | RPU | http://www.toronto.ca/TWONTO#RPU_panel
66429 | FHA-SPC-RPU-1622 | RPU, Filters F-2901-3201, East Filter Pipe Gallery | FHA-ELS | Electrical |  | Remote Processor Unit |  | RPU | http://www.toronto.ca/TWONTO#RPU_panel
66430 | FHA-SPC-RPU-1722 | RPU, Filters F-0501-0801, West Filter Pipe Gallery | FHA-ELS | Electrical |  | Remote Processor Unit |  | RPU | http://www.toronto.ca/TWONTO#RPU_panel
66431 | FHA-SPC-RPU-1811 | Computer, SCADA Client, Filter Gallery Centre | FHA-ELS | Electrical | Computer Equipment | Remote Processor Unit |  | RPU | http://www.toronto.ca/TWONTO#operator_interface_terminal
66432 | FHA-SPC-RPU-1822 | RPU, Filters F-1701-2001, West Filter Pipe Gallery | FHA-ELS | Electrical |  | Remote Processor Unit |  | RPU | http://www.toronto.ca/TWONTO#RPU_panel
66433 | FHA-SPC-RPU-1823 | RPU, Filters F-2101-2401, East Filter Pipe Gallery | FHA-ELS | Electrical |  | Remote Processor Unit |  | RPU | http://www.toronto.ca/TWONTO#RPU_panel
66434 | FHA-SPC-RPU-1825 | RPU, Chemical Gas "A" Cl & SO2, Filter Pipe Gallery Centre | FHA-ELS | Electrical |  | Remote Processor Unit |  | RPU | http://www.toronto.ca/TWONTO#RPU_panel
66435 | FHA-SPC-RPU-1921 | FHA-WWW-RPU-1921 - RPU, RMF | FHA-ELS | Electrical |  | Remote Processor Unit |  | RPU | http://www.toronto.ca/TWONTO#RPU_panel
66476 | FHA-SPC-RPU-1922 | FHA-WWW-RPU-1922 - RPU, RMF | FHA-ELS | Electrical |  | Remote Processor Unit |  | RPU | http://www.toronto.ca/TWONTO#RPU_panel
66477 | FHA-SPC-RPU-1923 | FHA-WWW-RPU-1923 - RPU is for Centrifuge CF 2401 | FHA-WWW-CF-2401 | Centrifuge, Dewatering, RMF, Centrifuge Service Platform |  | Remote Processor Unit |  | RPU | http://www.toronto.ca/TWONTO#RPU_panel
67171 | THC-INC-RPU-2101A | Remote Processing Unit | THC-DEW-RPU | Incineration RPUs |  | Remote Processor Unit |  | RPU | http://www.toronto.ca/TWONTO#RPU_panel
67172 | THC-INC-RPU-2101A | Remote Processing Unit | THC-INC | Incineration Process |  | Remote Processor Unit |  | RPU | http://www.toronto.ca/TWONTO#RPU_panel
67173 | THC-INC-RPU-2102 | Remote Processing Unit,Incinerator,2rd Floor,Biosolids Building East | THC-DEW-RPU | Incineration RPUs |  | Remote Processor Unit |  | RPU | http://www.toronto.ca/TWONTO#RPU_panel
67174 | THC-INC-RPU-2105 | Remote Processing Unit,Plant Services,2rd Floor,Biosolids Building East | THC-DEW-RPU | Incineration RPUs | Control Panel,Instrumentation | Remote Processor Unit |  | RPU | http://www.toronto.ca/TWONTO#RPU_panel
68503 | THC-OCS-RPU-1802 | Phase IV Odour Control RPU, Phase IV Electrical Room, Phase I/IV Odour Control | THC-PRM-BIOFILTER | Biofilter system | RPU | Remote Processor Unit |  | RPU | http://www.toronto.ca/TWONTO#RPU_panel
68504 | THC-OCS-RPU-1803 | RPU, Phase I/IV Modular Biofilter, Phase IV Electrical Room, Phase I/IV Odour Control | THC-PRM-BIOFILTER | Biofilter system | RPU | Remote Processor Unit |  | RPU | http://www.toronto.ca/TWONTO#RPU_panel
68505 | THC-OCS-RPU-3013 | Biofilter, RPU Panel, Headworks | THC-SPC-COM-3004 | Termination Panel, Network, Headworks Electrical Room | RPU | Remote Processor Unit |  | RPU | http://www.toronto.ca/TWONTO#RPU_panel
68995 | THC-PLT-RPU-1502 | Remote Processing Unit | THC-PLT | Preliminary Treatment (Grit and Screenings) |  | Remote Processor Unit |  | RPU | http://www.toronto.ca/TWONTO#RPU_panel
68996 | THC-PLT-RPU-3002 | RPU Panel, Headworks | THC-SPC-COM-3003 | Termination Panel, Network, Headworks Electrical Room | RPU | Remote Processor Unit |  | RPU | http://www.toronto.ca/TWONTO#RPU_panel
68997 | THC-PLT-RPU-3003 | RPU, Perforate Screen SC-0150 Control Panel, Headworks, Raw Sewage Screening | THC-PLT-SC-0150 | Screen, Perforated Plate, Screen Room, Raw Sewage Screening | Controller,PLC | Remote Processor Unit |  | RPU | http://www.toronto.ca/TWONTO#RPU_panel
68998 | THC-PLT-RPU-3004 | RPU, Perforate Screen SC-0250 Control Panel, Headworks, Raw Sewage Screening | THC-PLT-SC-0250 | Screen, Perforated Plate, Screen Room, Raw Sewage Screening | Controller,PLC | Remote Processor Unit |  | RPU | http://www.toronto.ca/TWONTO#RPU_panel
68999 | THC-PLT-RPU-3005 | RPU, Perforate Screen SC-0350 Control Panel, Headworks, Raw Sewage Screening | THC-PLT-SC-0350 | Screen, Perforated Plate, Screen Room, Raw Sewage Screening | Controller,PLC | Remote Processor Unit |  | RPU | http://www.toronto.ca/TWONTO#RPU_panel
69000 | THC-PLT-RPU-3006 | RPU, Perforate Screen SC-0450 Control Panel, Headworks, Raw Sewage Screening | THC-PLT-SC-0450 | Screen, Perforated Plate, Screen Room, Raw Sewage Screening | Controller,PLC | Remote Processor Unit |  | RPU | http://www.toronto.ca/TWONTO#RPU_panel
69001 | THC-PLT-RPU-3007 | RPU, Perforate Screen SC-0550 Control Panel, Headworks, Raw Sewage Screening | THC-PLT-SC-0550 | Screen, Perforated Plate, Screen Room, Raw Sewage Screening | Controller,PLC | Remote Processor Unit |  | RPU | http://www.toronto.ca/TWONTO#RPU_panel
69046 | THC-PLT-RPU-3008 | RPU, Screen Washer Compactor CMP-0810 Control Panel, Headworks, Screenings Conveyance | THC-PLT-CMP-0810 | Washer Compactor, Screen Room, Screenings Conveyance | Controller,PLC | Remote Processor Unit |  | RPU | http://www.toronto.ca/TWONTO#RPU_panel
69274 | FHO-ACC-RPU-0110 | Remote Programming Unit, Admin Building HVAC, Admin Bldg. L2, East Wing, Mechanical Room | FHO-MCS-HVAC | Plant HVAC | Controller,PLC | Remote Processor Unit |  | RPU | http://www.toronto.ca/TWONTO#RPU_panel
69275 | FHO-ACC-RPU-0203 | Remote Programming Unit, Chemical Building HVAC, Chemical Building, S4, East of SBS Pump Room | FHO-MCS-HVAC | Plant HVAC | Controller,PLC | Remote Processor Unit |  | RPU | http://www.toronto.ca/TWONTO#RPU_panel
69276 | FHO-ACC-RPU-0401 | Remote Programming Unit, TWPS. HVAC,TWPS., S4, East Ventilation Equipment Room | FHO-MCS-HVAC | Plant HVAC | Controller,PLC | Remote Processor Unit |  | RPU | http://www.toronto.ca/TWONTO#RPU_panel
69277 | FHO-ACC-RPU-0701 | Remote Programming Unit, TWPS HVAC, TWPS, S3, Compressor Room | FHO-MCS-HVAC | Plant HVAC | Controller,PLC | Remote Processor Unit |  | RPU | http://www.toronto.ca/TWONTO#RPU_panel
69278 | FHO-ACC-RPU-0902 | Remote Programming Unit, Filter Gallery1-8 HVAC, Filter Building, L1, Filter Gallery, East | FHO-MCS-HVAC | Plant HVAC | Controller,PLC | Remote Processor Unit |  | RPU | http://www.toronto.ca/TWONTO#RPU_panel
69279 | FHO-ACC-RPU-1001 | Remote Programming Unit, TRW Suction Channel HVAC, TRW Suction Channel, S2, North Mixer Gallery, N | FHO-MCS-HVAC | Plant HVAC | Controller,PLC | Remote Processor Unit |  | RPU | http://www.toronto.ca/TWONTO#RPU_panel
69434 | THC-POL-RPU-2201 | RPU, Polymer System, DEW | THC-DEW-POL | Polymer System Dewatering | Transmitter | Remote Processor Unit |  | RPU | http://www.toronto.ca/TWONTO#RPU_panel
69435 | THC-POL-RPU-2201 | RPU, Polymer System, DEW | THC-SPC-WA1 | System Process Control | Transmitter | Remote Processor Unit |  | RPU | http://www.toronto.ca/TWONTO#RPU_panel
69862 | THC-PRM-RPU-1811 | Remote Processing Unit, Tunnel 19 west | THC-PRM-RPU | Primary Clarification RPUs |  | Remote Processor Unit |  | RPU | http://www.toronto.ca/TWONTO#RPU_panel
70366 | THC-PRS-RPU-1303 | RPU,Ferrous Chloride System, Ferrous Chloride Building | THC-PRS-BLDG | Phosphorous removal system, Building and Storage |  | Remote Processor Unit |  | RPU | http://www.toronto.ca/TWONTO#RPU_panel
70470 | THC-PWA-RPU-2402 | RPU, S.E. Pumping Station | THC-PWA-P-0400 | Pump, P-0400, S.E. Pumping Station |  | Remote Processor Unit |  | RPU | http://www.toronto.ca/TWONTO#RPU_panel
71877 | THC-THK-RPU-1603 | RPU,WAS Thickening (2) | THC-THK-ELS | TWAS Elecftrical equipment Sludge Thickening | Control Panel,Instrumentation | Remote Processor Unit |  | RPU | http://www.toronto.ca/TWONTO#RPU_panel
71878 | THC-THK-RPU-1605 | RPU,Polymer Make-up,WAS Thickening Building (1) | THC-MCS-LD-I | Lifting Devices, Headhouse, Building I | Control Panel,Instrumentation | Remote Processor Unit |  | RPU | http://www.toronto.ca/TWONTO#RPU_panel
71879 | THC-THK-RPU-1606 | RPU,Polymer Make-up,WAS Thickening Building (2) | THC-THK-ELS | TWAS Elecftrical equipment Sludge Thickening | Control Panel,Instrumentation | Remote Processor Unit |  | RPU | http://www.toronto.ca/TWONTO#RPU_panel
71880 | THC-THK-RPU-1607 | RPU,Polymer Feed,WAS Thickening Building (1) | THC-GRK-DR-J | Doors, Building J | Control Panel,Instrumentation | Remote Processor Unit |  | RPU | http://www.toronto.ca/TWONTO#RPU_panel
71881 | THC-THK-RPU-1607 | RPU,Polymer Feed,WAS Thickening Building (1) | THC-THK-ELS | TWAS Elecftrical equipment Sludge Thickening | Control Panel,Instrumentation | Remote Processor Unit |  | RPU | http://www.toronto.ca/TWONTO#RPU_panel
71882 | THC-THK-RPU-1609 | RPU,Polymer Feed,WAS Thickening Building (3) | THC-THK-ELS | TWAS Elecftrical equipment Sludge Thickening | Control Panel | Remote Processor Unit |  | RPU | http://www.toronto.ca/TWONTO#RPU_panel
71883 | THC-THK-RPU-1616 | Controller Panel,Centrifuge CF-0600,Thickening Building | THC-THK-CF-0600 | Centrifuge,WAS Thickening | Control Panel,Instrumentation | Remote Processor Unit |  | RPU | http://www.toronto.ca/TWONTO#RPU_panel
73380 | THR-ACC-OIT-0001 | Remote Processor Unit, SCADA, QuickPanel 172.22.37.24 | THR-SPC | Process Control Systems - Services Area | RPU | Remote Processor Unit |  | OIT | http://www.toronto.ca/TWONTO#RPU_panel
73567 | THR-ACC-RPU-0001A | Remote Processor Unit, SCADA, Digester 7-8 Electrical Room (172.22.39.170) | THR-SPC | Process Control Systems - Services Area | RPU | Remote Processor Unit |  | RPU | http://www.toronto.ca/TWONTO#RPU_panel
73568 | THR-ACC-RPU-0003B | Remote Processor Unit, SCADA,Old RAS Building Gallery (172.22.39.173) | THR-SPC | Process Control Systems - Services Area | RPU | Remote Processor Unit |  | RPU | http://www.toronto.ca/TWONTO#RPU_panel
73569 | THR-ACC-RPU-0003S | Remote Processor Unit, SCADA, Aeration Gallery (172.22.39.174) | THR-SPC | Process Control Systems - Services Area | RPU | Remote Processor Unit | 39353 | RPU | http://www.toronto.ca/TWONTO#RPU_panel
73570 | THR-ACC-RPU-0004 | Remote Processor Unit, SCADA,Final Clarifier Gallery T16/T21(172.22.39.172) | THR-SPC | Process Control Systems - Services Area | RPU | Remote Processor Unit |  | RPU | http://www.toronto.ca/TWONTO#RPU_panel
73572 | THR-ACC-RPU-0020 | Remote Processor Unit, SCADA,Headhouse Old MCC Room (172.22.37.230) | THR-SPC | Process Control Systems - Services Area | RPU | Remote Processor Unit |  | RPU | http://www.toronto.ca/TWONTO#RPU_panel
73573 | THR-ACC-RPU-0100 | RPU, Plant Services,South,SP RAS Pumping Station Electrical Building | THR-ITS-COM-4002 | Termination Panel, Plant Services - South | RPU | Remote Processor Unit |  | RPU | http://www.toronto.ca/TWONTO#RPU_panel
73574 | THR-ACC-RPU-0200 | RPU, Plant Services,South,SP RAS Pumping Station Electrical Building | THR-ELS-RSPS | Electrical System, Returns Sludge Pumping Station | RPU | Remote Processor Unit |  | RPU | http://www.toronto.ca/TWONTO#RPU_panel
73575 | THR-ACC-RPU-0701 | Remote Processor Unit, HVAC, Glycol AHU , Gas Compressor Building, South | THR-DIG | Digester |  | Remote Processor Unit |  | RPU | http://www.toronto.ca/TWONTO#RPU_panel
73577 | THR-ACC-RPU-3300 | Remote Processor Unit, Controller,HVAC,HPBB | THR-ELS-HPBB | Electrical System, High Pressure Blower Building |  | Remote Processor Unit |  | RPU | http://www.toronto.ca/TWONTO#RPU_panel
73578 | THR-ACC-RPU-3600 | Remote Processor Unit, Controller,HVAC,East Workshop | THR-ELS-EMS | Electrical System, East Maintenance Shop |  | Remote Processor Unit |  | RPU | http://www.toronto.ca/TWONTO#RPU_panel
73834 | THR-ACC-UPS-0001B | UPS for , RPU THR-ACC-RPU-0001B, SCADA, North Grit Gallery (172.22.39.171) | THR-ACC-RPU-0001B | Remote Processor Unit, SCADA, North Grit Gallery (172.22.39.171) | RPU | Remote Processor Unit |  | UPS | http://www.toronto.ca/TWONTO#UPS
73835 | THR-ACC-UPS-0003 | UPS for RPU (THR-ACC-RPU-0003), SCADA, Aeration Gallery (172.22.39.174) | THR-ACC-RPU-0003S | Remote Processor Unit, SCADA, Aeration Gallery (172.22.39.174) | RPU | Remote Processor Unit |  | UPS | http://www.toronto.ca/TWONTO#UPS
73836 | THR-ACC-UPS-0004 | UPS for RPU (THR-ACC-RPU-0004), SCADA,Final Clarifier Gallery T16/T21(172.22.39.172) | THR-ACC-RPU-0004 | Remote Processor Unit, SCADA,Final Clarifier Gallery T16/T21(172.22.39.172) | RPU | Remote Processor Unit |  | UPS | http://www.toronto.ca/TWONTO#UPS
74337 | THR-AER-RPU-0002 | Remote Processor Unit, South Aeration, Blower 1211 (172.22.37.161) | THR-AER-BL-1211 | Blower, Centrifugal, Secondary Treatment, Aeration Blower System - Engine Room | RPU | Remote Processor Unit |  | RPU | http://www.toronto.ca/TWONTO#RPU_panel
74338 | THR-AER-RPU-0002 | Remote Processor Unit, South Aeration, Blower 1211 (172.22.37.161) | THR-ELS-AER | Electrical System, Aeration and Galleries | RPU | Remote Processor Unit |  | RPU | http://www.toronto.ca/TWONTO#RPU_panel
74339 | THR-AER-RPU-0003 | Remote Processor Unit, South Aeration, Blower 1311 (172.22.37.162) | THR-AER-BL-1311 | Blower, Centrifugal, Secondary Treatment, Aeration Blower System - Engine Room | RPU | Remote Processor Unit |  | RPU | http://www.toronto.ca/TWONTO#RPU_panel
74340 | THR-AER-RPU-0003 | Remote Processor Unit, South Aeration, Blower 1311 (172.22.37.162) | THR-ELS-AER | Electrical System, Aeration and Galleries | RPU | Remote Processor Unit |  | RPU | http://www.toronto.ca/TWONTO#RPU_panel
74341 | THR-AER-RPU-0004 | Remote Processor Unit, SCADA,Engine Room East BL-1411 (172.22.37.129) | THR-SPC | Process Control Systems - Services Area | RPU | Remote Processor Unit |  | RPU | http://www.toronto.ca/TWONTO#RPU_panel
74342 | THR-AER-RPU-0005 | Remote Processor Unit, SCADA,Engine Room East BL-1511 (172.22.37.144) | THR-SPC | Process Control Systems - Services Area | RPU | Remote Processor Unit |  | RPU | http://www.toronto.ca/TWONTO#RPU_panel
74343 | THR-AER-RPU-0011S | Remote Processor Unit, South Aeration, Tank 0200 (172.22.37.164) | THR-AER-T-0210 | Tank, Secondary Treatment, Aeration - South | RPU | Remote Processor Unit | 39377 | RPU | http://www.toronto.ca/TWONTO#RPU_panel
74344 | THR-AER-RPU-0012S | Remote Processor Unit, South Aeration, Tank 0300 (172.22.37.165) | THR-ELS-AER | Electrical System, Aeration and Galleries | RPU | Remote Processor Unit | 39378 | RPU | http://www.toronto.ca/TWONTO#RPU_panel
74345 | THR-AER-RPU-0020 | Remote Processor Unit, North Aeration, Blower 1611 (172.22.37.168) | THR-AER-BL-1611 | Blower, Centrifugal, Secondary Treatment, Aeration Blower System - HPBB | RPU | Remote Processor Unit |  | RPU | http://www.toronto.ca/TWONTO#RPU_panel
74346 | THR-AER-RPU-0020 | Remote Processor Unit, North Aeration, Blower 1611 (172.22.37.168) | THR-ELS-AER | Electrical System, Aeration and Galleries | RPU | Remote Processor Unit |  | RPU | http://www.toronto.ca/TWONTO#RPU_panel
74347 | THR-AER-RPU-0022 | Remote Processor Unit, North Aeration, Blower 1811 (172.22.37.170) | THR-AER-BL-1811 | Blower, Centrifugal, Secondary Treatment, Aeration Blower System - HPBB | RPU | Remote Processor Unit |  | RPU | http://www.toronto.ca/TWONTO#RPU_panel
74348 | THR-AER-RPU-0023 | Remote Processor Unit, North Aeration, Blower 1911 (172.22.37.171) | THR-ELS-AER | Electrical System, Aeration and Galleries | RPU | Remote Processor Unit |  | RPU | http://www.toronto.ca/TWONTO#RPU_panel
74349 | THR-AER-RPU-0030 | Remote Processor Unit, North Aeration, Tank 0600 (172.22.37.172) | THR-AER-T-0600 | Tank, Secondary Treatment, Aeration - North #06 | RPU | Remote Processor Unit |  | RPU | http://www.toronto.ca/TWONTO#RPU_panel
74350 | THR-AER-RPU-0032 | Remote Processor Unit, North Aeration, Tank 0800 (172.22.37.174) | THR-AER-T-0800 | Tank, Secondary Treatment, Aeration - North #08 | RPU | Remote Processor Unit |  | RPU | http://www.toronto.ca/TWONTO#RPU_panel
74351 | THR-AER-RPU-0032 | Remote Processor Unit, North Aeration, Tank 0800 (172.22.37.174) | THR-ELS-AER | Electrical System, Aeration and Galleries | RPU | Remote Processor Unit |  | RPU | http://www.toronto.ca/TWONTO#RPU_panel
74352 | THR-AER-RPU-0100 | Remote Processor Unit, SCADA,GE RX3i 172.22.37.236 THRPSN04 Aeration Tank Electrical Building | THR-ITS-COM-4201 | Termination Panel, Aeration - South | RPU | Remote Processor Unit |  | RPU | http://www.toronto.ca/TWONTO#RPU_panel
74353 | THR-AER-RPU-0100 | Remote Processor Unit, SCADA,GE RX3i 172.22.37.236 THRPSN04 Aeration Tank Electrical Building | THR-SPC | Process Control Systems - Services Area | RPU | Remote Processor Unit |  | RPU | http://www.toronto.ca/TWONTO#RPU_panel
74354 | THR-AER-RPU-0200 | Remote Processor Unit, SCADA,GE RX3i 172.22.37.237 THRPSN04 Aeration Tank Electrical Building | THR-ITS-COM-4201 | Termination Panel, Aeration - South | RPU | Remote Processor Unit |  | RPU | http://www.toronto.ca/TWONTO#RPU_panel
74355 | THR-AER-RPU-0200 | Remote Processor Unit, SCADA,GE RX3i 172.22.37.237 THRPSN04 Aeration Tank Electrical Building | THR-SPC | Process Control Systems - Services Area | RPU | Remote Processor Unit |  | RPU | http://www.toronto.ca/TWONTO#RPU_panel
74409 | THR-AER-UPS-0100 | Uninterruptible Power Supply, RPU-0100, South Aeration | THR-AER-RPU-0100 | Remote Processor Unit, SCADA,GE RX3i 172.22.37.236 THRPSN04 Aeration Tank Electrical Building | RPU | Remote Processor Unit |  | UPS | http://www.toronto.ca/TWONTO#UPS
74590 | THR-AI-RPU-0100 | Remote Processor Unit, Instrument Air - South | THR-SPC-COM-5202 | Termination Panel, Instrument Air - South | RPU | Remote Processor Unit |  | RPU | http://www.toronto.ca/TWONTO#RPU_panel
74930 | THR-CG-OIT-0002 | Remote Processor Unit, SCADA,Co-Gen Compressors (172.22.37.158) | THR-SPC | Process Control Systems - Services Area | RPU | Remote Processor Unit |  | OIT | http://www.toronto.ca/TWONTO#RPU_panel
74958 | THR-CG-RPU-0002 | Remote Processor Unit, SCADA,Co-Gen Compressors MCC Room (172.22.37.146) | THR-SPC | Process Control Systems - Services Area | RPU | Remote Processor Unit |  | RPU | http://www.toronto.ca/TWONTO#RPU_panel
74959 | THR-CG-RPU-0005 | Remote Processor Unit, SCADA,Gas Compressor MCC Room (172.22.37.147) | THR-SPC | Process Control Systems - Services Area | RPU | Remote Processor Unit |  | RPU | http://www.toronto.ca/TWONTO#RPU_panel
74960 | THR-CG-RPU-0011 | Remote Processor Unit, SCADA,Engine room East Side (172.22.37.149) | THR-SPC | Process Control Systems - Services Area | RPU | Remote Processor Unit |  | RPU | http://www.toronto.ca/TWONTO#RPU_panel
74961 | THR-CG-RPU-0012 | Remote Processor Unit, SCADA,Engine room East Side (172.22.37.150) | THR-SPC | Process Control Systems - Services Area | RPU | Remote Processor Unit |  | RPU | http://www.toronto.ca/TWONTO#RPU_panel
75620 | THR-DCL-RPU-0001 | Remote Processor Unit, Dechlorination (172.22.37.225) | THR-DCL-UPS-0001 | Uninterruptible Power Supply THR-DCL-RPU-0001, Dechlorination | RPU | Remote Processor Unit |  | RPU | http://www.toronto.ca/TWONTO#RPU_panel
76469 | THR-DIG-RPU-0002 | Remote Processor Unit, Digester, Tank 0700 (172.22.39.123) | THR-ELS-DIG | Electrical System, Digester Tanks | RPU | Remote Processor Unit |  | RPU | http://www.toronto.ca/TWONTO#RPU_panel
76470 | THR-DIG-RPU-0003 | Remote Processor Unit, Digester, Tank 0700 (172.22.39.128) | THR-DIG-PD-0700 | Tank, Primary Digester-7, Solids Treatment | RPU | Remote Processor Unit |  | RPU | http://www.toronto.ca/TWONTO#RPU_panel
76471 | THR-DIG-RPU-0003 | Remote Processor Unit, Digester, Tank 0700 (172.22.39.128) | THR-DIG-RPU | RPU, UPS, Digester | RPU | Remote Processor Unit |  | RPU | http://www.toronto.ca/TWONTO#RPU_panel
76472 | THR-DIG-RPU-0003 | Remote Processor Unit, Digester, Tank 0700 (172.22.39.128) | THR-DIG-T-7-8 | Digester, Entities Common to Tanks 7-8 | RPU | Remote Processor Unit |  | RPU | http://www.toronto.ca/TWONTO#RPU_panel
76473 | THR-DIG-RPU-0003 | Remote Processor Unit, Digester, Tank 0700 (172.22.39.128) | THR-ELS-DIG | Electrical System, Digester Tanks | RPU | Remote Processor Unit |  | RPU | http://www.toronto.ca/TWONTO#RPU_panel
76474 | THR-DIG-RPU-0004 | Remote Processor Unit, Digester, Tank 0800 (172.22.39.129) | THR-DIG-T-7-8 | Digester, Entities Common to Tanks 7-8 | RPU | Remote Processor Unit |  | RPU | http://www.toronto.ca/TWONTO#RPU_panel
76475 | THR-DIG-RPU-0004 | Remote Processor Unit, Digester, Tank 0800 (172.22.39.129) | THR-ELS-DIG | Electrical System, Digester Tanks | RPU | Remote Processor Unit |  | RPU | http://www.toronto.ca/TWONTO#RPU_panel
76476 | THR-DIG-RPU-0006 | Remote Processor Unit, forDig10,Digester 9-10 Basement | THR-DIG-T-9-10 | Digester, Entities Common to Tanks 9-10 | RPU | Remote Processor Unit |  | RPU | http://www.toronto.ca/TWONTO#RPU_panel
76477 | THR-DIG-RPU-0006 | Remote Processor Unit, forDig10,Digester 9-10 Basement | THR-ELS-DIG | Electrical System, Digester Tanks | RPU | Remote Processor Unit |  | RPU | http://www.toronto.ca/TWONTO#RPU_panel
76478 | THR-DIG-RPU-0012 | Remote Processor Unit, Digester Compressor 5680 & Compressor 5660 & Compressor 5640 (172.22.39.127) | THR-DIG-C | Digester, Gas Compressors | RPU | Remote Processor Unit |  | RPU | http://www.toronto.ca/TWONTO#RPU_panel
76479 | THR-DIG-RPU-0013S | Remote Processor Unit, Digester, Waste Gas Burner 7720 (172.22.39.131) | THR-DIG-BU-7720S | Burner, Waste Gas | RPU | Remote Processor Unit | 38935 | RPU | http://www.toronto.ca/TWONTO#RPU_panel
76480 | THR-DIG-RPU-0014-SUSPEND | Remote Processor Unit, RPU , Digester, A-B SLC-5/05 172.22.37.151 THRPSN11 Engine room East Side | THR-ELS-GCB | Electrical System, Digester Gas Compressor Building | RPU | Remote Processor Unit | 41319 | RPU | http://www.toronto.ca/TWONTO#RPU_panel
76481 | THR-DIG-RPU-0014S | Remote Processor Unit, Digester, Waste Gas Burner 7750 (172.22.39.132) | THR-ELS-GCB | Electrical System, Digester Gas Compressor Building | RPU | Remote Processor Unit | 38936 | RPU | http://www.toronto.ca/TWONTO#RPU_panel
76482 | THR-DIG-RPU-0015-SUSPEND | Remote Processor Unit, Digester 172.22.39.133 THRPSN07 | THR-ELS-GCB | Electrical System, Digester Gas Compressor Building | RPU | Remote Processor Unit | 41320 | RPU | http://www.toronto.ca/TWONTO#RPU_panel
76483 | THR-DIG-RPU-0015S | Remote Processor Unit, Digester, Waste Gas Burner 7780 (172.22.39.133) | THR-DIG-BU-7780S | Burner, Waste Gas | RPU | Remote Processor Unit | 38937 | RPU | http://www.toronto.ca/TWONTO#RPU_panel
76484 | THR-DIG-RPU-0015S | Remote Processor Unit, Digester, Waste Gas Burner 7780 (172.22.39.133) | THR-ELS-GCB | Electrical System, Digester Gas Compressor Building | RPU | Remote Processor Unit | 38937 | RPU | http://www.toronto.ca/TWONTO#RPU_panel
76485 | THR-DIG-RPU-0016A | Remote Processor Unit, Digester 1-6 Mezzanine | THR-DIG-PD-0100 | Tank, Primary Digester-1, Solids Treatment | RPU | Remote Processor Unit | 39134 | RPU | http://www.toronto.ca/TWONTO#RPU_panel
76486 | THR-DIG-RPU-0018 | Remote Processor Unit, Digester MCC Room (172.22.39.136) | THR-DIG-RPU | RPU, UPS, Digester | RPU | Remote Processor Unit |  | RPU | http://www.toronto.ca/TWONTO#RPU_panel
76487 | THR-DIG-RPU-0018 | Remote Processor Unit, Digester MCC Room (172.22.39.136) | THR-ELS-DIG | Electrical System, Digester Tanks | RPU | Remote Processor Unit |  | RPU | http://www.toronto.ca/TWONTO#RPU_panel
76488 | THR-DIG-RPU-0018A | Remote Processor Unit, Digester 1-6 Mezzanine | THR-DIG-RPU | RPU, UPS, Digester | RPU | Remote Processor Unit |  | RPU | http://www.toronto.ca/TWONTO#RPU_panel
76489 | THR-DIG-RPU-0018A | Remote Processor Unit, Digester 1-6 Mezzanine | THR-ELS-DIG | Electrical System, Digester Tanks | RPU | Remote Processor Unit |  | RPU | http://www.toronto.ca/TWONTO#RPU_panel
76490 | THR-DIG-RPU-0019 | Remote Processor Unit, SCADA,Digester 1-6 (172.22.39.137) | THR-SPC | Process Control Systems - Services Area | RPU | Remote Processor Unit |  | RPU | http://www.toronto.ca/TWONTO#RPU_panel
76491 | THR-DIG-RPU-0019A | Remote Processor Unit, Digester 1-6 Mezzanine | THR-DIG-RPU | RPU, UPS, Digester | RPU | Remote Processor Unit |  | RPU | http://www.toronto.ca/TWONTO#RPU_panel
76492 | THR-DIG-RPU-0019A | Remote Processor Unit, Digester 1-6 Mezzanine | THR-DIG-SD-0400 | Tank, Secondary Digester-4, Solids Treatment | RPU | Remote Processor Unit |  | RPU | http://www.toronto.ca/TWONTO#RPU_panel
76493 | THR-DIG-RPU-0019A | Remote Processor Unit, Digester 1-6 Mezzanine | THR-ELS-DIG | Electrical System, Digester Tanks | RPU | Remote Processor Unit |  | RPU | http://www.toronto.ca/TWONTO#RPU_panel
76494 | THR-DIG-RPU-0020 | Remote Processor Unit, Digester 1-6 (172.22.39.138) | THR-SPC | Process Control Systems - Services Area | RPU | Remote Processor Unit |  | RPU | http://www.toronto.ca/TWONTO#RPU_panel
76495 | THR-DIG-RPU-0020A | Remote Processor Unit, Digester 1-6 Mezzanine | THR-DIG-RPU | RPU, UPS, Digester | RPU | Remote Processor Unit |  | RPU | http://www.toronto.ca/TWONTO#RPU_panel
76496 | THR-DIG-RPU-0021 | Remote Processor Unit, Digester 1-6 mezzanine (172.22.39.139) | THR-ELS-DIG | Electrical System, Digester Tanks | RPU | Remote Processor Unit |  | RPU | http://www.toronto.ca/TWONTO#RPU_panel
76497 | THR-DIG-RPU-0021A | Remote Processor Unit, Digester 1-6 mezzanine | THR-DIG-RPU | RPU, UPS, Digester | RPU | Remote Processor Unit |  | RPU | http://www.toronto.ca/TWONTO#RPU_panel
76498 | THR-DIG-RPU-0021A | Remote Processor Unit, Digester 1-6 mezzanine | THR-ELS-DIG | Electrical System, Digester Tanks | RPU | Remote Processor Unit |  | RPU | http://www.toronto.ca/TWONTO#RPU_panel
76499 | THR-DIG-RPU-0022 | Remote Processor Unit, Gas Compressor Bldg. (172.22.39.121) | THR-DIG-RPU | RPU, UPS, Digester | RPU | Remote Processor Unit |  | RPU | http://www.toronto.ca/TWONTO#RPU_panel
76500 | THR-DIG-RPU-0023 | RPU, Remote Processing Unit.GE RX3i 172.22.39.147 THRPSN07 Waste Gas Burners MCC | THR-ELS-DIG | Electrical System, Digester Tanks | RPU | Remote Processor Unit |  | RPU | http://www.toronto.ca/TWONTO#RPU_panel
76501 | THR-DIG-RPU-0051 | RPU, Remote Processor Unit, GE RX3i 172.22.39.122 THRPSN07 Digester 7-10 MCC Room | THR-ELS-DIG | Electrical System, Digester Tanks | RPU | Remote Processor Unit |  | RPU | http://www.toronto.ca/TWONTO#RPU_panel
76502 | THR-DIG-RPU-0051B | Remote Processor Unit, Gas Compressor Bldg. MCC | THR-ELS-GCB | Electrical System, Digester Gas Compressor Building | RPU | Remote Processor Unit |  | RPU | http://www.toronto.ca/TWONTO#RPU_panel
76746 | THR-DIG-UPS-0051 | RPU, Remote Processor Unit, GE RX3i 172.22.39.122 THRPSN07 Digester 7-10 MCC Room | THR-DIG-RPU-0051 | RPU, Remote Processor Unit, GE RX3i 172.22.39.122 THRPSN07 Digester 7-10 MCC Room | RPU | Remote Processor Unit |  | UPS | http://www.toronto.ca/TWONTO#RPU_panel
77781 | THR-DIS-RPU-0001 | Remote Processor Unit, Disinfection Chlorination | THR-ELS-DIS | Electrical System, Disinfection, Chlorine Building | RPU | Remote Processor Unit |  | RPU | http://www.toronto.ca/TWONTO#RPU_panel
77782 | THR-DIS-RPU-0001A | Remote Processor Unit, Disinfection Chlorination | THR-ELS-DIS | Electrical System, Disinfection, Chlorine Building | RPU | Remote Processor Unit | 34705 | RPU | http://www.toronto.ca/TWONTO#RPU_panel
77783 | THR-DIS-RPU-0001A | Remote Processor Unit, Disinfection Chlorination | THR-S-E | SUSPENDED ENTITY | RPU | Remote Processor Unit | 34705 | RPU | http://www.toronto.ca/TWONTO#RPU_panel
77784 | THR-DIS-RPU-0002 | Remote Processor Unit, Disinfection Chlorination, Palace Pier (172.22.37.247) | THR-DIS-T-PP | Disinfection, Tank, Palace Pier | RPU | Remote Processor Unit |  | RPU | http://www.toronto.ca/TWONTO#RPU_panel
77785 | THR-DIS-RPU-0002 | Remote Processor Unit, Disinfection Chlorination, Palace Pier (172.22.37.247) | THR-ELS-DIS | Electrical System, Disinfection, Chlorine Building | RPU | Remote Processor Unit |  | RPU | http://www.toronto.ca/TWONTO#RPU_panel
77786 | THR-DIS-RPU-0004 | RPU, Control Panel, Disinfection system, Disinfection Building Second Floor (172.22.37.232) | THR-ELS-DIS | Electrical System, Disinfection, Chlorine Building | RPU | Remote Processor Unit |  | RPU | http://www.toronto.ca/TWONTO#RPU_panel
79200 | THR-ELS-RPU-0001 | Remote Processor Unit, Main South Substation | THR-ELS-NS | Electrical System, North Substation | RPU | Remote Processor Unit |  | RPU | http://www.toronto.ca/TWONTO#RPU_panel
79201 | THR-ELS-RPU-0003 | Remote Processing Unit, Control Room, West Substation (172.22.37.117) | THR-ELS-SS | Electrical System, South Main Substation | Control Panel,Instrumentation | Remote Processor Unit |  | RPU | http://www.toronto.ca/TWONTO#RPU_panel
79509 | THR-EPS-RPU-0001 | Remote Processor Unit, Effluent Pump, Centrifugaling | THR-ELS-EPS | Electrical System, Effluent Pumping System | RPU | Remote Processor Unit |  | RPU | http://www.toronto.ca/TWONTO#RPU_panel
79604 | THR-FPW-RPU-0001 | RPU, Control Panel, Filtered Plant Water Building, Plant Services (172.22.37.242) | THR-FPW-F | Filtered Plant Water, Filter Beds | RPU | Remote Processor Unit |  | RPU | http://www.toronto.ca/TWONTO#RPU_panel
79605 | THR-FPW-RPU-0002 | RPU, Control Panel, Filters Inlet Valve Operator, Filtered Plant Water Building, Plant Services (172.22.37.241) | THR-FPW-F | Filtered Plant Water, Filter Beds | RPU | Remote Processor Unit |  | RPU | http://www.toronto.ca/TWONTO#RPU_panel
79606 | THR-FPW-RPU-0100 | Remote Processor Unit, Plant Water Pumping | THR-ELS-FPW | Electrical System, Filtered Plant Water Building | RPU | Remote Processor Unit |  | RPU | http://www.toronto.ca/TWONTO#RPU_panel
80468 | THR-FT-RPU-0001S | Remote Processor Unit, Final Tank 0100, Tank 0300 (172.22.37.194) | THR-ELS-RSPS | Electrical System, Returns Sludge Pumping Station | RPU | Remote Processor Unit | 39564 | RPU | http://www.toronto.ca/TWONTO#RPU_panel
80469 | THR-FT-RPU-0003S | Remote Processor Unit, Final Tank 0500, Tank 0700 (172.22.37.181) | THR-ELS-FST | Electrical System, Final Sedimentation Tanks & Galleries | RPU | Remote Processor Unit | 39566 | RPU | http://www.toronto.ca/TWONTO#RPU_panel
80470 | THR-FT-RPU-0003S | Remote Processor Unit, Final Tank 0500, Tank 0700 (172.22.37.181) | THR-FT-T | Final Sedimentation Tank & Dedicated WAS Pumping | RPU | Remote Processor Unit | 39566 | RPU | http://www.toronto.ca/TWONTO#RPU_panel
80471 | THR-FT-RPU-0005S | Remote Processor Unit, Final Tank 0900, Tank 1000, Tank 1100,Tank 1200 (172.22.37.180) | THR-FT-RPU | Final Tank, Remote Processor Unit, UPS & RTU | RPU | Remote Processor Unit | 39568 | RPU | http://www.toronto.ca/TWONTO#RPU_panel
80472 | THR-FT-RPU-0006BS | Remote Processor Unit, Final Tank 0700, Tank 0800, | THR-ELS-FST | Electrical System, Final Sedimentation Tanks & Galleries | RPU | Remote Processor Unit | 39570 | RPU | http://www.toronto.ca/TWONTO#RPU_panel
80473 | THR-FT-RPU-0008 | Remote Processor Unit, Final Tank 1400, Tank 1500 (172.22.37.191) | THR-ELS-FST | Electrical System, Final Sedimentation Tanks & Galleries | RPU | Remote Processor Unit |  | RPU | http://www.toronto.ca/TWONTO#RPU_panel
80474 | THR-FT-RPU-0008 | Remote Processor Unit, Final Tank 1400, Tank 1500 (172.22.37.191) | THR-FT-RPU | Final Tank, Remote Processor Unit, UPS & RTU | RPU | Remote Processor Unit |  | RPU | http://www.toronto.ca/TWONTO#RPU_panel
80475 | THR-FT-RPU-0008 | Remote Processor Unit, Final Tank 1400, Tank 1500 (172.22.37.191) | THR-FT-T | Final Sedimentation Tank & Dedicated WAS Pumping | RPU | Remote Processor Unit |  | RPU | http://www.toronto.ca/TWONTO#RPU_panel
80476 | THR-FT-RPU-0010 | Remote Processor Unit, Final Tank 1800, Tank 2100 (172.22.37.186) | THR-FT-RPU | Final Tank, Remote Processor Unit, UPS & RTU | RPU | Remote Processor Unit |  | RPU | http://www.toronto.ca/TWONTO#RPU_panel
80477 | THR-FT-RPU-0011 | Remote Processor Unit, Final Tank 1900, Tank 2000 (172.22.37.187) | THR-ELS-FST | Electrical System, Final Sedimentation Tanks & Galleries | RPU | Remote Processor Unit |  | RPU | http://www.toronto.ca/TWONTO#RPU_panel
80478 | THR-FT-RPU-0011 | Remote Processor Unit, Final Tank 1900, Tank 2000 (172.22.37.187) | THR-FT-T | Final Sedimentation Tank & Dedicated WAS Pumping | RPU | Remote Processor Unit |  | RPU | http://www.toronto.ca/TWONTO#RPU_panel
80479 | THR-FT-RPU-0012S | Remote Processor Unit, Final Tanks, Clarifiers 1-12 (172.22.37.183) | THR-ELS-FST | Electrical System, Final Sedimentation Tanks & Galleries | RPU | Remote Processor Unit | 39571 | RPU | http://www.toronto.ca/TWONTO#RPU_panel
80480 | THR-FT-RPU-0012S | Remote Processor Unit, Final Tanks, Clarifiers 1-12 (172.22.37.183) | THR-FT-RPU | Final Tank, Remote Processor Unit, UPS & RTU | RPU | Remote Processor Unit | 39571 | RPU | http://www.toronto.ca/TWONTO#RPU_panel
80481 | THR-FT-RPU-0012S | Remote Processor Unit, Final Tanks, Clarifiers 1-12 (172.22.37.183) | THR-FT-T | Final Sedimentation Tank & Dedicated WAS Pumping | RPU | Remote Processor Unit | 39571 | RPU | http://www.toronto.ca/TWONTO#RPU_panel
80482 | THR-FT-RPU-0021 | Remote Processor Unit, SCADA,Old RAS Pumping Station.(172.22.37.193) | THR-SPC | Process Control Systems - Services Area | RPU | Remote Processor Unit |  | RPU | http://www.toronto.ca/TWONTO#RPU_panel
80483 | THR-FT-RPU-0024 | Remote Processor Unit, SCADA,Final Clarifier (172.22.37.189) | THR-SPC | Process Control Systems - Services Area | RPU | Remote Processor Unit |  | RPU | http://www.toronto.ca/TWONTO#RPU_panel
80484 | THR-FT-RPU-0036 | Remote Processor Unit, Final Tank 20 | THR-ELS-FST | Electrical System, Final Sedimentation Tanks & Galleries | RPU | Remote Processor Unit |  | RPU | http://www.toronto.ca/TWONTO#RPU_panel
80485 | THR-FT-RPU-0200A | RPU IO Extension, Final Clarifiers - South | THR-FT-RPU-0200 | RPU, Final Clarifiers - South | RPU | Remote Processor Unit |  | RPU | http://www.toronto.ca/TWONTO#RPU_panel
80486 | THR-FT-RPU-0300 | Remote Processor Unit, SCADA, GE RX3i(172.22.37.155)THRPSN05 New Final Clarifier MCC (South East) | THR-SPC | Process Control Systems - Services Area | RPU | Remote Processor Unit |  | RPU | http://www.toronto.ca/TWONTO#RPU_panel
80487 | THR-FT-RPU-0400 | RPU, Final Clarifiers - South | THR-ITS-COM-4102 | Termination Panel, RAS and Final Clarifiers - South | RPU | Remote Processor Unit |  | RPU | http://www.toronto.ca/TWONTO#RPU_panel
80488 | THR-FT-RPU-0400A | RPU IO Extension, RAS System - South | THR-FT-RPU-0400 | RPU, Final Clarifiers - South | RPU | Remote Processor Unit |  | RPU | http://www.toronto.ca/TWONTO#RPU_panel
80489 | THR-FT-RPU-0500 | RPU, WAS System - South | THR-ITS-COM-4001 | Termination Panel, RAS/WAS and Final Clarifiers - South | RPU | Remote Processor Unit |  | RPU | http://www.toronto.ca/TWONTO#RPU_panel
82031 | THR-OCS-RPU-0027S | Remote Processor Unit, Odour Control Bldg. | THR-ELS-OCS | Electrical System, Odour Control System | RPU | Remote Processor Unit | 39800 | RPU | http://www.toronto.ca/TWONTO#RPU_panel
82032 | THR-OCS-RTU-0027 | Remote Terminal Unit 27,Odour Control Facility Phase 2 | THR-OCS | Odour Control System | RPU | Remote Processor Unit |  | RTU | http://www.toronto.ca/TWONTO#RTU_panel
82723 | THR-PLT-RPU | Prelimnery Treatement RPUs | THR-SPC | Process Control Systems - Services Area |  | Remote Processor Unit |  |  | http://www.toronto.ca/TWONTO#collection_of_assets
82724 | THR-PLT-RPU-0002 | RPU, Preliminary Treatment, South Grit | THR-ELS-HH | Electrical System, Head House and Engine Room | RPU | Remote Processor Unit |  | RPU | http://www.toronto.ca/TWONTO#RPU_panel
82725 | THR-PLT-RPU-0011 | RPU, Preliminary Treatment, Grit New Electrical Room | THR-ELS-GRIT | Electrical System, Grit Bldg., North Prelimanry and Primary Station | RPU | Remote Processor Unit |  | RPU | http://www.toronto.ca/TWONTO#RPU_panel
82726 | THR-PLT-RPU-0011 | RPU, Preliminary Treatment, Grit New Electrical Room | THR-PLT-GRITS | Gate,Sluice,Preliminary Treatment, Grit Building | RPU | Remote Processor Unit |  | RPU | http://www.toronto.ca/TWONTO#RPU_panel
82727 | THR-PLT-RPU-0020 | RPU, Preliminary Treatment, (RTU-20) Headhouse Electrical Room | THR-ELS-HH | Electrical System, Head House and Engine Room | RPU | Remote Processor Unit |  | RPU | http://www.toronto.ca/TWONTO#RPU_panel
82728 | THR-PLT-RPU-0204 | RPU, South Grit, Headhouse Electrical Room (172.22.37.210) | THR-ELS-HH | Electrical System, Head House and Engine Room | RPU | Remote Processor Unit |  | RPU | http://www.toronto.ca/TWONTO#RPU_panel
82729 | THR-PLT-RPU-0207 | RPU, Screen SC-0122, Headhouse Electrical Room (172.22.37.216) | THR-ELS-HH | Electrical System, Head House and Engine Room | RPU | Remote Processor Unit |  | RPU | http://www.toronto.ca/TWONTO#RPU_panel
82730 | THR-PLT-RPU-0220 | RPU, North Grit, North Grit Electrical Room (172.22.37.201) | THR-ELS-GRIT | Electrical System, Grit Bldg., North Prelimanry and Primary Station | RPU | Remote Processor Unit |  | RPU | http://www.toronto.ca/TWONTO#RPU_panel
82731 | THR-PLT-RPU-0231 | RPU, Blowers Master Control Panel, North Grit Blower Room (172.22.37.203) | THR-ELS-GRIT | Electrical System, Grit Bldg., North Prelimanry and Primary Station | RPU | Remote Processor Unit |  | RPU | http://www.toronto.ca/TWONTO#RPU_panel
82732 | THR-PLT-RPU-0233 | RPU, Blower BL-2110 Control Panel, North Grit Blower Room | THR-ELS-GRIT | Electrical System, Grit Bldg., North Prelimanry and Primary Station | RPU | Remote Processor Unit |  | RPU | http://www.toronto.ca/TWONTO#RPU_panel
82733 | THR-PLT-RPU-0234 | RPU, Blower BL-2120 Control Panel, North Grit Blower Room | THR-ELS-GRIT | Electrical System, Grit Bldg., North Prelimanry and Primary Station | RPU | Remote Processor Unit |  | RPU | http://www.toronto.ca/TWONTO#RPU_panel
83202 | THR-PRM-OIT-0902 | Remote Processor Unit, SCADA,North Primary Tank 9(Wireless) (172.22.37.137) | THR-SPC | Process Control Systems - Services Area | RPU | Remote Processor Unit |  | OIT | http://www.toronto.ca/TWONTO#RPU_panel
83203 | THR-PRM-OIT-1102 | Remote Processor Unit, SCADA,North Primary Tank 11(Wireless) (172.22.37.139) | THR-SPC | Process Control Systems - Services Area | RPU | Remote Processor Unit |  | OIT | http://www.toronto.ca/TWONTO#RPU_panel
83263 | THR-PRM-RPU-0001 | RPU, Primary Treatment, South Tanks 0100 and 0200 (172.22.37.120) | THR-PRM-STA-1 | South Primary Station 1 | RPU | Remote Processor Unit |  | RPU | http://www.toronto.ca/TWONTO#RPU_panel
83264 | THR-PRM-RPU-0003 | RPU, Primary Treatment, South Tanks 0300 to 0400 (172.22.37.121) | THR-ELS-PRMS | Electrical System, Primary Station South | RPU | Remote Processor Unit |  | RPU | http://www.toronto.ca/TWONTO#RPU_panel
83265 | THR-PRM-RPU-0003 | RPU, Primary Treatment, South Tanks 0300 to 0400 (172.22.37.121) | THR-PRM-SOUTH | Primary Treatment, South Primary | RPU | Remote Processor Unit |  | RPU | http://www.toronto.ca/TWONTO#RPU_panel
83266 | THR-PRM-RPU-0005 | RPU, Primary Treatment, South Tanks 0700 to 0800 (172.22.37.126) | THR-ELS-PRMS | Electrical System, Primary Station South | RPU | Remote Processor Unit |  | RPU | http://www.toronto.ca/TWONTO#RPU_panel
83267 | THR-PRM-RPU-0005 | RPU, Primary Treatment, South Tanks 0700 to 0800 (172.22.37.126) | THR-PRM-SOUTH | Primary Treatment, South Primary | RPU | Remote Processor Unit |  | RPU | http://www.toronto.ca/TWONTO#RPU_panel
83268 | THR-PRM-RPU-0005 | RPU, Primary Treatment, South Tanks 0700 to 0800 (172.22.37.126) | THR-PRM-STA-3 | South Primary Station 3 | RPU | Remote Processor Unit |  | RPU | http://www.toronto.ca/TWONTO#RPU_panel
83269 | THR-PRM-RPU-0010 | RPU, Primary Treatment, Grit New Electrical Room (172.22.37.123) | THR-PRM-NORTH | Primary Treatment, North Primary | RPU | Remote Processor Unit |  | RPU | http://www.toronto.ca/TWONTO#RPU_panel
83270 | THR-PRM-RPU-0011 | RPU, Primary Treatment, South Tanks (172.22.37.124) | THR-ELS-GRIT | Electrical System, Grit Bldg., North Prelimanry and Primary Station | RPU | Remote Processor Unit |  | RPU | http://www.toronto.ca/TWONTO#RPU_panel
83756 | THR-PRS-RPU-0001 | Ferrous Chloride Building RPU | THR-ELS-PRS | Electrical System, Phosphorous Removal System | RPU | Remote Processor Unit |  | RPU | http://www.toronto.ca/TWONTO#RPU_panel
83757 | THR-PRS-RPU-0001S | Remote Processor Unit, Phosphorous Removal System | THR-ELS-PRS | Electrical System, Phosphorous Removal System | RPU | Remote Processor Unit | 39859 | RPU | http://www.toronto.ca/TWONTO#RPU_panel
84564 | THR-SPC-RPU-0001A | Remote Processor Unit, SCADA, Gallery Ventilation | THR-ACC-AHU | Air Conditioning, Air Handling Unit, Gallery Ventilation | RPU | Remote Processor Unit |  | RPU | http://www.toronto.ca/TWONTO#RPU_panel
84565 | THR-SPC-RPU-0001A | Remote Processor Unit, SCADA, Gallery Ventilation | THR-ACC-WA3 | Air Conditioning, Boiler, Fans & AHU | RPU | Remote Processor Unit |  | RPU | http://www.toronto.ca/TWONTO#RPU_panel
84566 | THR-SPC-RPU-0001B | Remote Processor Unit, SCADA, Gallery Ventilation | THR-ACC-AHU | Air Conditioning, Air Handling Unit, Gallery Ventilation | RPU | Remote Processor Unit |  | RPU | http://www.toronto.ca/TWONTO#RPU_panel
84567 | THR-SPC-RPU-0003B | Remote Processor Unit, SCADA, Gallery Ventilation | THR-ACC-AHU | Air Conditioning, Air Handling Unit, Gallery Ventilation | RPU | Remote Processor Unit |  | RPU | http://www.toronto.ca/TWONTO#RPU_panel
84568 | THR-SPC-RPU-0003C | Remote Processor Unit, SCADA, Gallery Ventilation | THR-ACC-AHU | Air Conditioning, Air Handling Unit, Gallery Ventilation | RPU | Remote Processor Unit |  | RPU | http://www.toronto.ca/TWONTO#RPU_panel
85015 | THR-THK-RPU-0005 | Remote Processor Unit, Thickening Polymer Mixing System | THR-ELS-STB | Electrical System, Sludge Thickening Building | RPU | Remote Processor Unit |  | RPU | http://www.toronto.ca/TWONTO#RPU_panel
85016 | THR-THK-RPU-0007 | Remote Processor Unit, Thickening Main Centrifuge 1 | THR-THK-CF | Centrifuge, Sludge Thickening | RPU | Remote Processor Unit |  | RPU | http://www.toronto.ca/TWONTO#RPU_panel
85017 | THR-THK-RPU-0008 | Remote Processor Unit, Thickening Main Centrifuge 2 | THR-ELS-STB | Electrical System, Sludge Thickening Building | RPU | Remote Processor Unit |  | RPU | http://www.toronto.ca/TWONTO#RPU_panel
85018 | THR-THK-RPU-0011 | Remote Processor Unit, STB Control Room (172.22.39.151) | THR-THK | Sludge Thickening | RPU | Remote Processor Unit |  | RPU | http://www.toronto.ca/TWONTO#RPU_panel
85019 | THR-THK-RPU-0011 | Remote Processor Unit, STB Control Room (172.22.39.151) | THR-THK-RPU | RPU & UPS, Sludge Thickening Building | RPU | Remote Processor Unit |  | RPU | http://www.toronto.ca/TWONTO#RPU_panel
85020 | THR-THK-RPU-0012 | Remote Processor Unit, STB Control Room (172.22.39.152) | THR-ELS-STB | Electrical System, Sludge Thickening Building | RPU | Remote Processor Unit |  | RPU | http://www.toronto.ca/TWONTO#RPU_panel
85021 | THR-THK-RPU-0012 | Remote Processor Unit, STB Control Room (172.22.39.152) | THR-THK | Sludge Thickening | RPU | Remote Processor Unit |  | RPU | http://www.toronto.ca/TWONTO#RPU_panel
85022 | THR-THK-RPU-0012 | Remote Processor Unit, STB Control Room (172.22.39.152) | THR-THK-RPU | RPU & UPS, Sludge Thickening Building | RPU | Remote Processor Unit |  | RPU | http://www.toronto.ca/TWONTO#RPU_panel
85023 | THR-THK-RPU-0013 | Remote Processor Unit, STB Control Room (172.22.39.153) | THR-ELS-STB | Electrical System, Sludge Thickening Building | RPU | Remote Processor Unit |  | RPU | http://www.toronto.ca/TWONTO#RPU_panel
85024 | THR-THK-RPU-0013 | Remote Processor Unit, STB Control Room (172.22.39.153) | THR-THK | Sludge Thickening | RPU | Remote Processor Unit |  | RPU | http://www.toronto.ca/TWONTO#RPU_panel
85025 | THR-THK-RPU-0013 | Remote Processor Unit, STB Control Room (172.22.39.153) | THR-THK-RPU | RPU & UPS, Sludge Thickening Building | RPU | Remote Processor Unit |  | RPU | http://www.toronto.ca/TWONTO#RPU_panel
85026 | THR-THK-RPU-0200 | Remote Processor Unit, STB Control Room (172.22.39.162) | THR-ELS-STB | Electrical System, Sludge Thickening Building | RPU | Remote Processor Unit |  | RPU | http://www.toronto.ca/TWONTO#RPU_panel
85027 | THR-THK-RPU-0200 | Remote Processor Unit, STB Control Room (172.22.39.162) | THR-THK-CF | Centrifuge, Sludge Thickening | RPU | Remote Processor Unit |  | RPU | http://www.toronto.ca/TWONTO#RPU_panel
86095 | TNT-AER-RPU-0101 | Remote Processing Unit, Aeration | TNT-AER | Aeration Treatment | RPU | Remote Processor Unit |  | RPU | http://www.toronto.ca/TWONTO#RPU_panel
86380 | TNT-CSO-RPU-1401 | RPU Lab | TNT-ELS | Instrument / Electrical | RPU | Remote Processor Unit |  | RPU | http://www.toronto.ca/TWONTO#RPU_panel
86795 | TNT-DIS-RPU-1101 | Remote Processing Unit, Disinfection | TNT-DIS-T-0100 | Tank, Chlorine Contact | RPU | Remote Processor Unit |  | RPU | http://www.toronto.ca/TWONTO#RPU_panel
86796 | TNT-DIS-RPU-1101A | Remote Processing Unit, Disinfection | TNT-DIS-T-0100 | Tank, Chlorine Contact | RPU | Remote Processor Unit |  | RPU | http://www.toronto.ca/TWONTO#RPU_panel
86951 | TNT-ELS-RPU-1301 | Remote Processing Unit, Substation | TNT-ELS-LP-2002A | 208/120V Lighting Panel | RPU | Remote Processor Unit |  | RPU | http://www.toronto.ca/TWONTO#RPU_panel
88168 | WTR-037-RPU-0001 | Remote Processing Unit, RPU-0001 Panel, Chamber 037-01, Gerrard & Kingswood | CH 037 01 | Chamber | RPU | Remote Processor Unit |  | RPU | http://www.toronto.ca/TWONTO#RPU_panel
88403 | WTR-108-RPU-0001 | Remote Processing Unit, RPU-0001 Panel, Chamber 108-01, Queen & Nursewood | CH 108 01 | Chamber | RPU | Remote Processor Unit |  | RPU | http://www.toronto.ca/TWONTO#RPU_panel
88624 | WTR-153-RPU-0002 | Remote Processing Unit, RPU-0002 Panel, Chamber 153-02, Celeste & Kingston | CH 153 02 | Chamber | RPU | Remote Processor Unit |  | RPU | http://www.toronto.ca/TWONTO#RPU_panel
89039 | FHO-SPC-RPU-1222 | RPU, Pre-Treatments Modules 3&4 PLC, Admin Building S4, Main Electrical Room | FHO-PLT | Preliminary Treatment | Controller,PLC | Remote Processor Unit |  | RPU | http://www.toronto.ca/TWONTO#RPU_panel
89040 | FHO-SPC-RPU-1223 | RPU, PAC(former) System/Sampling PLC, Chemical Building, S2, Gallery Former PAC Area | FHO-PLT | Preliminary Treatment | Controller,PLC | Remote Processor Unit |  | RPU | http://www.toronto.ca/TWONTO#RPU_panel
89041 | FHO-SPC-RPU-1224 | RPU, Polymer System PLC, Chemical Building, S4, Chemical Gallery | FHO-ALM | Alum System | Controller,PLC | Remote Processor Unit |  | RPU | http://www.toronto.ca/TWONTO#RPU_panel
89042 | FHO-SPC-RPU-1226 | RPU, PACL System PLC, Chemical Building, S4, Chemical Gallery | FHO-PCL | PACL System | Controller,PLC | Remote Processor Unit |  | RPU | http://www.toronto.ca/TWONTO#RPU_panel
89043 | FHO-SPC-RPU-1227 | RPU, SBS System PLC, Chemical Building, S4, Chemical Gallery | FHO-PLT | Preliminary Treatment | Controller,PLC | Remote Processor Unit |  | RPU | http://www.toronto.ca/TWONTO#RPU_panel
89044 | FHO-SPC-RPU-1228 | RPU, Corrosion Control, Chemical Building, S4, Chemical Gallery | FHO-CCS | Corrosion Control Process |  | Remote Processor Unit |  | RPU | http://www.toronto.ca/TWONTO#RPU_panel
89045 | FHO-SPC-RPU-1321 | RPU, Gaseous Chemicals 1 PLC, Chemical Building, L1, Chemical Workshop | FHO-DIS | Disinfection | Controller,PLC | Remote Processor Unit |  | RPU | http://www.toronto.ca/TWONTO#RPU_panel
89046 | FHO-SPC-RPU-1322 | RPU, Gaseous Chemicals 2 PLC, Chemical Building, L1, Chemical Workshop | FHO-DIS | Disinfection | Controller,PLC | Remote Processor Unit |  | RPU | http://www.toronto.ca/TWONTO#RPU_panel
89117 | FHO-SPC-RPU-1323 | RPU, Aqua Ammonia/Fluoride PLC, Chemical Building, S4, Chemical Gallery, North Wall | FHO-DIS | Disinfection | Controller,PLC | Remote Processor Unit |  | RPU | http://www.toronto.ca/TWONTO#RPU_panel
89118 | FHO-SPC-RPU-1521 | RPU, Surge Protection Facility PLC, Surge Building, S2, Compressor Room | FHO-TRW- SURGE | Surge Protection System | Controller,PLC | Remote Processor Unit |  | RPU | http://www.toronto.ca/TWONTO#RPU_panel
89119 | FHO-SPC-RPU-1522 | RPU, Surge Protection PLC, Standby Power Building, S2, Electrical Room | FHO-TRW- SURGE | Surge Protection System | Controller,PLC | Remote Processor Unit |  | RPU | http://www.toronto.ca/TWONTO#RPU_panel
89120 | FHO-SPC-RPU-1523 | RPU, Standby Generation PLC, Standby Power Building, S2, Electrical Room | FHO-TRW- SURGE | Surge Protection System | Controller,PLC | Remote Processor Unit |  | RPU | http://www.toronto.ca/TWONTO#RPU_panel
89121 | FHO-SPC-RPU-1721 | RPU, Backwash System PLC, Filter Building, S2, Filter Pipe Gallery, West Wall | FHO-BW | Backwash System | Controller,PLC | Remote Processor Unit |  | RPU | http://www.toronto.ca/TWONTO#RPU_panel
89122 | FHO-SPC-RPU-1723 | RPU, Filters F-0301 & 0401 PLC, Filter 1-8 Building, S2, Filter Pipe Gallery, East Wall | FHO-FLT | Filtration | Controller,PLC | Remote Processor Unit |  | RPU | http://www.toronto.ca/TWONTO#RPU_panel
89123 | FHO-SPC-RPU-1723A | RPU, Filters 3 & 4 PLC Expansion, Filter 1-8 Building, S2, Filter Pipe Gallery, East Wall | FHO-FLT | Filtration |  | Remote Processor Unit |  | RPU | http://www.toronto.ca/TWONTO#RPU_panel
89124 | FHO-SPC-RPU-1725A | RPU, Filters 5 & 6 PLC Expansion, Filter 1-8 Building, S2, Filter Pipe Gallery, East Wall | FHO-FLT | Filtration |  | Remote Processor Unit |  | RPU | http://www.toronto.ca/TWONTO#RPU_panel
89125 | FHO-SPC-RPU-1726A | RPU, Filters 7 & 8 PLC Expansion, Filter 1-8 Building, S2, Filter Pipe Gallery, East Wall | FHO-FLT | Filtration |  | Remote Processor Unit |  | RPU | http://www.toronto.ca/TWONTO#RPU_panel
89126 | FHO-SPC-RPU-1821 | RPU, Electrical Services PLC, Admin Building S4, Main Electrical Room | FHO-ELS-INQ | Power Management | Controller,PLC | Remote Processor Unit |  | RPU | http://www.toronto.ca/TWONTO#RPU_panel
89127 | FHO-SPC-RPU-1822SUSP | Remote Programming Unit, HVAC Control PLC | FHO-MCS-HVAC | Plant HVAC | Controller,PLC | Remote Processor Unit | 40747 | RPU | http://www.toronto.ca/TWONTO#RPU_panel
89128 | FHO-SPC-RPU-1923 | RPU, Ozone Generator OZ-1100, Ozone Building, L1, Ozone Equipment Room, Electrical Enclosure | FHO-DOZ | Ozonation System |  | Remote Processor Unit |  | RPU | http://www.toronto.ca/TWONTO#RPU_panel
89129 | FHO-SPC-RPU-1924 | RPU, Ozone Generator OZ-1200, Ozone Building, L1, Ozone Equipment Room, Electrical Enclosure | FHO-DOZ | Ozonation System |  | Remote Processor Unit |  | RPU | http://www.toronto.ca/TWONTO#RPU_panel
89130 | FHO-SPC-RPU-1925 | RPU Panel, Ozone Generation System, Ozone Building, L1, Ozone Equipment Room, West Wall | FHO-DOZ | Ozonation System | Controller,PLC | Remote Processor Unit |  | RPU | http://www.toronto.ca/TWONTO#RPU_panel
89131 | FHO-SPC-RPU-1925 | RPU Panel, Ozone Generation System, Ozone Building, L1, Ozone Equipment Room, West Wall | FHO-DOZ-GEN | FHO OZONE GENERATION SYSTEM | Controller,PLC | Remote Processor Unit |  | RPU | http://www.toronto.ca/TWONTO#RPU_panel
89132 | FHO-SPC-RPU-2022 | RPU Panel, Air Scour Blower, Ozone Building, L1, Electrical Room, West Wall | FHO-FLT | Filtration | Controller,PLC | Remote Processor Unit |  | RPU | http://www.toronto.ca/TWONTO#RPU_panel
89133 | FHO-SPC-RPU-2026 | RPU Panel, Waste Water Tank 3 &4, Ozone Building, L1, Electrical Room, West Wall | FHO-WWW | Residue Management / Waste Water System | Controller,PLC | Remote Processor Unit |  | RPU | http://www.toronto.ca/TWONTO#RPU_panel
89134 | FHO-SPC-RPU-2043_SUSP | RPU - Old surge building | FHO-BW | Backwash System | Controller,PLC | Remote Processor Unit | 35489 | RPU | http://www.toronto.ca/TWONTO#RPU_panel
89273 | WTR-269-RPU-0401 | Remote Processor Unit | WTR-269-CH-0005 | Chamber,Revenue Meter,Woodbine-Steelcase (Magmeter) | Meter,Flow,Magmeter | Remote Processor Unit |  | RPU | http://www.toronto.ca/TWONTO#RPU_panel
89419 | WTR-287-RPU-0004A | Remote Processing Unit, RPU-0004A Panel, Chamber 287-04A, Murray Ross PKWY & Keele Street | CH 287 04A | Chamber | RPU | Remote Processor Unit |  | RPU | http://www.toronto.ca/TWONTO#RPU_panel
89529 | WTR-300-RPU-1101 | Remote Processor Unit | WTR-300-CH-0012 | Chamber,Revenue Meter,Islington-Steeles (Magmeter) | Meter,Flow,Magmeter | Remote Processor Unit |  | RPU | http://www.toronto.ca/TWONTO#RPU_panel
89590 | WTR-307-RPU-1601 | Remote Processor Unit | WTR-307-CH-0016 | Chamber,Revenue Meter,Adesso-Steeles (Magmeter) | Meter,Flow,Magmeter | Remote Processor Unit |  | RPU | http://www.toronto.ca/TWONTO#RPU_panel
89751 | WTR-333-RPU-0013 | Remote Processing Unit, RPU-0013 Panel, Chamber 333-13, Lessard Park | CH 333 13 | Chamber (LessardPark) | RPU | Remote Processor Unit |  | RPU | http://www.toronto.ca/TWONTO#RPU_panel
89983 | WTR-359-RPU-0401 | Remote Processor Unit | WTR-359-CH-0004 | Chamber,Revenue Meter,Willowdale-Highland (Magmeter) | Meter,Flow,Magmeter | Remote Processor Unit |  | RPU | http://www.toronto.ca/TWONTO#RPU_panel
90357 | WTR-PDS-RPU-0001 | Control Panel, RPU | WTR-PDS-CP-0001 | Control Panel | RPU | Remote Processor Unit |  | RPU | http://www.toronto.ca/TWONTO#RPU_panel
90997 | WTR-PEL-RPU-0001 | Remote Processing Unit | WTR-PEL-ELS | Electrical System | RPU | Remote Processor Unit |  | RPU | http://www.toronto.ca/TWONTO#RPU_panel
91670 | WTR-PJO-RPU-0001 | RPU | WTR-PJO-ELS | Electrical System | RPU | Remote Processor Unit |  | RPU | http://www.toronto.ca/TWONTO#RPU_panel
92241 | WTR-PJS-RPU-0002 | Control Panel, Process Control Unit, for WTR-PJS-UPS-0002 | WTR-PJS-ELS | Electrical System | RPU | Remote Processor Unit |  | RPU | http://www.toronto.ca/TWONTO#RPU_panel
92581 | WTR-PKL-RPU-0001 | Control Panel,Process Control Unit,RPU-0001 | WTR-PKL-ELS | Electrical System | RPU | Remote Processor Unit |  | RPU | http://www.toronto.ca/TWONTO#RPU_panel
92971 | WTR-PLW-RPU-0001 | Remote Processing Unit | WTR-PLW-ELS | Electrical System | RPU | Remote Processor Unit |  | RPU | http://www.toronto.ca/TWONTO#RPU_panel
92972 | WTR-PLW-RPU-0004 | Remote Processing Unit | WTR-PLW-ELS | Electrical System | RPU | Remote Processor Unit |  | RPU | http://www.toronto.ca/TWONTO#RPU_panel
93352 | WTR-PMI-RPU-0001 | Remote Processing Unit, Old Pump Room | WTR-PMI-ELS | Electrical System | RPU | Remote Processor Unit |  | RPU | http://www.toronto.ca/TWONTO#RPU_panel
93353 | WTR-PMI-RPU-0002 | Control Panel, Process Control Unit, New Pump Room | WTR-PMI-TRW | Treated Water (Transmission) |  | Remote Processor Unit |  | RPU | http://www.toronto.ca/TWONTO#RPU_panel
93354 | WTR-PMI-RPU-0003 | Control Panel, Process Control Unit, HVAC | WTR-PMI-ELS | Electrical System |  | Remote Processor Unit |  | RPU | http://www.toronto.ca/TWONTO#RPU_panel
93355 | WTR-PMI-RPU-0003 | Control Panel, Process Control Unit, HVAC | WTR-PMI-TRW | Treated Water (Transmission) |  | Remote Processor Unit |  | RPU | http://www.toronto.ca/TWONTO#RPU_panel
93983 | WTR-PRH-RPU-0001 | Control Panel, Process Control Unit, RPU 0001 | WTR-PRH-ELS | Electrical System | RPU | Remote Processor Unit |  | RPU | http://www.toronto.ca/TWONTO#RPU_panel
93984 | WTR-PRH-RPU-0002 | Remote Processing Unit, Control Panel, Switchgear Room | WTR-PRH-ELS | Electrical System | RPU | Remote Processor Unit |  | RPU | http://www.toronto.ca/TWONTO#RPU_panel
94128 | WTR-PRV-RPU-0001 | Remote Processing Unit | WTR-PRV-ELS | Electrical System | RPU | Remote Processor Unit |  | RPU | http://www.toronto.ca/TWONTO#RPU_panel
94302 | WTR-PSA-RPU-0001 | Remote Processing Unit | WTR-PSA-ELS | Electrical System | RPU | Remote Processor Unit |  | RPU | http://www.toronto.ca/TWONTO#RPU_panel
94844 | WTR-PTH-RPU-0001 | Remote Processing Unit | WTR-PTH-ELS | Electrical System | RPU | Remote Processor Unit |  | RPU | http://www.toronto.ca/TWONTO#RPU_panel
94845 | WTR-PTH-RPU-0002 | Remote Processing Unit | WTR-PTH-ELS | Electrical System | RPU | Remote Processor Unit |  | RPU | http://www.toronto.ca/TWONTO#RPU_panel
94955 | WTR-PWT-RPU-0002 | Remote Processing Unit, Standby Power, Electrical Room | WTR-PWT-GEN-1100 | Generator, Diesel, Standby Power, Outdoor, West Tor PS | RPU | Remote Processor Unit |  | RPU | http://www.toronto.ca/TWONTO#RPU_panel
95135 | WTR-RDF-RPU-0001 | Remote Processing Unit, Dufferin Reservoir, South Valve House | WTR-RDF-ELS | Electrical System | RPU | Remote Processor Unit |  | RPU | http://www.toronto.ca/TWONTO#RPU_panel
95224 | WTR-REB-RPU-0001 | RPU | WTR-REB-ELS | Electrical System | RPU | Remote Processor Unit | 35842 | RPU | http://www.toronto.ca/TWONTO#RPU_panel
95244 | WTR-REG-RPU-0001 | Remote Processing Unit | WTR-REG-ELS | Electrical System | RPU | Remote Processor Unit |  | RPU | http://www.toronto.ca/TWONTO#RPU_panel
95347 | WTR-RLL-RPU-0001 | Remote Processing Unit | WTR-RLL-ELS | Electrical System | RPU | Remote Processor Unit |  | RPU | http://www.toronto.ca/TWONTO#RPU_panel
95372 | WTR-RLW-RPU-0001 | Remote Processing Unit | WTR-RLW-ELS | Electrical System | RPU | Remote Processor Unit |  | RPU | http://www.toronto.ca/TWONTO#RPU_panel
95424 | WTR-RMA-RPU-0001 | RPU | WTR-RMA-ELS | Electrical System | RPU | Remote Processor Unit | 36100 | RPU | http://www.toronto.ca/TWONTO#RPU_panel
95614 | WTR-RMP-RPU-0001S | Remote Processing Unit | WTR-RMP-ELSS | Electrical System | RPU | Remote Processor Unit | 38604 | RPU | http://www.toronto.ca/TWONTO#RPU_panel
95935 | WTR-RRV-RPU-0001 | Remote Processing Unit | WTR-RRV-ELS | Electrical System | RPU | Remote Processor Unit |  | RPU | http://www.toronto.ca/TWONTO#RPU_panel
96056 | WTR-RWB-RPU-0001S | RPU | WTR-RWB-ELSS | Electrical System | RPU | Remote Processor Unit | 35936 | RPU | http://www.toronto.ca/TWONTO#RPU_panel
96069 | WTR-RWL-RPU-0001 | RPU | WTR-RWL-ELS | Electrical System | RPU | Remote Processor Unit |  | RPU | http://www.toronto.ca/TWONTO#RPU_panel
98183 | FIS-SPC-RPU-1123 | Remote Processing Unit, Sampling Pumps and Metering PLC, Metering Building Lower Level | FIS-ELS | System, Electrical Distribution System |  | Remote Processor Unit |  | RPU | http://www.toronto.ca/TWONTO#RPU_panel
98184 | FIS-SPC-RPU-1222 | Remote Processing Unit, Filter F-0200, Filter Building, Filter Gallery, Area Control Panel CP-0201 | FIS-FLT-F-0200 | Filter, Settled Water, Filter Building, Filter Gallery |  | Remote Processor Unit |  | RPU | http://www.toronto.ca/TWONTO#RPU_panel
98185 | FIS-SPC-RPU-1226 | Remote Processing Unit, Filter F-0600, Filter Building, Filter Gallery, Area Control Panel CP-0601 | FIS-FLT-F-0600 | Filter, Settled Water, Filter Building, Filter Gallery |  | Remote Processor Unit |  | RPU | http://www.toronto.ca/TWONTO#RPU_panel
98186 | FIS-SPC-RPU-1322 | Remote Processing Unit, Reservoir Level, Filter Building Pump Room | FIS-ELS | System, Electrical Distribution System |  | Remote Processor Unit |  | RPU | http://www.toronto.ca/TWONTO#RPU_panel
98187 | FIS-SPC-RPU-1522 | Remote Processing Unit, RMF Dechlorination/Raw Water Flow Totalization,Workshop, Chemical Storage Rm | FIS-TRW | Treated Water Production | Controller | Remote Processor Unit |  | RPU | http://www.toronto.ca/TWONTO#RPU_panel
98188 | FIS-SPC-RPU-1522 | Remote Processing Unit, RMF Dechlorination/Raw Water Flow Totalization,Workshop, Chemical Storage Rm | FIS-WWW | Waste Water | Controller | Remote Processor Unit |  | RPU | http://www.toronto.ca/TWONTO#RPU_panel
98189 | FIS-SPC-RPU-1524 | Remote Processing Unit, High Lift Pumping, Workshop Building, Machine Shop Mezzanine | FIS-TRW | Treated Water Production | Controller | Remote Processor Unit |  | RPU | http://www.toronto.ca/TWONTO#RPU_panel
98190 | FIS-SPC-RPU-1525 | Remote Processing Unit, Corrosion Control, Workshop Building, Chemical Storage Room | FIS-CCS | Corrosion Control | Controller,PLC | Remote Processor Unit |  | RPU | http://www.toronto.ca/TWONTO#RPU_panel
98191 | FIS-SPC-RPU-1527 | Remote Processing Unit, RMF Dechlorination/Raw Water Flow Totalization,Workshop, Chemical Storage Rm | FIS-TRW | Treated Water Production | Controller | Remote Processor Unit |  | RPU | http://www.toronto.ca/TWONTO#RPU_panel
98192 | FIS-SPC-RPU-1621 | Remote Processing Unit, Gaseous Chemicals, Workshop Building, EICT Corridor | FIS-DIS | Disinfection | Controller,PLC | Remote Processor Unit |  | RPU | http://www.toronto.ca/TWONTO#RPU_panel
98193 | FIS-SPC-RPU-1622 | Remote Processing Unit, Gaseous Chemicals, Workshop Building, EICT Corridor | FIS-DIS | Disinfection | Controller,PLC | Remote Processor Unit |  | RPU | http://www.toronto.ca/TWONTO#RPU_panel
98194 | FIS-SPC-RPU-1720 | Remote Processing Unit,, Raw Water Pumps, Raw Water PS Building, Pump Room | FIS-RW | Raw Water Production |  | Remote Processor Unit |  | RPU | http://www.toronto.ca/TWONTO#RPU_panel
98195 | FIS-SPC-RPU-1721 | Remote Processing Unit,, Screenings, Raw Water PS Building, Pump Room | FIS-RW | Raw Water Production |  | Remote Processor Unit |  | RPU | http://www.toronto.ca/TWONTO#RPU_panel
105174 | RPU-27592 | PLC20D | TAB-DIG-ELQ-T13-16 | Digester Tanks 13-16, Electrical Equipment | SCADA | Remote Processor Unit |  |  | http://www.toronto.ca/TWONTO#RPU_panel
105473 | SWM-PET-RPU-0001 | Remote process unit | SWM-PET-MISC | Miscellaneous Equipment |  | Remote Processor Unit |  | RPU | http://www.toronto.ca/TWONTO#RPU_panel
105527 | SWM-PIT-RPU-0001 | Remote Processing Unit | SWM-PIT-MISC | Miscellaneous Equipment | RPU | Remote Processor Unit |  | RPU | http://www.toronto.ca/TWONTO#RPU_panel
105573 | SWM-PMG-RPU-0001 | Remote Processing Unit | SWM-PMG | Martin Grove Storm Pumping Station | RPU | Remote Processor Unit |  | RPU | http://www.toronto.ca/TWONTO#RPU_panel
105574 | SWM-PMG-RPU-0001 | Remote Processing Unit | SWM-PMG-MISC | Miscellaneous Equipment | RPU | Remote Processor Unit |  | RPU | http://www.toronto.ca/TWONTO#RPU_panel
105696 | SWM-PWD-RPU-0001 | Remote process unit | SWM-PWD-MISC | Miscellaneous Equipment |  | Remote Processor Unit |  | RPU | http://www.toronto.ca/TWONTO#RPU_panel
105759 | SWM-PWI-RPU-0001 | Remote Processing Unit, All control and Instrumentation Equipment - RPU | SWM-PWI-MISC | Miscellaneous Equipment |  | Remote Processor Unit |  | RPU | http://www.toronto.ca/TWONTO#RPU_panel
105784 | SWM-SOS-RPU-0001 | Remote Processing Unit | SWM-SOS | Old Sheppard Park Storm Water Tank |  | Remote Processor Unit |  | RPU | http://www.toronto.ca/TWONTO#RPU_panel
107403 | TAB-ACC-RPU-0100 | RPU- | TAB-ACC-AHU-DIG | AHUs/Supply Fans Dig. Bldg. | RPU | Remote Processor Unit |  | RPU | http://www.toronto.ca/TWONTO#RPU_panel
107404 | TAB-ACC-RPU-0100 | RPU- | TAB-ELS-WA6 | Panel Boards, MCC, WA6 | RPU | Remote Processor Unit |  | RPU | http://www.toronto.ca/TWONTO#RPU_panel
107405 | TAB-ACC-RPU-1403 | RPU-GE1403 | TAB-ELS-WA6 | Panel Boards, MCC, WA6 | RPU | Remote Processor Unit |  | RPU | http://www.toronto.ca/TWONTO#RPU_panel
107406 | TAB-ACC-RPU-1404 | RPU-GE1404 | TAB-ELS-WA6 | Panel Boards, MCC, WA6 | RPU | Remote Processor Unit |  | RPU | http://www.toronto.ca/TWONTO#RPU_panel
107407 | TAB-ACC-RPU-1407 | RPU-GE1407 | TAB-ELS-WA6 | Panel Boards, MCC, WA6 | RPU | Remote Processor Unit |  | RPU | http://www.toronto.ca/TWONTO#RPU_panel
107408 | TAB-ACC-RPU-1411 | RPU-GE1411 | TAB-ELS-WA6 | Panel Boards, MCC, WA6 | RPU | Remote Processor Unit |  | RPU | http://www.toronto.ca/TWONTO#RPU_panel
107409 | TAB-ACC-RPU-1412 | RPU-GE1412 | TAB-ELS-WA6 | Panel Boards, MCC, WA6 | RPU | Remote Processor Unit |  | RPU | http://www.toronto.ca/TWONTO#RPU_panel
107410 | TAB-ACC-RPU-1414 | Remote Processing Unit, Bio Solid Loading Bay, Mezzanine | TAB-ELS-WA6 | Panel Boards, MCC, WA6 | RPU | Remote Processor Unit |  | RPU | http://www.toronto.ca/TWONTO#RPU_panel
107411 | TAB-ACC-RPU-1414 | Remote Processing Unit, Bio Solid Loading Bay, Mezzanine | TAB-SPC-COM-3900 | Communication Unit, Bio-Solid Loading Bay, Mezzanine | RPU | Remote Processor Unit |  | RPU | http://www.toronto.ca/TWONTO#RPU_panel
107412 | TAB-ACC-RPU-1415 | RPU-GE1415 | TAB-ELS-WA6 | Panel Boards, MCC, WA6 | RPU | Remote Processor Unit |  | RPU | http://www.toronto.ca/TWONTO#RPU_panel
107413 | TAB-ACC-RPU-1416 | RPU-GE1416 | TAB-ELS-WA6 | Panel Boards, MCC, WA6 | RPU | Remote Processor Unit |  | RPU | http://www.toronto.ca/TWONTO#RPU_panel
107414 | TAB-ACC-RPU-6100 | RPU- | TAB-ACC-AHU-DIG | AHUs/Supply Fans Dig. Bldg. | RPU | Remote Processor Unit |  | RPU | http://www.toronto.ca/TWONTO#RPU_panel
108987 | TAB-CHL-RPU-0522S | RPU GE0522 for PLC46 | TAB-DIS-INQ | Disinfection - Instrument Equipment |  | Remote Processor Unit | 46212 | RPU | http://www.toronto.ca/TWONTO#RPU_panel
108988 | TAB-CHL-RPU-0522S | RPU GE0522 for PLC46 | TAB-SUSPENDED ENTITY | Suspended entities |  | Remote Processor Unit | 46212 | RPU | http://www.toronto.ca/TWONTO#RPU_panel
109779 | TAB-DEW-RPU-1101A | Sludge Line Input Valve Control | TAB-DEW SLUDGE FEED | Sludge Feed to Centrifuge System |  | Remote Processor Unit |  | RPU | http://www.toronto.ca/TWONTO#RPU_panel
109780 | TAB-DEW-RPU-1104 | RPU for Polymer Storage Valves | TAB-DEW POLYMER PREP | Polymer Solution Preparation & Storage Systems | RPU | Remote Processor Unit |  | RPU | http://www.toronto.ca/TWONTO#RPU_panel
109781 | TAB-DEW-RPU-1105A | RPU for Sludge Cake Input Line Valves | TAB-DEW SLUDGE CAKE | Sludge Cake Pumping |  | Remote Processor Unit |  | RPU | http://www.toronto.ca/TWONTO#RPU_panel
109782 | TAB-DEW-RPU-1106A | RPU for Centrifuge 5 - 8 Sludge & Polymer Pumps & Valves | TAB-DEW CENTRIFUGES | Centrifuge Systems |  | Remote Processor Unit |  | RPU | http://www.toronto.ca/TWONTO#RPU_panel
109783 | TAB-DEW-RPU-1107 | RPU for Centrifuges 9 - 12 | TAB-DEW CENTRIFUGES | Centrifuge Systems | RPU | Remote Processor Unit |  | RPU | http://www.toronto.ca/TWONTO#RPU_panel
109784 | TAB-DEW-RPU-1110 | RPU | TAB-DEW CENTRIFUGES | Centrifuge Systems | RPU | Remote Processor Unit |  | RPU | http://www.toronto.ca/TWONTO#RPU_panel
109785 | TAB-DEW-RPU-1111 | RPU for Polymer Preparation Systems 1 & 2 | TAB-DEW POLYMER PREP | Polymer Solution Preparation & Storage Systems | RPU | Remote Processor Unit |  | RPU | http://www.toronto.ca/TWONTO#RPU_panel
109786 | TAB-DEW-RPU-1112 | RPU for Polymer Preparation Systems 3 & 4 | TAB-DEW POLYMER PREP | Polymer Solution Preparation & Storage Systems | RPU | Remote Processor Unit |  | RPU | http://www.toronto.ca/TWONTO#RPU_panel
109787 | TAB-DEW-RPU-1113 | RPU for Polymer Preparation Systems 5 & 6 | TAB-DEW POLYMER PREP | Polymer Solution Preparation & Storage Systems | RPU | Remote Processor Unit |  | RPU | http://www.toronto.ca/TWONTO#RPU_panel
109788 | TAB-DEW-RPU-1122 | RPU for New Wet Well Pump & Valve Control | TAB-DEW-WEL | Centrate Wet Wells | RPU | Remote Processor Unit |  | RPU | http://www.toronto.ca/TWONTO#RPU_panel
109789 | TAB-DEW-RPU-1130 | RPU for Sludge Floor 2 Sludge Conveyors | TAB-DEW-SLUDGE SILO | Sludge Holding Tank System, Conveyors | RPU | Remote Processor Unit |  | RPU | http://www.toronto.ca/TWONTO#RPU_panel
109790 | TAB-DEW-RPU-1136 | RPU | TAB-DEW-SLUDGE SILO | Sludge Holding Tank System, Conveyors | RPU | Remote Processor Unit |  | RPU | http://www.toronto.ca/TWONTO#RPU_panel
109791 | TAB-DEW-RPU-1137 | RPU | TAB-DEW-SLUDGE SILO | Sludge Holding Tank System, Conveyors | RPU | Remote Processor Unit |  | RPU | http://www.toronto.ca/TWONTO#RPU_panel
109792 | TAB-DEW-RPU-1138 | RPU | TAB-DEW-SLUDGE SILO | Sludge Holding Tank System, Conveyors | RPU | Remote Processor Unit |  | RPU | http://www.toronto.ca/TWONTO#RPU_panel
109793 | TAB-DEW-RPU-1139 | RPU | TAB-DEW-SLUDGE SILO | Sludge Holding Tank System, Conveyors | RPU | Remote Processor Unit |  | RPU | http://www.toronto.ca/TWONTO#RPU_panel
109794 | TAB-DEW-RPU-1143 | RPU | TAB-DEW CENTRIFUGES | Centrifuge Systems | RPU | Remote Processor Unit |  | RPU | http://www.toronto.ca/TWONTO#RPU_panel
109795 | TAB-DEW-RPU-1144 | RPU | TAB-DEW CENTRIFUGES | Centrifuge Systems | RPU | Remote Processor Unit |  | RPU | http://www.toronto.ca/TWONTO#RPU_panel
109796 | TAB-DEW-RPU-1145 | RPU for Sludge Line Input Valve Control | TAB-DEW SLUDGE FEED | Sludge Feed to Centrifuge System | RPU | Remote Processor Unit |  | RPU | http://www.toronto.ca/TWONTO#RPU_panel
109797 | TAB-DEW-RPU-1146 | RPU for Sludge Floor 2 Sludge Conveyors | TAB-DEW-SLUDGE SILO | Sludge Holding Tank System, Conveyors | RPU | Remote Processor Unit |  | RPU | http://www.toronto.ca/TWONTO#RPU_panel
111093 | TAB-DIG-RPU-0905 | RPU | TAB-DIG-ELQ-T5-8 | Digester Tanks 5-8, Electrical Equipment | RPU | Remote Processor Unit |  | RPU | http://www.toronto.ca/TWONTO#RPU_panel
111094 | TAB-DIG-RPU-0909B | RPU Control Panel, PLC, Digester 5-12 Electrical Control Room. | TAB-DIG-ELQ-T9-12 | Digester Tanks 9-12, Electrical Equipment | RPU | Remote Processor Unit |  | RPU | http://www.toronto.ca/TWONTO#RPU_panel
111095 | TAB-DIG-RPU-1004 | Remote Processing Unit | TAB-DIG-ELQ-T13-16 | Digester Tanks 13-16, Electrical Equipment | RPU | Remote Processor Unit |  | RPU | http://www.toronto.ca/TWONTO#RPU_panel
111096 | TAB-DIG-RPU-1005 | Remote Processing Unit | TAB-DIG-ELQ-T13-16 | Digester Tanks 13-16, Electrical Equipment | RPU | Remote Processor Unit |  | RPU | http://www.toronto.ca/TWONTO#RPU_panel
111097 | TAB-DIG-RPU-1012 | RPU, Gas Alarms,DIG 19-22 | TAB-DIG-INQ-T19-22 | Digester Tanks 19-22, Instrument Equipment | SCADA | Remote Processor Unit |  | RPU | http://www.toronto.ca/TWONTO#RPU_panel
111098 | TAB-DIG-RPU-1021 | RPU, DIG Gas Control Bldg. | TAB-GAS-ELS | Digester Control Building - Electrical System | RPU | Remote Processor Unit |  | RPU | http://www.toronto.ca/TWONTO#RPU_panel
111099 | TAB-DIG-RPU-1022 | RPU, DIG Gas Control Bldg. | TAB-GAS-ELS | Digester Control Building - Electrical System | RPU | Remote Processor Unit |  | RPU | http://www.toronto.ca/TWONTO#RPU_panel
111100 | TAB-DIG-RPU-1023 | RPU | TAB-DIG-INQ-T19-22 | Digester Tanks 19-22, Instrument Equipment | RPU | Remote Processor Unit |  | RPU | http://www.toronto.ca/TWONTO#RPU_panel
111101 | TAB-DIG-RPU-1023 | RPU | TAB-GAS-ELS | Digester Control Building - Electrical System | RPU | Remote Processor Unit |  | RPU | http://www.toronto.ca/TWONTO#RPU_panel
111102 | TAB-DIG-RPU-1024 | RPU, DIG Gas Control Bldg. | TAB-DIG-INQ-T19-22 | Digester Tanks 19-22, Instrument Equipment | RPU | Remote Processor Unit |  | RPU | http://www.toronto.ca/TWONTO#RPU_panel
111103 | TAB-DIG-RPU-1035 | Remote Processing Unit | TAB-DIG-ELQ-T13-16 | Digester Tanks 13-16, Electrical Equipment | RPU | Remote Processor Unit |  | RPU | http://www.toronto.ca/TWONTO#RPU_panel
111104 | TAB-DIG-RPU-1037 | RPU, DIG Gas Control Bldg. | TAB-GAS-ELS | Digester Control Building - Electrical System | RPU | Remote Processor Unit |  | RPU | http://www.toronto.ca/TWONTO#RPU_panel
112219 | TAB-DIS-RPU-0522S | RPU | TAB-DIS-INQ | Disinfection - Instrument Equipment | RPU | Remote Processor Unit | 46214 | RPU | http://www.toronto.ca/TWONTO#RPU_panel
112220 | TAB-DIS-RPU-0522S | RPU | TAB-SUSPENDED ENTITY | Suspended entities | RPU | Remote Processor Unit | 46214 | RPU | http://www.toronto.ca/TWONTO#RPU_panel
112221 | TAB-DIS-RPU-0801 | RPU | TAB-DIS-INQ | Disinfection - Instrument Equipment | RPU | Remote Processor Unit |  | RPU | http://www.toronto.ca/TWONTO#RPU_panel
112809 | TAB-EL1-RPU-0327 | Remote Processing Unit 0327,Electrical,P Building Substation | TAB-ELS-P BLDG | P Building Outdoor Substation | RPU | Remote Processor Unit |  | RPU | http://www.toronto.ca/TWONTO#RPU_panel
112939 | TAB-EL1-UPS-0327 | UPS for Remote Processing Unit 0327,Electrical,P Building Substation | TAB-EL1-RPU-0327 | Remote Processing Unit 0327,Electrical,P Building Substation | UPS | Remote Processor Unit |  | UPS | http://www.toronto.ca/TWONTO#UPS
113308 | TAB-EL3-RPU-0820 | RPU | TAB-ELS-SEAWALL | Seawall Substation | RPU | Remote Processor Unit |  | RPU | http://www.toronto.ca/TWONTO#RPU_panel
114068 | TAB-OCS-RPU-0516 | Remote Processing Unit, Odour Control System | TAB-OCS | Odour Control System, Aeration tanks | RPU | Remote Processor Unit |  | RPU | http://www.toronto.ca/TWONTO#RPU_panel
114069 | TAB-OCS-RPU-0519 | Remote Processing Unit, Odour Control System | TAB-OCS | Odour Control System, Aeration tanks | RPU | Remote Processor Unit |  | RPU | http://www.toronto.ca/TWONTO#RPU_panel
114070 | TAB-OCS-RPU-1209 | RPU | TAB-SPC-COM-3900 | Communication Unit, Bio-Solid Loading Bay, Mezzanine | RPU | Remote Processor Unit |  | RPU | http://www.toronto.ca/TWONTO#RPU_panel
114120 | TAB-PAB-RPU-0222 | RPU, | TAB-RSP-INQ-M | M Building - Instrumentation Equipment | RPU | Remote Processor Unit |  | RPU | http://www.toronto.ca/TWONTO#RPU_panel
114121 | TAB-PAB-UPS-0221 | UPS for RPU, | TAB-PAB-RPU-0221 | RPU, | UPS | Remote Processor Unit |  | UPS | http://www.toronto.ca/TWONTO#UPS
114122 | TAB-PAB-UPS-0222 | UPS for RPU, | TAB-PAB-RPU-0222 | RPU, | UPS | Remote Processor Unit |  | UPS | http://www.toronto.ca/TWONTO#UPS
114781 | TAB-PLT-RPU-0302 | Remote Processor Unit | TAB-PLT-INQ | P Building - Instrumentation Equipment | SCADA | Remote Processor Unit |  | RPU | http://www.toronto.ca/TWONTO#RPU_panel
114782 | TAB-PLT-RPU-0321 | RPU Panel, Plant, Second Floor Electrical Room, P Bldg. | TAB-EL1-LP-6925 | Lighting Panel,120/208V,Electrical Room,Second Floor,Screen Build,P Building | RPU | Remote Processor Unit |  | RPU | http://www.toronto.ca/TWONTO#RPU_panel
114783 | TAB-PLT-RPU-0322 | RPU Panel, Plant, Second Floor Electrical Room, P Bldg. | TAB-EL1-LP-6911 | Lighting Panel,120/208V,Electrical Room,Ground Floor,Screen Build,P Building | RPU | Remote Processor Unit |  | RPU | http://www.toronto.ca/TWONTO#RPU_panel
114784 | TAB-PLT-RPU-0330 | RPU Panel, Washer Compactor System, Second Floor Electrical Room, P Bldg. | TAB-EL1-LP-6911 | Lighting Panel,120/208V,Electrical Room,Ground Floor,Screen Build,P Building | RPU | Remote Processor Unit |  | RPU | http://www.toronto.ca/TWONTO#RPU_panel
114785 | TAB-PLT-RPU-0331 | RPU Panel, Plant Services, Operating Gallery Area, Blower Room, P Bldg. | TAB-EL1-LP-6631 | Lighting Panel,120/208V,Electrical Room,Ground Floor,Grit Build,P Building | RPU | Remote Processor Unit |  | RPU | http://www.toronto.ca/TWONTO#RPU_panel
114786 | TAB-PLT-RPU-0405 | RPU, Remote Processor Unit | TAB-PLT-INQ-D | D Building - Instrumentation Equipment | RPU | Remote Processor Unit |  | RPU | http://www.toronto.ca/TWONTO#RPU_panel
114787 | TAB-PLT-RPU-0406 | RPU, Remote Processor Unit | TAB-PLT-INQ-D | D Building - Instrumentation Equipment | RPU | Remote Processor Unit |  | RPU | http://www.toronto.ca/TWONTO#RPU_panel
114788 | TAB-PLT-RPU-0407 | RPU, Remote Processor Unit | TAB-PLT-INQ-D | D Building - Instrumentation Equipment | RPU | Remote Processor Unit |  | RPU | http://www.toronto.ca/TWONTO#RPU_panel
114789 | TAB-PLT-RPU-0408 | RPU, Remote Processor Unit | TAB-PLT-INQ-D | D Building - Instrumentation Equipment | RPU | Remote Processor Unit |  | RPU | http://www.toronto.ca/TWONTO#RPU_panel
114891 | TAB-PLT-UPS-0321 | UPS for RPU, Second Floor Electrical Room, P Bldg. | TAB-PLT-RPU-0321 | RPU Panel, Plant, Second Floor Electrical Room, P Bldg. | RPU | Remote Processor Unit |  | UPS | http://www.toronto.ca/TWONTO#UPS
114892 | TAB-PLT-UPS-0322 | UPS for RPU | TAB-PLT-RPU-0322 | RPU Panel, Plant, Second Floor Electrical Room, P Bldg. | RPU | Remote Processor Unit |  | UPS | http://www.toronto.ca/TWONTO#UPS
114893 | TAB-PLT-UPS-0326 | UPS for RPU | TAB-PLT-RPU-0326 | RPU Panel, Washer Compactor System, Second Floor Electrical Room, P Bldg. | RPU | Remote Processor Unit |  | UPS | http://www.toronto.ca/TWONTO#UPS
115560 | TAB-PRM-RPU-0312 | RPU-PLC-53-1 | TAB-PRM-INQ-P | P Building - Instrument Equipment | RPU | Remote Processor Unit |  | RPU | http://www.toronto.ca/TWONTO#RPU_panel
115561 | TAB-PRM-RPU-0312A | PLC 53-2 | TAB-PRM-INQ-P | P Building - Instrument Equipment | RPU | Remote Processor Unit |  | RPU | http://www.toronto.ca/TWONTO#RPU_panel
115562 | TAB-PRM-RPU-0312C | PLC 53-4 | TAB-PRM-INQ-P | P Building - Instrument Equipment | RPU | Remote Processor Unit |  | RPU | http://www.toronto.ca/TWONTO#RPU_panel
115563 | TAB-PRM-RPU-0320 | RUP | TAB-PRM-INQ-P | P Building - Instrument Equipment | RPU | Remote Processor Unit |  | RPU | http://www.toronto.ca/TWONTO#RPU_panel
115564 | TAB-PRM-RPU-0328 | RPU Panel, Polymer System, Polymer Room, Old Screen Bldg., P Bldg. | TAB-EL1-MCC-6631 | Control Panel, MCC,Electrical Room,Grit Build,P Building | RPU | Remote Processor Unit |  | RPU | http://www.toronto.ca/TWONTO#RPU_panel
115565 | TAB-PRM-RPU-0329 | RPU Panel, CEPT System, Workshop Bldg, Control Room, P Bldg. | TAB-EL1-MCC-6962 | MCC,Mechanical Room,Ground Floor,Screen Build,P Building | RPU | Remote Processor Unit |  | RPU | http://www.toronto.ca/TWONTO#RPU_panel
116164 | TAB-PRS-RPU-0521 | RPU, Pipe Gallery | TAB-PRS-INQ | Instrumentation Equipment | SCADA | Remote Processor Unit |  | RPU | http://www.toronto.ca/TWONTO#RPU_panel
116643 | TAB-PWA-RPU-0420 | RPU, Process Control, | TAB-PWA-INQ | Plant Water - Instrumentation Equipment | RPU | Remote Processor Unit |  | RPU | http://www.toronto.ca/TWONTO#RPU_panel
116644 | TAB-PWA-RPU-0421 | RPU, Process Control, | TAB-PWA-INQ | Plant Water - Instrumentation Equipment | RPU | Remote Processor Unit |  | RPU | http://www.toronto.ca/TWONTO#RPU_panel
116645 | TAB-PWA-RPU-0423 | RPU,Plant Water,Plant Water Pumping Station | TAB-PWA | Plant Water | RPU | Remote Processor Unit |  | RPU | http://www.toronto.ca/TWONTO#RPU_panel
117284 | TAB-RSP-RPU-0203 | RPU, Pumps MSP-5, MSP-6 & MSP-7 High Level Channel 2 | TAB-RSP-INQ-M | M Building - Instrumentation Equipment | RPU | Remote Processor Unit |  | RPU | http://www.toronto.ca/TWONTO#RPU_panel
117285 | TAB-RSP-RPU-0206 | RPU, M building gates | TAB-RSP-INQ-M | M Building - Instrumentation Equipment | RPU | Remote Processor Unit |  | RPU | http://www.toronto.ca/TWONTO#RPU_panel
117286 | TAB-RSP-RPU-0211 | RPU, RSP Pump # 1 | TAB-RSP-INQ | T Building - Instrumentation | RPU | Remote Processor Unit |  | RPU | http://www.toronto.ca/TWONTO#RPU_panel
117287 | TAB-RSP-RPU-0212 | RPU, RSP Pump # 2 | TAB-RSP-INQ | T Building - Instrumentation | RPU | Remote Processor Unit |  | RPU | http://www.toronto.ca/TWONTO#RPU_panel
117288 | TAB-RSP-RPU-0213 | RPU, RSP Pump # 3 | TAB-RSP-INQ | T Building - Instrumentation | RPU | Remote Processor Unit |  | RPU | http://www.toronto.ca/TWONTO#RPU_panel
117289 | TAB-RSP-RPU-0215 | RPU, RSP Pump # 5 | TAB-RSP-INQ | T Building - Instrumentation | RPU | Remote Processor Unit |  | RPU | http://www.toronto.ca/TWONTO#RPU_panel
117290 | TAB-RSP-RPU-0216 | RPU, T Building Gates | TAB-RSP-INQ | T Building - Instrumentation | RPU | Remote Processor Unit |  | RPU | http://www.toronto.ca/TWONTO#RPU_panel
117291 | TAB-RSP-RPU-EIMCO-1 | RPU, | TAB-RSP-INQ-M | M Building - Instrumentation Equipment | RPU | Remote Processor Unit |  | EIMCO | http://www.toronto.ca/TWONTO#RPU_panel
117321 | TAB-RSP-UPS-0202 | UPS for RPU, | TAB-RSP-RPU-0202 | RPU, Pump #'s MSP-3 & MSP-4 | UPS | Remote Processor Unit |  | UPS | http://www.toronto.ca/TWONTO#UPS
117322 | TAB-RSP-UPS-0211 | UPS forRPU, | TAB-RSP-RPU-0211 | RPU, RSP Pump # 1 | RPU | Remote Processor Unit |  | UPS | http://www.toronto.ca/TWONTO#UPS
117323 | TAB-RSP-UPS-0212 | UPS for RPU | TAB-RSP-INQ | T Building - Instrumentation | RPU | Remote Processor Unit |  | UPS | http://www.toronto.ca/TWONTO#UPS
117324 | TAB-RSP-UPS-0213 | USP for RPU, | TAB-RSP-RPU-0213 | RPU, RSP Pump # 3 | RPU | Remote Processor Unit |  | UPS | http://www.toronto.ca/TWONTO#UPS
117325 | TAB-RSP-UPS-0214 | UPS for RPU, | TAB-RSP-RPU-0214 | RPU, RSP Pump #4 | RPU | Remote Processor Unit |  | UPS | http://www.toronto.ca/TWONTO#UPS
117326 | TAB-RSP-UPS-0215 | UPS for RPU, | TAB-RSP-RPU-0215 | RPU, RSP Pump # 5 | RPU | Remote Processor Unit |  | UPS | http://www.toronto.ca/TWONTO#UPS
117327 | TAB-RSP-UPS-0216 | UPS for RPU, | TAB-RSP-RPU-0216 | RPU, T Building Gates | RPU | Remote Processor Unit |  | UPS | http://www.toronto.ca/TWONTO#UPS
117328 | TAB-RSP-UPS-0231 | UPS for RPU, | TAB-RSP-RPU-0231 | RPU, | UPS | Remote Processor Unit |  | UPS | http://www.toronto.ca/TWONTO#UPS
117329 | TAB-RSP-UPS-0232 | UPS for RPU, | TAB-RSP-RPU-0232 | RPU, | UPS | Remote Processor Unit |  | UPS | http://www.toronto.ca/TWONTO#UPS
117330 | TAB-RSP-UPS-EIMCO-1 | RPU, | TAB-RSP-RPU-EIMCO-1 | RPU, | UPS | Remote Processor Unit |  | EIMCO | http://www.toronto.ca/TWONTO#UPS
117511 | TAB-SA-RPU-0301 | RPU, Air Compressor, Controller, Auxiliary Systems Building, Main Floor | TAB-SA-C-0300 | Air Compressor, Auxiliary Systems Building, Main Floor | Controller,PLC | Remote Processor Unit |  | RPU | http://www.toronto.ca/TWONTO#RPU_panel
117512 | TAB-SA-RPU-0731 | RPU, Air Compressor, Controller, Auxiliary Systems Building, Main Floor | TAB-SA-C-0100 | Air Compressor, Auxiliary Systems Building, Main Floor | RPU | Remote Processor Unit |  | RPU | http://www.toronto.ca/TWONTO#RPU_panel
118146 | TAB-SLO-RPU-1207 | Remote Processing Unit, Bio-Solid Loading Bay, Mezzanine | TAB-SPC-COM-3900 | Communication Unit, Bio-Solid Loading Bay, Mezzanine | RPU | Remote Processor Unit |  | RPU | http://www.toronto.ca/TWONTO#RPU_panel
118810 | TAB-STR-RPU-0501 | RPU-GE0501 | TAB-STR-RPU | Aeration Gallery - RPUs |  | Remote Processor Unit |  | RPU | http://www.toronto.ca/TWONTO#RPU_panel
118811 | TAB-STR-RPU-0502 | RPU-GE0502 | TAB-STR-RPU | Aeration Gallery - RPUs | RPU | Remote Processor Unit |  | RPU | http://www.toronto.ca/TWONTO#RPU_panel
118812 | TAB-STR-RPU-0503 | RPU-GE0503 | TAB-STR-RPU | Aeration Gallery - RPUs |  | Remote Processor Unit |  | RPU | http://www.toronto.ca/TWONTO#RPU_panel
118813 | TAB-STR-RPU-0504 | RPU-GE0504 | TAB-STR-RPU | Aeration Gallery - RPUs |  | Remote Processor Unit |  | RPU | http://www.toronto.ca/TWONTO#RPU_panel
118814 | TAB-STR-RPU-0507 | RPU-GE0507 | TAB-STR-RPU | Aeration Gallery - RPUs | RPU | Remote Processor Unit |  | RPU | http://www.toronto.ca/TWONTO#RPU_panel
118815 | TAB-STR-RPU-0508 | RPU-GE0508 | TAB-STR-RPU | Aeration Gallery - RPUs |  | Remote Processor Unit |  | RPU | http://www.toronto.ca/TWONTO#RPU_panel
118816 | TAB-STR-RPU-0511 | RPU-0511, Aeration Tank 2 | TAB-STR-T-0200 | Aeration Tank 02 | RPU | Remote Processor Unit |  | RPU | http://www.toronto.ca/TWONTO#RPU_panel
118817 | TAB-STR-RPU-0710 | RPU-GE0710 | TAB-STR-RPU | Aeration Gallery - RPUs | RPU | Remote Processor Unit |  | RPU | http://www.toronto.ca/TWONTO#RPU_panel
118818 | TAB-STR-RPU-0722 | RPU-GE0722 | TAB-STR-RPU | Aeration Gallery - RPUs | RPU | Remote Processor Unit |  | RPU | http://www.toronto.ca/TWONTO#RPU_panel
119330 | TAB-THK-RPU-0601 | RPU-GE0601 | TAB-THK-RPU | RPU Location | RPU | Remote Processor Unit |  | RPU | http://www.toronto.ca/TWONTO#RPU_panel
119331 | TAB-THK-RPU-0603 | RPU-GE0603 | TAB-THK-RPU | RPU Location | RPU | Remote Processor Unit |  | RPU | http://www.toronto.ca/TWONTO#RPU_panel
119332 | TAB-THK-RPU-0605 | RPU-GE0605 | TAB-THK-RPU | RPU Location | RPU | Remote Processor Unit |  | RPU | http://www.toronto.ca/TWONTO#RPU_panel
119333 | TAB-THK-RPU-0607 | RPU-GE0607 | TAB-THK-RPU | RPU Location | RPU | Remote Processor Unit |  | RPU | http://www.toronto.ca/TWONTO#RPU_panel
119334 | TAB-THK-RPU-0610 | RPU-GE0610 | TAB-THK-RPU | RPU Location | RPU | Remote Processor Unit |  | RPU | http://www.toronto.ca/TWONTO#RPU_panel
120297 | THC-ACC-ASH-1801 | Smoke Detector, RPU-1801, Air Handling Unit,Electrical Room,Phase 4 | THC-ACC-RPU-1801 | RPU Panel,Air Handling Unit,Electrical Room,Phase 4 | Air Handling Unit | Remote Processor Unit | 45717 | ASH | http://www.toronto.ca/TWONTO#flame_or_combustion_sensing_instrument
121148 | THC-ACC-RPU-1401 | Remote Processing Unit, Transmitter,Remote I/O,Digester,MCC Room Main Control Panel | THC-ELS-PS-0001-U | Primary Power Equipment, Building U | Transmitter | Remote Processor Unit |  | RPU | http://www.toronto.ca/TWONTO#RPU_panel
121149 | THC-ACC-RPU-1601 | RPU,HVAC,WAS Thickening Building (1) | THC-ACC-BLDG J | TWAS Building, HVAC | Control Panel,Instrumentation | Remote Processor Unit |  | RPU | http://www.toronto.ca/TWONTO#RPU_panel
121150 | THC-ACC-RPU-1602 | RPU,HVAC,WAS Thickening Building (2) | THC-ACC-BLDG J | TWAS Building, HVAC | Control Panel,Instrumentation | Remote Processor Unit |  | RPU | http://www.toronto.ca/TWONTO#RPU_panel
121151 | THC-ACC-RPU-1602 | RPU,HVAC,WAS Thickening Building (2) | THC-THK-ELS | TWAS Elecftrical equipment Sludge Thickening | Control Panel,Instrumentation | Remote Processor Unit |  | RPU | http://www.toronto.ca/TWONTO#RPU_panel
121152 | THC-ACC-RPU-1801 | RPU Panel,Air Handling Unit,Electrical Room,Phase 4 | THC-ACC-BLDG G | Air Treatment Building HVAC | Air Handling Unit | Remote Processor Unit |  | RPU | http://www.toronto.ca/TWONTO#RPU_panel
121153 | THC-ACC-RPU-1902 | RPU, Boiler Master Control Panel | THC-ACC-RPU-1901 | RPU Panel, Boiler room | Air Handling Unit | Remote Processor Unit |  | RPU | http://www.toronto.ca/TWONTO#RPU_panel
121154 | THC-ACC-RPU-2170 | RPU, Air Handling Unit, (new tunnel ventilation ECAP-01) | THC-ACC-FN-2170 | Air Handling Unit, (new tunnel ventilation ECAP-01) | Air Handling Unit | Remote Processor Unit |  | RPU | http://www.toronto.ca/TWONTO#RPU_panel
121155 | THC-ACC-RPU-2701 | Remote Processing Unit, ELEC SUBSTATION WEST SIDE BEECHGROVE | THC-THK-ELS | TWAS Elecftrical equipment Sludge Thickening |  | Remote Processor Unit |  | RPU | http://www.toronto.ca/TWONTO#RPU_panel
121156 | THC-ACC-RPU-3011 | RPU, HVAC, Mech Room #1, Headworks | THC-SPC-COM-3007 | Termination Panel, Network, Mechanical Room 1 | RPU | Remote Processor Unit |  | RPU | http://www.toronto.ca/TWONTO#RPU_panel
122783 | THC-DEW-RPU-2101 | Remote Processing Unit, control room | THC-DEW-RPU | Incineration RPUs | Controller,PLC | Remote Processor Unit |  | RPU | http://www.toronto.ca/TWONTO#RPU_panel
122784 | THC-DEW-RPU-2101B | Remote Processing Unit | THC-DEW | Dewatering Process | Controller,PLC | Remote Processor Unit |  | RPU | http://www.toronto.ca/TWONTO#RPU_panel
122785 | THC-DEW-RPU-2101B | Remote Processing Unit | THC-DEW-RPU | Incineration RPUs | Controller,PLC | Remote Processor Unit |  | RPU | http://www.toronto.ca/TWONTO#RPU_panel
122786 | THC-DEW-RPU-2101C | Remote Processing Unit | THC-DEW | Dewatering Process | Controller,PLC | Remote Processor Unit |  | RPU | http://www.toronto.ca/TWONTO#RPU_panel
122787 | THC-DEW-RPU-2101C | Remote Processing Unit | THC-DEW-RPU | Incineration RPUs | Controller,PLC | Remote Processor Unit |  | RPU | http://www.toronto.ca/TWONTO#RPU_panel
122788 | THC-DEW-RPU-2101D | Remote Processing Unit | THC-DEW-RPU | Incineration RPUs | Controller,PLC | Remote Processor Unit |  | RPU | http://www.toronto.ca/TWONTO#RPU_panel
122789 | THC-DEW-RPU-2101E | Remote Processing Unit | THC-DEW | Dewatering Process | Controller,PLC | Remote Processor Unit |  | RPU | http://www.toronto.ca/TWONTO#RPU_panel
122790 | THC-DEW-RPU-2101E | Remote Processing Unit | THC-DEW-RPU | Incineration RPUs | Controller,PLC | Remote Processor Unit |  | RPU | http://www.toronto.ca/TWONTO#RPU_panel
122791 | THC-DEW-RPU-2103 | Remote Processing Unit | THC-DEW-RPU | Incineration RPUs | Controller,PLC | Remote Processor Unit |  | RPU | http://www.toronto.ca/TWONTO#RPU_panel
122792 | THC-DEW-RPU-2104 | Remote Processing Unit | THC-DEW | Dewatering Process | Controller,PLC | Remote Processor Unit |  | RPU | http://www.toronto.ca/TWONTO#RPU_panel
122793 | THC-DEW-RPU-2104 | Remote Processing Unit | THC-DEW-RPU | Incineration RPUs | Controller,PLC | Remote Processor Unit |  | RPU | http://www.toronto.ca/TWONTO#RPU_panel
122794 | THC-DEW-RPU-2201 | Remote Processing Unit,Dewatering,Basement B2,Biosolids Building East | THC-DEW-RPU | Incineration RPUs | Controller,PLC | Remote Processor Unit |  | RPU | http://www.toronto.ca/TWONTO#RPU_panel
122795 | THC-DEW-RPU-2202 | Remote Processing Unit,Dewatering,Basement B2,Biosolids Building East | THC-DEW-RPU | Incineration RPUs | Computer Equipment,UPS | Remote Processor Unit |  | RPU | http://www.toronto.ca/TWONTO#RPU_panel
122796 | THC-DEW-RPU-2202 | Remote Processing Unit,Dewatering,Basement B2,Biosolids Building East | THC-SPC-WA1 | System Process Control | Computer Equipment,UPS | Remote Processor Unit |  | RPU | http://www.toronto.ca/TWONTO#RPU_panel
122797 | THC-DEW-RPU-2203 | Remote Processing Unit,Dewatering Polymer,Basement B2,Biosolids Building East | THC-DEW-RPU | Incineration RPUs |  | Remote Processor Unit |  | RPU | http://www.toronto.ca/TWONTO#RPU_panel
122798 | THC-DEW-RPU-2205 | Remote Processing Unit,Dewatering,Cake Pump-6710 RPU,Ground Floor,Biosolids Building West (TEMP) | THC-DEW-P-6710 | Pump,Dewatered Biosolids, Schwing type,Solid Treatment | Control Panel,Instrumentation | Remote Processor Unit |  | RPU | http://www.toronto.ca/TWONTO#RPU_panel
122799 | THC-DEW-RPU-2213 | Controller Panel,Centrifuge 1300,Centrifuge Room,Biosolids Building (West/Temp-East)-TEMP TAG | THC-DEW-CF-1300 | Centrifuge,Dewatering,BLS/PYS - Solid Treatment,Incinerator Building | Control Panel,Instrumentation | Remote Processor Unit |  | RPU | http://www.toronto.ca/TWONTO#RPU_panel
122800 | THC-DEW-RPU-2301 | Remote Processing Unit,Dewatering,3rd Floor,Biosolids Building West | THC-DEW-RPU | Incineration RPUs |  | Remote Processor Unit |  | RPU | http://www.toronto.ca/TWONTO#RPU_panel
122801 | THC-DEW-RPU-2303 | Remote Processing Unit,Dewatering,Sliding Frame-6410 RPU,3rd Floor,Biosolids Building West | THC-DEW-HPU-6410 | Hydraulic Power Pack,Sliding Frame,BTU Hopper 6400,Solids Treatment |  | Remote Processor Unit |  | RPU | http://www.toronto.ca/TWONTO#RPU_panel
122802 | THC-DEW-RPU-2304 | Remote Processing Unit,Dewatering,Sliding Frame-6510 RPU,3rd Floor,Biosolids Building West | THC-DEW-HPU-6510 | Hydraulic Power Pack,Sliding Frame,BTU Hopper 6500,Solids Treatment |  | Remote Processor Unit |  | RPU | http://www.toronto.ca/TWONTO#RPU_panel
122803 | THC-DEW-RPU-2305 | Remote Processing Unit,Dewatering,Cake Pump-6710 RPU,3rd Floor,Biosolids Building West | THC-DEW-P-6710 | Pump,Dewatered Biosolids, Schwing type,Solid Treatment |  | Remote Processor Unit |  | RPU | http://www.toronto.ca/TWONTO#RPU_panel
122804 | THC-DEW-RPU-2311 | Controller Panel,Centrifuge 1100,Centrifuge Room,5th Floor,Biosolids Building West | THC-DEW-CF-1100 | Centrifuge,Dewatering,BLS/PYS - Solid Treatment,Incinerator Building |  | Remote Processor Unit |  | RPU | http://www.toronto.ca/TWONTO#RPU_panel
122805 | THC-DEW-RPU-2312 | Controller Panel,Centrifuge 1200,Centrifuge Room,5th Floor,Biosolids Building West | THC-DEW-CF-1200 | Centrifuge,Dewatering,BLS/PYS - Solid Treatment,Incinerator Building |  | Remote Processor Unit |  | RPU | http://www.toronto.ca/TWONTO#RPU_panel
122806 | THC-DEW-RPU-2314 | Controller Panel,Centrifuge 1400,Centrifuge Room,5th Floor,Biosolids Building West | THC-DEW-CF-1400 | Centrifuge,Dewatering,BLS/PYS - Solid Treatment,Incinerator Building |  | Remote Processor Unit |  | RPU | http://www.toronto.ca/TWONTO#RPU_panel
123516 | THC-DIG-RPU-1401A | Remote Processing Unit, , Digester Building, Basement | THC-ELS-RPU-1401 | Remote Processing Unit, Transmitter,Remote I/O,Digester,MCC Room Main Control Panel |  | Remote Processor Unit |  | RPU | http://www.toronto.ca/TWONTO#RPU_panel
123517 | THC-DIG-RPU-1401A | Remote Processing Unit, , Digester Building, Basement | THC-GRK-ELS-U | Building U, Anaerobic Digesters Bldg. |  | Remote Processor Unit |  | RPU | http://www.toronto.ca/TWONTO#RPU_panel
123518 | THC-DIG-RPU-1401B | Remote Processing Unit, , Digester Building, Basement level | THC-ELS-RPU-1401 | Remote Processing Unit, Transmitter,Remote I/O,Digester,MCC Room Main Control Panel |  | Remote Processor Unit |  | RPU | http://www.toronto.ca/TWONTO#RPU_panel
123519 | THC-DIG-RPU-1705 | Remote Processing Unit, Digester Electrical room | THC-THK-ELS | TWAS Elecftrical equipment Sludge Thickening |  | Remote Processor Unit |  | RPU | http://www.toronto.ca/TWONTO#RPU_panel
124376 | THC-DIS-RPU-1202 | Remote Processing Unit, Control Panel | THC-DIS | Disinfection (Chlorination) Process |  | Remote Processor Unit |  | RPU | http://www.toronto.ca/TWONTO#RPU_panel
124992 | THC-ELS-RPU-1401 | Remote Processing Unit, Transmitter,Remote I/O,Digester,MCC Room Main Control Panel | THC-ELS-PS-0001-U | Primary Power Equipment, Building U |  | Remote Processor Unit |  | RPU | http://www.toronto.ca/TWONTO#RPU_panel
124995 | THC-ELS-RPU-1605 | Remote Processing Unit, ADMIN BLDG MCC ROOM | THC-THK-ELS | TWAS Elecftrical equipment Sludge Thickening |  | Remote Processor Unit |  | RPU | http://www.toronto.ca/TWONTO#RPU_panel
125980 | THC-INC-RPU-2101 | Remote Processing Unit, control room | THC-DEW-RPU | Incineration RPUs |  | Remote Processor Unit |  | RPU | http://www.toronto.ca/TWONTO#RPU_panel
125981 | THC-INC-RPU-2101 | Remote Processing Unit, control room | THC-INC | Incineration Process |  | Remote Processor Unit |  | RPU | http://www.toronto.ca/TWONTO#RPU_panel
125982 | THC-INC-RPU-2101B | Remote Processing Unit | THC-DEW-RPU | Incineration RPUs |  | Remote Processor Unit |  | RPU | http://www.toronto.ca/TWONTO#RPU_panel
125983 | THC-INC-RPU-2101B | Remote Processing Unit | THC-INC | Incineration Process |  | Remote Processor Unit |  | RPU | http://www.toronto.ca/TWONTO#RPU_panel
126685 | THC-OCS-RPU-1601 | RPU,Biofilter,WAS Thickening Building | THC-THK-BIOFILTER | THK Biofilter System | Control Panel | Remote Processor Unit |  | RPU | http://www.toronto.ca/TWONTO#RPU_panel
126686 | THC-OCS-RPU-1601 | RPU,Biofilter,WAS Thickening Building | THC-THK-ELS | TWAS Elecftrical equipment Sludge Thickening | Control Panel | Remote Processor Unit |  | RPU | http://www.toronto.ca/TWONTO#RPU_panel
126687 | THC-OCS-RPU-1802 | Phase IV Odour Control RPU, Phase IV Electrical Room, Phase I/IV Odour Control | THC-SPC-COM-1805 | Termination Panel, Network, Phase IV Electrical Room | RPU | Remote Processor Unit |  | RPU | http://www.toronto.ca/TWONTO#RPU_panel
126688 | THC-OCS-RPU-1803 | RPU, Phase I/IV Modular Biofilter, Phase IV Electrical Room, Phase I/IV Odour Control | THC-SPC-COM-1805 | Termination Panel, Network, Phase IV Electrical Room | RPU | Remote Processor Unit |  | RPU | http://www.toronto.ca/TWONTO#RPU_panel
126689 | THC-OCS-RPU-2901 | RPU,Biofilter,Sludge Storage Building | THC-DEW-BIOFILTER | DEW Biofilter System, Sludge Storage | Control Panel,Instrumentation | Remote Processor Unit |  | RPU | http://www.toronto.ca/TWONTO#RPU_panel
126690 | THC-OCS-RPU-2901 | RPU,Biofilter,Sludge Storage Building | THC-THK-ELS | TWAS Elecftrical equipment Sludge Thickening | Control Panel,Instrumentation | Remote Processor Unit |  | RPU | http://www.toronto.ca/TWONTO#RPU_panel
126691 | THC-OCS-RPU-3013 | Biofilter, RPU Panel, Headworks | THC-PLT-BIOFILTER | Biofilter system | RPU | Remote Processor Unit |  | RPU | http://www.toronto.ca/TWONTO#RPU_panel
127061 | THC-PLT-RPU-3001 | RPU Panel, Headworks | THC-PLT-BIOFILTER | Biofilter system | RPU | Remote Processor Unit |  | RPU | http://www.toronto.ca/TWONTO#RPU_panel
127062 | THC-PLT-RPU-3001 | RPU Panel, Headworks | THC-SPC-COM-3003 | Termination Panel, Network, Headworks Electrical Room | RPU | Remote Processor Unit |  | RPU | http://www.toronto.ca/TWONTO#RPU_panel
127063 | THC-PLT-RPU-3009 | RPU, Screen Washer Compactor CMP-0820 Control Panel, Headworks, Screenings Conveyance | THC-PLT-CMP-0820 | Washer Compactor, Screen Room, Screenings Conveyance | Controller,PLC | Remote Processor Unit |  | RPU | http://www.toronto.ca/TWONTO#RPU_panel
127064 | THC-PLT-RPU-3010 | RPU Panel, Headworks | THC-SPC-COM-3004 | Termination Panel, Network, Headworks Electrical Room | RPU | Remote Processor Unit |  | RPU | http://www.toronto.ca/TWONTO#RPU_panel
127601 | THC-PRM-RPU-1813 | RPU Panel, Smoke Alarm, Phase 4 | THC-ACC-BLDG G | Air Treatment Building HVAC | Air Handling Unit | Remote Processor Unit |  | RPU | http://www.toronto.ca/TWONTO#RPU_panel
127602 | THC-PRM-RPU-2501 | Remote Processor Unit,South East Plant Influent & Miscellaneous,Plant Stores,Utility Room | THC-ITS-COM-2502 | Telecommunication Enclosure,Plant Stores,Utility Room |  | Remote Processor Unit |  | RPU | http://www.toronto.ca/TWONTO#RPU_panel
128110 | THC-PWA-RPU-2201 | RPU, Heat Treatment Building | THC-PWA-STR-0300 | Strainer,Automatic,Plant Effluent Water,South Effluent Pump Station,Intermediate Level | RPU | Remote Processor Unit |  | RPU | http://www.toronto.ca/TWONTO#RPU_panel
128111 | THC-PWA-RPU-2401 | Remote Processor Unit,Effluent Pumping and Sampling,South Effluent PS,Electrical Room,Ground Floor | THC-DCL | Dechlorination Process | RPU | Remote Processor Unit |  | RPU | http://www.toronto.ca/TWONTO#RPU_panel
128112 | THC-PWA-RPU-2401 | Remote Processor Unit,Effluent Pumping and Sampling,South Effluent PS,Electrical Room,Ground Floor | THC-ITS-COM-2402 | Telecommunication Enclosure,South Effluent Pump Station,Sampling Room,Ground Floor | RPU | Remote Processor Unit |  | RPU | http://www.toronto.ca/TWONTO#RPU_panel
128113 | THC-PWA-RPU-2402 | RPU, S.E. Pumping Station | THC-INC | Incineration Process |  | Remote Processor Unit |  | RPU | http://www.toronto.ca/TWONTO#RPU_panel
129282 | THC-THK-RPU-1602 | RPU,WAS Thickening (1) | THC-SPC-WA2 | System Process Control | Control Panel,Instrumentation | Remote Processor Unit |  | RPU | http://www.toronto.ca/TWONTO#RPU_panel
129283 | THC-THK-RPU-1602 | RPU,WAS Thickening (1) | THC-THK-ELS | TWAS Elecftrical equipment Sludge Thickening | Control Panel,Instrumentation | Remote Processor Unit |  | RPU | http://www.toronto.ca/TWONTO#RPU_panel
129284 | THC-THK-RPU-1603 | RPU,WAS Thickening (2) | THC-THK-TWAS | Waste Activated Sludge Thickening | Control Panel,Instrumentation | Remote Processor Unit |  | RPU | http://www.toronto.ca/TWONTO#RPU_panel
129285 | THC-THK-RPU-1604 | RPU,WAS Thickening (3) | THC-MCS-LD-I | Lifting Devices, Headhouse, Building I | Control Panel,Instrumentation | Remote Processor Unit |  | RPU | http://www.toronto.ca/TWONTO#RPU_panel
129286 | THC-THK-RPU-1604 | RPU,WAS Thickening (3) | THC-THK-ELS | TWAS Elecftrical equipment Sludge Thickening | Control Panel,Instrumentation | Remote Processor Unit |  | RPU | http://www.toronto.ca/TWONTO#RPU_panel
129287 | THC-THK-RPU-1605 | RPU,Polymer Make-up,WAS Thickening Building (1) | THC-THK-ELS | TWAS Elecftrical equipment Sludge Thickening | Control Panel,Instrumentation | Remote Processor Unit |  | RPU | http://www.toronto.ca/TWONTO#RPU_panel
129288 | THC-THK-RPU-1606 | RPU,Polymer Make-up,WAS Thickening Building (2) | THC-GRK-DR-J | Doors, Building J | Control Panel,Instrumentation | Remote Processor Unit |  | RPU | http://www.toronto.ca/TWONTO#RPU_panel
129289 | THC-THK-RPU-1608 | RPU,Polymer Feed,WAS Thickening Building (2) | THC-THK-ELS | TWAS Elecftrical equipment Sludge Thickening | Control Panel | Remote Processor Unit |  | RPU | http://www.toronto.ca/TWONTO#RPU_panel
129290 | THC-THK-RPU-1611 | Controller Panel,Centrifuge CF-0100,Thickening Building | THC-THK-CF-0100 | Centrifuge,WAS Thickening | Control Panel,Instrumentation | Remote Processor Unit |  | RPU | http://www.toronto.ca/TWONTO#RPU_panel
129291 | THC-THK-RPU-1612 | Controller Panel,Centrifuge CF-0200,Thickening Building | THC-THK-CF-0200 | Centrifuge,WAS Thickening | Control Panel,Instrumentation | Remote Processor Unit |  | RPU | http://www.toronto.ca/TWONTO#RPU_panel
129292 | THC-THK-RPU-1613 | Controller Panel,Centrifuge CF-0300,Thickening Building | THC-THK-CF-0300 | Centrifuge,WAS Thickening | Control Panel,Instrumentation | Remote Processor Unit |  | RPU | http://www.toronto.ca/TWONTO#RPU_panel
129293 | THC-THK-RPU-1614 | Controller Panel,Centrifuge CF-0400,Thickening Building | THC-THK-CF-0400 | Centrifuge,WAS Thickening | Control Panel,Instrumentation | Remote Processor Unit |  | RPU | http://www.toronto.ca/TWONTO#RPU_panel
129294 | THC-THK-RPU-1615 | Controller Panel,Centrifuge CF-0500,Thickening Building | THC-THK-CF-0500 | Centrifuge,WAS Thickening | Control Panel,Instrumentation | Remote Processor Unit |  | RPU | http://www.toronto.ca/TWONTO#RPU_panel
129295 | THC-THK-RPU-1615 | Controller Panel,Centrifuge CF-0500,Thickening Building | THC-THK-ELS | TWAS Elecftrical equipment Sludge Thickening | Control Panel,Instrumentation | Remote Processor Unit |  | RPU | http://www.toronto.ca/TWONTO#RPU_panel
129296 | THC-THK-RPU-1616 | Controller Panel,Centrifuge CF-0600,Thickening Building | THC-THK-ELS | TWAS Elecftrical equipment Sludge Thickening | Control Panel,Instrumentation | Remote Processor Unit |  | RPU | http://www.toronto.ca/TWONTO#RPU_panel
130480 | THR-ACC-RPU | Gallery Ventilaiton RPUs | THR-SPC | Process Control Systems - Services Area |  | Remote Processor Unit |  |  | http://www.toronto.ca/TWONTO#collection_of_assets
130481 | THR-ACC-RPU-0001B | Remote Processor Unit, SCADA, North Grit Gallery (172.22.39.171) | THR-SPC | Process Control Systems - Services Area | RPU | Remote Processor Unit |  | RPU | http://www.toronto.ca/TWONTO#RPU_panel
130482 | THR-ACC-RPU-0007 | Remote Processor Unit, SCADA,Engine Building Boiler 1601(172.22.37.130) | THR-SPC | Process Control Systems - Services Area | RPU | Remote Processor Unit |  | RPU | http://www.toronto.ca/TWONTO#RPU_panel
130483 | THR-ACC-RPU-0100 | RPU, Plant Services,South,SP RAS Pumping Station Electrical Building | THR-ELS-RSPS | Electrical System, Returns Sludge Pumping Station | RPU | Remote Processor Unit |  | RPU | http://www.toronto.ca/TWONTO#RPU_panel
130484 | THR-ACC-RPU-0200 | RPU, Plant Services,South,SP RAS Pumping Station Electrical Building | THR-ITS-COM-4101 | Termination Panel, Plant Services - South | RPU | Remote Processor Unit |  | RPU | http://www.toronto.ca/TWONTO#RPU_panel
130485 | THR-ACC-RPU-0212 | RPU, BAS System, Headhouse Electrical Room | THR-ELS-HH | Electrical System, Head House and Engine Room | RPU | Remote Processor Unit |  | RPU | http://www.toronto.ca/TWONTO#RPU_panel
130486 | THR-ACC-RPU-0222 | RPU, BAS System, North Grit Electrical Room | THR-ELS-GRIT | Electrical System, Grit Bldg., North Prelimanry and Primary Station | RPU | Remote Processor Unit |  | RPU | http://www.toronto.ca/TWONTO#RPU_panel
130487 | THR-ACC-RPU-0400 | Remote Processor Unit, Controller,PLC,Tunnel T5 Ventilation,BAS Panel 0400 | THR-ELS-DIG | Electrical System, Digester Tanks |  | Remote Processor Unit |  | RPU | http://www.toronto.ca/TWONTO#RPU_panel
130488 | THR-ACC-RPU-0701 | Remote Processor Unit, HVAC, Glycol AHU , Gas Compressor Building, South | THR-ELS-GCB | Electrical System, Digester Gas Compressor Building |  | Remote Processor Unit |  | RPU | http://www.toronto.ca/TWONTO#RPU_panel
130489 | THR-ACC-RPU-3400 | Remote Processor Unit, Controller,HVAC,Plant Water Bldg | THR-ELS-FPW | Electrical System, Filtered Plant Water Building |  | Remote Processor Unit |  | RPU | http://www.toronto.ca/TWONTO#RPU_panel
130490 | THR-ACC-RPU-3400 | Remote Processor Unit, Controller,HVAC,Plant Water Bldg | THR-ELS-HPBB | Electrical System, High Pressure Blower Building |  | Remote Processor Unit |  | RPU | http://www.toronto.ca/TWONTO#RPU_panel
130491 | THR-ACC-RPU-3600 | Remote Processor Unit, Controller,HVAC,East Workshop | THR-ELS-GCB | Electrical System, Digester Gas Compressor Building |  | Remote Processor Unit |  | RPU | http://www.toronto.ca/TWONTO#RPU_panel
130492 | THR-ACC-RPU-5000 | Remote Processor Unit, Controller,HVAC,Chlorine Bldg | THR-ELS-DIS | Electrical System, Disinfection, Chlorine Building |  | Remote Processor Unit |  | RPU | http://www.toronto.ca/TWONTO#RPU_panel
130674 | THR-ACC-UPS-0001A | UPS for RRU, THR-ACC-RPU-0001A, SCADA, Digester 7-8 Electrical Room (172.22.39.170) | THR-ACC-RPU-0001A | Remote Processor Unit, SCADA, Digester 7-8 Electrical Room (172.22.39.170) | RPU | Remote Processor Unit |  | UPS | http://www.toronto.ca/TWONTO#UPS
130675 | THR-ACC-UPS-0003B | UPS for RPU (THR-ACC-RPU-0003B), SCADA,Old RAS Building Gallery (172.22.39.173) | THR-ACC-RPU-0003B | Remote Processor Unit, SCADA,Old RAS Building Gallery (172.22.39.173) | RPU | Remote Processor Unit |  | UPS | http://www.toronto.ca/TWONTO#UPS
130677 | THR-ACC-UPS-0007 | UPS for RPU(THR-ACC-RPU-0007), SCADA,Engine Building Boiler 1601(172.22.37.130) | THR-ACC-RPU-0007 | Remote Processor Unit, SCADA,Engine Building Boiler 1601(172.22.37.130) | RPU | Remote Processor Unit |  | UPS | http://www.toronto.ca/TWONTO#UPS
131165 | THR-AER-RPU-0001 | Remote Processor Unit, South Aeration, Blower 1111 (172.22.37.160) | THR-AER-BL-1111 | Blower, Centrifugal, Secondary Treatment, Aeration Blower System - Engine Room | RPU | Remote Processor Unit |  | RPU | http://www.toronto.ca/TWONTO#RPU_panel
131166 | THR-AER-RPU-0001 | Remote Processor Unit, South Aeration, Blower 1111 (172.22.37.160) | THR-ELS-AER | Electrical System, Aeration and Galleries | RPU | Remote Processor Unit |  | RPU | http://www.toronto.ca/TWONTO#RPU_panel
131167 | THR-AER-RPU-0010S | Remote Processor Unit, South Aeration, Tank 0100 (172.22.37.163) | THR-AER-T-0110 | Tank, Secondary Treatment, Aeration - South- Aeration Tank # 1 | RPU | Remote Processor Unit | 39381 | RPU | http://www.toronto.ca/TWONTO#RPU_panel
131168 | THR-AER-RPU-0010S | Remote Processor Unit, South Aeration, Tank 0100 (172.22.37.163) | THR-ELS-AER | Electrical System, Aeration and Galleries | RPU | Remote Processor Unit | 39381 | RPU | http://www.toronto.ca/TWONTO#RPU_panel
131169 | THR-AER-RPU-0011S | Remote Processor Unit, South Aeration, Tank 0200 (172.22.37.164) | THR-ELS-AER | Electrical System, Aeration and Galleries | RPU | Remote Processor Unit | 39377 | RPU | http://www.toronto.ca/TWONTO#RPU_panel
131170 | THR-AER-RPU-0012S | Remote Processor Unit, South Aeration, Tank 0300 (172.22.37.165) | THR-AER-T-0310 | Tank, Secondary Treatment, Aeration - South | RPU | Remote Processor Unit | 39378 | RPU | http://www.toronto.ca/TWONTO#RPU_panel
131171 | THR-AER-RPU-0013S | Remote Processor Unit, South Aeration, Tank 0400 (172.22.37.166) | THR-AER-T-0410 | Tank, Secondary Treatment, Aeration - South | RPU | Remote Processor Unit | 39379 | RPU | http://www.toronto.ca/TWONTO#RPU_panel
131172 | THR-AER-RPU-0013S | Remote Processor Unit, South Aeration, Tank 0400 (172.22.37.166) | THR-ELS-AER | Electrical System, Aeration and Galleries | RPU | Remote Processor Unit | 39379 | RPU | http://www.toronto.ca/TWONTO#RPU_panel
131173 | THR-AER-RPU-0014S | Remote Processor Unit, South Aeration, Tank 0500 (172.22.37.167) | THR-AER-T-0510 | Tank, Secondary Treatment, Aeration - South | RPU | Remote Processor Unit | 39380 | RPU | http://www.toronto.ca/TWONTO#RPU_panel
131174 | THR-AER-RPU-0014S | Remote Processor Unit, South Aeration, Tank 0500 (172.22.37.167) | THR-ELS-AER | Electrical System, Aeration and Galleries | RPU | Remote Processor Unit | 39380 | RPU | http://www.toronto.ca/TWONTO#RPU_panel
131175 | THR-AER-RPU-0021 | Remote Processor Unit, North Aeration, Blower 1711 (172.22.37.169) | THR-AER-BL-1711 | Blower, Centrifugal, Secondary Treatment, Aeration Blower System - HPBB | RPU | Remote Processor Unit |  | RPU | http://www.toronto.ca/TWONTO#RPU_panel
131176 | THR-AER-RPU-0021 | Remote Processor Unit, North Aeration, Blower 1711 (172.22.37.169) | THR-ELS-AER | Electrical System, Aeration and Galleries | RPU | Remote Processor Unit |  | RPU | http://www.toronto.ca/TWONTO#RPU_panel
131177 | THR-AER-RPU-0022 | Remote Processor Unit, North Aeration, Blower 1811 (172.22.37.170) | THR-ELS-AER | Electrical System, Aeration and Galleries | RPU | Remote Processor Unit |  | RPU | http://www.toronto.ca/TWONTO#RPU_panel
131178 | THR-AER-RPU-0023 | Remote Processor Unit, North Aeration, Blower 1911 (172.22.37.171) | THR-AER-BL-1911 | Blower, Centrifugal, Secondary Treatment, Aeration Blower System - HPBB | RPU | Remote Processor Unit |  | RPU | http://www.toronto.ca/TWONTO#RPU_panel
131179 | THR-AER-RPU-0030 | Remote Processor Unit, North Aeration, Tank 0600 (172.22.37.172) | THR-ELS-AER | Electrical System, Aeration and Galleries | RPU | Remote Processor Unit |  | RPU | http://www.toronto.ca/TWONTO#RPU_panel
131180 | THR-AER-RPU-0031 | Remote Processor Unit, North Aeration, Tank 0700 (172.22.37.173) | THR-AER-T-0700 | Tank, Secondary Treatment, Aeration - North #07 | RPU | Remote Processor Unit |  | RPU | http://www.toronto.ca/TWONTO#RPU_panel
131181 | THR-AER-RPU-0031 | Remote Processor Unit, North Aeration, Tank 0700 (172.22.37.173) | THR-ELS-AER | Electrical System, Aeration and Galleries | RPU | Remote Processor Unit |  | RPU | http://www.toronto.ca/TWONTO#RPU_panel
131182 | THR-AER-RPU-0054 | Remote Processor Unit, Engine Room (Under Stairs) (172.22.37.175) | THR-AER | Aeration | RPU | Remote Processor Unit |  | RPU | http://www.toronto.ca/TWONTO#RPU_panel
131183 | THR-AER-RPU-0054 | Remote Processor Unit, Engine Room (Under Stairs) (172.22.37.175) | THR-ELS-AER | Electrical System, Aeration and Galleries | RPU | Remote Processor Unit |  | RPU | http://www.toronto.ca/TWONTO#RPU_panel
131184 | THR-AER-RPU-0057 | Remote Processor Unit, High Pressure Blower Bldg., MCC Room (172.22.37.176) | THR-ELS-AER | Electrical System, Aeration and Galleries | RPU | Remote Processor Unit |  | RPU | http://www.toronto.ca/TWONTO#RPU_panel
131185 | THR-AER-RPU-0100A | RPU IO Extension, Aeration - South | THR-AER-RPU-0100 | Remote Processor Unit, SCADA,GE RX3i 172.22.37.236 THRPSN04 Aeration Tank Electrical Building | RPU | Remote Processor Unit |  | RPU | http://www.toronto.ca/TWONTO#RPU_panel
131186 | THR-AER-RPU-0100B | RPU IO Extension, Aeration - South | THR-AER-RPU-0100 | Remote Processor Unit, SCADA,GE RX3i 172.22.37.236 THRPSN04 Aeration Tank Electrical Building | RPU | Remote Processor Unit |  | RPU | http://www.toronto.ca/TWONTO#RPU_panel
131187 | THR-AER-RPU-0200A | RPU IO Extension, Aeration - South | THR-AER-RPU-0200 | Remote Processor Unit, SCADA,GE RX3i 172.22.37.237 THRPSN04 Aeration Tank Electrical Building | RPU | Remote Processor Unit |  | RPU | http://www.toronto.ca/TWONTO#RPU_panel
131402 | THR-AI-RPU-0100 | Remote Processor Unit, Instrument Air - South | THR-SPC | Process Control Systems - Services Area | RPU | Remote Processor Unit |  | RPU | http://www.toronto.ca/TWONTO#RPU_panel
131643 | THR-BLDG-RPU | RPUs Plant Services | THR-SPC | Process Control Systems - Services Area |  | Remote Processor Unit |  |  | http://www.toronto.ca/TWONTO#collection_of_assets
131695 | THR-CG-OIT-0001 | Remote Processor Unit, SCADA,Co-Gen Compressors (172.22.37.157) | THR-SPC | Process Control Systems - Services Area | RPU | Remote Processor Unit |  | OIT | http://www.toronto.ca/TWONTO#RPU_panel
131721 | THR-CG-RPU-0001 | Remote Processor Unit, SCADA,Co-Gen Compressors MCC Room (172.22.37.145 | THR-SPC | Process Control Systems - Services Area | RPU | Remote Processor Unit |  | RPU | http://www.toronto.ca/TWONTO#RPU_panel
131722 | THR-CG-RPU-0010 | Remote Processor Unit, SCADA,Engine room East Side (172.22.37.148) | THR-SPC | Process Control Systems - Services Area | RPU | Remote Processor Unit |  | RPU | http://www.toronto.ca/TWONTO#RPU_panel
131723 | THR-CG-RPU-0014 | Remote Processor Unit, SCADA,Engine room East Side (172.22.37.151) | THR-SPC | Process Control Systems - Services Area | RPU | Remote Processor Unit |  | RPU | http://www.toronto.ca/TWONTO#RPU_panel
131724 | THR-CG-RPU-0015 | Remote Processor Unit, SCADA,Headhouse Basement (172.22.37.152) | THR-SPC | Process Control Systems - Services Area | RPU | Remote Processor Unit |  | RPU | http://www.toronto.ca/TWONTO#RPU_panel
132272 | THR-DCL-RPU-0001 | Remote Processor Unit, Dechlorination (172.22.37.225) | THR-ELS-DIS | Electrical System, Disinfection, Chlorine Building | RPU | Remote Processor Unit |  | RPU | http://www.toronto.ca/TWONTO#RPU_panel
133006 | THR-DIG-RPU-0004 | Remote Processor Unit, Digester, Tank 0800 (172.22.39.129) | THR-DIG-PD-0800 | Tank, Primary Digester-8, Solids Treatment | RPU | Remote Processor Unit |  | RPU | http://www.toronto.ca/TWONTO#RPU_panel
133007 | THR-DIG-RPU-0004 | Remote Processor Unit, Digester, Tank 0800 (172.22.39.129) | THR-DIG-RPU | RPU, UPS, Digester | RPU | Remote Processor Unit |  | RPU | http://www.toronto.ca/TWONTO#RPU_panel
133008 | THR-DIG-RPU-0005 | Remote Processor Unit, SCADA,for Dig9,Digester Gallery 9 &10 (172.22.39.130) | THR-SPC | Process Control Systems - Services Area | RPU | Remote Processor Unit |  | RPU | http://www.toronto.ca/TWONTO#RPU_panel
133009 | THR-DIG-RPU-0006 | Remote Processor Unit, forDig10,Digester 9-10 Basement | THR-DIG-RPU | RPU, UPS, Digester | RPU | Remote Processor Unit |  | RPU | http://www.toronto.ca/TWONTO#RPU_panel
133010 | THR-DIG-RPU-0011 | Remote Processor Unit, Digester Compressor 5880 & Compressor 5860 & Compressor 5840 (172.22.39.126) | THR-DIG-C | Digester, Gas Compressors | RPU | Remote Processor Unit |  | RPU | http://www.toronto.ca/TWONTO#RPU_panel
133011 | THR-DIG-RPU-0011 | Remote Processor Unit, Digester Compressor 5880 & Compressor 5860 & Compressor 5840 (172.22.39.126) | THR-ELS-GCB | Electrical System, Digester Gas Compressor Building | RPU | Remote Processor Unit |  | RPU | http://www.toronto.ca/TWONTO#RPU_panel
133012 | THR-DIG-RPU-0012 | Remote Processor Unit, Digester Compressor 5680 & Compressor 5660 & Compressor 5640 (172.22.39.127) | THR-ELS-GCB | Electrical System, Digester Gas Compressor Building | RPU | Remote Processor Unit |  | RPU | http://www.toronto.ca/TWONTO#RPU_panel
133013 | THR-DIG-RPU-0013S | Remote Processor Unit, Digester, Waste Gas Burner 7720 (172.22.39.131) | THR-ELS-GCB | Electrical System, Digester Gas Compressor Building | RPU | Remote Processor Unit | 38935 | RPU | http://www.toronto.ca/TWONTO#RPU_panel
133014 | THR-DIG-RPU-0014S | Remote Processor Unit, Digester, Waste Gas Burner 7750 (172.22.39.132) | THR-DIG-BU-7750S | Burner, Waste Gas | RPU | Remote Processor Unit | 38936 | RPU | http://www.toronto.ca/TWONTO#RPU_panel
133015 | THR-DIG-RPU-0016 | Remote Processor Unit, SCADA,Digester 1-6 (172.22.39.134) | THR-SPC | Process Control Systems - Services Area | RPU | Remote Processor Unit |  | RPU | http://www.toronto.ca/TWONTO#RPU_panel
133016 | THR-DIG-RPU-0016A | Remote Processor Unit, Digester 1-6 Mezzanine | THR-DIG-RPU | RPU, UPS, Digester | RPU | Remote Processor Unit | 39134 | RPU | http://www.toronto.ca/TWONTO#RPU_panel
133017 | THR-DIG-RPU-0016A | Remote Processor Unit, Digester 1-6 Mezzanine | THR-ELS-DIG | Electrical System, Digester Tanks | RPU | Remote Processor Unit | 39134 | RPU | http://www.toronto.ca/TWONTO#RPU_panel
133018 | THR-DIG-RPU-0017 | Remote Processor Unit, Digester 1-6 Mezzanine (172.22.39.135) | THR-ELS-DIG | Electrical System, Digester Tanks | RPU | Remote Processor Unit |  | RPU | http://www.toronto.ca/TWONTO#RPU_panel
133019 | THR-DIG-RPU-0017A | Remote Processor Unit, Digester 1-6 Mezzanine | THR-DIG-PD-0200 | Tank, Primary Digester-2, Solids Treatment | RPU | Remote Processor Unit |  | RPU | http://www.toronto.ca/TWONTO#RPU_panel
133020 | THR-DIG-RPU-0017A | Remote Processor Unit, Digester 1-6 Mezzanine | THR-DIG-RPU | RPU, UPS, Digester | RPU | Remote Processor Unit |  | RPU | http://www.toronto.ca/TWONTO#RPU_panel
133021 | THR-DIG-RPU-0017A | Remote Processor Unit, Digester 1-6 Mezzanine | THR-DIG-T | Digester, Tanks | RPU | Remote Processor Unit |  | RPU | http://www.toronto.ca/TWONTO#RPU_panel
133022 | THR-DIG-RPU-0017A | Remote Processor Unit, Digester 1-6 Mezzanine | THR-ELS-DIG | Electrical System, Digester Tanks | RPU | Remote Processor Unit |  | RPU | http://www.toronto.ca/TWONTO#RPU_panel
133023 | THR-DIG-RPU-0018 | Remote Processor Unit, Digester MCC Room (172.22.39.136) | THR-DIG-T | Digester, Tanks | RPU | Remote Processor Unit |  | RPU | http://www.toronto.ca/TWONTO#RPU_panel
133024 | THR-DIG-RPU-0018A | Remote Processor Unit, Digester 1-6 Mezzanine | THR-DIG-PD-0300 | Tank, Primary Digester-3, Solids Treatment | RPU | Remote Processor Unit |  | RPU | http://www.toronto.ca/TWONTO#RPU_panel
133025 | THR-DIG-RPU-0020A | Remote Processor Unit, Digester 1-6 Mezzanine | THR-DIG-PD-0500 | Tank, Primary Digester-5, Solids Treatment | RPU | Remote Processor Unit |  | RPU | http://www.toronto.ca/TWONTO#RPU_panel
133026 | THR-DIG-RPU-0020A | Remote Processor Unit, Digester 1-6 Mezzanine | THR-ELS-DIG | Electrical System, Digester Tanks | RPU | Remote Processor Unit |  | RPU | http://www.toronto.ca/TWONTO#RPU_panel
133027 | THR-DIG-RPU-0021A | Remote Processor Unit, Digester 1-6 mezzanine | THR-DIG-SD-0600 | Tank, Secondary Digester-6, Solids Treatment | RPU | Remote Processor Unit |  | RPU | http://www.toronto.ca/TWONTO#RPU_panel
133028 | THR-DIG-RPU-0022 | Remote Processor Unit, Gas Compressor Bldg. (172.22.39.121) | THR-ELS-DIG | Electrical System, Digester Tanks | RPU | Remote Processor Unit |  | RPU | http://www.toronto.ca/TWONTO#RPU_panel
133029 | THR-DIG-RPU-0022 | Remote Processor Unit, Gas Compressor Bldg. (172.22.39.121) | THR-ELS-GCB | Electrical System, Digester Gas Compressor Building | RPU | Remote Processor Unit |  | RPU | http://www.toronto.ca/TWONTO#RPU_panel
133030 | THR-DIG-RPU-0051 | RPU, Remote Processor Unit, GE RX3i 172.22.39.122 THRPSN07 Digester 7-10 MCC Room | THR-DIG-T | Digester, Tanks | RPU | Remote Processor Unit |  | RPU | http://www.toronto.ca/TWONTO#RPU_panel
133031 | THR-DIG-RPU0002 | Remote Processor Unit, SCADA,Digester 7-10 MCC Room | THR-SPC | Process Control Systems - Services Area | RPU | Remote Processor Unit | 36257 |  | http://www.toronto.ca/TWONTO#RPU_panel
134080 | THR-DIS-RPU-0001 | Remote Processor Unit, Disinfection Chlorination | THR-DIS | Disinfection | RPU | Remote Processor Unit |  | RPU | http://www.toronto.ca/TWONTO#RPU_panel
134081 | THR-DIS-RPU-0001A | Remote Processor Unit, Disinfection Chlorination | THR-DIS | Disinfection | RPU | Remote Processor Unit | 34705 | RPU | http://www.toronto.ca/TWONTO#RPU_panel
134082 | THR-DIS-RPU-0002 | Remote Processor Unit, Disinfection Chlorination, Palace Pier (172.22.37.247) | THR-DIS | Disinfection | RPU | Remote Processor Unit |  | RPU | http://www.toronto.ca/TWONTO#RPU_panel
134083 | THR-DIS-RPU-0002 | Remote Processor Unit, Disinfection Chlorination, Palace Pier (172.22.37.247) | THR-ELS-EPS | Electrical System, Effluent Pumping System | RPU | Remote Processor Unit |  | RPU | http://www.toronto.ca/TWONTO#RPU_panel
134084 | THR-DIS-RPU-0002 | Remote Processor Unit, Disinfection Chlorination, Palace Pier (172.22.37.247) | THR-S-E | SUSPENDED ENTITY | RPU | Remote Processor Unit |  | RPU | http://www.toronto.ca/TWONTO#RPU_panel
134085 | THR-DIS-RPU-0004 | RPU, Control Panel, Disinfection system, Disinfection Building Second Floor (172.22.37.232) | THR-DIS | Disinfection | RPU | Remote Processor Unit |  | RPU | http://www.toronto.ca/TWONTO#RPU_panel
135022 | THR-ELS-RPU-0001 | Remote Processor Unit, Main South Substation | THR-ELS-SS | Electrical System, South Main Substation | RPU | Remote Processor Unit |  | RPU | http://www.toronto.ca/TWONTO#RPU_panel
135023 | THR-ELS-RPU-0002 | Remote Processor Unit, Main South Substation | THR-ELS-SS | Electrical System, South Main Substation | RPU | Remote Processor Unit |  | RPU | http://www.toronto.ca/TWONTO#RPU_panel
135024 | THR-ELS-RPU-0100 | RPU , GE RX3i 172.22.37.178 THRPSN11 West Substation | THR-ELS-MAINSUB | Electrical Equipment at the Main Substation |  | Remote Processor Unit |  | RPU | http://www.toronto.ca/TWONTO#RPU_panel
135175 | THR-ELS-UPS-0100 | UPS, for RPU THR-ELS-RPU-0100 , West Sub Station,GE RX3i 172.22.37.178 THRPSN11 West Substation | THR-ELS-RPU-0100 | RPU , GE RX3i 172.22.37.178 THRPSN11 West Substation |  | Remote Processor Unit |  | UPS | http://www.toronto.ca/TWONTO#UPS
135343 | THR-FPW-RPU | FPW RPUs | THR-SPC | Process Control Systems - Services Area |  | Remote Processor Unit |  |  | http://www.toronto.ca/TWONTO#collection_of_assets
135344 | THR-FPW-RPU-0001 | RPU, Control Panel, Filtered Plant Water Building, Plant Services (172.22.37.242) | THR-ELS-FPW | Electrical System, Filtered Plant Water Building | RPU | Remote Processor Unit |  | RPU | http://www.toronto.ca/TWONTO#RPU_panel
135345 | THR-FPW-RPU-0002 | RPU, Control Panel, Filters Inlet Valve Operator, Filtered Plant Water Building, Plant Services (172.22.37.241) | THR-ELS-FPW | Electrical System, Filtered Plant Water Building | RPU | Remote Processor Unit |  | RPU | http://www.toronto.ca/TWONTO#RPU_panel
135346 | THR-FPW-RPU-0002 | RPU, Control Panel, Filters Inlet Valve Operator, Filtered Plant Water Building, Plant Services (172.22.37.241) | THR-FPW | Filtered Plant Water | RPU | Remote Processor Unit |  | RPU | http://www.toronto.ca/TWONTO#RPU_panel
135347 | THR-FPW-RPU-0010 | Remote Processor Unit, Filtrered Plant Water (172.22.37.245) | THR-SPC | Process Control Systems - Services Area | RPU | Remote Processor Unit |  | RPU | http://www.toronto.ca/TWONTO#RPU_panel
135967 | THR-FT-RPU-0001S | Remote Processor Unit, Final Tank 0100, Tank 0300 (172.22.37.194) | THR-ELS-FST | Electrical System, Final Sedimentation Tanks & Galleries | RPU | Remote Processor Unit | 39564 | RPU | http://www.toronto.ca/TWONTO#RPU_panel
135968 | THR-FT-RPU-0001S | Remote Processor Unit, Final Tank 0100, Tank 0300 (172.22.37.194) | THR-FT-RPU | Final Tank, Remote Processor Unit, UPS & RTU | RPU | Remote Processor Unit | 39564 | RPU | http://www.toronto.ca/TWONTO#RPU_panel
135969 | THR-FT-RPU-0001S | Remote Processor Unit, Final Tank 0100, Tank 0300 (172.22.37.194) | THR-FT-T | Final Sedimentation Tank & Dedicated WAS Pumping | RPU | Remote Processor Unit | 39564 | RPU | http://www.toronto.ca/TWONTO#RPU_panel
135970 | THR-FT-RPU-0002S | Remote Processor Unit, Final Tank 0200, Tank 0400 (172.22.37.195) | THR-ELS-FST | Electrical System, Final Sedimentation Tanks & Galleries | RPU | Remote Processor Unit | 39565 | RPU | http://www.toronto.ca/TWONTO#RPU_panel
135971 | THR-FT-RPU-0002S | Remote Processor Unit, Final Tank 0200, Tank 0400 (172.22.37.195) | THR-FT-RPU | Final Tank, Remote Processor Unit, UPS & RTU | RPU | Remote Processor Unit | 39565 | RPU | http://www.toronto.ca/TWONTO#RPU_panel
135972 | THR-FT-RPU-0002S | Remote Processor Unit, Final Tank 0200, Tank 0400 (172.22.37.195) | THR-FT-T | Final Sedimentation Tank & Dedicated WAS Pumping | RPU | Remote Processor Unit | 39565 | RPU | http://www.toronto.ca/TWONTO#RPU_panel
135973 | THR-FT-RPU-0003S | Remote Processor Unit, Final Tank 0500, Tank 0700 (172.22.37.181) | THR-FT-RPU | Final Tank, Remote Processor Unit, UPS & RTU | RPU | Remote Processor Unit | 39566 | RPU | http://www.toronto.ca/TWONTO#RPU_panel
135974 | THR-FT-RPU-0004S | Remote Processor Unit, Final Tank 0600, Tank 0800 (172.22.37.182) | THR-ELS-FST | Electrical System, Final Sedimentation Tanks & Galleries | RPU | Remote Processor Unit | 39567 | RPU | http://www.toronto.ca/TWONTO#RPU_panel
135975 | THR-FT-RPU-0004S | Remote Processor Unit, Final Tank 0600, Tank 0800 (172.22.37.182) | THR-FT-RPU | Final Tank, Remote Processor Unit, UPS & RTU | RPU | Remote Processor Unit | 39567 | RPU | http://www.toronto.ca/TWONTO#RPU_panel
135976 | THR-FT-RPU-0004S | Remote Processor Unit, Final Tank 0600, Tank 0800 (172.22.37.182) | THR-FT-T | Final Sedimentation Tank & Dedicated WAS Pumping | RPU | Remote Processor Unit | 39567 | RPU | http://www.toronto.ca/TWONTO#RPU_panel
135977 | THR-FT-RPU-0005S | Remote Processor Unit, Final Tank 0900, Tank 1000, Tank 1100,Tank 1200 (172.22.37.180) | THR-ELS-FST | Electrical System, Final Sedimentation Tanks & Galleries | RPU | Remote Processor Unit | 39568 | RPU | http://www.toronto.ca/TWONTO#RPU_panel
135978 | THR-FT-RPU-0005S | Remote Processor Unit, Final Tank 0900, Tank 1000, Tank 1100,Tank 1200 (172.22.37.180) | THR-FT-T | Final Sedimentation Tank & Dedicated WAS Pumping | RPU | Remote Processor Unit | 39568 | RPU | http://www.toronto.ca/TWONTO#RPU_panel
135979 | THR-FT-RPU-0006AS | Remote Processor Unit, Final Tank 0700, Tank 0800, | THR-ELS-FST | Electrical System, Final Sedimentation Tanks & Galleries | RPU | Remote Processor Unit | 39569 | RPU | http://www.toronto.ca/TWONTO#RPU_panel
135980 | THR-FT-RPU-0007 | Remote Processor Unit, Final Tank 1300 (172.22.37.190) | THR-ELS-FST | Electrical System, Final Sedimentation Tanks & Galleries | RPU | Remote Processor Unit |  | RPU | http://www.toronto.ca/TWONTO#RPU_panel
135981 | THR-FT-RPU-0007 | Remote Processor Unit, Final Tank 1300 (172.22.37.190) | THR-FT-T-1300 | Tank, Final Settling, Mixed Liquor, Secondary Treatment, Secondary Clarification - North (Tank#13) | RPU | Remote Processor Unit |  | RPU | http://www.toronto.ca/TWONTO#RPU_panel
135982 | THR-FT-RPU-0009 | Remote Processor Unit, Final Tank 1600, Tank 1700 (172.22.37.185) | THR-ELS-FST | Electrical System, Final Sedimentation Tanks & Galleries | RPU | Remote Processor Unit |  | RPU | http://www.toronto.ca/TWONTO#RPU_panel
135983 | THR-FT-RPU-0009 | Remote Processor Unit, Final Tank 1600, Tank 1700 (172.22.37.185) | THR-FT-RPU | Final Tank, Remote Processor Unit, UPS & RTU | RPU | Remote Processor Unit |  | RPU | http://www.toronto.ca/TWONTO#RPU_panel
135984 | THR-FT-RPU-0009 | Remote Processor Unit, Final Tank 1600, Tank 1700 (172.22.37.185) | THR-FT-T | Final Sedimentation Tank & Dedicated WAS Pumping | RPU | Remote Processor Unit |  | RPU | http://www.toronto.ca/TWONTO#RPU_panel
135985 | THR-FT-RPU-0010 | Remote Processor Unit, Final Tank 1800, Tank 2100 (172.22.37.186) | THR-ELS-FST | Electrical System, Final Sedimentation Tanks & Galleries | RPU | Remote Processor Unit |  | RPU | http://www.toronto.ca/TWONTO#RPU_panel
135986 | THR-FT-RPU-0010 | Remote Processor Unit, Final Tank 1800, Tank 2100 (172.22.37.186) | THR-FT-T | Final Sedimentation Tank & Dedicated WAS Pumping | RPU | Remote Processor Unit |  | RPU | http://www.toronto.ca/TWONTO#RPU_panel
135987 | THR-FT-RPU-0011 | Remote Processor Unit, Final Tank 1900, Tank 2000 (172.22.37.187) | THR-FT-RPU | Final Tank, Remote Processor Unit, UPS & RTU | RPU | Remote Processor Unit |  | RPU | http://www.toronto.ca/TWONTO#RPU_panel
135988 | THR-FT-RPU-0022S | Remote Processor Unit, SCADA,Final Clarifier (172.22.37.188) | THR-SPC | Process Control Systems - Services Area | RPU | Remote Processor Unit | 39572 | RPU | http://www.toronto.ca/TWONTO#RPU_panel
135989 | THR-FT-RPU-0023 | Remote Processor Unit, SCADA,Final Clarifier (172.22.37.192) | THR-SPC | Process Control Systems - Services Area | RPU | Remote Processor Unit |  | RPU | http://www.toronto.ca/TWONTO#RPU_panel
135990 | THR-FT-RPU-0025S | Remote Processor Unit, SCADA,Old Ras Building (172.22.37.184) | THR-SPC | Process Control Systems - Services Area | RPU | Remote Processor Unit | 39573 | RPU | http://www.toronto.ca/TWONTO#RPU_panel
135991 | THR-FT-RPU-0050 | Remote Processor Unit, Final Tanks | THR-ELS-FST | Electrical System, Final Sedimentation Tanks & Galleries | RPU | Remote Processor Unit |  | RPU | http://www.toronto.ca/TWONTO#RPU_panel
135992 | THR-FT-RPU-0057A | Remote Processor Unit, FST, T-23 | THR-ELS-FST | Electrical System, Final Sedimentation Tanks & Galleries | RPU | Remote Processor Unit |  | RPU | http://www.toronto.ca/TWONTO#RPU_panel
135993 | THR-FT-RPU-0100 | Remote Processor Unit, SCADA,GE RX3i(172.22.37.154)THRPSN05 New Final Clarifier MCC (South East) | THR-SPC | Process Control Systems - Services Area | RPU | Remote Processor Unit |  | RPU | http://www.toronto.ca/TWONTO#RPU_panel
135994 | THR-FT-RPU-0200 | RPU, Final Clarifiers - South | THR-ITS-COM-4102 | Termination Panel, RAS and Final Clarifiers - South | RPU | Remote Processor Unit |  | RPU | http://www.toronto.ca/TWONTO#RPU_panel
137508 | THR-PLT-RPU-0001 | RPU, Preliminary Treatment, South Screens | THR-ELS-HH | Electrical System, Head House and Engine Room | RPU | Remote Processor Unit |  | RPU | http://www.toronto.ca/TWONTO#RPU_panel
137509 | THR-PLT-RPU-0001 | RPU, Preliminary Treatment, South Screens | THR-PLT-HH | Preliminary Treatment, Head House | RPU | Remote Processor Unit |  | RPU | http://www.toronto.ca/TWONTO#RPU_panel
137510 | THR-PLT-RPU-0002 | RPU, Preliminary Treatment, South Grit | THR-PLT-HH | Preliminary Treatment, Head House | RPU | Remote Processor Unit |  | RPU | http://www.toronto.ca/TWONTO#RPU_panel
137511 | THR-PLT-RPU-0010 | RPU, Preliminary Treatment, Grit New Electrical Room (172.22.37.142) | THR-ELS-GRIT | Electrical System, Grit Bldg., North Prelimanry and Primary Station | RPU | Remote Processor Unit |  | RPU | http://www.toronto.ca/TWONTO#RPU_panel
137512 | THR-PLT-RPU-0010 | RPU, Preliminary Treatment, Grit New Electrical Room (172.22.37.142) | THR-PLT-GRITS | Gate,Sluice,Preliminary Treatment, Grit Building | RPU | Remote Processor Unit |  | RPU | http://www.toronto.ca/TWONTO#RPU_panel
137513 | THR-PLT-RPU-0203 | RPU, South Screenings, Headhouse Electrical Room (172.22.37.208) | THR-ELS-HH | Electrical System, Head House and Engine Room | RPU | Remote Processor Unit |  | RPU | http://www.toronto.ca/TWONTO#RPU_panel
137514 | THR-PLT-RPU-0205 | RPU, Screen SC-0102, Headhouse Electrical Room (172.22.37.212) | THR-ELS-HH | Electrical System, Head House and Engine Room | RPU | Remote Processor Unit |  | RPU | http://www.toronto.ca/TWONTO#RPU_panel
137515 | THR-PLT-RPU-0206 | RPU, Screen SC-0112, Headhouse Electrical Room (172.22.37.213) | THR-ELS-HH | Electrical System, Head House and Engine Room | RPU | Remote Processor Unit |  | RPU | http://www.toronto.ca/TWONTO#RPU_panel
137516 | THR-PLT-RPU-0208 | RPU, Screen SC-0132, Headhouse Electrical Room (172.22.37.217) | THR-ELS-HH | Electrical System, Head House and Engine Room | RPU | Remote Processor Unit |  | RPU | http://www.toronto.ca/TWONTO#RPU_panel
137517 | THR-PLT-RPU-0209 | RPU, Screen SC-0142, Headhouse Electrical Room (172.22.37.218) | THR-ELS-HH | Electrical System, Head House and Engine Room | RPU | Remote Processor Unit |  | RPU | http://www.toronto.ca/TWONTO#RPU_panel
137518 | THR-PLT-RPU-0210 | RPU, Screen SC-0152, Headhouse Electrical Room (172.22.37.219) | THR-ELS-HH | Electrical System, Head House and Engine Room | RPU | Remote Processor Unit |  | RPU | http://www.toronto.ca/TWONTO#RPU_panel
137519 | THR-PLT-RPU-0221 | RPU, North Grit, North Grit electrical Room (172.22.37.202) | THR-ELS-GRIT | Electrical System, Grit Bldg., North Prelimanry and Primary Station | RPU | Remote Processor Unit |  | RPU | http://www.toronto.ca/TWONTO#RPU_panel
137520 | THR-PLT-RPU-0232 | RPU, Blower BL-2100 Control Panel, North Grit Blower Room | THR-ELS-GRIT | Electrical System, Grit Bldg., North Prelimanry and Primary Station | RPU | Remote Processor Unit |  | RPU | http://www.toronto.ca/TWONTO#RPU_panel
137842 | THR-PRM-OIT-1002 | Remote Processor Unit, SCADA,North Primary Tank 10(Wireless) (172.22.37.138) | THR-SPC | Process Control Systems - Services Area | RPU | Remote Processor Unit |  | OIT | http://www.toronto.ca/TWONTO#RPU_panel
137921 | THR-PRM-RPU | Primary Treatment RPUs | THR-SPC | Process Control Systems - Services Area |  | Remote Processor Unit |  |  | http://www.toronto.ca/TWONTO#collection_of_assets
137922 | THR-PRM-RPU-0001 | RPU, Primary Treatment, South Tanks 0100 and 0200 (172.22.37.120) | THR-ELS-PRMS | Electrical System, Primary Station South | RPU | Remote Processor Unit |  | RPU | http://www.toronto.ca/TWONTO#RPU_panel
137923 | THR-PRM-RPU-0001 | RPU, Primary Treatment, South Tanks 0100 and 0200 (172.22.37.120) | THR-PRM-SOUTH | Primary Treatment, South Primary | RPU | Remote Processor Unit |  | RPU | http://www.toronto.ca/TWONTO#RPU_panel
137924 | THR-PRM-RPU-0002 | RPU, Primary Treatment, South Tanks 0300 to 0600 (172.22.37.122) | THR-ELS-PRMS | Electrical System, Primary Station South | RPU | Remote Processor Unit |  | RPU | http://www.toronto.ca/TWONTO#RPU_panel
137925 | THR-PRM-RPU-0002 | RPU, Primary Treatment, South Tanks 0300 to 0600 (172.22.37.122) | THR-PRM-SOUTH | Primary Treatment, South Primary | RPU | Remote Processor Unit |  | RPU | http://www.toronto.ca/TWONTO#RPU_panel
137926 | THR-PRM-RPU-0002 | RPU, Primary Treatment, South Tanks 0300 to 0600 (172.22.37.122) | THR-PRM-STA-2 | South Primary Station 2 | RPU | Remote Processor Unit |  | RPU | http://www.toronto.ca/TWONTO#RPU_panel
137927 | THR-PRM-RPU-0003 | RPU, Primary Treatment, South Tanks 0300 to 0400 (172.22.37.121) | THR-PRM-STA-3 | South Primary Station 3 | RPU | Remote Processor Unit |  | RPU | http://www.toronto.ca/TWONTO#RPU_panel
137928 | THR-PRM-RPU-0004 | RPU, For Primary Treatment, South Tanks 1,2,3,4 (172.22.37.125) | THR-ELS-PRMS | Electrical System, Primary Station South | RPU | Remote Processor Unit |  | RPU | http://www.toronto.ca/TWONTO#RPU_panel
137929 | THR-PRM-RPU-0010 | RPU, Primary Treatment, Grit New Electrical Room (172.22.37.123) | THR-ELS-GRIT | Electrical System, Grit Bldg., North Prelimanry and Primary Station | RPU | Remote Processor Unit |  | RPU | http://www.toronto.ca/TWONTO#RPU_panel
137930 | THR-PRM-RPU-0010 | RPU, Primary Treatment, Grit New Electrical Room (172.22.37.123) | THR-ELS-PRMS | Electrical System, Primary Station South | RPU | Remote Processor Unit |  | RPU | http://www.toronto.ca/TWONTO#RPU_panel
137931 | THR-PRM-RPU-0011 | RPU, Primary Treatment, South Tanks (172.22.37.124) | THR-ELS-PRMS | Electrical System, Primary Station South | RPU | Remote Processor Unit |  | RPU | http://www.toronto.ca/TWONTO#RPU_panel
137932 | THR-PRM-RPU-0011 | RPU, Primary Treatment, South Tanks (172.22.37.124) | THR-PRM-NORTH | Primary Treatment, North Primary | RPU | Remote Processor Unit |  | RPU | http://www.toronto.ca/TWONTO#RPU_panel
138273 | THR-PRS-RPU-0001S | Remote Processor Unit, Phosphorous Removal System | THR-PRS | Phosphorous Removal System | RPU | Remote Processor Unit | 39859 | RPU | http://www.toronto.ca/TWONTO#RPU_panel
138922 | THR-SPC-RPU-0002 | Remote Processor Unit, SCADA, Gallery Ventilation | THR-ACC-AHU | Air Conditioning, Air Handling Unit, Gallery Ventilation | RPU | Remote Processor Unit |  | RPU | http://www.toronto.ca/TWONTO#RPU_panel
138923 | THR-SPC-RPU-0003A | Remote Processor Unit, SCADA, Gallery Ventilation | THR-ACC-AHU | Air Conditioning, Air Handling Unit, Gallery Ventilation | RPU | Remote Processor Unit |  | RPU | http://www.toronto.ca/TWONTO#RPU_panel
139216 | THR-THK-RPU | RPU & UPS, Sludge Thickening Building | THR-THK | Sludge Thickening | RPU | Remote Processor Unit |  |  | http://www.toronto.ca/TWONTO#collection_of_assets
139217 | THR-THK-RPU-0005 | Remote Processor Unit, Thickening Polymer Mixing System | THR-THK | Sludge Thickening | RPU | Remote Processor Unit |  | RPU | http://www.toronto.ca/TWONTO#RPU_panel
139218 | THR-THK-RPU-0005 | Remote Processor Unit, Thickening Polymer Mixing System | THR-THK-RPU | RPU & UPS, Sludge Thickening Building | RPU | Remote Processor Unit |  | RPU | http://www.toronto.ca/TWONTO#RPU_panel
139219 | THR-THK-RPU-0007 | Remote Processor Unit, Thickening Main Centrifuge 1 | THR-ELS-STB | Electrical System, Sludge Thickening Building | RPU | Remote Processor Unit |  | RPU | http://www.toronto.ca/TWONTO#RPU_panel
139220 | THR-THK-RPU-0007 | Remote Processor Unit, Thickening Main Centrifuge 1 | THR-THK | Sludge Thickening | RPU | Remote Processor Unit |  | RPU | http://www.toronto.ca/TWONTO#RPU_panel
139221 | THR-THK-RPU-0008 | Remote Processor Unit, Thickening Main Centrifuge 2 | THR-THK | Sludge Thickening | RPU | Remote Processor Unit |  | RPU | http://www.toronto.ca/TWONTO#RPU_panel
139222 | THR-THK-RPU-0008 | Remote Processor Unit, Thickening Main Centrifuge 2 | THR-THK-CF | Centrifuge, Sludge Thickening | RPU | Remote Processor Unit |  | RPU | http://www.toronto.ca/TWONTO#RPU_panel
139223 | THR-THK-RPU-0011 | Remote Processor Unit, STB Control Room (172.22.39.151) | THR-ELS-STB | Electrical System, Sludge Thickening Building | RPU | Remote Processor Unit |  | RPU | http://www.toronto.ca/TWONTO#RPU_panel
139224 | THR-THK-RPU-0014 | Remote Processor Unit, STB Control Room (172.22.39.154) | THR-ELS-STB | Electrical System, Sludge Thickening Building | RPU | Remote Processor Unit |  | RPU | http://www.toronto.ca/TWONTO#RPU_panel
139225 | THR-THK-RPU-0014 | Remote Processor Unit, STB Control Room (172.22.39.154) | THR-THK | Sludge Thickening | RPU | Remote Processor Unit |  | RPU | http://www.toronto.ca/TWONTO#RPU_panel
139226 | THR-THK-RPU-0014 | Remote Processor Unit, STB Control Room (172.22.39.154) | THR-THK-RPU | RPU & UPS, Sludge Thickening Building | RPU | Remote Processor Unit |  | RPU | http://www.toronto.ca/TWONTO#RPU_panel
139227 | THR-THK-RPU-0200 | Remote Processor Unit, STB Control Room (172.22.39.162) | THR-THK | Sludge Thickening | RPU | Remote Processor Unit |  | RPU | http://www.toronto.ca/TWONTO#RPU_panel
141415 | WTR-029B-RPU-0016 | Remote Processing Unit, RPU-0016 Panel, Chamber 029B-16, Dupont & Davenport | CH 029B 16 | Chamber | RPU | Remote Processor Unit |  | RPU | http://www.toronto.ca/TWONTO#RPU_panel
141746 | WTR-119-RPU-0001A | Remote Processing Unit, RPU-0001A Panel, Chamber 119-01A, Parkway | CH 119 01A | Chamber | RPU | Remote Processor Unit |  | RPU | http://www.toronto.ca/TWONTO#RPU_panel
142000 | WTR-176-RPU-0009A | Remote Processing Unit, RPU-009A Panel, Chamber 176-09, New Toronto St & Kipling Avenue | CH 176 09 | Chamber | RPU | Remote Processor Unit |  | RPU | http://www.toronto.ca/TWONTO#RPU_panel
142109 | WTR-194-RPU-0701 | Remote Processor Unit | WTR-194-CH-0006A | Chamber,Revenue Meter,Keele-Steeles (Magmeter) | Control Panel,Power Distribution Panel | Remote Processor Unit |  | RPU | http://www.toronto.ca/TWONTO#RPU_panel
142312 | WTR-250-RPU-3B01 | Remote Processor Unit | WTR-250-CH-0003C | Chamber,Revenue Meter,Bathurst-Steeles (Magmeter) | Meter,Flow,Magmeter | Remote Processor Unit |  | RPU | http://www.toronto.ca/TWONTO#RPU_panel
142484 | WTR-282-RPU-0016 | Remote Processing Unit, RPU-0016 Panel, Chamber 282-16, Bayview & John St West | CH 282 16 | Chamber | RPU | Remote Processor Unit |  | RPU | http://www.toronto.ca/TWONTO#RPU_panel
142485 | WTR-282-RPU-0201 | Remote Processor Unit | WTR-282-CH-0003 | Chamber,Revenue Meter,Yonge-Elgin (Magmeter) | Meter,Flow,Magmeter | Remote Processor Unit |  | RPU | http://www.toronto.ca/TWONTO#RPU_panel
142599 | WTR-298-RPU-0001 | Remote Processing Unit, RPU-0001 Panel, Chamber 298-01, Bayview & John East | CH 298 01 | Chamber | RPU | Remote Processor Unit |  | RPU | http://www.toronto.ca/TWONTO#RPU_panel
142742 | WTR-316-RPU-0601 | Remote Processor Unit | WTR-316-CH-0006 | Chamber,Revenue Meter,McCowan-Steeles (Magmeter) | Meter,Flow,Magmeter | Remote Processor Unit |  | RPU | http://www.toronto.ca/TWONTO#RPU_panel
143048 | WTR-365-RPU-0601 | Remote Processor Unit | WTR-365-CH-0006 | Chamber,Revenue Meter,Dufferin-Steeles (Magmeter) | Meter,Flow,Magmeter | Remote Processor Unit |  | RPU | http://www.toronto.ca/TWONTO#RPU_panel
143256 | WTR-PAH-RPU-0001 | RPU | WTR-PAH-ELS | Electrical System | RPU | Remote Processor Unit |  | RPU | http://www.toronto.ca/TWONTO#RPU_panel
143291 | WTR-PBV-RPU-0101 | Remote Processor Unit | WTR-PBV-FIT-0001 | Transmitter, Flow Indicating, Revenue, Magmeter | Meter,Flow,Magmeter | Remote Processor Unit |  | RPU | http://www.toronto.ca/TWONTO#RPU_panel
143338 | WTR-PDS-RPU-0001 | Control Panel, RPU | WTR-PDS-ELS | Electrical System | RPU | Remote Processor Unit |  | RPU | http://www.toronto.ca/TWONTO#RPU_panel
143339 | WTR-PDS-RPU-0001S | RPU | WTR-PDS-ELS | Electrical System | RPU | Remote Processor Unit | 38633 | RPU | http://www.toronto.ca/TWONTO#RPU_panel
143340 | WTR-PDS-RPU-0001S | RPU | WTR-PDSS | Dorset Pumping station (Chamber Replaced with Pod) | RPU | Remote Processor Unit | 38633 | RPU | http://www.toronto.ca/TWONTO#RPU_panel
143456 | WTR-PEG-RPU-0001 | Remote Processing Unit | WTR-PEG-ELS | Electrical System | RPU | Remote Processor Unit |  | RPU | http://www.toronto.ca/TWONTO#RPU_panel
143457 | WTR-PEG-RPU-0003 | Remote Processing Unit | WTR-PEG-ELS | Electrical System | RPU | Remote Processor Unit | 35683 | RPU | http://www.toronto.ca/TWONTO#RPU_panel
143820 | WTR-PEL-RPU-0002 | RPU Panel, Generator Building, Electrical Room | WTR-PEL-ELS | Electrical System | Control Panel | Remote Processor Unit |  | RPU | http://www.toronto.ca/TWONTO#RPU_panel
143821 | WTR-PEL-RPU-0003 | RPU Panel, Generator Building, Electrical Room | WTR-PEL-ELS | Electrical System | Control Panel | Remote Processor Unit |  | RPU | http://www.toronto.ca/TWONTO#RPU_panel
144407 | WTR-PJO-RPU-0003 | RPU | WTR-PJO-ELS | Electrical System | RPU | Remote Processor Unit |  | RPU | http://www.toronto.ca/TWONTO#RPU_panel
144685 | WTR-PJS-RPU-0001 | Control Panel, Process Control Unit, RPU-0001 | WTR-PJS-ELS | Electrical System | RPU | Remote Processor Unit |  | RPU | http://www.toronto.ca/TWONTO#RPU_panel
145042 | WTR-PKN-RPU-0001 | Remote Processing Unit | WTR-PKN-ELS | Electrical System | RPU | Remote Processor Unit |  | RPU | http://www.toronto.ca/TWONTO#RPU_panel
145043 | WTR-PKN-RPU-0002 | Remote Processing Unit | WTR-PKN-ELS | Electrical System | RPU | Remote Processor Unit |  | RPU | http://www.toronto.ca/TWONTO#RPU_panel
145197 | WTR-PLW-RPU-0002 | Remote Processing Unit (Backup of RPU-0001) | WTR-PLW-ELS | Electrical System | RPU | Remote Processor Unit |  | RPU | http://www.toronto.ca/TWONTO#RPU_panel
145524 | WTR-PMI-RPU-0002 | Control Panel, Process Control Unit, New Pump Room | WTR-PMI-ELS | Electrical System |  | Remote Processor Unit |  | RPU | http://www.toronto.ca/TWONTO#RPU_panel
145739 | WTR-PPD-RPU-0001 | Control Panel, Process Control Unit, RPU-0001 | WTR-PPD-ELS | Electrical System | RPU | Remote Processor Unit |  | RPU | http://www.toronto.ca/TWONTO#RPU_panel
146190 | WTR-PSA-RPU-0002 | RPU | WTR-PSA-ELS | Electrical System | RPU | Remote Processor Unit |  | RPU | http://www.toronto.ca/TWONTO#RPU_panel
146191 | WTR-PSA-RPU-0003 | RPU | WTR-PSA-ELS | Electrical System | RPU | Remote Processor Unit |  | RPU | http://www.toronto.ca/TWONTO#RPU_panel
146380 | WTR-PSC-RPU-0001 | Remote Processing Unit | WTR-PSC-ELS | Electrical System | RPU | Remote Processor Unit |  | RPU | http://www.toronto.ca/TWONTO#RPU_panel
146626 | WTR-PWT-RPU-0001 | Control Panel, Process Control Unit, Bristol | WTR-PWT-ELS | Electrical System | RPU | Remote Processor Unit |  | RPU | http://www.toronto.ca/TWONTO#RPU_panel
146690 | WTR-RBV-RPU-0001 | RPU | WTR-RBV-ELS | Electrical System | RPU | Remote Processor Unit |  | RPU | http://www.toronto.ca/TWONTO#RPU_panel
146791 | WTR-RDF-RPU-0001 | Remote Processing Unit, Dufferin Reservoir, South Valve House | WTR-RDF-LP-0001 | Control Panel, Power Distribution | RPU | Remote Processor Unit |  | RPU | http://www.toronto.ca/TWONTO#RPU_panel
146792 | WTR-RDF-RPU-0002 | Remote Processing Unit, Dufferin Reservoir, North Valve House, Electrical Room | WTR-RDF-LP-0002 | Control Panel, Lighting, Dufferin Reservoir, North Valve House, Electrical Room | RPU | Remote Processor Unit |  | RPU | http://www.toronto.ca/TWONTO#RPU_panel
146919 | WTR-RKL-RPU-0001 | Remote Processing Unit | WTR-RKL-ELS | Electrical System | RPU | Remote Processor Unit |  | RPU | http://www.toronto.ca/TWONTO#RPU_panel
147067 | WTR-RMI-RPU-0001 | Remote Processing Unit, East Valve House | WTR-RMI-ELS | Electrical System | RPU | Remote Processor Unit |  | RPU | http://www.toronto.ca/TWONTO#RPU_panel
147068 | WTR-RMI-RPU-0002 | Remote Processing Unit, West Valve House | WTR-RMI-ELS | Electrical System | RPU | Remote Processor Unit |  | RPU | http://www.toronto.ca/TWONTO#RPU_panel
147132 | WTR-RMT-RPU-0001 | Remote Processing Unit | WTR-RMT-ELS | Electrical System | RPU | Remote Processor Unit |  | RPU | http://www.toronto.ca/TWONTO#RPU_panel
147151 | WTR-RRG-RPU-0001 | Remote Processing Unit | WTR-RRG-ELS | Electrical System | RPU | Remote Processor Unit |  | RPU | http://www.toronto.ca/TWONTO#RPU_panel
147207 | WTR-RRH-RPU-0001 | Remote Processing Unit | WTR-RRH-ELS | Electrical System | RPU | Remote Processor Unit |  | RPU | http://www.toronto.ca/TWONTO#RPU_panel
147357 | WTR-RST-RPU-0001 | Remote Processing Unit | WTR-RST-ELS | Electrical System | RPU | Remote Processor Unit |  | RPU | http://www.toronto.ca/TWONTO#RPU_panel
147358 | WTR-RST-RPU-0001S | Remote Processing Unit | WTR-RST-ELS | Electrical System | RPU | Remote Processor Unit | 38904 | RPU | http://www.toronto.ca/TWONTO#RPU_panel
147391 | WTR-RWA-RPU-0001 | RPU | WTR-RWA-ELS | Electrical System | RPU | Remote Processor Unit |  | RPU | http://www.toronto.ca/TWONTO#RPU_panel

## Motor_Control_Center_Pivot (hidden)
Row Labels | Count of Valid_Class
http://www.toronto.ca/TWONTO#collection_of_assets | 2
http://www.toronto.ca/TWONTO#LV_electrical_panel | 140
http://www.toronto.ca/TWONTO#MV_electrical_cabinet | 8
project | 1
Grand Total | 151

## Motor_Control_Center (hidden)
Column1 | Entity_number | Description | Parent | Parent_Description | Category | Class | Suspended | Tag | Valid_Class
3475 | COL-PCU-MCC-0100 | Control Panel, MCC, Cumber PS | COL-PCU-AUX-ELEC | Electrical Equipment | Control Panel,MCC | Motor Control Center |  | MCC | http://www.toronto.ca/TWONTO#LV_electrical_panel
5649 | COL-POM-MCC-0001 | Motor Control Centre | COL-POM | Old Mill Sewage Pumping Station | Control Panel,MCC | Motor Control Center |  | MCC | http://www.toronto.ca/TWONTO#LV_electrical_panel
7259 | COL-PWR-MCC-0100 | Control Panel, MCC, West Rouge PS | COL-PWR | West Rouge Pumping Station | Control Panel,MCC | Motor Control Center |  | MCC | http://www.toronto.ca/TWONTO#LV_electrical_panel
11845 | FCL-ELS-MCC-0501-SUS | Control Panel, MCC, Filter Building, Electrical Switchgear Room | FCL-ELS-PS-0001 | Uninterruptible Power Supply,High Lift Bldg - Switchgear Room,LP-0001 | Control Panel,MCC | Motor Control Center | 36537 | MCC | http://www.toronto.ca/TWONTO#LV_electrical_panel
11846 | FCL-ELS-MCC-0601A-SUS | Control Panel, MCC, Treated Water High Lift Pumping Station, Electrical Switchgear Room | FCL-ELS-PS-0001 | Uninterruptible Power Supply,High Lift Bldg - Switchgear Room,LP-0001 | Control Panel,MCC | Motor Control Center | 36538 | MCC | http://www.toronto.ca/TWONTO#LV_electrical_panel
11847 | FCL-ELS-MCC-0611-SUS | Control Panel, MCC, Treated Water Pumping Station, Electrical Switchgear Room | FCL-ELS-PS-0001 | Uninterruptible Power Supply,High Lift Bldg - Switchgear Room,LP-0001 | Control Panel,MCC | Motor Control Center | 36540 | MCC | http://www.toronto.ca/TWONTO#LV_electrical_panel
11848 | FCL-ELS-MCC-0611-SUS | Control Panel, MCC, Treated Water Pumping Station, Electrical Switchgear Room | FCL-SUSPENDED | Suspended entity | Control Panel,MCC | Motor Control Center | 36540 | MCC | http://www.toronto.ca/TWONTO#LV_electrical_panel
11849 | FCL-ELS-MCC-0622-SUS | Control Panel, MCC, Filter Building Process, Electrical Switchgear Room | FCL-ELS-PS-0001 | Uninterruptible Power Supply,High Lift Bldg - Switchgear Room,LP-0001 | Control Panel,MCC | Motor Control Center | 36544 | MCC | http://www.toronto.ca/TWONTO#LV_electrical_panel
11850 | FCL-ELS-MCC-0622-SUS | Control Panel, MCC, Filter Building Process, Electrical Switchgear Room | FCL-SUSPENDED | Suspended entity | Control Panel,MCC | Motor Control Center | 36544 | MCC | http://www.toronto.ca/TWONTO#LV_electrical_panel
11851 | FCL-ELS-MCC-0701-SUS | Control Panel, MCC, Filter Building Process, Electrical Switchgear Room | FCL-ELS-PS-0001 | Uninterruptible Power Supply,High Lift Bldg - Switchgear Room,LP-0001 | Control Panel,MCC | Motor Control Center | 36545 | MCC | http://www.toronto.ca/TWONTO#LV_electrical_panel
11852 | FCL-ELS-MCC-0801-SUS | Control Panel, MCC, Filter Building, Electrical Switchgear Room | FCL-ELS-PS-0001 | Uninterruptible Power Supply,High Lift Bldg - Switchgear Room,LP-0001 | Control Panel,MCC | Motor Control Center | 36546 | MCC | http://www.toronto.ca/TWONTO#LV_electrical_panel
11853 | FCL-ELS-MCC-0801-SUS | Control Panel, MCC, Filter Building, Electrical Switchgear Room | FCL-SUSPENDED | Suspended entity | Control Panel,MCC | Motor Control Center | 36546 | MCC | http://www.toronto.ca/TWONTO#LV_electrical_panel
11854 | FCL-ELS-MCC-0901A-SUS | Control Panel, MCC, Dry Chemical Building, Electrical Switchgear Room | FCL-ELS-PS-0001 | Uninterruptible Power Supply,High Lift Bldg - Switchgear Room,LP-0001 | Control Panel,MCC | Motor Control Center | 36547 | MCC | http://www.toronto.ca/TWONTO#LV_electrical_panel
11855 | FCL-ELS-MCC-0901A-SUS | Control Panel, MCC, Dry Chemical Building, Electrical Switchgear Room | FCL-SUSPENDED | Suspended entity | Control Panel,MCC | Motor Control Center | 36547 | MCC | http://www.toronto.ca/TWONTO#LV_electrical_panel
11856 | FCL-ELS-MCC-0911-SUS | Control Panel, MCC, Emergency Panel Diesel Back-up, Electrical Switchgear Room | FCL-ELS-PS-0001 | Uninterruptible Power Supply,High Lift Bldg - Switchgear Room,LP-0001 | Control Panel,MCC | Motor Control Center | 36549 | MCC | http://www.toronto.ca/TWONTO#LV_electrical_panel
11857 | FCL-ELS-MCC-0911-SUS | Control Panel, MCC, Emergency Panel Diesel Back-up, Electrical Switchgear Room | FCL-SUSPENDED | Suspended entity | Control Panel,MCC | Motor Control Center | 36549 | MCC | http://www.toronto.ca/TWONTO#LV_electrical_panel
11858 | FCL-ELS-MCC-1001A-SUS | Control Panel, MCC, Raw Water Low Lift Pumping Station, Electrical Switchgear Room | FCL-ELS-PS-0001 | Uninterruptible Power Supply,High Lift Bldg - Switchgear Room,LP-0001 | Control Panel,MCC | Motor Control Center | 36550 | MCC | http://www.toronto.ca/TWONTO#LV_electrical_panel
11859 | FCL-ELS-MCC-1001B-SUS | Control Panel, MCC, Raw Water Low Lift Pumping Station, Electrical Switchgear Room | FCL-ELS-PS-0001 | Uninterruptible Power Supply,High Lift Bldg - Switchgear Room,LP-0001 | Control Panel,MCC | Motor Control Center | 36551 | MCC | http://www.toronto.ca/TWONTO#LV_electrical_panel
11860 | FCL-ELS-MCC-1001B-SUS | Control Panel, MCC, Raw Water Low Lift Pumping Station, Electrical Switchgear Room | FCL-SUSPENDED | Suspended entity | Control Panel,MCC | Motor Control Center | 36551 | MCC | http://www.toronto.ca/TWONTO#LV_electrical_panel
11861 | FCL-ELS-MCC-1021-SUS | Control Panel, MCC, Dry Chemical Building, Electrical Switchgear Room | FCL-ELS-PS-0001 | Uninterruptible Power Supply,High Lift Bldg - Switchgear Room,LP-0001 | Control Panel,MCC | Motor Control Center | 36554 | MCC | http://www.toronto.ca/TWONTO#LV_electrical_panel
11862 | FCL-ELS-MCC-1021-SUS | Control Panel, MCC, Dry Chemical Building, Electrical Switchgear Room | FCL-SUSPENDED | Suspended entity | Control Panel,MCC | Motor Control Center | 36554 | MCC | http://www.toronto.ca/TWONTO#LV_electrical_panel
11863 | FCL-ELS-MCC-1101A-SUS | Control Panel, MCC, Dry Chemical Building HVAC, Electrical Switchgear Room | FCL-ELS-PS-0001 | Uninterruptible Power Supply,High Lift Bldg - Switchgear Room,LP-0001 | Control Panel,MCC | Motor Control Center | 36555 | MCC | http://www.toronto.ca/TWONTO#LV_electrical_panel
11864 | FCL-ELS-MCC-1111-SUS | Control Panel, MCC, Gaseous Chemical Building, Electrical Switchgear Room | FCL-ELS-PS-0001 | Uninterruptible Power Supply,High Lift Bldg - Switchgear Room,LP-0001 | Control Panel,MCC | Motor Control Center | 36557 | MCC | http://www.toronto.ca/TWONTO#LV_electrical_panel
11865 | FCL-ELS-MCC-1111-SUS | Control Panel, MCC, Gaseous Chemical Building, Electrical Switchgear Room | FCL-SUSPENDED | Suspended entity | Control Panel,MCC | Motor Control Center | 36557 | MCC | http://www.toronto.ca/TWONTO#LV_electrical_panel
16915 | COL-PCU-MCC-0100 | Control Panel, MCC, Cumber PS | COL-PCU | Cumber Pumping Station | Control Panel,MCC | Motor Control Center |  | MCC | http://www.toronto.ca/TWONTO#LV_electrical_panel
26554 | COL-POM-MCC-0001 | Motor Control Centre | COL-POM-MISC | Miscellaneous Equipment | Control Panel,MCC | Motor Control Center |  | MCC | http://www.toronto.ca/TWONTO#LV_electrical_panel
34549 | COL-PWN-MCC-0001 | Motor Control Centre | COL-PWN | Warren Park Pumping Station | Control Panel,MCC | Motor Control Center |  | MCC | http://www.toronto.ca/TWONTO#LV_electrical_panel
34550 | COL-PWN-MCC-0001 | Motor Control Centre | COL-PWN-MISC | Miscellaneous Equipment | Control Panel,MCC | Motor Control Center |  | MCC | http://www.toronto.ca/TWONTO#LV_electrical_panel
35561 | COL-PWR-MCC-0100 | Control Panel, MCC, West Rouge PS | COL-PWR-AUX-ELEC | Electrical Equipment | Control Panel,MCC | Motor Control Center |  | MCC | http://www.toronto.ca/TWONTO#LV_electrical_panel
38079 | SWM-PBL-MCC-0001 | Motor Control Centre | SWM-PBL | Bloor Storm Pumping Station | Control Panel,MCC | Motor Control Center |  | MCC | http://www.toronto.ca/TWONTO#LV_electrical_panel
42701 | TAB-CAP-PRJ-0009 | ECAP-2 in Z Building | TAB-WA6 | Common to Projects, Bldg. Services, Z Building |  | Motor Control Center |  | PRJ | project
47454 | TAB-EL1-MCC-6961 | MCC,Electrical Room,Ground Floor,Screen Build,P Building | TAB-EL1-MCC-6921 | MCC,Electrical Room,Ground Floor,Screen Build,P Building | Control Panel,MCC | Motor Control Center |  | MCC | http://www.toronto.ca/TWONTO#LV_electrical_panel
47455 | TAB-EL1-MCC-6963 | MCC,Electrical Room,Second Floor,Screen Build,P Building | TAB-EL1-MCC-6922 | MCC,Electrical Room,Ground Floor,Screen Build,P Building | Control Panel,MCC | Motor Control Center |  | MCC | http://www.toronto.ca/TWONTO#LV_electrical_panel
47456 | TAB-EL1-MCC-6993 | MCC,Electrical Rm,Second Floor,Workshop,P Building | TAB-EL1-MCC-6961 | MCC,Electrical Room,Ground Floor,Screen Build,P Building | Control Panel,MCC | Motor Control Center |  | MCC | http://www.toronto.ca/TWONTO#LV_electrical_panel
47457 | TAB-EL1-MCC-6995 | MCC,Electrical Room,Second Floor,Screen Build,P Building | TAB-EL1-MCC-6961 | MCC,Electrical Room,Ground Floor,Screen Build,P Building | Control Panel,MCC | Motor Control Center |  | MCC | http://www.toronto.ca/TWONTO#LV_electrical_panel
47976 | TAB-EL3-MCC-6102 | MCC,Indoor,Plant Services,Seawall Substation | TAB-EL3-PDP-6016 | Power distribution Panel, 600V | Control Panel,MCC | Motor Control Center |  | MCC | http://www.toronto.ca/TWONTO#LV_electrical_panel
47978 | TAB-EL3-MCC-6104 | Motor control center, PWPS 600V | TAB-EL3-PDP-6016 | Power distribution Panel, 600V | Control Panel,MCC | Motor Control Center |  | MCC | http://www.toronto.ca/TWONTO#LV_electrical_panel
48362 | TAB-ELS-WA8 | Electrical Equipment, Work Area 8, ( Panel Boards, MCC ) | TAB-WA8 | Common to WA8 Bldg. Services |  | Motor Control Center |  |  | http://www.toronto.ca/TWONTO#collection_of_assets
50004 | FCL-ELS-MCC-0501-SUS | Control Panel, MCC, Filter Building, Electrical Switchgear Room | FCL-SUSPENDED | Suspended entity | Control Panel,MCC | Motor Control Center | 36537 | MCC | http://www.toronto.ca/TWONTO#LV_electrical_panel
50005 | FCL-ELS-MCC-0601A-SUS | Control Panel, MCC, Treated Water High Lift Pumping Station, Electrical Switchgear Room | FCL-SUSPENDED | Suspended entity | Control Panel,MCC | Motor Control Center | 36538 | MCC | http://www.toronto.ca/TWONTO#LV_electrical_panel
50006 | FCL-ELS-MCC-0601B-SUS | Control Panel, MCC, Treated Water High Lift Pumping Station, Electrical Switchgear Room | FCL-ELS-PS-0001 | Uninterruptible Power Supply,High Lift Bldg - Switchgear Room,LP-0001 | Control Panel,MCC | Motor Control Center | 36539 | MCC | http://www.toronto.ca/TWONTO#LV_electrical_panel
50007 | FCL-ELS-MCC-0601B-SUS | Control Panel, MCC, Treated Water High Lift Pumping Station, Electrical Switchgear Room | FCL-SUSPENDED | Suspended entity | Control Panel,MCC | Motor Control Center | 36539 | MCC | http://www.toronto.ca/TWONTO#LV_electrical_panel
50008 | FCL-ELS-MCC-0612-SUS | Control Panel, MCC, Administration Building HVAC, Electrical Switchgear Room | FCL-ELS-PS-0001 | Uninterruptible Power Supply,High Lift Bldg - Switchgear Room,LP-0001 | Control Panel,MCC | Motor Control Center | 36541 | MCC | http://www.toronto.ca/TWONTO#LV_electrical_panel
50009 | FCL-ELS-MCC-0612-SUS | Control Panel, MCC, Administration Building HVAC, Electrical Switchgear Room | FCL-SUSPENDED | Suspended entity | Control Panel,MCC | Motor Control Center | 36541 | MCC | http://www.toronto.ca/TWONTO#LV_electrical_panel
50010 | FCL-ELS-MCC-0613-SUS | Control Panel, MCC, Treated Water Essential Service, Electrical Switchgear Room | FCL-ELS-PS-0001 | Uninterruptible Power Supply,High Lift Bldg - Switchgear Room,LP-0001 | Control Panel,MCC | Motor Control Center | 36542 | MCC | http://www.toronto.ca/TWONTO#LV_electrical_panel
50011 | FCL-ELS-MCC-0613-SUS | Control Panel, MCC, Treated Water Essential Service, Electrical Switchgear Room | FCL-SUSPENDED | Suspended entity | Control Panel,MCC | Motor Control Center | 36542 | MCC | http://www.toronto.ca/TWONTO#LV_electrical_panel
50012 | FCL-ELS-MCC-0621-SUS | Control Panel, MCC, Emergency Panel Diesel Back-up, Electrical Switchgear Room | FCL-ELS-PS-0001 | Uninterruptible Power Supply,High Lift Bldg - Switchgear Room,LP-0001 | Control Panel,MCC | Motor Control Center | 36543 | MCC | http://www.toronto.ca/TWONTO#LV_electrical_panel
50013 | FCL-ELS-MCC-0621-SUS | Control Panel, MCC, Emergency Panel Diesel Back-up, Electrical Switchgear Room | FCL-SUSPENDED | Suspended entity | Control Panel,MCC | Motor Control Center | 36543 | MCC | http://www.toronto.ca/TWONTO#LV_electrical_panel
50014 | FCL-ELS-MCC-0701-SUS | Control Panel, MCC, Filter Building Process, Electrical Switchgear Room | FCL-SUSPENDED | Suspended entity | Control Panel,MCC | Motor Control Center | 36545 | MCC | http://www.toronto.ca/TWONTO#LV_electrical_panel
50015 | FCL-ELS-MCC-0901B-SUS | Control Panel, MCC, Dry Chemical Building, Electrical Switchgear Room | FCL-ELS-PS-0001 | Uninterruptible Power Supply,High Lift Bldg - Switchgear Room,LP-0001 | Control Panel,MCC | Motor Control Center | 36548 | MCC | http://www.toronto.ca/TWONTO#LV_electrical_panel
50016 | FCL-ELS-MCC-0901B-SUS | Control Panel, MCC, Dry Chemical Building, Electrical Switchgear Room | FCL-SUSPENDED | Suspended entity | Control Panel,MCC | Motor Control Center | 36548 | MCC | http://www.toronto.ca/TWONTO#LV_electrical_panel
50017 | FCL-ELS-MCC-1001A-SUS | Control Panel, MCC, Raw Water Low Lift Pumping Station, Electrical Switchgear Room | FCL-SUSPENDED | Suspended entity | Control Panel,MCC | Motor Control Center | 36550 | MCC | http://www.toronto.ca/TWONTO#LV_electrical_panel
50018 | FCL-ELS-MCC-1011-SUS | Control Panel, MCC, Raw Water Process Essential Service, Electrical Switchgear Room | FCL-ELS-PS-0001 | Uninterruptible Power Supply,High Lift Bldg - Switchgear Room,LP-0001 | Control Panel,MCC | Motor Control Center | 36552 | MCC | http://www.toronto.ca/TWONTO#LV_electrical_panel
50019 | FCL-ELS-MCC-1011-SUS | Control Panel, MCC, Raw Water Process Essential Service, Electrical Switchgear Room | FCL-SUSPENDED | Suspended entity | Control Panel,MCC | Motor Control Center | 36552 | MCC | http://www.toronto.ca/TWONTO#LV_electrical_panel
50020 | FCL-ELS-MCC-1012-SUS | Control Panel, MCC, Low Lift Process Normal Power, Electrical Switchgear Room | FCL-ELS-PS-0001 | Uninterruptible Power Supply,High Lift Bldg - Switchgear Room,LP-0001 | Control Panel,MCC | Motor Control Center | 36553 | MCC | http://www.toronto.ca/TWONTO#LV_electrical_panel
50021 | FCL-ELS-MCC-1012-SUS | Control Panel, MCC, Low Lift Process Normal Power, Electrical Switchgear Room | FCL-SUSPENDED | Suspended entity | Control Panel,MCC | Motor Control Center | 36553 | MCC | http://www.toronto.ca/TWONTO#LV_electrical_panel
50022 | FCL-ELS-MCC-1101A-SUS | Control Panel, MCC, Dry Chemical Building HVAC, Electrical Switchgear Room | FCL-SUSPENDED | Suspended entity | Control Panel,MCC | Motor Control Center | 36555 | MCC | http://www.toronto.ca/TWONTO#LV_electrical_panel
50023 | FCL-ELS-MCC-1101B-SUS | Control Panel, MCC, Gaseous Building, Electrical Switchgear Room | FCL-ELS-PS-0001 | Uninterruptible Power Supply,High Lift Bldg - Switchgear Room,LP-0001 | Control Panel,MCC | Motor Control Center | 36556 | MCC | http://www.toronto.ca/TWONTO#LV_electrical_panel
50024 | FCL-ELS-MCC-1101B-SUS | Control Panel, MCC, Gaseous Building, Electrical Switchgear Room | FCL-SUSPENDED | Suspended entity | Control Panel,MCC | Motor Control Center | 36556 | MCC | http://www.toronto.ca/TWONTO#LV_electrical_panel
53909 | TAB-RSP-MCC-0203 | MCC, 600V- M Bldg | TAB-ELS-M BLDG | M Building Indoor Substation | Control Panel,MCC | Motor Control Center |  | MCC | http://www.toronto.ca/TWONTO#LV_electrical_panel
65221 | THC-ELS-MCC-0302 | Motor Control Center,Tunnel T31,Electrical Room | THC-EPG-TS-2872 | Automatic Transfer Switch,Dechlorination Building,Electrical Room | Control Panel,MCC | Motor Control Center |  | MCC | http://www.toronto.ca/TWONTO#LV_electrical_panel
65253 | THC-ELS-MCC-1840 | Motor Control Center,Administration Building | THC-ELS-CB-1840A | Circuit Breaker,Administration Building,Control Room |  | Motor Control Center |  | MCC | http://www.toronto.ca/TWONTO#LV_electrical_panel
65300 | THC-ELS-MCC-1850 | Motor Control Centre,Thickening Building | THC-ELS-LVS-1800 | Low Voltage Switchgear,Administration Building,Control Room |  | Motor Control Center |  | MCC | http://www.toronto.ca/TWONTO#LV_electrical_panel
65301 | THC-ELS-MCC-1860 | Motor Control Centre,Sludge Storage Building | THC-ACC-BLDG D | Sludge Holding Tanks Building HVAC |  | Motor Control Center |  | MCC | http://www.toronto.ca/TWONTO#LV_electrical_panel
65309 | THC-ELS-MCC-2480 | Motor Control Center,Disinfection Building,Compressor Room,Ground Floor | THC-DIS | Disinfection (Chlorination) Process |  | Motor Control Center |  | MCC | http://www.toronto.ca/TWONTO#LV_electrical_panel
65315 | THC-ELS-MCC-2860 | Motor Control Center,Sludge Storage Building | THC-ACC-BLDG D | Sludge Holding Tanks Building HVAC |  | Motor Control Center |  | MCC | http://www.toronto.ca/TWONTO#LV_electrical_panel
86946 | TNT-ELS-MCC-6101 | Control Centre, Motor, Electrical Sub-Station | TNT-ELS-PDP-6001 | 600V Power Distribution Panel | Control Panel,MCC | Motor Control Center |  | MCC | http://www.toronto.ca/TWONTO#LV_electrical_panel
90260 | WTR-PAH-MCC-0101 | Motor Control Center | WTR-PAH-BUS-0101 | Switchgear, 43 (L/R) / 52 CS | Control Panel,MCC | Motor Control Center |  | MCC | http://www.toronto.ca/TWONTO#LV_electrical_panel
90261 | WTR-PAH-MCC-0201 | Motor Control Center | WTR-PAH-TR-0401 | Transformer, Power Dry, BUS 0201, Secondary | Control Panel,MCC | Motor Control Center |  | MCC | http://www.toronto.ca/TWONTO#LV_electrical_panel
90569 | WTR-PEL-BUS-0101 | BUS, Line 1 | WTR-PEL-ELS | Electrical System |  | Motor Control Center |  | BUS | http://www.toronto.ca/TWONTO#LV_electrical_panel
90570 | WTR-PEL-BUS-0101 | BUS, Line 1 | WTR-PEL-TR-0101 | Transformer, Power, Line 1, 27.6 kV/4.16 kV |  | Motor Control Center |  | BUS | http://www.toronto.ca/TWONTO#MV_electrical_cabinet
90571 | WTR-PEL-BUS-0201 | BUS, Line 2 | WTR-PEL-ELS | Electrical System |  | Motor Control Center |  | BUS | http://www.toronto.ca/TWONTO#LV_electrical_panel
90915 | WTR-PEL-MCC-0001A | Motor Control Center | WTR-PEL-BUS-0001A | BUS, Secondary, 4160V | Control Panel,MCC | Motor Control Center |  | MCC | http://www.toronto.ca/TWONTO#MV_electrical_cabinet
90916 | WTR-PEL-MCC-0001B | Motor Control Center | WTR-PEL-BUS-0001B | BUS, Secondary, 4160V | Control Panel,MCC | Motor Control Center |  | MCC | http://www.toronto.ca/TWONTO#MV_electrical_cabinet
90917 | WTR-PEL-MCC-0101 | Motor Control Center | WTR-PEL-BUS-0101 | BUS, Line 1 | Control Panel,MCC | Motor Control Center |  | MCC | http://www.toronto.ca/TWONTO#LV_electrical_panel
90919 | WTR-PEL-MCC-0201 | Motor Control Center | WTR-PEL-TR-0401 | Transformer, Power, Transformer T4, Secondary, Line 2 | Control Panel,MCC | Motor Control Center |  | MCC | http://www.toronto.ca/TWONTO#LV_electrical_panel
91717 | WTR-PJS-BUS-0102 | Electrical Bus | WTR-PJS-ELS | Electrical System | Control Panel,MCC | Motor Control Center |  | BUS | http://www.toronto.ca/TWONTO#LV_electrical_panel
91718 | WTR-PJS-BUS-0202 | Electrical Bus | WTR-PJS-ELS | Electrical System | Control Panel,MCC | Motor Control Center |  | BUS | http://www.toronto.ca/TWONTO#LV_electrical_panel
92195 | WTR-PJS-MCC-0101 | Motor Control Center | WTR-PJS-BUS-0101 | Electrical Bus | Control Panel,MCC | Motor Control Center |  | MCC | http://www.toronto.ca/TWONTO#LV_electrical_panel
92196 | WTR-PJS-MCC-0201 | Motor Control Center | WTR-PJS-BUS-0201 | Electrical Bus | Control Panel,MCC | Motor Control Center |  | MCC | http://www.toronto.ca/TWONTO#LV_electrical_panel
92409 | WTR-PKL-BUS-0101 | Motor Control Center,Keele Pumping Station | WTR-PKL-TR-0101 | Transformer, Power, Line 1, 27.6 kV/4.16 kV | Control Panel,MCC | Motor Control Center |  | BUS | http://www.toronto.ca/TWONTO#MV_electrical_cabinet
92410 | WTR-PKL-BUS-0102 | Motor Control Center,Keele Pumping Station | WTR-PKL-TR-0201 | Transformer, Power, Line 2, 27.6 kV/4.16 kV | Control Panel,MCC | Motor Control Center |  | BUS | http://www.toronto.ca/TWONTO#MV_electrical_cabinet
92506 | WTR-PKL-MCC-0001A | Motor Control Center,Keele Pumping Station | WTR-PKL-BUS-0101 | Motor Control Center,Keele Pumping Station | Control Panel,MCC | Motor Control Center |  | MCC | http://www.toronto.ca/TWONTO#LV_electrical_panel
92507 | WTR-PKL-MCC-0001B | Motor Control Center,Keele Pumping Station | WTR-PKL-BUS-0102 | Motor Control Center,Keele Pumping Station | Control Panel,MCC | Motor Control Center |  | MCC | http://www.toronto.ca/TWONTO#LV_electrical_panel
92508 | WTR-PKL-MCC-0001B | Motor Control Center,Keele Pumping Station | WTR-PKL-TR-0401 | Transformer,Power,TR 0401,Secondary Line 2 | Control Panel,MCC | Motor Control Center |  | MCC | http://www.toronto.ca/TWONTO#LV_electrical_panel
92509 | WTR-PKL-MCC-0101 | Motor Control Center, Bus 0101 | WTR-PKL-TR-0301 | Transformer,Power,TR 0301,Secondary Line 1 | Control Panel | Motor Control Center |  | MCC | http://www.toronto.ca/TWONTO#LV_electrical_panel
92510 | WTR-PKL-MCC-0201 | Motor Control Center, Bus 0201 | WTR-PKL-BUS-0102 | Motor Control Center,Keele Pumping Station | Control Panel | Motor Control Center |  | MCC | http://www.toronto.ca/TWONTO#LV_electrical_panel
92511 | WTR-PKL-MCC-0201 | Motor Control Center, Bus 0201 | WTR-PKL-TR-0401 | Transformer,Power,TR 0401,Secondary Line 2 | Control Panel | Motor Control Center |  | MCC | http://www.toronto.ca/TWONTO#LV_electrical_panel
93262 | WTR-PMI-MCC-0301 | Motor Control Center, Water Transmission | WTR-PMI-ELS | Electrical System |  | Motor Control Center |  | MCC | http://www.toronto.ca/TWONTO#LV_electrical_panel
93263 | WTR-PMI-MCC-0304 | Motor Control Center, Water Transmission | WTR-PMI-ELS | Electrical System |  | Motor Control Center |  | MCC | http://www.toronto.ca/TWONTO#LV_electrical_panel
93264 | WTR-PMI-MCC-0501 | Motor Control Center, Water Transmission | WTR-PMI-ELS | Electrical System |  | Motor Control Center |  | MCC | http://www.toronto.ca/TWONTO#LV_electrical_panel
93265 | WTR-PMI-MCC-0601 | Motor Control Center, Water Transmission | WTR-PMI-ELS | Electrical System |  | Motor Control Center |  | MCC | http://www.toronto.ca/TWONTO#LV_electrical_panel
93745 | WTR-PPD-MCC-0101 | Motor Control Center | WTR-PPD-BUS-0101 | Switchgear, Power, Bus T1 | Control Panel,MCC | Motor Control Center |  | MCC | http://www.toronto.ca/TWONTO#LV_electrical_panel
93746 | WTR-PPD-MCC-0201 | Motor Control Center | WTR-PPD-TR-0401 | Transformer, Power, Secondary | Control Panel,MCC | Motor Control Center |  | MCC | http://www.toronto.ca/TWONTO#LV_electrical_panel
93956 | WTR-PRH-MCC-0101 | Motor Control Center, Incoming Line | WTR-PRH-BUS-0101 | Switchgear, Power, Bus T1 | Control Panel | Motor Control Center |  | MCC | http://www.toronto.ca/TWONTO#LV_electrical_panel
93957 | WTR-PRH-MCC-0101 | Motor Control Center, Incoming Line | WTR-PRH-TR-0301 | Transformer, 4160/600 V, Power, Rosehill Pumping Station, Switchgear Electrical Room | Control Panel | Motor Control Center |  | MCC | http://www.toronto.ca/TWONTO#LV_electrical_panel
93959 | WTR-PRH-MCC-0201 | Motor Control Center, Incoming Line | WTR-PRH-BUS-0201 | Switchgear, Power, Bus T2 | Control Panel | Motor Control Center |  | MCC | http://www.toronto.ca/TWONTO#LV_electrical_panel
94606 | WTR-PSC-MCC-0101 | Motor Control Center, Bus 0101 | WTR-PSC-BUS-0101 | Motor Control Center, Bus 0101 | Control Panel | Motor Control Center |  | MCC | http://www.toronto.ca/TWONTO#LV_electrical_panel
94607 | WTR-PSC-MCC-0201 | Motor Control Center, Bus 0201 | WTR-PSC-BUS-0201 | Motor Control Center, Bus 0201 | Control Panel | Motor Control Center |  | MCC | http://www.toronto.ca/TWONTO#LV_electrical_panel
94608 | WTR-PSC-MCC-0201 | Motor Control Center, Bus 0201 | WTR-PSC-TR-0401 | Transformer, Power, SST2 | Control Panel | Motor Control Center |  | MCC | http://www.toronto.ca/TWONTO#LV_electrical_panel
94609 | WTR-PSC-MCC-0202 | Motor Control Center, EM1 | WTR-PSC-ELS | Electrical System | Control Panel,MCC | Motor Control Center |  | MCC | http://www.toronto.ca/TWONTO#LV_electrical_panel
94610 | WTR-PSC-MCC-0202 | Motor Control Center, EM1 | WTR-PSC-TR-0401 | Transformer, Power, SST2 | Control Panel,MCC | Motor Control Center |  | MCC | http://www.toronto.ca/TWONTO#LV_electrical_panel
94941 | WTR-PWT-MCC-0101 | Motor Control Center | WTR-PWT-TR-0301 | Transformer, Power, Transformer T3, Secondary | Control Panel,MCC | Motor Control Center |  | MCC | http://www.toronto.ca/TWONTO#LV_electrical_panel
94942 | WTR-PWT-MCC-0201 | Motor Control Center | WTR-PWT-BUS-0201 | Switchgear, Power, Bus T2 | Control Panel,MCC | Motor Control Center |  | MCC | http://www.toronto.ca/TWONTO#LV_electrical_panel
94943 | WTR-PWT-MCC-0201 | Motor Control Center | WTR-PWT-TR-0401 | Transformer, Power, Transformer T4, Secondary | Control Panel,MCC | Motor Control Center |  | MCC | http://www.toronto.ca/TWONTO#LV_electrical_panel
95125 | WTR-RDF-MCC-0001 | Motor Control Center, Dufferin Reservoir, North Valve House | WTR-RDF-ELS | Electrical System | Control Panel,MCC | Motor Control Center |  | MCC | http://www.toronto.ca/TWONTO#LV_electrical_panel
95512 | WTR-RMI-MCC-0101 | Motor Control Center, Water Transmission | WTR-RMI-ELS | Electrical System |  | Motor Control Center |  | MCC | http://www.toronto.ca/TWONTO#LV_electrical_panel
105390 | SWM-PBL-MCC-0001 | Motor Control Centre | SWM-PBL-MISC | Miscellaneous Equipment | Control Panel,MCC | Motor Control Center |  | MCC | http://www.toronto.ca/TWONTO#LV_electrical_panel
105520 | SWM-PIT-MCC-0001 | Motor Control Centre | SWM-PIT | Islington Storm Pumping Station | Control Panel,MCC | Motor Control Center |  | MCC | http://www.toronto.ca/TWONTO#LV_electrical_panel
105521 | SWM-PIT-MCC-0001 | Motor Control Centre | SWM-PIT-MISC | Miscellaneous Equipment | Control Panel,MCC | Motor Control Center |  | MCC | http://www.toronto.ca/TWONTO#LV_electrical_panel
105568 | SWM-PMG-MCC-0001 | Motor Control Centre | SWM-PMG | Martin Grove Storm Pumping Station | Control Panel,MCC | Motor Control Center |  | MCC | http://www.toronto.ca/TWONTO#LV_electrical_panel
105569 | SWM-PMG-MCC-0001 | Motor Control Centre | SWM-PMG-MISC | Miscellaneous Equipment | Control Panel,MCC | Motor Control Center |  | MCC | http://www.toronto.ca/TWONTO#LV_electrical_panel
112693 | TAB-EL1-MCC-6402 | MCC, 600V- T Bldg | TAB-ELS-T BLDG | T Building Indoor Substation | Control Panel,MCC | Motor Control Center |  | MCC | http://www.toronto.ca/TWONTO#LV_electrical_panel
112748 | TAB-EL1-MCC-6921 | MCC,Electrical Room,Ground Floor,Screen Build,P Building | TAB-EL1-PDP-6021 | Panel,Power Distribution,Walk-in Switchgear 600V,Outdoor,P Building Substation | Control Panel,MCC | Motor Control Center |  | MCC | http://www.toronto.ca/TWONTO#LV_electrical_panel
112749 | TAB-EL1-MCC-6922 | MCC,Electrical Room,Ground Floor,Screen Build,P Building | TAB-EL1-PDP-6022 | Panel,Power Distribution,Walk-in Switchgear 600V,Outdoor,P Building Substation | Control Panel,MCC | Motor Control Center |  | MCC | http://www.toronto.ca/TWONTO#LV_electrical_panel
112750 | TAB-EL1-MCC-6925 | MCC,Electrical Rm,Second Floor,Workshop,P Building | TAB-EL1-PDP-6021 | Panel,Power Distribution,Walk-in Switchgear 600V,Outdoor,P Building Substation | Control Panel,MCC | Motor Control Center |  | MCC | http://www.toronto.ca/TWONTO#LV_electrical_panel
112751 | TAB-EL1-MCC-6926 | MCC,Electrical Rm,Second Floor,Workshop,P Building | TAB-EL1-PDP-6022 | Panel,Power Distribution,Walk-in Switchgear 600V,Outdoor,P Building Substation | Control Panel,MCC | Motor Control Center |  | MCC | http://www.toronto.ca/TWONTO#LV_electrical_panel
112752 | TAB-EL1-MCC-6962 | MCC,Mechanical Room,Ground Floor,Screen Build,P Building | TAB-EL1-MCC-6922 | MCC,Electrical Room,Ground Floor,Screen Build,P Building | Control Panel,MCC | Motor Control Center |  | MCC | http://www.toronto.ca/TWONTO#LV_electrical_panel
113522 | TAB-ELS-WA7 | Equipment location, TAB-ELS-WA7, Electrical Equipment, Work Area7 ( Panelboards, MCC ) | TAB-ELS | WA7 Electrical |  | Motor Control Center |  |  | http://www.toronto.ca/TWONTO#collection_of_assets
124858 | THC-ELS-MCC-0302 | Motor Control Center,Tunnel T31,Electrical Room | THC-ELS-PS-0001-TUN | Primary Power Equipment, Building Tunels | Control Panel,MCC | Motor Control Center |  | MCC | http://www.toronto.ca/TWONTO#LV_electrical_panel
124859 | THC-ELS-MCC-0302 | Motor Control Center,Tunnel T31,Electrical Room | THC-GRK-ELS-TUNNEL | Tunnels | Control Panel,MCC | Motor Control Center |  | MCC | http://www.toronto.ca/TWONTO#LV_electrical_panel
124873 | THC-ELS-MCC-1480 | Motor Control Center,Disinfection Building,Compressor Room,Ground Floor | THC-ELS-LVS-1400B | Low Voltage Switchgear,NW Plant Aeration Building,Electrical Room |  | Motor Control Center |  | MCC | http://www.toronto.ca/TWONTO#LV_electrical_panel
124879 | THC-ELS-MCC-1810 | Motor Control Center,Boiler Building,Boiler Room | THC-ELS-LVS-1800 | Low Voltage Switchgear,Administration Building,Control Room |  | Motor Control Center |  | MCC | http://www.toronto.ca/TWONTO#LV_electrical_panel
124880 | THC-ELS-MCC-1830 | Motor Control Center,TWAS Bldg,Electrical Room | THC-ELS-LVS-1800 | Low Voltage Switchgear,Administration Building,Control Room |  | Motor Control Center |  | MCC | http://www.toronto.ca/TWONTO#LV_electrical_panel
124900 | THC-ELS-MCC-2810 | Motor Control Center,Boiler Building,Boiler Room | THC-ELS-LVS-2800 | Low Voltage Switchgear,Administration Building,Control Room |  | Motor Control Center |  | MCC | http://www.toronto.ca/TWONTO#LV_electrical_panel
124901 | THC-ELS-MCC-2830 | Motor Control Center,TWAS Bldg,Electrical Room | THC-ELS-LVS-2800 | Low Voltage Switchgear,Administration Building,Control Room |  | Motor Control Center |  | MCC | http://www.toronto.ca/TWONTO#LV_electrical_panel
124902 | THC-ELS-MCC-2850 | Motor Control Center,TWAS Bldg,Electrical Room | THC-ELS-LVS-2800 | Low Voltage Switchgear,Administration Building,Control Room |  | Motor Control Center |  | MCC | http://www.toronto.ca/TWONTO#LV_electrical_panel
125188 | THC-EPG-MCC-2870 | Motor Control Center,NW Plant Aeration Building,Electrical Room | THC-DIS | Disinfection (Chlorination) Process |  | Motor Control Center |  | MCC | http://www.toronto.ca/TWONTO#LV_electrical_panel
125189 | THC-EPG-MCC-2880 | Motor Control Center,Administration Building | THC-DIS | Disinfection (Chlorination) Process |  | Motor Control Center |  | MCC | http://www.toronto.ca/TWONTO#LV_electrical_panel
140597 | TNT-ELS-MCC-6102 | Control Centre, Motor, Electrical Sub-Station | TNT-ELS-PDP-6002 | 600V Power Distribution Panel | Control Panel,MCC | Motor Control Center |  | MCC | http://www.toronto.ca/TWONTO#LV_electrical_panel
140598 | TNT-ELS-MCC-6103 | Control Centre, Motor, Electrical Sub-Station | TNT-ELS-PDP-6001 | 600V Power Distribution Panel | Control Panel,MCC | Motor Control Center |  | MCC | http://www.toronto.ca/TWONTO#LV_electrical_panel
140599 | TNT-ELS-MCC-6104 | Control Centre, Motor, Electrical Sub-Station | TNT-ELS-PDP-6002 | 600V Power Distribution Panel | Control Panel,MCC | Motor Control Center |  | MCC | http://www.toronto.ca/TWONTO#LV_electrical_panel
143236 | WTR-PAH-MCC-0101 | Motor Control Center | WTR-PAH-TR-0301 | Transformer, Power Dry, BUS 0101, Secondary | Control Panel,MCC | Motor Control Center |  | MCC | http://www.toronto.ca/TWONTO#LV_electrical_panel
143237 | WTR-PAH-MCC-0201 | Motor Control Center | WTR-PAH-BUS-0201 | Switchgear, 52 CS / 43 (L/R) | Control Panel,MCC | Motor Control Center |  | MCC | http://www.toronto.ca/TWONTO#LV_electrical_panel
143535 | WTR-PEL-BUS-0001A | BUS, Secondary, 4160V | WTR-PEL-ELS | Electrical System |  | Motor Control Center |  | BUS | http://www.toronto.ca/TWONTO#MV_electrical_cabinet
143536 | WTR-PEL-BUS-0001B | BUS, Secondary, 4160V | WTR-PEL-ELS | Electrical System |  | Motor Control Center |  | BUS | http://www.toronto.ca/TWONTO#MV_electrical_cabinet
143539 | WTR-PEL-BUS-0201 | BUS, Line 2 | WTR-PEL-TR-0201 | Transformer, Power, Line 2, 27.6 kV/4.16 kV |  | Motor Control Center |  | BUS | http://www.toronto.ca/TWONTO#MV_electrical_cabinet
143796 | WTR-PEL-MCC-0101 | Motor Control Center | WTR-PEL-TR-0301 | Transformer, Power, Transformer T3, Secondary, Line 1 | Control Panel,MCC | Motor Control Center |  | MCC | http://www.toronto.ca/TWONTO#LV_electrical_panel
143797 | WTR-PEL-MCC-0201 | Motor Control Center | WTR-PEL-BUS-0201 | BUS, Line 2 | Control Panel,MCC | Motor Control Center |  | MCC | http://www.toronto.ca/TWONTO#LV_electrical_panel
144454 | WTR-PJS-BUS-0101 | Electrical Bus | WTR-PJS-ELS | Electrical System | Control Panel,MCC | Motor Control Center |  | BUS | http://www.toronto.ca/TWONTO#LV_electrical_panel
144455 | WTR-PJS-BUS-0201 | Electrical Bus | WTR-PJS-ELS | Electrical System | Control Panel,MCC | Motor Control Center |  | BUS | http://www.toronto.ca/TWONTO#LV_electrical_panel
144917 | WTR-PKL-MCC-0001A | Motor Control Center,Keele Pumping Station | WTR-PKL-TR-0301 | Transformer,Power,TR 0301,Secondary Line 1 | Control Panel,MCC | Motor Control Center |  | MCC | http://www.toronto.ca/TWONTO#LV_electrical_panel
144918 | WTR-PKL-MCC-0101 | Motor Control Center, Bus 0101 | WTR-PKL-BUS-0101 | Motor Control Center,Keele Pumping Station | Control Panel | Motor Control Center |  | MCC | http://www.toronto.ca/TWONTO#LV_electrical_panel
145481 | WTR-PMI-MCC-0401 | Motor Control Center, Water Transmission | WTR-PMI-ELS | Electrical System |  | Motor Control Center |  | MCC | http://www.toronto.ca/TWONTO#LV_electrical_panel
145482 | WTR-PMI-MCC-0506 | Motor Control Center, Water Transmission | WTR-PMI-ELS | Electrical System |  | Motor Control Center |  | MCC | http://www.toronto.ca/TWONTO#LV_electrical_panel
145722 | WTR-PPD-MCC-0101 | Motor Control Center | WTR-PPD-TR-0301 | Transformer, Power, Secondary | Control Panel,MCC | Motor Control Center |  | MCC | http://www.toronto.ca/TWONTO#LV_electrical_panel
145723 | WTR-PPD-MCC-0201 | Motor Control Center | WTR-PPD-BUS-0201 | Switchgear, Power, Bus T2 | Control Panel,MCC | Motor Control Center |  | MCC | http://www.toronto.ca/TWONTO#LV_electrical_panel
146343 | WTR-PSC-MCC-0101 | Motor Control Center, Bus 0101 | WTR-PSC-TR-0301 | Transformer, Power, SST1 | Control Panel | Motor Control Center |  | MCC | http://www.toronto.ca/TWONTO#LV_electrical_panel
146609 | WTR-PWT-MCC-0101 | Motor Control Center | WTR-PWT-BUS-0101 | Switchgear, Power, Bus T1 | Control Panel,MCC | Motor Control Center |  | MCC | http://www.toronto.ca/TWONTO#LV_electrical_panel
147057 | WTR-RMI-MCC-0201 | Motor Control Center, Water Transmission | WTR-RMI-ELS | Electrical System |  | Motor Control Center |  | MCC | http://www.toronto.ca/TWONTO#LV_electrical_panel
147197 | WTR-RRH-MCC-0101 | Motor Control Centre, Cascade Chamber | WTR-RRH-CH-0001 | Chamber, Cascade and Fountain | Control Panel,MCC | Motor Control Center |  | MCC | http://www.toronto.ca/TWONTO#LV_electrical_panel

## Motor_Control_Centre_Pivot (hidden)
Row Labels | Count of Valid_Class
http://www.toronto.ca/TWONTO#breaker | 2
http://www.toronto.ca/TWONTO#generator-set | 1
http://www.toronto.ca/TWONTO#LV_electrical_panel | 690
http://www.toronto.ca/TWONTO#surge_suppressor | 2
Grand Total | 695

## Motor_Control_Centre (hidden)
Column1 | Entity_number | Description | Parent | Parent_Description | Category | Class | Suspended | Tag | Valid_Class
3058 | COL-PBG-MCC-0001 | Motor Control Center | COL-PBG-MISC | Miscellaneous Equipment |  | Motor Control Centre |  | MCC | http://www.toronto.ca/TWONTO#LV_electrical_panel
3635 | COL-PEV-MCC-0001 | Motor Control Center | COL-PEV | Ellis Sewage Pumping Station |  | Motor Control Centre |  | MCC | http://www.toronto.ca/TWONTO#LV_electrical_panel
3636 | COL-PEV-MCC-0001 | Motor Control Center | COL-PEV-MISC | Miscellaneous Equipment |  | Motor Control Centre |  | MCC | http://www.toronto.ca/TWONTO#LV_electrical_panel
3673 | COL-PFB-MCC-0001 | Motor Control Center | COL-PFB-MISC | Miscellaneous Equipment |  | Motor Control Centre |  | MCC | http://www.toronto.ca/TWONTO#LV_electrical_panel
4197 | COL-PKG-MCC-0001 | Motor Control Center | COL-PKG | Kingston Rd Pumping Station |  | Motor Control Centre |  | MCC | http://www.toronto.ca/TWONTO#LV_electrical_panel
4198 | COL-PKG-MCC-0001 | Motor Control Center | COL-PKG-MISC | Miscellaneous Equipment |  | Motor Control Centre |  | MCC | http://www.toronto.ca/TWONTO#LV_electrical_panel
5988 | COL-PRR-MCC-0001 | Motor Control Center | COL-PRR | Riverside Sewage Pumping Station |  | Motor Control Centre |  | MCC | http://www.toronto.ca/TWONTO#LV_electrical_panel
6118 | COL-PSD-MCC-0001 | Motor Control Center | COL-PSD-MISC | Miscellaneous Equipment |  | Motor Control Centre |  | MCC | http://www.toronto.ca/TWONTO#LV_electrical_panel
6214 | COL-PSK-MCC-0001 | Motor Control Center | COL-PSK | Skydome Sewage Pumping Station |  | Motor Control Centre |  | MCC | http://www.toronto.ca/TWONTO#LV_electrical_panel
6215 | COL-PSK-MCC-0001 | Motor Control Center | COL-PSK-MISC | Miscellaneous Equipment |  | Motor Control Centre |  | MCC | http://www.toronto.ca/TWONTO#LV_electrical_panel
6345 | COL-PSM-MCC-0001 | Motor Control Center | COL-PSM | Simcoe St Sewage Pumping Station |  | Motor Control Centre |  | MCC | http://www.toronto.ca/TWONTO#LV_electrical_panel
6346 | COL-PSM-MCC-0001 | Motor Control Center | COL-PSM-MISC | Miscellaneous Equipment |  | Motor Control Centre |  | MCC | http://www.toronto.ca/TWONTO#LV_electrical_panel
6417 | COL-PSP-MCC-0001 | Motor Control Center | COL-PSP | Southport Sewage Pumping Station |  | Motor Control Centre |  | MCC | http://www.toronto.ca/TWONTO#LV_electrical_panel
6418 | COL-PSP-MCC-0001 | Motor Control Center | COL-PSP-MISC | Miscellaneous Equipment |  | Motor Control Centre |  | MCC | http://www.toronto.ca/TWONTO#LV_electrical_panel
6488 | COL-PSS-MCC-0001 | Motor Control Center | COL-PSS | Scott Sewage Pumping Station |  | Motor Control Centre |  | MCC | http://www.toronto.ca/TWONTO#LV_electrical_panel
6572 | COL-PST-MCC-0001 | Motor Control Center | COL-PST-MISC | Miscellaneous Equipment |  | Motor Control Centre |  | MCC | http://www.toronto.ca/TWONTO#LV_electrical_panel
6644 | COL-PSU-MCC-0001 | Motor Control Center | COL-PSU | Sunnyside Pumping Station |  | Motor Control Centre |  | MCC | http://www.toronto.ca/TWONTO#LV_electrical_panel
6921 | COL-PVM-MCC-0001 | Motor Control Center | COL-PVM-MISC | Miscellaneous Equipment |  | Motor Control Centre |  | MCC | http://www.toronto.ca/TWONTO#LV_electrical_panel
11829 | FCL-ELS-MCC-001D | Control Panel,MCC,Low Lift Bldg - Electrical Room,600V | FCL_ELS_600V_ELECABS | Electrical Cabinets,600V | Control Panel,MCC | Motor Control Centre |  | MCC | http://www.toronto.ca/TWONTO#LV_electrical_panel
11830 | FCL-ELS-MCC-001G | Control Panel,MCC,Gaseous Chemical Bldg - Electrical Room,600V | FCL_ELS_600V_ELECABS | Electrical Cabinets,600V | Control Panel,MCC | Motor Control Centre |  | MCC | http://www.toronto.ca/TWONTO#LV_electrical_panel
11831 | FCL-ELS-MCC-002D | Control Panel,MCC,Low Lift Bldg - Electrical Room,600V | FCL_ELS_600V_ELECABS | Electrical Cabinets,600V | Control Panel,MCC | Motor Control Centre |  | MCC | http://www.toronto.ca/TWONTO#LV_electrical_panel
11832 | FCL-ELS-MCC-002F | Control Panel,MCC,High Lift Bldg - Electrical Room,600V | FCL_ELS_600V_ELECABS | Electrical Cabinets,600V | Control Panel,MCC | Motor Control Centre |  | MCC | http://www.toronto.ca/TWONTO#LV_electrical_panel
11833 | FCL-ELS-MCC-002G | Control Panel,MCC,Gaseous Chemical Bldg - Electrical Room,600V | FCL_ELS_600V_ELECABS | Electrical Cabinets,600V | Control Panel,MCC | Motor Control Centre |  | MCC | http://www.toronto.ca/TWONTO#LV_electrical_panel
11834 | FCL-ELS-MCC-003F | Control Panel,MCC,High Lift Bldg - Electrical Room,600V | FCL_ELS_600V_ELECABS | Electrical Cabinets,600V | Control Panel,MCC | Motor Control Centre |  | MCC | http://www.toronto.ca/TWONTO#LV_electrical_panel
11835 | FCL-ELS-MCC-004G | Control Panel,MCC,Gaseous Chemical Bldg - Electrical Room,600V | FCL_ELS_600V_ELECABS | Electrical Cabinets,600V | Control Panel,MCC | Motor Control Centre |  | MCC | http://www.toronto.ca/TWONTO#LV_electrical_panel
11836 | FCL-ELS-MCC-0100 | Control Panel,MCC,High Lift Bldg - Switchgear Room,600V | FCL-ELS-PS-0001 | Uninterruptible Power Supply,High Lift Bldg - Switchgear Room,LP-0001 | Control Panel,MCC | Motor Control Centre |  | MCC | http://www.toronto.ca/TWONTO#LV_electrical_panel
11837 | FCL-ELS-MCC-01CF | Control Panel,MCC,Centrifuge Bldg - Electrical Room,600V | FCL_ELS_600V_ELECABS | Electrical Cabinets,600V | Control Panel,MCC | Motor Control Centre |  | MCC | http://www.toronto.ca/TWONTO#LV_electrical_panel
11838 | FCL-ELS-MCC-01CL | Control Panel,MCC,Clarification - Electrical Room,600V | FCL_ELS_600V_ELECABS | Electrical Cabinets,600V | Control Panel,MCC | Motor Control Centre |  | MCC | http://www.toronto.ca/TWONTO#LV_electrical_panel
11839 | FCL-ELS-MCC-0200 | Control Panel,MCC,High Lift Bldg - Switchgear Room,600V | FCL-ELS-PS-0001 | Uninterruptible Power Supply,High Lift Bldg - Switchgear Room,LP-0001 | Control Panel,MCC | Motor Control Centre |  | MCC | http://www.toronto.ca/TWONTO#LV_electrical_panel
11840 | FCL-ELS-MCC-02CF | Control Panel,MCC,Centrifuge Bldg - Electrical Room,600V | FCL_ELS_600V_ELECABS | Electrical Cabinets,600V | Control Panel,MCC | Motor Control Centre |  | MCC | http://www.toronto.ca/TWONTO#LV_electrical_panel
11841 | FCL-ELS-MCC-02CL | Control Panel,MCC,Clarification - Electrical Room,600V | FCL-ELS-PS-0001 | Uninterruptible Power Supply,High Lift Bldg - Switchgear Room,LP-0001 | Control Panel,MCC | Motor Control Centre |  | MCC | http://www.toronto.ca/TWONTO#LV_electrical_panel
11842 | FCL-ELS-MCC-0300 | Control Panel,MCC,High Lift Bldg - Switchgear Room,600V | FCL-ELS-PS-0001 | Uninterruptible Power Supply,High Lift Bldg - Switchgear Room,LP-0001 | Control Panel,MCC | Motor Control Centre |  | MCC | http://www.toronto.ca/TWONTO#LV_electrical_panel
11843 | FCL-ELS-MCC-0400 | Control Panel,MCC,Low Lift Bldg - Electrical Room,600V | FCL_ELS_600V_ELECABS | Electrical Cabinets,600V | Control Panel,MCC | Motor Control Centre |  | MCC | http://www.toronto.ca/TWONTO#LV_electrical_panel
11844 | FCL-ELS-MCC-0500 | Control Panel,MCC,Low Lift Bldg - Electrical Room,600V | FCL_ELS_600V_ELECABS | Electrical Cabinets,600V | Control Panel,MCC | Motor Control Centre |  | MCC | http://www.toronto.ca/TWONTO#LV_electrical_panel
14601 | COL-PBG-MCC-0001 | Motor Control Center | COL-PBG | Brule Gardens Sewage Pumping Station |  | Motor Control Centre |  | MCC | http://www.toronto.ca/TWONTO#LV_electrical_panel
15130 | COL-PBR-MCC-0001 | Motor Control Centre | COL-PBR | Berry Road Sewage Pumping Station |  | Motor Control Centre |  | MCC | http://www.toronto.ca/TWONTO#LV_electrical_panel
15131 | COL-PBR-MCC-0001 | Motor Control Centre | COL-PBR-MISC | Miscellaneous Equipment |  | Motor Control Centre |  | MCC | http://www.toronto.ca/TWONTO#LV_electrical_panel
15928 | FHA-ELS-MCC-0200A | MCC, 2000A, 600V, 3PH, RMF, Ground Level, Electrical Room #1 | FHA-ELS-PRIMARY | Primary Electrical System | Switchgear | Motor Control Centre |  | MCC | http://www.toronto.ca/TWONTO#LV_electrical_panel
15929 | FHA-ELS-MCC-0200B | MCC, 2000A, 600V, 3PH, RMF, Ground Level, Electrical Room #1 | FHA-ELS-PRIMARY | Primary Electrical System | Switchgear | Motor Control Centre |  | MCC | http://www.toronto.ca/TWONTO#LV_electrical_panel
15930 | FHA-ELS-MCC-0300A | Service Board | FHA-ELS-PRIMARY | Primary Electrical System | Switchgear | Motor Control Centre |  | MCC | http://www.toronto.ca/TWONTO#LV_electrical_panel
15931 | FHA-ELS-MCC-0300B | Service Board | FHA-ELS-PRIMARY | Primary Electrical System | Switchgear | Motor Control Centre |  | MCC | http://www.toronto.ca/TWONTO#LV_electrical_panel
15932 | FHA-ELS-MCC-0400A | MCC, 2000A, 600V, 3PH, ,Service Building, RMF, Ground Level, Electrical Room #1 | FHA-ELS-PRIMARY | Primary Electrical System | Control Panel,MCC | Motor Control Centre |  | MCC | http://www.toronto.ca/TWONTO#LV_electrical_panel
15933 | FHA-ELS-MCC-0400B | MCC, 2000A, 600V, 3PH, Service Building,RMF, Ground Level, Electrical Room #1 | FHA-ELS-PRIMARY | Primary Electrical System | Control Panel,MCC | Motor Control Centre |  | MCC | http://www.toronto.ca/TWONTO#LV_electrical_panel
15934 | FHA-ELS-MCC-0600B | FHA-ELS-MCC-0006B - MCC 6B, 600V, RMF | FHA-ELS-PRIMARY | Primary Electrical System | Switchgear | Motor Control Centre |  | MCC | http://www.toronto.ca/TWONTO#LV_electrical_panel
15940 | FHA-ELS-PDP-0300A | Power Distribution Panel, 600V, 2000A, 3 PH, Pump Building Basement, Switchgear Room | FHA-ELS-PRIMARY | Primary Electrical System | Switchgear | Motor Control Centre |  | PDP | http://www.toronto.ca/TWONTO#LV_electrical_panel
15941 | FHA-ELS-PDP-0300B | Power Distribution Panel, 600V, 2000A, 3 PH. Pump Building Basement, Switchgear Room | FHA-ELS-PRIMARY | Primary Electrical System | Switchgear | Motor Control Centre |  | PDP | http://www.toronto.ca/TWONTO#LV_electrical_panel
15942 | FHA-ELS-PDP-0400B-SU | Circuit Breaker, Feed to PDP-0400B | FHA-ELS-PRIMARY | Primary Electrical System | Switchgear | Motor Control Centre | 32844 | PDP | http://www.toronto.ca/TWONTO#breaker
15970 | FHA-ELS-TB-0401 | Circuit Breaker, Tie, MCC-0401A & 0401B, RMF, Electrical Room 2 | FHA-ELS-PRIMARY | Primary Electrical System | Switchgear | Motor Control Centre |  | TB | http://www.toronto.ca/TWONTO#breaker
20041 | COL-PHP-MCC-0001 | Motor Control Center | COL-PHP | High Park Sewage Pumping Station |  | Motor Control Centre |  | MCC | http://www.toronto.ca/TWONTO#LV_electrical_panel
20042 | COL-PHP-MCC-0001 | Motor Control Center | COL-PHP-MISC | Miscellaneous Equipment |  | Motor Control Centre |  | MCC | http://www.toronto.ca/TWONTO#LV_electrical_panel
21328 | FHO-ELS-DP-0313-SUS | Distribution Panel from MCC-0313 | FHO-ELS-PS-0001 | Primary Power Equipment | Control Panel,Power Distribution Panel | Motor Control Centre | 37596 | DP | http://www.toronto.ca/TWONTO#LV_electrical_panel
21329 | FHO-ELS-DP-0313-SUS | Distribution Panel from MCC-0313 | FHO-SUSPENDED | Suspended Entity List | Control Panel,Power Distribution Panel | Motor Control Centre | 37596 | DP | http://www.toronto.ca/TWONTO#LV_electrical_panel
21330 | FHO-ELS-DP-0314-SUS | Distribution Panel from MCC-0314 | FHO-ELS-PS-0001 | Primary Power Equipment | Control Panel,Power Distribution Panel | Motor Control Centre | 37597 | DP | http://www.toronto.ca/TWONTO#LV_electrical_panel
21331 | FHO-ELS-DP-0314-SUS | Distribution Panel from MCC-0314 | FHO-SUSPENDED | Suspended Entity List | Control Panel,Power Distribution Panel | Motor Control Centre | 37597 | DP | http://www.toronto.ca/TWONTO#LV_electrical_panel
21793 | FHO-ELS-MCC-0510 | Motor Control Centre, Filter Building 1-8., S2, Electrical Room | FHO-ELS-PS-0001 | Primary Power Equipment | Control Panel,MCC | Motor Control Centre |  | MCC | http://www.toronto.ca/TWONTO#LV_electrical_panel
21794 | FHO-ELS-MCC-0610 | Motor Control Centre, Filter Building 1-8., S2, Electrical Room | FHO-ELS-PS-0001 | Primary Power Equipment | Control Panel,MCC | Motor Control Centre |  | MCC | http://www.toronto.ca/TWONTO#LV_electrical_panel
21795 | FHO-ELS-MCC-0710 | Motor Control Centre, Admin Building, S4, Main Electrical Room | FHO-ELS-INQ | Power Management | Control Panel,MCC | Motor Control Centre |  | MCC | http://www.toronto.ca/TWONTO#LV_electrical_panel
21796 | FHO-ELS-MCC-0710 | Motor Control Centre, Admin Building, S4, Main Electrical Room | FHO-ELS-PS-0001 | Primary Power Equipment | Control Panel,MCC | Motor Control Centre |  | MCC | http://www.toronto.ca/TWONTO#LV_electrical_panel
21797 | FHO-ELS-MCC-0731 | Motor Control Centre, Emergency Load, Surge Building | FHO-ELS-PS-0001 | Primary Power Equipment | Control Panel,MCC | Motor Control Centre |  | MCC | http://www.toronto.ca/TWONTO#LV_electrical_panel
21798 | FHO-ELS-MCC-0810 | Motor Control Centre, Admin Building, S4, Main Electrical Room | FHO-ELS-INQ | Power Management | Control Panel,MCC | Motor Control Centre |  | MCC | http://www.toronto.ca/TWONTO#LV_electrical_panel
21799 | FHO-ELS-MCC-0820 | Motor Control Centre, Admin Building, S4, Main Electrical Room | FHO-ELS-INQ | Power Management | Control Panel,MCC | Motor Control Centre |  | MCC | http://www.toronto.ca/TWONTO#LV_electrical_panel
21800 | FHO-ELS-MCC-0910 | Motor Control Centre, Raw Water PS, S7, Electrical Room | FHO-ELS-INQ | Power Management | Control Panel,MCC | Motor Control Centre |  | MCC | http://www.toronto.ca/TWONTO#LV_electrical_panel
21801 | FHO-ELS-MCC-0920 | Motor Control Centre, Admin Building, S4, Main Electrical Room | FHO-ELS-PS-0001 | Primary Power Equipment | Control Panel,MCC | Motor Control Centre |  | MCC | http://www.toronto.ca/TWONTO#LV_electrical_panel
21802 | FHO-ELS-MCC-0930 | Motor Control Centre, Emergency Load, Clarifier Building, S2, Main Foyer | FHO-ELS-PS-0001 | Primary Power Equipment | Control Panel,MCC | Motor Control Centre |  | MCC | http://www.toronto.ca/TWONTO#LV_electrical_panel
21803 | FHO-ELS-MCC-1010 | Motor Control Centre, Raw Water PS, S7, Electrical Room | FHO-ELS-PS-0001 | Primary Power Equipment | Control Panel,MCC | Motor Control Centre |  | MCC | http://www.toronto.ca/TWONTO#LV_electrical_panel
21804 | FHO-ELS-MCC-1020 | Motor Control Centre, Cadmin Building, S4, Main Electrical Room | FHO-ELS-INQ | Power Management | Control Panel,MCC | Motor Control Centre |  | MCC | http://www.toronto.ca/TWONTO#LV_electrical_panel
21805 | FHO-ELS-MCC-1020 | Motor Control Centre, Cadmin Building, S4, Main Electrical Room | FHO-ELS-PS-0001 | Primary Power Equipment | Control Panel,MCC | Motor Control Centre |  | MCC | http://www.toronto.ca/TWONTO#LV_electrical_panel
21806 | FHO-ELS-MCC-1030 | Motor Control Centre, Emergency Load, Clarifier Building, S2, Main Foyer | FHO-ELS-INQ | Power Management | Control Panel,MCC | Motor Control Centre |  | MCC | http://www.toronto.ca/TWONTO#LV_electrical_panel
21807 | FHO-ELS-MCC-1110 | Motor Control Centre, (MCC-1101A), Ozone Building MCC Room | FHO-ELS-PS-0001 | Primary Power Equipment | Control Panel,MCC | Motor Control Centre |  | MCC | http://www.toronto.ca/TWONTO#LV_electrical_panel
21808 | FHO-ELS-MCC-1220 | Motor Control Centre, MCC-1201B), Ozone Building MCC Room | FHO-ELS-PS-0001 | Primary Power Equipment | Control Panel,MCC | Motor Control Centre |  | MCC | http://www.toronto.ca/TWONTO#LV_electrical_panel
21868 | COL-PKP-MCC-0001 | Motor Control Center | COL-PKP | Kennedy Park Sewage Pumping Station |  | Motor Control Centre |  | MCC | http://www.toronto.ca/TWONTO#LV_electrical_panel
21869 | COL-PKP-MCC-0001 | Motor Control Center | COL-PKP-MISC | Miscellaneous Equipment |  | Motor Control Centre |  | MCC | http://www.toronto.ca/TWONTO#LV_electrical_panel
24488 | COL-PMD-MCC-0001 | Motor Control Center | COL-PMD | Midland Pumping Station |  | Motor Control Centre |  | MCC | http://www.toronto.ca/TWONTO#LV_electrical_panel
24489 | COL-PMD-MCC-0001 | Motor Control Center | COL-PMD-MISC | Miscellaneous Equipment |  | Motor Control Centre |  | MCC | http://www.toronto.ca/TWONTO#LV_electrical_panel
27153 | COL-PRR-MCC-0001 | Motor Control Center | COL-PRR-MISC | Miscellaneous Equipment |  | Motor Control Centre |  | MCC | http://www.toronto.ca/TWONTO#LV_electrical_panel
27410 | COL-PSD-MCC-0001 | Motor Control Center | COL-PSD | Spadina Sewage Pumping Station |  | Motor Control Centre |  | MCC | http://www.toronto.ca/TWONTO#LV_electrical_panel
27658 | FIS-ELS-MCC-0003-SUS | Motor Control Centre # 3 | FIS-ELS | System, Electrical Distribution System | Switchgear,Indoor | Motor Control Centre | 38217 | MCC | http://www.toronto.ca/TWONTO#LV_electrical_panel
27659 | FIS-ELS-MCC-0003-SUS | Motor Control Centre # 3 | FIS-SUSPENDED | Obsolete Entities/Processes | Switchgear,Indoor | Motor Control Centre | 38217 | MCC | http://www.toronto.ca/TWONTO#LV_electrical_panel
27660 | FIS-ELS-MCC-0100 | MCC,600 V,Workshop Building,Mezzanine,East | FIS-ELS-CAB-0601 | ELS Cabinet,600 V Workshop Building,Mezzanine,MCC Cabinet | Control Panel,MCC | Motor Control Centre |  | MCC | http://www.toronto.ca/TWONTO#LV_electrical_panel
27661 | FIS-ELS-MCC-0100 | MCC,600 V,Workshop Building,Mezzanine,East | FIS-ELS-TR-1101 | Transformer,Lighting,Workshop Building,Mezzanine,North-West,9KVA / 600V / 208V / 3ph Transformer | Control Panel,MCC | Motor Control Centre |  | MCC | http://www.toronto.ca/TWONTO#LV_electrical_panel
27662 | FIS-ELS-MCC-0200 | MCC,600 V,Workshop Building,Mezzanine,West | FIS-ELS | System, Electrical Distribution System | Control Panel,MCC | Motor Control Centre |  | MCC | http://www.toronto.ca/TWONTO#LV_electrical_panel
27663 | FIS-ELS-MCC-0200 | MCC,600 V,Workshop Building,Mezzanine,West | FIS-ELS-CAB-0601 | ELS Cabinet,600 V Workshop Building,Mezzanine,MCC Cabinet | Control Panel,MCC | Motor Control Centre |  | MCC | http://www.toronto.ca/TWONTO#LV_electrical_panel
27664 | FIS-ELS-MCC-0300 | MCC,600 V,Raw Water Pumping Station,Upper Level,East | FIS-ELS-CAB-0602 | ELS Cabinet,600 V,Raw Water Pumping Station, MCC Cabinet | Control Panel,MCC | Motor Control Centre |  | MCC | http://www.toronto.ca/TWONTO#LV_electrical_panel
27665 | FIS-ELS-MCC-0400 | MCC,600 V,Raw Water Pumping Station,Upper Level,West | FIS-ELS | System, Electrical Distribution System | Control Panel,MCC | Motor Control Centre |  | MCC | http://www.toronto.ca/TWONTO#LV_electrical_panel
27666 | FIS-ELS-MCC-0400 | MCC,600 V,Raw Water Pumping Station,Upper Level,West | FIS-ELS-CAB-0602 | ELS Cabinet,600 V,Raw Water Pumping Station, MCC Cabinet | Control Panel,MCC | Motor Control Centre |  | MCC | http://www.toronto.ca/TWONTO#LV_electrical_panel
27667 | FIS-ELS-MCC-0500 | MCC,600 V,Filter Building,Mezzanine,East | FIS-ELS-CAB-0603 | ELS Cabinet,600 V,Filter Building,Mezzanine,North MCC Cabinet | Control Panel,MCC | Motor Control Centre |  | MCC | http://www.toronto.ca/TWONTO#LV_electrical_panel
27668 | FIS-ELS-MCC-0600 | MCC,600 V,Filter Building,Mezzanine,West | FIS-ELS-TR-0600 | Transformer,Power,Dry,4.16 kV / 600V,Filter Building,Mezzanine,West,Transformer,FIS-ELS-MCC-0600 | Control Panel,MCC | Motor Control Centre |  | MCC | http://www.toronto.ca/TWONTO#LV_electrical_panel
29508 | COL-PSS-MCC-0001 | Motor Control Center | COL-PSS-MISC | Miscellaneous Equipment |  | Motor Control Centre |  | MCC | http://www.toronto.ca/TWONTO#LV_electrical_panel
29642 | FIS-TRW-MCC-0100-SUS | Motor Control Centre | FIS-SUSPENDED | Obsolete Entities/Processes | Switchgear,Indoor | Motor Control Centre | 38434 | MCC | http://www.toronto.ca/TWONTO#LV_electrical_panel
29643 | FIS-TRW-MCC-0100-SUS | Motor Control Centre | FIS-TRW | Treated Water Production | Switchgear,Indoor | Motor Control Centre | 38434 | MCC | http://www.toronto.ca/TWONTO#LV_electrical_panel
29644 | FIS-TRW-MCC-0200-SUS | Motor Control Centre | FIS-TRW | Treated Water Production | Switchgear,Indoor | Motor Control Centre | 38435 | MCC | http://www.toronto.ca/TWONTO#LV_electrical_panel
29645 | FIS-TRW-MCC-0300-SUS | Motor Control Centre | FIS-SUSPENDED | Obsolete Entities/Processes | Switchgear,Indoor | Motor Control Centre | 38436 | MCC | http://www.toronto.ca/TWONTO#LV_electrical_panel
29646 | FIS-TRW-MCC-0300-SUS | Motor Control Centre | FIS-TRW | Treated Water Production | Switchgear,Indoor | Motor Control Centre | 38436 | MCC | http://www.toronto.ca/TWONTO#LV_electrical_panel
29647 | FIS-TRW-MCC-0400-SUS | Motor Control Centre | FIS-SUSPENDED | Obsolete Entities/Processes | Switchgear,Indoor | Motor Control Centre | 38437 | MCC | http://www.toronto.ca/TWONTO#LV_electrical_panel
29648 | FIS-TRW-MCC-0500-SUS | Motor Control Centre | FIS-TRW | Treated Water Production | Switchgear,Indoor | Motor Control Centre | 38438 | MCC | http://www.toronto.ca/TWONTO#LV_electrical_panel
29649 | FIS-TRW-MCC-0600-SUS | Motor Control Centre | FIS-TRW | Treated Water Production | Switchgear,Indoor | Motor Control Centre | 38439 | MCC | http://www.toronto.ca/TWONTO#LV_electrical_panel
30067 | COL-PST-MCC-0001 | Motor Control Center | COL-PST | Strachan Pumping Station |  | Motor Control Centre |  | MCC | http://www.toronto.ca/TWONTO#LV_electrical_panel
31256 | COL-PSU-MCC-0001 | Motor Control Center | COL-PSU-MISC | Miscellaneous Equipment |  | Motor Control Centre |  | MCC | http://www.toronto.ca/TWONTO#LV_electrical_panel
33260 | COL-PVM-MCC-0001 | Motor Control Center | COL-PVM | Valleymede Sewage Pumping Station |  | Motor Control Centre |  | MCC | http://www.toronto.ca/TWONTO#LV_electrical_panel
33478 | MCC27-A | Motor Control Center, Building B | THC-ELS-PS-0001-B | Primary Power Equipment, Building B | Control Panel,MCC | Motor Control Centre | 32183 |  | http://www.toronto.ca/TWONTO#LV_electrical_panel
33538 | COL-PWC-MCC-0001 | Motor Control Center | COL-PWC | Wirral Court Sewage Pumping Station |  | Motor Control Centre |  | MCC | http://www.toronto.ca/TWONTO#LV_electrical_panel
33539 | COL-PWC-MCC-0001 | Motor Control Center | COL-PWC-MISC | Miscellaneous Equipment |  | Motor Control Centre |  | MCC | http://www.toronto.ca/TWONTO#LV_electrical_panel
38153 | SWM-PET-MCC-0001 | Motor Control Center | SWM-PET | Eglinton - Bellamy Storm Pumping Station |  | Motor Control Centre |  | MCC | http://www.toronto.ca/TWONTO#LV_electrical_panel
38154 | SWM-PET-MCC-0001 | Motor Control Center | SWM-PET-MISC | Miscellaneous Equipment |  | Motor Control Centre |  | MCC | http://www.toronto.ca/TWONTO#LV_electrical_panel
38419 | SWM-PWD-MCC-0001 | Motor Control Center | SWM-PWD | Warden Storm |  | Motor Control Centre |  | MCC | http://www.toronto.ca/TWONTO#LV_electrical_panel
38463 | SWM-PWI-MCC-0100 | Motor Control Center, Power Distribution for Station, MCC-0100 | SWM-PWI | Wilson Storm Pumping Station |  | Motor Control Centre |  | MCC | http://www.toronto.ca/TWONTO#LV_electrical_panel
42709 | TAB-CHL-MCC-2001 | Motor Control Centre, Chlorination Building | TAB-ELS-WA8 | Electrical Equipment, Work Area 8, ( Panel Boards, MCC ) |  | Motor Control Centre |  | MCC | http://www.toronto.ca/TWONTO#LV_electrical_panel
47296 | TAB-EL1-MCC-2701 | Motor Control Centre 208V - M Bldg | TAB-EL1-MCC-6013 | Motor Control Centre 600V - M Bldg |  | Motor Control Centre |  | MCC | http://www.toronto.ca/TWONTO#LV_electrical_panel
47297 | TAB-EL1-MCC-2702 | Motor Control Centre 208V - M Bldg | TAB-EL1-MCC-6014 | Motor Control Centre 600V - M Bldg |  | Motor Control Centre |  | MCC | http://www.toronto.ca/TWONTO#LV_electrical_panel
47298 | TAB-EL1-MCC-6005 | Motor Control Centre 600V - Blower Bldg | TAB-STR-ELQ | Blower Building - Power Distribution & Electrical Equipment | Switchgear,Indoor | Motor Control Centre |  | MCC | http://www.toronto.ca/TWONTO#LV_electrical_panel
47299 | TAB-EL1-MCC-6006 | Motor Control Centre 600V - Blower Bldg | TAB-EL1-TR-5213 | Transformer,Blower Bldg, 4160/600V, NS-ST2 | Switchgear,Indoor | Motor Control Centre |  | MCC | http://www.toronto.ca/TWONTO#LV_electrical_panel
47300 | TAB-EL1-MCC-6006 | Motor Control Centre 600V - Blower Bldg | TAB-STR-ELQ | Blower Building - Power Distribution & Electrical Equipment | Switchgear,Indoor | Motor Control Centre |  | MCC | http://www.toronto.ca/TWONTO#LV_electrical_panel
47301 | TAB-EL1-MCC-6007 | MCC, Plant Services, North Substation -T Bldg., MCC 6007 | TAB-EL1-TR-5651 | Transformer, Step Down,4160/600V, T Bldg NS-T-ST1 | Control Panel,MCC | Motor Control Centre |  | MCC | http://www.toronto.ca/TWONTO#LV_electrical_panel
47302 | TAB-EL1-MCC-6013 | Motor Control Centre 600V - M Bldg | TAB-EL1-TR-5548 | Transformer, Step Down, 4160/600V, M Bldg,NS-M-ST1 | Control Panel,MCC | Motor Control Centre |  | MCC | http://www.toronto.ca/TWONTO#LV_electrical_panel
47303 | TAB-EL1-MCC-6123 | Motor Control Cenrer, 600V | TAB-AER-ELQ | Aeration - Electrical Equipment | Switchgear,Indoor | Motor Control Centre |  | MCC | http://www.toronto.ca/TWONTO#LV_electrical_panel
47304 | TAB-EL1-MCC-6123 | Motor Control Cenrer, 600V | TAB-EL1-PDP-6001 | Power Distribution Panel, 600V, Aeration Outdoor Sub. | Switchgear,Indoor | Motor Control Centre |  | MCC | http://www.toronto.ca/TWONTO#LV_electrical_panel
47305 | TAB-EL1-MCC-6124 | Switchgear, 600V MCC AT3 | TAB-STR-ELQ | Blower Building - Power Distribution & Electrical Equipment | Switchgear,Indoor | Motor Control Centre |  | MCC | http://www.toronto.ca/TWONTO#LV_electrical_panel
47306 | TAB-EL1-MCC-6125 | Motor Control Centre, 600V | TAB-AER-ELQ | Aeration - Electrical Equipment | Switchgear,Indoor | Motor Control Centre |  | MCC | http://www.toronto.ca/TWONTO#LV_electrical_panel
47307 | TAB-EL1-MCC-6126 | Motor Control Centre, 600V | TAB-AER-ELQ | Aeration - Electrical Equipment | Switchgear,Indoor | Motor Control Centre |  | MCC | http://www.toronto.ca/TWONTO#LV_electrical_panel
47308 | TAB-EL1-MCC-6126E | MCC, Standby Power. East Control Building | TAB-EL1-MCC-6126 | Motor Control Centre, 600V |  | Motor Control Centre | 34607 | MCC | http://www.toronto.ca/TWONTO#LV_electrical_panel
47309 | TAB-EL1-MCC-6146 | MCC, Aeration Tank 2, East Control Building, 600V | TAB-AER-ELQ | Aeration - Electrical Equipment | Switchgear,Indoor | Motor Control Centre |  | MCC | http://www.toronto.ca/TWONTO#LV_electrical_panel
47310 | TAB-EL1-MCC-6161 | Motor Control Centre, 600V, Ferrous Area | TAB-PRS-ELQ | Electrical Equipment | Control Panel,MCC | Motor Control Centre |  | MCC | http://www.toronto.ca/TWONTO#LV_electrical_panel
47311 | TAB-EL1-MCC-6164 | Motor Control Centre, 600V, West Quad House | TAB-AER-OZ-ELQ | Electrical Equipment Location, Aeration West Quad House | Control Panel,MCC | Motor Control Centre |  | MCC | http://www.toronto.ca/TWONTO#LV_electrical_panel
47312 | TAB-EL1-MCC-6225 | Motor Control Centre 600V - D Bldg | TAB-EL1-MCC | Motor Control Center- North Substation | Control Panel,MCC | Motor Control Centre |  | MCC | http://www.toronto.ca/TWONTO#LV_electrical_panel
47313 | TAB-EL1-MCC-6225 | Motor Control Centre 600V - D Bldg | TAB-PLT-ELQ-D | D Building - Electrical Equipment | Control Panel,MCC | Motor Control Centre |  | MCC | http://www.toronto.ca/TWONTO#LV_electrical_panel
47314 | TAB-EL1-MCC-6226 | Motor Control Centre 600V - D Bldg | TAB-EL1-MCC | Motor Control Center- North Substation | Control Panel,MCC | Motor Control Centre |  | MCC | http://www.toronto.ca/TWONTO#LV_electrical_panel
47356 | TAB-EL1-MCC-6226 | Motor Control Centre 600V - D Bldg | TAB-EL1-PDP-6004 | Switchgear, 600V, D Building Outdoor Sub. | Control Panel,MCC | Motor Control Centre |  | MCC | http://www.toronto.ca/TWONTO#LV_electrical_panel
47357 | TAB-EL1-MCC-6226 | Motor Control Centre 600V - D Bldg | TAB-PLT-ELQ-D | D Building - Electrical Equipment | Control Panel,MCC | Motor Control Centre |  | MCC | http://www.toronto.ca/TWONTO#LV_electrical_panel
47358 | TAB-EL1-MCC-6228 | Motor Control Centre 600V - D Bldg | TAB-EL1-MCC | Motor Control Center- North Substation | Control Panel,MCC | Motor Control Centre |  | MCC | http://www.toronto.ca/TWONTO#LV_electrical_panel
47359 | TAB-EL1-MCC-6321 | Motor Control Centre 600V - Blower Bldg | TAB-EL1-MCC-6005 | Motor Control Centre 600V - Blower Bldg | Switchgear,Indoor | Motor Control Centre |  | MCC | http://www.toronto.ca/TWONTO#LV_electrical_panel
47360 | TAB-EL1-MCC-6322 | Motor Control Centre 600V - Blower Bldg | TAB-EL1-MCC-6006 | Motor Control Centre 600V - Blower Bldg | Switchgear,Indoor | Motor Control Centre |  | MCC | http://www.toronto.ca/TWONTO#LV_electrical_panel
47361 | TAB-EL1-MCC-6351 | Motor Control Centre 600V - Blower Bldg | TAB-STR-ELQ | Blower Building - Power Distribution & Electrical Equipment | Switchgear,Indoor | Motor Control Centre |  | MCC | http://www.toronto.ca/TWONTO#LV_electrical_panel
47362 | TAB-EL1-MCC-6536 | Motor Control Centre, Z Bldg | TAB-EL1-PDP-6009 | Power Distribution Panel, 600V, Z Building Outdoor Substation | Control Panel,MCC | Motor Control Centre |  | MCC | http://www.toronto.ca/TWONTO#LV_electrical_panel
47363 | TAB-EL1-MCC-6541 | Motor Control Centre, Z Bldg | TAB-EL1-PDP-6009 | Power Distribution Panel, 600V, Z Building Outdoor Substation | Control Panel,MCC | Motor Control Centre |  | MCC | http://www.toronto.ca/TWONTO#LV_electrical_panel
47364 | TAB-EL1-MCC-6545 | Motor Control Centre, Z Bldg | TAB-EL1-MCC | Motor Control Center- North Substation | Control Panel,MCC | Motor Control Centre |  | MCC | http://www.toronto.ca/TWONTO#LV_electrical_panel
47365 | TAB-EL1-MCC-6545 | Motor Control Centre, Z Bldg | TAB-ELS-WA6 | Panel Boards, MCC, WA6 | Control Panel,MCC | Motor Control Centre |  | MCC | http://www.toronto.ca/TWONTO#LV_electrical_panel
47366 | TAB-EL1-MCC-6546 | Motor Control Centre, Z Bldg | TAB-EL1-MCC | Motor Control Center- North Substation | Control Panel,MCC | Motor Control Centre |  | MCC | http://www.toronto.ca/TWONTO#LV_electrical_panel
47367 | TAB-EL1-MCC-6546 | Motor Control Centre, Z Bldg | TAB-EL1-PDP-6008 | Power Distribution Panel, 600V, Z Building Outdoor Substation | Control Panel,MCC | Motor Control Centre |  | MCC | http://www.toronto.ca/TWONTO#LV_electrical_panel
47368 | TAB-EL1-MCC-6546 | Motor Control Centre, Z Bldg | TAB-ELS-WA6 | Panel Boards, MCC, WA6 | Control Panel,MCC | Motor Control Centre |  | MCC | http://www.toronto.ca/TWONTO#LV_electrical_panel
47369 | TAB-EL1-MCC-6547 | Motor Control Centre, Z Bldg | TAB-EL1-PDP-6009 | Power Distribution Panel, 600V, Z Building Outdoor Substation | Control Panel,MCC | Motor Control Centre |  | MCC | http://www.toronto.ca/TWONTO#LV_electrical_panel
47370 | TAB-EL1-MCC-6547 | Motor Control Centre, Z Bldg | TAB-ELS-WA6 | Panel Boards, MCC, WA6 | Control Panel,MCC | Motor Control Centre |  | MCC | http://www.toronto.ca/TWONTO#LV_electrical_panel
47371 | TAB-EL1-MCC-6548 | Motor Control Centre ,Z- Bldg | TAB-EL1-MCC | Motor Control Center- North Substation | Control Panel,MCC | Motor Control Centre |  | MCC | http://www.toronto.ca/TWONTO#LV_electrical_panel
47372 | TAB-EL1-MCC-6548 | Motor Control Centre ,Z- Bldg | TAB-ELS-WA6 | Panel Boards, MCC, WA6 | Control Panel,MCC | Motor Control Centre |  | MCC | http://www.toronto.ca/TWONTO#LV_electrical_panel
47373 | TAB-EL1-MCC-6549 | Motor Control Centre ,Z- Bldg | TAB-EL1-MCC | Motor Control Center- North Substation | Control Panel,MCC | Motor Control Centre |  | MCC | http://www.toronto.ca/TWONTO#LV_electrical_panel
47374 | TAB-EL1-MCC-6565 | Motor Control Centre, ,Z Bldg Gr.Flr.West Side of Machine Shop | TAB-ELS-WA7 | Equipment location, TAB-ELS-WA7, Electrical Equipment, Work Area7 ( Panelboards, MCC ) | Control Panel,MCC | Motor Control Centre |  | MCC | http://www.toronto.ca/TWONTO#LV_electrical_panel
47375 | TAB-EL1-MCC-6571 | Motor Control Centre, Z Bldg | TAB-EL1-MCC-6536 | Motor Control Centre, Z Bldg | Control Panel,MCC | Motor Control Centre |  | MCC | http://www.toronto.ca/TWONTO#LV_electrical_panel
47376 | TAB-EL1-MCC-6573 | Motor Control Centre, Z Bldg | TAB-EL1-MCC-6536 | Motor Control Centre, Z Bldg | Control Panel,MCC | Motor Control Centre |  | MCC | http://www.toronto.ca/TWONTO#LV_electrical_panel
47377 | TAB-EL1-MCC-6574 | Motor Control Centre, Z Bldg | TAB-EL1-MCC-6536 | Motor Control Centre, Z Bldg | Control Panel,MCC | Motor Control Centre |  | MCC | http://www.toronto.ca/TWONTO#LV_electrical_panel
47378 | TAB-EL1-MCC-6591 | Motor Control Centre ,Z- Bldg | TAB-EL1-MCC | Motor Control Center- North Substation | Control Panel,MCC | Motor Control Centre | 34434 | MCC | http://www.toronto.ca/TWONTO#LV_electrical_panel
47379 | TAB-EL1-MCC-6592 | Motor Control Centre ,Z- Bldg | TAB-ELS-WA6 | Panel Boards, MCC, WA6 | Control Panel,MCC | Motor Control Centre | 34435 | MCC | http://www.toronto.ca/TWONTO#LV_electrical_panel
47380 | TAB-EL1-MCC-6592 | Motor Control Centre ,Z- Bldg | TAB-SUSPENDED ENTITY | Suspended entities | Control Panel,MCC | Motor Control Centre | 34435 | MCC | http://www.toronto.ca/TWONTO#LV_electrical_panel
47381 | TAB-EL1-MCC-6594 | Motor Control Centre ,Z- Bldg | TAB-EL1-MCC | Motor Control Center- North Substation | Control Panel,MCC | Motor Control Centre |  | MCC | http://www.toronto.ca/TWONTO#LV_electrical_panel
47382 | TAB-EL1-MCC-6595 | Motor Control Centre ,Z- Bldg | TAB-EL1-MCC | Motor Control Center- North Substation | Control Panel,MCC | Motor Control Centre | 35026 | MCC | http://www.toronto.ca/TWONTO#LV_electrical_panel
47383 | TAB-EL1-MCC-6595 | Motor Control Centre ,Z- Bldg | TAB-ELS-WA7 | Equipment location, TAB-ELS-WA7, Electrical Equipment, Work Area7 ( Panelboards, MCC ) | Control Panel,MCC | Motor Control Centre | 35026 | MCC | http://www.toronto.ca/TWONTO#LV_electrical_panel
47384 | TAB-EL1-MCC-6621 | Motor Control Centre ,Digesters 9-12 | TAB-DIG-ELQ-T9-12 | Digester Tanks 9-12, Electrical Equipment | Control Panel,MCC | Motor Control Centre |  | MCC | http://www.toronto.ca/TWONTO#LV_electrical_panel
47385 | TAB-EL1-MCC-6621 | Motor Control Centre ,Digesters 9-12 | TAB-EL1-MCC | Motor Control Center- North Substation | Control Panel,MCC | Motor Control Centre |  | MCC | http://www.toronto.ca/TWONTO#LV_electrical_panel
47386 | TAB-EL1-MCC-6621A | Motor Control Centre ,Digesters 9-12 | TAB-EL1-PDP-6011 | Power Distribution Panel, 600V, PT 1-9 Outdoor Sub. |  | Motor Control Centre |  | MCC | http://www.toronto.ca/TWONTO#LV_electrical_panel
47387 | TAB-EL1-MCC-6624 | Motor Control Centre | TAB-DIG-ELQ-T5-8 | Digester Tanks 5-8, Electrical Equipment | Control Panel,MCC | Motor Control Centre |  | MCC | http://www.toronto.ca/TWONTO#LV_electrical_panel
47388 | TAB-EL1-MCC-6624 | Motor Control Centre | TAB-EL1-MCC | Motor Control Center- North Substation | Control Panel,MCC | Motor Control Centre |  | MCC | http://www.toronto.ca/TWONTO#LV_electrical_panel
47389 | TAB-EL1-MCC-6626 | Motor Control Centre 600V - OPS | TAB-EL1-PDP-6012 | Power Distribution Panel, 600V, PT 1-9 Outdoor Sub. | Control Panel,Electrical | Motor Control Centre |  | MCC | http://www.toronto.ca/TWONTO#LV_electrical_panel
47390 | TAB-EL1-MCC-6626A | Motor Control Centre 600V - OPS | TAB-PRM-ELQ-OPS | Old PS Building - Electrical Equipment | Control Panel,Electrical | Motor Control Centre | 34604 | MCC | http://www.toronto.ca/TWONTO#LV_electrical_panel
47391 | TAB-EL1-MCC-6626B | Motor Control Centre 600V - OPS | TAB-PRM-ELQ-OPS | Old PS Building - Electrical Equipment | Control Panel,Electrical | Motor Control Centre | 34605 | MCC | http://www.toronto.ca/TWONTO#LV_electrical_panel
47392 | TAB-EL1-MCC-6626B | Motor Control Centre 600V - OPS | TAB-SUSPENDED ENTITY | Suspended entities | Control Panel,Electrical | Motor Control Centre | 34605 | MCC | http://www.toronto.ca/TWONTO#LV_electrical_panel
47393 | TAB-EL1-MCC-6626C | Motor Control Centre 600V - OPS | TAB-EL1-PDP-6012 | Power Distribution Panel, 600V, PT 1-9 Outdoor Sub. | Control Panel,Electrical | Motor Control Centre | 34606 | MCC | http://www.toronto.ca/TWONTO#LV_electrical_panel
47394 | TAB-EL1-MCC-6626C | Motor Control Centre 600V - OPS | TAB-SUSPENDED ENTITY | Suspended entities | Control Panel,Electrical | Motor Control Centre | 34606 | MCC | http://www.toronto.ca/TWONTO#LV_electrical_panel
47395 | TAB-EL1-MCC-6628 | Motor Control Centre | TAB-DIG-ELQ-T1-4 | Digester Tanks 1-4, Electrical Equipment | Control Panel,MCC | Motor Control Centre |  | MCC | http://www.toronto.ca/TWONTO#LV_electrical_panel
47396 | TAB-EL1-MCC-6629 | Motor Control Centre 600V - P Bldg. | TAB-EL1-MCC | Motor Control Center- North Substation | Control Panel,MCC | Motor Control Centre |  | MCC | http://www.toronto.ca/TWONTO#LV_electrical_panel
47397 | TAB-EL1-MCC-6629 | Motor Control Centre 600V - P Bldg. | TAB-EL1-PDP-6011 | Power Distribution Panel, 600V, PT 1-9 Outdoor Sub. | Control Panel,MCC | Motor Control Centre |  | MCC | http://www.toronto.ca/TWONTO#LV_electrical_panel
47437 | TAB-EL1-MCC-6631? | Control Panel, MCC,Electrical Room,Grit Build,P Building | TAB-EL1-MCC | Motor Control Center- North Substation | Control Panel,MCC | Motor Control Centre | 46021 | MCC | http://www.toronto.ca/TWONTO#LV_electrical_panel
47438 | TAB-EL1-MCC-6632 | Motor Control Centre 600V - P Bldg. | TAB-EL1-PDP-6012 | Power Distribution Panel, 600V, PT 1-9 Outdoor Sub. | Control Panel,MCC | Motor Control Centre |  | MCC | http://www.toronto.ca/TWONTO#LV_electrical_panel
47439 | TAB-EL1-MCC-6633 | Motor Control Centre, 600V - Grit 7-12 | TAB-PLT-ELQ-P | P Building - Electrical Equipment | Control Panel,MCC | Motor Control Centre |  | MCC | http://www.toronto.ca/TWONTO#LV_electrical_panel
47440 | TAB-EL1-MCC-6634 | Motor Control Centre 600V - Galery 9 | TAB-EL1-PDP-6011 | Power Distribution Panel, 600V, PT 1-9 Outdoor Sub. | Control Panel,MCC | Motor Control Centre |  | MCC | http://www.toronto.ca/TWONTO#LV_electrical_panel
47441 | TAB-EL1-MCC-6634 | Motor Control Centre 600V - Galery 9 | TAB-PLT-ELQ-P | P Building - Electrical Equipment | Control Panel,MCC | Motor Control Centre |  | MCC | http://www.toronto.ca/TWONTO#LV_electrical_panel
47442 | TAB-EL1-MCC-6634? | Motor Control Centre ,Old Grit Bldg. | TAB-EL1-MCC | Motor Control Center- North Substation | Control Panel,MCC | Motor Control Centre | 46022 | MCC | http://www.toronto.ca/TWONTO#LV_electrical_panel
47443 | TAB-EL1-MCC-6634? | Motor Control Centre ,Old Grit Bldg. | TAB-PLT-ELQ-P | P Building - Electrical Equipment | Control Panel,MCC | Motor Control Centre | 46022 | MCC | http://www.toronto.ca/TWONTO#LV_electrical_panel
47444 | TAB-EL1-MCC-6641A | Motor Control Centre ,Digesters 9-12 | TAB-DIG-ELQ-T9-12 | Digester Tanks 9-12, Electrical Equipment | Control Panel,MCC | Motor Control Centre |  | MCC | http://www.toronto.ca/TWONTO#LV_electrical_panel
47445 | TAB-EL1-MCC-6641A | Motor Control Centre ,Digesters 9-12 | TAB-EL1-MCC | Motor Control Center- North Substation | Control Panel,MCC | Motor Control Centre |  | MCC | http://www.toronto.ca/TWONTO#LV_electrical_panel
47446 | TAB-EL1-MCC-6656 | Motor Control Centre | TAB-EL1-MCC-6628 | Motor Control Centre |  | Motor Control Centre |  | MCC | http://www.toronto.ca/TWONTO#LV_electrical_panel
47447 | TAB-EL1-MCC-6664 | MCC, Plant Services, North Substation, Digesters 1-4 MCC 6664 600V | TAB-DIG-ELQ-T1-4 | Digester Tanks 1-4, Electrical Equipment | Control Panel,MCC | Motor Control Centre |  | MCC | http://www.toronto.ca/TWONTO#LV_electrical_panel
47448 | TAB-EL1-MCC-6664 | MCC, Plant Services, North Substation, Digesters 1-4 MCC 6664 600V | TAB-EL1-MCC | Motor Control Center- North Substation | Control Panel,MCC | Motor Control Centre |  | MCC | http://www.toronto.ca/TWONTO#LV_electrical_panel
47449 | TAB-EL1-MCC-6672 | Motor Control Centre | TAB-DIG-ELQ-T1-4 | Digester Tanks 1-4, Electrical Equipment | Control Panel,MCC | Motor Control Centre |  | MCC | http://www.toronto.ca/TWONTO#LV_electrical_panel
47450 | TAB-EL1-MCC-6672 | Motor Control Centre | TAB-EL1-MCC | Motor Control Center- North Substation | Control Panel,MCC | Motor Control Centre |  | MCC | http://www.toronto.ca/TWONTO#LV_electrical_panel
47451 | TAB-EL1-MCC-6674 | MCC,Electrical Room,Ground Floor,Grit Build,P Building | TAB-PLT-ELQ-P | P Building - Electrical Equipment | Control Panel,MCC | Motor Control Centre |  | MCC | http://www.toronto.ca/TWONTO#LV_electrical_panel
47452 | TAB-EL1-MCC-6682 | Motor Control Centre 600V - Chemical Bldg. | TAB-PLT-ELQ-P | P Building - Electrical Equipment | Control Panel,MCC | Motor Control Centre |  | MCC | http://www.toronto.ca/TWONTO#LV_electrical_panel
47453 | TAB-EL1-MCC-6703 | Motor Control Centre 600V - M Bldg Gnd floor | TAB-EL1-MCC-6013 | Motor Control Centre 600V - M Bldg |  | Motor Control Centre |  | MCC | http://www.toronto.ca/TWONTO#LV_electrical_panel
47720 | TAB-EL2-MCC-6001 | Motor Control Center- Dewatering | TAB-DEW-ELECTRICAL | Dewatering Bldg - Electrical | Switchgear,Indoor | Motor Control Centre |  | MCC | http://www.toronto.ca/TWONTO#LV_electrical_panel
47721 | TAB-EL2-MCC-6124 | Motor Control Center- Biosolids | TAB-EL2-MCC | Motor Control Center- South Substation | Control Panel,MCC | Motor Control Centre |  | MCC | http://www.toronto.ca/TWONTO#LV_electrical_panel
47722 | TAB-EL2-MCC-6174 | Motor Control Center- Chlorine Bldg | TAB-ELS-WA8 | Electrical Equipment, Work Area 8, ( Panel Boards, MCC ) | Control Panel,MCC | Motor Control Centre |  | MCC | http://www.toronto.ca/TWONTO#LV_electrical_panel
47723 | TAB-EL2-MCC-6174 | Motor Control Center- Chlorine Bldg | TAB-WA4-ELS | WA4 Electric Equipments | Control Panel,MCC | Motor Control Centre |  | MCC | http://www.toronto.ca/TWONTO#LV_electrical_panel
47724 | TAB-EL2-MCC-6175 | Motor Control Center- Grounds Equipment Storage Facility | TAB-ELS-WA7 | Equipment location, TAB-ELS-WA7, Electrical Equipment, Work Area7 ( Panelboards, MCC ) | Control Panel,MCC | Motor Control Centre |  | MCC | http://www.toronto.ca/TWONTO#LV_electrical_panel
47725 | TAB-EL2-MCC-6221 | Motor Control Center- Incinerator Stack | TAB-EL2-MCC | Motor Control Center- South Substation | Control Panel,MCC | Motor Control Centre |  | MCC | http://www.toronto.ca/TWONTO#LV_electrical_panel
47726 | TAB-EL2-MCC-6221 | Motor Control Center- Incinerator Stack | TAB-EL2-PDP-6012 | Power distribution Panel, 600V | Control Panel,MCC | Motor Control Centre |  | MCC | http://www.toronto.ca/TWONTO#LV_electrical_panel
47727 | TAB-EL2-MCC-6222 | Motor Control Center- Heat Recovery | TAB-EL2-PDP-6012 | Power distribution Panel, 600V | Control Panel,MCC | Motor Control Centre |  | MCC | http://www.toronto.ca/TWONTO#LV_electrical_panel
47728 | TAB-EL2-MCC-6223 | Motor Control Center- Heat Recovery | TAB-WA4-ELS | WA4 Electric Equipments | Control Panel,MCC | Motor Control Centre |  | MCC | http://www.toronto.ca/TWONTO#LV_electrical_panel
47729 | TAB-EL2-MCC-6226 | Motor Control Center- Biosolids Silo Bldg | TAB-EL2-PDP-6012 | Power distribution Panel, 600V |  | Motor Control Centre |  | MCC | http://www.toronto.ca/TWONTO#LV_electrical_panel
47730 | TAB-EL2-MCC-6322 | Motor Control Center- Incinerator Stack | TAB-EL2-PDP-6013 | Power distribution Panel, 600V | Control Panel,MCC | Motor Control Centre |  | MCC | http://www.toronto.ca/TWONTO#LV_electrical_panel
47731 | TAB-EL2-MCC-6322 | Motor Control Center- Incinerator Stack | TAB-WA4-ELS | WA4 Electric Equipments | Control Panel,MCC | Motor Control Centre |  | MCC | http://www.toronto.ca/TWONTO#LV_electrical_panel
47732 | TAB-EL2-MCC-6323 | Motor Control Center- Incinerator | TAB-EL2-MCC | Motor Control Center- South Substation | Control Panel,MCC | Motor Control Centre |  | MCC | http://www.toronto.ca/TWONTO#LV_electrical_panel
47733 | TAB-EL2-MCC-6323 | Motor Control Center- Incinerator | TAB-EL2-PDP-6013 | Power distribution Panel, 600V | Control Panel,MCC | Motor Control Centre |  | MCC | http://www.toronto.ca/TWONTO#LV_electrical_panel
47734 | TAB-EL2-MCC-6324 | Motor Control Center- Incinerator | TAB-EL2-PDP-6013 | Power distribution Panel, 600V | Control Panel,MCC | Motor Control Centre |  | MCC | http://www.toronto.ca/TWONTO#LV_electrical_panel
47735 | TAB-EL2-MCC-6326 | Motor Control Center- Biosolids Silo Bldg | TAB-EL2-PDP-6013 | Power distribution Panel, 600V |  | Motor Control Centre |  | MCC | http://www.toronto.ca/TWONTO#LV_electrical_panel
47736 | TAB-EL2-MCC-6371 | Motor Control Centre, Chlorine Bldg | TAB-EL2-MCC-6326 | Motor Control Center- Biosolids Silo Bldg | Control Panel,MCC | Motor Control Centre |  | MCC | http://www.toronto.ca/TWONTO#LV_electrical_panel
47737 | TAB-EL2-MCC-6372 | Motor Control Centre 600V - Grounds Equipment Storage Facility | TAB-ELS-NOPARENT | Temporary Parent for Entities to be Assigned a Parent |  | Motor Control Centre |  | MCC | http://www.toronto.ca/TWONTO#LV_electrical_panel
47738 | TAB-EL2-MCC-6373 | Motor Control Center- Biosolids Silo Bldg | TAB-EL2-MCC-6326 | Motor Control Center- Biosolids Silo Bldg |  | Motor Control Centre |  | MCC | http://www.toronto.ca/TWONTO#LV_electrical_panel
47739 | TAB-EL2-MCC-6521 | Motor Control Centre, 600V | TAB-DEW-ELECTRICAL | Dewatering Bldg - Electrical |  | Motor Control Centre |  | MCC | http://www.toronto.ca/TWONTO#LV_electrical_panel
47740 | TAB-EL2-MCC-6521 | Motor Control Centre, 600V | TAB-EL2-PDP-6014 | Power distribution Panel, 600V |  | Motor Control Centre |  | MCC | http://www.toronto.ca/TWONTO#LV_electrical_panel
47741 | TAB-EL2-MCC-6524 | Motor Control Centre, 600V | TAB-DEW-ELECTRICAL | Dewatering Bldg - Electrical | Control Panel,MCC | Motor Control Centre |  | MCC | http://www.toronto.ca/TWONTO#LV_electrical_panel
47742 | TAB-EL2-MCC-6554 | MCC, Standby Power, MCC D3 | TAB-EL2-MCC-6524 | Motor Control Centre, 600V |  | Motor Control Centre |  | MCC | http://www.toronto.ca/TWONTO#LV_electrical_panel
47743 | TAB-EL2-MCC-6623 | Motor Control Centre, 600V | TAB-EL2-PDP-6015 | Power distribution Panel, 600V | Control Panel,MCC | Motor Control Centre |  | MCC | http://www.toronto.ca/TWONTO#LV_electrical_panel
47744 | TAB-EL2-MCC-6624 | Motor Control Centre, 600V | TAB-EL2-PDP-6015 | Power distribution Panel, 600V | Control Panel,MCC | Motor Control Centre |  | MCC | http://www.toronto.ca/TWONTO#LV_electrical_panel
47745 | TAB-EL2-MCC-6626 | Motor Control Center- Dewatering | TAB-EL2-PDP-6015 | Power distribution Panel, 600V | Control Panel,MCC | Motor Control Centre |  | MCC | http://www.toronto.ca/TWONTO#LV_electrical_panel
47746 | TAB-EL2-MCC-6627 | Motor Control Centre, 600V | TAB-DEW-ELECTRICAL | Dewatering Bldg - Electrical | Control Panel,MCC | Motor Control Centre |  | MCC | http://www.toronto.ca/TWONTO#LV_electrical_panel
47747 | TAB-EL2-MCC-6627 | Motor Control Centre, 600V | TAB-EL2-MCC | Motor Control Center- South Substation | Control Panel,MCC | Motor Control Centre |  | MCC | http://www.toronto.ca/TWONTO#LV_electrical_panel
47748 | TAB-EL2-MCC-6654 | Motor Control Centre, 600V | TAB-EL2-MCC-6624 | Motor Control Centre, 600V |  | Motor Control Centre |  | MCC | http://www.toronto.ca/TWONTO#LV_electrical_panel
47977 | TAB-EL3-MCC-6103 | Motor Control Unit, PWPS 600V | TAB-EL3-PDP-6015 | Power distribution Panel, 600V | Control Panel,MCC | Motor Control Centre |  | MCC | http://www.toronto.ca/TWONTO#LV_electrical_panel
47979 | TAB-EL3-MCC-6122 | Motor Control Unit, MCC-401, Maintenance Workshop Building, Bio-Solid Loading Bay Facility | TAB-EL3-MCC | Motor Control Center- South Substation | Control Panel,MCC | Motor Control Centre |  | MCC | http://www.toronto.ca/TWONTO#LV_electrical_panel
47980 | TAB-EL3-MCC-6122 | Motor Control Unit, MCC-401, Maintenance Workshop Building, Bio-Solid Loading Bay Facility | TAB-EL3-PDP-6015 | Power distribution Panel, 600V | Control Panel,MCC | Motor Control Centre |  | MCC | http://www.toronto.ca/TWONTO#LV_electrical_panel
47981 | TAB-EL3-MCC-6122 | Motor Control Unit, MCC-401, Maintenance Workshop Building, Bio-Solid Loading Bay Facility | TAB-WA4-ELS | WA4 Electric Equipments | Control Panel,MCC | Motor Control Centre |  | MCC | http://www.toronto.ca/TWONTO#LV_electrical_panel
47982 | TAB-EL3-MCC-6123A | Motor Control Centre | TAB-AUX-ELQ | Auxiliary Building - Electrical Equipment | Control Panel,MCC | Motor Control Centre |  | MCC | http://www.toronto.ca/TWONTO#LV_electrical_panel
47983 | TAB-EL3-MCC-6124 | Motor Control Centre 600V - Seawall Substation | TAB-EL3-PDP-6015 | Power distribution Panel, 600V | Control Panel,MCC | Motor Control Centre |  | MCC | http://www.toronto.ca/TWONTO#LV_electrical_panel
47984 | TAB-EL3-MCC-6126S | Motor Control Centre, Plant Water Bldg | TAB-EL3-MCC | Motor Control Center- South Substation | Control Panel,MCC | Motor Control Centre | 47660 | MCC | http://www.toronto.ca/TWONTO#LV_electrical_panel
47985 | TAB-EL3-MCC-6126S | Motor Control Centre, Plant Water Bldg | TAB-EL3-PDP-6015 | Power distribution Panel, 600V | Control Panel,MCC | Motor Control Centre | 47660 | MCC | http://www.toronto.ca/TWONTO#LV_electrical_panel
47986 | TAB-EL3-MCC-6126S | Motor Control Centre, Plant Water Bldg | TAB-ELS-WA8 | Electrical Equipment, Work Area 8, ( Panel Boards, MCC ) | Control Panel,MCC | Motor Control Centre | 47660 | MCC | http://www.toronto.ca/TWONTO#LV_electrical_panel
47987 | TAB-EL3-MCC-6126S | Motor Control Centre, Plant Water Bldg | TAB-SUSPENDED ENTITY | Suspended entities | Control Panel,MCC | Motor Control Centre | 47660 | MCC | http://www.toronto.ca/TWONTO#LV_electrical_panel
47988 | TAB-EL3-MCC-6128 | Motor Control Centre, Digester 13-16 bldg | TAB-DIG-ELQ-T13-16 | Digester Tanks 13-16, Electrical Equipment | Control Panel,MCC | Motor Control Centre |  | MCC | http://www.toronto.ca/TWONTO#LV_electrical_panel
47989 | TAB-EL3-MCC-6222 | Motor Control Centre | TAB-AUX-ELQ | Auxiliary Building - Electrical Equipment | Control Panel,MCC | Motor Control Centre |  | MCC | http://www.toronto.ca/TWONTO#LV_electrical_panel
47990 | TAB-EL3-MCC-6223 | Motor Control Unit, MCC-301, Bio Solid Loading Bay, Mezzanine | TAB-EL3-PDP-6016 | Power distribution Panel, 600V | Control Panel,MCC | Motor Control Centre |  | MCC | http://www.toronto.ca/TWONTO#LV_electrical_panel
47991 | TAB-EL3-MCC-6225 | Motor Control Centre | TAB-AUX-ELQ | Auxiliary Building - Electrical Equipment | Control Panel,MCC | Motor Control Centre |  | MCC | http://www.toronto.ca/TWONTO#LV_electrical_panel
47992 | TAB-EL3-MCC-6225E | Motor Control Centre- Emergency | TAB-AUX-ELQ | Auxiliary Building - Electrical Equipment | Control Panel,MCC | Motor Control Centre |  | MCC | http://www.toronto.ca/TWONTO#LV_electrical_panel
47993 | TAB-EL3-MCC-6227 | Motor Control Centre, Digester 13-16 bldg | TAB-DIG-ELQ-T13-16 | Digester Tanks 13-16, Electrical Equipment | Control Panel,MCC | Motor Control Centre |  | MCC | http://www.toronto.ca/TWONTO#LV_electrical_panel
47994 | TAB-EL3-MCC-6227 | Motor Control Centre, Digester 13-16 bldg | TAB-EL3-PDP-6016 | Power distribution Panel, 600V | Control Panel,MCC | Motor Control Centre |  | MCC | http://www.toronto.ca/TWONTO#LV_electrical_panel
47995 | TAB-EL3-MCC-6258 | Motor Control Centre, Digester 13-16 bldg | TAB-EL3-MCC-6227 | Motor Control Centre, Digester 13-16 bldg |  | Motor Control Centre |  | MCC | http://www.toronto.ca/TWONTO#LV_electrical_panel
47996 | TAB-EL3-MCC-6323 | Motor Control Centre, Digester 19-22 bldg | TAB-WA5-ELS | WA5 Electric Equipments | Control Panel,MCC | Motor Control Centre |  | MCC | http://www.toronto.ca/TWONTO#LV_electrical_panel
47997 | TAB-EL3-MCC-6324 | Motor Control Centre, Gas Compressor Bldg | TAB-EL3-PDP-6012 | Power distribution Panel, 600V | Control Panel,MCC | Motor Control Centre |  | MCC | http://www.toronto.ca/TWONTO#LV_electrical_panel
47998 | TAB-EL3-MCC-6324 | Motor Control Centre, Gas Compressor Bldg | TAB-ELS-WA8 | Electrical Equipment, Work Area 8, ( Panel Boards, MCC ) | Control Panel,MCC | Motor Control Centre |  | MCC | http://www.toronto.ca/TWONTO#LV_electrical_panel
47999 | TAB-EL3-MCC-6325 | Motor Control Centre, Gas Compressor Bldg | TAB-EL3-PDP-6011 | Power distribution Panel, 600V | Control Panel,MCC | Motor Control Centre |  | MCC | http://www.toronto.ca/TWONTO#LV_electrical_panel
48000 | TAB-EL3-MCC-6325 | Motor Control Centre, Gas Compressor Bldg | TAB-ELS-WA8 | Electrical Equipment, Work Area 8, ( Panel Boards, MCC ) | Control Panel,MCC | Motor Control Centre |  | MCC | http://www.toronto.ca/TWONTO#LV_electrical_panel
48001 | TAB-EL3-MCC-6326 | Motor Control Centre, Digester 19-22 bldg | TAB-DIG-ELQ-T19-22 | Digester Tanks 19-22, Electrical Equipment | Control Panel,MCC | Motor Control Centre |  | MCC | http://www.toronto.ca/TWONTO#LV_electrical_panel
48002 | TAB-EL3-MCC-6326 | Motor Control Centre, Digester 19-22 bldg | TAB-EL3-PDP-6012 | Power distribution Panel, 600V | Control Panel,MCC | Motor Control Centre |  | MCC | http://www.toronto.ca/TWONTO#LV_electrical_panel
48003 | TAB-EL3-MCC-6356 | Motor Control Centre, Digester 19-22 bldg | TAB-EL3-MCC-6323 | Motor Control Centre, Digester 19-22 bldg |  | Motor Control Centre |  | MCC | http://www.toronto.ca/TWONTO#LV_electrical_panel
48004 | TAB-EL3-MCC-6701 | MCC,Indoor,Plant Water Pumping Station | TAB-EL3-PDP-6117 | Power Distribution Panel,Indoor,Plant Water Pumping Station | Control Panel,MCC | Motor Control Centre |  | MCC | http://www.toronto.ca/TWONTO#LV_electrical_panel
48005 | TAB-EL3-MCC-6702 | MCC,Indoor,Plant Water Pumping Station | TAB-EL3-PDP-6118 | Power Distribution Panel,Indoor,Plant Water Pumping Station | Control Panel,MCC | Motor Control Centre |  | MCC | http://www.toronto.ca/TWONTO#LV_electrical_panel
48181 | TAB-ELQ-MCC-0652 | Motor Control Centre | TAB-SUSPENDED ENTITY | Suspended entities | Control Panel,MCC | Motor Control Centre | 34399 | MCC | http://www.toronto.ca/TWONTO#LV_electrical_panel
48182 | TAB-ELQ-MCC-0762 | Motor Control Centre | TAB-SUSPENDED ENTITY | Suspended entities | Control Panel,MCC | Motor Control Centre | 34401 | MCC | http://www.toronto.ca/TWONTO#LV_electrical_panel
49760 | FCL-ELS-MCC-001F | Control Panel,MCC,High Lift Bldg - Electrical Room,600V | FCL_ELS_600V_ELECABS | Electrical Cabinets,600V | Control Panel,MCC | Motor Control Centre |  | MCC | http://www.toronto.ca/TWONTO#LV_electrical_panel
49761 | FCL-ELS-MCC-003G | Control Panel,MCC,Gaseous Chemical Bldg - Electrical Room,208V | FCL_ELS_600V_ELECABS | Electrical Cabinets,600V | Control Panel,MCC | Motor Control Centre |  | MCC | http://www.toronto.ca/TWONTO#LV_electrical_panel
49762 | FCL-ELS-MCC-004F | Control Panel,MCC,High Lift Bldg - Electrical Room,600V | FCL_ELS_600V_ELECABS | Electrical Cabinets,600V | Control Panel,MCC | Motor Control Centre |  | MCC | http://www.toronto.ca/TWONTO#LV_electrical_panel
49763 | FCL-ELS-MCC-0100 | Control Panel,MCC,High Lift Bldg - Switchgear Room,600V | FCL_ELS_600V_ELECABS | Electrical Cabinets,600V | Control Panel,MCC | Motor Control Centre |  | MCC | http://www.toronto.ca/TWONTO#LV_electrical_panel
49764 | FCL-ELS-MCC-011D | Control Panel,MCC,Low Lift Bldg - Flocculation Area,600V | FCL_ELS_600V_ELECABS | Electrical Cabinets,600V | Control Panel,MCC | Motor Control Centre |  | MCC | http://www.toronto.ca/TWONTO#LV_electrical_panel
49996 | FCL-ELS-MCC-01CF | Control Panel,MCC,Centrifuge Bldg - Electrical Room,600V | FCL-ELS-PS-0001 | Uninterruptible Power Supply,High Lift Bldg - Switchgear Room,LP-0001 | Control Panel,MCC | Motor Control Centre |  | MCC | http://www.toronto.ca/TWONTO#LV_electrical_panel
49997 | FCL-ELS-MCC-01CL | Control Panel,MCC,Clarification - Electrical Room,600V | FCL-ELS-PS-0001 | Uninterruptible Power Supply,High Lift Bldg - Switchgear Room,LP-0001 | Control Panel,MCC | Motor Control Centre |  | MCC | http://www.toronto.ca/TWONTO#LV_electrical_panel
49998 | FCL-ELS-MCC-0200 | Control Panel,MCC,High Lift Bldg - Switchgear Room,600V | FCL_ELS_600V_ELECABS | Electrical Cabinets,600V | Control Panel,MCC | Motor Control Centre |  | MCC | http://www.toronto.ca/TWONTO#LV_electrical_panel
49999 | FCL-ELS-MCC-02CF | Control Panel,MCC,Centrifuge Bldg - Electrical Room,600V | FCL-ELS-PS-0001 | Uninterruptible Power Supply,High Lift Bldg - Switchgear Room,LP-0001 | Control Panel,MCC | Motor Control Centre |  | MCC | http://www.toronto.ca/TWONTO#LV_electrical_panel
50000 | FCL-ELS-MCC-02CL | Control Panel,MCC,Clarification - Electrical Room,600V | FCL_ELS_600V_ELECABS | Electrical Cabinets,600V | Control Panel,MCC | Motor Control Centre |  | MCC | http://www.toronto.ca/TWONTO#LV_electrical_panel
50001 | FCL-ELS-MCC-0300 | Control Panel,MCC,High Lift Bldg - Switchgear Room,600V | FCL_ELS_600V_ELECABS | Electrical Cabinets,600V | Control Panel,MCC | Motor Control Centre |  | MCC | http://www.toronto.ca/TWONTO#LV_electrical_panel
50002 | FCL-ELS-MCC-0400 | Control Panel,MCC,Low Lift Bldg - Electrical Room,600V | FCL-ELS-PS-0001 | Uninterruptible Power Supply,High Lift Bldg - Switchgear Room,LP-0001 | Control Panel,MCC | Motor Control Centre |  | MCC | http://www.toronto.ca/TWONTO#LV_electrical_panel
50003 | FCL-ELS-MCC-0500 | Control Panel,MCC,Low Lift Bldg - Electrical Room,600V | FCL-ELS-PS-0001 | Uninterruptible Power Supply,High Lift Bldg - Switchgear Room,LP-0001 | Control Panel,MCC | Motor Control Centre |  | MCC | http://www.toronto.ca/TWONTO#LV_electrical_panel
55986 | TAB-STR-MCC-0751 | Motor Control Centre | TAB-STR-ELQ | Blower Building - Power Distribution & Electrical Equipment | Control Panel,MCC | Motor Control Centre | 34402 | MCC | http://www.toronto.ca/TWONTO#LV_electrical_panel
55987 | TAB-STR-MCC-0752 | Motor Control Centre | TAB-AER-ELQ | Aeration - Electrical Equipment | Control Panel,MCC | Motor Control Centre | 34403 | MCC | http://www.toronto.ca/TWONTO#LV_electrical_panel
55988 | TAB-STR-MCC-0752 | Motor Control Centre | TAB-SUSPENDED ENTITY | Suspended entities | Control Panel,MCC | Motor Control Centre | 34403 | MCC | http://www.toronto.ca/TWONTO#LV_electrical_panel
61608 | FHA-ELS-MCC-0401A | FHA-ELS-PDP-0400A - MCC 0401A, RMF | FHA-ELS-PRIMARY | Primary Electrical System | Switchgear | Motor Control Centre |  | MCC | http://www.toronto.ca/TWONTO#LV_electrical_panel
61610 | FHA-ELS-MCC-0600A | FHA-ELS-MCC-0006A - MCC 6A, 600V, RMF | FHA-ELS-PRIMARY | Primary Electrical System | Switchgear | Motor Control Centre |  | MCC | http://www.toronto.ca/TWONTO#LV_electrical_panel
61612 | FHA-ELS-PDP-0100B | Power Distribution Panel, 600V, 600A, 3 PH, Service Building 1st Floor by Tunnel | FHA-ELS-PRIMARY | Primary Electrical System | Switchgear | Motor Control Centre |  | PDP | http://www.toronto.ca/TWONTO#LV_electrical_panel
61616 | FHA-ELS-PDP-0400B-SU | Circuit Breaker, Feed to PDP-0400B | FHA-ELS-PDP-0300B | Power Distribution Panel, 600V, 2000A, 3 PH. Pump Building Basement, Switchgear Room | Switchgear | Motor Control Centre | 32844 | PDP | http://www.toronto.ca/TWONTO#LV_electrical_panel
61724 | FHA-ELS-TB-0600 | FHA-ELS-TB-0006 - Tie Breaker, MCC 6A& 6B, RMF | FHA-ELS-PRIMARY | Primary Electrical System | Switchgear | Motor Control Centre |  | TB | http://www.toronto.ca/TWONTO#LV_electrical_panel
64932 | THC-ELS-CB-2503A | Circuit Breaker,Phase 4 Aeration Area Emergency Power | THC-ELS-MCC-2503E | Control Panel,MCC,Phase 4 Aeration Area | Control Panel,MCC | Motor Control Centre |  | CB | http://www.toronto.ca/TWONTO#LV_electrical_panel
65220 | THC-ELS-MCC-0202 | Motor Control Center | THC-ELS-PS-0001-TUN | Primary Power Equipment, Building Tunels | Control Panel,MCC | Motor Control Centre |  | MCC | http://www.toronto.ca/TWONTO#LV_electrical_panel
65222 | THC-ELS-MCC-0501 | Motor Control Center | THC-GRK-ELS-TUNNEL | Tunnels | Control Panel,MCC | Motor Control Centre |  | MCC | http://www.toronto.ca/TWONTO#LV_electrical_panel
65223 | THC-ELS-MCC-0701 | MCC, Access Building T15A, Phase I Secondary | THC-ELS-MCC | MCC plant wide | Control Panel,MCC | Motor Control Centre |  | MCC | http://www.toronto.ca/TWONTO#LV_electrical_panel
65224 | THC-ELS-MCC-0701 | MCC, Access Building T15A, Phase I Secondary | THC-ELS-PS-0001-TUN | Primary Power Equipment, Building Tunels | Control Panel,MCC | Motor Control Centre |  | MCC | http://www.toronto.ca/TWONTO#LV_electrical_panel
65225 | THC-ELS-MCC-0702 | MCC, Access Building T15A, Phase I Secondary | THC-ELS-MCC | MCC plant wide | Control Panel,MCC | Motor Control Centre |  | MCC | http://www.toronto.ca/TWONTO#LV_electrical_panel
65226 | THC-ELS-MCC-0801 | MCC, Aeration Building, Phase I Secondary, Building H | THC-ELS-PDP-1101A | Distribution Panel, Building H | Control Panel,MCC | Motor Control Centre |  | MCC | http://www.toronto.ca/TWONTO#LV_electrical_panel
65227 | THC-ELS-MCC-0801 | MCC, Aeration Building, Phase I Secondary, Building H | THC-ELS-PS-0001-H | Primary Power Equipment, Building H | Control Panel,MCC | Motor Control Centre |  | MCC | http://www.toronto.ca/TWONTO#LV_electrical_panel
65228 | THC-ELS-MCC-0802 | MCC, Aeration Building, Phase I Secondary | THC-ELS-PDP-1202A | Distribution Panel, Building H | Control Panel,MCC | Motor Control Centre |  | MCC | http://www.toronto.ca/TWONTO#LV_electrical_panel
65229 | THC-ELS-MCC-0802 | MCC, Aeration Building, Phase I Secondary | THC-ELS-PS-0001-H | Primary Power Equipment, Building H | Control Panel,MCC | Motor Control Centre |  | MCC | http://www.toronto.ca/TWONTO#LV_electrical_panel
65230 | THC-ELS-MCC-1001 | MCC, Access Building T15B, Phase I Primary | THC-ELS-PDP-1101A | Distribution Panel, Building H | Control Panel,MCC | Motor Control Centre |  | MCC | http://www.toronto.ca/TWONTO#LV_electrical_panel
65231 | THC-ELS-MCC-1002 | MCC, Access Building T15, Phase I Primary | THC-ELS-PDP-1202A | Distribution Panel, Building H | Control Panel,MCC | Motor Control Centre |  | MCC | http://www.toronto.ca/TWONTO#LV_electrical_panel
65232 | THC-ELS-MCC-1002 | MCC, Access Building T15, Phase I Primary | THC-ELS-PS-0001-TUN | Primary Power Equipment, Building Tunels | Control Panel,MCC | Motor Control Centre |  | MCC | http://www.toronto.ca/TWONTO#LV_electrical_panel
65233 | THC-ELS-MCC-1101 | Motor Control Center, Main, Building I | THC-ELS-PS-0001-I | Primary Power Equipment, Building I | Control Panel,MCC | Motor Control Centre |  | MCC | http://www.toronto.ca/TWONTO#LV_electrical_panel
65234 | THC-ELS-MCC-1102 | Control Panel,MCC,Headhouse | THC-ELS-PS-0001 | Primary Power Equipment | Control Panel,MCC | Motor Control Centre |  | MCC | http://www.toronto.ca/TWONTO#LV_electrical_panel
65235 | THC-ELS-MCC-1102 | Control Panel,MCC,Headhouse | THC-GRK-ELS-I | Building I | Control Panel,MCC | Motor Control Centre |  | MCC | http://www.toronto.ca/TWONTO#LV_electrical_panel
65236 | THC-ELS-MCC-1103E | Motor Control Center, Emergency, Building I | THC-ELS-PS-0001-I | Primary Power Equipment, Building I | Control Panel,MCC | Motor Control Centre |  | MCC | http://www.toronto.ca/TWONTO#LV_electrical_panel
65237 | THC-ELS-MCC-1201 | Motor Control Center, Building K | THC-ELS-PS-0001-K | Primary Power Equipment, Building K | Control Panel,MCC | Motor Control Centre |  | MCC | http://www.toronto.ca/TWONTO#LV_electrical_panel
65238 | THC-ELS-MCC-1203E | Motor Control Center, Building K | THC-ELS-PS-0001-K | Primary Power Equipment, Building K | Control Panel,MCC | Motor Control Centre |  | MCC | http://www.toronto.ca/TWONTO#LV_electrical_panel
65239 | THC-ELS-MCC-1301 | Motor Control Centre,Thickening Building | THC-ELS-PDP-1901 | Distribution Panel, Building K | Control Panel,MCC | Motor Control Centre |  | MCC | http://www.toronto.ca/TWONTO#LV_electrical_panel
65240 | THC-ELS-MCC-1302 | Motor Control Centre,Thickening Building | THC-ELS-PDP-2002 | Distribution Panel, Building K | Control Panel,MCC | Motor Control Centre |  | MCC | http://www.toronto.ca/TWONTO#LV_electrical_panel
65241 | THC-ELS-MCC-1303 | Motor Control Centre,Thickening Building | THC-ELS-PDP-1901 | Distribution Panel, Building K | Control Panel,MCC | Motor Control Centre |  | MCC | http://www.toronto.ca/TWONTO#LV_electrical_panel
65242 | THC-ELS-MCC-1401 | Control Panel,MCC,Plant Water PS | THC-ELS-PS-0001-L | Primary Power Equipment, Building L | Control Panel,MCC | Motor Control Centre |  | MCC | http://www.toronto.ca/TWONTO#LV_electrical_panel
65243 | THC-ELS-MCC-1402 | Control Panel,MCC,Plant Water PS | THC-ELS-PS-0001-L | Primary Power Equipment, Building L | Control Panel,MCC | Motor Control Centre |  | MCC | http://www.toronto.ca/TWONTO#LV_electrical_panel
65244 | THC-ELS-MCC-1501 | Control Panel,MCC,Incineration Essential Power | THC-ELS-PS-0001-M | Primary Power Equipment, Building M | Control Panel,MCC | Motor Control Centre |  | MCC | http://www.toronto.ca/TWONTO#LV_electrical_panel
65245 | THC-ELS-MCC-1502 | Motor Control Centre,Incineration Essential Power,Biosolids Building | THC-ELS-PS-0001-M | Primary Power Equipment, Building M | Control Panel,MCC | Motor Control Centre |  | MCC | http://www.toronto.ca/TWONTO#LV_electrical_panel
65246 | THC-ELS-MCC-1601 | Motor Control Centre,Sludge Treatment Area,Biosolids Building | THC-ELS-PS-0001-M | Primary Power Equipment, Building M | Control Panel,MCC | Motor Control Centre |  | MCC | http://www.toronto.ca/TWONTO#LV_electrical_panel
65247 | THC-ELS-MCC-1602 | Motor Control Centre,Sludge Treatment Area,Biosolids Building | THC-ELS-CB-1602 | Circuit Breaker,Feed to MCC-1602 for Sludge Treatment Area Power,Biosolids Building | Control Panel,MCC | Motor Control Centre |  | MCC | http://www.toronto.ca/TWONTO#LV_electrical_panel
65248 | THC-ELS-MCC-1602 | Motor Control Centre,Sludge Treatment Area,Biosolids Building | THC-ELS-PS-0001-M | Primary Power Equipment, Building M | Control Panel,MCC | Motor Control Centre |  | MCC | http://www.toronto.ca/TWONTO#LV_electrical_panel
65249 | THC-ELS-MCC-1702 | Control Panel,MCC,Incinerator Area | THC-ELS-PS-0001-M | Primary Power Equipment, Building M | Control Panel,MCC | Motor Control Centre |  | MCC | http://www.toronto.ca/TWONTO#LV_electrical_panel
65250 | THC-ELS-MCC-1801 | Motor Control Centre,Dewatering Area,Biosolids Building | THC-ELS-CB-1801 | Circuit Breaker,Feed to MCC-1801 for Dewatering Area Power,Biosolids Building | Control Panel,MCC | Motor Control Centre |  | MCC | http://www.toronto.ca/TWONTO#LV_electrical_panel
65251 | THC-ELS-MCC-1802 | Motor Control Centre,Dewatering Area,Biosolids Building | THC-ELS-CB-1802 | Circuit Breaker,Feed to MCC-1802 for Dewatering Area Power,Biosolids Building | Control Panel,MCC | Motor Control Centre |  | MCC | http://www.toronto.ca/TWONTO#LV_electrical_panel
65252 | THC-ELS-MCC-1802 | Motor Control Centre,Dewatering Area,Biosolids Building | THC-ELS-PS-0001-M | Primary Power Equipment, Building M | Control Panel,MCC | Motor Control Centre |  | MCC | http://www.toronto.ca/TWONTO#LV_electrical_panel
65302 | THC-ELS-MCC-2001 | Control Panel,MCC,Incinerator Area | THC-ELS-PS-0001-M | Primary Power Equipment, Building M | Control Panel,MCC | Motor Control Centre |  | MCC | http://www.toronto.ca/TWONTO#LV_electrical_panel
65303 | THC-ELS-MCC-2002 | Control Panel,MCC,Incinerator Area | THC-ELS-PS-0001-M | Primary Power Equipment, Building M | Control Panel,MCC | Motor Control Centre |  | MCC | http://www.toronto.ca/TWONTO#LV_electrical_panel
65304 | THC-ELS-MCC-2201 | Motor Control Centre,Sludge Storage Building | THC-ELS-MCC-1303 | Motor Control Centre,Thickening Building | Control Panel,MCC | Motor Control Centre |  | MCC | http://www.toronto.ca/TWONTO#LV_electrical_panel
65305 | THC-ELS-MCC-2202 | Motor Control Centre,Sludge Storage Building | THC-ELS-PS-0001 | Primary Power Equipment | Control Panel,MCC | Motor Control Centre |  | MCC | http://www.toronto.ca/TWONTO#LV_electrical_panel
65306 | THC-ELS-MCC-2301 | Motor Control Center, Building G | THC-ELS-PS-0001-G | Primary Power Equipment, Building G | Control Panel,MCC | Motor Control Centre |  | MCC | http://www.toronto.ca/TWONTO#LV_electrical_panel
65307 | THC-ELS-MCC-2302 | Motor Control Center, Building G | THC-ELS-PS-0001-G | Primary Power Equipment, Building G | Control Panel,MCC | Motor Control Centre |  | MCC | http://www.toronto.ca/TWONTO#LV_electrical_panel
65308 | THC-ELS-MCC-2401 | MCC, Access Building T19A, Phase IV Secondary | THC-GRK-ELS-TUNNEL | Tunnels | Control Panel,MCC | Motor Control Centre |  | MCC | http://www.toronto.ca/TWONTO#LV_electrical_panel
65310 | THC-ELS-MCC-2500E | Motor Control Center | THC-GRK-ELS-TUNNEL | Tunnels | Control Panel,MCC | Motor Control Centre |  | MCC | http://www.toronto.ca/TWONTO#LV_electrical_panel
65311 | THC-ELS-MCC-2501 | Motor Control Center, Building O | THC-ELS-PS-0001-O | Primary Power Equipment, Building O | Control Panel,MCC | Motor Control Centre |  | MCC | http://www.toronto.ca/TWONTO#LV_electrical_panel
65312 | THC-ELS-MCC-2502 | Control Panel,MCC,Phase 4 Aeration Area | THC-ELS-PS-0001 | Primary Power Equipment | Control Panel,MCC | Motor Control Centre |  | MCC | http://www.toronto.ca/TWONTO#LV_electrical_panel
65313 | THC-ELS-MCC-2601 | Motor Control Center | THC-GRK-ELS-TUNNEL | Tunnels | Control Panel,MCC | Motor Control Centre |  | MCC | http://www.toronto.ca/TWONTO#LV_electrical_panel
65314 | THC-ELS-MCC-2802 | Motor Control Center, Building C | THC-ELS-PS-0001 | Primary Power Equipment | Control Panel,MCC | Motor Control Centre |  | MCC | http://www.toronto.ca/TWONTO#LV_electrical_panel
65316 | THC-ELS-MCC-2902 | Motor Control Center, Building Q | THC-ELS-PS-0001 | Primary Power Equipment | Control Panel,MCC | Motor Control Centre |  | MCC | http://www.toronto.ca/TWONTO#LV_electrical_panel
65317 | THC-ELS-MCC-3402 | Motor Control Center, Building P | THC-ELS-PS-0001 | Primary Power Equipment | Control Panel,MCC | Motor Control Centre |  | MCC | http://www.toronto.ca/TWONTO#LV_electrical_panel
65318 | THC-ELS-MCC-3501 | Motor Control Center, Building A | THC-ELS-PS-0001-A | Primary Power Equipment, Building A | Control Panel,MCC | Motor Control Centre |  | MCC | http://www.toronto.ca/TWONTO#LV_electrical_panel
65319 | THC-ELS-MCC-3702 | Control Panel,MCC,New Blower Building | THC-ELS-PS-0001 | Primary Power Equipment | Control Panel,MCC | Motor Control Centre |  | MCC | http://www.toronto.ca/TWONTO#LV_electrical_panel
65320 | THC-ELS-MCC-3801E | Motor Control Centre, Supply From MCC-1103E, Admin Building Ground Floor, Electrical Room | THC-ELS-MCC-1103E | Motor Control Center, Emergency, Building I |  | Motor Control Centre |  | MCC | http://www.toronto.ca/TWONTO#LV_electrical_panel
65321 | THC-ELS-MCC-4022 | Motor Control Centre, Electrical Room, Headworks | THC-ELS-PDP-4002 | Power Distribution Panel, Electrical Room, Headworks | Control Panel,MCC | Motor Control Centre |  | MCC | http://www.toronto.ca/TWONTO#LV_electrical_panel
65322 | THC-ELS-MCC-4023 | Motor Control Centre, Electrical Room, Headworks | THC-ELS-MCC-4021 | Motor Control Centre, Electrical Room, Headworks | Control Panel,MCC | Motor Control Centre |  | MCC | http://www.toronto.ca/TWONTO#LV_electrical_panel
65323 | THC-ELS-MCC-4024 | Motor Control Centre, Electrical Room, Headworks | THC-ELS-MCC-4022 | Motor Control Centre, Electrical Room, Headworks | Control Panel,MCC | Motor Control Centre |  | MCC | http://www.toronto.ca/TWONTO#LV_electrical_panel
65324 | THC-ELS-MCC-5002 | Control Panel,MCC,Primary Digesters | THC-ELS-PS-0001 | Primary Power Equipment | Control Panel,MCC | Motor Control Centre |  | MCC | http://www.toronto.ca/TWONTO#LV_electrical_panel
65325 | THC-ELS-MCC-5002 | Control Panel,MCC,Primary Digesters | THC-GRK-ELS-U | Building U, Anaerobic Digesters Bldg. | Control Panel,MCC | Motor Control Centre |  | MCC | http://www.toronto.ca/TWONTO#LV_electrical_panel
65326 | THC-ELS-MCC-5101E | Control Panel,MCC,Emergency Loads,Primary Digesters | THC-ELS-PS-0001-U | Primary Power Equipment, Building U | Control Panel,MCC | Motor Control Centre |  | MCC | http://www.toronto.ca/TWONTO#LV_electrical_panel
65730 | THC-ELS-VSS-1322 | Voltage Surge Supperssion, Supply From PDP-1322, Admin. Building Basement, Electrical Room | THC-ELS-MCC-1302 | Motor Control Centre,Thickening Building |  | Motor Control Centre |  | VSS | http://www.toronto.ca/TWONTO#surge_suppressor
76225 | FHO-ELS-DP-0309-SUS | Distribution Panel from MCC-0309 | FHO-ELS-PS-0001 | Primary Power Equipment | Control Panel,Power Distribution Panel | Motor Control Centre | 37595 | DP | http://www.toronto.ca/TWONTO#LV_electrical_panel
76226 | FHO-ELS-DP-0309-SUS | Distribution Panel from MCC-0309 | FHO-SUSPENDED | Suspended Entity List | Control Panel,Power Distribution Panel | Motor Control Centre | 37595 | DP | http://www.toronto.ca/TWONTO#LV_electrical_panel
78609 | FHO-ELS-MCC-0720 | Motor Control Centre, Admin Building, S4, Main Electrical Room | FHO-ELS-INQ | Power Management | Control Panel,MCC | Motor Control Centre |  | MCC | http://www.toronto.ca/TWONTO#LV_electrical_panel
78610 | FHO-ELS-MCC-0720 | Motor Control Centre, Admin Building, S4, Main Electrical Room | FHO-ELS-PS-0001 | Primary Power Equipment | Control Panel,MCC | Motor Control Centre |  | MCC | http://www.toronto.ca/TWONTO#LV_electrical_panel
78611 | FHO-ELS-MCC-0730 | Motor Control Centre, Emergency Load, Admin Building, S4, Main Electrical Room | FHO-ELS-INQ | Power Management | Control Panel,MCC | Motor Control Centre |  | MCC | http://www.toronto.ca/TWONTO#LV_electrical_panel
78612 | FHO-ELS-MCC-0730 | Motor Control Centre, Emergency Load, Admin Building, S4, Main Electrical Room | FHO-ELS-PS-0001 | Primary Power Equipment | Control Panel,MCC | Motor Control Centre |  | MCC | http://www.toronto.ca/TWONTO#LV_electrical_panel
78613 | FHO-ELS-MCC-0731 | Motor Control Centre, Emergency Load, Surge Building | FHO-ELS-INQ | Power Management | Control Panel,MCC | Motor Control Centre |  | MCC | http://www.toronto.ca/TWONTO#LV_electrical_panel
78614 | FHO-ELS-MCC-0810 | Motor Control Centre, Admin Building, S4, Main Electrical Room | FHO-ELS-PS-0001 | Primary Power Equipment | Control Panel,MCC | Motor Control Centre |  | MCC | http://www.toronto.ca/TWONTO#LV_electrical_panel
78615 | FHO-ELS-MCC-0820 | Motor Control Centre, Admin Building, S4, Main Electrical Room | FHO-ELS-PS-0001 | Primary Power Equipment | Control Panel,MCC | Motor Control Centre |  | MCC | http://www.toronto.ca/TWONTO#LV_electrical_panel
78616 | FHO-ELS-MCC-0830 | Motor Control Centre, Emergency Load, Standby Power Building | FHO-ELS-PS-0001 | Primary Power Equipment | Control Panel,MCC | Motor Control Centre |  | MCC | http://www.toronto.ca/TWONTO#LV_electrical_panel
78617 | FHO-ELS-MCC-0910 | Motor Control Centre, Raw Water PS, S7, Electrical Room | FHO-ELS-PS-0001 | Primary Power Equipment | Control Panel,MCC | Motor Control Centre |  | MCC | http://www.toronto.ca/TWONTO#LV_electrical_panel
78618 | FHO-ELS-MCC-0920 | Motor Control Centre, Admin Building, S4, Main Electrical Room | FHO-ELS-INQ | Power Management | Control Panel,MCC | Motor Control Centre |  | MCC | http://www.toronto.ca/TWONTO#LV_electrical_panel
78619 | FHO-ELS-MCC-0930 | Motor Control Centre, Emergency Load, Clarifier Building, S2, Main Foyer | FHO-ELS-INQ | Power Management | Control Panel,MCC | Motor Control Centre |  | MCC | http://www.toronto.ca/TWONTO#LV_electrical_panel
78620 | FHO-ELS-MCC-1010 | Motor Control Centre, Raw Water PS, S7, Electrical Room | FHO-ELS-INQ | Power Management | Control Panel,MCC | Motor Control Centre |  | MCC | http://www.toronto.ca/TWONTO#LV_electrical_panel
78621 | FHO-ELS-MCC-1030 | Motor Control Centre, Emergency Load, Clarifier Building, S2, Main Foyer | FHO-ELS-PS-0001 | Primary Power Equipment | Control Panel,MCC | Motor Control Centre |  | MCC | http://www.toronto.ca/TWONTO#LV_electrical_panel
78622 | FHO-ELS-MCC-1120 | Motor Control Centre, (MCC-1101B), Ozone Building MCC Room | FHO-ELS-PS-0001 | Primary Power Equipment | Control Panel,MCC | Motor Control Centre |  | MCC | http://www.toronto.ca/TWONTO#LV_electrical_panel
78623 | FHO-ELS-MCC-1210 | Motor Control Centre, (MCC-1201A), Ozone Building MCC Room | FHO-ELS-PS-0001 | Primary Power Equipment | Control Panel,MCC | Motor Control Centre |  | MCC | http://www.toronto.ca/TWONTO#LV_electrical_panel
79115 | THR-ELS-MCC-0101S | Control Panel, MCC 0101, RAS MCC-0101 & 0102 (MCC S1) | THR-ELS-CB-0111S | Circuit Breaker, Feeder, MCC 101, Return Activated Sludge 600V Switchgear, Indoor | Control Panel,MCC | Motor Control Centre | 39187 | MCC | http://www.toronto.ca/TWONTO#LV_electrical_panel
79116 | THR-ELS-MCC-0101S | Control Panel, MCC 0101, RAS MCC-0101 & 0102 (MCC S1) | THR-ELS-RSPS | Electrical System, Returns Sludge Pumping Station | Control Panel,MCC | Motor Control Centre | 39187 | MCC | http://www.toronto.ca/TWONTO#LV_electrical_panel
79117 | THR-ELS-MCC-0102S | Control Panel, MCC 0102, RAS MCC-0101 & 0102 (MCC S1) | THR-ELS-CB-0112S | Circuit Breaker, Feeder, MCC 102, Return Activated Sludge 600V Switchgear, Indoor | Control Panel,MCC | Motor Control Centre | 39088 | MCC | http://www.toronto.ca/TWONTO#LV_electrical_panel
79118 | THR-ELS-MCC-0302S | Motor Control Center, MCC-0302, Gallery T23 | THR-ELS-RSPS | Electrical System, Returns Sludge Pumping Station | Control Panel,MCC | Motor Control Centre | 40857 | MCC | http://www.toronto.ca/TWONTO#LV_electrical_panel
79119 | THR-ELS-MCC-0401S | Control Panel, MCC 0901, Chemical Building, RAS MCC-0401 & 0402 (MCC S4) | THR-ELS-PRS | Electrical System, Phosphorous Removal System | Control Panel,MCC | Motor Control Centre | 40858 | MCC | http://www.toronto.ca/TWONTO#LV_electrical_panel
79120 | THR-ELS-MCC-0402 | Control Panel, MCC 0402, Ferrous Chloride Building, MCC-0401 & 0402 (MCC S4) | THR-ELS-PRS | Electrical System, Phosphorous Removal System | Control Panel,MCC | Motor Control Centre |  | MCC | http://www.toronto.ca/TWONTO#LV_electrical_panel
79121 | THR-ELS-MCC-0501S | Control Panel, MCC 0501, Odour Control MCC-0501 & 0502 (MCC OD) | THR-ELS-OCS | Electrical System, Odour Control System | Control Panel,MCC | Motor Control Centre | 39091 | MCC | http://www.toronto.ca/TWONTO#LV_electrical_panel
79122 | THR-ELS-MCC-0502S | Control Panel, MCC 0502, Odour Control MCC-0501 & 0502 (MCC OD) | THR-ELS-OCS | Electrical System, Odour Control System | Control Panel,MCC | Motor Control Centre | 39092 | MCC | http://www.toronto.ca/TWONTO#LV_electrical_panel
79123 | THR-ELS-MCC-0602 | Motor Control Center (MCC), Chlorine Building | THR-ELS-DIS | Electrical System, Disinfection, Chlorine Building | Control Panel,MCC | Motor Control Centre |  | MCC | http://www.toronto.ca/TWONTO#LV_electrical_panel
79124 | THR-ELS-MCC-0701 | Control Panel, MCC 0701, MCC-0701 & 0702 (MCC BS) Head House | THR-ELS-CG | Electrical System, Co-Generation | Control Panel,MCC | Motor Control Centre |  | MCC | http://www.toronto.ca/TWONTO#LV_electrical_panel
79125 | THR-ELS-MCC-0701 | Control Panel, MCC 0701, MCC-0701 & 0702 (MCC BS) Head House | THR-ELS-HH | Electrical System, Head House and Engine Room | Control Panel,MCC | Motor Control Centre |  | MCC | http://www.toronto.ca/TWONTO#LV_electrical_panel
79126 | THR-ELS-MCC-0701 | Control Panel, MCC 0701, MCC-0701 & 0702 (MCC BS) Head House | THR-ELS-PRMS | Electrical System, Primary Station South | Control Panel,MCC | Motor Control Centre |  | MCC | http://www.toronto.ca/TWONTO#LV_electrical_panel
79127 | THR-ELS-MCC-0702 | Control Panel, MCC 0702, MCC-0701 & 0702 (MCC BS) Head House | THR-ELS-HH | Electrical System, Head House and Engine Room | Control Panel,MCC | Motor Control Centre |  | MCC | http://www.toronto.ca/TWONTO#LV_electrical_panel
79128 | THR-ELS-MCC-0802 | Control Panel, MCC 0802, S Final Gallery, North Final Area MCC-0801 & 0802 (MCC N3) | THR-ELS-FST | Electrical System, Final Sedimentation Tanks & Galleries | Control Panel,MCC | Motor Control Centre |  | MCC | http://www.toronto.ca/TWONTO#LV_electrical_panel
79129 | THR-ELS-MCC-0901 | Control Panel, MCC 0901, East Maintenance Bldg, North Final Area MCC-0901 & 0902 (MCC N4) | THR-ELS-EMS | Electrical System, East Maintenance Shop | Control Panel,MCC | Motor Control Centre |  | MCC | http://www.toronto.ca/TWONTO#LV_electrical_panel
79130 | THR-ELS-MCC-0902 | Control Panel, MCC 0902, East Maintenance Bldg, North Final Area MCC-0901 & 0902 (MCC N4) | THR-ELS-EMS | Electrical System, East Maintenance Shop | Control Panel,MCC | Motor Control Centre |  | MCC | http://www.toronto.ca/TWONTO#LV_electrical_panel
79131 | THR-ELS-MCC-1001 | Control Panel, MCC 1001, Admin Building MCC-1001 & 1002 (MCC MB) | THR-ELS-ADM | Electrical System, Administration Building | Control Panel,MCC | Motor Control Centre |  | MCC | http://www.toronto.ca/TWONTO#LV_electrical_panel
79132 | THR-ELS-MCC-1002 | Control Panel, MCC 1002, Admin Building MCC-1001 & 1002 (MCC MB) | THR-ELS-ADM | Electrical System, Administration Building | Control Panel,MCC | Motor Control Centre |  | MCC | http://www.toronto.ca/TWONTO#LV_electrical_panel
79133 | THR-ELS-MCC-1302 | Control Panel, MCC 1302, Primary Pumping Station, MCC-1301 & 1302 (MCC 13) | THR-ELS-PRMS | Electrical System, Primary Station South | Control Panel,MCC | Motor Control Centre |  | MCC | http://www.toronto.ca/TWONTO#LV_electrical_panel
79134 | THR-ELS-MCC-1401 | Control Panel, MCC 1401, Digester, MCC-1401 & 1402 (MCC-A and -B) New Digester Elec.Room Ground Floor, Beside STB | THR-ELS-DIG | Electrical System, Digester Tanks | Control Panel,MCC | Motor Control Centre |  | MCC | http://www.toronto.ca/TWONTO#LV_electrical_panel
79135 | THR-ELS-MCC-1403E | Control Panel, MCC 1403E, Digester, MCC-1401 & 1402 Emergency Power (MCC-E) New Digester Elec.Room Ground Floor, Beside STB | THR-ELS-DIG | Electrical System, Digester Tanks | Control Panel,MCC | Motor Control Centre |  | MCC | http://www.toronto.ca/TWONTO#LV_electrical_panel
79136 | THR-ELS-MCC-1502 | Control Panel, MCC 1502, Digester Gas Compressor MCC-1501 & 1502 (MCC-GC1 & GC2) | THR-ELS-GCB | Electrical System, Digester Gas Compressor Building | Control Panel,MCC | Motor Control Centre |  | MCC | http://www.toronto.ca/TWONTO#LV_electrical_panel
79137 | THR-ELS-MCC-1502 | Control Panel, MCC 1502, Digester Gas Compressor MCC-1501 & 1502 (MCC-GC1 & GC2) | THR-ELS-TB-1500 | Circuit Breaker, MCC 1501 & MCC 1502 Tie, Digester Gas Compressor MCC-1501 & 1502 (MCC-GC1 & GC2) | Control Panel,MCC | Motor Control Centre |  | MCC | http://www.toronto.ca/TWONTO#LV_electrical_panel
79138 | THR-ELS-MCC-1602 | Control Panel, MCC 1602, Primary Pumping Station, MCC-1601 & 1602 (MCC 12) | THR-ELS-PRMS | Electrical System, Primary Station South | Control Panel,MCC | Motor Control Centre |  | MCC | http://www.toronto.ca/TWONTO#LV_electrical_panel
79139 | THR-ELS-MCC-1902S | Control Panel, MCC 1902, Air Compressor Building, Air Compressor MCC-1901 & 1902 (MCC AC) | THR-ELS-ACB | Electrical System, Air Compressor Building | Control Panel,MCC | Motor Control Centre | 39094 | MCC | http://www.toronto.ca/TWONTO#LV_electrical_panel
79140 | THR-ELS-MCC-1902S | Control Panel, MCC 1902, Air Compressor Building, Air Compressor MCC-1901 & 1902 (MCC AC) | THR-ELS-CB-1912BS | Circuit Breaker, MCC 1902, Air Compressor Building, Air Compressor MCC-1901 & 1902 (MCC AC) | Control Panel,MCC | Motor Control Centre | 39094 | MCC | http://www.toronto.ca/TWONTO#LV_electrical_panel
79141 | THR-ELS-MCC-2002 | Control Panel, MCC 2002, N Final Gallery, North Final Area MCC-2001 & 2002 (MCC N2) | THR-ELS-FST | Electrical System, Final Sedimentation Tanks & Galleries | Control Panel,MCC | Motor Control Centre |  | MCC | http://www.toronto.ca/TWONTO#LV_electrical_panel
79142 | THR-ELS-MCC-2302 | Control Panel, MCC 2302, Gas Compressor Building Electrical Room | THR-ELS-CB-2302 | Circuit Breaker, MCC 2302, Gas Compressor Building Electrical Room, Gas Compressor MCC-2303 (MCC GCA) | Control Panel,MCC | Motor Control Centre |  | MCC | http://www.toronto.ca/TWONTO#LV_electrical_panel
79143 | THR-ELS-MCC-2400 | Control Panel, MCC 2400, Engine Room, COGEN MCC-2400 (MCC EGA) | THR-ELS-CG | Electrical System, Co-Generation | Control Panel,MCC | Motor Control Centre |  | MCC | http://www.toronto.ca/TWONTO#LV_electrical_panel
79144 | THR-ELS-MCC-2400 | Control Panel, MCC 2400, Engine Room, COGEN MCC-2400 (MCC EGA) | THR-ELS-HH | Electrical System, Head House and Engine Room | Control Panel,MCC | Motor Control Centre |  | MCC | http://www.toronto.ca/TWONTO#LV_electrical_panel
79145 | THR-ELS-MCC-2502 | Control Panel, MCC 2502, Engine Room, COGEN MCC-2502 (MCC EGA-1) | THR-ELS-CG | Electrical System, Co-Generation | Control Panel,MCC | Motor Control Centre |  | MCC | http://www.toronto.ca/TWONTO#LV_electrical_panel
79146 | THR-ELS-MCC-2502 | Control Panel, MCC 2502, Engine Room, COGEN MCC-2502 (MCC EGA-1) | THR-ELS-HH | Electrical System, Head House and Engine Room | Control Panel,MCC | Motor Control Centre |  | MCC | http://www.toronto.ca/TWONTO#LV_electrical_panel
79147 | THR-ELS-MCC-2602 | Control Panel, MCC 2602 Sludge Thickening | THR-ELS-STB | Electrical System, Sludge Thickening Building | Control Panel,MCC | Motor Control Centre |  | MCC | http://www.toronto.ca/TWONTO#LV_electrical_panel
79148 | THR-ELS-MCC-2700E | Control Panel, MCC 2700E Sludge Thickening with Battery Pack | THR-ELS-STB | Electrical System, Sludge Thickening Building | Control Panel,MCC | Motor Control Centre |  | MCC | http://www.toronto.ca/TWONTO#LV_electrical_panel
79149 | THR-ELS-MCC-2802 | Control Panel, MCC 1202, Sludge Thickening | THR-ELS-STB | Electrical System, Sludge Thickening Building | Control Panel,MCC | Motor Control Centre |  | MCC | http://www.toronto.ca/TWONTO#LV_electrical_panel
79150 | THR-ELS-MCC-2901 | Control Panel, MCC 2901, Headhouse MCC-2901 & 2902 (MCC HH) | THR-ELS-HH | Electrical System, Head House and Engine Room | Control Panel,MCC | Motor Control Centre |  | MCC | http://www.toronto.ca/TWONTO#LV_electrical_panel
79151 | THR-ELS-MCC-2902 | Control Panel, MCC 2902, Headhouse MCC-2901 & 2902 (MCC HH) | THR-ELS-HH | Electrical System, Head House and Engine Room | Control Panel,MCC | Motor Control Centre |  | MCC | http://www.toronto.ca/TWONTO#LV_electrical_panel
79152 | THR-ELS-MCC-2921 | Motor Control Center 1, Electrical Room Head House | THR-ELS-HH | Electrical System, Head House and Engine Room | Control Panel,MCC | Motor Control Centre |  | MCC | http://www.toronto.ca/TWONTO#LV_electrical_panel
79153 | THR-ELS-MCC-2922 | Motor Control Center 2, Electrical Room Head House | THR-ELS-HH | Electrical System, Head House and Engine Room | Control Panel,MCC | Motor Control Centre |  | MCC | http://www.toronto.ca/TWONTO#LV_electrical_panel
79154 | THR-ELS-MCC-3002S | Control Panel, MCC 3002, Admin Building MCC-3002 (MCC BH) | THR-ELS-ADM | Electrical System, Administration Building | Control Panel,MCC | Motor Control Centre | 35867 | MCC | http://www.toronto.ca/TWONTO#LV_electrical_panel
79155 | THR-ELS-MCC-3221 | Motor Control Centre, #1, North Grit Electrical Room | THR-ELS-GRIT | Electrical System, Grit Bldg., North Prelimanry and Primary Station | Control Panel,MCC | Motor Control Centre |  | MCC | http://www.toronto.ca/TWONTO#LV_electrical_panel
79156 | THR-ELS-MCC-3222 | Motor Control Cente, # 2, North Grit Electrical Room | THR-ELS-GRIT | Electrical System, Grit Bldg., North Prelimanry and Primary Station | Control Panel,MCC | Motor Control Centre |  | MCC | http://www.toronto.ca/TWONTO#LV_electrical_panel
79157 | THR-ELS-MCC-3301 | Motor Control Center (MCC), Filter Building | THR-ELS-FPW | Electrical System, Filtered Plant Water Building | Control Panel,MCC | Motor Control Centre |  | MCC | http://www.toronto.ca/TWONTO#LV_electrical_panel
79158 | THR-ELS-MCC-3301S | Control Panel, MCC 3301, Filtered Plant Water, MCC-3301 & 3302 (MCC PWF) | THR-ELS-FPW | Electrical System, Filtered Plant Water Building | Control Panel,MCC | Motor Control Centre | 40860 | MCC | http://www.toronto.ca/TWONTO#LV_electrical_panel
79159 | THR-ELS-MCC-3302 | Motor Control Center (MCC), Filter Building | THR-ELS-FPW | Electrical System, Filtered Plant Water Building | Control Panel,MCC | Motor Control Centre |  | MCC | http://www.toronto.ca/TWONTO#LV_electrical_panel
79160 | THR-ELS-MCC-3402 | Control Panel, MCC 3402, Digesters, Tanks 0700 & 0800 | THR-ELS-LTG-EMS | Lighting System, Security , East Maintenance Building | Control Panel,MCC | Motor Control Centre |  | MCC | http://www.toronto.ca/TWONTO#LV_electrical_panel
79161 | THR-ELS-MCC-3402A | Control Panel, MCC 3402A, Digesters, Tanks 0700 & 0800 | THR-ELS-DIG | Electrical System, Digester Tanks | Control Panel,MCC | Motor Control Centre |  | MCC | http://www.toronto.ca/TWONTO#LV_electrical_panel
79162 | THR-ELS-MCC-3501 | Motor Control Centre (MCC), SP RAS PS Electrical Building (Old Ozone Bldg) | THR-ELS-RSPS | Electrical System, Returns Sludge Pumping Station | Control Panel,MCC | Motor Control Centre |  | MCC | http://www.toronto.ca/TWONTO#LV_electrical_panel
79163 | THR-ELS-MCC-3601 | Motor Control Centre (MCC), SP RAS PS Extention Electrical Room | THR-ELS-RSPS | Electrical System, Returns Sludge Pumping Station | Control Panel,MCC | Motor Control Centre |  | MCC | http://www.toronto.ca/TWONTO#LV_electrical_panel
79164 | THR-ELS-MCC-3602 | Motor Control Centre (MCC), SP RAS PS Extention Electrical Room | THR-ELS-RSPS | Electrical System, Returns Sludge Pumping Station | Control Panel,MCC | Motor Control Centre |  | MCC | http://www.toronto.ca/TWONTO#LV_electrical_panel
79165 | THR-ELS-MCC-3701 | Motor Control Centre (MCC), Aeration Tanks Electrical Building | THR-ELS-RSPS | Electrical System, Returns Sludge Pumping Station | Control Panel,MCC | Motor Control Centre |  | MCC | http://www.toronto.ca/TWONTO#LV_electrical_panel
79166 | THR-ELS-MCC-3801 | Motor Control Centre (MCC), Plant Water Pump Station | THR-ELS-FPW | Electrical System, Filtered Plant Water Building | Control Panel,MCC | Motor Control Centre |  | MCC | http://www.toronto.ca/TWONTO#LV_electrical_panel
86368 | TNT-CSO-MCC-0100 | Control Centre, Motor, Pumping System Control, Laboratory | TNT-ELS | Instrument / Electrical | Switchgear,Indoor | Motor Control Centre |  | MCC | http://www.toronto.ca/TWONTO#LV_electrical_panel
86939 | TNT-ELS-MCC-1603 | MCC,Filter Bldg | TAB-SUSPENDED ENTITY | Suspended entities | Control Panel,MCC | Motor Control Centre |  | MCC | http://www.toronto.ca/TWONTO#LV_electrical_panel
86940 | TNT-ELS-MCC-1603 | MCC,Filter Bldg | TNT-ELS | Instrument / Electrical | Control Panel,MCC | Motor Control Centre |  | MCC | http://www.toronto.ca/TWONTO#LV_electrical_panel
86941 | TNT-ELS-MCC-2001 | MCC,Boiler Bldg | TNT-ELS | Instrument / Electrical | Control Panel,MCC | Motor Control Centre |  | MCC | http://www.toronto.ca/TWONTO#LV_electrical_panel
86942 | TNT-ELS-MCC-2101 | MCC,Primary PUmping Station | TNT-ELS | Instrument / Electrical | Control Panel,MCC | Motor Control Centre |  | MCC | http://www.toronto.ca/TWONTO#LV_electrical_panel
86943 | TNT-ELS-MCC-2201 | MCC,Drainage PS | TNT-ELS | Instrument / Electrical | Control Panel,MCC | Motor Control Centre |  | MCC | http://www.toronto.ca/TWONTO#LV_electrical_panel
86944 | TNT-ELS-MCC-2301 | MCC,Digester Gallery | TNT-ELS | Instrument / Electrical | Control Panel,MCC | Motor Control Centre |  | MCC | http://www.toronto.ca/TWONTO#LV_electrical_panel
86945 | TNT-ELS-MCC-4001 | Control Centre, Motor, Pumping System Control, Laboratory | TNT-ELS | Instrument / Electrical | Switchgear,Indoor | Motor Control Centre |  | MCC | http://www.toronto.ca/TWONTO#LV_electrical_panel
90918 | WTR-PEL-MCC-0103 | Motor Control Center, MCC-103, Generator Building, Electrical Room | WTR-PEL-BUS-0103 | BUS 1, Electrical Power Line, Electrical Bus, MCC 0103, 600V, Generator Building, Electrical Room | Control Panel,MCC | Motor Control Centre |  | MCC | http://www.toronto.ca/TWONTO#LV_electrical_panel
90920 | WTR-PEL-MCC-0203 | Motor Control Center, MCC-203, Generator Building, Electrical Room | WTR-PEL-BUS-0203 | BUS 2, Electrical Power Line, Electrical Bus, MCC 0203, 600V, Generator Building, Electrical Room | Control Panel,MCC | Motor Control Centre |  | MCC | http://www.toronto.ca/TWONTO#LV_electrical_panel
93958 | WTR-PRH-MCC-0102 | Motor Control Centre, 600VAC, Switchgear Electrical Room | WTR-PRH-AUX | Auxiliary Equipment (Building Facilities) | Control Panel,MCC | Motor Control Centre |  | MCC | http://www.toronto.ca/TWONTO#LV_electrical_panel
93960 | WTR-PRH-MCC-0202 | Motor Control Centre, 600VAC, Switchgear Electrical Room | WTR-PRH-AUX | Auxiliary Equipment (Building Facilities) | Control Panel,MCC | Motor Control Centre |  | MCC | http://www.toronto.ca/TWONTO#LV_electrical_panel
95762 | WTR-RRH-MCC-0001 | Motor Control Centre, Rosehill Reservoir, Electrical Room | WTR-RRH-ELS | Electrical System | Control Panel,MCC | Motor Control Centre |  | MCC | http://www.toronto.ca/TWONTO#LV_electrical_panel
96271 | FIS-ELS-MCC-0004-SUS | Motor Control Centre # 4 | FIS-ELS | System, Electrical Distribution System | Switchgear,Indoor | Motor Control Centre | 38219 | MCC | http://www.toronto.ca/TWONTO#LV_electrical_panel
96272 | FIS-ELS-MCC-0004-SUS | Motor Control Centre # 4 | FIS-SUSPENDED | Obsolete Entities/Processes | Switchgear,Indoor | Motor Control Centre | 38219 | MCC | http://www.toronto.ca/TWONTO#LV_electrical_panel
96273 | FIS-ELS-MCC-0100 | MCC,600 V,Workshop Building,Mezzanine,East | FIS-ELS | System, Electrical Distribution System | Control Panel,MCC | Motor Control Centre |  | MCC | http://www.toronto.ca/TWONTO#LV_electrical_panel
96274 | FIS-ELS-MCC-0200 | MCC,600 V,Workshop Building,Mezzanine,West | FIS-ELS-TR-1102 | Transformer,Lighting,Workshop Building Main Floor,North,9KVA / 600V / 208V / 3ph Transformer | Control Panel,MCC | Motor Control Centre |  | MCC | http://www.toronto.ca/TWONTO#LV_electrical_panel
96275 | FIS-ELS-MCC-0300 | MCC,600 V,Raw Water Pumping Station,Upper Level,East | FIS-ELS | System, Electrical Distribution System | Control Panel,MCC | Motor Control Centre |  | MCC | http://www.toronto.ca/TWONTO#LV_electrical_panel
96276 | FIS-ELS-MCC-0500 | MCC,600 V,Filter Building,Mezzanine,East | FIS-ELS | System, Electrical Distribution System | Control Panel,MCC | Motor Control Centre |  | MCC | http://www.toronto.ca/TWONTO#LV_electrical_panel
96277 | FIS-ELS-MCC-0500 | MCC,600 V,Filter Building,Mezzanine,East | FIS-ELS-TR-0500 | Transformer,Power,Dry,4.16 kV / 600V,Filter Building,Mezzanine,West,Transformer,FIS-ELS-MCC-0500 | Control Panel,MCC | Motor Control Centre |  | MCC | http://www.toronto.ca/TWONTO#LV_electrical_panel
96278 | FIS-ELS-MCC-0600 | MCC,600 V,Filter Building,Mezzanine,West | FIS-ELS | System, Electrical Distribution System | Control Panel,MCC | Motor Control Centre |  | MCC | http://www.toronto.ca/TWONTO#LV_electrical_panel
96279 | FIS-ELS-MCC-0600 | MCC,600 V,Filter Building,Mezzanine,West | FIS-ELS-CAB-0603 | ELS Cabinet,600 V,Filter Building,Mezzanine,North MCC Cabinet | Control Panel,MCC | Motor Control Centre |  | MCC | http://www.toronto.ca/TWONTO#LV_electrical_panel
98284 | FIS-TRW-MCC-0200-SUS | Motor Control Centre | FIS-SUSPENDED | Obsolete Entities/Processes | Switchgear,Indoor | Motor Control Centre | 38435 | MCC | http://www.toronto.ca/TWONTO#LV_electrical_panel
98285 | FIS-TRW-MCC-0400-SUS | Motor Control Centre | FIS-TRW | Treated Water Production | Switchgear,Indoor | Motor Control Centre | 38437 | MCC | http://www.toronto.ca/TWONTO#LV_electrical_panel
98286 | FIS-TRW-MCC-0500-SUS | Motor Control Centre | FIS-SUSPENDED | Obsolete Entities/Processes | Switchgear,Indoor | Motor Control Centre | 38438 | MCC | http://www.toronto.ca/TWONTO#LV_electrical_panel
98287 | FIS-TRW-MCC-0600-SUS | Motor Control Centre | FIS-SUSPENDED | Obsolete Entities/Processes | Switchgear,Indoor | Motor Control Centre | 38439 | MCC | http://www.toronto.ca/TWONTO#LV_electrical_panel
101552 | MCC27-A | Motor Control Center, Building B | THC-SUSPENDED | Suspended entity | Control Panel,MCC | Motor Control Centre | 32183 |  | http://www.toronto.ca/TWONTO#LV_electrical_panel
105691 | SWM-PWD-MCC-0001 | Motor Control Center | SWM-PWD-MISC | Miscellaneous Equipment |  | Motor Control Centre |  | MCC | http://www.toronto.ca/TWONTO#LV_electrical_panel
105751 | SWM-PWI-MCC-0100 | Motor Control Center, Power Distribution for Station, MCC-0100 | SWM-PWI-MISC | Miscellaneous Equipment |  | Motor Control Centre |  | MCC | http://www.toronto.ca/TWONTO#LV_electrical_panel
108985 | TAB-CHL-MCC-2001 | Motor Control Centre, Chlorination Building | TAB-DIS-ELS | Chlorine Building Electrical |  | Motor Control Centre |  | MCC | http://www.toronto.ca/TWONTO#LV_electrical_panel
108986 | TAB-CHL-MCC-2001 | Motor Control Centre, Chlorination Building | TAB-WA4-ELS | WA4 Electric Equipments |  | Motor Control Centre |  | MCC | http://www.toronto.ca/TWONTO#LV_electrical_panel
110883 | TAB-DIG-MCC-1052 | Motor Control Centre | TAB-DIG-ELQ-T1-4 | Digester Tanks 1-4, Electrical Equipment | Control Panel,MCC | Motor Control Centre |  | MCC | http://www.toronto.ca/TWONTO#LV_electrical_panel
112657 | TAB-EL1-MCC-6005 | Motor Control Centre 600V - Blower Bldg | TAB-EL1-TR-5113 | Transformer, Blower Bldg 4160/600V, NS-ST1 | Switchgear,Indoor | Motor Control Centre |  | MCC | http://www.toronto.ca/TWONTO#LV_electrical_panel
112658 | TAB-EL1-MCC-6007 | MCC, Plant Services, North Substation -T Bldg., MCC 6007 | TAB-ELS-T BLDG | T Building Indoor Substation | Control Panel,MCC | Motor Control Centre |  | MCC | http://www.toronto.ca/TWONTO#LV_electrical_panel
112659 | TAB-EL1-MCC-6007E | Motor Control Centre, Emergency 600V - T Bldg | TAB-EL1-MCC-6007 | MCC, Plant Services, North Substation -T Bldg., MCC 6007 | Control Panel,MCC | Motor Control Centre |  | MCC | http://www.toronto.ca/TWONTO#LV_electrical_panel
112660 | TAB-EL1-MCC-6007E | Motor Control Centre, Emergency 600V - T Bldg | TAB-ELS-T BLDG | T Building Indoor Substation | Control Panel,MCC | Motor Control Centre |  | MCC | http://www.toronto.ca/TWONTO#LV_electrical_panel
112661 | TAB-EL1-MCC-6013 | Motor Control Centre 600V - M Bldg | TAB-ELS-M BLDG | M Building Indoor Substation | Control Panel,MCC | Motor Control Centre |  | MCC | http://www.toronto.ca/TWONTO#LV_electrical_panel
112662 | TAB-EL1-MCC-6014 | Motor Control Centre 600V - M Bldg | TAB-EL1-TR-5646 | Transformer, Step Down, 4160/600V, M Bldg.NS-M-ST1 | Control Panel,MCC | Motor Control Centre |  | MCC | http://www.toronto.ca/TWONTO#LV_electrical_panel
112663 | TAB-EL1-MCC-6014 | Motor Control Centre 600V - M Bldg | TAB-ELS-M BLDG | M Building Indoor Substation | Control Panel,MCC | Motor Control Centre |  | MCC | http://www.toronto.ca/TWONTO#LV_electrical_panel
112664 | TAB-EL1-MCC-6113A | Motor Control Centre, 600V | TAB-EL1-BUS-5623 | Busbar, Power input, 4.16 KV- M Bldg |  | Motor Control Centre |  | MCC | http://www.toronto.ca/TWONTO#LV_electrical_panel
112665 | TAB-EL1-MCC-6121 | Motor Control Centre, 600V MCC | TAB-AER-ELQ | Aeration - Electrical Equipment | Switchgear,Indoor | Motor Control Centre |  | MCC | http://www.toronto.ca/TWONTO#LV_electrical_panel
112666 | TAB-EL1-MCC-6121 | Motor Control Centre, 600V MCC | TAB-EL1-PDP-6001 | Power Distribution Panel, 600V, Aeration Outdoor Sub. | Switchgear,Indoor | Motor Control Centre |  | MCC | http://www.toronto.ca/TWONTO#LV_electrical_panel
112667 | TAB-EL1-MCC-6122 | Motor Control Cenrer, 600V MCC VFD's | TAB-AER-ELQ | Aeration - Electrical Equipment | Switchgear,Indoor | Motor Control Centre |  | MCC | http://www.toronto.ca/TWONTO#LV_electrical_panel
112668 | TAB-EL1-MCC-6122 | Motor Control Cenrer, 600V MCC VFD's | TAB-EL1-PDP-6002 | Power Distribution Panel, 600V, Aeration Outdoor Sub. | Switchgear,Indoor | Motor Control Centre |  | MCC | http://www.toronto.ca/TWONTO#LV_electrical_panel
112669 | TAB-EL1-MCC-6122 | Motor Control Cenrer, 600V MCC VFD's | TAB-STR-ELQ | Blower Building - Power Distribution & Electrical Equipment | Switchgear,Indoor | Motor Control Centre |  | MCC | http://www.toronto.ca/TWONTO#LV_electrical_panel
112670 | TAB-EL1-MCC-6124 | Switchgear, 600V MCC AT3 | TAB-AER-ELQ | Aeration - Electrical Equipment | Switchgear,Indoor | Motor Control Centre |  | MCC | http://www.toronto.ca/TWONTO#LV_electrical_panel
112671 | TAB-EL1-MCC-6125 | Motor Control Centre, 600V | TAB-EL1-PDP-6001 | Power Distribution Panel, 600V, Aeration Outdoor Sub. | Switchgear,Indoor | Motor Control Centre |  | MCC | http://www.toronto.ca/TWONTO#LV_electrical_panel
112672 | TAB-EL1-MCC-6125A | Motor Control Centre, 600V, Aeration MCC | TAB-AER-ELQ | Aeration - Electrical Equipment | Switchgear,Indoor | Motor Control Centre |  | MCC | http://www.toronto.ca/TWONTO#LV_electrical_panel
112673 | TAB-EL1-MCC-6125E | Motor Control Centre, 600V Emergency feed | TAB-AER-ELQ | Aeration - Electrical Equipment | Switchgear,Indoor | Motor Control Centre |  | MCC | http://www.toronto.ca/TWONTO#LV_electrical_panel
112674 | TAB-EL1-MCC-6125E | Motor Control Centre, 600V Emergency feed | TAB-EL1-PDP-6001 | Power Distribution Panel, 600V, Aeration Outdoor Sub. | Switchgear,Indoor | Motor Control Centre |  | MCC | http://www.toronto.ca/TWONTO#LV_electrical_panel
112675 | TAB-EL1-MCC-6126 | Motor Control Centre, 600V | TAB-EL1-PDP-6002 | Power Distribution Panel, 600V, Aeration Outdoor Sub. | Switchgear,Indoor | Motor Control Centre |  | MCC | http://www.toronto.ca/TWONTO#LV_electrical_panel
112676 | TAB-EL1-MCC-6145 | MCC, Aeration Tank 2, East Control Building,600V | TAB-AER-ELQ | Aeration - Electrical Equipment | Switchgear,Indoor | Motor Control Centre |  | MCC | http://www.toronto.ca/TWONTO#LV_electrical_panel
112677 | TAB-EL1-MCC-6145 | MCC, Aeration Tank 2, East Control Building,600V | TAB-EL1-MCC-6125 | Motor Control Centre, 600V | Switchgear,Indoor | Motor Control Centre |  | MCC | http://www.toronto.ca/TWONTO#LV_electrical_panel
112678 | TAB-EL1-MCC-6146 | MCC, Aeration Tank 2, East Control Building, 600V | TAB-EL1-MCC-6126 | Motor Control Centre, 600V | Switchgear,Indoor | Motor Control Centre |  | MCC | http://www.toronto.ca/TWONTO#LV_electrical_panel
112679 | TAB-EL1-MCC-6161 | Motor Control Centre, 600V, Ferrous Area | TAB-EL1-MCC-6121 | Motor Control Centre, 600V MCC | Control Panel,MCC | Motor Control Centre |  | MCC | http://www.toronto.ca/TWONTO#LV_electrical_panel
112680 | TAB-EL1-MCC-6164 | Motor Control Centre, 600V, West Quad House | TAB-EL1-MCC-6121 | Motor Control Centre, 600V MCC | Control Panel,MCC | Motor Control Centre |  | MCC | http://www.toronto.ca/TWONTO#LV_electrical_panel
112681 | TAB-EL1-MCC-6222 | Motor Control Centre 600V - D Bldg | TAB-EL1-MCC | Motor Control Center- North Substation | Control Panel,MCC | Motor Control Centre |  | MCC | http://www.toronto.ca/TWONTO#LV_electrical_panel
112682 | TAB-EL1-MCC-6222 | Motor Control Centre 600V - D Bldg | TAB-EL1-PDP-6004 | Switchgear, 600V, D Building Outdoor Sub. | Control Panel,MCC | Motor Control Centre |  | MCC | http://www.toronto.ca/TWONTO#LV_electrical_panel
112683 | TAB-EL1-MCC-6222 | Motor Control Centre 600V - D Bldg | TAB-PLT-ELQ-D | D Building - Electrical Equipment | Control Panel,MCC | Motor Control Centre |  | MCC | http://www.toronto.ca/TWONTO#LV_electrical_panel
112684 | TAB-EL1-MCC-6223 | Motor Control Centre 600V - D Bldg | TAB-EL1-MCC | Motor Control Center- North Substation | Control Panel,MCC | Motor Control Centre |  | MCC | http://www.toronto.ca/TWONTO#LV_electrical_panel
112685 | TAB-EL1-MCC-6223 | Motor Control Centre 600V - D Bldg | TAB-EL1-PDP-6003 | Switchgear, 600V, D Building Outdoor Sub. | Control Panel,MCC | Motor Control Centre |  | MCC | http://www.toronto.ca/TWONTO#LV_electrical_panel
112686 | TAB-EL1-MCC-6223 | Motor Control Centre 600V - D Bldg | TAB-PLT-ELQ-D | D Building - Electrical Equipment | Control Panel,MCC | Motor Control Centre |  | MCC | http://www.toronto.ca/TWONTO#LV_electrical_panel
112687 | TAB-EL1-MCC-6225 | Motor Control Centre 600V - D Bldg | TAB-EL1-PDP-6003 | Switchgear, 600V, D Building Outdoor Sub. | Control Panel,MCC | Motor Control Centre |  | MCC | http://www.toronto.ca/TWONTO#LV_electrical_panel
112688 | TAB-EL1-MCC-6228 | Motor Control Centre 600V - D Bldg | TAB-EL1-PDP-6004 | Switchgear, 600V, D Building Outdoor Sub. | Control Panel,MCC | Motor Control Centre |  | MCC | http://www.toronto.ca/TWONTO#LV_electrical_panel
112689 | TAB-EL1-MCC-6228 | Motor Control Centre 600V - D Bldg | TAB-PLT-ELQ-D | D Building - Electrical Equipment | Control Panel,MCC | Motor Control Centre |  | MCC | http://www.toronto.ca/TWONTO#LV_electrical_panel
112690 | TAB-EL1-MCC-6321 | Motor Control Centre 600V - Blower Bldg | TAB-STR-ELQ | Blower Building - Power Distribution & Electrical Equipment | Switchgear,Indoor | Motor Control Centre |  | MCC | http://www.toronto.ca/TWONTO#LV_electrical_panel
112691 | TAB-EL1-MCC-6322 | Motor Control Centre 600V - Blower Bldg | TAB-STR-ELQ | Blower Building - Power Distribution & Electrical Equipment | Switchgear,Indoor | Motor Control Centre |  | MCC | http://www.toronto.ca/TWONTO#LV_electrical_panel
112692 | TAB-EL1-MCC-6351 | Motor Control Centre 600V - Blower Bldg | TAB-EL1-MCC-6005 | Motor Control Centre 600V - Blower Bldg | Switchgear,Indoor | Motor Control Centre |  | MCC | http://www.toronto.ca/TWONTO#LV_electrical_panel
112694 | TAB-EL1-MCC-6535 | MCC, Standby Power | TAB-EL1-PDP-6008 | Power Distribution Panel, 600V, Z Building Outdoor Substation | Control Panel,MCC | Motor Control Centre |  | MCC | http://www.toronto.ca/TWONTO#LV_electrical_panel
112695 | TAB-EL1-MCC-6535 | MCC, Standby Power | TAB-ELS-WA6 | Panel Boards, MCC, WA6 | Control Panel,MCC | Motor Control Centre |  | MCC | http://www.toronto.ca/TWONTO#LV_electrical_panel
112696 | TAB-EL1-MCC-6536 | Motor Control Centre, Z Bldg | TAB-ELS-WA6 | Panel Boards, MCC, WA6 | Control Panel,MCC | Motor Control Centre |  | MCC | http://www.toronto.ca/TWONTO#LV_electrical_panel
112697 | TAB-EL1-MCC-6541 | Motor Control Centre, Z Bldg | TAB-EL1-MCC | Motor Control Center- North Substation | Control Panel,MCC | Motor Control Centre |  | MCC | http://www.toronto.ca/TWONTO#LV_electrical_panel
112698 | TAB-EL1-MCC-6541 | Motor Control Centre, Z Bldg | TAB-ELS-WA6 | Panel Boards, MCC, WA6 | Control Panel,MCC | Motor Control Centre |  | MCC | http://www.toronto.ca/TWONTO#LV_electrical_panel
112699 | TAB-EL1-MCC-6542 | Motor Control Centre, Z Bldg | TAB-EL1-MCC | Motor Control Center- North Substation | Control Panel,MCC | Motor Control Centre |  | MCC | http://www.toronto.ca/TWONTO#LV_electrical_panel
112700 | TAB-EL1-MCC-6542 | Motor Control Centre, Z Bldg | TAB-EL1-PDP-6008 | Power Distribution Panel, 600V, Z Building Outdoor Substation | Control Panel,MCC | Motor Control Centre |  | MCC | http://www.toronto.ca/TWONTO#LV_electrical_panel
112701 | TAB-EL1-MCC-6542 | Motor Control Centre, Z Bldg | TAB-ELS-WA6 | Panel Boards, MCC, WA6 | Control Panel,MCC | Motor Control Centre |  | MCC | http://www.toronto.ca/TWONTO#LV_electrical_panel
112702 | TAB-EL1-MCC-6545 | Motor Control Centre, Z Bldg | TAB-EL1-PDP-6009 | Power Distribution Panel, 600V, Z Building Outdoor Substation | Control Panel,MCC | Motor Control Centre |  | MCC | http://www.toronto.ca/TWONTO#LV_electrical_panel
112703 | TAB-EL1-MCC-6547 | Motor Control Centre, Z Bldg | TAB-EL1-MCC | Motor Control Center- North Substation | Control Panel,MCC | Motor Control Centre |  | MCC | http://www.toronto.ca/TWONTO#LV_electrical_panel
112704 | TAB-EL1-MCC-6549 | Motor Control Centre ,Z- Bldg | TAB-ELS-WA6 | Panel Boards, MCC, WA6 | Control Panel,MCC | Motor Control Centre |  | MCC | http://www.toronto.ca/TWONTO#LV_electrical_panel
112705 | TAB-EL1-MCC-6566 | Motor Control Centre, ,Z Bldg Gr.Flr.West Side of Machine Shop | TAB-ELS-WA7 | Equipment location, TAB-ELS-WA7, Electrical Equipment, Work Area7 ( Panelboards, MCC ) | Control Panel,MCC | Motor Control Centre |  | MCC | http://www.toronto.ca/TWONTO#LV_electrical_panel
112706 | TAB-EL1-MCC-6571 | Motor Control Centre, Z Bldg | TAB-ELS-WA6 | Panel Boards, MCC, WA6 | Control Panel,MCC | Motor Control Centre |  | MCC | http://www.toronto.ca/TWONTO#LV_electrical_panel
112707 | TAB-EL1-MCC-6573 | Motor Control Centre, Z Bldg | TAB-ELS-WA6 | Panel Boards, MCC, WA6 | Control Panel,MCC | Motor Control Centre |  | MCC | http://www.toronto.ca/TWONTO#LV_electrical_panel
112708 | TAB-EL1-MCC-6574 | Motor Control Centre, Z Bldg | TAB-ELS-WA6 | Panel Boards, MCC, WA6 | Control Panel,MCC | Motor Control Centre |  | MCC | http://www.toronto.ca/TWONTO#LV_electrical_panel
112709 | TAB-EL1-MCC-6591 | Motor Control Centre ,Z- Bldg | TAB-ELS-WA6 | Panel Boards, MCC, WA6 | Control Panel,MCC | Motor Control Centre | 34434 | MCC | http://www.toronto.ca/TWONTO#LV_electrical_panel
112710 | TAB-EL1-MCC-6591 | Motor Control Centre ,Z- Bldg | TAB-SUSPENDED ENTITY | Suspended entities | Control Panel,MCC | Motor Control Centre | 34434 | MCC | http://www.toronto.ca/TWONTO#LV_electrical_panel
112711 | TAB-EL1-MCC-6592 | Motor Control Centre ,Z- Bldg | TAB-EL1-MCC | Motor Control Center- North Substation | Control Panel,MCC | Motor Control Centre | 34435 | MCC | http://www.toronto.ca/TWONTO#LV_electrical_panel
112712 | TAB-EL1-MCC-6593 | Motor Control Centre ,Z- Bldg | TAB-EL1-MCC | Motor Control Center- North Substation | Control Panel,MCC | Motor Control Centre |  | MCC | http://www.toronto.ca/TWONTO#LV_electrical_panel
112713 | TAB-EL1-MCC-6593 | Motor Control Centre ,Z- Bldg | TAB-ELS-WA6 | Panel Boards, MCC, WA6 | Control Panel,MCC | Motor Control Centre |  | MCC | http://www.toronto.ca/TWONTO#LV_electrical_panel
112714 | TAB-EL1-MCC-6594 | Motor Control Centre ,Z- Bldg | TAB-ELS-WA6 | Panel Boards, MCC, WA6 | Control Panel,MCC | Motor Control Centre |  | MCC | http://www.toronto.ca/TWONTO#LV_electrical_panel
112715 | TAB-EL1-MCC-6595 | Motor Control Centre ,Z- Bldg | TAB-ELS-WA6 | Panel Boards, MCC, WA6 | Control Panel,MCC | Motor Control Centre | 35026 | MCC | http://www.toronto.ca/TWONTO#LV_electrical_panel
112716 | TAB-EL1-MCC-6595 | Motor Control Centre ,Z- Bldg | TAB-SUSPENDED ENTITY | Suspended entities | Control Panel,MCC | Motor Control Centre | 35026 | MCC | http://www.toronto.ca/TWONTO#LV_electrical_panel
112717 | TAB-EL1-MCC-6621B | Motor Control Centre ,Digesters 9-12 basement | TAB-EL1-PDP-6011 | Power Distribution Panel, 600V, PT 1-9 Outdoor Sub. |  | Motor Control Centre |  | MCC | http://www.toronto.ca/TWONTO#LV_electrical_panel
112718 | TAB-EL1-MCC-6624 | Motor Control Centre | TAB-EL1-PDP-6012 | Power Distribution Panel, 600V, PT 1-9 Outdoor Sub. | Control Panel,MCC | Motor Control Centre |  | MCC | http://www.toronto.ca/TWONTO#LV_electrical_panel
112719 | TAB-EL1-MCC-6625 | Motor Control Centre 600V - Emission Air Bldg. | TAB-EL1-MCC | Motor Control Center- North Substation | Control Panel,MCC | Motor Control Centre |  | MCC | http://www.toronto.ca/TWONTO#LV_electrical_panel
112720 | TAB-EL1-MCC-6625 | Motor Control Centre 600V - Emission Air Bldg. | TAB-EL1-PDP-6011 | Power Distribution Panel, 600V, PT 1-9 Outdoor Sub. | Control Panel,MCC | Motor Control Centre |  | MCC | http://www.toronto.ca/TWONTO#LV_electrical_panel
112721 | TAB-EL1-MCC-6625 | Motor Control Centre 600V - Emission Air Bldg. | TAB-PLT-ELQ-P | P Building - Electrical Equipment | Control Panel,MCC | Motor Control Centre |  | MCC | http://www.toronto.ca/TWONTO#LV_electrical_panel
112722 | TAB-EL1-MCC-6626 | Motor Control Centre 600V - OPS | TAB-PRM-ELQ-OPS | Old PS Building - Electrical Equipment | Control Panel,Electrical | Motor Control Centre |  | MCC | http://www.toronto.ca/TWONTO#LV_electrical_panel
112723 | TAB-EL1-MCC-6626A | Motor Control Centre 600V - OPS | TAB-EL1-PDP-6012 | Power Distribution Panel, 600V, PT 1-9 Outdoor Sub. | Control Panel,Electrical | Motor Control Centre | 34604 | MCC | http://www.toronto.ca/TWONTO#LV_electrical_panel
112724 | TAB-EL1-MCC-6626A | Motor Control Centre 600V - OPS | TAB-SUSPENDED ENTITY | Suspended entities | Control Panel,Electrical | Motor Control Centre | 34604 | MCC | http://www.toronto.ca/TWONTO#LV_electrical_panel
112725 | TAB-EL1-MCC-6626B | Motor Control Centre 600V - OPS | TAB-EL1-PDP-6012 | Power Distribution Panel, 600V, PT 1-9 Outdoor Sub. | Control Panel,Electrical | Motor Control Centre | 34605 | MCC | http://www.toronto.ca/TWONTO#LV_electrical_panel
112726 | TAB-EL1-MCC-6626C | Motor Control Centre 600V - OPS | TAB-PRM-ELQ-OPS | Old PS Building - Electrical Equipment | Control Panel,Electrical | Motor Control Centre | 34606 | MCC | http://www.toronto.ca/TWONTO#LV_electrical_panel
112727 | TAB-EL1-MCC-6627 | Motor Control Centre | TAB-EL1-PDP-6011 | Power Distribution Panel, 600V, PT 1-9 Outdoor Sub. |  | Motor Control Centre |  | MCC | http://www.toronto.ca/TWONTO#LV_electrical_panel
112728 | TAB-EL1-MCC-6628 | Motor Control Centre | TAB-EL1-MCC | Motor Control Center- North Substation | Control Panel,MCC | Motor Control Centre |  | MCC | http://www.toronto.ca/TWONTO#LV_electrical_panel
112729 | TAB-EL1-MCC-6628 | Motor Control Centre | TAB-EL1-PDP-6012 | Power Distribution Panel, 600V, PT 1-9 Outdoor Sub. | Control Panel,MCC | Motor Control Centre |  | MCC | http://www.toronto.ca/TWONTO#LV_electrical_panel
112730 | TAB-EL1-MCC-6629 | Motor Control Centre 600V - P Bldg. | TAB-PLT-ELQ-P | P Building - Electrical Equipment | Control Panel,MCC | Motor Control Centre |  | MCC | http://www.toronto.ca/TWONTO#LV_electrical_panel
112731 | TAB-EL1-MCC-6631 | Control Panel, MCC,Electrical Room,Grit Build,P Building | TAB-EL1-PDP-6011 | Power Distribution Panel, 600V, PT 1-9 Outdoor Sub. | Control Panel,MCC | Motor Control Centre |  | MCC | http://www.toronto.ca/TWONTO#LV_electrical_panel
112732 | TAB-EL1-MCC-6631 | Control Panel, MCC,Electrical Room,Grit Build,P Building | TAB-PLT-ELQ-P | P Building - Electrical Equipment | Control Panel,MCC | Motor Control Centre |  | MCC | http://www.toronto.ca/TWONTO#LV_electrical_panel
112733 | TAB-EL1-MCC-6631? | Control Panel, MCC,Electrical Room,Grit Build,P Building | TAB-PLT-ELQ-P | P Building - Electrical Equipment | Control Panel,MCC | Motor Control Centre | 46021 | MCC | http://www.toronto.ca/TWONTO#LV_electrical_panel
112734 | TAB-EL1-MCC-6631? | Control Panel, MCC,Electrical Room,Grit Build,P Building | TAB-SUSPENDED ENTITY | Suspended entities | Control Panel,MCC | Motor Control Centre | 46021 | MCC | http://www.toronto.ca/TWONTO#LV_electrical_panel
112735 | TAB-EL1-MCC-6632 | Motor Control Centre 600V - P Bldg. | TAB-EL1-MCC | Motor Control Center- North Substation | Control Panel,MCC | Motor Control Centre |  | MCC | http://www.toronto.ca/TWONTO#LV_electrical_panel
112736 | TAB-EL1-MCC-6632 | Motor Control Centre 600V - P Bldg. | TAB-PLT-ELQ-P | P Building - Electrical Equipment | Control Panel,MCC | Motor Control Centre |  | MCC | http://www.toronto.ca/TWONTO#LV_electrical_panel
112737 | TAB-EL1-MCC-6633 | Motor Control Centre, 600V - Grit 7-12 | TAB-EL1-MCC | Motor Control Center- North Substation | Control Panel,MCC | Motor Control Centre |  | MCC | http://www.toronto.ca/TWONTO#LV_electrical_panel
112738 | TAB-EL1-MCC-6633 | Motor Control Centre, 600V - Grit 7-12 | TAB-EL1-MCC-6632 | Motor Control Centre 600V - P Bldg. | Control Panel,MCC | Motor Control Centre |  | MCC | http://www.toronto.ca/TWONTO#LV_electrical_panel
112739 | TAB-EL1-MCC-6634? | Motor Control Centre ,Old Grit Bldg. | TAB-SUSPENDED ENTITY | Suspended entities | Control Panel,MCC | Motor Control Centre | 46022 | MCC | http://www.toronto.ca/TWONTO#LV_electrical_panel
112740 | TAB-EL1-MCC-6641B | Motor Control Centre ,Digesters 9-12 | TAB-DIG-ELQ-T9-12 | Digester Tanks 9-12, Electrical Equipment | Control Panel,MCC | Motor Control Centre |  | MCC | http://www.toronto.ca/TWONTO#LV_electrical_panel
112741 | TAB-EL1-MCC-6641B | Motor Control Centre ,Digesters 9-12 | TAB-EL1-MCC | Motor Control Center- North Substation | Control Panel,MCC | Motor Control Centre |  | MCC | http://www.toronto.ca/TWONTO#LV_electrical_panel
112742 | TAB-EL1-MCC-6654 | Motor Control Centre | TAB-EL1-MCC-6624 | Motor Control Centre |  | Motor Control Centre |  | MCC | http://www.toronto.ca/TWONTO#LV_electrical_panel
112743 | TAB-EL1-MCC-6664 | MCC, Plant Services, North Substation, Digesters 1-4 MCC 6664 600V | TAB-EL1-MCC-6628 | Motor Control Centre | Control Panel,MCC | Motor Control Centre |  | MCC | http://www.toronto.ca/TWONTO#LV_electrical_panel
112744 | TAB-EL1-MCC-6672 | Motor Control Centre | TAB-EL1-MCC-6628 | Motor Control Centre | Control Panel,MCC | Motor Control Centre |  | MCC | http://www.toronto.ca/TWONTO#LV_electrical_panel
112745 | TAB-EL1-MCC-6674 | MCC,Electrical Room,Ground Floor,Grit Build,P Building | TAB-EL1-PDP-6011 | Power Distribution Panel, 600V, PT 1-9 Outdoor Sub. | Control Panel,MCC | Motor Control Centre |  | MCC | http://www.toronto.ca/TWONTO#LV_electrical_panel
112746 | TAB-EL1-MCC-6682 | Motor Control Centre 600V - Chemical Bldg. | TAB-EL1-MCC | Motor Control Center- North Substation | Control Panel,MCC | Motor Control Centre |  | MCC | http://www.toronto.ca/TWONTO#LV_electrical_panel
112747 | TAB-EL1-MCC-6682 | Motor Control Centre 600V - Chemical Bldg. | TAB-EL1-MCC-6632 | Motor Control Centre 600V - P Bldg. | Control Panel,MCC | Motor Control Centre |  | MCC | http://www.toronto.ca/TWONTO#LV_electrical_panel
112765 | TAB-EL1-PDP-0104 | Power Distribution Panel, Digester 1-4 | TAB-DIG-ELQ-T1-4 | Digester Tanks 1-4, Electrical Equipment | Control Panel,MCC | Motor Control Centre |  | PDP | http://www.toronto.ca/TWONTO#LV_electrical_panel
113027 | TAB-EL2-MCC-6001 | Motor Control Center- Dewatering | TAB-EL2-MCC | Motor Control Center- South Substation | Switchgear,Indoor | Motor Control Centre |  | MCC | http://www.toronto.ca/TWONTO#LV_electrical_panel
113028 | TAB-EL2-MCC-6111 | Motor Control Center- Biosolids | TAB-EL2-MCC | Motor Control Center- South Substation | Control Panel,MCC | Motor Control Centre |  | MCC | http://www.toronto.ca/TWONTO#LV_electrical_panel
113029 | TAB-EL2-MCC-6111 | Motor Control Center- Biosolids | TAB-WA4-ELS | WA4 Electric Equipments | Control Panel,MCC | Motor Control Centre |  | MCC | http://www.toronto.ca/TWONTO#LV_electrical_panel
113030 | TAB-EL2-MCC-6124 | Motor Control Center- Biosolids | TAB-WA4-ELS | WA4 Electric Equipments | Control Panel,MCC | Motor Control Centre |  | MCC | http://www.toronto.ca/TWONTO#LV_electrical_panel
113031 | TAB-EL2-MCC-6174 | Motor Control Center- Chlorine Bldg | TAB-EL2-MCC | Motor Control Center- South Substation | Control Panel,MCC | Motor Control Centre |  | MCC | http://www.toronto.ca/TWONTO#LV_electrical_panel
113032 | TAB-EL2-MCC-6175 | Motor Control Center- Grounds Equipment Storage Facility | TAB-EL2-MCC | Motor Control Center- South Substation | Control Panel,MCC | Motor Control Centre |  | MCC | http://www.toronto.ca/TWONTO#LV_electrical_panel
113033 | TAB-EL2-MCC-6175 | Motor Control Center- Grounds Equipment Storage Facility | TAB-WA4-ELS | WA4 Electric Equipments | Control Panel,MCC | Motor Control Centre |  | MCC | http://www.toronto.ca/TWONTO#LV_electrical_panel
113034 | TAB-EL2-MCC-6221 | Motor Control Center- Incinerator Stack | TAB-WA4-ELS | WA4 Electric Equipments | Control Panel,MCC | Motor Control Centre |  | MCC | http://www.toronto.ca/TWONTO#LV_electrical_panel
113035 | TAB-EL2-MCC-6222 | Motor Control Center- Heat Recovery | TAB-EL2-MCC | Motor Control Center- South Substation | Control Panel,MCC | Motor Control Centre |  | MCC | http://www.toronto.ca/TWONTO#LV_electrical_panel
113036 | TAB-EL2-MCC-6222 | Motor Control Center- Heat Recovery | TAB-WA4-ELS | WA4 Electric Equipments | Control Panel,MCC | Motor Control Centre |  | MCC | http://www.toronto.ca/TWONTO#LV_electrical_panel
113037 | TAB-EL2-MCC-6223 | Motor Control Center- Heat Recovery | TAB-EL2-MCC | Motor Control Center- South Substation | Control Panel,MCC | Motor Control Centre |  | MCC | http://www.toronto.ca/TWONTO#LV_electrical_panel
113038 | TAB-EL2-MCC-6223 | Motor Control Center- Heat Recovery | TAB-EL2-PDP-6012 | Power distribution Panel, 600V | Control Panel,MCC | Motor Control Centre |  | MCC | http://www.toronto.ca/TWONTO#LV_electrical_panel
113039 | TAB-EL2-MCC-6242E | Motor Control Center- Biosolids Silo Bldg | TAB-EL2-MCC-6226 | Motor Control Center- Biosolids Silo Bldg |  | Motor Control Centre |  | MCC | http://www.toronto.ca/TWONTO#LV_electrical_panel
113040 | TAB-EL2-MCC-6271 | Motor Control Centre, Chlorine Bldg | TAB-EL2-MCC-6242E | Motor Control Center- Biosolids Silo Bldg |  | Motor Control Centre |  | MCC | http://www.toronto.ca/TWONTO#LV_electrical_panel
113041 | TAB-EL2-MCC-6322 | Motor Control Center- Incinerator Stack | TAB-EL2-MCC | Motor Control Center- South Substation | Control Panel,MCC | Motor Control Centre |  | MCC | http://www.toronto.ca/TWONTO#LV_electrical_panel
113042 | TAB-EL2-MCC-6323 | Motor Control Center- Incinerator | TAB-WA4-ELS | WA4 Electric Equipments | Control Panel,MCC | Motor Control Centre |  | MCC | http://www.toronto.ca/TWONTO#LV_electrical_panel
113043 | TAB-EL2-MCC-6323A | Motor Control Center- Incinerator | TAB-EL2-MCC | Motor Control Center- South Substation | Control Panel,MCC | Motor Control Centre |  | MCC | http://www.toronto.ca/TWONTO#LV_electrical_panel
113044 | TAB-EL2-MCC-6323A | Motor Control Center- Incinerator | TAB-EL2-PDP-6013 | Power distribution Panel, 600V | Control Panel,MCC | Motor Control Centre |  | MCC | http://www.toronto.ca/TWONTO#LV_electrical_panel
113045 | TAB-EL2-MCC-6323A | Motor Control Center- Incinerator | TAB-WA4-ELS | WA4 Electric Equipments | Control Panel,MCC | Motor Control Centre |  | MCC | http://www.toronto.ca/TWONTO#LV_electrical_panel
113046 | TAB-EL2-MCC-6324 | Motor Control Center- Incinerator | TAB-EL2-MCC | Motor Control Center- South Substation | Control Panel,MCC | Motor Control Centre |  | MCC | http://www.toronto.ca/TWONTO#LV_electrical_panel
113047 | TAB-EL2-MCC-6324 | Motor Control Center- Incinerator | TAB-WA4-ELS | WA4 Electric Equipments | Control Panel,MCC | Motor Control Centre |  | MCC | http://www.toronto.ca/TWONTO#LV_electrical_panel
113048 | TAB-EL2-MCC-6324A | Motor Control Center- Incinerator | TAB-EL2-MCC | Motor Control Center- South Substation | Control Panel,MCC | Motor Control Centre |  | MCC | http://www.toronto.ca/TWONTO#LV_electrical_panel
113049 | TAB-EL2-MCC-6324A | Motor Control Center- Incinerator | TAB-EL2-PDP-6013 | Power distribution Panel, 600V | Control Panel,MCC | Motor Control Centre |  | MCC | http://www.toronto.ca/TWONTO#LV_electrical_panel
113050 | TAB-EL2-MCC-6324A | Motor Control Center- Incinerator | TAB-WA4-ELS | WA4 Electric Equipments | Control Panel,MCC | Motor Control Centre |  | MCC | http://www.toronto.ca/TWONTO#LV_electrical_panel
113051 | TAB-EL2-MCC-6371 | Motor Control Centre, Chlorine Bldg | TAB-EL2-MCC | Motor Control Center- South Substation | Control Panel,MCC | Motor Control Centre |  | MCC | http://www.toronto.ca/TWONTO#LV_electrical_panel
113052 | TAB-EL2-MCC-6371 | Motor Control Centre, Chlorine Bldg | TAB-ELS-WA8 | Electrical Equipment, Work Area 8, ( Panel Boards, MCC ) | Control Panel,MCC | Motor Control Centre |  | MCC | http://www.toronto.ca/TWONTO#LV_electrical_panel
113053 | TAB-EL2-MCC-6371 | Motor Control Centre, Chlorine Bldg | TAB-SUSPENDED ENTITY | Suspended entities | Control Panel,MCC | Motor Control Centre |  | MCC | http://www.toronto.ca/TWONTO#LV_electrical_panel
113054 | TAB-EL2-MCC-6372 | Motor Control Centre 600V - Grounds Equipment Storage Facility | TAB-EL2-MCC-6326 | Motor Control Center- Biosolids Silo Bldg |  | Motor Control Centre |  | MCC | http://www.toronto.ca/TWONTO#LV_electrical_panel
113055 | TAB-EL2-MCC-6373A | Motor Control Center- Biosolids Silo Bldg | TAB-EL2-MCC-6373 | Motor Control Center- Biosolids Silo Bldg |  | Motor Control Centre |  | MCC | http://www.toronto.ca/TWONTO#LV_electrical_panel
113056 | TAB-EL2-MCC-6521 | Motor Control Centre, 600V | TAB-EL2-MCC | Motor Control Center- South Substation |  | Motor Control Centre |  | MCC | http://www.toronto.ca/TWONTO#LV_electrical_panel
113057 | TAB-EL2-MCC-6524 | Motor Control Centre, 600V | TAB-EL2-MCC | Motor Control Center- South Substation | Control Panel,MCC | Motor Control Centre |  | MCC | http://www.toronto.ca/TWONTO#LV_electrical_panel
113058 | TAB-EL2-MCC-6524 | Motor Control Centre, 600V | TAB-EL2-PDP-6014 | Power distribution Panel, 600V | Control Panel,MCC | Motor Control Centre |  | MCC | http://www.toronto.ca/TWONTO#LV_electrical_panel
113059 | TAB-EL2-MCC-6623 | Motor Control Centre, 600V | TAB-DEW-ELECTRICAL | Dewatering Bldg - Electrical | Control Panel,MCC | Motor Control Centre |  | MCC | http://www.toronto.ca/TWONTO#LV_electrical_panel
113060 | TAB-EL2-MCC-6623 | Motor Control Centre, 600V | TAB-EL2-MCC | Motor Control Center- South Substation | Control Panel,MCC | Motor Control Centre |  | MCC | http://www.toronto.ca/TWONTO#LV_electrical_panel
113061 | TAB-EL2-MCC-6624 | Motor Control Centre, 600V | TAB-DEW-ELECTRICAL | Dewatering Bldg - Electrical | Control Panel,MCC | Motor Control Centre |  | MCC | http://www.toronto.ca/TWONTO#LV_electrical_panel
113062 | TAB-EL2-MCC-6624 | Motor Control Centre, 600V | TAB-EL2-MCC | Motor Control Center- South Substation | Control Panel,MCC | Motor Control Centre |  | MCC | http://www.toronto.ca/TWONTO#LV_electrical_panel
113063 | TAB-EL2-MCC-6626 | Motor Control Center- Dewatering | TAB-DEW-ELECTRICAL | Dewatering Bldg - Electrical | Control Panel,MCC | Motor Control Centre |  | MCC | http://www.toronto.ca/TWONTO#LV_electrical_panel
113064 | TAB-EL2-MCC-6626 | Motor Control Center- Dewatering | TAB-EL2-MCC | Motor Control Center- South Substation | Control Panel,MCC | Motor Control Centre |  | MCC | http://www.toronto.ca/TWONTO#LV_electrical_panel
113065 | TAB-EL2-MCC-6627 | Motor Control Centre, 600V | TAB-EL2-PDP-6015 | Power distribution Panel, 600V | Control Panel,MCC | Motor Control Centre |  | MCC | http://www.toronto.ca/TWONTO#LV_electrical_panel
113066 | TAB-EL2-MCC-6672 | Motor Control Centre, 600V | TAB-DEW-ELECTRICAL | Dewatering Bldg - Electrical | Control Panel,MCC | Motor Control Centre |  | MCC | http://www.toronto.ca/TWONTO#LV_electrical_panel
113067 | TAB-EL2-MCC-6672 | Motor Control Centre, 600V | TAB-EL2-MCC | Motor Control Center- South Substation | Control Panel,MCC | Motor Control Centre |  | MCC | http://www.toronto.ca/TWONTO#LV_electrical_panel
113068 | TAB-EL2-MCC-6672 | Motor Control Centre, 600V | TAB-EL2-MCC-6627 | Motor Control Centre, 600V | Control Panel,MCC | Motor Control Centre |  | MCC | http://www.toronto.ca/TWONTO#LV_electrical_panel
113262 | TAB-EL3-MCC-6013 | MCC, Auxilary Systems Building, 2nd Floor | TAB-EL3-TR-5112 | Transformer, Substation, Auxiliary Systems Building, 2nd Floor | Control Panel,MCC | Motor Control Centre |  | MCC | http://www.toronto.ca/TWONTO#LV_electrical_panel
113266 | TAB-EL3-MCC-6123 | Motor Control Centre | TAB-AUX-ELQ | Auxiliary Building - Electrical Equipment | Control Panel,MCC | Motor Control Centre |  | MCC | http://www.toronto.ca/TWONTO#LV_electrical_panel
113267 | TAB-EL3-MCC-6124 | Motor Control Centre 600V - Seawall Substation | TAB-EL3-MCC | Motor Control Center- South Substation | Control Panel,MCC | Motor Control Centre |  | MCC | http://www.toronto.ca/TWONTO#LV_electrical_panel
113268 | TAB-EL3-MCC-6126E? | Motor Control Centre, Plant Water Bldg | TAB-EL3-MCC | Motor Control Center- South Substation | Control Panel,MCC | Motor Control Centre | 47653 | MCC | http://www.toronto.ca/TWONTO#LV_electrical_panel
113269 | TAB-EL3-MCC-6126E? | Motor Control Centre, Plant Water Bldg | TAB-EL3-MCC-6126S | Motor Control Centre, Plant Water Bldg | Control Panel,MCC | Motor Control Centre | 47653 | MCC | http://www.toronto.ca/TWONTO#LV_electrical_panel
113270 | TAB-EL3-MCC-6126E? | Motor Control Centre, Plant Water Bldg | TAB-ELS-WA8 | Electrical Equipment, Work Area 8, ( Panel Boards, MCC ) | Control Panel,MCC | Motor Control Centre | 47653 | MCC | http://www.toronto.ca/TWONTO#LV_electrical_panel
113271 | TAB-EL3-MCC-6128 | Motor Control Centre, Digester 13-16 bldg | TAB-EL3-MCC | Motor Control Center- South Substation | Control Panel,MCC | Motor Control Centre |  | MCC | http://www.toronto.ca/TWONTO#LV_electrical_panel
113272 | TAB-EL3-MCC-6128 | Motor Control Centre, Digester 13-16 bldg | TAB-EL3-PDP-6015 | Power distribution Panel, 600V | Control Panel,MCC | Motor Control Centre |  | MCC | http://www.toronto.ca/TWONTO#LV_electrical_panel
113273 | TAB-EL3-MCC-6128 | Motor Control Centre, Digester 13-16 bldg | TAB-WA5-ELS | WA5 Electric Equipments | Control Panel,MCC | Motor Control Centre |  | MCC | http://www.toronto.ca/TWONTO#LV_electrical_panel
113274 | TAB-EL3-MCC-6222A | Motor Control Centre | TAB-AUX-ELQ | Auxiliary Building - Electrical Equipment | Control Panel,MCC | Motor Control Centre |  | MCC | http://www.toronto.ca/TWONTO#LV_electrical_panel
113275 | TAB-EL3-MCC-6223 | Motor Control Unit, MCC-301, Bio Solid Loading Bay, Mezzanine | TAB-EL3-MCC | Motor Control Center- South Substation | Control Panel,MCC | Motor Control Centre |  | MCC | http://www.toronto.ca/TWONTO#LV_electrical_panel
113276 | TAB-EL3-MCC-6223 | Motor Control Unit, MCC-301, Bio Solid Loading Bay, Mezzanine | TAB-WA4-ELS | WA4 Electric Equipments | Control Panel,MCC | Motor Control Centre |  | MCC | http://www.toronto.ca/TWONTO#LV_electrical_panel
113277 | TAB-EL3-MCC-6224 | Motor Control Centre, Plant Water Bldg | TAB-EL3-MCC | Motor Control Center- South Substation | Control Panel,MCC | Motor Control Centre |  | MCC | http://www.toronto.ca/TWONTO#LV_electrical_panel
113278 | TAB-EL3-MCC-6224 | Motor Control Centre, Plant Water Bldg | TAB-EL3-PDP-6016 | Power distribution Panel, 600V | Control Panel,MCC | Motor Control Centre |  | MCC | http://www.toronto.ca/TWONTO#LV_electrical_panel
113279 | TAB-EL3-MCC-6224 | Motor Control Centre, Plant Water Bldg | TAB-ELS-WA8 | Electrical Equipment, Work Area 8, ( Panel Boards, MCC ) | Control Panel,MCC | Motor Control Centre |  | MCC | http://www.toronto.ca/TWONTO#LV_electrical_panel
113280 | TAB-EL3-MCC-6227 | Motor Control Centre, Digester 13-16 bldg | TAB-EL3-MCC | Motor Control Center- South Substation | Control Panel,MCC | Motor Control Centre |  | MCC | http://www.toronto.ca/TWONTO#LV_electrical_panel
113281 | TAB-EL3-MCC-6227 | Motor Control Centre, Digester 13-16 bldg | TAB-WA5-ELS | WA5 Electric Equipments | Control Panel,MCC | Motor Control Centre |  | MCC | http://www.toronto.ca/TWONTO#LV_electrical_panel
113282 | TAB-EL3-MCC-6323 | Motor Control Centre, Digester 19-22 bldg | TAB-DIG-ELQ-T19-22 | Digester Tanks 19-22, Electrical Equipment | Control Panel,MCC | Motor Control Centre |  | MCC | http://www.toronto.ca/TWONTO#LV_electrical_panel
113283 | TAB-EL3-MCC-6323 | Motor Control Centre, Digester 19-22 bldg | TAB-EL3-MCC | Motor Control Center- South Substation | Control Panel,MCC | Motor Control Centre |  | MCC | http://www.toronto.ca/TWONTO#LV_electrical_panel
113284 | TAB-EL3-MCC-6323 | Motor Control Centre, Digester 19-22 bldg | TAB-EL3-PDP-6011 | Power distribution Panel, 600V | Control Panel,MCC | Motor Control Centre |  | MCC | http://www.toronto.ca/TWONTO#LV_electrical_panel
113285 | TAB-EL3-MCC-6324 | Motor Control Centre, Gas Compressor Bldg | TAB-EL3-MCC | Motor Control Center- South Substation | Control Panel,MCC | Motor Control Centre |  | MCC | http://www.toronto.ca/TWONTO#LV_electrical_panel
113286 | TAB-EL3-MCC-6325 | Motor Control Centre, Gas Compressor Bldg | TAB-EL3-MCC | Motor Control Center- South Substation | Control Panel,MCC | Motor Control Centre |  | MCC | http://www.toronto.ca/TWONTO#LV_electrical_panel
113287 | TAB-EL3-MCC-6326 | Motor Control Centre, Digester 19-22 bldg | TAB-EL3-MCC | Motor Control Center- South Substation | Control Panel,MCC | Motor Control Centre |  | MCC | http://www.toronto.ca/TWONTO#LV_electrical_panel
113288 | TAB-EL3-MCC-6326 | Motor Control Centre, Digester 19-22 bldg | TAB-WA5-ELS | WA5 Electric Equipments | Control Panel,MCC | Motor Control Centre |  | MCC | http://www.toronto.ca/TWONTO#LV_electrical_panel
113291 | TAB-EL3-MCC-6354 | Motor Control Centre, Gas Compressor Bldg | TAB-EL3-MCC-6324 | Motor Control Centre, Gas Compressor Bldg |  | Motor Control Centre |  | MCC | http://www.toronto.ca/TWONTO#LV_electrical_panel
113383 | TAB-ELQ-MCC-0652 | Motor Control Centre | TAB-STR-ELQ | Blower Building - Power Distribution & Electrical Equipment | Control Panel,MCC | Motor Control Centre | 34399 | MCC | http://www.toronto.ca/TWONTO#LV_electrical_panel
113384 | TAB-ELQ-MCC-0753 | Motor Control Centre | TAB-STR-ELQ | Blower Building - Power Distribution & Electrical Equipment | Control Panel,MCC | Motor Control Centre | 34400 | MCC | http://www.toronto.ca/TWONTO#LV_electrical_panel
113385 | TAB-ELQ-MCC-0753 | Motor Control Centre | TAB-SUSPENDED ENTITY | Suspended entities | Control Panel,MCC | Motor Control Centre | 34400 | MCC | http://www.toronto.ca/TWONTO#LV_electrical_panel
113386 | TAB-ELQ-MCC-0762 | Motor Control Centre | TAB-STR-ELQ | Blower Building - Power Distribution & Electrical Equipment | Control Panel,MCC | Motor Control Centre | 34401 | MCC | http://www.toronto.ca/TWONTO#LV_electrical_panel
115475 | TAB-PRM-MCC-0362 | MCC, Primary Tanks 7-9 | TAB-PRM-P-P | P Building - Primary Sludge Pumping | Control Panel,MCC | Motor Control Centre |  | MCC | http://www.toronto.ca/TWONTO#LV_electrical_panel
117231 | TAB-RSP-MCC-0252 | Motor Control Centre | TAB-RSP-ELQ-M | M Building - Electrical Equipment | Control Panel,MCC | Motor Control Centre |  | MCC | http://www.toronto.ca/TWONTO#LV_electrical_panel
117232 | TAB-RSP-MCC-0262 | Motor Control Centre | TAB-RSP-ELQ | T Building - Electrical Equipment | Control Panel,MCC | Motor Control Centre |  | MCC | http://www.toronto.ca/TWONTO#LV_electrical_panel
118704 | TAB-STR-MCC-0751 | Motor Control Centre | TAB-SUSPENDED ENTITY | Suspended entities | Control Panel,MCC | Motor Control Centre | 34402 | MCC | http://www.toronto.ca/TWONTO#LV_electrical_panel
119253 | TAB-THK-MCC-0653 | Motor Control Centre | TAB-THK-ELQ | Floatation - Electrical Equipment | Control Panel,MCC | Motor Control Centre |  | MCC | http://www.toronto.ca/TWONTO#LV_electrical_panel
119254 | TAB-THK-MCC-0654 | Motor Control Centre | TAB-THK-ELQ | Floatation - Electrical Equipment | Control Panel,MCC | Motor Control Centre |  | MCC | http://www.toronto.ca/TWONTO#LV_electrical_panel
124626 | THC-ELS-CB-1203E | Circuit Breaker,Administration Bldg. Emergency Power | THC-ELS-MCC-1103E | Motor Control Center, Emergency, Building I | Control Panel,MCC | Motor Control Centre |  | CB | http://www.toronto.ca/TWONTO#LV_electrical_panel
124855 | THC-ELS-MCC-0101 | Motor Control Center, Building A | THC-ELS-PS-0001-A | Primary Power Equipment, Building A | Control Panel,MCC | Motor Control Centre |  | MCC | http://www.toronto.ca/TWONTO#LV_electrical_panel
124856 | THC-ELS-MCC-0102 | Control Panel,MCC, Building A Blower Area | THC-ELS-PS-0001-A | Primary Power Equipment, Building A | Control Panel,MCC | Motor Control Centre |  | MCC | http://www.toronto.ca/TWONTO#LV_electrical_panel
124857 | THC-ELS-MCC-0202 | Motor Control Center | THC-GRK-ELS-TUNNEL | Tunnels | Control Panel,MCC | Motor Control Centre |  | MCC | http://www.toronto.ca/TWONTO#LV_electrical_panel
124860 | THC-ELS-MCC-0401 | Motor Control Center | THC-ELS-PS-0001-TUN | Primary Power Equipment, Building Tunels | Control Panel,MCC | Motor Control Centre |  | MCC | http://www.toronto.ca/TWONTO#LV_electrical_panel
124861 | THC-ELS-MCC-0401 | Motor Control Center | THC-GRK-ELS-TUNNEL | Tunnels | Control Panel,MCC | Motor Control Centre |  | MCC | http://www.toronto.ca/TWONTO#LV_electrical_panel
124862 | THC-ELS-MCC-0501 | Motor Control Center | THC-ELS-PS-0001-TUN | Primary Power Equipment, Building Tunels | Control Panel,MCC | Motor Control Centre |  | MCC | http://www.toronto.ca/TWONTO#LV_electrical_panel
124863 | THC-ELS-MCC-0601 | Motor Control Center, Building A | THC-ELS-MCC-0101 | Motor Control Center, Building A | Control Panel,MCC | Motor Control Centre |  | MCC | http://www.toronto.ca/TWONTO#LV_electrical_panel
124864 | THC-ELS-MCC-0601 | Motor Control Center, Building A | THC-ELS-PS-0001-A | Primary Power Equipment, Building A | Control Panel,MCC | Motor Control Centre |  | MCC | http://www.toronto.ca/TWONTO#LV_electrical_panel
124865 | THC-ELS-MCC-0701 | MCC, Access Building T15A, Phase I Secondary | THC-GRK-ELS-TUNNEL | Tunnels | Control Panel,MCC | Motor Control Centre |  | MCC | http://www.toronto.ca/TWONTO#LV_electrical_panel
124866 | THC-ELS-MCC-0702 | MCC, Access Building T15A, Phase I Secondary | THC-ELS-PS-0001-H | Primary Power Equipment, Building H | Control Panel,MCC | Motor Control Centre |  | MCC | http://www.toronto.ca/TWONTO#LV_electrical_panel
124867 | THC-ELS-MCC-1001 | MCC, Access Building T15B, Phase I Primary | THC-ELS-PS-0001-H | Primary Power Equipment, Building H | Control Panel,MCC | Motor Control Centre |  | MCC | http://www.toronto.ca/TWONTO#LV_electrical_panel
124868 | THC-ELS-MCC-1002 | MCC, Access Building T15, Phase I Primary | THC-GRK-ELS-TUNNEL | Tunnels | Control Panel,MCC | Motor Control Centre |  | MCC | http://www.toronto.ca/TWONTO#LV_electrical_panel
124869 | THC-ELS-MCC-1202 | Control Panel,MCC,Admin | THC-ELS-PS-0001-K | Primary Power Equipment, Building K | Control Panel,MCC | Motor Control Centre |  | MCC | http://www.toronto.ca/TWONTO#LV_electrical_panel
124870 | THC-ELS-MCC-1301 | Motor Control Centre,Thickening Building | THC-ELS-PS-0001-K | Primary Power Equipment, Building K | Control Panel,MCC | Motor Control Centre |  | MCC | http://www.toronto.ca/TWONTO#LV_electrical_panel
124871 | THC-ELS-MCC-1302 | Motor Control Centre,Thickening Building | THC-ELS-PS-0001-K | Primary Power Equipment, Building K | Control Panel,MCC | Motor Control Centre |  | MCC | http://www.toronto.ca/TWONTO#LV_electrical_panel
124872 | THC-ELS-MCC-1304 | Motor Control Centre,Thickening Building | THC-ELS-PDP-2202 | Switchgear,Digester 600V Hydro Feeder 2 | Control Panel,MCC | Motor Control Centre |  | MCC | http://www.toronto.ca/TWONTO#LV_electrical_panel
124874 | THC-ELS-MCC-1500 | Motor Control Centre, Incineration Essential Power,Biosolids Building | THC-ELS-TS-1501 | Switch,Transfer,Incinerator Area |  | Motor Control Centre |  | MCC | http://www.toronto.ca/TWONTO#LV_electrical_panel
124875 | THC-ELS-MCC-1502 | Motor Control Centre,Incineration Essential Power,Biosolids Building | THC-ELS-MCC-1500 | Motor Control Centre, Incineration Essential Power,Biosolids Building | Control Panel,MCC | Motor Control Centre |  | MCC | http://www.toronto.ca/TWONTO#LV_electrical_panel
124876 | THC-ELS-MCC-1601 | Motor Control Centre,Sludge Treatment Area,Biosolids Building | THC-ELS-CB-1601 | Circuit Breaker,Feed to MCC-1601 for Sludge Treatment Area Power,Biosolids Building | Control Panel,MCC | Motor Control Centre |  | MCC | http://www.toronto.ca/TWONTO#LV_electrical_panel
124877 | THC-ELS-MCC-1701 | Control Panel,MCC,Incinerator Area | THC-ELS-PS-0001-M | Primary Power Equipment, Building M | Control Panel,MCC | Motor Control Centre |  | MCC | http://www.toronto.ca/TWONTO#LV_electrical_panel
124878 | THC-ELS-MCC-1801 | Motor Control Centre,Dewatering Area,Biosolids Building | THC-ELS-PS-0001-M | Primary Power Equipment, Building M | Control Panel,MCC | Motor Control Centre |  | MCC | http://www.toronto.ca/TWONTO#LV_electrical_panel
124881 | THC-ELS-MCC-2101 | Motor Control Center, Building E | THC-ELS-PS-0001-E | Primary Power Equipment, Building E | Control Panel,MCC | Motor Control Centre |  | MCC | http://www.toronto.ca/TWONTO#LV_electrical_panel
124882 | THC-ELS-MCC-2102 | Control Panel, MCC, Boiler Building | THC-ELS-PS-0001-E | Primary Power Equipment, Building E | Control Panel,MCC | Motor Control Centre |  | MCC | http://www.toronto.ca/TWONTO#LV_electrical_panel
124883 | THC-ELS-MCC-2102E | Motor Control Center, Building E | THC-ELS-PS-0001-E | Primary Power Equipment, Building E | Control Panel,MCC | Motor Control Centre |  | MCC | http://www.toronto.ca/TWONTO#LV_electrical_panel
124884 | THC-ELS-MCC-2202 | Motor Control Centre,Sludge Storage Building | THC-ELS-MCC-1304 | Motor Control Centre,Thickening Building | Control Panel,MCC | Motor Control Centre |  | MCC | http://www.toronto.ca/TWONTO#LV_electrical_panel
124885 | THC-ELS-MCC-2202 | Motor Control Centre,Sludge Storage Building | THC-ELS-PS-0001-D | Primary Power Equipment, Building D | Control Panel,MCC | Motor Control Centre |  | MCC | http://www.toronto.ca/TWONTO#LV_electrical_panel
124886 | THC-ELS-MCC-2301 | Motor Control Center, Building G | THC-ELS-CB-2301A | Circuit Breaker, MCC 23 Main | Control Panel,MCC | Motor Control Centre |  | MCC | http://www.toronto.ca/TWONTO#LV_electrical_panel
124887 | THC-ELS-MCC-2301 | Motor Control Center, Building G | THC-ELS-PS-0001 | Primary Power Equipment | Control Panel,MCC | Motor Control Centre |  | MCC | http://www.toronto.ca/TWONTO#LV_electrical_panel
124888 | THC-ELS-MCC-2401 | MCC, Access Building T19A, Phase IV Secondary | THC-ELS-MCC | MCC plant wide | Control Panel,MCC | Motor Control Centre |  | MCC | http://www.toronto.ca/TWONTO#LV_electrical_panel
124889 | THC-ELS-MCC-2401 | MCC, Access Building T19A, Phase IV Secondary | THC-ELS-PS-0001-TUN | Primary Power Equipment, Building Tunels | Control Panel,MCC | Motor Control Centre |  | MCC | http://www.toronto.ca/TWONTO#LV_electrical_panel
124890 | THC-ELS-MCC-2402 | MCC, Access Building T19A, Phase IV Secondary | THC-ELS-MCC | MCC plant wide | Control Panel,MCC | Motor Control Centre |  | MCC | http://www.toronto.ca/TWONTO#LV_electrical_panel
124891 | THC-ELS-MCC-2402 | MCC, Access Building T19A, Phase IV Secondary | THC-ELS-PS-0001 | Primary Power Equipment | Control Panel,MCC | Motor Control Centre |  | MCC | http://www.toronto.ca/TWONTO#LV_electrical_panel
124892 | THC-ELS-MCC-2500E | Motor Control Center | THC-ELS-PS-0001-TUN | Primary Power Equipment, Building Tunels | Control Panel,MCC | Motor Control Centre |  | MCC | http://www.toronto.ca/TWONTO#LV_electrical_panel
124893 | THC-ELS-MCC-2501 | Motor Control Center, Building O | THC-ELS-PS-0001 | Primary Power Equipment | Control Panel,MCC | Motor Control Centre |  | MCC | http://www.toronto.ca/TWONTO#LV_electrical_panel
124894 | THC-ELS-MCC-2503E | Control Panel,MCC,Phase 4 Aeration Area | THC-ELS-PS-0001 | Primary Power Equipment | Control Panel,MCC | Motor Control Centre |  | MCC | http://www.toronto.ca/TWONTO#LV_electrical_panel
124895 | THC-ELS-MCC-2601 | Motor Control Center | THC-ELS-PS-0001-TUN | Primary Power Equipment, Building Tunels | Control Panel,MCC | Motor Control Centre |  | MCC | http://www.toronto.ca/TWONTO#LV_electrical_panel
124896 | THC-ELS-MCC-2602 | Control Panel,MCC,Phase 4 Primary Area | THC-ELS-PS-0001 | Primary Power Equipment | Control Panel,MCC | Motor Control Centre |  | MCC | http://www.toronto.ca/TWONTO#LV_electrical_panel
124897 | THC-ELS-MCC-2701 | Motor Control Center, Building B | THC-ELS-PS-0001-B | Primary Power Equipment, Building B | Control Panel,MCC | Motor Control Centre |  | MCC | http://www.toronto.ca/TWONTO#LV_electrical_panel
124898 | THC-ELS-MCC-2701B | Control Panel,MCC,Maintenance Building | THC-ELS-PS-0001 | Primary Power Equipment | Control Panel,MCC | Motor Control Centre |  | MCC | http://www.toronto.ca/TWONTO#LV_electrical_panel
124899 | THC-ELS-MCC-2802 | Motor Control Center, Building C | THC-ELS-PS-0001-C | Primary Power Equipment, Building C | Control Panel,MCC | Motor Control Centre |  | MCC | http://www.toronto.ca/TWONTO#LV_electrical_panel
124903 | THC-ELS-MCC-2902 | Motor Control Center, Building Q | THC-ELS-PS-0001-Q | Primary Power Equipment, Building Q | Control Panel,MCC | Motor Control Centre |  | MCC | http://www.toronto.ca/TWONTO#LV_electrical_panel
124904 | THC-ELS-MCC-3402 | Motor Control Center, Building P | THC-ELS-PS-0001-P | Primary Power Equipment, Building P | Control Panel,MCC | Motor Control Centre |  | MCC | http://www.toronto.ca/TWONTO#LV_electrical_panel
124905 | THC-ELS-MCC-3601 | Motor Control Center, Building A | THC-ELS-PS-0001-A | Primary Power Equipment, Building A | Control Panel,MCC | Motor Control Centre |  | MCC | http://www.toronto.ca/TWONTO#LV_electrical_panel
124906 | THC-ELS-MCC-3701 | Motor Control Center, Building S | THC-ELS-PS-0001-S | Primary Power Equipment, Building S | Control Panel,MCC | Motor Control Centre |  | MCC | http://www.toronto.ca/TWONTO#LV_electrical_panel
124907 | THC-ELS-MCC-3702 | Control Panel,MCC,New Blower Building | THC-GRK-ELS-G | Building G | Control Panel,MCC | Motor Control Centre |  | MCC | http://www.toronto.ca/TWONTO#LV_electrical_panel
124908 | THC-ELS-MCC-4021 | Motor Control Centre, Electrical Room, Headworks | THC-ELS-PDP-4001 | Power Distribution Panel, Electrical Room, Headworks | Control Panel,MCC | Motor Control Centre |  | MCC | http://www.toronto.ca/TWONTO#LV_electrical_panel
124909 | THC-ELS-MCC-5101 | Control Panel,MCC,Primary Digesters | THC-ELS-PS-0001 | Primary Power Equipment | Control Panel,MCC | Motor Control Centre |  | MCC | http://www.toronto.ca/TWONTO#LV_electrical_panel
125169 | THC-ELS-VSS-3801E | Voltage Surge Supperssion, Supply From MCC-3801E, Admin Building Ground Floor, Electrical Room | THC-ELS-MCC-3801E | Motor Control Centre, Supply From MCC-1103E, Admin Building Ground Floor, Electrical Room |  | Motor Control Centre |  | VSS | http://www.toronto.ca/TWONTO#surge_suppressor
125171 | THC-ELS-WR-0193 | Motor Control Center, Building C | THC-ELS-MCC-2802 | Motor Control Center, Building C | Control Panel,MCC | Motor Control Centre |  | WR | http://www.toronto.ca/TWONTO#LV_electrical_panel
128087 | THC-PWA-MCC-0001 | Motor Control Center, Building L | THC-ELS-PS-0001-L | Primary Power Equipment, Building L | Control Panel,MCC | Motor Control Centre |  | MCC | http://www.toronto.ca/TWONTO#LV_electrical_panel
134945 | THR-ELS-MCC-0022 | Control Panel, MCC 0022, Primary Pumping Station 2, SUSPENDED | THR-ELS-PRMS | Electrical System, Primary Station South | Control Panel,MCC | Motor Control Centre | 35413 | MCC | http://www.toronto.ca/TWONTO#LV_electrical_panel
134946 | THR-ELS-MCC-0022A | Control Panel, MCC 0022A, Primary Pumping Station 1, MCC-022 (MCC-12) & 022A | THR-ELS-PRMS | Electrical System, Primary Station South | Control Panel,MCC | Motor Control Centre |  | MCC | http://www.toronto.ca/TWONTO#LV_electrical_panel
134947 | THR-ELS-MCC-0023 | Control Panel, MCC 0023, Primary Pumping Station 2, SUSPENDED | THR-ELS-PRMS | Electrical System, Primary Station South | Control Panel,MCC | Motor Control Centre | 35411 | MCC | http://www.toronto.ca/TWONTO#LV_electrical_panel
134948 | THR-ELS-MCC-0023A | Control Panel, MCC 0023, Primary Pumping Station 2, SUSPENDED | THR-ELS-PRMS | Electrical System, Primary Station South | Control Panel,MCC | Motor Control Centre | 35412 | MCC | http://www.toronto.ca/TWONTO#LV_electrical_panel
134949 | THR-ELS-MCC-0102S | Control Panel, MCC 0102, RAS MCC-0101 & 0102 (MCC S1) | THR-ELS-RSPS | Electrical System, Returns Sludge Pumping Station | Control Panel,MCC | Motor Control Centre | 39088 | MCC | http://www.toronto.ca/TWONTO#LV_electrical_panel
134950 | THR-ELS-MCC-0201S | Control Panel, MCC 0201, RAS MCC-0201 & 0202 (MCC S2) | THR-ELS-RSPS | Electrical System, Returns Sludge Pumping Station | Control Panel,MCC | Motor Control Centre | 39089 | MCC | http://www.toronto.ca/TWONTO#LV_electrical_panel
134951 | THR-ELS-MCC-0202S | Control Panel, MCC 0202, RAS MCC-0201 & 0202 (MCC S2) | THR-ELS-RSPS | Electrical System, Returns Sludge Pumping Station | Control Panel,MCC | Motor Control Centre | 39090 | MCC | http://www.toronto.ca/TWONTO#LV_electrical_panel
134952 | THR-ELS-MCC-0301 | Motor Control Center, MCC-0301, Gallery T23 | THR-ELS-RSPS | Electrical System, Returns Sludge Pumping Station | Control Panel,MCC | Motor Control Centre |  | MCC | http://www.toronto.ca/TWONTO#LV_electrical_panel
134953 | THR-ELS-MCC-0301S | Motor Control Center, MCC-0301, Gallery T23 | THR-ELS-RSPS | Electrical System, Returns Sludge Pumping Station | Control Panel,MCC | Motor Control Centre | 40856 | MCC | http://www.toronto.ca/TWONTO#LV_electrical_panel
134954 | THR-ELS-MCC-0302 | Motor Control Center, MCC-0302, Gallery T23 | THR-ELS-RSPS | Electrical System, Returns Sludge Pumping Station | Control Panel,MCC | Motor Control Centre |  | MCC | http://www.toronto.ca/TWONTO#LV_electrical_panel
134955 | THR-ELS-MCC-0401 | Control Panel, MCC 0901, Chemical Building, RAS MCC-0401 & 0402 (MCC S4) | THR-ELS-PRS | Electrical System, Phosphorous Removal System | Control Panel,MCC | Motor Control Centre |  | MCC | http://www.toronto.ca/TWONTO#LV_electrical_panel
134956 | THR-ELS-MCC-0402S | Control Panel, MCC 0402, Ferrous Chloride Building, MCC-0401 & 0402 (MCC S4) | THR-ELS-PRS | Electrical System, Phosphorous Removal System | Control Panel,MCC | Motor Control Centre | 39047 | MCC | http://www.toronto.ca/TWONTO#LV_electrical_panel
134957 | THR-ELS-MCC-0601 | Control Panel, MCC 0601, Chlorine MCC-0601 & 0602 (MCC CL) | THR-ELS-DIS | Electrical System, Disinfection, Chlorine Building | Control Panel,MCC | Motor Control Centre |  | MCC | http://www.toronto.ca/TWONTO#LV_electrical_panel
134958 | THR-ELS-MCC-0602S | Control Panel, MCC 0601, Chlorine MCC-0601 & 0602 (MCC CL) | THR-ELS-DIS | Electrical System, Disinfection, Chlorine Building | Control Panel,MCC | Motor Control Centre | 40859 | MCC | http://www.toronto.ca/TWONTO#LV_electrical_panel
134959 | THR-ELS-MCC-0603 | Control Panel, MCC 0603, Disinfection Bldg., Second Floor MCC-0603-0604 (MCC CL) | THR-ELS-DIS | Electrical System, Disinfection, Chlorine Building | Control Panel,MCC | Motor Control Centre |  | MCC | http://www.toronto.ca/TWONTO#LV_electrical_panel
134960 | THR-ELS-MCC-0604 | Control Panel, MCC 0604, Disinfection Bldg., Second Floor MCC-0603-0604 (MCC CL) | THR-ELS-DIS | Electrical System, Disinfection, Chlorine Building | Control Panel,MCC | Motor Control Centre |  | MCC | http://www.toronto.ca/TWONTO#LV_electrical_panel
134961 | THR-ELS-MCC-0702 | Control Panel, MCC 0702, MCC-0701 & 0702 (MCC BS) Head House | THR-ELS-CG | Electrical System, Co-Generation | Control Panel,MCC | Motor Control Centre |  | MCC | http://www.toronto.ca/TWONTO#LV_electrical_panel
134962 | THR-ELS-MCC-0801 | Control Panel, MCC 0801, S Final Gallery, North Final Area MCC-0801 & 0802 (MCC N3) | THR-ELS-FST | Electrical System, Final Sedimentation Tanks & Galleries | Control Panel,MCC | Motor Control Centre |  | MCC | http://www.toronto.ca/TWONTO#LV_electrical_panel
134963 | THR-ELS-MCC-1301 | Control Panel, MCC 1301, Primary Pumping Station, MCC-1301 & 1302 (MCC 13) | THR-ELS-PRMS | Electrical System, Primary Station South | Control Panel,MCC | Motor Control Centre |  | MCC | http://www.toronto.ca/TWONTO#LV_electrical_panel
134964 | THR-ELS-MCC-1402 | Control Panel, MCC 1402, Digester, MCC-1401 & 1402 (MCC-A and -B) New Digester Elec.Room Ground Floor, Beside STB | THR-ELS-DIG | Electrical System, Digester Tanks | Control Panel,MCC | Motor Control Centre |  | MCC | http://www.toronto.ca/TWONTO#LV_electrical_panel
134965 | THR-ELS-MCC-1501 | Control Panel, MCC 1501, Digester Gas Compressor MCC-1501 & 1502 (MCC-GC1 & GC2) | THR-ELS-GCB | Electrical System, Digester Gas Compressor Building | Control Panel,MCC | Motor Control Centre |  | MCC | http://www.toronto.ca/TWONTO#LV_electrical_panel
134966 | THR-ELS-MCC-1501 | Control Panel, MCC 1501, Digester Gas Compressor MCC-1501 & 1502 (MCC-GC1 & GC2) | THR-ELS-TB-1500 | Circuit Breaker, MCC 1501 & MCC 1502 Tie, Digester Gas Compressor MCC-1501 & 1502 (MCC-GC1 & GC2) | Control Panel,MCC | Motor Control Centre |  | MCC | http://www.toronto.ca/TWONTO#LV_electrical_panel
134967 | THR-ELS-MCC-1601 | Control Panel, MCC 1601, Primary Pumping Station, MCC-1601 & 1602 (MCC 12) | THR-ELS-PRMS | Electrical System, Primary Station South | Control Panel,MCC | Motor Control Centre |  | MCC | http://www.toronto.ca/TWONTO#LV_electrical_panel
134968 | THR-ELS-MCC-1701 | Control Panel, MCC 1701, Effluent Pumping Station (MCC-1700, 1702 & 1703) | THR-ELS-EPS | Electrical System, Effluent Pumping System | Control Panel,MCC | Motor Control Centre |  | MCC | http://www.toronto.ca/TWONTO#LV_electrical_panel
134969 | THR-ELS-MCC-1702 | Control Panel, MCC 1702, Effluent Pumping Station (MCC-1700, 1702 & 1703) | THR-ELS-EPS | Electrical System, Effluent Pumping System | Control Panel,MCC | Motor Control Centre |  | MCC | http://www.toronto.ca/TWONTO#LV_electrical_panel
134970 | THR-ELS-MCC-1703 | Control Panel, MCC 1703, Effluent Pumping Station (MCC-1700, 1702 & 1703) | THR-ELS-EPS | Electrical System, Effluent Pumping System | Control Panel,MCC | Motor Control Centre |  | MCC | http://www.toronto.ca/TWONTO#LV_electrical_panel
134971 | THR-ELS-MCC-1801 | Control Panel, MCC 1801, High Pressure Blower Building, North Final Area MCC-1801 & 1802 (MCC N1) | THR-ELS-HPBB | Electrical System, High Pressure Blower Building | Control Panel,MCC | Motor Control Centre |  | MCC | http://www.toronto.ca/TWONTO#LV_electrical_panel
134972 | THR-ELS-MCC-1802 | Control Panel, MCC 1802, High Pressure Blower Building, North Final Area MCC-1801 & 1802 (MCC N1) | THR-ELS-HPBB | Electrical System, High Pressure Blower Building | Control Panel,MCC | Motor Control Centre |  | MCC | http://www.toronto.ca/TWONTO#LV_electrical_panel
134973 | THR-ELS-MCC-1901S | Control Panel, MCC 1901, Air Compressor Building, Air Compressor MCC-1901 & 1902 (MCC AC) | THR-ELS-ACB | Electrical System, Air Compressor Building | Control Panel,MCC | Motor Control Centre | 39093 | MCC | http://www.toronto.ca/TWONTO#LV_electrical_panel
134974 | THR-ELS-MCC-1901S | Control Panel, MCC 1901, Air Compressor Building, Air Compressor MCC-1901 & 1902 (MCC AC) | THR-ELS-CB-1911AS | Circuit Breaker, MCC 1901, Air Compressor Building, Air Compressor MCC-1901 & 1902 (MCC AC) | Control Panel,MCC | Motor Control Centre | 39093 | MCC | http://www.toronto.ca/TWONTO#LV_electrical_panel
134975 | THR-ELS-MCC-2001 | Control Panel, MCC 2001, N Final Gallery, North Final Area MCC-2001 & 2002 (MCC N2) | THR-ELS-FST | Electrical System, Final Sedimentation Tanks & Galleries | Control Panel,MCC | Motor Control Centre |  | MCC | http://www.toronto.ca/TWONTO#LV_electrical_panel
134976 | THR-ELS-MCC-2302 | Control Panel, MCC 2302, Gas Compressor Building Electrical Room | THR-ELS-GCB | Electrical System, Digester Gas Compressor Building | Control Panel,MCC | Motor Control Centre |  | MCC | http://www.toronto.ca/TWONTO#LV_electrical_panel
134977 | THR-ELS-MCC-2601 | Control Panel, MCC 2601 Sludge Thickening | THR-ELS-STB | Electrical System, Sludge Thickening Building | Control Panel,MCC | Motor Control Centre |  | MCC | http://www.toronto.ca/TWONTO#LV_electrical_panel
134978 | THR-ELS-MCC-2801 | Control Panel, MCC 2801 Sludge Thickening | THR-ELS-STB | Electrical System, Sludge Thickening Building | Control Panel,MCC | Motor Control Centre |  | MCC | http://www.toronto.ca/TWONTO#LV_electrical_panel
134979 | THR-ELS-MCC-3201 | Control Panel, MCC 3201, Grit Building | THR-ELS-GRIT | Electrical System, Grit Bldg., North Prelimanry and Primary Station | Control Panel,MCC | Motor Control Centre |  | MCC | http://www.toronto.ca/TWONTO#LV_electrical_panel
134980 | THR-ELS-MCC-3202 | Control Panel, MCC 3202, Grit Building | THR-ELS-GRIT | Electrical System, Grit Bldg., North Prelimanry and Primary Station | Control Panel,MCC | Motor Control Centre |  | MCC | http://www.toronto.ca/TWONTO#LV_electrical_panel
134981 | THR-ELS-MCC-3202B | Control Panel, MCC 3202B, Boiler House - North Grit Bldg. (MCC-B) | THR-ELS-GRIT | Electrical System, Grit Bldg., North Prelimanry and Primary Station | Control Panel,MCC | Motor Control Centre |  | MCC | http://www.toronto.ca/TWONTO#LV_electrical_panel
134982 | THR-ELS-MCC-3302S | Control Panel, MCC 3302, Filtered Plant Water, MCC-3301 & 3302 (MCC PWF) | THR-ELS-FPW | Electrical System, Filtered Plant Water Building | Control Panel,MCC | Motor Control Centre | 40861 | MCC | http://www.toronto.ca/TWONTO#LV_electrical_panel
134983 | THR-ELS-MCC-3401 | Control Panel, MCC 3401, Digesters, Tanks 0700 & 0800 | THR-ELS-DIG | Electrical System, Digester Tanks | Control Panel,MCC | Motor Control Centre |  | MCC | http://www.toronto.ca/TWONTO#LV_electrical_panel
134984 | THR-ELS-MCC-3401 | Control Panel, MCC 3401, Digesters, Tanks 0700 & 0800 | THR-ELS-LTG-EMS | Lighting System, Security , East Maintenance Building | Control Panel,MCC | Motor Control Centre |  | MCC | http://www.toronto.ca/TWONTO#LV_electrical_panel
134985 | THR-ELS-MCC-3401A | Control Panel, MCC 3401A, Digesters, Tanks 0900 & 1000,(MCC D9 & D10) | THR-ELS-DIG | Electrical System, Digester Tanks | Control Panel,MCC | Motor Control Centre |  | MCC | http://www.toronto.ca/TWONTO#LV_electrical_panel
134986 | THR-ELS-MCC-3401A | Control Panel, MCC 3401A, Digesters, Tanks 0900 & 1000,(MCC D9 & D10) | THR-ELS-LTG-EMS | Lighting System, Security , East Maintenance Building | Control Panel,MCC | Motor Control Centre |  | MCC | http://www.toronto.ca/TWONTO#LV_electrical_panel
134987 | THR-ELS-MCC-3402 | Control Panel, MCC 3402, Digesters, Tanks 0700 & 0800 | THR-ELS-DIG | Electrical System, Digester Tanks | Control Panel,MCC | Motor Control Centre |  | MCC | http://www.toronto.ca/TWONTO#LV_electrical_panel
134988 | THR-ELS-MCC-3402A | Control Panel, MCC 3402A, Digesters, Tanks 0700 & 0800 | THR-ELS-LTG-EMS | Lighting System, Security , East Maintenance Building | Control Panel,MCC | Motor Control Centre |  | MCC | http://www.toronto.ca/TWONTO#LV_electrical_panel
134989 | THR-ELS-MCC-3502 | Motor Control Centre (MCC), SP RAS PS Electrical Building (Old Ozone Bldg) | THR-ELS-RSPS | Electrical System, Returns Sludge Pumping Station | Control Panel,MCC | Motor Control Centre |  | MCC | http://www.toronto.ca/TWONTO#LV_electrical_panel
134990 | THR-ELS-MCC-3702 | Motor Control Centre (MCC), Aeration Tanks Electrical Building | THR-ELS-RSPS | Electrical System, Returns Sludge Pumping Station | Control Panel,MCC | Motor Control Centre |  | MCC | http://www.toronto.ca/TWONTO#LV_electrical_panel
134991 | THR-ELS-MCC-3802 | Motor Control Centre (MCC), Plant Water Pump Station | THR-ELS-FPW | Electrical System, Filtered Plant Water Building | Control Panel,MCC | Motor Control Centre |  | MCC | http://www.toronto.ca/TWONTO#LV_electrical_panel
140575 | TNT-ELS-GEN-0001 | Generator, Standby Power,600v,55kw | TNT-ELS | Instrument / Electrical | Generator,Electricity,Portable | Motor Control Centre |  | GEN | http://www.toronto.ca/TWONTO#generator-set
140593 | TNT-ELS-MCC-0101 | MCC,Main | TNT-ELS | Instrument / Electrical | Control Panel,MCC | Motor Control Centre |  | MCC | http://www.toronto.ca/TWONTO#LV_electrical_panel
140594 | TNT-ELS-MCC-1601 | MCC,Filter Bldg | TNT-ELS | Instrument / Electrical | Control Panel,MCC | Motor Control Centre |  | MCC | http://www.toronto.ca/TWONTO#LV_electrical_panel
140595 | TNT-ELS-MCC-1602 | MCC,Filter Bldg | TAB-SUSPENDED ENTITY | Suspended entities | Control Panel,MCC | Motor Control Centre |  | MCC | http://www.toronto.ca/TWONTO#LV_electrical_panel
140596 | TNT-ELS-MCC-1602 | MCC,Filter Bldg | TNT-ELS | Instrument / Electrical | Control Panel,MCC | Motor Control Centre |  | MCC | http://www.toronto.ca/TWONTO#LV_electrical_panel
145479 | WTR-PMI-MCC-0101 | Control Panel, MCC, Line 1,. | WTR-PMI-ELS | Electrical System | Control Panel,MCC | Motor Control Centre |  | MCC | http://www.toronto.ca/TWONTO#LV_electrical_panel

## Power_Distribution_Panel_Pivot (hidden)
Row Labels | Count of Valid_Class
? | 2
http://www.toronto.ca/TWONTO#breaker | 3
http://www.toronto.ca/TWONTO#collection_of_assets | 2
http://www.toronto.ca/TWONTO#LV_electrical_panel | 474
http://www.toronto.ca/TWONTO#process_control_panel | 42
http://www.toronto.ca/TWONTO#pump | 6
http://www.toronto.ca/TWONTO#surge_suppressor | 2
http://www.toronto.ca/TWONTO#welding_receptacle | 103
Grand Total | 634

## Power_Distribution_Panel (hidden)
Column1 | Entity_number | Description | Parent | Parent_Description | Category | Class | Suspended | Tag | Valid_Class
11665 | FCL-ELS-LN-0001 | Switch, Main, Line 1, Plant Power Supply Line 1 (30M5) West Pole | FCL-ELS-PS-0001 | Uninterruptible Power Supply,High Lift Bldg - Switchgear Room,LP-0001 | Switch | Power Distribution Panel |  | LN | http://www.toronto.ca/TWONTO#breaker
11867 | FCL-ELS-PDP-002L | Power Distribution Panel,Low Lift Bldg - Switchgear Room,600V | FCL_ELS_600V_ELECABS | Electrical Cabinets,600V | Control Panel,Power Distribution Panel | Power Distribution Panel |  | PDP | http://www.toronto.ca/TWONTO#LV_electrical_panel
15722 | FHA-ELS-DP-0101 | Power Distribution Panel, Heating, 400A, 120/208 V, 3PH, Pump Building, First Floor North Vault | FHA-ELS-PDP-0300B | Power Distribution Panel, 600V, 2000A, 3 PH. Pump Building Basement, Switchgear Room | Control Panel,Power Distribution Panel | Power Distribution Panel |  | DP | http://www.toronto.ca/TWONTO#LV_electrical_panel
15724 | FHA-ELS-DP-0501B | Power Distribution Panel, East Backwash Filter Valves (Odd) Power Supply, Filter Pipe Gallery East | FHA-ELS-PDP-0500B | Power Distribution Panel, 600V, 800A, 3 PH, Filter Building, Pipe Gallery Adjacent to Scrubber | Control Panel,Power Distribution Panel | Power Distribution Panel |  | DP | http://www.toronto.ca/TWONTO#LV_electrical_panel
15725 | FHA-ELS-DP-0502A | Power Distribution Panel, West Backwash Filter Valves (Even) Power Supply, Filter Pipe Gallery West | FHA-ELS-PDP-0500A | Power Distribution Panel, 600V, 800A, 3 PH, Filter Building, Pipe Gallery Adjacent to Scrubber | Control Panel,Power Distribution Panel | Power Distribution Panel |  | DP | http://www.toronto.ca/TWONTO#LV_electrical_panel
15726 | FHA-ELS-DP-0502B | Power Distribution Panel, East Backwash Filter Valves (Even) Power Supply, Filter Pipe Gallery East | FHA-ELS-PDP-0500B | Power Distribution Panel, 600V, 800A, 3 PH, Filter Building, Pipe Gallery Adjacent to Scrubber | Control Panel,Power Distribution Panel | Power Distribution Panel |  | DP | http://www.toronto.ca/TWONTO#LV_electrical_panel
15727 | FHA-ELS-DP-0503A | Power Distribution Panel,West Filter Influent/Drain Gates Power Supp, Overall Filter Pipe Gallery S/W | FHA-ELS-PDP-0500A | Power Distribution Panel, 600V, 800A, 3 PH, Filter Building, Pipe Gallery Adjacent to Scrubber | Control Panel,Power Distribution Panel | Power Distribution Panel |  | DP | http://www.toronto.ca/TWONTO#LV_electrical_panel
15728 | FHA-ELS-DP-0503B | Power Distribution Panel,East Filter Influent/Drain Gates Power Supp, Overall Filter Pipe Gallery S/E | FHA-ELS-PDP-0500B | Power Distribution Panel, 600V, 800A, 3 PH, Filter Building, Pipe Gallery Adjacent to Scrubber | Control Panel,Power Distribution Panel | Power Distribution Panel |  | DP | http://www.toronto.ca/TWONTO#LV_electrical_panel
15730 | FHA-ELS-DP-1701 | Power Distribution Panel, 400A, 208/120V, 3PH, Service Building | FHA-ELS | Electrical | Control Panel,Lighting | Power Distribution Panel |  | DP | http://www.toronto.ca/TWONTO#LV_electrical_panel
15935 | FHA-ELS-PDP-0100A | Power Distribution Panel, 600V, 600A, 3 PH, Service Building 1st Floor by Tunnel | FHA-ELS-PRIMARY | Primary Electrical System | Switchgear | Power Distribution Panel |  | PDP | http://www.toronto.ca/TWONTO#LV_electrical_panel
15937 | FHA-ELS-PDP-0202 | Power Distribution Panel, 45A, 600V, 3PH, RMF Electrical Room 1 South Wall | FHA-ELS | Electrical | Control Panel,Power Distribution Panel | Power Distribution Panel |  | PDP | http://www.toronto.ca/TWONTO#LV_electrical_panel
15938 | FHA-ELS-PDP-0203 | Power Distribution Panel, 45A, 600V, 3PH, RMF Electrical Room 1 South Wall | FHA-ELS | Electrical | Control Panel,Power Distribution Panel | Power Distribution Panel |  | PDP | http://www.toronto.ca/TWONTO#LV_electrical_panel
15943 | FHA-ELS-PDP-0401A | Power Distribution Panel, Filter Pipe Gallery, Electrical Storage Room | FHA-ELS | Electrical | Control Panel,Power Distribution Panel | Power Distribution Panel |  | PDP | http://www.toronto.ca/TWONTO#LV_electrical_panel
15944 | FHA-ELS-PDP-0405 | Power Distribution Panel, 600V, 3 PH, Filter Building, Pipe Gallery West | FHA-ELS | Electrical | Control Panel,Power Distribution Panel | Power Distribution Panel |  | PDP | http://www.toronto.ca/TWONTO#LV_electrical_panel
15945 | FHA-ELS-PDP-0406A | Power Distribution Panel, Heating, Filter Building West Filter Pipe Gallery | FHA-ELS | Electrical | Control Panel,Power Distribution Panel | Power Distribution Panel |  | PDP | http://www.toronto.ca/TWONTO#LV_electrical_panel
15946 | FHA-ELS-PDP-0406B | Power Distribution Panel, Heating, Filter Building West Filter Pipe Gallery | FHA-ELS | Electrical | Control Panel,Power Distribution Panel | Power Distribution Panel |  | PDP | http://www.toronto.ca/TWONTO#LV_electrical_panel
15947 | FHA-ELS-PDP-0407B | Power Distribution Panel, Heating, Filter Building East Filter Pipe Gallery | FHA-ELS | Electrical | Control Panel,Power Distribution Panel | Power Distribution Panel |  | PDP | http://www.toronto.ca/TWONTO#LV_electrical_panel
15948 | FHA-ELS-PDP-0421 | Power Distribution Panel, 600VAC, Filter Building, East Filter Gallery | FHA-ELS-DP-1901A | Distribution Panel, 600VAC, Filter Building, East Filter Gallery. | Control Panel,Power Distribution Panel | Power Distribution Panel |  | PDP | http://www.toronto.ca/TWONTO#LV_electrical_panel
15949 | FHA-ELS-PDP-0422 | Power Distribution Panel, 600VAC, Filter Building, West Filter Gallery | FHA-ELS-DP-1901B | Distribution Panel, 600VAC, Filtration Building,West Filter Gallery | Control Panel,Power Distribution Panel | Power Distribution Panel |  | PDP | http://www.toronto.ca/TWONTO#LV_electrical_panel
15951 | FHA-ELS-PDP-0601 | Power Distribution Panel, 60A, 600V, 3PH, RMF Electrical Room 2 West Wall | FHA-ELS | Electrical | Control Panel,Power Distribution Panel | Power Distribution Panel |  | PDP | http://www.toronto.ca/TWONTO#LV_electrical_panel
15952 | FHA-ELS-PDP-1502 | Power Distribution Panel, Service Building, Boiler Room | FHA-ELS | Electrical | Control Panel,Power Distribution Panel | Power Distribution Panel |  | PDP | http://www.toronto.ca/TWONTO#LV_electrical_panel
15953 | FHA-ELS-PDP-2100 | Power Distribution Panel, 600V, Filter Control Gallery, Inlet/Outlet Sluice Gates | FHA-ELS-PDP-0500B | Power Distribution Panel, 600V, 800A, 3 PH, Filter Building, Pipe Gallery Adjacent to Scrubber |  | Power Distribution Panel |  | PDP | http://www.toronto.ca/TWONTO#LV_electrical_panel
15954 | FHA-ELS-PDP-2200 | Power Distribution Panel, 600V, Filter Control Gallery, Inlet/Outlet Sluice Gates | FHA-ELS-PDP-0500B | Power Distribution Panel, 600V, 800A, 3 PH, Filter Building, Pipe Gallery Adjacent to Scrubber |  | Power Distribution Panel |  | PDP | http://www.toronto.ca/TWONTO#LV_electrical_panel
15990 | FHA-ELS-WR-0101 | Welding Receptacle, 30A, 600V, Screen Room, North West | FHA-ELS | Electrical | Welding Equipment | Power Distribution Panel |  | WR | http://www.toronto.ca/TWONTO#welding_receptacle
15991 | FHA-ELS-WR-0201 | Welding Receptacle, 30A, 600V, RMF, Dewatering Cake Loading Area | FHA-ELS | Electrical | Welding Equipment | Power Distribution Panel |  | WR | http://www.toronto.ca/TWONTO#welding_receptacle
15992 | FHA-ELS-WR-0202 | Welding Receptacle, 30A, 600V, RMF, Dewatering Cake Loading Area | FHA-ELS | Electrical | Welding Equipment | Power Distribution Panel |  | WR | http://www.toronto.ca/TWONTO#welding_receptacle
15993 | FHA-ELS-WR-0204 | Welding Receptacle, 30A, 600V, RMF, Lower Service Level 1 | FHA-ELS | Electrical | Welding Equipment | Power Distribution Panel |  | WR | http://www.toronto.ca/TWONTO#welding_receptacle
15994 | FHA-ELS-WR-0205 | Welding Receptacle, 30A, 600V, RMF, Lower Service Level 2 | FHA-ELS | Electrical | Welding Equipment | Power Distribution Panel |  | WR | http://www.toronto.ca/TWONTO#welding_receptacle
15995 | FHA-ELS-WR-0211 | Welding Receptacle, 30A, 600V, RMF, Lower Thickener Gallery West | FHA-ELS | Electrical | Welding Equipment | Power Distribution Panel |  | WR | http://www.toronto.ca/TWONTO#welding_receptacle
15996 | FHA-ELS-WR-0212 | Welding Receptacle, 30A, 600V, RMF, Lower Thickener Gallery East | FHA-ELS | Electrical | Welding Equipment | Power Distribution Panel |  | WR | http://www.toronto.ca/TWONTO#welding_receptacle
15997 | FHA-ELS-WR-0303 | Welding Receptacle, 30A, 600V, Service Building Welding Shop | FHA-ELS | Electrical | Welding Equipment | Power Distribution Panel |  | WR | http://www.toronto.ca/TWONTO#welding_receptacle
15998 | FHA-ELS-WR-0304 | Welding Receptacle, 600V, Service Building, Alum Room | FHA-ELS | Electrical | Welding Equipment | Power Distribution Panel |  | WR | http://www.toronto.ca/TWONTO#welding_receptacle
15999 | FHA-ELS-WR-0602 | Welding Receptacle, 30A, 600V, RMF, Decent Tanks Access Room Centre | FHA-ELS | Electrical | Welding Equipment | Power Distribution Panel |  | WR | http://www.toronto.ca/TWONTO#welding_receptacle
16000 | FHA-ELS-WR-0603 | Welding Receptacle, 30A, 600V, RMF, Decent Tanks Access Room East | FHA-ELS | Electrical | Welding Equipment | Power Distribution Panel |  | WR | http://www.toronto.ca/TWONTO#welding_receptacle
16001 | FHA-ELS-WR-0604 | Welding Receptacle, 30A, 600V, RMF, Electrical Room 2 West Wall | FHA-ELS | Electrical | Welding Equipment | Power Distribution Panel |  | WR | http://www.toronto.ca/TWONTO#welding_receptacle
16002 | FHA-ELS-WR-0605 | Welding Receptacle, 30A, 600V, RMF, Electrical Room 2 East Wall | FHA-ELS | Electrical | Welding Equipment | Power Distribution Panel |  | WR | http://www.toronto.ca/TWONTO#welding_receptacle
16003 | FHA-ELS-WR-0606 | Welding Receptacle, 30A, 600V, RMF, Pipe Gallery North Wall West | FHA-ELS | Electrical | Welding Equipment | Power Distribution Panel |  | WR | http://www.toronto.ca/TWONTO#welding_receptacle
16004 | FHA-ELS-WR-0607 | Welding Receptacle, 30A, 600V, RMF, Pipe Gallery North Wall East | FHA-ELS | Electrical | Welding Equipment | Power Distribution Panel |  | WR | http://www.toronto.ca/TWONTO#welding_receptacle
16466 | FHA-FLT-PDP-0001 | Power Distribution Panel, Filter West Rate Control Valves UPS Power Supply, Service Building, Boiler Room | FHA-ELS-PDP-0500A | Power Distribution Panel, 600V, 800A, 3 PH, Filter Building, Pipe Gallery Adjacent to Scrubber | Control Panel,Power Distribution Panel | Power Distribution Panel |  | PDP | http://www.toronto.ca/TWONTO#LV_electrical_panel
16467 | FHA-FLT-PDP-0002 | Power Distribution Panel, Filter East Rate Control Valves UPS Power Supply, Service Building, Boiler Room | FHA-ELS-PDP-0500B | Power Distribution Panel, 600V, 800A, 3 PH, Filter Building, Pipe Gallery Adjacent to Scrubber | Control Panel,Power Distribution Panel | Power Distribution Panel |  | PDP | http://www.toronto.ca/TWONTO#LV_electrical_panel
21327 | FHO-ELS-DP-0110-SUS | Distribution Panel from MCC E1 Emergency Standby Power | FHO-ELS-PS-0001 | Primary Power Equipment | Control Panel,Power Distribution Panel | Power Distribution Panel | 37594 | DP | http://www.toronto.ca/TWONTO#LV_electrical_panel
21332 | FHO-ELS-DP-0511 | Distribution Panel, (DP-0501A1), 600V, MCC-0510 Panel Board, Filter1-8 Building, S2, Electrical Room | FHO-ELS-MCC-0510 | Motor Control Centre, Filter Building 1-8., S2, Electrical Room |  | Power Distribution Panel |  | DP | http://www.toronto.ca/TWONTO#LV_electrical_panel
21333 | FHO-ELS-DP-0512 | Distribution Panel, (DP-0501A2), 600V, MCC-0510 Panel Board, Filter1-8 Building, S2, Electrical Room | FHO-ELS-MCC-0510 | Motor Control Centre, Filter Building 1-8., S2, Electrical Room |  | Power Distribution Panel |  | DP | http://www.toronto.ca/TWONTO#LV_electrical_panel
21334 | FHO-ELS-DP-0514 | Distribution Panel, (DP-0501A4), 600V, MCC-0510 Panel Board, Filter1-8 Building, S2, Electrical Room | FHO-ELS-MCC-0510 | Motor Control Centre, Filter Building 1-8., S2, Electrical Room |  | Power Distribution Panel |  | DP | http://www.toronto.ca/TWONTO#LV_electrical_panel
21335 | FHO-ELS-DP-0611 | Distribution Panel, 600V, Filter Building 1-8, S2, Electrical Room | FHO-ELS-PS-0001 | Primary Power Equipment |  | Power Distribution Panel |  | DP | http://www.toronto.ca/TWONTO#LV_electrical_panel
21336 | FHO-ELS-DP-0613 | Distribution Panel, (DP-0601A2), 600V, MCC-0610 Panel Board, Filter1-8 Building, S2, Electrical Room | FHO-ELS-MCC-0610 | Motor Control Centre, Filter Building 1-8., S2, Electrical Room |  | Power Distribution Panel |  | DP | http://www.toronto.ca/TWONTO#LV_electrical_panel
21337 | FHO-ELS-DP-0614 | Distribution Panel, (DP-0601A3), 600V, MCC-0610 Panel Board, Filter1-8 Building, S2, Electrical Room | FHO-ELS-MCC-0610 | Motor Control Centre, Filter Building 1-8., S2, Electrical Room |  | Power Distribution Panel |  | DP | http://www.toronto.ca/TWONTO#LV_electrical_panel
21338 | FHO-ELS-DP-0615 | Distribution Panel, (DP-0601A4), 600V, MCC-0610 Panel Board, Filter1-8 Building, S2, Electrical Room | FHO-ELS-MCC-0610 | Motor Control Centre, Filter Building 1-8., S2, Electrical Room |  | Power Distribution Panel |  | DP | http://www.toronto.ca/TWONTO#LV_electrical_panel
21339 | FHO-ELS-DP-0713 | Distribution Panel, 600V, 200A, 3PH, Chemical Building, S4, Near Alum Tank 1 | FHO-ELS-PS-0001 | Primary Power Equipment |  | Power Distribution Panel |  | DP | http://www.toronto.ca/TWONTO#LV_electrical_panel
21340 | FHO-ELS-DP-0721 | Distribution Panel, 600V, Panel Board, MCC-0720, Admin Building, S4, Main Electrical Room | FHO-ELS-MCC-0720 | Motor Control Centre, Admin Building, S4, Main Electrical Room |  | Power Distribution Panel |  | DP | http://www.toronto.ca/TWONTO#LV_electrical_panel
21341 | FHO-ELS-DP-0732 | Distribution Panel, 600V, Admin Building, S4, Main Electrical Room | FHO-ELS-PS-0001 | Primary Power Equipment |  | Power Distribution Panel |  | DP | http://www.toronto.ca/TWONTO#LV_electrical_panel
21342 | FHO-ELS-DP-0812 | Distribution Panel, 600V, Panel Board, MCC-0720, Admin Building, S4, Main Electrical Room | FHO-ELS-MCC-0720 | Motor Control Centre, Admin Building, S4, Main Electrical Room |  | Power Distribution Panel |  | DP | http://www.toronto.ca/TWONTO#LV_electrical_panel
21343 | FHO-ELS-DP-0822 | Distribution Panel, 600V, Panel Board, MCC-0820, Admin Building, S4, Main Electrical Room | FHO-ELS-MCC-0820 | Motor Control Centre, Admin Building, S4, Main Electrical Room |  | Power Distribution Panel |  | DP | http://www.toronto.ca/TWONTO#LV_electrical_panel
21344 | FHO-ELS-DP-0823 | Distribution Panel, 600V, Panel Board, MCC-0820, Admin Building, S4, Main Electrical Room | FHO-ELS-MCC-0820 | Motor Control Centre, Admin Building, S4, Main Electrical Room |  | Power Distribution Panel |  | DP | http://www.toronto.ca/TWONTO#LV_electrical_panel
21345 | FHO-ELS-DP-0834 | Power Distribution Panel (EPG-DP-0801C4), 600V, Standby Building, S2, Electrical Room | FHO-ELS-MCC-0830 | Motor Control Centre, Emergency Load, Standby Power Building |  | Power Distribution Panel |  | DP | http://www.toronto.ca/TWONTO#LV_electrical_panel
21346 | FHO-ELS-DP-0835 | Power Distribution Panel (DP-0801C5), 600V, Standby Building, S4, Phosphoric Acid Room | FHO-ELS-MCC-0830 | Motor Control Centre, Emergency Load, Standby Power Building |  | Power Distribution Panel |  | DP | http://www.toronto.ca/TWONTO#LV_electrical_panel
21347 | FHO-ELS-DP-0923 | Distribution Panel, 600 V, 100A, Panel Board, Admin Building, S4, Main Electrical Room, MCC-0920 | FHO-ELS-MCC-0920 | Motor Control Centre, Admin Building, S4, Main Electrical Room |  | Power Distribution Panel |  | DP | http://www.toronto.ca/TWONTO#LV_electrical_panel
21348 | FHO-ELS-DP-1011 | Distribution Panel, (DP-1001-A1) MCC-1001A Panel Board, RW Building, S7, Electrical Room | FHO-ELS-MCC-1010 | Motor Control Centre, Raw Water PS, S7, Electrical Room |  | Power Distribution Panel |  | DP | http://www.toronto.ca/TWONTO#LV_electrical_panel
21349 | FHO-ELS-DP-1021 | Distribution Panel, 120/208V, Admin Building, S4, Main Electrical Room, East Wall | FHO-ELS-PS-0001 | Primary Power Equipment |  | Power Distribution Panel |  | DP | http://www.toronto.ca/TWONTO#LV_electrical_panel
21350 | FHO-ELS-DP-1031 | Distribution Panel, Clarifier Building, S2, Main Foyer | FHO-ELS-MCC-0930 | Motor Control Centre, Emergency Load, Clarifier Building, S2, Main Foyer |  | Power Distribution Panel |  | DP | http://www.toronto.ca/TWONTO#LV_electrical_panel
21351 | FHO-ELS-DP-1111 | Distribution Panel, (DP-1101A1), 600V, 3PH, Ozone Building, L1, Ozone Equipment Room | FHO-ELS-PS-0001 | Primary Power Equipment |  | Power Distribution Panel |  | DP | http://www.toronto.ca/TWONTO#LV_electrical_panel
21352 | FHO-ELS-DP-1213 | Distribution Panel, (DP-1201A3), 600V, 3PH, Ozone Building, L1, Gate Room | FHO-ELS-PS-0001 | Primary Power Equipment |  | Power Distribution Panel |  | DP | http://www.toronto.ca/TWONTO#LV_electrical_panel
21353 | FHO-ELS-DP-1223 | Distribution Panel, (DP-1201B3), 600V, 3PH, Ozone Building, S2, Raw Water Process Room | FHO-ELS-PS-0001 | Primary Power Equipment |  | Power Distribution Panel |  | DP | http://www.toronto.ca/TWONTO#LV_electrical_panel
21406 | FHO-ELS-LP-0511 | Lighting Panel, 120V, Filter Building, S2, Electrical Room | FHO-ELS-LTG-2000 | Lighting, Facility Interior : Plant wide, interior lighting |  | Power Distribution Panel |  | LP | http://www.toronto.ca/TWONTO#LV_electrical_panel
21407 | FHO-ELS-LP-0712 | Lighting Panel, 600/347V, Chemical Building, S2, Room CH402 | FHO-ELS-LTG-2000 | Lighting, Facility Interior : Plant wide, interior lighting |  | Power Distribution Panel |  | LP | http://www.toronto.ca/TWONTO#LV_electrical_panel
21408 | FHO-ELS-LP-0721 | Lighting Panel, 600/347V, Flocculation Building, S2, East Gallery, East Wall | FHO-ELS-LTG-2000 | Lighting, Facility Interior : Plant wide, interior lighting |  | Power Distribution Panel |  | LP | http://www.toronto.ca/TWONTO#LV_electrical_panel
21409 | FHO-ELS-LP-0722 | Lighting Panel, 600/347V, Admin Building, S4, Main Electrical Room | FHO-ELS-LTG-2000 | Lighting, Facility Interior : Plant wide, interior lighting |  | Power Distribution Panel |  | LP | http://www.toronto.ca/TWONTO#LV_electrical_panel
21410 | FHO-ELS-LP-0735 | Lighting Panel, 120/208V, Surge Building | FHO-ELS-LTG-2000 | Lighting, Facility Interior : Plant wide, interior lighting |  | Power Distribution Panel |  | LP | http://www.toronto.ca/TWONTO#LV_electrical_panel
21411 | FHO-ELS-LP-0813 | Lighting Panel, 120/208V, Chemical Building, S2, Room CH402 | FHO-ELS-LTG-2000 | Lighting, Facility Interior : Plant wide, interior lighting |  | Power Distribution Panel |  | LP | http://www.toronto.ca/TWONTO#LV_electrical_panel
21412 | FHO-ELS-LP-0821 | Lighting Panel, 120/208V, Admin Building, S4, Electrical Room | FHO-ELS-LTG-2000 | Lighting, Facility Interior : Plant wide, interior lighting |  | Power Distribution Panel |  | LP | http://www.toronto.ca/TWONTO#LV_electrical_panel
21413 | FHO-ELS-LP-0832 | Lighting Panel, 120/208V 3PH, Standby Building, S2, Generator Room | FHO-ELS-LTG-2000 | Lighting, Facility Interior : Plant wide, interior lighting |  | Power Distribution Panel |  | LP | http://www.toronto.ca/TWONTO#LV_electrical_panel
21414 | FHO-ELS-LP-0834 | Lighting Panel, 120/208V 3PH, Standby Building, S4, Phosphoric Acid Room | FHO-ELS-LTG-2000 | Lighting, Facility Interior : Plant wide, interior lighting |  | Power Distribution Panel |  | LP | http://www.toronto.ca/TWONTO#LV_electrical_panel
21415 | FHO-ELS-LP-0912 | Lighting Panel, 100A, 120/208V, S6, Raw Water Ring Header Room | FHO-ELS-LTG-2000 | Lighting, Facility Interior : Plant wide, interior lighting |  | Power Distribution Panel |  | LP | http://www.toronto.ca/TWONTO#LV_electrical_panel
21416 | FHO-ELS-LP-0921 | Lighting Panel, 100 A, 347/600V, Admin Building, S2, South East of Machine Shop | FHO-ELS-LTG-2000 | Lighting, Facility Interior : Plant wide, interior lighting |  | Power Distribution Panel |  | LP | http://www.toronto.ca/TWONTO#LV_electrical_panel
21417 | FHO-ELS-LP-0922 | Lighting Panel, 100A, 120/208V, Admin Building, S4, Mani Electrical Room | FHO-ELS-LTG-2000 | Lighting, Facility Interior : Plant wide, interior lighting |  | Power Distribution Panel |  | LP | http://www.toronto.ca/TWONTO#LV_electrical_panel
21418 | FHO-ELS-LP-0924 | Lighting Panel, 120/208V, TRW Building, S4, West Ventilation Room | FHO-ELS-LTG-2000 | Lighting, Facility Interior : Plant wide, interior lighting |  | Power Distribution Panel |  | LP | http://www.toronto.ca/TWONTO#LV_electrical_panel
21419 | FHO-ELS-LP-0932 | Lighting Panel, 120/208V, Clarifier Building, L1, Main Foyer | FHO-ELS-LTG-2000 | Lighting, Facility Interior : Plant wide, interior lighting |  | Power Distribution Panel |  | LP | http://www.toronto.ca/TWONTO#LV_electrical_panel
21420 | FHO-ELS-LP-1011 | Lighting Panel, 120/208V, 3PH, RW Building, S7, Electrical Room | FHO-ELS-LTG-2000 | Lighting, Facility Interior : Plant wide, interior lighting |  | Power Distribution Panel |  | LP | http://www.toronto.ca/TWONTO#LV_electrical_panel
21421 | FHO-ELS-LP-1122 | Lighting Panel, (LP-1101B2), 225A, 120/208V, 3PH, Ozone Building, L1, Ozone Equipment Room, S/E | FHO-ELS-LTG-2000 | Lighting, Facility Interior : Plant wide, interior lighting |  | Power Distribution Panel |  | LP | http://www.toronto.ca/TWONTO#LV_electrical_panel
21422 | FHO-ELS-LP-1212 | Lighting Panel, (LP-1201A2), 225A, 120/208V, 3PH, Ozone Building, S2, Hallway No.1. North Wall | FHO-ELS-LTG-2000 | Lighting, Facility Interior : Plant wide, interior lighting |  | Power Distribution Panel |  | LP | http://www.toronto.ca/TWONTO#LV_electrical_panel
21809 | FHO-ELS-PDP-0600 | Power Distribution Panel, 600V Switchgear, Filter Building, S2, Electrical Room | FHO-ELS-MCC-0610 | Motor Control Centre, Filter Building 1-8., S2, Electrical Room |  | Power Distribution Panel |  | PDP | http://www.toronto.ca/TWONTO#LV_electrical_panel
21810 | FHO-ELS-PDP-0800 | Power Distribution Panel,600V Switchgear, Chem,Standby&Floc Building Power, Admin Building, S4, Electrical Room | FHO-ELS-MCC-0820 | Motor Control Centre, Admin Building, S4, Main Electrical Room |  | Power Distribution Panel |  | PDP | http://www.toronto.ca/TWONTO#LV_electrical_panel
21811 | FHO-ELS-PDP-1100 | Power Distribution Panel, 600V Switchgear, Ozone Building, Electrical Room | FHO-ELS-PS-0001 | Primary Power Equipment |  | Power Distribution Panel |  | PDP | http://www.toronto.ca/TWONTO#LV_electrical_panel
21812 | FHO-ELS-PDP-1200 | Power Distribution Panel, 600V Switchgear, Ozone Building, Electrical Room | FHO-ELS-PS-0001 | Primary Power Equipment |  | Power Distribution Panel |  | PDP | http://www.toronto.ca/TWONTO#LV_electrical_panel
21936 | FHO-ELS-WR-0501 | Welding Receptacle, S2, Sluice Gate Hall | FHO-ELS-LTG | Facility Electrical System |  | Power Distribution Panel |  | WR | http://www.toronto.ca/TWONTO#welding_receptacle
21937 | FHO-ELS-WR-0603 | Welding Receptacle, Filter Building, L1, Filter Gallery, East | FHO-ELS-LTG | Facility Electrical System |  | Power Distribution Panel |  | WR | http://www.toronto.ca/TWONTO#welding_receptacle
21938 | FHO-ELS-WR-0606 | Welding Receptacle, Filter Building, L1, Filter Gallery, Tank 7 | FHO-ELS-LTG | Facility Electrical System |  | Power Distribution Panel |  | WR | http://www.toronto.ca/TWONTO#welding_receptacle
21939 | FHO-ELS-WR-0702 | Welding Receptacle, Chemical Building, S4, Chemical Gallery | FHO-ELS-LTG | Facility Electrical System |  | Power Distribution Panel |  | WR | http://www.toronto.ca/TWONTO#welding_receptacle
21940 | FHO-ELS-WR-0703 | Welding Receptacle, TRW P.S. S4, West Ventilation Room, North Wall | FHO-ELS-LTG | Facility Electrical System |  | Power Distribution Panel |  | WR | http://www.toronto.ca/TWONTO#welding_receptacle
21941 | FHO-ELS-WR-0706 | Welding Receptacle, Flocculation Building, L1, North Wall | FHO-ELS-LTG | Facility Electrical System |  | Power Distribution Panel |  | WR | http://www.toronto.ca/TWONTO#welding_receptacle
21942 | FHO-ELS-WR-0708 | Welding Receptacle, TRW P.S. S5, TRW Basement, North | FHO-ELS-LTG | Facility Electrical System |  | Power Distribution Panel |  | WR | http://www.toronto.ca/TWONTO#welding_receptacle
21943 | FHO-ELS-WR-0709 | Welding Receptacle, TRW P.S. S5, TRW Basement, South/West | FHO-ELS-LTG | Facility Electrical System |  | Power Distribution Panel |  | WR | http://www.toronto.ca/TWONTO#welding_receptacle
21944 | FHO-ELS-WR-0803 | Welding Receptacle, Flocculation Building, S2, South | FHO-ELS-LTG | Facility Electrical System |  | Power Distribution Panel |  | WR | http://www.toronto.ca/TWONTO#welding_receptacle
21945 | FHO-ELS-WR-0804 | Welding Receptacle, Flocculation Building, S2, East Wall | FHO-ELS-LTG | Facility Electrical System |  | Power Distribution Panel |  | WR | http://www.toronto.ca/TWONTO#welding_receptacle
21946 | FHO-ELS-WR-0805 | Welding Receptacle, TRW P.S. L1, South Wall | FHO-ELS-LTG | Facility Electrical System |  | Power Distribution Panel |  | WR | http://www.toronto.ca/TWONTO#welding_receptacle
21947 | FHO-ELS-WR-0806 | Welding Receptacle, TRW P.S. S2, Near Elevator | FHO-ELS-LTG | Facility Electrical System |  | Power Distribution Panel |  | WR | http://www.toronto.ca/TWONTO#welding_receptacle
21948 | FHO-ELS-WR-0808 | Welding Receptacle, TRW P.S. S3, Pump Room, West Wall | FHO-ELS-LTG | Facility Electrical System |  | Power Distribution Panel |  | WR | http://www.toronto.ca/TWONTO#welding_receptacle
21949 | FHO-ELS-WR-0809 | Welding Receptacle, TRW P.S. S4, East Ventilation Room, North Wall | FHO-ELS-LTG | Facility Electrical System |  | Power Distribution Panel |  | WR | http://www.toronto.ca/TWONTO#welding_receptacle
21950 | FHO-ELS-WR-0812 | Welding Receptacle, Standby Power Building, S2, Generator Room | FHO-ELS-LTG | Facility Electrical System |  | Power Distribution Panel |  | WR | http://www.toronto.ca/TWONTO#welding_receptacle
21951 | FHO-ELS-WR-0903 | Welding Receptacle, S6, Raw Water Ring Header | FHO-ELS-LTG | Facility Electrical System |  | Power Distribution Panel |  | WR | http://www.toronto.ca/TWONTO#welding_receptacle
21952 | FHO-ELS-WR-1004 | Welding Receptacle, Admin Building, S4, Near Elevator | FHO-ELS-LTG | Facility Electrical System |  | Power Distribution Panel |  | WR | http://www.toronto.ca/TWONTO#welding_receptacle
21953 | FHO-ELS-WR-1005 | Welding Receptacle, Admin Building, S2, Welding Shop | FHO-ELS-LTG | Facility Electrical System |  | Power Distribution Panel |  | WR | http://www.toronto.ca/TWONTO#welding_receptacle
21954 | FHO-ELS-WR-1031 | Welding Receptacle, Clarifier Building, S4, Hallway | FHO-ELS-LTG | Facility Electrical System |  | Power Distribution Panel |  | WR | http://www.toronto.ca/TWONTO#welding_receptacle
21955 | FHO-ELS-WR-1032 | Welding Receptacle, Clarifier Building, S2, West | FHO-ELS-LTG | Facility Electrical System |  | Power Distribution Panel |  | WR | http://www.toronto.ca/TWONTO#welding_receptacle
21956 | FHO-ELS-WR-1033 | Welding Receptacle, Clarifier Building, S2, East | FHO-ELS-LTG | Facility Electrical System |  | Power Distribution Panel |  | WR | http://www.toronto.ca/TWONTO#welding_receptacle
21957 | FHO-ELS-WR-1101 | Welding Receptacle, Ozone Building, L1, Equipment Room | FHO-ELS-LTG | Facility Electrical System |  | Power Distribution Panel |  | WR | http://www.toronto.ca/TWONTO#welding_receptacle
21958 | FHO-ELS-WR-1105 | Welding Receptacle, Ozone Building, L1, Mechanical Room 1 | FHO-ELS-LTG | Facility Electrical System |  | Power Distribution Panel |  | WR | http://www.toronto.ca/TWONTO#welding_receptacle
21959 | FHO-ELS-WR-1201 | Welding Receptacle, Ozone Building, S1, Mechanical Room 3 | FHO-ELS-LTG | Facility Electrical System |  | Power Distribution Panel |  | WR | http://www.toronto.ca/TWONTO#welding_receptacle
21960 | FHO-ELS-WR-1202 | Welding Receptacle, Ozone Building, S2, Ozone Pipe Gallery 2 | FHO-ELS-LTG | Facility Electrical System |  | Power Distribution Panel |  | WR | http://www.toronto.ca/TWONTO#welding_receptacle
21961 | FHO-ELS-WR-1203 | Welding Receptacle, Ozone Building, L1, Mechanical Room 2 | FHO-ELS-LTG | Facility Electrical System |  | Power Distribution Panel |  | WR | http://www.toronto.ca/TWONTO#welding_receptacle
21962 | FHO-ELS-WR-1204 | Welding Receptacle, Ozone Building, S2, Dispersion Pump Room | FHO-ELS-LTG | Facility Electrical System |  | Power Distribution Panel |  | WR | http://www.toronto.ca/TWONTO#welding_receptacle
21963 | FHO-ELS-WR-1207 | Welding Receptacle, Ozone Building, S3, Filter Pipe Gallery | FHO-ELS-LTG | Facility Electrical System |  | Power Distribution Panel |  | WR | http://www.toronto.ca/TWONTO#welding_receptacle
27538 | FIS-ELS-ESP-0303 | Power Distribution Panel,Raw Water Intake Valve Chamber Main Floor,347 / 600V,100A,3ph,3W | {FIS-ELS-PDP} | Asset Group, Power Distribution Cabinets,600 V,Island WTP | Control Panel,Power Distribution Panel | Power Distribution Panel |  | ESP | http://www.toronto.ca/TWONTO#LV_electrical_panel
27539 | FIS-ELS-ESP-0303 | Power Distribution Panel,Raw Water Intake Valve Chamber Main Floor,347 / 600V,100A,3ph,3W | FIS-ELS-MCC-0300 | MCC,600 V,Raw Water Pumping Station,Upper Level,East | Control Panel,Power Distribution Panel | Power Distribution Panel |  | ESP | http://www.toronto.ca/TWONTO#LV_electrical_panel
27671 | FIS-ELS-PDP-0101 | Power Distribution Panel,Machine Shop Corridor to Generator Room,347 / 600V,250A,3ph,3W | {FIS-ELS-PDP} | Asset Group, Power Distribution Cabinets,600 V,Island WTP | Control Panel,Power Distribution Panel | Power Distribution Panel |  | PDP | http://www.toronto.ca/TWONTO#LV_electrical_panel
27672 | FIS-ELS-PDP-0303 | Power Distribution Panel,Raw Water Intake House Lower Floor,347 / 600V,250A,3ph,3W | {FIS-ELS-PDP} | Asset Group, Power Distribution Cabinets,600 V,Island WTP | Control Panel,Power Distribution Panel | Power Distribution Panel |  | PDP | http://www.toronto.ca/TWONTO#LV_electrical_panel
27673 | FIS-ELS-PDP-0502 | Power Distribution Panel,Pipe Gallery,347 / 600V,225A,3ph,3W | FIS-ELS-CP-0502 | Control Panel,Electrical,Filter Building,Mezzanine,South-East,Load Shedding Contactor | Control Panel,Power Distribution Panel | Power Distribution Panel |  | PDP | http://www.toronto.ca/TWONTO#LV_electrical_panel
27674 | FIS-ELS-PDP-0503 | Power Distribution Panel,Filter Area,347 / 600V,300A,3ph,4W | {FIS-ELS-PDP} | Asset Group, Power Distribution Cabinets,600 V,Island WTP | Control Panel,Power Distribution Panel | Power Distribution Panel |  | PDP | http://www.toronto.ca/TWONTO#LV_electrical_panel
27730 | FIS-ELS-PDP-0503 | Power Distribution Panel,Filter Area,347 / 600V,300A,3ph,4W | FIS-ELS-CP-0503 | Control Panel,Electrical,Filter Building,Mezzanine,South-East,Load Shedding Contactor | Control Panel,Power Distribution Panel | Power Distribution Panel |  | PDP | http://www.toronto.ca/TWONTO#LV_electrical_panel
27731 | FIS-ELS-PDP-0601 | Power Distribution Panel,Pipe Gallery,347 / 600V,225A,3ph,3W | FIS-ELS-MCC-0600 | MCC,600 V,Filter Building,Mezzanine,West | Control Panel,Power Distribution Panel | Power Distribution Panel |  | PDP | http://www.toronto.ca/TWONTO#LV_electrical_panel
27732 | FIS-ELS-PDP-0602 | Power Distribution Panel,Filter Area,347 / 600V,200A,3ph,4W | {FIS-ELS-PDP} | Asset Group, Power Distribution Cabinets,600 V,Island WTP | Control Panel,Power Distribution Panel | Power Distribution Panel |  | PDP | http://www.toronto.ca/TWONTO#LV_electrical_panel
27733 | FIS-ELS-PDP-0602 | Power Distribution Panel,Filter Area,347 / 600V,200A,3ph,4W | FIS-ELS-MCC-0600 | MCC,600 V,Filter Building,Mezzanine,West | Control Panel,Power Distribution Panel | Power Distribution Panel |  | PDP | http://www.toronto.ca/TWONTO#LV_electrical_panel
27734 | FIS-ELS-PDP-0605-SUS | Power Distribution Panel, 600V, PP-LL, Ammonia Building, Lobby | FIS-ELS-MCC-0600 | MCC,600 V,Filter Building,Mezzanine,West |  | Power Distribution Panel | 38549 | PDP | http://www.toronto.ca/TWONTO#LV_electrical_panel
27735 | FIS-ELS-PDP-0606 | Power Distribution Panel,Flume Storage Building,347 / 600V,200A,3ph,3W | FIS-ELS-MCC-0600 | MCC,600 V,Filter Building,Mezzanine,West | Control Panel,Power Distribution Panel | Power Distribution Panel |  | PDP | http://www.toronto.ca/TWONTO#LV_electrical_panel
27736 | FIS-ELS-PDP-0607 | Power Distribution Panel,Ammonia Fluoride Building,347 / 600V,225A,3ph,3W | {FIS-ELS-PDP} | Asset Group, Power Distribution Cabinets,600 V,Island WTP | Control Panel,Power Distribution Panel | Power Distribution Panel |  | PDP | http://www.toronto.ca/TWONTO#LV_electrical_panel
27737 | FIS-ELS-PDP-0607-SUS | Power Distribution Panel, 600V, Ammonia Building, Chemical Skid Panel | FIS-ELS-MCC-0600 | MCC,600 V,Filter Building,Mezzanine,West |  | Power Distribution Panel | 38550 | PDP | http://www.toronto.ca/TWONTO#LV_electrical_panel
27738 | FIS-ELS-PDP-0610 | Power Distribution Panel,Flume Storage Building,600V,225A,3ph,3W | {FIS-ELS-PDP} | Asset Group, Power Distribution Cabinets,600 V,Island WTP | Control Panel,Power Distribution Panel | Power Distribution Panel |  | PDP | http://www.toronto.ca/TWONTO#LV_electrical_panel
27739 | FIS-ELS-PDP-0611 | Power Distribution Panel,Mixer Building Main Floor,600V,225A,3ph,3W | FIS-ELS-MCC-0600 | MCC,600 V,Filter Building,Mezzanine,West | Control Panel,Power Distribution Panel | Power Distribution Panel |  | PDP | http://www.toronto.ca/TWONTO#LV_electrical_panel
27740 | FIS-ELS-PDP-0612 | Power Distribution Panel,Metering Building Main Floor,600V,200A,3ph,3W | FIS-ELS-MCC-0600 | MCC,600 V,Filter Building,Mezzanine,West | Control Panel,Power Distribution Panel | Power Distribution Panel |  | PDP | http://www.toronto.ca/TWONTO#LV_electrical_panel
27741 | FIS-ELS-PDP-1000 | Power Distribution Panel,600 V,Workshop Building,Mezzanine,South | 16856 | Emergency Power, Diesel & UPS | Control Panel,Power Distribution Panel | Power Distribution Panel |  | PDP | http://www.toronto.ca/TWONTO#LV_electrical_panel
27742 | FIS-ELS-PDP-1000 | Power Distribution Panel,600 V,Workshop Building,Mezzanine,South | FIS-ELS-TR-1000 | Transformer,Power,Dry,4.16 kV / 600 V,Workshop Building Main Floor,South-West,Transformer,FIS-ELS-PDP-1000 | Control Panel,Power Distribution Panel | Power Distribution Panel |  | PDP | http://www.toronto.ca/TWONTO#LV_electrical_panel
27743 | FIS-ELS-PDP-1101 | Power Distribution Panel,Workshop Building,Mezzanine,East Wall,North,347 / 600V,250A,3ph,3W | {FIS-ELS-PDP} | Asset Group, Power Distribution Cabinets,600 V,Island WTP | Control Panel,Power Distribution Panel | Power Distribution Panel |  | PDP | http://www.toronto.ca/TWONTO#LV_electrical_panel
27744 | FIS-ELS-PDP-1102 | Power Distribution Panel,Chemical Building,347 / 600V,250A,3ph,3W | FIS-ELS-PDP-1101 | Power Distribution Panel,Workshop Building,Mezzanine,East Wall,North,347 / 600V,250A,3ph,3W | Control Panel,Power Distribution Panel | Power Distribution Panel |  | PDP | http://www.toronto.ca/TWONTO#LV_electrical_panel
27745 | FIS-ELS-PDP-2000 | Power Distribution Panel,600 V,Workshop Building,Mezzanine,North | FIS-ELS | System, Electrical Distribution System | Control Panel,Power Distribution Panel | Power Distribution Panel |  | PDP | http://www.toronto.ca/TWONTO#LV_electrical_panel
27746 | FIS-ELS-PDP-2000 | Power Distribution Panel,600 V,Workshop Building,Mezzanine,North | FIS-ELS-CAB-6001 | ELS Cabinet,600 V,Workshop Building,Mezzanine,PDP Electrical Distribution Cabinet | Control Panel,Power Distribution Panel | Power Distribution Panel |  | PDP | http://www.toronto.ca/TWONTO#LV_electrical_panel
27747 | FIS-ELS-PDP-2000 | Power Distribution Panel,600 V,Workshop Building,Mezzanine,North | FIS-ELS-TR-2000 | Transformer,Power,Dry,4.16 kV / 600 V,Workshop Building Main Floor,North-West,Transformer,FIS-ELS-PDP-2000 | Control Panel,Power Distribution Panel | Power Distribution Panel |  | PDP | http://www.toronto.ca/TWONTO#LV_electrical_panel
27748 | FIS-ELS-PDP-2100 | Power Distribution Panel,Machine Shop Corridor to Generator Room,600V, 400A,3ph,3W | FIS-ELS-CB-2100 | Circuit Breaker,600 V,Workshop Building,Mezzanine,North,Feeder Breaker,FIS-ELS-PDP-2100 | Control Panel,Power Distribution Panel | Power Distribution Panel |  | PDP | http://www.toronto.ca/TWONTO#LV_electrical_panel
27858 | FIS-ELS-WR-0101 | Welding Receptacle, 600V, Workshop Building, Main Floor, Welding Booth | FIS-ELS-MCC-0100 | MCC,600 V,Workshop Building,Mezzanine,East |  | Power Distribution Panel |  | WR | http://www.toronto.ca/TWONTO#welding_receptacle
27859 | FIS-ELS-WR-0102 | Welding Receptacle, 600V, Workshop Building, Main Floor, Generator Room | FIS-ELS-MCC-0100 | MCC,600 V,Workshop Building,Mezzanine,East |  | Power Distribution Panel |  | WR | http://www.toronto.ca/TWONTO#welding_receptacle
27860 | FIS-ELS-WR-0201 | Welding Receptacle, 600V, Workshop Building, Main Floor, Machine Shop | FIS-ELS-MCC-0200 | MCC,600 V,Workshop Building,Mezzanine,West |  | Power Distribution Panel |  | WR | http://www.toronto.ca/TWONTO#welding_receptacle
27861 | FIS-ELS-WR-0401 | Welding Receptacle, 600V, Raw Water PS Building, Main Floor, Pump Room South | FIS-ELS-MCC-0400 | MCC,600 V,Raw Water Pumping Station,Upper Level,West |  | Power Distribution Panel |  | WR | http://www.toronto.ca/TWONTO#welding_receptacle
27862 | FIS-ELS-WR-0601 | Welding Receptacle, 600V, Filter Complex, Telephone Room | FIS-ELS-MCC-0600 | MCC,600 V,Filter Building,Mezzanine,West |  | Power Distribution Panel |  | WR | http://www.toronto.ca/TWONTO#welding_receptacle
27863 | FIS-ELS-WR-0602 | Welding Receptacle, 600V, Chemical Mixer Building | FIS-ELS-MCC-0600 | MCC,600 V,Filter Building,Mezzanine,West |  | Power Distribution Panel |  | WR | http://www.toronto.ca/TWONTO#welding_receptacle
27864 | FIS-ELS-WR-0605-SUS | Welding Receptacle, 600V, Fluoride & Ammonia Building, Server Room Entrance(Lobby) | FIS-ELS-MCC-0600 | MCC,600 V,Filter Building,Mezzanine,West |  | Power Distribution Panel | 38565 | WR | http://www.toronto.ca/TWONTO#welding_receptacle
27865 | FIS-ELS-WR-2000 | Welding Receptacle, 600V, Gaseous Chemical Building, Chemical Storage Room, South West Entrance | FIS-ELS-PDP-2100 | Power Distribution Panel,Machine Shop Corridor to Generator Room,600V, 400A,3ph,3W |  | Power Distribution Panel |  | WR | http://www.toronto.ca/TWONTO#welding_receptacle
45991 | FCL-CCS-CP-0101 | Control Panel, Skid #1, Phosphoric Acid Dosing | FCL-CCS | Corrosion Control System | Control Panel | Power Distribution Panel |  | CP | http://www.toronto.ca/TWONTO#process_control_panel
45993 | FCL-CCS-CP-0201 | Control Panel, Skid #2, Phosphoric Acid Dosing | FCL-CCS | Corrosion Control System | Control Panel,Electrical | Power Distribution Panel |  | CP | http://www.toronto.ca/TWONTO#process_control_panel
46036 | FCL-CCS-CP-0301 | Control Panel, Skid #3, Phosphoric Acid Dosing | FCL-CCS | Corrosion Control System | Control Panel,Electrical | Power Distribution Panel |  | CP | http://www.toronto.ca/TWONTO#process_control_panel
47254 | TAB-EL1-LP-0913A | Panel, Lighting, LP-0913A, Sludge Heat Room, Dig 9-12 Control Building. | TAB-EL1-PDP-0912 | Panel, Power Distribution Panel, PDP-0912, Sludge Heater Room, Digester 9-12 Control Building. | Control Panel | Power Distribution Panel |  | LP | http://www.toronto.ca/TWONTO#LV_electrical_panel
47255 | TAB-EL1-LP-0915 | Panel, Lighting, LP-0915, Sludge Heat Room, Dig 9-12 Control Building. | TAB-EL1-PDP-0912 | Panel, Power Distribution Panel, PDP-0912, Sludge Heater Room, Digester 9-12 Control Building. | Control Panel | Power Distribution Panel |  | LP | http://www.toronto.ca/TWONTO#LV_electrical_panel
47257 | TAB-EL1-LP-6145A | Panel,Lighting,208-120V,Auxiliary Loads,Electrical Room,PRS Bldg | TAB-EL1-TR-6145A | Transformer,Lighting,3 phase,600V/120-208V ,LP-6141A,Bldg Ltg Loads,Electrical Room,PRS Bldg | Control Panel,Lighting | Power Distribution Panel |  | LP | http://www.toronto.ca/TWONTO#LV_electrical_panel
47258 | TAB-EL1-LP-6226A | Power Distribution Panel, 3 phase, Lighting, Electrical Room, D Bldg. | TAB-EL1-MCC-6226 | Motor Control Centre 600V - D Bldg | Circuit Breaker | Power Distribution Panel |  | LP | http://www.toronto.ca/TWONTO#LV_electrical_panel
47261 | TAB-EL1-LP-6626 | Lighting Panel,600/374V,Digesters 1-4 Area | TAB-EL1-MCC-6626 | Motor Control Centre 600V - OPS | Control Panel,Lighting | Power Distribution Panel |  | LP | http://www.toronto.ca/TWONTO#LV_electrical_panel
47262 | TAB-EL1-LP-6631 | Lighting Panel,120/208V,Electrical Room,Ground Floor,Grit Build,P Building | TAB-EL1-MCC-6631 | Control Panel, MCC,Electrical Room,Grit Build,P Building | Control Panel,Lighting | Power Distribution Panel |  | LP | http://www.toronto.ca/TWONTO#LV_electrical_panel
47263 | TAB-EL1-LP-6633 | Lighting Panel,120/208V,Outdoor,Biofilter Area,P Building | TAB-EL1-MCC-6631 | Control Panel, MCC,Electrical Room,Grit Build,P Building | Control Panel,Lighting | Power Distribution Panel |  | LP | http://www.toronto.ca/TWONTO#LV_electrical_panel
47264 | TAB-EL1-LP-6634 | Lighting Panel,208/120V,Electrical Room,Groud Floor,Grit Build,P Building | TAB-EL1-MCC-6634 | Motor Control Centre 600V - Galery 9 | Control Panel,Lighting | Power Distribution Panel |  | LP | http://www.toronto.ca/TWONTO#LV_electrical_panel
47265 | TAB-EL1-LP-6674 | Lighting Panel,Heat Tracing,120/208 V,Outdoor,Biofilter Area,P Building | TAB-EL1-MCC-6674 | MCC,Electrical Room,Ground Floor,Grit Build,P Building | Control Panel,Lighting | Power Distribution Panel |  | LP | http://www.toronto.ca/TWONTO#LV_electrical_panel
47266 | TAB-EL1-LP-6911 | Lighting Panel,120/208V,Electrical Room,Ground Floor,Screen Build,P Building | TAB-EL1-MCC-6921 | MCC,Electrical Room,Ground Floor,Screen Build,P Building | Control Panel,Lighting | Power Distribution Panel |  | LP | http://www.toronto.ca/TWONTO#LV_electrical_panel
47267 | TAB-EL1-LP-6913 | Lighting Panel,120/208 V,Pump Room,Basement,Screen Build,P Building | TAB-EL1-MCC-6921 | MCC,Electrical Room,Ground Floor,Screen Build,P Building | Control Panel,Lighting | Power Distribution Panel |  | LP | http://www.toronto.ca/TWONTO#LV_electrical_panel
47268 | TAB-EL1-LP-6915 | Load Panel,Lighting,120/208V,Electrical Room,Ground Floor,Screen Build,P Building | TAB-EL1-MCC-6961 | MCC,Electrical Room,Ground Floor,Screen Build,P Building | Control Panel,Lighting | Power Distribution Panel |  | LP | http://www.toronto.ca/TWONTO#LV_electrical_panel
47269 | TAB-EL1-LP-6919 | Lighting Panel,120/208 V,Electrical Room,Second Floor,Screen Build,P Building | TAB-EL1-MCC-6995 | MCC,Electrical Room,Second Floor,Screen Build,P Building | Control Panel,Lighting | Power Distribution Panel |  | LP | http://www.toronto.ca/TWONTO#LV_electrical_panel
47270 | TAB-EL1-LP-6920 | Lighting Panel,208/120V,Switchgear Use,PDP-6021&PDP-6022,P Building Substation. | TAB-EL1-PDP-6021 | Panel,Power Distribution,Walk-in Switchgear 600V,Outdoor,P Building Substation | Control Panel,Lighting | Power Distribution Panel |  | LP | http://www.toronto.ca/TWONTO#LV_electrical_panel
47271 | TAB-EL1-LP-6922 | Lighting Panel,600/374V,Electrical Room,Ground Floor,Screen Build,P Building | TAB-EL1-MCC-6922 | MCC,Electrical Room,Ground Floor,Screen Build,P Building | Control Panel,Lighting | Power Distribution Panel |  | LP | http://www.toronto.ca/TWONTO#LV_electrical_panel
47272 | TAB-EL1-LP-6923 | Lighting Panel,600/374V,Electrical Room,Second Floor,Screen Build,P Building | TAB-EL1-MCC-6963 | MCC,Electrical Room,Second Floor,Screen Build,P Building | Control Panel,Lighting | Power Distribution Panel |  | LP | http://www.toronto.ca/TWONTO#LV_electrical_panel
47273 | TAB-EL1-LP-6924 | Lighting Panel,Small Load,120/208 V,Electrical Room,Ground Floor,Screen Build,P Building | TAB-EL1-MCC-6922 | MCC,Electrical Room,Ground Floor,Screen Build,P Building | Control Panel,Lighting | Power Distribution Panel |  | LP | http://www.toronto.ca/TWONTO#LV_electrical_panel
47274 | TAB-EL1-LP-6925 | Lighting Panel,120/208V,Electrical Room,Second Floor,Screen Build,P Building | TAB-EL1-MCC-6963 | MCC,Electrical Room,Second Floor,Screen Build,P Building | Control Panel,Lighting | Power Distribution Panel |  | LP | http://www.toronto.ca/TWONTO#LV_electrical_panel
47275 | TAB-EL1-LP-6928 | Lighting Panel,Small Loads,120/208V,Penthouse,Second Floor,Screen Build,P Building | TAB-EL1-TR-6927 | Transformer,30 KVA,600-120/208V for LP-6927,Satelite Distribution Centre,P Building | Control Panel,Lighting | Power Distribution Panel |  | LP | http://www.toronto.ca/TWONTO#LV_electrical_panel
47276 | TAB-EL1-LP-6929 | Lighting Panel,Emergency Lighting,120/208V,Electrical Room,Second Floor,Screen Build,P Building | TAB-EL1-MCC-6963 | MCC,Electrical Room,Second Floor,Screen Build,P Building | Control Panel,Lighting | Power Distribution Panel |  | LP | http://www.toronto.ca/TWONTO#LV_electrical_panel
47277 | TAB-EL1-LP-6953 | Lighting Panel,120/240V,Maintenance Room,Ground Floor,Workshop,P Building | TAB-EL1-MCC-6925 | MCC,Electrical Rm,Second Floor,Workshop,P Building | Control Panel,Lighting | Power Distribution Panel |  | LP | http://www.toronto.ca/TWONTO#LV_electrical_panel
47278 | TAB-EL1-LP-6962 | Lighting Panel,120/208V,Electrical Room,Second Floor,Workshop,P Building | TAB-EL1-MCC-6926 | MCC,Electrical Rm,Second Floor,Workshop,P Building | Control Panel,Lighting | Power Distribution Panel |  | LP | http://www.toronto.ca/TWONTO#LV_electrical_panel
47279 | TAB-EL1-LP-6964 | Lighting Panel,347/600V,Electrical Room,Second Floor,Workshop,P Building | TAB-EL1-MCC-6926 | MCC,Electrical Rm,Second Floor,Workshop,P Building | Control Panel,Lighting | Power Distribution Panel |  | LP | http://www.toronto.ca/TWONTO#LV_electrical_panel
47280 | TAB-EL1-LP-6966 | Lighting Panel,120/208V,Electrical Room,Second Floor,Workshop,P Building | TAB-EL1-MCC-6926 | MCC,Electrical Rm,Second Floor,Workshop,P Building | Control Panel,Lighting | Power Distribution Panel |  | LP | http://www.toronto.ca/TWONTO#LV_electrical_panel
47472 | TAB-EL1-PDP-0912 | Panel, Power Distribution Panel, PDP-0912, Sludge Heater Room, Digester 9-12 Control Building. | TAB-EL1-MCC-6654 | Motor Control Centre | Control Panel | Power Distribution Panel |  | PDP | http://www.toronto.ca/TWONTO#LV_electrical_panel
47483 | TAB-EL1-PDP-6121A | Power Distribution panel, Aeration | TAB-AER-OZ-ELQ | Electrical Equipment Location, Aeration West Quad House | Control Panel,Power Distribution Panel | Power Distribution Panel |  | PDP | http://www.toronto.ca/TWONTO#LV_electrical_panel
47484 | TAB-EL1-PDP-6121B | Power Distribution panel, Aeration | TAB-AER-OZ-ELQ | Electrical Equipment Location, Aeration West Quad House | Control Panel,Power Distribution Panel | Power Distribution Panel |  | PDP | http://www.toronto.ca/TWONTO#LV_electrical_panel
47485 | TAB-EL1-PDP-6123C | Power Distribution panel, Aeration | TAB-AER-OZ-ELQ | Electrical Equipment Location, Aeration West Quad House | Control Panel,Power Distribution Panel | Power Distribution Panel |  | PDP | http://www.toronto.ca/TWONTO#LV_electrical_panel
47486 | TAB-EL1-PDP-6141 | Panel,Power Distribution 600V,PRS Bldg | TAB-EL1-MCC-6121 | Motor Control Centre, 600V MCC | Switchgear,Indoor | Power Distribution Panel |  | PDP | http://www.toronto.ca/TWONTO#LV_electrical_panel
47488 | TAB-EL1-PDP-6161E | Panel,Power Distribution 600V,PRS Bldg | TAB-EL1-PDP-6145E | Panel,Power Distribution 600V,PRS Bldg | Switchgear,Indoor | Power Distribution Panel |  | PDP | http://www.toronto.ca/TWONTO#LV_electrical_panel
47489 | TAB-EL1-PDP-6226C | Power Distribution Panel, 3 phase, 208V, Electrical Room, D Bldg. | TAB-EL1-MCC-6226 | Motor Control Centre 600V - D Bldg | Circuit Breaker | Power Distribution Panel |  | PDP | http://www.toronto.ca/TWONTO#LV_electrical_panel
47490 | TAB-EL1-PDP-6226D | Power Distribution Panel, 3 phase, 208V, Electrical Room, D Bldg. | TAB-EL1-MCC-6226 | Motor Control Centre 600V - D Bldg | Circuit Breaker | Power Distribution Panel |  | PDP | http://www.toronto.ca/TWONTO#LV_electrical_panel
47491 | TAB-EL1-PDP-6226E | Power Distribution Panel, 3 phase, 208V, Electrical Room, D Bldg. | TAB-EL1-MCC-6226 | Motor Control Centre 600V - D Bldg | Circuit Breaker | Power Distribution Panel |  | PDP | http://www.toronto.ca/TWONTO#LV_electrical_panel
47492 | TAB-EL1-PDP-6226F | Power Distribution Panel, 3 phase, 208V, Dewatering Area | TAB-EL1-MCC-6226 | Motor Control Centre 600V - D Bldg | Circuit Breaker | Power Distribution Panel |  | PDP | http://www.toronto.ca/TWONTO#LV_electrical_panel
47493 | TAB-EL1-PDP-6320 | Power Distribution Panel 600v | TAB-EL1-GEN-6320 | Generator, Standby Power, 600V 500kw - Blower Bldg |  | Power Distribution Panel |  | PDP | http://www.toronto.ca/TWONTO#LV_electrical_panel
47656 | TAB-EL1-WR-0001 | Receptacle,600V,Fed From MCC-6626,Maint.Rm,Workshop,P Building | TAB-EL1-MCC-6626 | Motor Control Centre 600V - OPS | Control Panel,Electrical | Power Distribution Panel |  | WR | http://www.toronto.ca/TWONTO#welding_receptacle
47657 | TAB-EL1-WR-0002 | Receptacle,600V,Fed From MCC-6626,Maint.Rm,Workshop,P Building | TAB-EL1-MCC-6626 | Motor Control Centre 600V - OPS | Control Panel,Electrical | Power Distribution Panel |  | WR | http://www.toronto.ca/TWONTO#welding_receptacle
47758 | TAB-EL2-PDP-6120 | Power DistributionPanel 600V | TAB-EL2-GEN-6120 | Generator, Standby Power, 600V 650kw - Dewatering/Silo Bldg |  | Power Distribution Panel |  | PDP | http://www.toronto.ca/TWONTO#LV_electrical_panel
47859 | TAB-EL3-CP-6013A | Control Panel, Lighting, Auxiliary Systems Building, 2nd Floor | TAB-EL3-MCC-6013 | MCC, Auxilary Systems Building, 2nd Floor | Control Panel,Lighting | Power Distribution Panel |  | CP | http://www.toronto.ca/TWONTO#process_control_panel
47925 | TAB-EL3-LP-2732 | Transformer,Indoor,Plant Water Pumping Station | TAB-EL3-TR-6732 | Transformer,Indoor,Plant Water Pumping Station | Control Panel,Lighting | Power Distribution Panel |  | LP | http://www.toronto.ca/TWONTO#LV_electrical_panel
47926 | TAB-EL3-LP-6013B | Control Panel, Power Distribution, Auxiliary Systems Building, 2nd Floor | TAB-EL3-MCC-6013 | MCC, Auxilary Systems Building, 2nd Floor | Control Panel,Power Distribution Panel | Power Distribution Panel |  | LP | http://www.toronto.ca/TWONTO#LV_electrical_panel
47966 | TAB-EL3-LP-6014B | Control Panel, Power Distribution, Auxiliary Systems Building, Main Floor | TAB-EL3-MCC-6014 | MCC, Electrical Room, Auxiliary System Building 2nd Floor East | Control Panel,Power Distribution Panel | Power Distribution Panel |  | LP | http://www.toronto.ca/TWONTO#LV_electrical_panel
47967 | TAB-EL3-LP-6014D | Control Panel, Power Distribution, Auxiliary Systems Building, Main Floor | TAB-EL3-MCC-6014 | MCC, Electrical Room, Auxiliary System Building 2nd Floor East | Control Panel,Power Distribution Panel | Power Distribution Panel |  | LP | http://www.toronto.ca/TWONTO#LV_electrical_panel
47968 | TAB-EL3-LP-6371 | Control Panel, Lighting, Waste Gas Burner Station | TAB-EL3-MCC-6326 | Motor Control Centre, Digester 19-22 bldg | Control Panel,Power Distribution Panel | Power Distribution Panel |  | LP | http://www.toronto.ca/TWONTO#LV_electrical_panel
48050 | TAB-EL3-PDP-2102 | Distribution Panel,Indoor,Plant Services,Seawall Substation | TAB-EL3-BATT-6102 | Battery Cabinet,Indoor,Plant Services,Seawall Substation | Circuit Breaker | Power Distribution Panel |  | PDP | http://www.toronto.ca/TWONTO#LV_electrical_panel
48052 | TAB-EL3-PDP-6013A | Control Panel, Power Distribution, Auxiliary Systems Building, Main Floor | TAB-ELS-SEAWALL | Seawall Substation | Control Panel,Power Distribution Panel | Power Distribution Panel |  | PDP | http://www.toronto.ca/TWONTO#LV_electrical_panel
48053 | TAB-EL3-PDP-6014A | Control Panel, Power Distribution, Auxiliary Systems Building, Main Floor | TAB-ELS-SEAWALL | Seawall Substation | Control Panel,Power Distribution Panel | Power Distribution Panel |  | PDP | http://www.toronto.ca/TWONTO#LV_electrical_panel
48057 | TAB-EL3-PDP-6340 | Power Distribution, Automatic Transfer Switch, Generator, Standby Power, 600V | TAB-EL3-GEN-6240 | Generator, Standby Power, 600V 500kw - Dig 19-22/Gas Cntl Bldg |  | Power Distribution Panel |  | PDP | http://www.toronto.ca/TWONTO#LV_electrical_panel
49601 | FCL-ELS-LN-0001 | Switch, Main, Line 1, Plant Power Supply Line 1 (30M5) West Pole | FCL-ELS | Electrical Distribution | Switch | Power Distribution Panel |  | LN | http://www.toronto.ca/TWONTO#breaker
49602 | FCL-ELS-LN-0002 | Switch, Main, Line 2, Plant Power Supply Line 2 (30M10) East Pole | FCL-ELS | Electrical Distribution | Switch | Power Distribution Panel |  | LN | http://www.toronto.ca/TWONTO#breaker
50026 | FCL-ELS-PDP-001H | Power Distribution Panel,High Lift Bldg - Switchgear Room,600V | FCL_ELS_600V_ELECABS | Electrical Cabinets,600V | Control Panel,Power Distribution Panel | Power Distribution Panel |  | PDP | http://www.toronto.ca/TWONTO#LV_electrical_panel
50027 | FCL-ELS-PDP-001L | Power Distribution Panel,Low Lift Bldg - Switchgear Room,600V | FCL_ELS_600V_ELECABS | Electrical Cabinets,600V | Control Panel,Power Distribution Panel | Power Distribution Panel |  | PDP | http://www.toronto.ca/TWONTO#LV_electrical_panel
50028 | FCL-ELS-PDP-002H | Power Distribution Panel,High Lift Bldg - Switchgear Room,600V | FCL_ELS_600V_ELECABS | Electrical Cabinets,600V | Control Panel,Power Distribution Panel | Power Distribution Panel |  | PDP | http://www.toronto.ca/TWONTO#LV_electrical_panel
51936 | TAB-PRM-WR-0001 | Receptacle,600V,Fed From MCC-6631,Gallery,Primary Tank 0900,P Building | TAB-EL1-MCC-6631 | Control Panel, MCC,Electrical Room,Grit Build,P Building | Control Panel,Electrical | Power Distribution Panel |  | WR | http://www.toronto.ca/TWONTO#welding_receptacle
61024 | FHA-ELS-DP-0102 | Power Distribution Panel, Heating, 400A, 120/208 V, 3PH, Pump Building, First Floor North Vault | FHA-ELS-PDP-0300A | Power Distribution Panel, 600V, 2000A, 3 PH, Pump Building Basement, Switchgear Room | Control Panel,Power Distribution Panel | Power Distribution Panel |  | DP | http://www.toronto.ca/TWONTO#LV_electrical_panel
61025 | FHA-ELS-DP-0501A | Power Distribution Panel, West Backwash Filter Valves (Odd) Power Supply, Filter Pipe Gallery West | FHA-ELS-PDP-0500A | Power Distribution Panel, 600V, 800A, 3 PH, Filter Building, Pipe Gallery Adjacent to Scrubber | Control Panel,Power Distribution Panel | Power Distribution Panel |  | DP | http://www.toronto.ca/TWONTO#LV_electrical_panel
61029 | FHA-ELS-DP-1101D | Power Distribution Panel, Pump Building, Intake and Screen Room, South | FHA-ELS | Electrical | Control Panel,Power Distribution Panel | Power Distribution Panel |  | DP | http://www.toronto.ca/TWONTO#LV_electrical_panel
61030 | FHA-ELS-DP-1301 | Power Distribution Panel, Heating, Service Building Basement | FHA-ELS-PDP-0100A | Power Distribution Panel, 600V, 600A, 3 PH, Service Building 1st Floor by Tunnel | Control Panel,Power Distribution Panel | Power Distribution Panel |  | DP | http://www.toronto.ca/TWONTO#LV_electrical_panel
61031 | FHA-ELS-DP-1501 | Power Distribution Panel, 400A, 600V, 3PH, Service Building B, Basement Vault | FHA-ELS-PDP-0100A | Power Distribution Panel, 600V, 600A, 3 PH, Service Building 1st Floor by Tunnel | Control Panel,Power Distribution Panel | Power Distribution Panel |  | DP | http://www.toronto.ca/TWONTO#LV_electrical_panel
61032 | FHA-ELS-DP-1801 | Power Distribution Panel, 400A, 208/120V, 3PH, Office Heaters,Service Building | FHA-ELS | Electrical | Control Panel,Power Distribution Panel | Power Distribution Panel |  | DP | http://www.toronto.ca/TWONTO#LV_electrical_panel
61033 | FHA-ELS-DP-1901A | Distribution Panel, 600VAC, Filter Building, East Filter Gallery. | FHA-ELS-MCC-0400A | MCC, 2000A, 600V, 3PH, ,Service Building, RMF, Ground Level, Electrical Room #1 | Control Panel,Power Distribution Panel | Power Distribution Panel |  | DP | http://www.toronto.ca/TWONTO#LV_electrical_panel
61034 | FHA-ELS-DP-1901B | Distribution Panel, 600VAC, Filtration Building,West Filter Gallery | FHA-ELS-MCC-0400B | MCC, 2000A, 600V, 3PH, Service Building,RMF, Ground Level, Electrical Room #1 | Control Panel,Power Distribution Panel | Power Distribution Panel |  | DP | http://www.toronto.ca/TWONTO#LV_electrical_panel
61609 | FHA-ELS-MCC-0401B | FHA-ELS-PDP-0400B - Switchboard,0400B, RMF | FHA-ELS-PRIMARY | Primary Electrical System | Switchgear | Power Distribution Panel |  | MCC | http://www.toronto.ca/TWONTO#LV_electrical_panel
61611 | FHA-ELS-PDP-0004 | Power Distribution Panel, Emergency, 100A, 120/208 V, 3PH, RMF Electrical Room | FHA-ELS | Electrical | Control Panel,Power Distribution Panel | Power Distribution Panel |  | PDP | http://www.toronto.ca/TWONTO#LV_electrical_panel
61613 | FHA-ELS-PDP-0201 | Power Distribution Panel, 45A, 600V, 3PH, RMF Electrical Room 1 South Wall | FHA-ELS | Electrical | Control Panel,Power Distribution Panel | Power Distribution Panel |  | PDP | http://www.toronto.ca/TWONTO#LV_electrical_panel
61614 | FHA-ELS-PDP-0204 | Power Distribution Panel, 30A, 600V, 3PH, RMF Electrical Room 1 South Wall | FHA-ELS | Electrical | Control Panel,Power Distribution Panel | Power Distribution Panel |  | PDP | http://www.toronto.ca/TWONTO#LV_electrical_panel
61615 | FHA-ELS-PDP-0206 | Power Distribution Panel, 100A, 347/600V, 3PH, RMF, Welding Shop East | FHA-ELS | Electrical | Control Panel,Power Distribution Panel | Power Distribution Panel |  | PDP | http://www.toronto.ca/TWONTO#LV_electrical_panel
61617 | FHA-ELS-PDP-0401B | Power Distribution Panel, Filter Pipe Gallery, Electrical Storage Room | FHA-ELS | Electrical | Control Panel,Power Distribution Panel | Power Distribution Panel |  | PDP | http://www.toronto.ca/TWONTO#LV_electrical_panel
61618 | FHA-ELS-PDP-0403 | Power Distribution Panel, Dewatering Panel, West Rate Control Valve, RMF | FHA-ELS | Electrical | Control Panel,Power Distribution Panel | Power Distribution Panel |  | PDP | http://www.toronto.ca/TWONTO#LV_electrical_panel
61621 | FHA-ELS-PDP-0407A | Power Distribution Panel, Heating, Filter Building East Filter Pipe Gallery | FHA-ELS | Electrical | Control Panel,Power Distribution Panel | Power Distribution Panel |  | PDP | http://www.toronto.ca/TWONTO#LV_electrical_panel
61622 | FHA-ELS-PDP-0423 | Power Distribution Panel, 600VAC, Filtration Building,Blower Room | FHA-ELS-DP-1901A | Distribution Panel, 600VAC, Filter Building, East Filter Gallery. | Control Panel,Power Distribution Panel | Power Distribution Panel |  | PDP | http://www.toronto.ca/TWONTO#LV_electrical_panel
61623 | FHA-ELS-PDP-0500A | Power Distribution Panel, 600V, 800A, 3 PH, Filter Building, Pipe Gallery Adjacent to Scrubber | FHA-ELS-PRIMARY | Primary Electrical System | Switchgear | Power Distribution Panel |  | PDP | http://www.toronto.ca/TWONTO#LV_electrical_panel
61624 | FHA-ELS-PDP-0500B | Power Distribution Panel, 600V, 800A, 3 PH, Filter Building, Pipe Gallery Adjacent to Scrubber | FHA-ELS-PRIMARY | Primary Electrical System | Switchgear | Power Distribution Panel |  | PDP | http://www.toronto.ca/TWONTO#LV_electrical_panel
61626 | FHA-ELS-PDP-0602 | Power Distribution Panel, 60A, 600V, 3PH, RMF Electrical Room 2 West Wall | FHA-ELS | Electrical | Control Panel,Power Distribution Panel | Power Distribution Panel |  | PDP | http://www.toronto.ca/TWONTO#LV_electrical_panel
61627 | FHA-ELS-PDP-1503 | Power Distribution Panel, Service Building, Machine Shop | FHA-ELS | Electrical | Control Panel,Power Distribution Panel | Power Distribution Panel |  | PDP | http://www.toronto.ca/TWONTO#LV_electrical_panel
61786 | FHA-ELS-WR-0203 | Welding Receptacle, 30A, 600V, RMF, Centrifuge Service Platform | FHA-ELS | Electrical | Welding Equipment | Power Distribution Panel |  | WR | http://www.toronto.ca/TWONTO#welding_receptacle
61787 | FHA-ELS-WR-0206 | Welding Receptacle, 30A, 600V, RMF, Upper Service Platform 1 | FHA-ELS | Electrical | Welding Equipment | Power Distribution Panel |  | WR | http://www.toronto.ca/TWONTO#welding_receptacle
61788 | FHA-ELS-WR-0207 | Welding Receptacle, 30A, 600V, RMF, Upper Service Platform 2 | FHA-ELS | Electrical | Welding Equipment | Power Distribution Panel |  | WR | http://www.toronto.ca/TWONTO#welding_receptacle
61789 | FHA-ELS-WR-0208 | Welding Receptacle, 30A, 600V, RMF, Central Thickener Gallery | FHA-ELS | Electrical | Welding Equipment | Power Distribution Panel |  | WR | http://www.toronto.ca/TWONTO#welding_receptacle
61790 | FHA-ELS-WR-0209 | Welding Receptacle, 30A, 600V, RMF, Instrument Room | FHA-ELS | Electrical | Welding Equipment | Power Distribution Panel |  | WR | http://www.toronto.ca/TWONTO#welding_receptacle
61791 | FHA-ELS-WR-0210 | Welding Receptacle, 30A, 600V, RMF, Central Thickener Gallery | FHA-ELS | Electrical | Welding Equipment | Power Distribution Panel |  | WR | http://www.toronto.ca/TWONTO#welding_receptacle
61792 | FHA-ELS-WR-0213 | Welding Receptacle, 30A, 600V, RMF, Welding Shop, Receptacle #1 | FHA-ELS | Electrical | Welding Equipment | Power Distribution Panel |  | WR | http://www.toronto.ca/TWONTO#welding_receptacle
61793 | FHA-ELS-WR-0214 | Welding Receptacle, 30A, 600V, RMF, Welding Shop, Receptacle #2 | FHA-ELS | Electrical | Welding Equipment | Power Distribution Panel |  | WR | http://www.toronto.ca/TWONTO#welding_receptacle
61794 | FHA-ELS-WR-0215 | Welding Receptacle, 30A, 600V, RMF, Welding Shop, Receptacle #3 | FHA-ELS | Electrical | Welding Equipment | Power Distribution Panel |  | WR | http://www.toronto.ca/TWONTO#welding_receptacle
61795 | FHA-ELS-WR-0301 | Welding Receptacle, 30A, 600V, Service Building Machine Shop | FHA-ELS | Electrical | Welding Equipment | Power Distribution Panel |  | WR | http://www.toronto.ca/TWONTO#welding_receptacle
61796 | FHA-ELS-WR-0302 | Welding Receptacle, 30A, 600V, Service Building Machine Shop | FHA-ELS | Electrical | Welding Equipment | Power Distribution Panel |  | WR | http://www.toronto.ca/TWONTO#welding_receptacle
61797 | FHA-ELS-WR-0601 | Welding Receptacle, 30A, 600V, RMF, Decent Tanks Access Room West | FHA-ELS | Electrical | Welding Equipment | Power Distribution Panel |  | WR | http://www.toronto.ca/TWONTO#welding_receptacle
64817 | THC-ELS- PDP-0821 | Control Panel,Power Distribution Panel, HPU Building, Primary Clarifier 9, SW Plant | THC-ELS-MCC-0801 | MCC, Aeration Building, Phase I Secondary, Building H |  | Power Distribution Panel |  |  | http://www.toronto.ca/TWONTO#LV_electrical_panel
65019 | THC-ELS-CP-4024B | Control Panel, Heat Tracing, Electrical Room, Headworks | THC-ELS-LP-4024B | Lighting Panel, Electrical Room, Headworks | Control Panel,Electrical | Power Distribution Panel |  | CP | http://www.toronto.ca/TWONTO#process_control_panel
65068 | THC-ELS-LP-1121 | Distribution Panel, Waste Gas Burner Building Electrical Room | THC-ELS-TR-1121 | Transformer,LP-1121,Fed from MCC-1103E,Electrical Room, Waste Gas Burner Building | Control Panel,Electrical | Power Distribution Panel |  | LP | http://www.toronto.ca/TWONTO#LV_electrical_panel
65069 | THC-ELS-LP-1204 | Lighting Panel, Supply From TR-1204, Admin. Building Ground Floor, Electrical Room | THC-ELS-MCC-1202 | Control Panel,MCC,Admin |  | Power Distribution Panel |  | LP | http://www.toronto.ca/TWONTO#LV_electrical_panel
65070 | THC-ELS-LP-1205 | Lighting Panel, Supply From LP-1201, Admin. Building Ground Floor, Storge Room | THC-ELS-LP-1201 | Lighting Panel, 120/208V, 3PH, 400A, Supply From TR-1201, Admin. Building Ground Floor, UPS Room |  | Power Distribution Panel |  | LP | http://www.toronto.ca/TWONTO#LV_electrical_panel
65071 | THC-ELS-LP-1224 | Lighting Panel, Supply From TR-1224, Admin. Building Basement, Mechanical Room | THC-ELS-PDP-1222 | Power Distribution Panel, Supply From MCC-1202, Admin. Building Basement, Mechanical Room |  | Power Distribution Panel |  | LP | http://www.toronto.ca/TWONTO#LV_electrical_panel
65072 | THC-ELS-LP-1302 | Panel,Lighting,Sub-Basement,Thickening Building | THC-ELS-MCC-1302 | Motor Control Centre,Thickening Building | Control Panel,Lighting | Power Distribution Panel |  | LP | http://www.toronto.ca/TWONTO#LV_electrical_panel
65073 | THC-ELS-LP-1303 | Panel,Lighting,Sub-Basement,Thickening Building | THC-ELS-MCC-1301 | Motor Control Centre,Thickening Building | Control Panel,Lighting | Power Distribution Panel |  | LP | http://www.toronto.ca/TWONTO#LV_electrical_panel
65074 | THC-ELS-LP-1307 | Panel,Lighting,Basement,Thickening Building | THC-ELS-MCC-1303 | Motor Control Centre,Thickening Building | Control Panel,Lighting | Power Distribution Panel |  | LP | http://www.toronto.ca/TWONTO#LV_electrical_panel
65075 | THC-ELS-LP-1322 | Lighting Panel, Supply From TR-1322, Admin. Building Ground Floor, Mechanical Room | THC-ELS-PDP-1322 | Power Distribution Panel, Supply From MCC-1302, Admin. Building Basement, Electrical Room | Control Panel,Lighting | Power Distribution Panel |  | LP | http://www.toronto.ca/TWONTO#LV_electrical_panel
65080 | THC-ELS-LP-2403 | Lighting Panel, Acess Building T19A, Phase IV Secondary | THC-ELS-TR-2403 | Transformer, Lighting, Tunnel T19, Phase IV Secondary |  | Power Distribution Panel |  | LP | http://www.toronto.ca/TWONTO#LV_electrical_panel
65084 | THC-ELS-LP-2810A | Lighting Panel,Boiler Building,Boiler Room | THC-ELS-MCC-2810 | Motor Control Center,Boiler Building,Boiler Room |  | Power Distribution Panel |  | LP | http://www.toronto.ca/TWONTO#LV_electrical_panel
65085 | THC-ELS-LP-3801A | Power Distribution Panel, 120VAC UPS Fed, MCC Room, Thickening Building | THC-ELS-MCC-3801E | Motor Control Centre, Supply From MCC-1103E, Admin Building Ground Floor, Electrical Room |  | Power Distribution Panel |  | LP | http://www.toronto.ca/TWONTO#LV_electrical_panel
65086 | THC-ELS-LP-3801E | Lighting Panel, Supply From UPS-3801E, Admin Building Electrical Room North/West | THC-ELS-MCC-3801E | Motor Control Centre, Supply From MCC-1103E, Admin Building Ground Floor, Electrical Room |  | Power Distribution Panel |  | LP | http://www.toronto.ca/TWONTO#LV_electrical_panel
65087 | THC-ELS-LP-3805E | Lighting Panel, Supply From TR-3805E, Admin. Building Ground Floor, Electrical Room | THC-ELS-MCC-3801E | Motor Control Centre, Supply From MCC-1103E, Admin Building Ground Floor, Electrical Room |  | Power Distribution Panel |  | LP | http://www.toronto.ca/TWONTO#LV_electrical_panel
65088 | THC-ELS-LP-3807E | Lighting Panel, Emergency, Supply From TR-3807E, Boiler House | THC-ELS-MCC-3801E | Motor Control Centre, Supply From MCC-1103E, Admin Building Ground Floor, Electrical Room |  | Power Distribution Panel |  | LP | http://www.toronto.ca/TWONTO#LV_electrical_panel
65089 | THC-ELS-LP-3811B | Lighting Panel, Supply From LP-3811A, Admin. Building Ground Floor, Telecom Room | THC-ELS-MCC-3801E | Motor Control Centre, Supply From MCC-1103E, Admin Building Ground Floor, Electrical Room |  | Power Distribution Panel |  | LP | http://www.toronto.ca/TWONTO#LV_electrical_panel
65090 | THC-ELS-LP-4041A | Lighting Panel, Blower Room, Headworks | THC-ELS-TR-4041A | Transformer, Lighting Panel, Blower Room, Headworks | Control Panel,Lighting | Power Distribution Panel |  | LP | http://www.toronto.ca/TWONTO#LV_electrical_panel
65091 | THC-ELS-LP-4042A | Lighting Panel, Vortex Gallery, Headworks | THC-ELS-TR-4042A | Transformer, Lighting Panel, Vortex Gallery, Headworks | Control Panel,Lighting | Power Distribution Panel |  | LP | http://www.toronto.ca/TWONTO#LV_electrical_panel
65377 | THC-ELS-PDP-0121 | Control Panel,Power Distribution Panel, SE Plant Blowers Part 1 and Train #8 | THC-ELS-MCC-0101 | Motor Control Center, Building A | Control Panel,Electrical | Power Distribution Panel |  | PDP | http://www.toronto.ca/TWONTO#LV_electrical_panel
65378 | THC-ELS-PDP-0121 | Control Panel,Power Distribution Panel, SE Plant Blowers Part 1 and Train #8 | THC-ELS-PS-0001-A | Primary Power Equipment, Building A | Control Panel,Electrical | Power Distribution Panel |  | PDP | http://www.toronto.ca/TWONTO#LV_electrical_panel
65386 | THC-ELS-PDP-1121 | Distribution Panel, Waste Gas Burner Building Electrical Room | THC-ELS-MCC-1103E | Motor Control Center, Emergency, Building I | Control Panel,Power Distribution Panel | Power Distribution Panel |  | PDP | http://www.toronto.ca/TWONTO#LV_electrical_panel
65388 | THC-ELS-PDP-1222 | Power Distribution Panel, Supply From MCC-1202, Admin. Building Basement, Mechanical Room | THC-ELS-MCC-1202 | Control Panel,MCC,Admin |  | Power Distribution Panel |  | PDP | http://www.toronto.ca/TWONTO#LV_electrical_panel
65389 | THC-ELS-PDP-1242 | Power Distribution Panel, Supply From MCC-1202, Admin. Building Ground Floor, Comm Room | THC-ELS-MCC-1202 | Control Panel,MCC,Admin |  | Power Distribution Panel |  | PDP | http://www.toronto.ca/TWONTO#LV_electrical_panel
65390 | THC-ELS-PDP-1322 | Power Distribution Panel, Supply From MCC-1302, Admin. Building Basement, Electrical Room | THC-ELS-MCC-1302 | Motor Control Centre,Thickening Building |  | Power Distribution Panel |  | PDP | http://www.toronto.ca/TWONTO#LV_electrical_panel
65433 | THC-ELS-PDP-1610 | Power Distribution Panel,South Effluent Pumping Station,Electrical Room,Ground Floor | THC-DIS | Disinfection (Chlorination) Process |  | Power Distribution Panel |  | PDP | http://www.toronto.ca/TWONTO#LV_electrical_panel
65436 | THC-ELS-PDP-2521 | Control Panel,Power Distribution Panel, Primary Clarifier 11, NW Plant | THC-ELS-MCC-2501 | Motor Control Center, Building O |  | Power Distribution Panel |  | PDP | http://www.toronto.ca/TWONTO#LV_electrical_panel
65437 | THC-ELS-PDP-4002 | Power Distribution Panel, Electrical Room, Headworks | THC-ELS-TR-4002 | Transformer, Power, Feeder 2, Headworks | Control Panel,Power Distribution Panel | Power Distribution Panel |  | PDP | http://www.toronto.ca/TWONTO#LV_electrical_panel
65438 | THC-ELS-PDP-4042 | Power Distribution Panel, Vortex Gallery, Headworks | THC-ELS-MCC-4024 | Motor Control Centre, Electrical Room, Headworks | Control Panel,Power Distribution Panel | Power Distribution Panel |  | PDP | http://www.toronto.ca/TWONTO#LV_electrical_panel
65439 | THC-ELS-PDP-4044 | Control Panel,Power Distribution Panel, Ferrous Chloride Building | THC-PRS-BLDG | Phosphorous removal system, Building and Storage |  | Power Distribution Panel |  | PDP | http://www.toronto.ca/TWONTO#LV_electrical_panel
65736 | THC-ELS-VSS-4001 | Surge Protection Device, PDP-4001, Headworks | THC-ELS-PDP-4001 | Power Distribution Panel, Electrical Room, Headworks | Safety | Power Distribution Panel |  | VSS | http://www.toronto.ca/TWONTO#surge_suppressor
65796 | THC-EPG-LPU-2880Y | Lighting Panel,Boiler Building,Electrical Building | THC-EPG-UPS-2880Y | Uninterruptible Power Supply,Boiler Building,Electrical Building |  | Power Distribution Panel |  | LPU | http://www.toronto.ca/TWONTO#LV_electrical_panel
65797 | THC-EPG-PDP-2872 | Power Distribution Panel,Dechlorination Building,Electrical Room,Ground Floor | THC-DCL | Dechlorination Process |  | Power Distribution Panel |  | PDP | http://www.toronto.ca/TWONTO#LV_electrical_panel
65798 | THC-EPG-PDP-2881 | Power Distribution Panel,Administration Building | THC-EPG-MCC-2880 | Motor Control Center,Administration Building |  | Power Distribution Panel |  | PDP | http://www.toronto.ca/TWONTO#LV_electrical_panel
68146 | THC-OCS-DP-0110 | Distribution Panel, Water, Humidification System, North of Modular Biofilter Area | THC-OCS-F-0100 | Filter, Modular Biofilter #1, Phase I/IV Odour Control | Valve | Power Distribution Panel |  | DP | http://www.toronto.ca/TWONTO#LV_electrical_panel
70498 | FHO-AMT-PS-0001 | Power Supply, Inverter, Weather Monitoring Station, Filter Building Roof | FHO-ELS-PS-0004 | Solar Power system |  | Power Distribution Panel |  | PS | ?
76223 | FHO-ELS-DP-0110-SUS | Distribution Panel from MCC E1 Emergency Standby Power | FHO-ELS-INQ | Power Management | Control Panel,Power Distribution Panel | Power Distribution Panel | 37594 | DP | http://www.toronto.ca/TWONTO#LV_electrical_panel
76224 | FHO-ELS-DP-0110-SUS | Distribution Panel from MCC E1 Emergency Standby Power | FHO-SUSPENDED | Suspended Entity List | Control Panel,Power Distribution Panel | Power Distribution Panel | 37594 | DP | http://www.toronto.ca/TWONTO#LV_electrical_panel
76227 | FHO-ELS-DP-0513 | Distribution Panel, (DP-0501A3), 600V, MCC-0510 Panel Board, Filter1-8 Building, S2, Electrical Room | FHO-ELS-MCC-0510 | Motor Control Centre, Filter Building 1-8., S2, Electrical Room |  | Power Distribution Panel |  | DP | http://www.toronto.ca/TWONTO#LV_electrical_panel
76228 | FHO-ELS-DP-0612 | Distribution Panel, (DP-0601A1), 600V, MCC-0610 Panel Board, Filter1-8 Building, S2, Electrical Room | FHO-ELS-MCC-0610 | Motor Control Centre, Filter Building 1-8., S2, Electrical Room |  | Power Distribution Panel |  | DP | http://www.toronto.ca/TWONTO#LV_electrical_panel
76300 | FHO-ELS-DP-0711 | Distribution Panel, 600V, 200A, 3PH, Panel Board, Admin Building, S4, Main Electrical Room, MCC-0710 | FHO-ELS-MCC-0710 | Motor Control Centre, Admin Building, S4, Main Electrical Room |  | Power Distribution Panel |  | DP | http://www.toronto.ca/TWONTO#LV_electrical_panel
76301 | FHO-ELS-DP-0712 | Distribution Panel, 600V, 200A, 3PH, Panel Board, Admin Building, S4, Main Electrical Room, MCC-0710 | FHO-ELS-MCC-0710 | Motor Control Centre, Admin Building, S4, Main Electrical Room |  | Power Distribution Panel |  | DP | http://www.toronto.ca/TWONTO#LV_electrical_panel
76302 | FHO-ELS-DP-0722 | Distribution Panel, 600V, Panel Board, MCC-0720, Admin Building, S4, Main Electrical Room | FHO-ELS-MCC-0720 | Motor Control Centre, Admin Building, S4, Main Electrical Room |  | Power Distribution Panel |  | DP | http://www.toronto.ca/TWONTO#LV_electrical_panel
76303 | FHO-ELS-DP-0723 | Distribution Panel, 600V, Panel Board, MCC-0720, Admin Building, S4, Main Electrical Room | FHO-ELS-MCC-0720 | Motor Control Centre, Admin Building, S4, Main Electrical Room |  | Power Distribution Panel |  | DP | http://www.toronto.ca/TWONTO#LV_electrical_panel
76304 | FHO-ELS-DP-0724 | Distribution Panel, 600V, MCC-0720 Panel Board, Admin Building, S4, Main Electrical Room | FHO-ELS-PS-0001 | Primary Power Equipment |  | Power Distribution Panel |  | DP | http://www.toronto.ca/TWONTO#LV_electrical_panel
76305 | FHO-ELS-DP-0725 | Distribution Panel, 600V, Admin Building, S4, Main Electrical Room | FHO-ELS-PS-0001 | Primary Power Equipment |  | Power Distribution Panel |  | DP | http://www.toronto.ca/TWONTO#LV_electrical_panel
76306 | FHO-ELS-DP-0731 | Distribution Panel, 600V, Panel Board, Admin Building, S4, Main Electrical Room, MCC-0730 | FHO-ELS-MCC-0730 | Motor Control Centre, Emergency Load, Admin Building, S4, Main Electrical Room |  | Power Distribution Panel |  | DP | http://www.toronto.ca/TWONTO#LV_electrical_panel
76307 | FHO-ELS-DP-0811 | Distribution Panel, 600V, Panel Board, MCC-0720, Admin Building, S4, Main Electrical Room | FHO-ELS-MCC-0720 | Motor Control Centre, Admin Building, S4, Main Electrical Room |  | Power Distribution Panel |  | DP | http://www.toronto.ca/TWONTO#LV_electrical_panel
76308 | FHO-ELS-DP-0813 | Distribution Panel, 600V, Chemical Building, S4, Near Alum Tank 1 | FHO-ELS-PS-0001 | Primary Power Equipment |  | Power Distribution Panel |  | DP | http://www.toronto.ca/TWONTO#LV_electrical_panel
76309 | FHO-ELS-DP-0821 | Distribution Panel, 600V, Panel Board, MCC-0820, Admin Building, S4, Main Electrical Room | FHO-ELS-MCC-0820 | Motor Control Centre, Admin Building, S4, Main Electrical Room |  | Power Distribution Panel |  | DP | http://www.toronto.ca/TWONTO#LV_electrical_panel
76310 | FHO-ELS-DP-0824 | Distribution Panel, 600V, Panel Board, MCC-0820, Admin Building, S4, Main Electrical Room | FHO-ELS-MCC-0820 | Motor Control Centre, Admin Building, S4, Main Electrical Room |  | Power Distribution Panel |  | DP | http://www.toronto.ca/TWONTO#LV_electrical_panel
76311 | FHO-ELS-DP-0825 | Distribution Panel, 600V, Admin Building, S4, Main Electrical Room | FHO-ELS-PS-0001 | Primary Power Equipment |  | Power Distribution Panel |  | DP | http://www.toronto.ca/TWONTO#LV_electrical_panel
76312 | FHO-ELS-DP-0831 | Power Distribution Panel (EPG-DP-0801C1), 600V, Standby Building, S2, Electrical Room | FHO-ELS-MCC-0830 | Motor Control Centre, Emergency Load, Standby Power Building |  | Power Distribution Panel |  | DP | http://www.toronto.ca/TWONTO#LV_electrical_panel
76313 | FHO-ELS-DP-0911 | Distribution Panel, (DP-0901-A1) MCC-0901A Panel Board, RW Building, S7, Electrical Room | FHO-ELS-MCC-0910 | Motor Control Centre, Raw Water PS, S7, Electrical Room |  | Power Distribution Panel |  | DP | http://www.toronto.ca/TWONTO#LV_electrical_panel
76314 | FHO-ELS-DP-0912 | Distribution Panel, (DP-0901-A2) MCC-0901A Panel Board, RW Building, S7, Electrical Room | FHO-ELS-MCC-0910 | Motor Control Centre, Raw Water PS, S7, Electrical Room |  | Power Distribution Panel |  | DP | http://www.toronto.ca/TWONTO#LV_electrical_panel
76315 | FHO-ELS-DP-0921 | Distribution Panel, 120/208V, Admin Building, S4, Main Electrical Room, East Wall | FHO-ELS-PS-0001 | Primary Power Equipment |  | Power Distribution Panel |  | DP | http://www.toronto.ca/TWONTO#LV_electrical_panel
76316 | FHO-ELS-DP-0922 | Distribution Panel, 600 V, 200A, Panel Board, Admin Building, S4, Main Electrical Room, MCC-0920 | FHO-ELS-MCC-0920 | Motor Control Centre, Admin Building, S4, Main Electrical Room |  | Power Distribution Panel |  | DP | http://www.toronto.ca/TWONTO#LV_electrical_panel
76317 | FHO-ELS-DP-1012 | Distribution Panel, (DP-1001-A2) MCC-1001A Panel Board, RW Building, S7, Electrical Room | FHO-ELS-MCC-1010 | Motor Control Centre, Raw Water PS, S7, Electrical Room |  | Power Distribution Panel |  | DP | http://www.toronto.ca/TWONTO#LV_electrical_panel
76318 | FHO-ELS-DP-1022 | Distribution Panel, 600 V, 200A, Panel Board, MCC-1020A, dmin Building, S4, Main Electrical Room | FHO-ELS-MCC-1020 | Motor Control Centre, Cadmin Building, S4, Main Electrical Room |  | Power Distribution Panel |  | DP | http://www.toronto.ca/TWONTO#LV_electrical_panel
76319 | FHO-ELS-DP-1023 | Distribution Panel, 600 V, 100A, Panel Board, MCC-1020, Admin Building, S4, Main Electrical Room | FHO-ELS-MCC-1020 | Motor Control Centre, Cadmin Building, S4, Main Electrical Room |  | Power Distribution Panel |  | DP | http://www.toronto.ca/TWONTO#LV_electrical_panel
76320 | FHO-ELS-DP-1024 | Distribution Panel, 347/600V, 100A, Admin Building, S2, Machine Shop, West Wall | FHO-ELS-MCC-1020 | Motor Control Centre, Cadmin Building, S4, Main Electrical Room |  | Power Distribution Panel |  | DP | http://www.toronto.ca/TWONTO#LV_electrical_panel
76321 | FHO-ELS-DP-1121 | Distribution Panel, (DP-1101B1), 600V, 3PH, Ozone Building, S3, Filter Pipe Gallery | FHO-ELS-PS-0001 | Primary Power Equipment |  | Power Distribution Panel |  | DP | http://www.toronto.ca/TWONTO#LV_electrical_panel
76322 | FHO-ELS-DP-1211 | Distribution Panel, (DP-1201A1), 600V, 3PH, Ozone Building, L1, Ozone Equipment Room | FHO-ELS-PS-0001 | Primary Power Equipment |  | Power Distribution Panel |  | DP | http://www.toronto.ca/TWONTO#LV_electrical_panel
76323 | FHO-ELS-DP-1221 | Distribution Panel, (DP-1201B1), 600V, 3PH, Ozone Building, S3, Filter Pipe Gallery | FHO-ELS-PS-0001 | Primary Power Equipment |  | Power Distribution Panel |  | DP | http://www.toronto.ca/TWONTO#LV_electrical_panel
76324 | FHO-ELS-DP-1224 | Distribution Panel, (DP-1201B40, 600V, 3PH, Ozone Building, S2, Dispersion Pump Room | FHO-ELS-PS-0001 | Primary Power Equipment |  | Power Distribution Panel |  | DP | http://www.toronto.ca/TWONTO#LV_electrical_panel
76677 | FHO-ELS-LP-0611 | Lighting Panel, 120V, Filter Building, S2, Electrical Room | FHO-ELS-LTG-2000 | Lighting, Facility Interior : Plant wide, interior lighting |  | Power Distribution Panel |  | LP | http://www.toronto.ca/TWONTO#LV_electrical_panel
76678 | FHO-ELS-LP-0711 | Load Panel, Chemical Feed Panel #1, 120/208V, Chemical Building, S2, Room CH402 | FHO-ELS-LTG-2000 | Lighting, Facility Interior : Plant wide, interior lighting |  | Power Distribution Panel |  | LP | http://www.toronto.ca/TWONTO#LV_electrical_panel
76679 | FHO-ELS-LP-0723 | Lighting Panel, 600/347V, Flocculation Building, L1, North Wall | FHO-ELS-LTG-2000 | Lighting, Facility Interior : Plant wide, interior lighting |  | Power Distribution Panel |  | LP | http://www.toronto.ca/TWONTO#LV_electrical_panel
76680 | FHO-ELS-LP-0733 | Lighting Panel, 120/208V, Admin Building, S4, Main Electrical Room | FHO-ELS-LTG-2000 | Lighting, Facility Interior : Plant wide, interior lighting |  | Power Distribution Panel |  | LP | http://www.toronto.ca/TWONTO#LV_electrical_panel
76681 | FHO-ELS-LP-0811 | Load Panel, Chemical Feed Panel #2, 120/208V, Chemical Building, S2, Room CH402 | FHO-ELS-LTG-2000 | Lighting, Facility Interior : Plant wide, interior lighting |  | Power Distribution Panel |  | LP | http://www.toronto.ca/TWONTO#LV_electrical_panel
76682 | FHO-ELS-LP-0812 | Load Panel, Heating & Ventilation, 120/208V, Chemical Building, S2, Room CH402 | FHO-ELS-LTG-2000 | Lighting, Facility Interior : Plant wide, interior lighting |  | Power Distribution Panel |  | LP | http://www.toronto.ca/TWONTO#LV_electrical_panel
76683 | FHO-ELS-LP-0822 | Lighting Panel, 120/208V, Flocculation Building, S2, East Gallery, East Wall | FHO-ELS-LTG-2000 | Lighting, Facility Interior : Plant wide, interior lighting |  | Power Distribution Panel |  | LP | http://www.toronto.ca/TWONTO#LV_electrical_panel
76684 | FHO-ELS-LP-0823 | Lighting Panel, 120/208V, Flocculation Building, S2, East Gallery, East Wall | FHO-ELS-LTG-2000 | Lighting, Facility Interior : Plant wide, interior lighting |  | Power Distribution Panel |  | LP | http://www.toronto.ca/TWONTO#LV_electrical_panel
76685 | FHO-ELS-LP-0833 | Lighting Panel, 120/208V 3PH, Admin Building, S4, Main Electrical Room | FHO-ELS-LTG-2000 | Lighting, Facility Interior : Plant wide, interior lighting |  | Power Distribution Panel |  | LP | http://www.toronto.ca/TWONTO#LV_electrical_panel
76686 | FHO-ELS-LP-0911 | Lighting Panel, 347/600V, RW Building, S7, Electrical Room | FHO-ELS-LTG-2000 | Lighting, Facility Interior : Plant wide, interior lighting |  | Power Distribution Panel |  | LP | http://www.toronto.ca/TWONTO#LV_electrical_panel
76687 | FHO-ELS-LP-0923 | Lighting Panel, 100A, 120/208V, Admin Building, S2, Machine Shop, West Wall | FHO-ELS-LTG-2000 | Lighting, Facility Interior : Plant wide, interior lighting |  | Power Distribution Panel |  | LP | http://www.toronto.ca/TWONTO#LV_electrical_panel
76688 | FHO-ELS-LP-0931 | Lighting Panel, 120/208V, Clarifier Building, S2, Main Foyer | FHO-ELS-LTG-2000 | Lighting, Facility Interior : Plant wide, interior lighting |  | Power Distribution Panel |  | LP | http://www.toronto.ca/TWONTO#LV_electrical_panel
76689 | FHO-ELS-LP-1012 | Lighting Panel, 120/208V, 3PH, RW Building, S7, Electrical Room | FHO-ELS-LTG-2000 | Lighting, Facility Interior : Plant wide, interior lighting |  | Power Distribution Panel |  | LP | http://www.toronto.ca/TWONTO#LV_electrical_panel
76690 | FHO-ELS-LP-1013 | Lighting Panel, 100A, 120/208V, 3PH, S10, Raw Water Pump Basement | FHO-ELS-LTG-2000 | Lighting, Facility Interior : Plant wide, interior lighting |  | Power Distribution Panel |  | LP | http://www.toronto.ca/TWONTO#LV_electrical_panel
76691 | FHO-ELS-LP-1020 | Lighting Panel, 200A, 120/208V, 3PH, Offices, Admin Building, L2, West Wing, File Room | FHO-ELS-LTG-2000 | Lighting, Facility Interior : Plant wide, interior lighting |  | Power Distribution Panel |  | LP | http://www.toronto.ca/TWONTO#LV_electrical_panel
76692 | FHO-ELS-LP-1022 | Lighting Panel, 100A, 120/208V, 3PH, Admin Building, L1, Control Room | FHO-ELS-LTG-2000 | Lighting, Facility Interior : Plant wide, interior lighting |  | Power Distribution Panel |  | LP | http://www.toronto.ca/TWONTO#LV_electrical_panel
76693 | FHO-ELS-LP-1023 | Lighting Panel, 100A, 120/208V, 3PH, Admin Building, L1, Main Lobby | FHO-ELS-LTG-2000 | Lighting, Facility Interior : Plant wide, interior lighting |  | Power Distribution Panel |  | LP | http://www.toronto.ca/TWONTO#LV_electrical_panel
76694 | FHO-ELS-LP-1024 | Lighting Panel, Admin Building, New Lunch Room | FHO-ELS-LTG-2000 | Lighting, Facility Interior : Plant wide, interior lighting |  | Power Distribution Panel |  | LP | http://www.toronto.ca/TWONTO#LV_electrical_panel
76695 | FHO-ELS-LP-1032 | Lighting Panel, 120/208V, Clarifier Building, L1, Main Foyer | FHO-ELS-LTG-2000 | Lighting, Facility Interior : Plant wide, interior lighting |  | Power Distribution Panel |  | LP | http://www.toronto.ca/TWONTO#LV_electrical_panel
76696 | FHO-ELS-LP-1112 | Lighting Panel, (LP-1101A2), 225A, 120/208V, 3PH, Ozone Building, S2, South of Sampling Area 3 | FHO-ELS-LTG-2000 | Lighting, Facility Interior : Plant wide, interior lighting |  | Power Distribution Panel |  | LP | http://www.toronto.ca/TWONTO#LV_electrical_panel
76697 | FHO-ELS-LP-1222 | Lighting Panel, (LP-1201B2), 225A, 120/208V, 3PH, Ozone Building, S2, Raw Water Process Room | FHO-ELS-LTG-2000 | Lighting, Facility Interior : Plant wide, interior lighting |  | Power Distribution Panel |  | LP | http://www.toronto.ca/TWONTO#LV_electrical_panel
77615 | THR-DIS-CP-0001 | Panel,ControlPanel,Pump Skids, Disinfection Building Main Floor | THR-DIS-P-EFF | Pumps, Disinfection, Effluent | Control Panel,Power Distribution Panel | Power Distribution Panel |  | CP | http://www.toronto.ca/TWONTO#process_control_panel
77616 | THR-DIS-CP-0003 | Panel,ControlPanel,Pump Skids, Disinfection Building Main Floor | THR-DIS-P-0310 | Pump, Diaphragm, Chemical Metering, Skid#3 Disinfection Building Main Floor | Control Panel,Power Distribution Panel | Power Distribution Panel |  | CP | http://www.toronto.ca/TWONTO#process_control_panel
77617 | THR-DIS-CP-0005 | Panel,ControlPanel,Pump Skids, Disinfection Building Main Floor | THR-DIS-P-SRAS | Pumps, Disinfection, South Return Activated Sludge | Control Panel,Power Distribution Panel | Power Distribution Panel |  | CP | http://www.toronto.ca/TWONTO#process_control_panel
77618 | THR-DIS-CP-0006 | Panel,ControlPanel,Pump Skids, Disinfection Building Main Floor | THR-DIS-P-0610 | Pump, Diaphragm, Chemical Metering, Skid#6 Disinfection Building Main Floor | Control Panel,Power Distribution Panel | Power Distribution Panel |  | CP | http://www.toronto.ca/TWONTO#process_control_panel
77619 | THR-DIS-CP-0007 | Panel, Control Panel, Filling Valves, Disinfection Building Main Floor | THR-DIS-T-PP | Disinfection, Tank, Palace Pier | Control Panel,Power Distribution Panel | Power Distribution Panel |  | CP | http://www.toronto.ca/TWONTO#process_control_panel
77620 | THR-DIS-CP-0008 | Panel, Control Panel, Transfer suction Valves, Disinfection Building Main Floor | THR-DIS-T-PP | Disinfection, Tank, Palace Pier | Control Panel,Power Distribution Panel | Power Distribution Panel |  | CP | http://www.toronto.ca/TWONTO#process_control_panel
77621 | THR-DIS-CP-0009 | Panel, Control Panel, Transfer suction Valves, Disinfection Building Main Floor | THR-DIS-T-PP | Disinfection, Tank, Palace Pier | Control Panel,Power Distribution Panel | Power Distribution Panel |  | CP | http://www.toronto.ca/TWONTO#process_control_panel
77622 | THR-DIS-CP-0010 | Panel, Control Panel, V-0071&V-0081, North RAS Chlorination Injection Port #2,Final Tank Gallery T22 | THR-DIS-P-NRAS | Pumps, Disinfection, North Return Activated Sludge | Control Panel,Power Distribution Panel | Power Distribution Panel |  | CP | http://www.toronto.ca/TWONTO#process_control_panel
77623 | THR-DIS-CP-0010 | Panel, Control Panel, V-0071&V-0081, North RAS Chlorination Injection Port #2,Final Tank Gallery T22 | THR-DIS-T-PP | Disinfection, Tank, Palace Pier | Control Panel,Power Distribution Panel | Power Distribution Panel |  | CP | http://www.toronto.ca/TWONTO#process_control_panel
77624 | THR-DIS-CP-0011 | Panel, Control Panel, Tanks 1-8, Disinfection Building Main Floor | THR-DIS-WIT-1000 | Transmitter, Weight Indicating, Chlorine Bank 1, Chlorination Building, Disinfection, Chlorination System | Control Panel,Power Distribution Panel | Power Distribution Panel |  | CP | http://www.toronto.ca/TWONTO#process_control_panel
77625 | THR-DIS-CP-0011 | Panel, Control Panel, Tanks 1-8, Disinfection Building Main Floor | THR-DIS-WSC-1000 | Disinfection, Weigh Scale, Chlorine Cylinders Bank 1 | Control Panel,Power Distribution Panel | Power Distribution Panel |  | CP | http://www.toronto.ca/TWONTO#process_control_panel
77626 | THR-DIS-CP-0012 | Panel, Control Panel, Tanks 1-8, Disinfection Building outdoor | THR-DIS | Disinfection | Control Panel,Power Distribution Panel | Power Distribution Panel |  | CP | http://www.toronto.ca/TWONTO#process_control_panel
77631 | THR-DIS-CP-0810 | Panel, Control Panel, Pump 0810, Disinfection Building Main Floor North side | THR-DIS | Disinfection | Control Panel | Power Distribution Panel |  | CP | http://www.toronto.ca/TWONTO#process_control_panel
77632 | THR-DIS-CP-0810 | Panel, Control Panel, Pump 0810, Disinfection Building Main Floor North side | THR-DIS-P-0810 | Pump, Centrifugal, Disinfection Building Main Floor North side | Control Panel | Power Distribution Panel |  | CP | http://www.toronto.ca/TWONTO#process_control_panel
77634 | THR-DIS-CP-0830 | Panel, Control Panel, Pump 0830, Disinfection Building Main Floor south side | THR-DIS-CP-9030 | Panel, Control Panel, Pump 9030, Disinfection Building Main Floor south side | Control Panel,Power Distribution Panel | Power Distribution Panel |  | CP | http://www.toronto.ca/TWONTO#process_control_panel
77635 | THR-DIS-CP-0830 | Panel, Control Panel, Pump 0830, Disinfection Building Main Floor south side | THR-DIS-P-SUMP | Disinfection - Pump, Sump | Control Panel,Power Distribution Panel | Power Distribution Panel |  | CP | http://www.toronto.ca/TWONTO#process_control_panel
77638 | THR-DIS-CP-9030 | Panel, Control Panel, Pump 9030, Disinfection Building Main Floor south side | THR-DIS | Disinfection | Control Panel | Power Distribution Panel |  | CP | http://www.toronto.ca/TWONTO#process_control_panel
77639 | THR-DIS-CP-9030 | Panel, Control Panel, Pump 9030, Disinfection Building Main Floor south side | THR-DIS-CP-0830 | Panel, Control Panel, Pump 0830, Disinfection Building Main Floor south side | Control Panel | Power Distribution Panel |  | CP | http://www.toronto.ca/TWONTO#process_control_panel
77653 | THR-DIS-DP-0200 | Panel, Distribution Panel, Disinfection Building North Side | THR-DIS-P-S | Disinfection, Pumps, Sump & Chlorine Solution | Control Panel,Power Distribution Panel | Power Distribution Panel |  | DP | http://www.toronto.ca/TWONTO#LV_electrical_panel
77654 | THR-DIS-DP-0200 | Panel, Distribution Panel, Disinfection Building North Side | THR-DIS-P-SUS | Disinfection, Pumps, Sump & Chlorine Solution | Control Panel,Power Distribution Panel | Power Distribution Panel |  | DP | http://www.toronto.ca/TWONTO#LV_electrical_panel
77713 | THR-DIS-P-0810 | Pump, Centrifugal, Disinfection Building Main Floor North side | THR-DIS | Disinfection | Control Panel,Power Distribution Panel | Power Distribution Panel |  | P | http://www.toronto.ca/TWONTO#pump
77714 | THR-DIS-P-0810 | Pump, Centrifugal, Disinfection Building Main Floor North side | THR-DIS-CP-0810 | Panel, Control Panel, Pump 0810, Disinfection Building Main Floor North side | Control Panel,Power Distribution Panel | Power Distribution Panel |  | P | http://www.toronto.ca/TWONTO#pump
77715 | THR-DIS-P-0810 | Pump, Centrifugal, Disinfection Building Main Floor North side | THR-DIS-P-SUMP | Disinfection - Pump, Sump | Control Panel,Power Distribution Panel | Power Distribution Panel |  | P | http://www.toronto.ca/TWONTO#pump
78624 | FHO-ELS-PDP-0500 | Power Distribution Panel, 600V Switchgear, Filter Building, S2, Electrical Room | FHO-ELS-MCC-0510 | Motor Control Centre, Filter Building 1-8., S2, Electrical Room |  | Power Distribution Panel |  | PDP | http://www.toronto.ca/TWONTO#LV_electrical_panel
78625 | FHO-ELS-PDP-0700 | Power Distribution Panel, 600V, Power to Chem & Standby & Floc Building, Admin Building, S4, Electrical Room | FHO-ELS-MCC-0720 | Motor Control Centre, Admin Building, S4, Main Electrical Room |  | Power Distribution Panel |  | PDP | http://www.toronto.ca/TWONTO#LV_electrical_panel
78626 | FHO-ELS-PDP-0900 | Power Distribution Panel,600V Switchgear,Admin Building, RWPS&Clarifiers Power, S4, Main Electrical Room | FHO-ELS-MCC-0910 | Motor Control Centre, Raw Water PS, S7, Electrical Room |  | Power Distribution Panel |  | PDP | http://www.toronto.ca/TWONTO#LV_electrical_panel
78627 | FHO-ELS-PDP-1000 | Power Distribution Panel, 600V Switchgear, Admin Building, RWPS&Clarifiers Power, S4, Main Electrical Room | FHO-ELS-MCC-1010 | Motor Control Centre, Raw Water PS, S7, Electrical Room |  | Power Distribution Panel |  | PDP | http://www.toronto.ca/TWONTO#LV_electrical_panel
78770 | THR-ELS-DP-0511 | Panelboard, DC, Battery Charger Panel, Control Room, West Substation | THR-ELS-UPS-0020 | Uninterruptible Power Supply, Control Room, West Substation | Control Panel,Power Distribution Panel | Power Distribution Panel |  | DP | http://www.toronto.ca/TWONTO#LV_electrical_panel
78771 | THR-ELS-DP-3501 | Distribution Panel, RAS PS, Electrical Room | THR-ELS-RSPS | Electrical System, Returns Sludge Pumping Station |  | Power Distribution Panel |  | DP | http://www.toronto.ca/TWONTO#LV_electrical_panel
78772 | THR-ELS-DP-3502 | Distribution Panel 3502, SP RAS PS, Electrical Building/Existing Ozone Building | THR-ELS-RSPS | Electrical System, Returns Sludge Pumping Station |  | Power Distribution Panel |  | DP | http://www.toronto.ca/TWONTO#LV_electrical_panel
78773 | THR-ELS-DP-3701 | Distribution Panel 3701, SP Aeration Tank Electrical Building | THR-ELS-RSPS | Electrical System, Returns Sludge Pumping Station |  | Power Distribution Panel |  | DP | http://www.toronto.ca/TWONTO#LV_electrical_panel
78774 | THR-ELS-DP-3704 | Distribution Panel 3704, SP Aeration Tank Electrical Building | THR-ELS-RSPS | Electrical System, Returns Sludge Pumping Station |  | Power Distribution Panel |  | DP | http://www.toronto.ca/TWONTO#LV_electrical_panel
78775 | THR-ELS-DP-3801 | Distribution Panel, Plant Water Pumping Station, Electrical Room | THR-ELS-FPW | Electrical System, Filtered Plant Water Building |  | Power Distribution Panel |  | DP | http://www.toronto.ca/TWONTO#LV_electrical_panel
78809 | FHO-ELS-WR-0502 | Welding Receptacle, Filter 1-8 Building, S2, Filter Pipe Gallery | FHO-ELS-LTG | Facility Electrical System |  | Power Distribution Panel |  | WR | http://www.toronto.ca/TWONTO#welding_receptacle
78810 | FHO-ELS-WR-0503 | Welding Receptacle, Filter Building, L1, Filter Gallery, South | FHO-ELS-LTG | Facility Electrical System |  | Power Distribution Panel |  | WR | http://www.toronto.ca/TWONTO#welding_receptacle
78811 | FHO-ELS-WR-0504 | Welding Receptacle, Filter Building, L1, Filter Gallery, North/East | FHO-ELS-LTG | Facility Electrical System |  | Power Distribution Panel |  | WR | http://www.toronto.ca/TWONTO#welding_receptacle
78812 | FHO-ELS-WR-0601 | Welding Receptacle, Filter Building, S2, Filter Pipe Gallery, North | FHO-ELS-LTG | Facility Electrical System |  | Power Distribution Panel |  | WR | http://www.toronto.ca/TWONTO#welding_receptacle
78813 | FHO-ELS-WR-0602 | Welding Receptacle, Filter 1-8 Building, S2, Filter Pipe Gallery | FHO-ELS-LTG | Facility Electrical System |  | Power Distribution Panel |  | WR | http://www.toronto.ca/TWONTO#welding_receptacle
78814 | FHO-ELS-WR-0604 | Welding Receptacle, Filter Building, L1, Filter Gallery, West | FHO-ELS-LTG | Facility Electrical System |  | Power Distribution Panel |  | WR | http://www.toronto.ca/TWONTO#welding_receptacle
78815 | FHO-ELS-WR-0605 | Welding Receptacle, Filter Building, L1, Filter Gallery, Tank 1 | FHO-ELS-LTG | Facility Electrical System |  | Power Distribution Panel |  | WR | http://www.toronto.ca/TWONTO#welding_receptacle
78816 | FHO-ELS-WR-0701 | Welding Receptacle, Chemical Building, S2, Storage Room, South | FHO-ELS-LTG | Facility Electrical System |  | Power Distribution Panel |  | WR | http://www.toronto.ca/TWONTO#welding_receptacle
78817 | FHO-ELS-WR-0704 | Welding Receptacle, TRW P.S. S4, South Pipe Gallery, West of Elevator | FHO-ELS-LTG | Facility Electrical System |  | Power Distribution Panel |  | WR | http://www.toronto.ca/TWONTO#welding_receptacle
78818 | FHO-ELS-WR-0705 | Welding Receptacle, Flocuulation Building, S2, North Pipe Gallery, North West | FHO-ELS-LTG | Facility Electrical System |  | Power Distribution Panel |  | WR | http://www.toronto.ca/TWONTO#welding_receptacle
78819 | FHO-ELS-WR-0707 | Welding Receptacle, TRW P.S. S5, Waste Water Trasfer Pump Room | FHO-ELS-LTG | Facility Electrical System |  | Power Distribution Panel |  | WR | http://www.toronto.ca/TWONTO#welding_receptacle
78820 | FHO-ELS-WR-0710 | Welding Receptacle, TRW P.S. S5, TRW Basement, South/East | FHO-ELS-LTG | Facility Electrical System |  | Power Distribution Panel |  | WR | http://www.toronto.ca/TWONTO#welding_receptacle
78821 | FHO-ELS-WR-0801 | Welding Receptacle, Chemical Building, S4, Near Chamber Meter | FHO-ELS-LTG | Facility Electrical System |  | Power Distribution Panel |  | WR | http://www.toronto.ca/TWONTO#welding_receptacle
78822 | FHO-ELS-WR-0802 | Welding Receptacle, Chemical Building, L1, Evaporator Room, South/West | FHO-ELS-LTG | Facility Electrical System |  | Power Distribution Panel |  | WR | http://www.toronto.ca/TWONTO#welding_receptacle
78866 | FHO-ELS-WR-0807 | Welding Receptacle, TRW P.S. S3, Pump Room, East Wall | FHO-ELS-LTG | Facility Electrical System |  | Power Distribution Panel |  | WR | http://www.toronto.ca/TWONTO#welding_receptacle
78867 | FHO-ELS-WR-0810 | Welding Receptacle, Chemical Building, L2, Penthouse | FHO-ELS-LTG | Facility Electrical System |  | Power Distribution Panel |  | WR | http://www.toronto.ca/TWONTO#welding_receptacle
78868 | FHO-ELS-WR-0811 | Welding Receptacle, Surge Tank Room | FHO-ELS-LTG | Facility Electrical System |  | Power Distribution Panel |  | WR | http://www.toronto.ca/TWONTO#welding_receptacle
78869 | FHO-ELS-WR-0813 | Welding Receptacle, Chemical Room | FHO-ELS-LTG | Facility Electrical System |  | Power Distribution Panel |  | WR | http://www.toronto.ca/TWONTO#welding_receptacle
78870 | FHO-ELS-WR-0901 | Welding Receptacle, S10, Raw Water Pump Basemen | FHO-ELS-LTG | Facility Electrical System |  | Power Distribution Panel |  | WR | http://www.toronto.ca/TWONTO#welding_receptacle
78871 | FHO-ELS-WR-0902 | Welding Receptacle, S9, Raw Water Pumping Station | FHO-ELS-LTG | Facility Electrical System |  | Power Distribution Panel |  | WR | http://www.toronto.ca/TWONTO#welding_receptacle
78872 | FHO-ELS-WR-0904 | Welding Receptacle, Admin Building, S4, Main Electrical Room, South Wall | FHO-ELS-LTG | Facility Electrical System |  | Power Distribution Panel |  | WR | http://www.toronto.ca/TWONTO#welding_receptacle
78873 | FHO-ELS-WR-0905 | Welding Receptacle, Admin Building, S4, Basement | FHO-ELS-LTG | Facility Electrical System |  | Power Distribution Panel |  | WR | http://www.toronto.ca/TWONTO#welding_receptacle
78874 | FHO-ELS-WR-1001 | Welding Receptacle, S9, Raw Water Pumping Station | FHO-ELS-LTG | Facility Electrical System |  | Power Distribution Panel |  | WR | http://www.toronto.ca/TWONTO#welding_receptacle
78875 | FHO-ELS-WR-1002 | Welding Receptacle, Raw Water Building, S8, HVAC Room | FHO-ELS-LTG | Facility Electrical System |  | Power Distribution Panel |  | WR | http://www.toronto.ca/TWONTO#welding_receptacle
78876 | FHO-ELS-WR-1003 | Welding Receptacle, Raw Water Building, S7, Storage Area | FHO-ELS-LTG | Facility Electrical System |  | Power Distribution Panel |  | WR | http://www.toronto.ca/TWONTO#welding_receptacle
78877 | FHO-ELS-WR-1034 | Welding Receptacle, Clarifier Building, L1 | FHO-ELS-LTG | Facility Electrical System |  | Power Distribution Panel |  | WR | http://www.toronto.ca/TWONTO#welding_receptacle
78878 | FHO-ELS-WR-1102 | Welding Receptacle, Ozone Building, S2, Raw Water Process Room | FHO-ELS-LTG | Facility Electrical System |  | Power Distribution Panel |  | WR | http://www.toronto.ca/TWONTO#welding_receptacle
78879 | FHO-ELS-WR-1103 | Welding Receptacle, Ozone Building, S2, Ozone Pipe Gallery 2 | FHO-ELS-LTG | Facility Electrical System |  | Power Distribution Panel |  | WR | http://www.toronto.ca/TWONTO#welding_receptacle
78880 | FHO-ELS-WR-1104 | Welding Receptacle, Ozone Building, S2, Service Pipe Gallery | FHO-ELS-LTG | Facility Electrical System |  | Power Distribution Panel |  | WR | http://www.toronto.ca/TWONTO#welding_receptacle
78881 | FHO-ELS-WR-1205 | Welding Receptacle, Ozone Building, L1, Gate Room | FHO-ELS-LTG | Facility Electrical System |  | Power Distribution Panel |  | WR | http://www.toronto.ca/TWONTO#welding_receptacle
78882 | FHO-ELS-WR-1206 | Welding Receptacle, Ozone Building, S5, Service Platform 1 | FHO-ELS-LTG | Facility Electrical System |  | Power Distribution Panel |  | WR | http://www.toronto.ca/TWONTO#welding_receptacle
79015 | THR-ELS-LP-3221 | Panel, Power Distribution/Lighting, 208/120V, MCC3221 Panel, North Grit MCC3221 Panel | THR-ELS-TR-3221 | Transformer 600V/120-208V, Power, PDP-3221, North Grit Electrical Room MCC-3221 | Control Panel,Power Distribution Panel | Power Distribution Panel |  | LP | http://www.toronto.ca/TWONTO#LV_electrical_panel
79016 | THR-ELS-LP-3221SE | Lighting Panel, 120/208V, North Grit Bldg, Old Blower room | THR-ELS-MCC-3221 | Motor Control Centre, #1, North Grit Electrical Room | Control Panel,Electrical | Power Distribution Panel | 40971 | LP | http://www.toronto.ca/TWONTO#LV_electrical_panel
79017 | THR-ELS-LP-3402B | Lighting Panel, Control Panel Bldg, East Wall | THR-ELS-MCC-3402 | Control Panel, MCC 3402, Digesters, Tanks 0700 & 0800 | Control Panel,Electrical | Power Distribution Panel |  | LP | http://www.toronto.ca/TWONTO#LV_electrical_panel
79024 | THR-ELS-LP-9563 | Lighting Panel, UPS Power, UPS-9563 Supply, WGB, North Electrical Bldg | THR-ELS-UPS-9563 | Uninterruptible Power Supply, Digester, Electrical Room/ MCC for Digester Tanks 7-8 Ground Level | Control Panel,Electrical | Power Distribution Panel |  | LP | http://www.toronto.ca/TWONTO#LV_electrical_panel
79174 | THR-ELS-PDP-0011 | Power Distribution Panel, 125 VDC, STB MCC Room, 2nd Floor | THR-ELS-STB | Electrical System, Sludge Thickening Building | Control Panel,Power Distribution Panel | Power Distribution Panel |  | PDP | http://www.toronto.ca/TWONTO#LV_electrical_panel
79175 | THR-ELS-PDP-0202S | Panel, Distribution Power, RSPS Control Room Bldg | THR-RSPS-CR | New Returns Control Room | Air Handling Unit,Draw Thru | Power Distribution Panel | 39095 | PDP | http://www.toronto.ca/TWONTO#LV_electrical_panel
79176 | THR-ELS-PDP-0521 | Control Panel, Distribution Panel, West Substation 600V Switchgear | THR-ELS-PDP-0501 | Control Panel, Power Distribution Panel, Line 0103, 600V Switchgear, Electrical Room, West Substation | Control Panel,Power Distribution Panel | Power Distribution Panel |  | PDP | http://www.toronto.ca/TWONTO#LV_electrical_panel
79177 | THR-ELS-PDP-0610 | Control Panel, Power Distribution Panel, 600V Switchgear, Indoor | THR-ELS-DIS | Electrical System, Disinfection, Chlorine Building | Control Panel,Power Distribution Panel | Power Distribution Panel |  | PDP | http://www.toronto.ca/TWONTO#LV_electrical_panel
79178 | THR-ELS-PDP-0701 | Control Panel, Power Distribution Panel, Line 0104, Return Activated Sludge 600V Switchgear | THR-ELS-TR-0700 | Transformer, Power, Dry, Line 0700, Return Activated Sludge 600V Switchgear | Control Panel,Power Distribution Panel | Power Distribution Panel |  | PDP | http://www.toronto.ca/TWONTO#LV_electrical_panel
79179 | THR-ELS-PDP-0701 | Control Panel, Power Distribution Panel, Line 0104, Return Activated Sludge 600V Switchgear | THR-ELS-TR-0700S | Transformer, Power, Dry, Line 0700, Return Activated Sludge 600V Switchgear, Indoor | Control Panel,Power Distribution Panel | Power Distribution Panel |  | PDP | http://www.toronto.ca/TWONTO#LV_electrical_panel
79180 | THR-ELS-PDP-0701S | Control Panel, Power Distribution Panel, Line 0701, Return Activated Sludge 600V Switchgear, Indoor | THR-ELS-RSPS | Electrical System, Returns Sludge Pumping Station | Control Panel,Power Distribution Panel | Power Distribution Panel | 39048 | PDP | http://www.toronto.ca/TWONTO#LV_electrical_panel
79181 | THR-ELS-PDP-0701S | Control Panel, Power Distribution Panel, Line 0701, Return Activated Sludge 600V Switchgear, Indoor | THR-ELS-TR-0700S | Transformer, Power, Dry, Line 0700, Return Activated Sludge 600V Switchgear, Indoor | Control Panel,Power Distribution Panel | Power Distribution Panel | 39048 | PDP | http://www.toronto.ca/TWONTO#LV_electrical_panel
79182 | THR-ELS-PDP-0802 | Control Panel, Power Distribution Panel, Line 0802, Return Activated Sludge 600V Switchgear | THR-ELS-TR-0800 | Transformer, Power, Dry, Line 0800, Return Activated Sludge 600V Switchgear | Control Panel,Power Distribution Panel | Power Distribution Panel |  | PDP | http://www.toronto.ca/TWONTO#LV_electrical_panel
79183 | THR-ELS-PDP-0802S | Control Panel, Power Distribution Panel, Line 0802, Return Activated Sludge 600V Switchgear, Indoor | THR-ELS-TB-0708S | Circuit Breaker, Tie, Return Activated Sludge 600V Switchgear, Indoor | Control Panel,Power Distribution Panel | Power Distribution Panel | 39050 | PDP | http://www.toronto.ca/TWONTO#LV_electrical_panel
79184 | THR-ELS-PDP-0802S | Control Panel, Power Distribution Panel, Line 0802, Return Activated Sludge 600V Switchgear, Indoor | THR-ELS-TR-0800S | Transformer, Power, Dry, Line 0800, Return Activated Sludge 600V Switchgear, Indoor | Control Panel,Power Distribution Panel | Power Distribution Panel | 39050 | PDP | http://www.toronto.ca/TWONTO#LV_electrical_panel
79185 | THR-ELS-PDP-0901 | Control Panel, Power Distribution Panel, Line 0901, Odour Control 600V Switchgear | THR-ELS-OCS | Electrical System, Odour Control System | Control Panel,Power Distribution Panel | Power Distribution Panel |  | PDP | http://www.toronto.ca/TWONTO#LV_electrical_panel
79186 | THR-ELS-PDP-0901S | Control Panel, Power Distribution Panel, Line 0901, Odour Control 600V Switchgear, Indoor | THR-ELS-OCS | Electrical System, Odour Control System | Control Panel,Power Distribution Panel | Power Distribution Panel | 39051 | PDP | http://www.toronto.ca/TWONTO#LV_electrical_panel
79187 | THR-ELS-PDP-1300 | Control Panel, Power Distribution Panel, 600 V Switchgear, STB Electrical Room | THR-ELS-STB | Electrical System, Sludge Thickening Building | Control Panel,Power Distribution Panel | Power Distribution Panel |  | PDP | http://www.toronto.ca/TWONTO#LV_electrical_panel
79188 | THR-ELS-PDP-1400 | Control Panel, Power Distribution Panel, 600 V Switchgear, STB Electrical Room | THR-ELS-STB | Electrical System, Sludge Thickening Building | Control Panel,Power Distribution Panel | Power Distribution Panel |  | PDP | http://www.toronto.ca/TWONTO#LV_electrical_panel
79189 | THR-ELS-PDP-1802 | Panel, Power Distribution, 4160V Switchgear,, North Service Bldg, East Maintenance Building | THR-ELS-EMS | Electrical System, East Maintenance Shop | Control Panel,Power Distribution Panel | Power Distribution Panel |  | PDP | http://www.toronto.ca/TWONTO#LV_electrical_panel
79190 | THR-ELS-PDP-2921 | Panel, Power Distribution, 208V, Electrical Room Head House MCC-2921 | THR-ELS-HH | Electrical System, Head House and Engine Room | Control Panel,Power Distribution Panel | Power Distribution Panel |  | PDP | http://www.toronto.ca/TWONTO#LV_electrical_panel
79191 | THR-ELS-PDP-2922B | Panel, Power Distribution 600V, Electrical Room Head House | THR-ELS-HH | Electrical System, Head House and Engine Room | Control Panel,Power Distribution Panel | Power Distribution Panel |  | PDP | http://www.toronto.ca/TWONTO#LV_electrical_panel
79192 | THR-ELS-PDP-3101 | Distributionl Panel, MCC 3101, Admin Bldg | THR-ELS-ADM | Electrical System, Administration Building | Control Panel,MCC | Power Distribution Panel |  | PDP | http://www.toronto.ca/TWONTO#LV_electrical_panel
79193 | THR-ELS-PDP-3102 | Distribution Panel, MCC 3102, Admin Bldg | THR-ELS-ADM | Electrical System, Administration Building | Control Panel,MCC | Power Distribution Panel |  | PDP | http://www.toronto.ca/TWONTO#LV_electrical_panel
79194 | THR-ELS-PDP-3202 | Power Distribution Panel, Grit New Electrical Room | THR-ELS-GRIT | Electrical System, Grit Bldg., North Prelimanry and Primary Station | Control Panel,Power Distribution Panel | Power Distribution Panel |  | PDP | http://www.toronto.ca/TWONTO#LV_electrical_panel
79195 | THR-ELS-PDP-3203 | Power Distribution Panel, Grit New Electrical Room | THR-ELS-GRIT | Electrical System, Grit Bldg., North Prelimanry and Primary Station | Control Panel,Power Distribution Panel | Power Distribution Panel |  | PDP | http://www.toronto.ca/TWONTO#LV_electrical_panel
79196 | THR-ELS-PDP-3221B | Panel, Power Distribution/Lighting 208/120V, North Grit Old Blower Room | THR-ELS-TR-3221B | Transformer 600V/208V/120v, Power, PDP-3221A, North Grit Old Blower Rroom | Control Panel,Power Distribution Panel | Power Distribution Panel |  | PDP | http://www.toronto.ca/TWONTO#LV_electrical_panel
79197 | THR-ELS-PDP-3222A | Panel, Power Distribution/Lighting 208V/120V, North Grit Old Blower Room | THR-ELS-GRIT | Electrical System, Grit Bldg., North Prelimanry and Primary Station | Control Panel,Power Distribution Panel | Power Distribution Panel |  | PDP | http://www.toronto.ca/TWONTO#LV_electrical_panel
79198 | THR-ELS-PDP-3222B | Panel, Power Distribution 600V,North Grit Bldg,Old Blower Room | THR-ELS-MCC-3222 | Motor Control Cente, # 2, North Grit Electrical Room | Control Panel,Power Distribution Panel | Power Distribution Panel |  | PDP | http://www.toronto.ca/TWONTO#LV_electrical_panel
79199 | THR-ELS-PDP-3222C | Panel, Power Distribution/Lighting 208V/120V, North Grit Old Blower Room, MCC-3221/3222 | THR-ELS-TR-3222C | Transformer 600V/120-208V, Power, PDP-3222A, North Grit Electrical Room,MCC-3221/3222 | Control Panel,Power Distribution Panel | Power Distribution Panel |  | PDP | http://www.toronto.ca/TWONTO#LV_electrical_panel
86919 | TNT-ELS-LP-2002A | 208/120V Lighting Panel | TNT-ELS-TR-6002A | 600-208/120V Transformer | Control Panel,Lighting | Power Distribution Panel |  | LP | http://www.toronto.ca/TWONTO#LV_electrical_panel
86920 | TNT-ELS-LP-2104A | 208/120V Lighting Panel | TNT-ELS-TR-6104A | 600-208/120V Transformer | Control Panel,Lighting | Power Distribution Panel |  | LP | http://www.toronto.ca/TWONTO#LV_electrical_panel
86921 | TNT-ELS-LP-2104C | 208/120V Lighting Panel | TNT-ELS-TR-6104C | 600-208/120V Transformer | Control Panel,Lighting | Power Distribution Panel |  | LP | http://www.toronto.ca/TWONTO#LV_electrical_panel
86922 | TNT-ELS-LP-2122A | 208/120V Lighting Panel | TNT-ELS-TR-6122A | 600-208/120V Transformer | Control Panel,Lighting | Power Distribution Panel |  | LP | http://www.toronto.ca/TWONTO#LV_electrical_panel
86947 | TNT-ELS-PDP-6001 | 600V Power Distribution Panel | TNT-ELS-TR-3001 | 27.6kV-600V Transformer | Control Panel,Power Distribution Panel | Power Distribution Panel |  | PDP | http://www.toronto.ca/TWONTO#LV_electrical_panel
86948 | TNT-ELS-PDP-6002 | 600V Power Distribution Panel | TNT-ELS-TR-3002 | 27.6kV-600V Transformer | Control Panel,Power Distribution Panel | Power Distribution Panel |  | PDP | http://www.toronto.ca/TWONTO#LV_electrical_panel
86949 | TNT-ELS-PDP-6106 | 600V Power Distribution Panel | TNT-ELS-PDP-6002 | 600V Power Distribution Panel | Control Panel,Power Distribution Panel | Power Distribution Panel |  | PDP | http://www.toronto.ca/TWONTO#LV_electrical_panel
86950 | TNT-ELS-PDP-6122 | 600V Power Distribution Panel | TNT-ELS-MCC-6102 | Control Centre, Motor, Electrical Sub-Station | Control Panel,Power Distribution Panel | Power Distribution Panel |  | PDP | http://www.toronto.ca/TWONTO#LV_electrical_panel
88821 | WTR-194-PDP-0006A | Panel, Electrical Distribution | WTR-194-CH-0006A | Chamber,Revenue Meter,Keele-Steeles (Magmeter) | Control Panel,Power Distribution Panel | Power Distribution Panel |  | PDP | http://www.toronto.ca/TWONTO#LV_electrical_panel
90329 | WTR-PDS-LP-0001 | Control Panel | WTR-PDS-TR-0101 | Transformer, Line 1, 27.6 kV/600 V (Pole Mounted) | Control Panel,Power Distribution Panel | Power Distribution Panel |  | LP | http://www.toronto.ca/TWONTO#LV_electrical_panel
93870 | WTR-PRH-DP-0100 | Panel, Distribution, 600V, Control, Existing Pumping Station | WTR-PRH-ACC | Air Conditioning, Heating and Ventilation | Control Panel,Power Distribution Panel | Power Distribution Panel |  | DP | http://www.toronto.ca/TWONTO#LV_electrical_panel
95876 | FIS-ELS-ESP-0615 | Power Distribution Panel,Marine Pad | {FIS-ELS-PDP} | Asset Group, Power Distribution Cabinets,600 V,Island WTP | Control Panel,Power Distribution Panel | Power Distribution Panel |  | ESP | http://www.toronto.ca/TWONTO#LV_electrical_panel
96095 | FIS-ELS-LP-0202 | Panel, Lighting, Panelboard (LP-A) 120/208V, Mechanical/Electrical Room | FIS-ELS-TR-0202 | Transformer, Power, 15kVA, 600-120/208V, Mechanical/Electrical Room |  | Power Distribution Panel |  | LP | http://www.toronto.ca/TWONTO#LV_electrical_panel
96096 | FIS-ELS-LP-0203 | Panel, Lighting, Panelboard (LP-B) 120/208V, Mechanical/Electrical Room | FIS-ELS-TR-0203 | Transformer, Power, 30kVA, 600-120/208V, Mechanical/Electrical Room |  | Power Distribution Panel |  | LP | http://www.toronto.ca/TWONTO#LV_electrical_panel
96282 | FIS-ELS-PDP-0101 | Power Distribution Panel,Machine Shop Corridor to Generator Room,347 / 600V,250A,3ph,3W | FIS-ELS-MCC-0100 | MCC,600 V,Workshop Building,Mezzanine,East | Control Panel,Power Distribution Panel | Power Distribution Panel |  | PDP | http://www.toronto.ca/TWONTO#LV_electrical_panel
96283 | FIS-ELS-PDP-0201 | Power Distribution Panel,Workshop Building Main Floor,347 / 600V,250A,3ph,3W | {FIS-ELS-PDP} | Asset Group, Power Distribution Cabinets,600 V,Island WTP | Control Panel,Power Distribution Panel | Power Distribution Panel |  | PDP | http://www.toronto.ca/TWONTO#LV_electrical_panel
96284 | FIS-ELS-PDP-0201 | Power Distribution Panel,Workshop Building Main Floor,347 / 600V,250A,3ph,3W | FIS-ELS-CP-0201 | Control Panel,Electrical,Workshop Building,Mezzanine,South-West,Load Shedding Contactor | Control Panel,Power Distribution Panel | Power Distribution Panel |  | PDP | http://www.toronto.ca/TWONTO#LV_electrical_panel
96285 | FIS-ELS-PDP-0202 | Panel, Power Distribution, 600V, Mechanical/Electrical Room | FIS-ELS-MCC-0200 | MCC,600 V,Workshop Building,Mezzanine,West |  | Power Distribution Panel |  | PDP | http://www.toronto.ca/TWONTO#LV_electrical_panel
96286 | FIS-ELS-PDP-0302 | Power Distribution Panel,Raw Water Intake House Main Floor,347 / 600V,250A,3ph,3W | {FIS-ELS-PDP} | Asset Group, Power Distribution Cabinets,600 V,Island WTP | Control Panel,Power Distribution Panel | Power Distribution Panel |  | PDP | http://www.toronto.ca/TWONTO#LV_electrical_panel
96287 | FIS-ELS-PDP-0302 | Power Distribution Panel,Raw Water Intake House Main Floor,347 / 600V,250A,3ph,3W | FIS-ELS-DS-0302 | Disconnect Switch, PDP-0302 & LP-0302, Raw Water Intake Building, North Wall | Control Panel,Power Distribution Panel | Power Distribution Panel |  | PDP | http://www.toronto.ca/TWONTO#LV_electrical_panel
96288 | FIS-ELS-PDP-0303 | Power Distribution Panel,Raw Water Intake House Lower Floor,347 / 600V,250A,3ph,3W | FIS-ELS-PDP-0302 | Power Distribution Panel,Raw Water Intake House Main Floor,347 / 600V,250A,3ph,3W | Control Panel,Power Distribution Panel | Power Distribution Panel |  | PDP | http://www.toronto.ca/TWONTO#LV_electrical_panel
96289 | FIS-ELS-PDP-0502 | Power Distribution Panel,Pipe Gallery,347 / 600V,225A,3ph,3W | {FIS-ELS-PDP} | Asset Group, Power Distribution Cabinets,600 V,Island WTP | Control Panel,Power Distribution Panel | Power Distribution Panel |  | PDP | http://www.toronto.ca/TWONTO#LV_electrical_panel
96290 | FIS-ELS-PDP-0504 | Panel, Power Distribution, 600V, PLC Room | FIS-ELS-MCC-0500 | MCC,600 V,Filter Building,Mezzanine,East | Control Panel,Power Distribution Panel | Power Distribution Panel |  | PDP | http://www.toronto.ca/TWONTO#LV_electrical_panel
96291 | FIS-ELS-PDP-0601 | Power Distribution Panel,Pipe Gallery,347 / 600V,225A,3ph,3W | {FIS-ELS-PDP} | Asset Group, Power Distribution Cabinets,600 V,Island WTP | Control Panel,Power Distribution Panel | Power Distribution Panel |  | PDP | http://www.toronto.ca/TWONTO#LV_electrical_panel
96292 | FIS-ELS-PDP-0605 | Power Distribution Panel,Ammonia Fluoride Building,347 / 600V,225A,3ph,3W | {FIS-ELS-PDP} | Asset Group, Power Distribution Cabinets,600 V,Island WTP | Control Panel,Power Distribution Panel | Power Distribution Panel |  | PDP | http://www.toronto.ca/TWONTO#LV_electrical_panel
96293 | FIS-ELS-PDP-0606 | Power Distribution Panel,Flume Storage Building,347 / 600V,200A,3ph,3W | {FIS-ELS-PDP} | Asset Group, Power Distribution Cabinets,600 V,Island WTP | Control Panel,Power Distribution Panel | Power Distribution Panel |  | PDP | http://www.toronto.ca/TWONTO#LV_electrical_panel
96294 | FIS-ELS-PDP-0609 | Power Distribution Panel, 600V, Settling Basin Access Building, PLC Room | FIS-ELS-MCC-0600 | MCC,600 V,Filter Building,Mezzanine,West |  | Power Distribution Panel |  | PDP | http://www.toronto.ca/TWONTO#LV_electrical_panel
96295 | FIS-ELS-PDP-0610 | Power Distribution Panel,Flume Storage Building,600V,225A,3ph,3W | FIS-ELS-MCC-0600 | MCC,600 V,Filter Building,Mezzanine,West | Control Panel,Power Distribution Panel | Power Distribution Panel |  | PDP | http://www.toronto.ca/TWONTO#LV_electrical_panel
96296 | FIS-ELS-PDP-0611 | Power Distribution Panel,Mixer Building Main Floor,600V,225A,3ph,3W | {FIS-ELS-PDP} | Asset Group, Power Distribution Cabinets,600 V,Island WTP | Control Panel,Power Distribution Panel | Power Distribution Panel |  | PDP | http://www.toronto.ca/TWONTO#LV_electrical_panel
96549 | YTF-ELS-DP-0101 | Control Panel, Power Dist., Main Electrical Service | YTF-ELS | Electrical Equipment | Control Panel,Power Distribution Panel | Power Distribution Panel |  | DP | http://www.toronto.ca/TWONTO#LV_electrical_panel
96554 | YTF-ELS-PDP-0502 | Control Panel, Power Dist., Mechanical Equipment, B Building Office Area, RN116A, Electrical Room C | YTF-ELS | Electrical Equipment | Control Panel,Power Distribution Panel | Power Distribution Panel |  | PDP | http://www.toronto.ca/TWONTO#LV_electrical_panel
96555 | YTF-ELS-PDP-0701 | Control Panel, Power Dist., Manual Transfer Switch, RN146, Electrical Panels Warehouse | YTF-ELS | Electrical Equipment | Control Panel,Power Distribution Panel | Power Distribution Panel |  | PDP | http://www.toronto.ca/TWONTO#LV_electrical_panel
96556 | YTF-ELS-PDP-1101 | Control Panel, Power Dist., UPS Room, Electrical Panels Warehouse | YTF-ELS | Electrical Equipment | Control Panel,Power Distribution Panel | Power Distribution Panel |  | PDP | http://www.toronto.ca/TWONTO#LV_electrical_panel
96557 | YTF-ELS-PDP-1201 | Control Panel, Power Dist., A Building Electrical Room, Electrical Panels Warehouse | YTF-ELS | Electrical Equipment | Control Panel,Power Distribution Panel | Power Distribution Panel |  | PDP | http://www.toronto.ca/TWONTO#LV_electrical_panel
96558 | YTF-ELS-PDP-1502 | Control Panel, Power Dist., Emergency Lighting Panel, Electrical Room C | YTF-ELS | Electrical Equipment | Control Panel,Power Distribution Panel | Power Distribution Panel |  | PDP | http://www.toronto.ca/TWONTO#LV_electrical_panel
96601 | FIS-ELS-PDP-0612 | Power Distribution Panel,Metering Building Main Floor,600V,200A,3ph,3W | {FIS-ELS-PDP} | Asset Group, Power Distribution Cabinets,600 V,Island WTP | Control Panel,Power Distribution Panel | Power Distribution Panel |  | PDP | http://www.toronto.ca/TWONTO#LV_electrical_panel
96602 | FIS-ELS-PDP-1000 | Power Distribution Panel,600 V,Workshop Building,Mezzanine,South | FIS-ELS | System, Electrical Distribution System | Control Panel,Power Distribution Panel | Power Distribution Panel |  | PDP | http://www.toronto.ca/TWONTO#LV_electrical_panel
96603 | FIS-ELS-PDP-1000 | Power Distribution Panel,600 V,Workshop Building,Mezzanine,South | FIS-ELS-CAB-6001 | ELS Cabinet,600 V,Workshop Building,Mezzanine,PDP Electrical Distribution Cabinet | Control Panel,Power Distribution Panel | Power Distribution Panel |  | PDP | http://www.toronto.ca/TWONTO#LV_electrical_panel
96604 | FIS-ELS-PDP-1100 | Power Distribution Panel,Workshop Building,Mezzanine,East Wall,South,600V, 400A,3ph,3W | {FIS-ELS-PDP} | Asset Group, Power Distribution Cabinets,600 V,Island WTP | Control Panel,Power Distribution Panel | Power Distribution Panel |  | PDP | http://www.toronto.ca/TWONTO#LV_electrical_panel
96605 | FIS-ELS-PDP-1100 | Power Distribution Panel,Workshop Building,Mezzanine,East Wall,South,600V, 400A,3ph,3W | FIS-ELS-CP-1100 | Control Panel,Electrical,Workshop Building,Mezzanine,East Wall,South,Load Shedding Motorized Breaker | Control Panel,Power Distribution Panel | Power Distribution Panel |  | PDP | http://www.toronto.ca/TWONTO#LV_electrical_panel
96606 | FIS-ELS-PDP-1101 | Power Distribution Panel,Workshop Building,Mezzanine,East Wall,North,347 / 600V,250A,3ph,3W | FIS-ELS-DS-1101 | Disconnect Switch, PDP-1101 Feed, Workshop Building, Workshop Building, Mezzanine | Control Panel,Power Distribution Panel | Power Distribution Panel |  | PDP | http://www.toronto.ca/TWONTO#LV_electrical_panel
96607 | FIS-ELS-PDP-1102 | Power Distribution Panel,Chemical Building,347 / 600V,250A,3ph,3W | {FIS-ELS-PDP} | Asset Group, Power Distribution Cabinets,600 V,Island WTP | Control Panel,Power Distribution Panel | Power Distribution Panel |  | PDP | http://www.toronto.ca/TWONTO#LV_electrical_panel
96608 | FIS-ELS-PDP-2000 | Power Distribution Panel,600 V,Workshop Building,Mezzanine,North | 16856 | Emergency Power, Diesel & UPS | Control Panel,Power Distribution Panel | Power Distribution Panel |  | PDP | http://www.toronto.ca/TWONTO#LV_electrical_panel
96609 | FIS-ELS-PDP-2100 | Power Distribution Panel,Machine Shop Corridor to Generator Room,600V, 400A,3ph,3W | {FIS-ELS-PDP} | Asset Group, Power Distribution Cabinets,600 V,Island WTP | Control Panel,Power Distribution Panel | Power Distribution Panel |  | PDP | http://www.toronto.ca/TWONTO#LV_electrical_panel
96610 | FIS-ELS-PDP-2101 | Power Distribution Panel,Generator Room,347 / 600V,250A,3ph,3W | {FIS-ELS-PDP} | Asset Group, Power Distribution Cabinets,600 V,Island WTP | Control Panel,Power Distribution Panel | Power Distribution Panel |  | PDP | http://www.toronto.ca/TWONTO#LV_electrical_panel
96611 | FIS-ELS-PDP-2101 | Power Distribution Panel,Generator Room,347 / 600V,250A,3ph,3W | FIS-ELS-CB-2100 | Circuit Breaker,600 V,Workshop Building,Mezzanine,North,Feeder Breaker,FIS-ELS-PDP-2100 | Control Panel,Power Distribution Panel | Power Distribution Panel |  | PDP | http://www.toronto.ca/TWONTO#LV_electrical_panel
96612 | FIS-ELS-PDP-2102 | Power Distribution Panel,Chemical Building,347 / 600V,250A,3ph,3W | {FIS-ELS-PDP} | Asset Group, Power Distribution Cabinets,600 V,Island WTP | Control Panel,Power Distribution Panel | Power Distribution Panel |  | PDP | http://www.toronto.ca/TWONTO#LV_electrical_panel
96613 | FIS-ELS-PDP-2102 | Power Distribution Panel,Chemical Building,347 / 600V,250A,3ph,3W | FIS-ELS-PDP-2101 | Power Distribution Panel,Generator Room,347 / 600V,250A,3ph,3W | Control Panel,Power Distribution Panel | Power Distribution Panel |  | PDP | http://www.toronto.ca/TWONTO#LV_electrical_panel
96710 | FIS-ELS-WR-0302 | Welding Receptacle, 600V, Raw Water Intake Building | FIS-ELS-MCC-0200 | MCC,600 V,Workshop Building,Mezzanine,West |  | Power Distribution Panel |  | WR | http://www.toronto.ca/TWONTO#welding_receptacle
96711 | FIS-ELS-WR-0603-SUS | Welding Receptacle, 600V, Marine Yard Building, North Wall, East | FIS-ELS-MCC-0600 | MCC,600 V,Filter Building,Mezzanine,West |  | Power Distribution Panel | 38544 | WR | http://www.toronto.ca/TWONTO#welding_receptacle
96712 | FIS-ELS-WR-0604 | Welding Receptacle, 600V, Marine Yard Building, South Wall, West | FIS-ELS-MCC-0600 | MCC,600 V,Filter Building,Mezzanine,West |  | Power Distribution Panel |  | WR | http://www.toronto.ca/TWONTO#welding_receptacle
105026 | PDP-8202 | Power Distribution Panel | WTR-107-MH-0401-SUS | Meter House, York Mills/Victoria Park | Control Panel,Lighting | Power Distribution Panel |  |  | http://www.toronto.ca/TWONTO#LV_electrical_panel
112620 | TAB-EL1-LP-0913B | Panel, Lighting, LP-0913B, Mechanical Room, Dig 9-12 Control Building. | TAB-EL1-LP-0913A | Panel, Lighting, LP-0913A, Sludge Heat Room, Dig 9-12 Control Building. | Control Panel,Lighting | Power Distribution Panel |  | LP | http://www.toronto.ca/TWONTO#LV_electrical_panel
112621 | TAB-EL1-LP-0913C | Panel, Lighting, LP-0913C, Dig 9-12 Control Building. | TAB-EL1-LP-0913A | Panel, Lighting, LP-0913A, Sludge Heat Room, Dig 9-12 Control Building. | Control Panel,Lighting | Power Distribution Panel |  | LP | http://www.toronto.ca/TWONTO#LV_electrical_panel
112623 | TAB-EL1-LP-2161 | Lighitng Panel, CTC elctrical room | TAB-ELS-WA7 | Equipment location, TAB-ELS-WA7, Electrical Equipment, Work Area7 ( Panelboards, MCC ) | Control Panel,Lighting | Power Distribution Panel |  | LP | http://www.toronto.ca/TWONTO#LV_electrical_panel
112624 | TAB-EL1-LP-6141A | Panel,Lighting,208-120V,Heat Trace Equip,Electrical Room,PRS Bldg | TAB-EL1-TR-6141A | Transformer,Lighting,3 phase,600V/120-208V ,LP-6141A,Heat Trace Loads,Electrical Room,PRS Bldg | Control Panel,Lighting | Power Distribution Panel |  | LP | http://www.toronto.ca/TWONTO#LV_electrical_panel
112625 | TAB-EL1-LP-6142A | Panel,Lighting,208-120V,Auxiliary Loads,Electrical Room,PRS Bldg | TAB-EL1-TR-6142A | Transformer,Lighting,3 phase,600V/120-208V ,LP-6142A,Auxiliary Loads,Electrical Room,PRS Bldg | Control Panel,Lighting | Power Distribution Panel |  | LP | http://www.toronto.ca/TWONTO#LV_electrical_panel
112626 | TAB-EL1-LP-6142B | Panel,Lighting,208-120V,Heat Trace Equip,Electrical Room,PRS Bldg | TAB-EL1-TR-6142B | Transformer,Lighting,3 phase,600V/120-208V ,LP-6142B,Heat Trace Loads,Electrical Room,PRS Bldg | Control Panel,Lighting | Power Distribution Panel |  | LP | http://www.toronto.ca/TWONTO#LV_electrical_panel
112628 | TAB-EL1-LP-6162A | Panel,Lighting,208-120V,Misc Loads,Ground Water PS | TAB-EL1-TR-6162A | Transformer,Lighting,3 phase,600V/120-208V ,LP-6162A,Misc Loads,Ground Water PS | Control Panel,Lighting | Power Distribution Panel |  | LP | http://www.toronto.ca/TWONTO#LV_electrical_panel
112629 | TAB-EL1-LP-6226 | Power Distribution Panel, 3 phase, Lighting, Electrical Room, D Bldg. | TAB-EL1-MCC-6226 | Motor Control Centre 600V - D Bldg | Circuit Breaker | Power Distribution Panel |  | LP | http://www.toronto.ca/TWONTO#LV_electrical_panel
112630 | TAB-EL1-LP-6632 | Lighting Panel,347/600 V,Electrical Room,Ground Floor,Grit Build,P Building | TAB-EL1-MCC-6634 | Motor Control Centre 600V - Galery 9 | Control Panel,Lighting | Power Distribution Panel |  | LP | http://www.toronto.ca/TWONTO#LV_electrical_panel
112631 | TAB-EL1-LP-6635 | Lighting Panel,120/208V,Grit Build,P Building | TAB-EL1-MCC-6631 | Control Panel, MCC,Electrical Room,Grit Build,P Building | Control Panel,Lighting | Power Distribution Panel |  | LP | http://www.toronto.ca/TWONTO#LV_electrical_panel
112632 | TAB-EL1-LP-6636A | Lighting Panel,120/208V,Primary Tanks 0008&0009,Gallery,Mezzanine Level,P Building | TAB-EL1-MCC-6634 | Motor Control Centre 600V - Galery 9 | Control Panel,Lighting | Power Distribution Panel |  | LP | http://www.toronto.ca/TWONTO#LV_electrical_panel
112633 | TAB-EL1-LP-6636B | Lighting Panel,120/208V,Primary Tanks 0008&0009,Gallery,Mezzanine Level,P Building | TAB-EL1-MCC-6634 | Motor Control Centre 600V - Galery 9 | Control Panel,Lighting | Power Distribution Panel |  | LP | http://www.toronto.ca/TWONTO#LV_electrical_panel
112634 | TAB-EL1-LP-6638 | Lighting Panel,120/208V,Lighting,Primary Tanks 0008&0009,Gallery,Mezzanine Level,P Building | TAB-EL1-MCC-6634 | Motor Control Centre 600V - Galery 9 | Control Panel,Lighting | Power Distribution Panel |  | LP | http://www.toronto.ca/TWONTO#LV_electrical_panel
112635 | TAB-EL1-LP-6638D | Lighting Panel,120/208V,Primary Tanks 0008&0009,Gallery,Mezzanine Level,P Building | TAB-EL1-MCC-6634 | Motor Control Centre 600V - Galery 9 | Control Panel,Lighting | Power Distribution Panel |  | LP | http://www.toronto.ca/TWONTO#LV_electrical_panel
112636 | TAB-EL1-LP-6642 | Lighting Panel,Mini Power Centre,600-120/208V,Grit Building Gallery,P Building | TAB-EL1-MCC-6674 | MCC,Electrical Room,Ground Floor,Grit Build,P Building | Control Panel,Lighting | Power Distribution Panel |  | LP | http://www.toronto.ca/TWONTO#LV_electrical_panel
112637 | TAB-EL1-LP-6644 | Lighting Panel,Mini Power Centre,600-120/208V,Grit Building Gallery,P Building | TAB-EL1-MCC-6674 | MCC,Electrical Room,Ground Floor,Grit Build,P Building | Control Panel,Lighting | Power Distribution Panel |  | LP | http://www.toronto.ca/TWONTO#LV_electrical_panel
112638 | TAB-EL1-LP-6646 | Lighting Panel,Heat Tracing,120/208V,Electrical Room,Ground Floor,Grit Build,P Building | TAB-EL1-MCC-6674 | MCC,Electrical Room,Ground Floor,Grit Build,P Building | Control Panel,Lighting | Power Distribution Panel |  | LP | http://www.toronto.ca/TWONTO#LV_electrical_panel
112639 | TAB-EL1-LP-6676 | Lighting Panel,Field,Emergency Generator Enclosure,GEN-6001,P Building | TAB-EL1-MCC-6674 | MCC,Electrical Room,Ground Floor,Grit Build,P Building | Control Panel,Lighting | Power Distribution Panel |  | LP | http://www.toronto.ca/TWONTO#LV_electrical_panel
112640 | TAB-EL1-LP-6678 | Lighting Panel,Lighting,120/208V,Emergency Power,Electrical Room,Ground Floor,Grit Build,P Building | TAB-EL1-MCC-6674 | MCC,Electrical Room,Ground Floor,Grit Build,P Building | Control Panel,Lighting | Power Distribution Panel |  | LP | http://www.toronto.ca/TWONTO#LV_electrical_panel
112641 | TAB-EL1-LP-6921 | Lighting Panel,Small Loads,120/208V,Electrical Room,Second Floor,Screen Build,P Building | TAB-EL1-MCC-6963 | MCC,Electrical Room,Second Floor,Screen Build,P Building | Control Panel,Lighting | Power Distribution Panel |  | LP | http://www.toronto.ca/TWONTO#LV_electrical_panel
112642 | TAB-EL1-LP-6926 | Lighting Panel,120/208V,Penthouse,Second Floor,Screen Build,P Building | TAB-EL1-MCC-6963 | MCC,Electrical Room,Second Floor,Screen Build,P Building | Control Panel,Lighting | Power Distribution Panel |  | LP | http://www.toronto.ca/TWONTO#LV_electrical_panel
112643 | TAB-EL1-LP-6927 | Lighting Panel,120/208V,Fed from TR-6927,Satelite Distribution Centre,P Building | TAB-EL1-TR-6927 | Transformer,30 KVA,600-120/208V for LP-6927,Satelite Distribution Centre,P Building | Control Panel,Lighting | Power Distribution Panel |  | LP | http://www.toronto.ca/TWONTO#LV_electrical_panel
112644 | TAB-EL1-LP-6928 | Lighting Panel,Small Loads,120/208V,Penthouse,Second Floor,Screen Build,P Building | TAB-EL1-MCC-6962 | MCC,Mechanical Room,Ground Floor,Screen Build,P Building | Control Panel,Lighting | Power Distribution Panel |  | LP | http://www.toronto.ca/TWONTO#LV_electrical_panel
112645 | TAB-EL1-LP-6951 | Lighting Panel,120/208V,Maintenance Room,Ground Floor,Workshop,P Building | TAB-EL1-MCC-6925 | MCC,Electrical Rm,Second Floor,Workshop,P Building | Control Panel,Lighting | Power Distribution Panel |  | LP | http://www.toronto.ca/TWONTO#LV_electrical_panel
112646 | TAB-EL1-LP-6955 | Lighting Panel,120/208V,Electrical Rm,Second Floor,Workshop,P Building | TAB-EL1-MCC-6993 | MCC,Electrical Rm,Second Floor,Workshop,P Building | Control Panel,Lighting | Power Distribution Panel |  | LP | http://www.toronto.ca/TWONTO#LV_electrical_panel
112787 | TAB-EL1-PDP-6123A | Power Distribution Panel, Aeration, | TAB-AER-OZ-ELQ | Electrical Equipment Location, Aeration West Quad House | Control Panel,Power Distribution Panel | Power Distribution Panel |  | PDP | http://www.toronto.ca/TWONTO#LV_electrical_panel
112788 | TAB-EL1-PDP-6123B | Power Distribution panel, Aeration | TAB-AER-OZ-ELQ | Electrical Equipment Location, Aeration West Quad House | Control Panel,Power Distribution Panel | Power Distribution Panel |  | PDP | http://www.toronto.ca/TWONTO#LV_electrical_panel
112789 | TAB-EL1-PDP-6142 | Panel,Power Distribution 600V,PRS Bldg | TAB-EL1-MCC-6126 | Motor Control Centre, 600V | Switchgear,Indoor | Power Distribution Panel |  | PDP | http://www.toronto.ca/TWONTO#LV_electrical_panel
112790 | TAB-EL1-PDP-6145E | Panel,Power Distribution 600V,PRS Bldg | TAB-EL1-MCC-6125E | Motor Control Centre, 600V Emergency feed | Switchgear,Indoor | Power Distribution Panel |  | PDP | http://www.toronto.ca/TWONTO#LV_electrical_panel
112792 | TAB-EL1-PDP-6162 | Panel,Power Distribution 600V,PRS Bldg | TAB-EL1-PDP-6142 | Panel,Power Distribution 600V,PRS Bldg | Switchgear,Indoor | Power Distribution Panel |  | PDP | http://www.toronto.ca/TWONTO#LV_electrical_panel
112793 | TAB-EL1-PDP-6226B | Power Distribution Panel, 3 phase, 208V, Electrical Room, D Bldg. | TAB-EL1-MCC-6226 | Motor Control Centre 600V - D Bldg | Circuit Breaker | Power Distribution Panel |  | PDP | http://www.toronto.ca/TWONTO#LV_electrical_panel
112794 | TAB-EL1-PDP-6226G | Power Distribution Panel, 3 phase, 208V, Dewatering Area | TAB-EL1-MCC-6226 | Motor Control Centre 600V - D Bldg | Circuit Breaker | Power Distribution Panel |  | PDP | http://www.toronto.ca/TWONTO#LV_electrical_panel
112799 | TAB-EL1-PDP-6627 | Panel, Power Distribution Panel, PDP-6627 Sludge Heater Room, Digester 9-12 Control Building. | TAB-EL1-MCC-6627 | Motor Control Centre | Control Panel | Power Distribution Panel |  | PDP | http://www.toronto.ca/TWONTO#LV_electrical_panel
112963 | TAB-EL1-WR-6927 | Receptacle,600V,Fed from PDP-6927,Satelite Distribution Centre,P Building | TAB-EL1-GEN-6001 | Generator, Standby Power, 600V 1000kw - P Bldg | Load Break Switch | Power Distribution Panel |  | WR | http://www.toronto.ca/TWONTO#welding_receptacle
113253 | TAB-EL3-LP-2102A | Lighting Panel,Indoor,Plant Services,Seawall Substation | TAB-EL3-TR-6102A | Transformer | Control Panel,Lighting | Power Distribution Panel |  | LP | http://www.toronto.ca/TWONTO#LV_electrical_panel
113254 | TAB-EL3-LP-2732 | Transformer,Indoor,Plant Water Pumping Station | TAB-EL3-TS-6732 | Automatic Transfer Switch,Indoor,Plant Water Pumping Station | Control Panel,Lighting | Power Distribution Panel |  | LP | ?
113255 | TAB-EL3-LP-6013A | Control Panel, Power Distribution, Auxiliary Systems Building, 2nd Floor | TAB-EL3-MCC-6013 | MCC, Auxilary Systems Building, 2nd Floor | Control Panel,Power Distribution Panel | Power Distribution Panel |  | LP | http://www.toronto.ca/TWONTO#LV_electrical_panel
113256 | TAB-EL3-LP-6014C | Control Panel, Power Distribution, Auxiliary Systems Building, 2nd Floor | TAB-EL3-MCC-6014 | MCC, Electrical Room, Auxiliary System Building 2nd Floor East | Control Panel,Power Distribution Panel | Power Distribution Panel |  | LP | http://www.toronto.ca/TWONTO#LV_electrical_panel
113257 | TAB-EL3-LP-6371 | Control Panel, Lighting, Waste Gas Burner Station | TAB-EL3-MCC-6326A | MCC | Control Panel,Power Distribution Panel | Power Distribution Panel |  | LP | http://www.toronto.ca/TWONTO#LV_electrical_panel
113258 | TAB-EL3-LP-6371 | Control Panel, Lighting, Waste Gas Burner Station | TAB-EL3-TR-6371 | Transformer, Power, Waste Gas Burner Station | Control Panel,Power Distribution Panel | Power Distribution Panel |  | LP | http://www.toronto.ca/TWONTO#LV_electrical_panel
113305 | TAB-EL3-PDP-6317G | Power Distribution Panel,Indoor Generator PDP,Plant Water Pumping Station | TAB-EL3-GEN-6317 | Generator,Outdoor,Plant Water Pumping Station |  | Power Distribution Panel |  | PDP | http://www.toronto.ca/TWONTO#LV_electrical_panel
113306 | TAB-EL3-PDP-6371 | Control Panel, Power Distribution, Waste Gas Burner Station | TAB-EL3-MCC-6326 | Motor Control Centre, Digester 19-22 bldg | Control Panel,Power Distribution Panel | Power Distribution Panel |  | PDP | http://www.toronto.ca/TWONTO#LV_electrical_panel
113307 | TAB-EL3-PDP-6371 | Control Panel, Power Distribution, Waste Gas Burner Station | TAB-EL3-MCC-6326A | MCC | Control Panel,Power Distribution Panel | Power Distribution Panel |  | PDP | http://www.toronto.ca/TWONTO#LV_electrical_panel
113433 | TAB-ELS-PDP-0401 | Power Distribution Panel, Bio-Solid Loading Bay, Main Floor | TAB-WA4-ELS | WA4 Electric Equipments | Control Panel | Power Distribution Panel |  | PDP | http://www.toronto.ca/TWONTO#LV_electrical_panel
114323 | TAB-PLT-CP-5590 | Control Panel, Pumps P-5590&5591, Vacuum Truck Unloading Bay | TAB-EL1-MCC-6228 | Motor Control Centre 600V - D Bldg | Control Panel,Electrical | Power Distribution Panel |  | CP | http://www.toronto.ca/TWONTO#process_control_panel
115989 | TAB-PRM-WR-0002 | Receptacle,600V,Fed From MCC-6631,Gallery,Primary Tank 0900,P Building | TAB-EL1-MCC-6631 | Control Panel, MCC,Electrical Room,Grit Build,P Building | Control Panel,Electrical | Power Distribution Panel |  | WR | http://www.toronto.ca/TWONTO#welding_receptacle
118780 | TAB-STR-PDP-0754 | Power Distribution Panel,600 V | TAB-AER-ELQ | Aeration - Electrical Equipment | Control Panel,Power Distribution Panel | Power Distribution Panel |  | PDP | http://www.toronto.ca/TWONTO#LV_electrical_panel
119980 | TAB-WA6-ELS-0100 | All Electrical Equipments common to Work Area 6 | TAB-WA6 | Common to Projects, Bldg. Services, Z Building | Electrical Power Line | Power Distribution Panel |  | ELS | http://www.toronto.ca/TWONTO#collection_of_assets
124748 | THC-ELS-LP-0702 | Lighting Panel, Access Building T15A, Phase I Secondary | THC-ELS-TR-0702 | Transformer, Lighting, Phase I Secondary |  | Power Distribution Panel |  | LP | http://www.toronto.ca/TWONTO#LV_electrical_panel
124753 | THC-ELS-LP-1201 | Lighting Panel, 120/208V, 3PH, 400A, Supply From TR-1201, Admin. Building Ground Floor, UPS Room | THC-ELS-MCC-1201 | Motor Control Center, Building K |  | Power Distribution Panel |  | LP | http://www.toronto.ca/TWONTO#LV_electrical_panel
124754 | THC-ELS-LP-1207 | Lighting Panel, Supply From LP-1201, Admin. Building Ground Floor, Electrical Room | THC-ELS-LP-1201 | Lighting Panel, 120/208V, 3PH, 400A, Supply From TR-1201, Admin. Building Ground Floor, UPS Room |  | Power Distribution Panel |  | LP | http://www.toronto.ca/TWONTO#LV_electrical_panel
124755 | THC-ELS-LP-1209 | Lighting Panel, Supply From LP-1201, Admin. Building Ground Floor, Print Room | THC-ELS-LP-1201 | Lighting Panel, 120/208V, 3PH, 400A, Supply From TR-1201, Admin. Building Ground Floor, UPS Room |  | Power Distribution Panel |  | LP | http://www.toronto.ca/TWONTO#LV_electrical_panel
124756 | THC-ELS-LP-1222 | Lighting Panel, Supply From TR-1222, Admin. Building Basement, Mechanical Room | THC-ELS-PDP-1222 | Power Distribution Panel, Supply From MCC-1202, Admin. Building Basement, Mechanical Room |  | Power Distribution Panel |  | LP | http://www.toronto.ca/TWONTO#LV_electrical_panel
124757 | THC-ELS-LP-1304 | Panel,Lighting,Basement,Thickening Building | THC-ELS-MCC-1304 | Motor Control Centre,Thickening Building | Control Panel,Lighting | Power Distribution Panel |  | LP | http://www.toronto.ca/TWONTO#LV_electrical_panel
124758 | THC-ELS-LP-1306 | Panel,Lighting,Ground Floor,Thickening Building | THC-ELS-MCC-1304 | Motor Control Centre,Thickening Building | Control Panel,Lighting | Power Distribution Panel |  | LP | http://www.toronto.ca/TWONTO#LV_electrical_panel
124759 | THC-ELS-LP-1308 | Panel,Lighting,Ground Floor,Thickening Building | THC-ELS-MCC-1304 | Motor Control Centre,Thickening Building | Control Panel,Lighting | Power Distribution Panel |  | LP | http://www.toronto.ca/TWONTO#LV_electrical_panel
124760 | THC-ELS-LP-1324 | Lighting Panel, Supply From TR-1322, Admin. Building Basement, Electrical Room | THC-ELS-PDP-1322 | Power Distribution Panel, Supply From MCC-1302, Admin. Building Basement, Electrical Room | Control Panel,Lighting | Power Distribution Panel |  | LP | http://www.toronto.ca/TWONTO#LV_electrical_panel
124764 | THC-ELS-LP-1610A | Lighting Panel,South Effluent Pumping Station,Electrical Room,Ground Floor | THC-ELS-TR-1610A | Transformer,South Effluent Pumping Station,Electrical Room,Ground Floor |  | Power Distribution Panel |  | LP | http://www.toronto.ca/TWONTO#LV_electrical_panel
124765 | THC-ELS-LP-1702T | Temporary Lighting Panel fed by TR-1702T,Biosolds Building (TEMP) | THC-ELS-PDP-1702T | Temporary 600V, 800A distribution panel,Biosolds Building (TEMP) |  | Power Distribution Panel |  | LP | http://www.toronto.ca/TWONTO#LV_electrical_panel
124767 | THC-ELS-LP-2202 | Panel.Lighting,Fed from MCC-2202,Sludge Storage Building | THC-ELS-MCC-2202 | Motor Control Centre,Sludge Storage Building | Control Panel,Lighting | Power Distribution Panel |  | LP | http://www.toronto.ca/TWONTO#LV_electrical_panel
124769 | THC-ELS-LP-2480 | Lighting Panel,Disinfection Building,Compressor Room,Ground Floor | THC-ELS-TR-2480A | Transformer,Disinfection Building,Compressor Room,Ground Floor |  | Power Distribution Panel |  | LP | http://www.toronto.ca/TWONTO#LV_electrical_panel
124773 | THC-ELS-LP-2523 | Lighting Panel, Primary Clarifier 11, HPU Building | THC-PRM-BLDG-HPU1100 | HPU Building 11 |  | Power Distribution Panel |  | LP | http://www.toronto.ca/TWONTO#LV_electrical_panel
124777 | THC-ELS-LP-2862A | Lighting Panel,Plant Stores,Utility Room | THC-ELS-TR-2862A | Transformer,Plant Stores,Utility Room |  | Power Distribution Panel |  | LP | http://www.toronto.ca/TWONTO#LV_electrical_panel
124778 | THC-ELS-LP-3809E | Lighting Panel, Supply From TR-3809E, Admin. Building Ground Floor, UPS Room | THC-ELS-MCC-3801E | Motor Control Centre, Supply From MCC-1103E, Admin Building Ground Floor, Electrical Room |  | Power Distribution Panel |  | LP | http://www.toronto.ca/TWONTO#LV_electrical_panel
124779 | THC-ELS-LP-3811A | Lighting Panel, Supply From UPS-3811E, Admin. Building Ground Floor, Equipment Room | THC-ELS-MCC-3801E | Motor Control Centre, Supply From MCC-1103E, Admin Building Ground Floor, Electrical Room |  | Power Distribution Panel |  | LP | http://www.toronto.ca/TWONTO#LV_electrical_panel
124780 | THC-ELS-LP-4023A | Lighting Panel, Mechanical Room #2, Headworks | THC-ELS-TR-4023A | Transformer, Lighting Panel, Mechanical Room 2, Headworks | Control Panel,Lighting | Power Distribution Panel |  | LP | http://www.toronto.ca/TWONTO#LV_electrical_panel
124781 | THC-ELS-LP-4024A | Lighting Panel, Electrical Room, Headworks | THC-ELS-TR-4024A | Transformer, Lighting Panel, Electrical Room, Headworks | Control Panel,Lighting | Power Distribution Panel |  | LP | http://www.toronto.ca/TWONTO#LV_electrical_panel
124782 | THC-ELS-LP-4024B | Lighting Panel, Electrical Room, Headworks | THC-ELS-TR-4024B | Transformer, Lighting Panel, Electrical Room, Headworks | Control Panel,Lighting | Power Distribution Panel |  | LP | http://www.toronto.ca/TWONTO#LV_electrical_panel
124783 | THC-ELS-LP-4024C | Lighting Panel, Mechanical Room #1, Headworks | THC-ELS-TR-4024C | Transformer, Lighting Panel, Mechanical Room 1, Headworks | Control Panel,Lighting | Power Distribution Panel |  | LP | http://www.toronto.ca/TWONTO#LV_electrical_panel
124784 | THC-ELS-LP-4043A | Lighting Panel, Storage Room, Headworks | THC-ELS-TR-4043A | Transformer, Lighting Panel, Storage Room, Headworks | Control Panel,Lighting | Power Distribution Panel |  | LP | http://www.toronto.ca/TWONTO#LV_electrical_panel
124785 | THC-ELS-LP-4044 | Control Panel,Power Distribution Panel, Ferrous Chloride Building | THC-ELS-TR-4044 | Transformer, Ferrous Chloride Building |  | Power Distribution Panel |  | LP | http://www.toronto.ca/TWONTO#LV_electrical_panel
124786 | THC-ELS-LP-5102A | Lighting Panel, Access House Tunnel 13-B | THC-ELS-TR-5102 | Lighting Transformer, | Control Panel,Lighting | Power Distribution Panel |  | LP | http://www.toronto.ca/TWONTO#LV_electrical_panel
124945 | THC-ELS-PDP-0122 | Control Panel,Power Distribution Panel, SE Plant Blowers Part 1 and Train #8 | THC-ELS-MCC-0102 | Control Panel,MCC, Building A Blower Area | Control Panel,Electrical | Power Distribution Panel |  | PDP | http://www.toronto.ca/TWONTO#LV_electrical_panel
124959 | THC-ELS-PDP-1221 | Power Distribution Panel, Supply From MCC-1201, Admin. Building, Ground Floor, UPS Room | THC-ELS-MCC-1201 | Motor Control Center, Building K |  | Power Distribution Panel |  | PDP | http://www.toronto.ca/TWONTO#LV_electrical_panel
124960 | THC-ELS-PDP-1301 | Panel,Distribution,Thickening Building | THC-ELS-MCC-1301 | Motor Control Centre,Thickening Building | Control Panel,Electrical | Power Distribution Panel |  | PDP | http://www.toronto.ca/TWONTO#LV_electrical_panel
124961 | THC-ELS-PDP-1702T | Temporary 600V, 800A distribution panel,Biosolds Building (TEMP) | THC-ELS-PDP-1002 | Panel,Power Distribution,600V Metal-Enclosed,Biosolids Building | Circuit Breaker | Power Distribution Panel |  | PDP | http://www.toronto.ca/TWONTO#LV_electrical_panel
124965 | THC-ELS-PDP-2522 | Power Distribution Panel, Primary Clarifier 1200, HPU Building, NW Plant | THC-PRM-BLDG-HPU1200 | HPU Building 12 | Control Panel,Power Distribution Panel | Power Distribution Panel |  | PDP | http://www.toronto.ca/TWONTO#LV_electrical_panel
124966 | THC-ELS-PDP-2610 | Power Distribution Panel,South Effluent Pumping Station,Electrical Room,Ground Floor | THC-DIS | Disinfection (Chlorination) Process |  | Power Distribution Panel |  | PDP | http://www.toronto.ca/TWONTO#LV_electrical_panel
124967 | THC-ELS-PDP-2861 | Power Distribution Panel,Sludge Storage Building | THC-ELS-MCC-2860 | Motor Control Center,Sludge Storage Building |  | Power Distribution Panel |  | PDP | http://www.toronto.ca/TWONTO#LV_electrical_panel
124968 | THC-ELS-PDP-2862 | Power Distribution Panel,Plant Stores,Utility Room | THC-ELS-MCC-2860 | Motor Control Center,Sludge Storage Building |  | Power Distribution Panel |  | PDP | http://www.toronto.ca/TWONTO#LV_electrical_panel
124969 | THC-ELS-PDP-4001 | Power Distribution Panel, Electrical Room, Headworks | THC-ELS-TR-4001 | Transformer, Power, Feeder 1, Headworks | Control Panel,Power Distribution Panel | Power Distribution Panel |  | PDP | http://www.toronto.ca/TWONTO#LV_electrical_panel
124970 | THC-ELS-PDP-4041 | Power Distribution Panel, Blower Room, Headworks | THC-ELS-MCC-4023 | Motor Control Centre, Electrical Room, Headworks | Control Panel,Power Distribution Panel | Power Distribution Panel |  | PDP | http://www.toronto.ca/TWONTO#LV_electrical_panel
124971 | THC-ELS-PDP-4043 | Power Distribution Panel, Storage Room, Headworks | THC-ELS-MCC-4023 | Motor Control Centre, Electrical Room, Headworks | Control Panel,Power Distribution Panel | Power Distribution Panel |  | PDP | http://www.toronto.ca/TWONTO#LV_electrical_panel
125170 | THC-ELS-VSS-4002 | Surge Protection Device, PDP-4002, Headworks | THC-ELS-PDP-4002 | Power Distribution Panel, Electrical Room, Headworks | Safety | Power Distribution Panel |  | VSS | http://www.toronto.ca/TWONTO#surge_suppressor
125177 | THC-ELS-WR-4022A | Welding Receptacle, 600V, MCC-4022, Electrical Room, Headworks | THC-ELS-MCC-4022 | Motor Control Centre, Electrical Room, Headworks | Welding Equipment | Power Distribution Panel |  | WR | http://www.toronto.ca/TWONTO#welding_receptacle
125182 | THC-EPG-LPG-2871A | Lighting Panel,Disinfection Building,Compressor Room,Ground Floor | THC-EPG-TR-2871A | Transformer,Disinfection Building,Compressor Room,Ground Floor |  | Power Distribution Panel |  | LPG | http://www.toronto.ca/TWONTO#LV_electrical_panel
125190 | THC-EPG-PDP-2871 | Emergency Distribution Panel,Disinfection Building,Compressor Room,Ground Floor | THC-EPG-MCC-2870 | Motor Control Center,NW Plant Aeration Building,Electrical Room |  | Power Distribution Panel |  | PDP | http://www.toronto.ca/TWONTO#LV_electrical_panel
129185 | THC-THK-ELQ-0001 | Electrical Services 110V-220v, Sludge Thickening | THC-THK-ELS | TWAS Elecftrical equipment Sludge Thickening |  | Power Distribution Panel |  | ELQ | http://www.toronto.ca/TWONTO#collection_of_assets
133917 | THR-DIS-CP-0001 | Panel,ControlPanel,Pump Skids, Disinfection Building Main Floor | THR-DIS-P-0110 | Pump, Diaphragm, Chemical Metering, Skid#1 Disinfection Building Main Floor | Control Panel,Power Distribution Panel | Power Distribution Panel |  | CP | http://www.toronto.ca/TWONTO#process_control_panel
133918 | THR-DIS-CP-0002 | Panel,ControlPanel,Pump Skids, Disinfection Building Main Floor | THR-DIS-P-0210 | Pump, Diaphragm, Chemical Metering, Skid#2 Disinfection Building Main Floor | Control Panel,Power Distribution Panel | Power Distribution Panel |  | CP | http://www.toronto.ca/TWONTO#process_control_panel
133919 | THR-DIS-CP-0002 | Panel,ControlPanel,Pump Skids, Disinfection Building Main Floor | THR-DIS-P-EFF | Pumps, Disinfection, Effluent | Control Panel,Power Distribution Panel | Power Distribution Panel |  | CP | http://www.toronto.ca/TWONTO#process_control_panel
133920 | THR-DIS-CP-0003 | Panel,ControlPanel,Pump Skids, Disinfection Building Main Floor | THR-DIS-P-EFF | Pumps, Disinfection, Effluent | Control Panel,Power Distribution Panel | Power Distribution Panel |  | CP | http://www.toronto.ca/TWONTO#process_control_panel
133921 | THR-DIS-CP-0004 | Panel,ControlPanel,Pump Skids, Disinfection Building Main Floor | THR-DIS-P-0410 | Pump, Diaphragm, Chemical Metering, Skid#4 Disinfection Building Main Floor | Control Panel,Power Distribution Panel | Power Distribution Panel |  | CP | http://www.toronto.ca/TWONTO#process_control_panel
133922 | THR-DIS-CP-0004 | Panel,ControlPanel,Pump Skids, Disinfection Building Main Floor | THR-DIS-P-NRAS | Pumps, Disinfection, North Return Activated Sludge | Control Panel,Power Distribution Panel | Power Distribution Panel |  | CP | http://www.toronto.ca/TWONTO#process_control_panel
133923 | THR-DIS-CP-0005 | Panel,ControlPanel,Pump Skids, Disinfection Building Main Floor | THR-DIS-P-0510 | Pump, Diaphragm, Chemical Metering, Skid#5 Disinfection Building Main Floor | Control Panel,Power Distribution Panel | Power Distribution Panel |  | CP | http://www.toronto.ca/TWONTO#process_control_panel
133924 | THR-DIS-CP-0006 | Panel,ControlPanel,Pump Skids, Disinfection Building Main Floor | THR-DIS-P-FPW | Pumps, Disinfection, Filtered Plant Water | Control Panel,Power Distribution Panel | Power Distribution Panel |  | CP | http://www.toronto.ca/TWONTO#process_control_panel
133925 | THR-DIS-CP-0009 | Panel, Control Panel, Transfer suction Valves, Disinfection Building Main Floor | THR-DIS | Disinfection | Control Panel,Power Distribution Panel | Power Distribution Panel |  | CP | http://www.toronto.ca/TWONTO#process_control_panel
133926 | THR-DIS-CP-0010 | Panel, Control Panel, V-0071&V-0081, North RAS Chlorination Injection Port #2,Final Tank Gallery T22 | THR-DIS | Disinfection | Control Panel,Power Distribution Panel | Power Distribution Panel |  | CP | http://www.toronto.ca/TWONTO#process_control_panel
133927 | THR-DIS-CP-0011 | Panel, Control Panel, Tanks 1-8, Disinfection Building Main Floor | THR-DIS | Disinfection | Control Panel,Power Distribution Panel | Power Distribution Panel |  | CP | http://www.toronto.ca/TWONTO#process_control_panel
133928 | THR-DIS-CP-0011 | Panel, Control Panel, Tanks 1-8, Disinfection Building Main Floor | THR-DIS-T-PP | Disinfection, Tank, Palace Pier | Control Panel,Power Distribution Panel | Power Distribution Panel |  | CP | http://www.toronto.ca/TWONTO#process_control_panel
133929 | THR-DIS-CP-0012 | Panel, Control Panel, Tanks 1-8, Disinfection Building outdoor | THR-DIS-T-PP | Disinfection, Tank, Palace Pier | Control Panel,Power Distribution Panel | Power Distribution Panel |  | CP | http://www.toronto.ca/TWONTO#process_control_panel
133934 | THR-DIS-CP-0620 | Panel, Control Panel, Master Control Panel, Electrical Room, Disinfection Building Main Floor | THR-DIS | Disinfection | Control Panel,Power Distribution Panel | Power Distribution Panel |  | CP | http://www.toronto.ca/TWONTO#process_control_panel
133935 | THR-DIS-CP-0620 | Panel, Control Panel, Master Control Panel, Electrical Room, Disinfection Building Main Floor | THR-DIS-T-PP | Disinfection, Tank, Palace Pier | Control Panel,Power Distribution Panel | Power Distribution Panel |  | CP | http://www.toronto.ca/TWONTO#process_control_panel
133936 | THR-DIS-CP-0810 | Panel, Control Panel, Pump 0810, Disinfection Building Main Floor North side | THR-DIS-P-SUMP | Disinfection - Pump, Sump | Control Panel | Power Distribution Panel |  | CP | http://www.toronto.ca/TWONTO#process_control_panel
133937 | THR-DIS-CP-0810 | Panel, Control Panel, Pump 0810, Disinfection Building Main Floor North side | THR-DIS-T-PP | Disinfection, Tank, Palace Pier | Control Panel | Power Distribution Panel |  | CP | http://www.toronto.ca/TWONTO#process_control_panel
133941 | THR-DIS-CP-0830 | Panel, Control Panel, Pump 0830, Disinfection Building Main Floor south side | THR-DIS | Disinfection | Control Panel,Power Distribution Panel | Power Distribution Panel |  | CP | http://www.toronto.ca/TWONTO#process_control_panel
133963 | THR-DIS-DP-0100 | Panel, Distribution Panel, Disinfection Building North Side | THR-DIS-P-S | Disinfection, Pumps, Sump & Chlorine Solution | Control Panel,Power Distribution Panel | Power Distribution Panel |  | DP | http://www.toronto.ca/TWONTO#LV_electrical_panel
133964 | THR-DIS-DP-0100 | Panel, Distribution Panel, Disinfection Building North Side | THR-DIS-P-SUS | Disinfection, Pumps, Sump & Chlorine Solution | Control Panel,Power Distribution Panel | Power Distribution Panel |  | DP | http://www.toronto.ca/TWONTO#LV_electrical_panel
134017 | THR-DIS-P-0820 | Pump, Centrifugal, Disinfection Building Main Floor south side | THR-DIS | Disinfection | Control Panel,Power Distribution Panel | Power Distribution Panel |  | P | http://www.toronto.ca/TWONTO#pump
134018 | THR-DIS-P-0820 | Pump, Centrifugal, Disinfection Building Main Floor south side | THR-DIS-CP-0820 | Panel, Control Panel Pump 0820 Disinfection Building Main Floor south side | Control Panel,Power Distribution Panel | Power Distribution Panel |  | P | http://www.toronto.ca/TWONTO#pump
134019 | THR-DIS-P-0820 | Pump, Centrifugal, Disinfection Building Main Floor south side | THR-DIS-P-SUMP | Disinfection - Pump, Sump | Control Panel,Power Distribution Panel | Power Distribution Panel |  | P | http://www.toronto.ca/TWONTO#pump
134712 | THR-ELS-DP-3503 | Distribution Panel 3503, SP RAS PS, Electrical Building/Existing Ozone Building | THR-ELS-RSPS | Electrical System, Returns Sludge Pumping Station |  | Power Distribution Panel |  | DP | http://www.toronto.ca/TWONTO#LV_electrical_panel
134713 | THR-ELS-DP-3601 | Distribution Panel, DP-3601, RAS PS, Electrical Room | THR-ELS-RSPS | Electrical System, Returns Sludge Pumping Station |  | Power Distribution Panel |  | DP | http://www.toronto.ca/TWONTO#LV_electrical_panel
134714 | THR-ELS-DP-3602 | Distribution Panel, DP-3602, RAS PS, Electrical Room | THR-ELS-RSPS | Electrical System, Returns Sludge Pumping Station |  | Power Distribution Panel |  | DP | http://www.toronto.ca/TWONTO#LV_electrical_panel
134715 | THR-ELS-DP-3702 | Distribution Panel 3702, SP Aeration Tank Electrical Building | THR-ELS-RSPS | Electrical System, Returns Sludge Pumping Station |  | Power Distribution Panel |  | DP | http://www.toronto.ca/TWONTO#LV_electrical_panel
134716 | THR-ELS-DP-3703 | Distribution Panel 3703, SP Aeration Tank Electrical Building | THR-ELS-RSPS | Electrical System, Returns Sludge Pumping Station |  | Power Distribution Panel |  | DP | http://www.toronto.ca/TWONTO#LV_electrical_panel
134717 | THR-ELS-DP-4000 | Distribution Panel,Old Main Sub Station | THR-ELS-TR-4000 | Transformer,Dry,600-208/120V,45KVA,LP4000 Feed,Old Main Sub Station |  | Power Distribution Panel |  | DP | http://www.toronto.ca/TWONTO#LV_electrical_panel
134878 | THR-ELS-LP-0510 | Lighting Panel, 120/208V, Control Room, West Substation | THR-ELS-PDP-0602 | Control Panel, Power Distribution Panel, Line 0105, 600V Switchgear, Electrical Room, West Substation | Control Panel,Power Distribution Panel | Power Distribution Panel |  | LP | http://www.toronto.ca/TWONTO#LV_electrical_panel
134880 | THR-ELS-LP-3221 | Panel, Power Distribution/Lighting, 208/120V, MCC3221 Panel, North Grit MCC3221 Panel | THR-ELS-PDP-0602 | Control Panel, Power Distribution Panel, Line 0105, 600V Switchgear, Electrical Room, West Substation | Control Panel,Power Distribution Panel | Power Distribution Panel |  | LP | http://www.toronto.ca/TWONTO#LV_electrical_panel
134881 | THR-ELS-LP-3221SE | Lighting Panel, 120/208V, North Grit Bldg, Old Blower room | THR-ELS-TR-3221 | Transformer 600V/120-208V, Power, PDP-3221, North Grit Electrical Room MCC-3221 | Control Panel,Electrical | Power Distribution Panel | 40971 | LP | http://www.toronto.ca/TWONTO#LV_electrical_panel
134882 | THR-ELS-LP-3221SE | Lighting Panel, 120/208V, North Grit Bldg, Old Blower room | THR-S-E | SUSPENDED ENTITY | Control Panel,Electrical | Power Distribution Panel | 40971 | LP | http://www.toronto.ca/TWONTO#LV_electrical_panel
134887 | THR-ELS-LP-9583 | Lighting Panel, Control Panel Bldg, East Wall | THR-ELS-MCC-3402 | Control Panel, MCC 3402, Digesters, Tanks 0700 & 0800 | Control Panel,Electrical | Power Distribution Panel |  | LP | http://www.toronto.ca/TWONTO#LV_electrical_panel
134888 | THR-ELS-LP-9583 | Lighting Panel, Control Panel Bldg, East Wall | THR-ELS-UPS-9563 | Uninterruptible Power Supply, Digester, Electrical Room/ MCC for Digester Tanks 7-8 Ground Level | Control Panel,Electrical | Power Distribution Panel |  | LP | http://www.toronto.ca/TWONTO#LV_electrical_panel
135000 | THR-ELS-PDP-0203 | Panel, Distribution Power,New Maint. Bldg(600V DISTRIBUTION PANE) | THR-RSPS-CR | New Returns Control Room | Air Handling Unit,Draw Thru | Power Distribution Panel |  | PDP | http://www.toronto.ca/TWONTO#LV_electrical_panel
135001 | THR-ELS-PDP-0501 | Control Panel, Power Distribution Panel, Line 0103, 600V Switchgear, Electrical Room, West Substation | THR-ELS-WS | Electrical System, West Substation | Control Panel,MCC | Power Distribution Panel |  | PDP | http://www.toronto.ca/TWONTO#LV_electrical_panel
135002 | THR-ELS-PDP-0602 | Control Panel, Power Distribution Panel, Line 0105, 600V Switchgear, Electrical Room, West Substation | THR-ELS-WS | Electrical System, West Substation | Control Panel,MCC | Power Distribution Panel |  | PDP | http://www.toronto.ca/TWONTO#LV_electrical_panel
135003 | THR-ELS-PDP-0701S | Control Panel, Power Distribution Panel, Line 0701, Return Activated Sludge 600V Switchgear, Indoor | THR-ELS-TB-0708S | Circuit Breaker, Tie, Return Activated Sludge 600V Switchgear, Indoor | Control Panel,Power Distribution Panel | Power Distribution Panel | 39048 | PDP | http://www.toronto.ca/TWONTO#LV_electrical_panel
135004 | THR-ELS-PDP-0802 | Control Panel, Power Distribution Panel, Line 0802, Return Activated Sludge 600V Switchgear | THR-ELS-TR-0800S | Transformer, Power, Dry, Line 0800, Return Activated Sludge 600V Switchgear, Indoor | Control Panel,Power Distribution Panel | Power Distribution Panel |  | PDP | http://www.toronto.ca/TWONTO#LV_electrical_panel
135005 | THR-ELS-PDP-0802S | Control Panel, Power Distribution Panel, Line 0802, Return Activated Sludge 600V Switchgear, Indoor | THR-ELS-RSPS | Electrical System, Returns Sludge Pumping Station | Control Panel,Power Distribution Panel | Power Distribution Panel | 39050 | PDP | http://www.toronto.ca/TWONTO#LV_electrical_panel
135006 | THR-ELS-PDP-1002 | Control Panel, Power Distribution Panel, Line 1002, Odour Control 600V Switchgear | THR-ELS-OCS | Electrical System, Odour Control System | Control Panel,Power Distribution Panel | Power Distribution Panel |  | PDP | http://www.toronto.ca/TWONTO#LV_electrical_panel
135007 | THR-ELS-PDP-1002S | Control Panel, Power Distribution Panel, Line 1002, Odour Control 600V Switchgear, Indoor | THR-ELS-OCS | Electrical System, Odour Control System | Control Panel,Power Distribution Panel | Power Distribution Panel | 39052 | PDP | http://www.toronto.ca/TWONTO#LV_electrical_panel
135008 | THR-ELS-PDP-2501 | Control Panel, Power Distribution Panel, Line 2501, Administration Building 600V Switchgear, Indoor | THR-ELS-ADM | Electrical System, Administration Building | Control Panel,Power Distribution Panel | Power Distribution Panel |  | PDP | http://www.toronto.ca/TWONTO#LV_electrical_panel
135009 | THR-ELS-PDP-2602 | Control Panel, Power Distribution Panel, Line 2602, Administration Building 600V Switchgear, Indoor | THR-ELS-ADM | Electrical System, Administration Building | Control Panel,Power Distribution Panel | Power Distribution Panel |  | PDP | http://www.toronto.ca/TWONTO#LV_electrical_panel
135010 | THR-ELS-PDP-2910 | Panel, Power Distribution, 600V, Electrical Room Head House | THR-ELS-GRIT | Electrical System, Grit Bldg., North Prelimanry and Primary Station | Control Panel,Power Distribution Panel | Power Distribution Panel |  | PDP | http://www.toronto.ca/TWONTO#LV_electrical_panel
135011 | THR-ELS-PDP-2922 | Panel, Power Distribution, 208V, Electrical Room Head House MCC-2922 | THR-ELS-HH | Electrical System, Head House and Engine Room | Control Panel,Power Distribution Panel | Power Distribution Panel |  | PDP | http://www.toronto.ca/TWONTO#LV_electrical_panel
135012 | THR-ELS-PDP-2922A | Panel, Power, Distribution 208V, Electrical Room Head House MCC-2922 | THR-ELS-HH | Electrical System, Head House and Engine Room | Control Panel,Power Distribution Panel | Power Distribution Panel |  | PDP | http://www.toronto.ca/TWONTO#LV_electrical_panel
135013 | THR-ELS-PDP-3210 | Panel, Power Distribution, 600V, Electrical Room North Grit | THR-ELS-GRIT | Electrical System, Grit Bldg., North Prelimanry and Primary Station | Control Panel,Power Distribution Panel | Power Distribution Panel |  | PDP | http://www.toronto.ca/TWONTO#LV_electrical_panel
135014 | THR-ELS-PDP-3221A | Panel, Power Distribution 600V, North Grit Old Blower Room MCC-3221 | THR-ELS-GRIT | Electrical System, Grit Bldg., North Prelimanry and Primary Station | Control Panel,Power Distribution Panel | Power Distribution Panel |  | PDP | http://www.toronto.ca/TWONTO#LV_electrical_panel
135015 | THR-ELS-PDP-3221C | Panel, Power Distribution/Lighting 208/120V, North Grit Loading Bay | THR-ELS-PDP-3221B | Panel, Power Distribution/Lighting 208/120V, North Grit Old Blower Room | Control Panel,Power Distribution Panel | Power Distribution Panel |  | PDP | http://www.toronto.ca/TWONTO#LV_electrical_panel
135016 | THR-ELS-PDP-3222 | Lighting Panel, 120/208V, North Grit Old Blower Room | THR-ELS-TR-3222 | Transformer 600V/120-208V, Power, PDP-3222, North Grit Old Blower Room | Control Panel,Power Distribution Panel | Power Distribution Panel |  | PDP | http://www.toronto.ca/TWONTO#LV_electrical_panel
135017 | THR-ELS-PDP-3222A | Panel, Power Distribution/Lighting 208V/120V, North Grit Old Blower Room | THR-ELS-TR-3222A | Transformer 600V/120-208V, Power, PDP-3222A, North Grit Old Blower Room | Control Panel,Power Distribution Panel | Power Distribution Panel |  | PDP | http://www.toronto.ca/TWONTO#LV_electrical_panel
135018 | THR-ELS-PDP-3222B | Panel, Power Distribution 600V,North Grit Bldg,Old Blower Room | THR-ELS-GRIT | Electrical System, Grit Bldg., North Prelimanry and Primary Station | Control Panel,Power Distribution Panel | Power Distribution Panel |  | PDP | http://www.toronto.ca/TWONTO#LV_electrical_panel
140580 | TNT-ELS-LP-2101A | 208/120V Lighting Panel | TNT-ELS-TR-6101A | 600-208/120V Transformer | Control Panel,Lighting | Power Distribution Panel |  | LP | http://www.toronto.ca/TWONTO#LV_electrical_panel
140581 | TNT-ELS-LP-2101B | 208/120V Lighting Panel | TNT-ELS-TR-6101B | 600-208/120V Transformer | Control Panel,Lighting | Power Distribution Panel |  | LP | http://www.toronto.ca/TWONTO#LV_electrical_panel
140582 | TNT-ELS-LP-2104B | 208/120V Lighting Panel | TNT-ELS-TR-6104B | 600-208/120V Transformer | Control Panel,Lighting | Power Distribution Panel |  | LP | http://www.toronto.ca/TWONTO#LV_electrical_panel
140583 | TNT-ELS-LP-4001 | Lighting Panel, Laboratory | TNT-ELS-MCC-4001 | Control Centre, Motor, Pumping System Control, Laboratory | Control Panel,Lighting | Power Distribution Panel |  | LP | http://www.toronto.ca/TWONTO#LV_electrical_panel
140600 | TNT-ELS-PDP-6121 | 600V Power Distribution Panel | TNT-ELS-MCC-6101 | Control Centre, Motor, Electrical Sub-Station | Control Panel,Power Distribution Panel | Power Distribution Panel |  | PDP | http://www.toronto.ca/TWONTO#LV_electrical_panel
142106 | WTR-194-PDP-0006A | Panel, Electrical Distribution | WTR-317-CH-0004 | Chamber,Revenue Meter,Keele Reservoir, Valve House, North of the Station | Control Panel,Power Distribution Panel | Power Distribution Panel |  | PDP | http://www.toronto.ca/TWONTO#LV_electrical_panel
143314 | WTR-PDS-LP-0001 | Control Panel | WTR-PDS-TR-0102 | Transformer, Lighting, 15 kVA,600-208/120 V,3phase,4W | Control Panel,Power Distribution Panel | Power Distribution Panel |  | LP | http://www.toronto.ca/TWONTO#LV_electrical_panel
145820 | WTR-PRH-DP-0001 | Panel, Power Distribution, Control, Generator Room | WTR-PRH-ACC | Air Conditioning, Heating and Ventilation | Control Panel,Power Distribution Panel | Power Distribution Panel |  | DP | http://www.toronto.ca/TWONTO#LV_electrical_panel
145821 | WTR-PRH-DP-0200 | Panel, Distribution, 600V, Control, Existing Pumping Station | WTR-PRH-ACC | Air Conditioning, Heating and Ventilation | Control Panel,Power Distribution Panel | Power Distribution Panel |  | DP | http://www.toronto.ca/TWONTO#LV_electrical_panel
147173 | WTR-RRH-DP-0001 | Distribution Panel, Power, 600V, Rosehill Reservoir, Valve House, Electrical Room | WTR-RRH-ELS | Electrical System | Control Panel,Power Distribution Panel | Power Distribution Panel |  | DP | http://www.toronto.ca/TWONTO#LV_electrical_panel
147754 | YTF-ELS-DP-0204 | Control Panel, Power Dist., Manual Isolation Panel, Transfer Switch and Generator | YTF-ELS | Electrical Equipment | Control Panel,Power Distribution Panel | Power Distribution Panel |  | DP | http://www.toronto.ca/TWONTO#LV_electrical_panel
147756 | YTF-ELS-PDP-0501 | Control Panel, Power Dist., Electrical Room C | YTF-ELS | Electrical Equipment | Control Panel,Power Distribution Panel | Power Distribution Panel |  | PDP | http://www.toronto.ca/TWONTO#LV_electrical_panel
147757 | YTF-ELS-PDP-0503 | Control Panel, Power Dist., Lighting Panel B Building Office Area, Electrical Room C | YTF-ELS | Electrical Equipment | Control Panel,Power Distribution Panel | Power Distribution Panel |  | PDP | http://www.toronto.ca/TWONTO#LV_electrical_panel
147758 | YTF-ELS-PDP-0601 | Control Panel, Power Dist., Mechanical Equipment, Electrical Panels A Building | YTF-ELS | Electrical Equipment | Control Panel,Power Distribution Panel | Power Distribution Panel |  | PDP | http://www.toronto.ca/TWONTO#LV_electrical_panel
147759 | YTF-ELS-PDP-0602 | Control Panel, Power Dist., Lighting Panel, Electrical Panels A Building | YTF-ELS | Electrical Equipment | Control Panel,Power Distribution Panel | Power Distribution Panel |  | PDP | http://www.toronto.ca/TWONTO#LV_electrical_panel
147760 | YTF-ELS-PDP-0702 | Control Panel, Power Dist., Mechanical Equipment, RN146, Electrical Panels Warehouse | YTF-ELS | Electrical Equipment | Control Panel,Power Distribution Panel | Power Distribution Panel |  | PDP | http://www.toronto.ca/TWONTO#LV_electrical_panel
147761 | YTF-ELS-PDP-0801 | Control Panel, Power Dist., Electrical Panels Warehouse | YTF-ELS | Electrical Equipment | Control Panel,Power Distribution Panel | Power Distribution Panel |  | PDP | http://www.toronto.ca/TWONTO#LV_electrical_panel
147762 | YTF-ELS-PDP-0901 | Control Panel, Power Dist., Warehouse Mechanical, Main Electrical Service | YTF-ELS | Electrical Equipment | Control Panel,Power Distribution Panel | Power Distribution Panel |  | PDP | http://www.toronto.ca/TWONTO#LV_electrical_panel
147763 | YTF-ELS-PDP-1301 | Control Panel, Power Dist., A Building Electrical Room, Electrical Panels Warehouse | YTF-ELS | Electrical Equipment | Control Panel,Power Distribution Panel | Power Distribution Panel |  | PDP | http://www.toronto.ca/TWONTO#LV_electrical_panel
147764 | YTF-ELS-PDP-1401A | Control Panel, Power Dist., Electrical Room, Electrical Panels A Building | YTF-ELS | Electrical Equipment | Control Panel,Power Distribution Panel | Power Distribution Panel |  | PDP | http://www.toronto.ca/TWONTO#LV_electrical_panel
147765 | YTF-ELS-PDP-1401B | Control Panel, Power Dist., Electrical Room, Electrical Panels A Building | YTF-ELS | Electrical Equipment | Control Panel,Power Distribution Panel | Power Distribution Panel |  | PDP | http://www.toronto.ca/TWONTO#LV_electrical_panel
147766 | YTF-ELS-PDP-1402 | Control Panel, Power Dist., Emergency Lighting Panel, Electrical Panels A Building | YTF-ELS | Electrical Equipment | Control Panel,Power Distribution Panel | Power Distribution Panel |  | PDP | http://www.toronto.ca/TWONTO#LV_electrical_panel
147767 | YTF-ELS-PDP-1501 | Control Panel, Power Dist., Emergency Power Panel, Electrical Room C | YTF-ELS | Electrical Equipment | Control Panel,Power Distribution Panel | Power Distribution Panel |  | PDP | http://www.toronto.ca/TWONTO#LV_electrical_panel
147768 | YTF-ELS-PDP-1601 | Control Panel, Power Dist., A Building Server Room, Electrical Panels Warehouse | YTF-ELS | Electrical Equipment | Control Panel,Power Distribution Panel | Power Distribution Panel |  | PDP | http://www.toronto.ca/TWONTO#LV_electrical_panel
147769 | YTF-ELS-PDP-1701 | Control Panel, Power Dist., A Building Server Room, Electrical Panels Warehouse | YTF-ELS | Electrical Equipment | Control Panel,Power Distribution Panel | Power Distribution Panel |  | PDP | http://www.toronto.ca/TWONTO#LV_electrical_panel

## Filter (hidden)
Column1 | Entity_number | Description | Parent | Parent_Description | Category | Class | Suspended | Tag | Valid_Class
2721 | COL-MTI-F-1401C | Filter, High Pressure, Hydraulic Pump P-1401C Discharge, Outdoor Kiosk, MTI Chamber CH-1400C | COL-MTI-CH-1400C | Chamber,Rosedale Valley Control Chamber No.14C, MTI |  | Filter |  | F | http://www.toronto.ca/TWONTO#replaceable_oil_or_fuel_filter
2722 | COL-MTI-F-1402C | Filter, High Pressure, Hydraulic Pump P-1402C Discharge, Outdoor Kiosk, MTI Chamber CH-1400C | COL-MTI-CH-1400C | Chamber,Rosedale Valley Control Chamber No.14C, MTI |  | Filter |  | F | http://www.toronto.ca/TWONTO#replaceable_oil_or_fuel_filter
2723 | COL-MTI-F-3401 | Filter, High Pressure HPU, Tank, MTI Chamber CH-3400 | COL-MTI-CH-3400 | Chamber,Parkside St. Control Chamber No.34, MTI | Filter | Filter |  | F | http://www.toronto.ca/TWONTO#replaceable_oil_or_fuel_filter
2830 | COL-MTI-PSH-2000 | Hydraulic Filter Plugged, Victoria St. Control Chamber #20 | COL-MTI-CH-2000 | Chamber,Victoria St. Control Chamber No.20, MTI |  | Filter |  | PSH | http://www.toronto.ca/TWONTO#replaceable_oil_or_fuel_filter
4356 | COL-PLB-F-0001 | Filter, Fuel | COL-PLB | Long Branch Pumping Station | Filter | Filter | 34544 | F | http://www.toronto.ca/TWONTO#replaceable_oil_or_fuel_filter
4357 | COL-PLB-F-0001 | Filter, Fuel | COL-PLB-SUSPENDED | Longbranch P.S.suspended entities | Filter | Filter | 34544 | F | http://www.toronto.ca/TWONTO#replaceable_oil_or_fuel_filter
7411 | COL-RBB-F-0001 | Filter,Passive Carbon filter,Shaft Roof | COL-RBB-MISC | Miscellaneous Equipment |  | Filter |  | F | media_based_filter
9939 | FCL-AI-F-0002 | Filter, Instrument Air, Compressor C-0101 Discharge, High Lift Building, Compressor Room | FCL-TRW-C-0101 | Compressor, Service Air Monitoring - High Lift | Filter | Filter |  | F | http://www.toronto.ca/TWONTO#replaceable_air_filter
9940 | FCL-AI-F-0003 | Filter, Instrument Air, Compressor C-0201 Discharge, High Lift Building, Compressor Room | FCL-TRW-C-0102 | Compressor, Service Air Monitoring - High Lift | Filter | Filter |  | F | http://www.toronto.ca/TWONTO#replaceable_air_filter
9941 | FCL-AI-F-0201 | Filter, Instrument Air, Dry Chemical Building, Ground Floor | FCL-SA | Service Air | Filter | Filter |  | F | http://www.toronto.ca/TWONTO#replaceable_air_filter
10809 | FCL-CLA-F-0101 | Filter, Chlorine Gas, Discharge, CLA Evaporator 0101, Chlorination System | FCL-CLA-CHL-0101 | Chlorinator, Chlorine Gas, Chlorination System | Filter | Filter |  | F | http://www.toronto.ca/TWONTO#replaceable_air_filter
10810 | FCL-CLA-F-0201 | Filter, Chlorine Gas, CLA Evaporator 0201, Chlorination System | FCL-CLA-CHL-0201 | Chlorinator, Chlorine Gas, Chlorination System | Filter | Filter |  | F | http://www.toronto.ca/TWONTO#replaceable_air_filter
11241 | FCL-DCL-F-0301 | Filter, Discharge, Evaporator 0301, Sulpher Dioxide System | FCL-DCL-SO-0301 | Sulphonator, Sulphur Dioxide System, Machine Room,Gaseous Chemical Building | Filter | Filter |  | F | http://www.toronto.ca/TWONTO#replaceable_air_filter
11242 | FCL-DCL-F-0401 | Filter, Discharge,Evaporator 0101, Sulphonator 0401,RMF Dechlorin.,Machine Rm, Gaseous Chemical Bldg | FCL-DCL-SO-0401 | Sulphonator, RMF Dechlorination, Machine Room,Gaseous Chemical Building | Filter | Filter |  | F | http://www.toronto.ca/TWONTO#replaceable_air_filter
11607 | FCL-ELS-F-0201 | Filter, Suction, Pump 0200, Emergency Power Generator Monitoring | FCL-ELS-PS-0003 | Emergency Power | Filter | Filter |  | F | http://www.toronto.ca/TWONTO#replaceable_oil_or_fuel_filter
12307 | FCL-FLT-F-0101 | Filter, Carbon Activated, Filter Building, Filter Gallery West | FCL-FLT | Filtration | Filter | Filter |  | F | media_based_filter
12309 | FCL-FLT-F-0401 | Filter, Carbon Activated, Filter Building, Filter Gallery East | FCL-FLT | Filtration | Filter | Filter |  | F | media_based_filter
12310 | FCL-FLT-F-0601 | Filter, Carbon Activated, Filter Building, Filter Gallery East | FCL-FLT | Filtration | Filter | Filter |  | F | media_based_filter
12311 | FCL-FLT-F-0701 | Filter, Carbon Activated, Filter Building, Filter Gallery West | FCL-FLT | Filtration | Filter | Filter |  | F | media_based_filter
12312 | FCL-FLT-F-0801 | Filter, Carbon Activated, Filter Building, Filter Gallery East | FCL-FLT | Filtration | Filter | Filter |  | F | media_based_filter
12313 | FCL-FLT-F-1001 | Filter, Carbon Activated, Filter Building, Filter Gallery East | FCL-FLT | Filtration | Filter | Filter |  | F | media_based_filter
12315 | FCL-FLT-F-1101 | Filter, Carbon Activated, Filter Building, Filter Gallery West | FCL-FLT | Filtration | Filter | Filter |  | F | media_based_filter
12321 | FCL-FLT-F-1601 | Filter, Carbon Activated, Filter Building, Filter Gallery East | FCL-FLT | Filtration | Filter | Filter |  | F | media_based_filter
12424 | FCL-FLT-SW-0101-SUS | Sweeps, Surface Wash, Filter #1- | FCL-FLT-F-0101 | Filter, Carbon Activated, Filter Building, Filter Gallery West | Filter | Filter | 36632 | SW | filter_sweeping_arm
12425 | FCL-FLT-SW-0301-SUS | Sweeps, Surface Wash, Filter #3 | FCL-FLT-F-0301 | Filter, Carbon Activated, Filter Building, Filter Gallery West | Filter | Filter | 36634 | SW | filter_sweeping_arm
12426 | FCL-FLT-SW-0301-SUS | Sweeps, Surface Wash, Filter #3 | FCL-SUSPENDED | Suspended entity | Filter | Filter | 36634 | SW | filter_sweeping_arm
12427 | FCL-FLT-SW-0601-SUS | Sweeps, Surface Wash, Filter #6 | FCL-FLT-F-0601 | Filter, Carbon Activated, Filter Building, Filter Gallery East | Filter | Filter | 36637 | SW | filter_sweeping_arm
12428 | FCL-FLT-SW-0701 | Sweeps, Surface Wash, Filter #7 | FCL-FLT-F-0701 | Filter, Carbon Activated, Filter Building, Filter Gallery West | Filter | Filter |  | SW | filter_sweeping_arm
12429 | FCL-FLT-SW-0801-SUS | Sweeps, Surface Wash, Filter #8 | FCL-SUSPENDED | Suspended entity | Filter | Filter | 36638 | SW | filter_sweeping_arm
12430 | FCL-FLT-SW-0901-SUS | Sweeps, Surface Wash, Filter #9 | FCL-FLT-F-0901 | Filter, Carbon Activated, Filter Building, Filter Gallery West | Filter | Filter | 36639 | SW | filter_sweeping_arm
12431 | FCL-FLT-SW-1001-SUS | Sweeps, Surface Wash, Filter #10 | FCL-FLT-F-1001 | Filter, Carbon Activated, Filter Building, Filter Gallery East | Filter | Filter | 36640 | SW | filter_sweeping_arm
12432 | FCL-FLT-SW-1201-SUS | Sweeps, Surface Wash, Filter #12 | FCL-SUSPENDED | Suspended entity | Filter | Filter | 36641 | SW | filter_sweeping_arm
12433 | FCL-FLT-SW-1301-SUS | Sweeps, Surface Wash, Filter #13 | FCL-SUSPENDED | Suspended entity | Filter | Filter | 36642 | SW | filter_sweeping_arm
12434 | FCL-FLT-SW-1401-SUS | Sweeps, Surface Wash, Filter #14 | FCL-FLT-F-1401 | Filter, Carbon Activated, Filter Building, Filter Gallery East | Filter | Filter | 36643 | SW | filter_sweeping_arm
12435 | FCL-FLT-SW-1401-SUS | Sweeps, Surface Wash, Filter #14 | FCL-SUSPENDED | Suspended entity | Filter | Filter | 36643 | SW | filter_sweeping_arm
12436 | FCL-FLT-SW-1501-SUS | Sweeps, Surface Wash, Filter #15 | FCL-SUSPENDED | Suspended entity | Filter | Filter | 36644 | SW | filter_sweeping_arm
12437 | FCL-FLT-SW-1601-SUS | Sweeps, Surface Wash, Filter #16 | FCL-SUSPENDED | Suspended entity | Filter | Filter | 36645 | SW | filter_sweeping_arm
12438 | FCL-FLT-SW-1701-SUS | Sweeps, Surface Wash, Filter #17 | FCL-FLT-F-1701 | Filter, Carbon Activated, Filter Building, Filter Gallery West | Filter | Filter | 36646 | SW | filter_sweeping_arm
12439 | FCL-FLT-SW-1701-SUS | Sweeps, Surface Wash, Filter #17 | FCL-SUSPENDED | Suspended entity | Filter | Filter | 36646 | SW | filter_sweeping_arm
12440 | FCL-FLT-SW-1801-SUS | Sweeps, Surface Wash, Filter #18 | FCL-FLT-F-1801 | Filter, Carbon Activated, Filter Building, Filter Gallery East | Filter | Filter | 36647 | SW | filter_sweeping_arm
12756 | FCL-PAC-F-0201 | Filter, Intake, Air Blower BL-0201, Dry Chemical Building Basement | FCL-PAC | Taste and Odour Control (PAC) | Filter | Filter |  | F | http://www.toronto.ca/TWONTO#replaceable_air_filter
12757 | FCL-PAC-F-0201 | Filter, Intake, Air Blower BL-0201, Dry Chemical Building Basement | FCL-ZMC | Zebra Mussel Control | Filter | Filter |  | F | http://www.toronto.ca/TWONTO#replaceable_air_filter
12758 | FCL-PAC-F-0301 | Filter, Intake, Air Blower BL-0301, Dry Chemical Building Basement | FCL-PAC | Taste and Odour Control (PAC) | Filter | Filter |  | F | http://www.toronto.ca/TWONTO#replaceable_air_filter
12759 | FCL-PAC-F-0301 | Filter, Intake, Air Blower BL-0301, Dry Chemical Building Basement | FCL-PAC-FN-0301 | Dust Control, Storage Tank Dust Collector DCU-0301, Dry Chemical Building Basement | Filter | Filter |  | F | http://www.toronto.ca/TWONTO#replaceable_air_filter
13131 | FCL-SA-F-0302 | Filter, Second Service Air System, Service Air Monitoring - Low Lift Pumps, Dry Chemicals and Screen Room | FCL-SA | Service Air | Filter | Filter |  | F | http://www.toronto.ca/TWONTO#replaceable_air_filter
15105 | FHA-BW-F-1100 | Filter, Air Intake, Filter Building,Blower, BL-1100 | FHA-BW | Backwash System | Filter | Filter |  | F | http://www.toronto.ca/TWONTO#replaceable_air_filter
16291 | FHA-FLT-F-0201 | Filter #02, Filter Building, West Filter Gallery North | FHA-FLT | Filtration | Filter | Filter |  | F | http://www.toronto.ca/TWONTO#filtration_tank
16292 | FHA-FLT-F-0301 | Filter #03, Filter Building, West Filter Gallery South | FHA-FLT | Filtration | Filter | Filter |  | F | http://www.toronto.ca/TWONTO#filtration_tank
16293 | FHA-FLT-F-0401 | Filter #04, Filter Building, West Filter Gallery North | FHA-FLT | Filtration | Filter | Filter |  | F | http://www.toronto.ca/TWONTO#filtration_tank
16294 | FHA-FLT-F-1001 | Filter #10, Filter Building, West Filter Gallery North | FHA-FLT | Filtration | Filter | Filter |  | F | http://www.toronto.ca/TWONTO#filtration_tank
16295 | FHA-FLT-F-1101 | Filter #11, Filter Building, West Filter Gallery South | FHA-FLT | Filtration | Filter | Filter |  | F | http://www.toronto.ca/TWONTO#filtration_tank
16296 | FHA-FLT-F-1201 | Filter #12, Filter Building, West Filter Gallery North | FHA-FLT | Filtration | Filter | Filter |  | F | http://www.toronto.ca/TWONTO#filtration_tank
16297 | FHA-FLT-F-1401 | Filter #14, Filter Building, West Filter Gallery North | FHA-FLT | Filtration | Filter | Filter |  | F | http://www.toronto.ca/TWONTO#filtration_tank
16298 | FHA-FLT-F-1701 | Filter #17, Filter Building, West Filter Gallery South | FHA-FLT | Filtration | Filter | Filter |  | F | http://www.toronto.ca/TWONTO#filtration_tank
16299 | FHA-FLT-F-1801 | Filter #18, Filter Building, West Filter Gallery North | FHA-FLT | Filtration | Filter | Filter |  | F | http://www.toronto.ca/TWONTO#filtration_tank
16300 | FHA-FLT-F-1901 | Filter #19, Filter Building, West Filter Gallery South | FHA-FLT | Filtration | Filter | Filter |  | F | http://www.toronto.ca/TWONTO#filtration_tank
16301 | FHA-FLT-F-2001 | Filter #20, Filter Building, West Filter Gallery North | FHA-FLT | Filtration | Filter | Filter |  | F | http://www.toronto.ca/TWONTO#filtration_tank
16302 | FHA-FLT-F-2201 | Filter #22, Filter Building, East Filter Gallery North | FHA-FLT | Filtration | Filter | Filter |  | F | http://www.toronto.ca/TWONTO#filtration_tank
16303 | FHA-FLT-F-2801 | Filter #28, Filter Building, East Filter Gallery North | FHA-FLT | Filtration | Filter | Filter |  | F | http://www.toronto.ca/TWONTO#filtration_tank
16304 | FHA-FLT-F-2901 | Filter #29, Filter Building, East Filter Gallery South | FHA-FLT | Filtration | Filter | Filter |  | F | http://www.toronto.ca/TWONTO#filtration_tank
16305 | FHA-FLT-F-3201 | Filter #32, Filter Building, East Filter Gallery North | FHA-FLT | Filtration | Filter | Filter |  | F | http://www.toronto.ca/TWONTO#filtration_tank
16306 | FHA-FLT-F-3401 | Filter #34, Filter Building, East Filter Gallery North | FHA-FLT | Filtration | Filter | Filter |  | F | http://www.toronto.ca/TWONTO#filtration_tank
16307 | FHA-FLT-F-3501 | Filter #35, Filter Building, East Filter Gallery South | FHA-FLT | Filtration | Filter | Filter |  | F | http://www.toronto.ca/TWONTO#filtration_tank
16308 | FHA-FLT-F-3601 | Filter #36, Filter Building, East Filter Gallery North | FHA-FLT | Filtration | Filter | Filter |  | F | http://www.toronto.ca/TWONTO#filtration_tank
16416 | FHA-FLT-MX-0201 | FHA-FLT-SW-0201 - Sweeps, Surface Wash, Filter #2 | FHA-FLT-F-0201 | Filter #02, Filter Building, West Filter Gallery North | Filter | Filter |  | MX | filter_sweeping_arm
16417 | FHA-FLT-MX-0301 | FHA-FLT-SW-0301 - Sweeps, Surface Wash, Filter #3 | FHA-FLT-F-0301 | Filter #03, Filter Building, West Filter Gallery South | Filter | Filter |  | MX | filter_sweeping_arm
16418 | FHA-FLT-MX-0501 | FHA-FLT-SW-0501 - Sweeps, Surface Wash, Filter #5 | FHA-FLT-F-0501 | Filter #05, Filter Building, West Filter Gallery South | Filter | Filter |  | MX | filter_sweeping_arm
16419 | FHA-FLT-MX-0601 | FHA-FLT-SW-0601 - Sweeps, Surface Wash, Filter #6 | FHA-FLT-F-0601 | Filter #06, Filter Building, West Filter Gallery North | Filter | Filter |  | MX | filter_sweeping_arm
16420 | FHA-FLT-MX-0801 | FHA-FLT-SW-0801 - Sweeps, Surface Wash, Filter #8 | FHA-FLT-F-0801 | Filter #08, Filter Building, West Filter Gallery North | Filter | Filter |  | MX | filter_sweeping_arm
16421 | FHA-FLT-MX-0901 | FHA-FLT-SW-0901 - Sweeps, Surface Wash, Filter #9 | FHA-FLT-F-0901 | Filter #09, Filter Building, West Filter Gallery South | Filter | Filter |  | MX | filter_sweeping_arm
16422 | FHA-FLT-MX-1101 | FHA-FLT-SW-1101 - Sweeps, Surface Wash, Filter #11 | FHA-FLT-F-1101 | Filter #11, Filter Building, West Filter Gallery South | Filter | Filter |  | MX | filter_sweeping_arm
16423 | FHA-FLT-MX-1201 | FHA-FLT-SW-1201 - Sweeps, Surface Wash, Filter #12 | FHA-FLT-F-1201 | Filter #12, Filter Building, West Filter Gallery North | Filter | Filter |  | MX | filter_sweeping_arm
16424 | FHA-FLT-MX-1401 | FHA-FLT-SW-1401 - Sweeps, Surface Wash, Filter #14 | FHA-FLT-F-1401 | Filter #14, Filter Building, West Filter Gallery North | Filter | Filter |  | MX | filter_sweeping_arm
16425 | FHA-FLT-MX-1901 | FHA-FLT-SW-1901 - Sweeps, Surface Wash, Filter #19 | FHA-FLT-F-1901 | Filter #19, Filter Building, West Filter Gallery South | Filter | Filter |  | MX | filter_sweeping_arm
16426 | FHA-FLT-MX-2001 | FHA-FLT-SW-2001 - Sweeps, Surface Wash, Filter #20 | FHA-FLT-F-2001 | Filter #20, Filter Building, West Filter Gallery North | Filter | Filter |  | MX | filter_sweeping_arm
16427 | FHA-FLT-MX-2101 | FHA-FLT-SW-2101 - Sweeps, Surface Wash, Filter #21 | FHA-FLT-F-2101 | Filter #21, Filter Building, East Filter Gallery South | Filter | Filter |  | MX | filter_sweeping_arm
16428 | FHA-FLT-MX-2201 | FHA-FLT-SW-2201 - Sweeps, Surface Wash, Filter #22 | FHA-FLT-F-2201 | Filter #22, Filter Building, East Filter Gallery North | Filter | Filter |  | MX | filter_sweeping_arm
16429 | FHA-FLT-MX-2301 | FHA-FLT-SW-2301 - Sweeps, Surface Wash, Filter #23 | FHA-FLT-F-2301 | Filter #23, Filter Building, East Filter Gallery South | Filter | Filter |  | MX | filter_sweeping_arm
16430 | FHA-FLT-MX-2401 | FHA-FLT-SW-2401 - Sweeps, Surface Wash, Filter #24 | FHA-FLT-F-2401 | Filter #24, Filter Building, East Filter Gallery North | Filter | Filter |  | MX | filter_sweeping_arm
16431 | FHA-FLT-MX-2601 | FHA-FLT-SW-2601 - Sweeps, Surface Wash, Filter #26 | FHA-FLT-F-2601 | Filter #26, Filter Building, East Filter Gallery North | Filter | Filter |  | MX | filter_sweeping_arm
16432 | FHA-FLT-MX-2701 | FHA-FLT-SW-2701 - Sweeps, Surface Wash, Filter #27 | FHA-FLT-F-2701 | Filter #27, Filter Building, East Filter Gallery South | Filter | Filter |  | MX | filter_sweeping_arm
16433 | FHA-FLT-MX-2801 | FHA-FLT-SW-2801 - Sweeps, Surface Wash, Filter #28 | FHA-FLT-F-2801 | Filter #28, Filter Building, East Filter Gallery North | Filter | Filter |  | MX | filter_sweeping_arm
16434 | FHA-FLT-MX-2901 | FHA-FLT-SW-2901 - Sweeps, Surface Wash, Filter #29 | FHA-FLT-F-2901 | Filter #29, Filter Building, East Filter Gallery South | Filter | Filter |  | MX | filter_sweeping_arm
16435 | FHA-FLT-MX-3201 | FHA-FLT-SW-3201 - Sweeps, Surface Wash, Filter #32 | FHA-FLT-F-3201 | Filter #32, Filter Building, East Filter Gallery North | Filter | Filter |  | MX | filter_sweeping_arm
16436 | FHA-FLT-MX-3301 | FHA-FLT-SW-3301 - Sweeps, Surface Wash, Filter #33 | FHA-FLT-F-3301 | Filter #33, Filter Building, East Filter Gallery South | Filter | Filter |  | MX | filter_sweeping_arm
16437 | FHA-FLT-MX-3501 | FHA-FLT-SW-3501 - Sweeps, Surface Wash, Filter #35 | FHA-FLT-F-3501 | Filter #35, Filter Building, East Filter Gallery South | Filter | Filter |  | MX | filter_sweeping_arm
16438 | FHA-FLT-MX-3801 | FHA-FLT-SW-3801 - Sweeps, Surface Wash, Filter #38 | FHA-FLT-F-3801 | Filter #38, Filter Building, East Filter Gallery North | Filter | Filter |  | MX | filter_sweeping_arm
16439 | FHA-FLT-MX-3901 | FHA-FLT-SW-3901 - Sweeps, Surface Wash, Filter #39 | FHA-FLT-F-3901 | Filter #39, Filter Building, East Filter Gallery South | Filter | Filter |  | MX | filter_sweeping_arm
19144 | FHO-ACC-F-0101 | Filter, Dry Air, Fresh Air Intake, Admin Building, L2, Roof Access Mech. RRoom | FHO-MCS-HVAC | Plant HVAC |  | Filter |  | F | http://www.toronto.ca/TWONTO#replaceable_air_filter
19145 | FHO-ACC-F-0104 | Filter, Dry Air, Fan FN-0109 Intake, Admin Building, S1, AHU Room | FHO-ACC-FN-0109 | Fan, Supply, Gallery Ventilation System, S1 Admin Building AHU Room |  | Filter |  | F | http://www.toronto.ca/TWONTO#replaceable_air_filter
19146 | FHO-ACC-F-0105 | Filter, Dry Air, AHU-0102 Intake, Admin Building, S1, AHU Room | FHO-ACC-AHU-0102 | Air Handling Unit, Admin Building Lobby Air Conditioning System, Admin Building, S1, AHU Room |  | Filter |  | F | http://www.toronto.ca/TWONTO#replaceable_air_filter
19147 | FHO-ACC-F-0201 | Filter, Dry Air, AHU-0201 Inlet, Ammonia Area HVAC,Chemical Building, North Penthouse | FHO-ACC-AHU-0201 | Air Handling Unit, Ammonia Area HVAC, Chemical Building North Penthouse |  | Filter |  | F | http://www.toronto.ca/TWONTO#replaceable_air_filter
19148 | FHO-ACC-F-0202 | Filter, Dry Air, AHU-0202 Inlet, Chemical Building, North Penthouse | FHO-ACC-AHU-0202 | Air Handling Unit, General Chemical Building HVAC, Chemical Building, North Penthouse, N/E Corner |  | Filter |  | F | http://www.toronto.ca/TWONTO#replaceable_air_filter
19149 | FHO-ACC-F-0301 | Filter, Dry Air, Fan FN-0302 Intake, Chemical Building, L2, South Penthouse | FHO-ACC-FN-0302 | Fan, Supply, Main Electrical Room Ventilation System, L1 Chemical Building, Fan Room |  | Filter |  | F | http://www.toronto.ca/TWONTO#replaceable_air_filter
19150 | FHO-ACC-F-0401 | Filter, Dry Air, Fan FN-0401, High Lift P.S. HVAC, S4, West Ventilation Room | FHO-ACC-FN-0401 | Fan, Air Circulating Unit, High Lift P.S. HVAC, S4, West Ventilation Room |  | Filter |  | F | http://www.toronto.ca/TWONTO#replaceable_air_filter
19151 | FHO-ACC-F-0402 | Filter, Dry Air, Fan FN-0402, High Lift P.S. HVAC, S4, West Ventilation Room | FHO-ACC-FN-0402 | Fan, Air Circulating Unit, High Lift P.S. HVAC, S4, West Ventilation Room |  | Filter |  | F | http://www.toronto.ca/TWONTO#replaceable_air_filter
19152 | FHO-ACC-F-0502 | Filter, Dry Air, Raw Water P.S. Supply Fan FN-0501, Admin Building, L2, East Wing, Mechanical Room | FHO-ACC-FN-0501 | Fan, Fresh Air Supply, Raw Water Dehumidifier, L2 Admin Building, East Wing, Mechanical Room |  | Filter |  | F | http://www.toronto.ca/TWONTO#replaceable_air_filter
19153 | FHO-ACC-F-0504 | Filter, Dry Air, Raw Water HVAC Dehumidifier D-0502, S8, Raw Water HVAC Room, North | FHO-ACC-D-0502 | Dehumidifier, Raw Water HVAC, S8, Raw Water Pump Room, North |  | Filter |  | F | http://www.toronto.ca/TWONTO#replaceable_air_filter
19154 | FHO-ACC-F-0601 | Filter, Dry Air, Raw Water HVAC Fan FN-0601, Admin Building, L2, East Wing, Mechanical Room | FHO-ACC-FN-0601 | Fan, Fresh Air Supply, Raw Water Dehumidifier, L2 Admin Building, East Wing, Mechanical Room |  | Filter |  | F | http://www.toronto.ca/TWONTO#replaceable_air_filter
19155 | FHO-ACC-F-0602 | Filter, Dry Air, Raw Water HVAC Dehumidifier D-0601, S6, Ring Header Room | FHO-ACC-D-0601 | Dehumidifier, Raw Water HVAC, S6, Ring Header Room |  | Filter |  | F | http://www.toronto.ca/TWONTO#replaceable_air_filter
19156 | FHO-ACC-F-0701 | Filter, Fresh Air Inlet, High Lift P.S. HVAC Dehumidifier D-0701, S4, Pipe Gallery | FHO-ACC-D-0701 | Dehumidifier, High Lift Pumping Station HVAC, S4, Pipe Gallery |  | Filter |  | F | http://www.toronto.ca/TWONTO#replaceable_air_filter
19157 | FHO-ACC-F-0702 | Filter, Reactivation Air Inlet, High Lift P.S. HVAC Dehumidifier D-0701, S4, Pipe Gallery | FHO-ACC-D-0701 | Dehumidifier, High Lift Pumping Station HVAC, S4, Pipe Gallery |  | Filter |  | F | http://www.toronto.ca/TWONTO#replaceable_air_filter
19158 | FHO-ACC-F-0901 | Filter, Inlet Air, D-0901, Filter Building, S2, HVAC Room | FHO-ACC-D-0901 | Dehumidifier, Filter Building, S2, West of Pipe Gallery, HVAC Room |  | Filter |  | F | http://www.toronto.ca/TWONTO#replaceable_air_filter
19159 | FHO-ACC-F-1003 | Filter, Inlet Air, D-1001, Old Surge Building | FHO-ACC-D-1001 | Dehumidifier, Surge Building, Lower Level |  | Filter |  | F | http://www.toronto.ca/TWONTO#replaceable_air_filter
19160 | FHO-ACC-F-1005 | Filter, Air Inlet, FN-1001 Filter Gallery Supply Fan, S2, TR Reservoir Gallery, South | FHO-ACC-FN-1001 | Fan. Fresh Air Supply Filter Gallery, Treated Water Reservoir Gallery, South |  | Filter |  | F | http://www.toronto.ca/TWONTO#replaceable_air_filter
19161 | FHO-ACC-F-1007 | Filter, Air Inlet, FN-1005, S2, TW Reservoir Gallery, North | FHO-ACC-FN-1005 | Fan, Circulation/Ventilation, Treated Water Reservoir Gallery, North |  | Filter |  | F | http://www.toronto.ca/TWONTO#replaceable_air_filter
19162 | FHO-ACC-F-1101 | Filter, Fresh Air Inlet,Clarifier Building Dehumidifier D-1101,Clarifier Building, S4,Clarifier Gallery | FHO-ACC-D-1101 | Dehumidifier, Clarifier Building, S4, Clarifier Gallery |  | Filter |  | F | http://www.toronto.ca/TWONTO#replaceable_air_filter
19163 | FHO-ACC-F-1521 | Filter, Air Inlet, AHU-1521, Ozone Building, L1, Mechanical Room 1 | FHO-ACC-AHU-1521 | Air Handling Unit, Filter 9-13 Pipe Gallery Ventilation, Ozone Building, L1, Mechanical Room 1 |  | Filter |  | F | http://www.toronto.ca/TWONTO#replaceable_air_filter
19164 | FHO-ACC-F-1524 | Filter, Air Inlet, D-1521, Ozone Building, L1, Mechanical Room 1 | FHO-ACC-D-1521 | Dehumidifire, Ozone Building, L1, Mechanical Room 1 |  | Filter |  | F | http://www.toronto.ca/TWONTO#replaceable_air_filter
19165 | FHO-ACC-F-1531 | Filter, Air Inlet, AHU-1531, Ozone Building, L1, Mechanical Room 1 | FHO-ACC-AHU-1531 | Air Handling Unit, Filter 9-13 Operating Gallery Ventilation, Ozone Building, L1, Mechanical Room 1 |  | Filter |  | F | http://www.toronto.ca/TWONTO#replaceable_air_filter
19166 | FHO-ACC-F-1532 | Filter, AHU-1531, Returned Air, Ozone Building, L1, Mechanical Room 1 | FHO-ACC-AHU-1531 | Air Handling Unit, Filter 9-13 Operating Gallery Ventilation, Ozone Building, L1, Mechanical Room 1 |  | Filter |  | F | http://www.toronto.ca/TWONTO#replaceable_air_filter
19167 | FHO-ACC-F-1542 | Filter, AHU-1541, Returned Air, Ozone Building, L1, Mechanical Room 1 | FHO-ACC-AHU-1541 | Air Handling Unit, Ozone Equipment Room Ventilation, Ozone Building, L1, Mechanical Room 1 |  | Filter |  | F | http://www.toronto.ca/TWONTO#replaceable_air_filter
19168 | FHO-ACC-F-1551 | Filter, Air Inlet, FN-1551, Ozone Building, L1, Mechanical Room 1 | FHO-ACC-FN-1551 | Fan, Centrifugal Square Inline, Electrical Room Supply&Ventilation,Ozone Building, Mechanical Room 1 |  | Filter |  | F | http://www.toronto.ca/TWONTO#replaceable_air_filter
19169 | FHO-ACC-F-1641 | Filter, Air Inlet, FN-1641, Standby Power Building, S4, Hallway, North | FHO-ACC-FN-1641 | Fan, Centrifugal Square Inline, Hallway Supply, Standby Power Building, S4, Hallway, North |  | Filter |  | F | http://www.toronto.ca/TWONTO#replaceable_air_filter
19170 | FHO-ACC-F-1642 | Filter, Air Outlet, FN-1642, Standby Power Building, S4, CCS Room, N/W | FHO-ACC-FN-1642 | Fan, Centrifugal Square Exhaust, Standby Power Building, S4, CCS Room, N/W |  | Filter |  | F | http://www.toronto.ca/TWONTO#replaceable_air_filter
20251 | FHO-CLA-F-0101 | Filter, Gas, Pre Chlorination Train 1, Chemical Building, Main Floor, Machine Room | FHO-CLA-CHL-0101 | Chlorinator, Pre Chlorination Train 1, Chemical Building, L1, Machine Room |  | Filter |  | F | http://www.toronto.ca/TWONTO#replaceable_air_filter
20252 | FHO-CLA-F-0201 | Filter, Gas, Pre Chlorination Train 2, Chemical Building, Main Floor, Machine Room | FHO-CLA-CHL-0101 | Chlorinator, Pre Chlorination Train 1, Chemical Building, L1, Machine Room |  | Filter |  | F | http://www.toronto.ca/TWONTO#replaceable_air_filter
20365 | FHO-CLB-F-0301 | Filter, Gas, Post Chlorination Train 3, Chemical Building, Main Floor, Machine Room | FHO-CLB-CHL-0301 | Chlorinator, Post Chlorination East Train 3, Chemical Building, L1, Evaporator Room |  | Filter |  | F | http://www.toronto.ca/TWONTO#replaceable_air_filter
20366 | FHO-CLB-F-0401 | Filter, Gas, Post Chlorination Train 4, Chemical Building, Main Floor, Machine Room | FHO-CLB-CHL-0401 | Chlorinator, Post Chlorination East Train 4,Chemical Building, L1, Evaporator Room |  | Filter |  | F | http://www.toronto.ca/TWONTO#replaceable_air_filter
20771 | FHO-DOZ-F-0502 | Filter, Coalescing, Desiccant Dryer D-0504 Inlet, Ozone Building, S2, RW Process Room,Nitrogen Skid | FHO-NIT-SYS | NITROGEN SYSTEM | Filter | Filter |  | F | http://www.toronto.ca/TWONTO#replaceable_air_filter
20772 | FHO-DOZ-F-0505 | Filter, Particulate, Desiccant Dryer D-0503 Outlet, Ozone Building,S2,RW Process Room,Nitrogen Skid | FHO-NIT-SYS | NITROGEN SYSTEM | Filter | Filter |  | F | http://www.toronto.ca/TWONTO#replaceable_air_filter
20773 | FHO-DOZ-F-0506 | Filter, Particulate, Desiccant Dryer D-0504 Outlet, Ozone Building,S2,RW Process Room,Nitrogen Skid | FHO-NIT-SYS | NITROGEN SYSTEM | Filter | Filter |  | F | http://www.toronto.ca/TWONTO#replaceable_air_filter
22494 | COL-PLB-F-0001 | Filter, Fuel | COL-PLB-AUX-MECH | Mechanical Equipment | Filter | Filter | 34544 | F | http://www.toronto.ca/TWONTO#replaceable_oil_or_fuel_filter
24017 | FHO-SA-F-0102 | Filter, Inlet, Air Dryer D-0101, Service Air System, TRW Building, S3, Compressor Room | FHO-SA-D-0101 | Air Dryer, Service Air System, Refrigeration, TRW Building, S3, Compressor Room |  | Filter |  | F | http://www.toronto.ca/TWONTO#replaceable_air_filter
24018 | FHO-SA-F-0202 | Filter, Inlet, Air Dryer D-0201, Service Air System, TRW Building, S3, Compressor Room | FHO-SA-D-0201 | Air Dryer, Service Air System, Refrigeration, TRW Building, S3, Compressor Room |  | Filter |  | F | http://www.toronto.ca/TWONTO#replaceable_air_filter
26082 | FIS-ACC-F-0300 | Filter, Air, Dehumidifier D-0300 Outside Air, Storage Building, Maintenance Storage Room | FIS-ACC-D-0300 | Dehumidifier, Storage Building, Maintenance Storage Room |  | Filter |  | F | http://www.toronto.ca/TWONTO#replaceable_air_filter
26083 | FIS-ACC-F-0400 | Filter, Air, Dehumidifier D-0400 Outside Air, Filter Complex, Basement Floor, Filter Gallery Roof | FIS-ACC-D-0400 | Dehumidifier, Rooftop Unit, Filter Building, Filter Gallery Roof |  | Filter |  | F | http://www.toronto.ca/TWONTO#replaceable_air_filter
26953 | FIS-CLA-F-0101-SUS | Filter, Gaseous Discharge Header from Pre Chlorination Evaporator Train 1, Chlorination System | FIS-CLA-CHL-0101 | Chlorinator, Pre Chlorination Train 1, Gaseous Chemical Building, Machine Room | Filter | Filter | 38161 | F | http://www.toronto.ca/TWONTO#replaceable_air_filter
26954 | FIS-CLA-F-0101-SUS | Filter, Gaseous Discharge Header from Pre Chlorination Evaporator Train 1, Chlorination System | FIS-SUSPENDED | Obsolete Entities/Processes | Filter | Filter | 38161 | F | http://www.toronto.ca/TWONTO#replaceable_air_filter
26955 | FIS-CLA-F-0201-SUS | Filter, Gaseous Discharge Header from Pre Chlorination Evaporator 0201 Train 2, Chlorination System | FIS-CLA-CHL-0201 | Chlorinator, Pre Chlorination Train 2, Gaseous Chemical Building, Machine Room | Filter | Filter | 38162 | F | http://www.toronto.ca/TWONTO#replaceable_air_filter
27016 | FIS-CLB-F-0101-SUS | Filter, Gaseous Discharge Header from Post Chlorination Evaporator Train 1 | FIS-CLC-CHL-0101 | Chemical Feeder, Gas, Chlorine, Trim Chlorination, Chlorination System | Filter | Filter | 38172 | F | http://www.toronto.ca/TWONTO#replaceable_air_filter
27017 | FIS-CLB-F-0201-SUS | Filter, Gaseous Discharge Header from Post Chlorination Evaporator Train 2 | FIS-CLB-CHL-0201 | Chlorinator, Post Chlorination Train 2, Gaseous Chemical Building, Machine Room | Filter | Filter | 38173 | F | http://www.toronto.ca/TWONTO#replaceable_air_filter
27125 | FIS-DCL-F-0001-SUS | Filter, SDL Line1, Sulphur Dioxide System | FIS-DCL-EV-0101 | Evaporator,Sulphur Dioxide Service, Stream #1, Gaseous Chemical Building, Storage Room |  | Filter | 38181 | F | http://www.toronto.ca/TWONTO#replaceable_air_filter
27126 | FIS-DCL-F-0001-SUS | Filter, SDL Line1, Sulphur Dioxide System | FIS-SUSPENDED | Obsolete Entities/Processes |  | Filter | 38181 | F | http://www.toronto.ca/TWONTO#replaceable_air_filter
27127 | FIS-DCL-F-0002-SUS | Filter, SDL Line2, Sulphur Dioxide System | FIS-DCL-EV-0201 | Evaporator,Sulphur Dioxide Service, Stream #2, Gaseous Chemical Building, Storage Room |  | Filter | 38182 | F | http://www.toronto.ca/TWONTO#replaceable_air_filter
27128 | FIS-DCL-F-0002-SUS | Filter, SDL Line2, Sulphur Dioxide System | FIS-SUSPENDED | Obsolete Entities/Processes |  | Filter | 38182 | F | http://www.toronto.ca/TWONTO#replaceable_air_filter
27541 | FIS-ELS-F-2101A | Filter, Fuel Oil, Transfer Pump P-2101A Suction, Workshop Building, Transfer Pump Room | FIS-ELS-P-2101A | Pump, Centrifugal, Transfer, Storage Tank T-2101 to Day Tank 2102, Workshop Building, Pump Room |  | Filter |  | F | http://www.toronto.ca/TWONTO#replaceable_oil_or_fuel_filter
27542 | FIS-ELS-F-2101B | Filter, Fuel Oil, Transfer Pump P-2101B Suction, Workshop Building, Transfer Pump Room | FIS-ELS-P-2101B | Pump, Centrifugal, Transfer, Storage Tank T-2101 to Day Tank 2102, Workshop Building, Pump Room |  | Filter |  | F | http://www.toronto.ca/TWONTO#replaceable_oil_or_fuel_filter
28088 | FIS-FLT-F-0100 | Filter, Settled Water, Filter Building, Filter Gallery | FIS-FLT | Filtration | Filter | Filter |  | F | http://www.toronto.ca/TWONTO#filtration_tank
28089 | FIS-FLT-F-0200 | Filter, Settled Water, Filter Building, Filter Gallery | FIS-FLT | Filtration | Filter | Filter |  | F | http://www.toronto.ca/TWONTO#filtration_tank
28090 | FIS-FLT-F-0400 | Filter, Settled Water, Filter Building, Filter Gallery | FIS-FLT | Filtration | Filter | Filter |  | F | http://www.toronto.ca/TWONTO#filtration_tank
28091 | FIS-FLT-F-0500 | Filter, Settled Water, Filter Building, Filter Gallery | FIS-FLT | Filtration | Filter | Filter |  | F | http://www.toronto.ca/TWONTO#filtration_tank
28092 | FIS-FLT-F-0600 | Filter, Settled Water, Filter Building, Filter Gallery | FIS-FLT | Filtration | Filter | Filter |  | F | http://www.toronto.ca/TWONTO#filtration_tank
28842 | FIS-SA-F-0101-SUS | Filter, Inlet, Instrument Air, Dryer 0101, Service Air Monitoring | FIS-SA-C-0100 | Compressor, Reciprocating, Constant Speed, Filter Building, Pump Room West | Filter | Filter | 38397 | F | http://www.toronto.ca/TWONTO#replaceable_air_filter
28843 | FIS-SA-F-0102-SUS | Filter, Outlet, Instrument Air, Dryer 0101, Service Air Monitoring | FIS-SA-C-0100 | Compressor, Reciprocating, Constant Speed, Filter Building, Pump Room West | Filter | Filter | 38398 | F | http://www.toronto.ca/TWONTO#replaceable_air_filter
28844 | FIS-SA-F-0201-SUS | Filter, Inlet, Instrument Air, Dryer 0201, Service Air Monitoring | FIS-SA-C-0200 | Compressor, Reciprocating, Constant Speed, Insturment Air to Dryer 0201, Filter Building, Service Air Monitoring | Filter | Filter | 38399 | F | http://www.toronto.ca/TWONTO#replaceable_air_filter
28845 | FIS-SA-F-0201-SUS | Filter, Inlet, Instrument Air, Dryer 0201, Service Air Monitoring | FIS-SUSPENDED | Obsolete Entities/Processes | Filter | Filter | 38399 | F | http://www.toronto.ca/TWONTO#replaceable_air_filter
28846 | FIS-SA-F-0202-SUS | Filter, Outlet, Instrument Air, Dryer 0201, Service Air Monitoring | FIS-SUSPENDED | Obsolete Entities/Processes | Filter | Filter | 38400 | F | http://www.toronto.ca/TWONTO#replaceable_air_filter
29849 | FIS-WWW-CH-0100 | Slow Sand Fiter | FIS-BW | Backwash System | Filter | Filter |  | CH | http://www.toronto.ca/TWONTO#filtration_tank
29850 | FIS-WWW-CH-0100 | Slow Sand Fiter | FIS-FLT | Filtration | Filter | Filter |  | CH | http://www.toronto.ca/TWONTO#filtration_tank
29851 | FIS-WWW-CH-0100 | Slow Sand Fiter | FIS-SUSPENDED | Obsolete Entities/Processes | Filter | Filter |  | CH | http://www.toronto.ca/TWONTO#filtration_tank
29852 | FIS-WWW-CH-0200-SUS | Slow Sand Fiter | FIS-BW | Backwash System | Filter | Filter | 38480 | CH | http://www.toronto.ca/TWONTO#filtration_tank
29853 | FIS-WWW-CH-0200-SUS | Slow Sand Fiter | FIS-SUSPENDED | Obsolete Entities/Processes | Filter | Filter | 38480 | CH | http://www.toronto.ca/TWONTO#filtration_tank
29854 | FIS-WWW-CH-0300-SUS | Slow Sand Fiter | FIS-BW | Backwash System | Filter | Filter | 38481 | CH | http://www.toronto.ca/TWONTO#filtration_tank
29855 | FIS-WWW-CH-0600-SUS | Slow Sand Fiter | FIS-BW | Backwash System | Filter | Filter | 38484 | CH | http://www.toronto.ca/TWONTO#filtration_tank
29858 | FIS-WWW-CH-0900-SUS | Slow Sand Fiter | FIS-BW | Backwash System | Filter | Filter | 38487 | CH | http://www.toronto.ca/TWONTO#filtration_tank
29859 | FIS-WWW-CH-1000-SUS | Slow Sand Fiter | FIS-SUSPENDED | Obsolete Entities/Processes | Filter | Filter | 38488 | CH | http://www.toronto.ca/TWONTO#filtration_tank
29860 | FIS-WWW-CH-1100-SUS | Slow Sand Fiter | FIS-BW | Backwash System | Filter | Filter | 38489 | CH | http://www.toronto.ca/TWONTO#filtration_tank
29861 | FIS-WWW-CH-1100-SUS | Slow Sand Fiter | FIS-SUSPENDED | Obsolete Entities/Processes | Filter | Filter | 38489 | CH | http://www.toronto.ca/TWONTO#filtration_tank
29862 | FIS-WWW-CH-1200-SUS | Slow Sand Fiter | FIS-SUSPENDED | Obsolete Entities/Processes | Filter | Filter | 38490 | CH | http://www.toronto.ca/TWONTO#filtration_tank
30241 | IY2061A | Filter, Compressor Air Supply | TAB-SA-FN | Compressor Supply Air | Filter | Filter |  |  | http://www.toronto.ca/TWONTO#replaceable_air_filter
30242 | IY2063A | Filter, Compressor Air Supply | TAB-SA-FN | Compressor Supply Air | Filter | Filter |  |  | http://www.toronto.ca/TWONTO#replaceable_air_filter
30246 | IY2065A | Filter, Air Compressor #2 | IX2070 | Compressor #2, Air | Filter | Filter |  |  | http://www.toronto.ca/TWONTO#replaceable_air_filter
30248 | IY2066A | Filter, Air Compressor #3 | IX2071 | Compressor #3, Air | Filter | Filter |  |  | http://www.toronto.ca/TWONTO#replaceable_air_filter
30252 | IY2067A | Receiver, Compressor #4 Air | IX2072 | Compressor #4, Air | Filter | Filter |  |  | http://www.toronto.ca/TWONTO#replaceable_air_filter
33003 | KU3615A | Filter, Plant Water, Floatation | TAB-PWA-F | Plant Water - Filters and Strainers | Filter | Filter |  |  | http://www.toronto.ca/TWONTO#collection_of_assets
36292 | COL-RBC-F-0001 | Filter,Passive Carbon filter,Shaft Roof | COL-RBC-MISC | Miscellaneous Equipment |  | Filter |  | F | media_based_filter
36386 | COL-RBG-F-0001 | Filter,Passive Carbon filter,Shaft Roof | COL-RBC-MISC | Miscellaneous Equipment |  | Filter |  | F | media_based_filter
37360 | NX2326A | Filter, Air | NX2328A | Air Handling Unit, Aux., 2nd Flr, Electric RmE. | Filter | Filter |  |  | http://www.toronto.ca/TWONTO#replaceable_air_filter
37361 | NX2327A | Filter, Air-Aux., 2nd Flr | NX2329A | Air Handling Unit A/c, Aux., 2nd Flr, Electric RmW. | Filter | Filter | 34494 |  | http://www.toronto.ca/TWONTO#replaceable_air_filter
38011 | SM2003A | Filter, Air, Floatation Bsmt., North Side Compr.room | TAB-AI FLOATATION | Air Equipment, Floatation Building | Filter | Filter |  |  | http://www.toronto.ca/TWONTO#filtration_tank
38012 | SM2004A | Filter, Air, Floatation Bsmt., North Side Compr.room | TAB-AI FLOATATION | Air Equipment, Floatation Building | Filter | Filter |  |  | http://www.toronto.ca/TWONTO#filtration_tank
38013 | SM2005A | Filter, Air,Floatation Bsmt., North Side Compr.room | TAB-AI FLOATATION | Air Equipment, Floatation Building | Filter | Filter |  |  | http://www.toronto.ca/TWONTO#filtration_tank
39172 | TAB-ACC-F-0150 | Filter, Primary Loop | TAB-ACC-P-0150 | Pump, Filter Feed, Primary Loop | Filter | Filter |  | F | http://www.toronto.ca/TWONTO#discrete_unit_of_treatment_filter
39173 | TAB-ACC-F-0787 | Filter, Boiler Feedwater | TAB-HRS-BO-P | Steam Boiler Feedwater System, Softeners | Filter | Filter |  | F | http://www.toronto.ca/TWONTO#discrete_unit_of_treatment_filter
39174 | TAB-ACC-F-0789 | Filter, Boiler Feedwater | TAB-HRS-BO-P | Steam Boiler Feedwater System, Softeners | Filter | Filter |  | F | http://www.toronto.ca/TWONTO#discrete_unit_of_treatment_filter
39175 | TAB-ACC-F-0803 | Filter , AHU, | TAB-ACC-AHU-0803 | Air Handling Unit, Equalizing tank Bldg | Filter | Filter |  | F | http://www.toronto.ca/TWONTO#replaceable_air_filter
39176 | TAB-ACC-F-1410 | Filter, Supply Fan 1410, AHU-1400, Screen Bldg. Rooftop | TAB-ACC-AHU-1400 | Air Handling Unit, D Bldg Roof | Filter | Filter |  | F | http://www.toronto.ca/TWONTO#replaceable_air_filter
39177 | TAB-ACC-F-1421 | Filter, AHU-1420, Air filter | TAB-ACC-AHU-1420 | Air Handling Unit,Boiler Room and Basement | Filter | Filter |  | F | http://www.toronto.ca/TWONTO#replaceable_air_filter
39178 | TAB-ACC-F-1431 | Filter, AHU-1430, Air filter | TAB-ACC-AHU-1430 | Air Handling Unit,Boiler Room and Basement | Filter | Filter |  | F | http://www.toronto.ca/TWONTO#replaceable_air_filter
39179 | TAB-ACC-F-1441 | Filter, AHU-1440, Air filter | TAB-ACC-AHU-1440 | Air Handling Unit, Makeup Air Unit for Admin Area, | Filter | Filter |  | F | http://www.toronto.ca/TWONTO#replaceable_air_filter
39180 | TAB-ACC-F-1460 | Filter, Glycol Concentration Measurement | TAB-ACC-1400 | Heating, Z Bldg - | Filter | Filter |  | F | http://www.toronto.ca/TWONTO#discrete_unit_of_treatment_filter
39181 | TAB-ACC-F-1471 | Filter, AHU-1470, Air filter | TAB-ACC-AHU-1470 | Air Handling Unit, VFD, Boiler Room Supply | Filter | Filter |  | F | http://www.toronto.ca/TWONTO#replaceable_air_filter
39182 | TAB-ACC-F-1481 | Filter, AHU-1480, Air filter | TAB-ACC-AHU-1480 | Air Handling Unit, Repair Facility/Steam Boiler Room Supply | Filter | Filter |  | F | http://www.toronto.ca/TWONTO#replaceable_air_filter
39183 | TAB-ACC-F-1510 | Filter, Supply Fan 1510, AHU-1500, Screen Bldg. Rooftop | TAB-ACC-AHU-1500 | Air Handling Unit, D Bldg Roof | Filter | Filter |  | F | http://www.toronto.ca/TWONTO#replaceable_air_filter
39184 | TAB-ACC-F-2052 | Filter, Glycol Chemical feeder Line | TAB-ACC-FD-2052 | Feeder, Chemical,Glycol Chemical feeder Line | Filter | Filter |  | F | http://www.toronto.ca/TWONTO#discrete_unit_of_treatment_filter
39185 | TAB-ACC-F-2240 | Filter, Final filter | TAB-ACC-AHU-2240 | AHU, PRS Building Supply air | Filter | Filter |  | F | http://www.toronto.ca/TWONTO#filtration_tank
39186 | TAB-ACC-F-2250 | Filter, Final filter | TAB-ACC-AHU-2250 | AHU, PRS Building Supply air | Filter | Filter |  | F | http://www.toronto.ca/TWONTO#filtration_tank
39187 | TAB-ACC-F-3433 | Filter, Glycol Chemical feeder Line | TAB-ACC-FD-3433 | Feeder, Chemical,Glycol Chemical feeder Line | Filter | Filter |  | F | http://www.toronto.ca/TWONTO#discrete_unit_of_treatment_filter
39188 | TAB-ACC-F-3602 | FILTER, AHU, QUALITY CONTROL, AHU ADMIN BUILDING | TAB-ACC-AHU-3602 | AIR HANDLING UNIT, ROOFTOP ADMIN BUILDING | Filter | Filter |  | F | http://www.toronto.ca/TWONTO#replaceable_air_filter
39189 | TAB-ACC-F-3882 | Filter, Glycol Chemical feeder Line | TAB-ACC-FD-3882 | Feeder, Chemical,Glycol Chemical feeder Line | Filter | Filter |  | F | http://www.toronto.ca/TWONTO#discrete_unit_of_treatment_filter
39190 | TAB-ACC-F-4901 | Filter, Glycol, Seawall Tunnel, East | TAB-ACC-P-4903 | Pump, Tertiary, Glycol, Seawall Tunnel, East | Filter | Filter |  | F | http://www.toronto.ca/TWONTO#discrete_unit_of_treatment_filter
39191 | TAB-ACC-F-5050 | Filter, Chemical,Glycol, Gas Control Building | TAB-ACC-FD-5050 | Feeder, Chemical, Gas Control Building | Filter | Filter |  | F | http://www.toronto.ca/TWONTO#discrete_unit_of_treatment_filter
39192 | TAB-ACC-F-6301 | Filter, Bypass, Glycol System, Mechanical Room, Dig 9-12 Control Building. | TAB-ACC-HE-6301 | Heat Exchanger, Plate and Frame, Mechanical Room, Dig 9-12 Control Building. |  | Filter |  | F | http://www.toronto.ca/TWONTO#discrete_unit_of_treatment_filter
39209 | TAB-ACC-F-8222 | Filter, Glycol Chemical feeder Line | TAB-ACC-P-8220 | Pump, Circulating, M Bldg | Filter | Filter |  | F | http://www.toronto.ca/TWONTO#discrete_unit_of_treatment_filter
44586 | FCL-AI-F-0001 | Filter, Instrument Air, Compressor C-0101 Discharge, High Lift Building, Compressor Room | FCL-TRW-C-0101 | Compressor, Service Air Monitoring - High Lift | Filter | Filter |  | F | http://www.toronto.ca/TWONTO#replaceable_air_filter
44587 | FCL-AI-F-0004 | Filter, Instrument Air, Compressor C-0201 Discharge, High Lift Building, Compressor Room | FCL-TRW-C-0102 | Compressor, Service Air Monitoring - High Lift | Filter | Filter |  | F | http://www.toronto.ca/TWONTO#replaceable_air_filter
44622 | TAB-DIG-F-6411 | Filter &Feeder, Chemical | TAB-DIG-P-9727 | Pump, Chilled Water Circulating, CWCP-2, Digester Gas Control Build, Basement | Filter | Filter |  | F | http://www.toronto.ca/TWONTO#discrete_unit_of_treatment_filter
44623 | TAB-DIG-F-6470 | Filter &Feeder, Chemical | TAB-DIG-P-9722 | Pump, CWP-1, Digester Cooling System | Filter | Filter |  | F | http://www.toronto.ca/TWONTO#discrete_unit_of_treatment_filter
44624 | TAB-DIG-F-6480 | Filter & Feeder, Chemical | TAB-DIG-P-9724 | Pump, CWP-3, Chill Water ReCirc. | Filter | Filter |  | F | http://www.toronto.ca/TWONTO#discrete_unit_of_treatment_filter
44663 | FCL-ALM-F-01-SUS | Filter Liquid Alum | FCL-ALM | Coagulation | Filter | Filter | 36332 | F | http://www.toronto.ca/TWONTO#discrete_unit_of_treatment_filter
44664 | FCL-ALM-F-01-SUS | Filter Liquid Alum | FCL-SUSPENDED | Suspended entity | Filter | Filter | 36332 | F | http://www.toronto.ca/TWONTO#discrete_unit_of_treatment_filter
45233 | FCL-BW-F-0001 | Air Filter, Blower Common Inlet | FCL-BW-BL-0100 | Blower, Multi-stage Centrifugal, Filter Backwash Air Scour,Filter Building ,South End. |  | Filter |  | F | http://www.toronto.ca/TWONTO#replaceable_air_filter
47351 | FCL-CLB-F-0101 | Filter, Chlorine Gas, CLB Evaporator 0101, Chlorination System | FCL-CLB-CHL-0101 | Chlorinator, Chlorine Gas, Chlorination System | Filter | Filter |  | F | http://www.toronto.ca/TWONTO#replaceable_air_filter
47352 | FCL-CLB-F-0201 | Filter, Chlorine Gas, CLB Evaporator 0201, Chlorination System | FCL-CLB-CHL-0201 | Chlorinator, Chlorine Gas, Chlorination System | Filter | Filter |  | F | http://www.toronto.ca/TWONTO#replaceable_air_filter
48144 | FCL-DCL-F-0101 | Filter, Discharge, Evaporator 0101, Sulpher Dioxide System | FCL-DCL-SO-0101 | Sulphonator, Sulphur Dioxide System, Machine Room,Gaseous Chemical Building | Filter | Filter |  | F | http://www.toronto.ca/TWONTO#replaceable_air_filter
48145 | FCL-DCL-F-0201 | Filter, Discharge, Evaporator 0201, Sulpher Dioxide System | FCL-DCL-SO-0201 | Sulphonator, Sulphur Dioxide System, Machine Room,Gaseous Chemical Building | Filter | Filter |  | F | http://www.toronto.ca/TWONTO#replaceable_air_filter
48146 | FCL-DCL-F-0501 | Filter, Discharge,Evaporator 0201,Sulphonator 0501,RMF Dechlorin.,Machine Rm, Gaseous Chemical Bldg | FCL-DCL-SO-0501 | Sulphonator, RMF Dechlorination, Machine Room,Gaseous Chemical Building | Filter | Filter |  | F | http://www.toronto.ca/TWONTO#replaceable_air_filter
49207 | FCL-ELS-F-0101 | Filter, Suction, Pump 0100, Emergency Power Generator Monitoring | FCL-ELS-PS-0003 | Emergency Power | Filter | Filter |  | F | http://www.toronto.ca/TWONTO#replaceable_oil_or_fuel_filter
49693 | TAB-PLT-F-5500 | Filter,Inlet, Grit Tank Air Blowers | TAB-PLT-BL | Blowers, Grit Tank Air, D Building | Filter | Filter |  | F | http://www.toronto.ca/TWONTO#replaceable_air_filter
50269 | TAB-PLT-STR-9000 | Strainer, Automatic, Self-Cleaning, Plant Water, Grit Hopper Area | TAB-PWA-F | Plant Water - Filters and Strainers | Strainer,Self Cleaning Motorized | Filter |  | STR | http://www.toronto.ca/TWONTO#strainer
50270 | TAB-PLT-STR-9010 | Strainer, Automatic, Self-Cleaning, Plant Water, Grit Hopper Area | TAB-PWA-F | Plant Water - Filters and Strainers | Strainer,Self Cleaning Motorized | Filter |  | STR | http://www.toronto.ca/TWONTO#strainer
50271 | TAB-PLT-STR-9403D | Strainer, (Micro bubbler), Inlet, to FIT, Conduit 3 | TAB-RSP-PIP-0003 | Influent Conduit # 3, Raw Sewage Conduit from Coxwell | Strainer | Filter |  | STR | http://www.toronto.ca/TWONTO#strainer
50272 | TAB-PLT-STR-9403E | Strainer, (Micro bubbler), Inlet, to FIT, Conduit 3 | TAB-RSP-PIP-0003 | Influent Conduit # 3, Raw Sewage Conduit from Coxwell | Strainer | Filter |  | STR | http://www.toronto.ca/TWONTO#strainer
50273 | TAB-PLT-STR-9404A | Strainer, Inlet, City Water Supply Line to FIT, Conduit 4 | TAB-RSP-PIP-0004 | Influent Conduit # 4, Raw Sewage Conduit from Coxwell | Strainer | Filter |  | STR | http://www.toronto.ca/TWONTO#strainer
50274 | TAB-PLT-STR-9404B | Strainer, Inlet, to FIT, Conduit 4 | TAB-RSP-PIP-0004 | Influent Conduit # 4, Raw Sewage Conduit from Coxwell | Strainer | Filter |  | STR | http://www.toronto.ca/TWONTO#strainer
50275 | TAB-PLT-STR-9404C | Strainer, Inlet, to FIT, Conduit 4 | TAB-RSP-PIP-0004 | Influent Conduit # 4, Raw Sewage Conduit from Coxwell | Strainer | Filter |  | STR | http://www.toronto.ca/TWONTO#strainer
50276 | TAB-PLT-STR-9404E | Strainer, (Micro bubbler), Inlet, to FIT, Conduit 4 | TAB-RSP-PIP-0004 | Influent Conduit # 4, Raw Sewage Conduit from Coxwell | Strainer | Filter |  | STR | http://www.toronto.ca/TWONTO#strainer
50277 | TAB-PLT-STR-9405A | Strainer, Inlet, City Water Supply Line to FIT, Conduit 5 | TAB-RSP-PIP-0005 | Influent Conduit # 5, Raw Sewage Conduit from Main Pumping Station | Strainer | Filter |  | STR | http://www.toronto.ca/TWONTO#strainer
50278 | TAB-PLT-STR-9405B | Strainer, Inlet, to FIT, Conduit 5 | TAB-RSP-PIP-0005 | Influent Conduit # 5, Raw Sewage Conduit from Main Pumping Station | Strainer | Filter |  | STR | http://www.toronto.ca/TWONTO#strainer
50279 | TAB-PLT-STR-9405E | Strainer, (Micro bubbler), Inlet, to FIT, Conduit 5 | TAB-RSP-PIP-0005 | Influent Conduit # 5, Raw Sewage Conduit from Main Pumping Station | Strainer | Filter |  | STR | http://www.toronto.ca/TWONTO#strainer
50280 | TAB-PLT-STR-9408D | Strainer, (Micro bubbler), Inlet, to FIT, Conduit 8 | TAB-PLT-G-D | D Building - Conduits 6-11 | Strainer | Filter |  | STR | http://www.toronto.ca/TWONTO#strainer
50281 | TAB-PLT-STR-9408E | Strainer, (Micro bubbler), Inlet, to FIT, Conduit 8 | TAB-PLT-G-D | D Building - Conduits 6-11 | Strainer | Filter |  | STR | http://www.toronto.ca/TWONTO#strainer
50282 | TAB-PLT-STR-9409B | Strainer, High-Pressure Water Supply Line to Conduit 9, Preliminary Treatment, Raw Sewage | TAB-PLT-G-D | D Building - Conduits 6-11 | Strainer | Filter |  | STR | http://www.toronto.ca/TWONTO#strainer
50283 | TAB-PLT-STR-9409D | Strainer, (Micro bubbler), Inlet, to FIT, Conduit 9 | TAB-PLT-G-D | D Building - Conduits 6-11 | Strainer | Filter |  | STR | http://www.toronto.ca/TWONTO#strainer
50284 | TAB-PLT-STR-9409E | Strainer, (Micro bubbler), Inlet, to FIT, Conduit 9 | TAB-PLT-G-D | D Building - Conduits 6-11 | Strainer | Filter |  | STR | http://www.toronto.ca/TWONTO#strainer
50754 | TAB-PLT-ZSH-5525 | Switch, Open, Door, Blower Inlet Vacuum Release | TAB-PLT-BL | Blowers, Grit Tank Air, D Building | Switch,Position-High | Filter |  | ZSH | http://www.toronto.ca/TWONTO#position_switch
51537 | FCL-FLT-F-0201 | Filter, Carbon Activated, Filter Building, Filter Gallery East | FCL-FLT | Filtration | Filter | Filter |  | F | media_based_filter
51539 | FCL-FLT-F-0301 | Filter, Carbon Activated, Filter Building, Filter Gallery West | FCL-FLT | Filtration | Filter | Filter |  | F | media_based_filter
51542 | FCL-FLT-F-0501 | Filter, Carbon Activated, Filter Building, Filter Gallery West | FCL-FLT | Filtration | Filter | Filter |  | F | media_based_filter
51547 | FCL-FLT-F-0901 | Filter, Carbon Activated, Filter Building, Filter Gallery West | FCL-FLT | Filtration | Filter | Filter |  | F | media_based_filter
51549 | FCL-FLT-F-1201 | Filter, Carbon Activated, Filter Building, Filter Gallery East | FCL-FLT | Filtration | Filter | Filter |  | F | media_based_filter
51550 | FCL-FLT-F-1301 | Filter, Carbon Activated, Filter Building, Filter Gallery West | FCL-FLT | Filtration | Filter | Filter |  | F | media_based_filter
51551 | FCL-FLT-F-1401 | Filter, Carbon Activated, Filter Building, Filter Gallery East | FCL-FLT | Filtration | Filter | Filter |  | F | media_based_filter
51552 | FCL-FLT-F-1501 | Filter, Carbon Activated, Filter Building, Filter Gallery West | FCL-FLT | Filtration | Filter | Filter |  | F | media_based_filter
51553 | FCL-FLT-F-1701 | Filter, Carbon Activated, Filter Building, Filter Gallery West | FCL-FLT | Filtration | Filter | Filter |  | F | media_based_filter
51554 | FCL-FLT-F-1801 | Filter, Carbon Activated, Filter Building, Filter Gallery East | FCL-FLT | Filtration | Filter | Filter |  | F | media_based_filter
51890 | FCL-FLT-SW-0101-SUS | Sweeps, Surface Wash, Filter #1- | FCL-SUSPENDED | Suspended entity | Filter | Filter | 36632 | SW | filter_sweeping_arm
51891 | FCL-FLT-SW-0201-SUS | Sweeps, Surface Wash, Filter #2 | FCL-FLT-F-0201 | Filter, Carbon Activated, Filter Building, Filter Gallery East | Filter | Filter | 36633 | SW | filter_sweeping_arm
51892 | FCL-FLT-SW-0201-SUS | Sweeps, Surface Wash, Filter #2 | FCL-SUSPENDED | Suspended entity | Filter | Filter | 36633 | SW | filter_sweeping_arm
51893 | FCL-FLT-SW-0401-SUS | Sweeps, Surface Wash, Filter #4 | FCL-FLT-F-0401 | Filter, Carbon Activated, Filter Building, Filter Gallery East | Filter | Filter | 36635 | SW | filter_sweeping_arm
51894 | FCL-FLT-SW-0401-SUS | Sweeps, Surface Wash, Filter #4 | FCL-SUSPENDED | Suspended entity | Filter | Filter | 36635 | SW | filter_sweeping_arm
51895 | FCL-FLT-SW-0501-SUS | Sweeps, Surface Wash, Filter #5 | FCL-FLT-F-0501 | Filter, Carbon Activated, Filter Building, Filter Gallery West | Filter | Filter | 36636 | SW | filter_sweeping_arm
51896 | FCL-FLT-SW-0501-SUS | Sweeps, Surface Wash, Filter #5 | FCL-SUSPENDED | Suspended entity | Filter | Filter | 36636 | SW | filter_sweeping_arm
51897 | FCL-FLT-SW-0601-SUS | Sweeps, Surface Wash, Filter #6 | FCL-SUSPENDED | Suspended entity | Filter | Filter | 36637 | SW | filter_sweeping_arm
51898 | FCL-FLT-SW-0801-SUS | Sweeps, Surface Wash, Filter #8 | FCL-FLT-F-0801 | Filter, Carbon Activated, Filter Building, Filter Gallery East | Filter | Filter | 36638 | SW | filter_sweeping_arm
51899 | FCL-FLT-SW-0901-SUS | Sweeps, Surface Wash, Filter #9 | FCL-SUSPENDED | Suspended entity | Filter | Filter | 36639 | SW | filter_sweeping_arm
51900 | FCL-FLT-SW-1001-SUS | Sweeps, Surface Wash, Filter #10 | FCL-SUSPENDED | Suspended entity | Filter | Filter | 36640 | SW | filter_sweeping_arm
51901 | FCL-FLT-SW-1101 | Sweeps, Surface Wash, Filter #11 | FCL-FLT-F-1101 | Filter, Carbon Activated, Filter Building, Filter Gallery West | Filter | Filter |  | SW | filter_sweeping_arm
51902 | FCL-FLT-SW-1201-SUS | Sweeps, Surface Wash, Filter #12 | FCL-FLT-F-1201 | Filter, Carbon Activated, Filter Building, Filter Gallery East | Filter | Filter | 36641 | SW | filter_sweeping_arm
51903 | FCL-FLT-SW-1301-SUS | Sweeps, Surface Wash, Filter #13 | FCL-FLT-F-1301 | Filter, Carbon Activated, Filter Building, Filter Gallery West | Filter | Filter | 36642 | SW | filter_sweeping_arm
51904 | FCL-FLT-SW-1501-SUS | Sweeps, Surface Wash, Filter #15 | FCL-FLT-F-1501 | Filter, Carbon Activated, Filter Building, Filter Gallery West | Filter | Filter | 36644 | SW | filter_sweeping_arm
51905 | FCL-FLT-SW-1601-SUS | Sweeps, Surface Wash, Filter #16 | FCL-FLT-F-1601 | Filter, Carbon Activated, Filter Building, Filter Gallery East | Filter | Filter | 36645 | SW | filter_sweeping_arm
51906 | FCL-FLT-SW-1801-SUS | Sweeps, Surface Wash, Filter #18 | FCL-SUSPENDED | Suspended entity | Filter | Filter | 36647 | SW | filter_sweeping_arm
52647 | TAB-PWA-F-0401 | Filter, Plant Water, Dewatering Filter Building | TAB-PWA-F | Plant Water - Filters and Strainers | Filter | Filter |  | F | media_based_filter
52648 | TAB-PWA-F-0429 | Filter, Plant Water, Dewatering Filter Building | TAB-PWA-F | Plant Water - Filters and Strainers | Filter | Filter |  | F | media_based_filter
52649 | TAB-PWA-F-0437A | Filter, Auto Backwash, Plant Water to Polymer Mixing Tank, No. 1 | TAB-PWA-F | Plant Water - Filters and Strainers | Filter | Filter |  | F | media_based_filter
52650 | TAB-PWA-F-0437B | Filter, Auto Backwash, Plant Water to Polymer Mixing Tank, No.2 | TAB-PWA-F | Plant Water - Filters and Strainers | Filter | Filter |  | F | media_based_filter
52651 | TAB-PWA-F-0555 | Filter, Plant Water, Flotation | TAB-PWA-P-0555 | Pump, Effluent, Filtered, Plant Water | Filter | Filter |  | F | media_based_filter
52652 | TAB-PWA-F-1001 | Filter, Plant Water, Gas Control Building | TAB-PWA-F | Plant Water - Filters and Strainers | Filter | Filter |  | F | media_based_filter
52861 | FCL-PAC-F-0101 | Filter, Intake, Air Blower BL-0101, Dry Chemical Building Basement | FCL-PAC | Taste and Odour Control (PAC) | Filter | Filter |  | F | http://www.toronto.ca/TWONTO#replaceable_air_filter
52862 | FCL-PAC-F-0201 | Filter, Intake, Air Blower BL-0201, Dry Chemical Building Basement | FCL-PAC-FN-0201 | Dust Control, Storage Tank Dust Collector DCU-0201, Dry Chemical Building Basement | Filter | Filter |  | F | http://www.toronto.ca/TWONTO#replaceable_air_filter
52863 | FCL-PAC-F-0301 | Filter, Intake, Air Blower BL-0301, Dry Chemical Building Basement | FCL-ZMC | Zebra Mussel Control | Filter | Filter |  | F | http://www.toronto.ca/TWONTO#replaceable_air_filter
52878 | FCL-PAC-SL-0101 | Silencer, Inlet, Blower BL-0101, Dry Chemical Building, Basement | FCL-PAC-BL-0101 | Blower, PD, PAC Mixing Air Supply, Dry Chemical Building Basement | Filter | Filter |  | SL | silencer
52879 | FCL-PAC-SL-0201 | Silencer, Inlet, Blower BL-0201, Dry Chemical Building, Basement | FCL-PAC-BL-0201 | Blower, PD, PAC Mixing Air Supply, Dry Chemical Building Basement | Filter | Filter |  | SL | silencer
52881 | FCL-PAC-SL-0301 | Silencer, Inlet, Blower BL-0301, Dry Chemical Building, Basement | FCL-PAC-BL-0301 | Blower, PD, PAC Mixing Air Supply, Dry Chemical Building Basement | Filter | Filter |  | SL | silencer
53028 | TAB-PWA-STR-0120 | Strainer, Plant Water Process Piping | TAB-PWA-F | Plant Water - Filters and Strainers | Strainer | Filter |  | STR | http://www.toronto.ca/TWONTO#strainer
53029 | TAB-PWA-STR-0555 | Strainer, Plant Water, Floatation | TAB-PWA-F | Plant Water - Filters and Strainers | Strainer | Filter |  | STR | http://www.toronto.ca/TWONTO#strainer
53766 | TAB-RSP-F-1221B | Filter, Lube Oil Supply, Raw Sewage Pump 1220, B Side | TAB-RSP-P-1220 | Pump,Raw Sewage Transfer #2 | Filter | Filter |  | F | http://www.toronto.ca/TWONTO#replaceable_oil_or_fuel_filter
53767 | TAB-RSP-F-1221B | Filter, Lube Oil Supply, Raw Sewage Pump 1220, B Side | TAB-RSP-T-1221 | Tank, Oil, Raw Sewage Pump #2 Bearing Lubrication System | Filter | Filter |  | F | http://www.toronto.ca/TWONTO#replaceable_oil_or_fuel_filter
53768 | TAB-RSP-F-1231A | Filter, Lube Oil Supply, Raw Sewage Pump 1230, A Side | TAB-RSP-P-1230 | Pump,Raw Sewage Transfer #3 | Filter | Filter |  | F | http://www.toronto.ca/TWONTO#replaceable_oil_or_fuel_filter
53769 | TAB-RSP-F-1241B | Filter, Lube Oil Supply, Raw Sewage Pump 1240, B Side | TAB-RSP-P-1240 | Pump,Raw Sewage Transfer #4 | Filter | Filter |  | F | http://www.toronto.ca/TWONTO#replaceable_oil_or_fuel_filter
53770 | TAB-RSP-F-1251B | Filter, Lube Oil Supply, Raw Sewage Pump 1250, B Side | TAB-RSP-P-1250 | Pump,Raw Sewage Transfer #5 | Filter | Filter |  | F | http://www.toronto.ca/TWONTO#replaceable_oil_or_fuel_filter
53771 | TAB-RSP-F-1251B | Filter, Lube Oil Supply, Raw Sewage Pump 1250, B Side | TAB-RSP-T-1251 | Tank, Oil, Raw Sewage Pump #5 Bearing Lubrication System | Filter | Filter |  | F | http://www.toronto.ca/TWONTO#replaceable_oil_or_fuel_filter
53772 | TAB-RSP-F-3003 | Filter, Granular Activated Charcoal, OCU-5-2 | TAB-RSP-FN-3003 | M Building Odour Control Fan, OCU 5-2 | Filter | Filter | 32959 | F | media_based_filter
53773 | TAB-RSP-F-3003 | Filter, Granular Activated Charcoal, OCU-5-2 | TAB-SUSPENDED ENTITY | Suspended entities | Filter | Filter | 32959 | F | media_based_filter
53987 | FCL-SA-F-0301 | Filter, First Service Air System, Service Air Monitoring - Low Lift Pumps, Dry Chemicals and Screen Room | FCL-SA | Service Air | Filter | Filter |  | F | http://www.toronto.ca/TWONTO#replaceable_air_filter
54959 | TAB-SLO-BCF-0401 | Filter, Bio-Filter Cell 1, BFC401 | TAB-SUSPENDED ENTITY | Suspended entities | Filter | Filter | 46228 | BCF | http://www.toronto.ca/TWONTO#filtration_tank
54960 | TAB-SLO-BCF-0402 | Filter, Bio-Filter Cell 2, BFC402 | TAB-SUSPENDED ENTITY | Suspended entities | Filter | Filter | 46229 | BCF | http://www.toronto.ca/TWONTO#filtration_tank
54961 | TAB-SLO-BCF-0403 | Filter, Bio-Filter Cell 3, BFC403 | TAB-SUSPENDED ENTITY | Suspended entities | Filter | Filter | 46230 | BCF | http://www.toronto.ca/TWONTO#filtration_tank
54962 | TAB-SLO-BCF-0404 | Filter, Bio-Filter Cell 4, BFC404 | TAB-SUSPENDED ENTITY | Suspended entities | Filter | Filter | 46231 | BCF | http://www.toronto.ca/TWONTO#filtration_tank
55226 | TAB-SLO-STR-0420 | Strainer, Pump suction | TAB-SLO-P-0420 | Biofilter Pump, Humidification Booster | Strainer | Filter | 46254 | STR | http://www.toronto.ca/TWONTO#strainer
55227 | TAB-SLO-STR-0420 | Strainer, Pump suction | TAB-SUSPENDED ENTITY | Suspended entities | Strainer | Filter | 46254 | STR | http://www.toronto.ca/TWONTO#strainer
55228 | TAB-SLO-STR-2401 | Strainer, Lub Pump suction | TAB-SLO-P-2401 | Pump, Sludge Transfer Lube #1 | Strainer | Filter |  | STR | http://www.toronto.ca/TWONTO#strainer
55229 | TAB-SLO-STR-2402 | Strainer, Lub Pump suction | TAB-SLO-P-2402 | Pump, Sludge Transfer Lube #2 | Strainer | Filter |  | STR | http://www.toronto.ca/TWONTO#strainer
55230 | TAB-SLO-STR-2403 | Strainer, Lub Pump suction | TAB-SLO-P-2403 | Pump, Sludge Transfer Lube #3 | Strainer | Filter |  | STR | http://www.toronto.ca/TWONTO#strainer
55231 | TAB-SLO-STR-2408 | Strainer, Lub Pump suction | TAB-SLO-P-2408 | Pump, Sludge Transfer Lube #8 | Strainer | Filter |  | STR | http://www.toronto.ca/TWONTO#strainer
55232 | TAB-SLO-STR-2411 | Strainer, Lub Pump suction | TAB-SLO-P-2411 | Pump, Sludge Transfer Lube #11 | Strainer | Filter |  | STR | http://www.toronto.ca/TWONTO#strainer
55233 | TAB-SLO-STR-2413 | Strainer, Lub Pump suction | TAB-SLO-P-2413 | Pump, Sludge Transfer Lube #13 | Strainer | Filter |  | STR | http://www.toronto.ca/TWONTO#strainer
55234 | TAB-SLO-STR-2414 | Strainer, Lub Pump suction | TAB-SLO-P-2414 | Pump, Sludge Transfer Lube #14 | Strainer | Filter |  | STR | http://www.toronto.ca/TWONTO#strainer
55710 | TAB-STR-F-4001R | Filter, Lube Oil, Blower BL 4001 | TAB-STR-P-4001 | Pump, Main Oil ,Blower BL4001 | Filter | Filter |  | F | http://www.toronto.ca/TWONTO#replaceable_oil_or_fuel_filter
55711 | TAB-STR-F-4002R | Filter, Lube Oil, Blower BL 4002 | TAB-STR-P-4002 | Pump, Main Oil ,Blower BL4002 | Filter | Filter |  | F | http://www.toronto.ca/TWONTO#replaceable_oil_or_fuel_filter
55712 | TAB-STR-F-4002S | Air Filter, Blower 2 | TAB-STR-BL-4002 | Blower #4002 | Motor,AC | Filter |  | F | http://www.toronto.ca/TWONTO#replaceable_air_filter
55713 | TAB-STR-F-4003R | Filter, Lube Oil, Blower BL 4003 | TAB-STR-P-4003 | Pump, Main Oil ,Blower BL4003 | Filter | Filter |  | F | http://www.toronto.ca/TWONTO#replaceable_oil_or_fuel_filter
55714 | TAB-STR-F-4003S | Air Filter, Blower 3 | TAB-STR-BL-4003 | Blower #4003 | Motor,AC | Filter |  | F | http://www.toronto.ca/TWONTO#replaceable_air_filter
55715 | TAB-STR-F-4004R | Filter, Lube Oil, Blower BL 4004 | TAB-STR-P-4004 | Pump, Main Oil ,Blower BL4004 | Filter | Filter |  | F | http://www.toronto.ca/TWONTO#replaceable_oil_or_fuel_filter
55716 | TAB-STR-F-4004S | Air Filter, Blower 4 | TAB-STR-BL-4004 | Blower #4004 | Motor,AC | Filter |  | F | http://www.toronto.ca/TWONTO#replaceable_air_filter
55717 | TAB-STR-F-4005R | Filter, Lube Oil, Blower BL 4005 | TAB-STR-P-4005 | Pump, Main Oil ,Blower BL4005 | Filter | Filter |  | F | http://www.toronto.ca/TWONTO#replaceable_oil_or_fuel_filter
55718 | TAB-STR-F-4007S | Air Filter, Blower 7 | TAB-STR-BL-4007 | Blower #4007 | Filter | Filter |  | F | http://www.toronto.ca/TWONTO#replaceable_air_filter
55719 | TAB-STR-F-4008R | Filter, Lube Oil, Blower BL 4008 | TAB-STR-P-4008 | Pump, Main Oil ,Blower BL4008 | Filter | Filter |  | F | http://www.toronto.ca/TWONTO#replaceable_oil_or_fuel_filter
55720 | TAB-STR-F-4009S | Air Filter, Blower 9 | TAB-STR-BL-4009 | Blower #4009 | Filter | Filter |  | F | http://www.toronto.ca/TWONTO#replaceable_air_filter
55721 | TAB-STR-F-4009T | Air Filter, Blower 9 | TAB-STR-BL-4009 | Blower #4009 | Filter | Filter |  | F | http://www.toronto.ca/TWONTO#replaceable_air_filter
55722 | TAB-STR-F-4009U | Air Filter, Blower 9 | TAB-STR-BL-4009 | Blower #4009 | Filter | Filter |  | F | http://www.toronto.ca/TWONTO#replaceable_air_filter
55723 | TAB-STR-F-4010R | Filter, Aux Lube Oil Pump , Blower BL 4010 | TAB-STR-P-4010R | Pump. Lube Oil Starting | Filter | Filter |  | F | http://www.toronto.ca/TWONTO#replaceable_oil_or_fuel_filter
55724 | TAB-STR-F-4011S | Filter,Air | TAB-STR-BL-4011 | Blower #4011 | Filter | Filter |  | F | http://www.toronto.ca/TWONTO#replaceable_air_filter
55725 | TAB-STR-F-4011T | Filter,Air | TAB-STR-BL-4011 | Blower #4011 | Filter | Filter |  | F | http://www.toronto.ca/TWONTO#replaceable_air_filter
55726 | TAB-STR-F-4011U | Filter,Air | TAB-STR-BL-4011 | Blower #4011 | Filter | Filter |  | F | http://www.toronto.ca/TWONTO#replaceable_air_filter
55727 | TAB-STR-F-7002 | Filter, City Water, Gland Water Cooling RAS/WAS Pumps | TAB-STR-T-7000 | Wet Well, Gland Water Pumping Supply | Filter | Filter |  | F | media_based_filter
56325 | FCL-TRW-F-0001 | Filter, Primary Outlet, Air Compressor 0001, Surge Tank Building | FCL-TRW-C-0001 | Compressor, Stationary, Surge Tank Building | Filter | Filter |  | F | http://www.toronto.ca/TWONTO#replaceable_air_filter
56326 | FCL-TRW-F-0002 | Filter, Secondary Outlet, Air Compressor 0001, Surge Tank Building | FCL-TRW-C-0001 | Compressor, Stationary, Surge Tank Building | Filter | Filter |  | F | http://www.toronto.ca/TWONTO#replaceable_air_filter
56327 | FCL-TRW-F-0003 | Filter, Primary Outlet, Air Compressor 0002, Surge Tank Building | FCL-TRW-C-0002 | Compressor, Stationary, Surge Tank Building | Filter | Filter |  | F | http://www.toronto.ca/TWONTO#replaceable_air_filter
56328 | FCL-TRW-F-0004 | Filter, Secondary Outlet, Air Compressor 0002, Surge Tank Building | FCL-TRW-C-0002 | Compressor, Stationary, Surge Tank Building | Filter | Filter |  | F | http://www.toronto.ca/TWONTO#replaceable_air_filter
58661 | THC-ACC-F-0003 | Filter, Glycol, N-E side of B2,Incineration Building M | THC-ACC-FN-0321 | Fan,Return,Lower Basement,B2,Bldg M | Filter | Filter |  | F | http://www.toronto.ca/TWONTO#discrete_unit_of_treatment_filter
58662 | THC-ACC-F-0005 | Filter, Glycol, N-W side of B2,Incineration Building M | THC-ACC-FN-0321 | Fan,Return,Lower Basement,B2,Bldg M | Filter | Filter |  | F | http://www.toronto.ca/TWONTO#discrete_unit_of_treatment_filter
58664 | THC-ACC-F-0131 | Filter,Outdoor Air,Boiler Building,South Zone 2 | THC-ACC-BLDG E | Boiler House, HVAC |  | Filter |  | F | http://www.toronto.ca/TWONTO#replaceable_air_filter
58665 | THC-ACC-F-0185 | Filter,Outdoor Air,Boiler Building,North Zone 1 | THC-ACC-BLDG E | Boiler House, HVAC |  | Filter |  | F | http://www.toronto.ca/TWONTO#replaceable_air_filter
58666 | THC-ACC-F-0191 | Filter,Air Intake,Combustion Air,Boiler Building,South | THC-ACC-BLDG E | Boiler House, HVAC |  | Filter |  | F | http://www.toronto.ca/TWONTO#replaceable_air_filter
58667 | THC-ACC-F-0192 | Filter,Air Intake,Combustion Air,Boiler Building,South | THC-ACC-BLDG E | Boiler House, HVAC |  | Filter |  | F | http://www.toronto.ca/TWONTO#replaceable_air_filter
58668 | THC-ACC-F-0193 | Filter,Air Intake,Combustion Air,Boiler Building,North | THC-ACC-BLDG E | Boiler House, HVAC |  | Filter |  | F | http://www.toronto.ca/TWONTO#replaceable_air_filter
58669 | THC-ACC-F-0301 | Filter,Self Cleaning,B1,Incineration Building M | THC-ACC-FN-0324 | Air Handling Unit, Building M | Filter | Filter |  | F | http://www.toronto.ca/TWONTO#replaceable_air_filter
58675 | THC-ACC-F-0612 | Filter,Outdoor Air,South Pumping Station,Plenum Shaft,Ground Level | THC-ACC-BLDG L | Plant Effluent Pumping Station, HVAC |  | Filter |  | F | http://www.toronto.ca/TWONTO#replaceable_air_filter
58676 | THC-ACC-F-0613 | Filter,Outdoor Air,South Pumping Station,Plenum Shaft,Ground Level | THC-ACC-BLDG L | Plant Effluent Pumping Station, HVAC |  | Filter |  | F | http://www.toronto.ca/TWONTO#replaceable_air_filter
58680 | THC-ACC-F-3001 | Filter, Hot water line, Building E | THC-ACC-PIP-0001 | Piping system, HVAC associated with Boilers (Hot Water Facility Wide) | H.V.A.C. | Filter |  | F | media_based_filter
58724 | THC-ACC-F-5812 | Filter,Outdoor Air,Plant Stores | THC-ACC-BLDG B | Mechanical Shop (Chlorine) Building HVAC |  | Filter |  | F | http://www.toronto.ca/TWONTO#replaceable_air_filter
58732 | THC-ACC-F-6822 | Filter, Exhaust Fan, Ferrous Chloride Building | THC-ACC-FN-6821 | Fan,Centrifugal, Exhaust, Ferrous Chloride Building |  | Filter |  | F | http://www.toronto.ca/TWONTO#replaceable_air_filter
60441 | THC-AER-F-6020 | Filter, AER-BL-6020, SE Plant Blowers Part 1 and Train #8 | THC-AER-BL-6020 | Blower,Centrifugal,High Speed Turbo, Aeration, SE Plant Blowers Part 1 and Train #8 | Filter | Filter |  | F | http://www.toronto.ca/TWONTO#replaceable_air_filter
60442 | THC-AER-F-6060 | Filter, AER-BL-6060, SE Plant Blowers Part 1 and Train #8 | THC-AER-BL-6060 | Blower,Centrifugal,High Speed Turbo, Aeration, SE Plant Blowers Part 1 and Train #8 | Filter | Filter |  | F | http://www.toronto.ca/TWONTO#replaceable_air_filter
60443 | THC-AER-F-6080 | Filter, AER-BL-6080, SE Plant Blowers Part 2 and Train #1 & 2 | THC-AER-BL-6060 | Blower,Centrifugal,High Speed Turbo, Aeration, SE Plant Blowers Part 1 and Train #8 | Filter | Filter |  | F | http://www.toronto.ca/TWONTO#replaceable_air_filter
60444 | THC-AER-F-6080 | Filter, AER-BL-6080, SE Plant Blowers Part 2 and Train #1 & 2 | THC-AER-BL-6080 | Blower,Centrifugal,High Speed Turbo, SE Plant Blower Part 2, Train #1&2 | Filter | Filter |  | F | http://www.toronto.ca/TWONTO#replaceable_air_filter
60445 | THC-AER-F-6100 | Filter, AER-BL-6100, Inlet, Blowers, Bldg. A | THC-AER-BL-7100 | Blower, Aeration | Filter | Filter |  | F | http://www.toronto.ca/TWONTO#replaceable_air_filter
60446 | THC-AER-F-6100 | Filter, AER-BL-6100, Inlet, Blowers, Bldg. A | THC-AER-OLD PLANT | AerationTreatment | Filter | Filter |  | F | http://www.toronto.ca/TWONTO#replaceable_air_filter
60447 | THC-AER-F-6200 | Filter, Air, Inlet, Blowers, Bldg. A | THC-AER-BL-6200 | Blower, Aeration | Filter | Filter |  | F | http://www.toronto.ca/TWONTO#replaceable_air_filter
60448 | THC-AER-F-6200 | Filter, Air, Inlet, Blowers, Bldg. A | THC-AER-OLD PLANT | AerationTreatment | Filter | Filter |  | F | http://www.toronto.ca/TWONTO#replaceable_air_filter
60449 | THC-AER-F-7420 | Filter, Air, Inlet, Blower, Aeration | THC-AER-BL-7400 | Blower, Aeration | Filter | Filter |  | F | http://www.toronto.ca/TWONTO#replaceable_air_filter
60855 | THC-AI-F-7001 | Filter,Instrument Air,Incinerator Building,2nd floor | THC-AI-PIP-0001 | Piping, Compressed Air Facility Wide | Filter | Filter |  | F | http://www.toronto.ca/TWONTO#replaceable_air_filter
60856 | THC-AI-F-7002 | Filter,Instrument Air,Incinerator Building,2nd floor | THC-AI-PIP-0001 | Piping, Compressed Air Facility Wide | Filter | Filter |  | F | http://www.toronto.ca/TWONTO#replaceable_air_filter
60857 | THC-AI-F-7002 | Filter,Instrument Air,Incinerator Building,2nd floor | THC-AI-PIP-7000 | Piping, Instrument Air Distribution, Incinerator Building, Outside Compressor Room,2nd Floor | Filter | Filter |  | F | http://www.toronto.ca/TWONTO#replaceable_air_filter
61283 | THC-DCL-F-0401 | Filtration Module, Final Effluent, Dechlorination | THC-DCL-AIT-0400 | Transmitter, Analyzer Indicating, Phosphorous, Final Effluent, Dechlorination | Transmitter | Filter |  | F | media_based_filter
62381 | FHA-FILT | Filtration | FHA WORK AREA 1 | Process |  | Filter |  |  | http://www.toronto.ca/TWONTO#collection_of_assets
62478 | FHA-FLT-F-0101 | Filter #01, Filter Building, West Filter Gallery South | FHA-FLT | Filtration | Filter | Filter |  | F | http://www.toronto.ca/TWONTO#filtration_tank
62479 | FHA-FLT-F-0501 | Filter #05, Filter Building, West Filter Gallery South | FHA-FLT | Filtration | Filter | Filter |  | F | http://www.toronto.ca/TWONTO#filtration_tank
62480 | FHA-FLT-F-0601 | Filter #06, Filter Building, West Filter Gallery North | FHA-FLT | Filtration | Filter | Filter |  | F | http://www.toronto.ca/TWONTO#filtration_tank
62481 | FHA-FLT-F-0701 | Filter #07, Filter Building, West Filter Gallery South | FHA-FLT | Filtration | Filter | Filter |  | F | http://www.toronto.ca/TWONTO#filtration_tank
62482 | FHA-FLT-F-0801 | Filter #08, Filter Building, West Filter Gallery North | FHA-FLT | Filtration | Filter | Filter |  | F | http://www.toronto.ca/TWONTO#filtration_tank
62483 | FHA-FLT-F-0901 | Filter #09, Filter Building, West Filter Gallery South | FHA-FLT | Filtration | Filter | Filter |  | F | http://www.toronto.ca/TWONTO#filtration_tank
62484 | FHA-FLT-F-1301 | Filter #13, Filter Building, West Filter Gallery South | FHA-FLT | Filtration | Filter | Filter |  | F | http://www.toronto.ca/TWONTO#filtration_tank
62485 | FHA-FLT-F-1501 | Filter #15, Filter Building, West Filter Gallery South | FHA-FLT | Filtration | Filter | Filter |  | F | http://www.toronto.ca/TWONTO#filtration_tank
62486 | FHA-FLT-F-1601 | Filter #16, Filter Building, West Filter Gallery North | FHA-FLT | Filtration | Filter | Filter |  | F | http://www.toronto.ca/TWONTO#filtration_tank
62487 | FHA-FLT-F-2101 | Filter #21, Filter Building, East Filter Gallery South | FHA-FLT | Filtration | Filter | Filter |  | F | http://www.toronto.ca/TWONTO#filtration_tank
62488 | FHA-FLT-F-2301 | Filter #23, Filter Building, East Filter Gallery South | FHA-FLT | Filtration | Filter | Filter |  | F | http://www.toronto.ca/TWONTO#filtration_tank
62489 | FHA-FLT-F-2401 | Filter #24, Filter Building, East Filter Gallery North | FHA-FLT | Filtration | Filter | Filter |  | F | http://www.toronto.ca/TWONTO#filtration_tank
62490 | FHA-FLT-F-2501 | Filter #25, Filter Building, East Filter Gallery South | FHA-FLT | Filtration | Filter | Filter |  | F | http://www.toronto.ca/TWONTO#filtration_tank
62491 | FHA-FLT-F-2601 | Filter #26, Filter Building, East Filter Gallery North | FHA-FLT | Filtration | Filter | Filter |  | F | http://www.toronto.ca/TWONTO#filtration_tank
62492 | FHA-FLT-F-2701 | Filter #27, Filter Building, East Filter Gallery South | FHA-FLT | Filtration | Filter | Filter |  | F | http://www.toronto.ca/TWONTO#filtration_tank
62493 | FHA-FLT-F-3001 | Filter #30, Filter Building, East Filter Gallery North | FHA-FLT | Filtration | Filter | Filter |  | F | http://www.toronto.ca/TWONTO#filtration_tank
62494 | FHA-FLT-F-3101 | Filter #31, Filter Building, East Filter Gallery South | FHA-FLT | Filtration | Filter | Filter |  | F | http://www.toronto.ca/TWONTO#filtration_tank
62495 | FHA-FLT-F-3301 | Filter #33, Filter Building, East Filter Gallery South | FHA-FLT | Filtration | Filter | Filter |  | F | http://www.toronto.ca/TWONTO#filtration_tank
62496 | FHA-FLT-F-3701 | Filter #37, Filter Building, East Filter Gallery South | FHA-FLT | Filtration | Filter | Filter |  | F | http://www.toronto.ca/TWONTO#filtration_tank
62497 | FHA-FLT-F-3801 | Filter #38, Filter Building, East Filter Gallery North | FHA-FLT | Filtration | Filter | Filter |  | F | http://www.toronto.ca/TWONTO#filtration_tank
62498 | FHA-FLT-F-3901 | Filter #39, Filter Building, East Filter Gallery South | FHA-FLT | Filtration | Filter | Filter |  | F | http://www.toronto.ca/TWONTO#filtration_tank
62499 | FHA-FLT-F-4001 | Filter #40, Filter Building, East Filter Gallery North | FHA-FLT | Filtration | Filter | Filter |  | F | http://www.toronto.ca/TWONTO#filtration_tank
62622 | FHA-FLT-MX-0101 | FHA-FLT-SW-0101 - Sweeps, Surface Wash, Filter #1 | FHA-FLT-F-0101 | Filter #01, Filter Building, West Filter Gallery South | Filter | Filter |  | MX | filter_sweeping_arm
62623 | FHA-FLT-MX-0401 | FHA-FLT-SW-0401 - Sweeps, Surface Wash, Filter #4 | FHA-FLT-F-0401 | Filter #04, Filter Building, West Filter Gallery North | Filter | Filter |  | MX | filter_sweeping_arm
62624 | FHA-FLT-MX-0701 | FHA-FLT-SW-0701 - Sweeps, Surface Wash, Filter #7 | FHA-FLT-F-0701 | Filter #07, Filter Building, West Filter Gallery South | Filter | Filter |  | MX | filter_sweeping_arm
62625 | FHA-FLT-MX-1001 | FHA-FLT-SW-1001 - Sweeps, Surface Wash, Filter #10 | FHA-FLT-F-1001 | Filter #10, Filter Building, West Filter Gallery North | Filter | Filter |  | MX | filter_sweeping_arm
62626 | FHA-FLT-MX-1301 | FHA-FLT-SW-1301 - Sweeps, Surface Wash, Filter #13 | FHA-FLT-F-1301 | Filter #13, Filter Building, West Filter Gallery South | Filter | Filter |  | MX | filter_sweeping_arm
62627 | FHA-FLT-MX-1501 | FHA-FLT-SW-1501 - Sweeps, Surface Wash, Filter #15 | FHA-FLT-F-1501 | Filter #15, Filter Building, West Filter Gallery South | Filter | Filter |  | MX | filter_sweeping_arm
62628 | FHA-FLT-MX-1601 | FHA-FLT-SW-1601 - Sweeps, Surface Wash, Filter #16 | FHA-FLT-F-1601 | Filter #16, Filter Building, West Filter Gallery North | Filter | Filter |  | MX | filter_sweeping_arm
62629 | FHA-FLT-MX-1701 | FHA-FLT-SW-1701 - Sweeps, Surface Wash, Filter #17 | FHA-FLT-F-1701 | Filter #17, Filter Building, West Filter Gallery South | Filter | Filter |  | MX | filter_sweeping_arm
62630 | FHA-FLT-MX-1801 | FHA-FLT-SW-1801 - Sweeps, Surface Wash, Filter #18 | FHA-FLT-F-1801 | Filter #18, Filter Building, West Filter Gallery North | Filter | Filter |  | MX | filter_sweeping_arm
62631 | FHA-FLT-MX-2501 | FHA-FLT-SW-2501 - Sweeps, Surface Wash, Filter #25 | FHA-FLT-F-2501 | Filter #25, Filter Building, East Filter Gallery South | Filter | Filter |  | MX | filter_sweeping_arm
62632 | FHA-FLT-MX-3001 | FHA-FLT-SW-3001 - Sweeps, Surface Wash, Filter #30 | FHA-FLT-F-3001 | Filter #30, Filter Building, East Filter Gallery North | Filter | Filter |  | MX | filter_sweeping_arm
62633 | FHA-FLT-MX-3101 | FHA-FLT-SW-3101 - Sweeps, Surface Wash, Filter #31 | FHA-FLT-F-3101 | Filter #31, Filter Building, East Filter Gallery South | Filter | Filter |  | MX | filter_sweeping_arm
62634 | FHA-FLT-MX-3401 | FHA-FLT-SW-3401 - Sweeps, Surface Wash, Filter #34 | FHA-FLT-F-3401 | Filter #34, Filter Building, East Filter Gallery North | Filter | Filter |  | MX | filter_sweeping_arm
62635 | FHA-FLT-MX-3601 | FHA-FLT-SW-3601 - Sweeps, Surface Wash, Filter #36 | FHA-FLT-F-3601 | Filter #36, Filter Building, East Filter Gallery North | Filter | Filter |  | MX | filter_sweeping_arm
62636 | FHA-FLT-MX-3701 | FHA-FLT-SW-3701 - Sweeps, Surface Wash, Filter #37 | FHA-FLT-F-3701 | Filter #37, Filter Building, East Filter Gallery South | Filter | Filter |  | MX | filter_sweeping_arm
62637 | FHA-FLT-MX-4001 | FHA-FLT-SW-4001 - Sweeps, Surface Wash, Filter #40 | FHA-FLT-F-4001 | Filter #40, Filter Building, East Filter Gallery North | Filter | Filter |  | MX | filter_sweeping_arm
67527 | THC-MCS-F-5201 | Filtration Unit, Fumes, Welding shop | THC-ACC-BLDG X | New Workshop WA2 Building HVAC |  | Filter |  | F | http://www.toronto.ca/TWONTO#replaceable_air_filter
67676 | FHA-WWW-STR-0101 | Strainer, Filter, Self Cleaning, Irrigation Pumps Inlet, RMF, North/East of Pilot Plant | FHA-WWW-IRRIG | Irrigation | Filter | Filter |  | STR | http://www.toronto.ca/TWONTO#strainer
67677 | FHA-WWW-STR-0201 | Strainer, Filter, Self Cleaning. Irrigation Pumps Discharge, RMF, North/East of Pilot Plant | FHA-WWW-IRRIG | Irrigation | Filter | Filter |  | STR | http://www.toronto.ca/TWONTO#strainer
68495 | FHO-ACC-F-0102 | Filter, Dry Air, AHU-0101 Inlet, Admin Building, S1, AHU Room | FHO-ACC-AHU-0101 | Air Handling Unit, Administration Ofices HVAC, S1 Admin Building AHU Room |  | Filter |  | F | http://www.toronto.ca/TWONTO#replaceable_air_filter
68496 | FHO-ACC-F-0103 | Filter, Dry Air, Fan FN-0107 Intake, Admin Building, S1, AHU Room | FHO-ACC-FN-0107 | Fan, Supply, Wokshop Ventilation System, S1 Admin Building AHU Room |  | Filter |  | F | http://www.toronto.ca/TWONTO#replaceable_air_filter
68497 | FHO-ACC-F-0113 | Filter, Dry Air, AHU-0103 Intake Air, Admin Building, L1,Control Room | FHO-ACC-AHU-0103 | Air Handling Unit, Admin Building, Main Control Room |  | Filter |  | F | http://www.toronto.ca/TWONTO#replaceable_air_filter
68498 | FHO-ACC-F-0114 | Filter, Dry Air, AHU-0104 Intake Air, Admin Building, L2, East Wing, Mechanical Room | FHO-ACC-AHU-0104 | Air Handling Unit, Admin Building, East Wing, Mechanical Room |  | Filter |  | F | http://www.toronto.ca/TWONTO#replaceable_air_filter
68604 | FHO-ACC-F-0302 | Filter, Dry Air, Chlorine Area Supply Fan FN-0305, Chemical Building, L2, South Penthouse | FHO-ACC-FN-0305 | Fan, Supply, Chlorine Area Ventilation System, L2 Chemical Building, South Penthouse |  | Filter |  | F | http://www.toronto.ca/TWONTO#replaceable_air_filter
68605 | FHO-ACC-F-0403 | Filter, Dry Air, Fan FN-0403, High Lift P.S. HVAC, S4, East Ventilation Room | FHO-ACC-FN-0403 | Fan, Air Circulating Unit, High Lift P.S. HVAC, S4, East Ventilation Room |  | Filter |  | F | http://www.toronto.ca/TWONTO#replaceable_air_filter
68606 | FHO-ACC-F-0404 | Filter, Dry Air, Fan FN-0404, High Lift P.S. HVAC, S4, East Ventilation Room | FHO-ACC-FN-0404 | Fan, Air Circulating Unit, High Lift P.S. HVAC, S4, East Ventilation Room |  | Filter |  | F | http://www.toronto.ca/TWONTO#replaceable_air_filter
68607 | FHO-ACC-F-0503 | Filter, Dry Air, Raw Water HVAC Dehumidifier D-0501, S8, Raw Water HVAC Room, South | FHO-ACC-D-0501 | Dehumidifier, Raw Water HVAC, S8, Raw Water Pump Room, South |  | Filter |  | F | http://www.toronto.ca/TWONTO#replaceable_air_filter
68608 | FHO-ACC-F-0505 | Filter, Dry Air, Raw Water HVAC Fan FN-0502, S8, Raw Water HVAC Room | FHO-ACC-FN-0502 | Fan, Air Circulating Unit, Raw Water HVAC, S8, RAW Water HVAC Room, South West |  | Filter |  | F | http://www.toronto.ca/TWONTO#replaceable_air_filter
68609 | FHO-ACC-F-0506 | Filter, Dry Air, Raw Water HVAC Fan FN-0503, S8, Raw Water HVAC Room | FHO-ACC-FN-0503 | Fan, Air Circulating Unit, Raw Water HVAC, S8 RAW Water HVAC Room, North West |  | Filter |  | F | http://www.toronto.ca/TWONTO#replaceable_air_filter
68610 | FHO-ACC-F-0507 | Filter, Dry Air, Raw Water HVAC Fan FN-0504, S8, Raw Water HVAC Room | FHO-ACC-FN-0504 | Fan, Air Circulating Unit, Raw Water HVAC, S8, RAW Water HVAC Room, North East |  | Filter |  | F | http://www.toronto.ca/TWONTO#replaceable_air_filter
68611 | FHO-ACC-F-0508 | Filter, Dry Air, Raw Water HVAC Fan FN-0505, S8, Raw Water HVAC Room | FHO-ACC-FN-0505 | Fan, Air Circulating Unit, Raw Water HVAC, S8 RAW Water HVAC Room, South East |  | Filter |  | F | http://www.toronto.ca/TWONTO#replaceable_air_filter
68612 | FHO-ACC-F-0604 | Filter, Dry Air, Raw Water HVAC Dehumidifier D-0602, S7, Storage Room | FHO-ACC-D-0602 | Dehumidifier, Raw Water HVAC, S7, Storage Area, South |  | Filter |  | F | http://www.toronto.ca/TWONTO#replaceable_air_filter
68613 | FHO-ACC-F-0703 | Filter, Reactivation Air Inlet, High Lift P.S. Air Handling Unit, FN-0703, TWPS, S3, Compressor Room | FHO-ACC-FN-0703 | Fan, Exhaust, High Lift PS AHU, S3, Compressor Room |  | Filter |  | F | http://www.toronto.ca/TWONTO#replaceable_air_filter
68614 | FHO-ACC-F-0801 | Filter, Inlet Air to Elevator Room, Admin Building, S4, Behind Passenger Elevator Room | FHO-MCS-HVAC | Plant HVAC |  | Filter |  | F | http://www.toronto.ca/TWONTO#replaceable_air_filter
68615 | FHO-ACC-F-0902 | Filter, Inlet Air, FN-0903, Filter Building, S2, HVAC Room | FHO-ACC-FN-0903 | Fan, Fresh Air Supply, Electrical Room, Filter Bldg, S2, West of Pipe Gallery, HVAC Room |  | Filter |  | F | http://www.toronto.ca/TWONTO#replaceable_air_filter
68616 | FHO-ACC-F-1002 | Filter, Recirculated Air, D-1001, Old Surge Building | FHO-ACC-D-1001 | Dehumidifier, Surge Building, Lower Level |  | Filter |  | F | http://www.toronto.ca/TWONTO#replaceable_air_filter
68617 | FHO-ACC-F-1006 | Filter, Air Inlet, FN-1004, S2, TW Reservoir Gallery, North | FHO-ACC-FN-1004 | Fan, Circulation/Ventilation, Treated Water Reservoir Gallery, North |  | Filter |  | F | http://www.toronto.ca/TWONTO#replaceable_air_filter
68618 | FHO-ACC-F-1102 | Filter, Reactivation Air D-1101, Clarifier Building, S4, Clarifier Gallery | FHO-ACC-D-1101 | Dehumidifier, Clarifier Building, S4, Clarifier Gallery |  | Filter |  | F | http://www.toronto.ca/TWONTO#replaceable_air_filter
68619 | FHO-ACC-F-1103 | Filter, AHU-1101 Air Inlet, Clarifier Building, S2, Main Foyer | FHO-ACC-AHU-1101 | Air Handling Unit, Clarifier Building, S4, larifier Gallery |  | Filter |  | F | http://www.toronto.ca/TWONTO#replaceable_air_filter
68620 | FHO-ACC-F-1511 | Filter, Air Inlet, AHU-1511, Ozone Building, L1, Mechanical Room 1 | FHO-ACC-AHU-1511 | Air Handling Unit, Ozone Building, L1, Mechanical Room 1 |  | Filter |  | F | http://www.toronto.ca/TWONTO#replaceable_air_filter
68621 | FHO-ACC-F-1512 | Filter, Air Inlet, AHU-1511, Ozone Building, L1, Mechanical Room 1 | FHO-ACC-AHU-1511 | Air Handling Unit, Ozone Building, L1, Mechanical Room 1 |  | Filter |  | F | http://www.toronto.ca/TWONTO#replaceable_air_filter
68622 | FHO-ACC-F-1523 | Filter, Air Inlet, D-1521, Ozone Building, L1, Mechanical Room 1 | FHO-ACC-D-1521 | Dehumidifire, Ozone Building, L1, Mechanical Room 1 |  | Filter |  | F | http://www.toronto.ca/TWONTO#replaceable_air_filter
68623 | FHO-ACC-F-1541 | Filter, Air Inlet, AHU-1541, Ozone Building, L1, Mechanical Room 1 | FHO-ACC-AHU-1541 | Air Handling Unit, Ozone Equipment Room Ventilation, Ozone Building, L1, Mechanical Room 1 |  | Filter |  | F | http://www.toronto.ca/TWONTO#replaceable_air_filter
68624 | FHO-ACC-F-1631 | Filter, Air Inlet, FN-1631, Standby Power Building, S2, Electrical Room, North | FHO-ACC-FN-1631 | Fan, Centrifugal Square Inline, Electrical Room Supply, Standby Power Building, S2, North |  | Filter |  | F | http://www.toronto.ca/TWONTO#replaceable_air_filter
68625 | FHO-ACC-F-1701 | Filter, Air Inlet, AHU-1701, Filter Building, L1, Filter Gallery, West | FHO-ACC-AHU-1701 | Air Handling Unit, West Filter Area, Filter 1-8 Building, L1, Roof |  | Filter |  | F | http://www.toronto.ca/TWONTO#replaceable_air_filter
68626 | FHO-ACC-F-1702 | Filter, Air Inlet, AHU-1702, Filter Building, L1, Filter Gallery, East | FHO-ACC-AHU-1702 | Air Handling Unit, East Filter Area, Filter 1-8 Building, L1, Roof |  | Filter |  | F | http://www.toronto.ca/TWONTO#replaceable_air_filter
68789 | THC-PLT-F-6162 | Filter, Recirculating, Hydraulic Pack 1 | THC-PLT-T-6100 | Reservoir, Oil, Hydraulic Pack 1, Bar Screens | Filter | Filter |  | F | http://www.toronto.ca/TWONTO#replaceable_oil_or_fuel_filter
68790 | THC-PLT-F-6213 | Filter, Return, Hydraulic Pack 2 | THC-PLT-T-6200 | Reservoir, Oil, Hydraulic Pack 2, Bar Screens | Filter | Filter |  | F | http://www.toronto.ca/TWONTO#replaceable_oil_or_fuel_filter
68791 | THC-PLT-F-6262 | Filter, Recirculating, Hydraulic Pack 2 | THC-PLT-T-6200 | Reservoir, Oil, Hydraulic Pack 2, Bar Screens | Filter | Filter |  | F | http://www.toronto.ca/TWONTO#replaceable_oil_or_fuel_filter
71733 | THC-STW-F-0013 | Filter, Cartridge, Discharge, Water Feature Circultion Pump, Admin. Bldg Basement Mechanical Rm | THC-STW-P-0012 | Pump, Centrifugal, Harvested Rainwater Circulation, Admin. Building Basement Mechanical Room |  | Filter |  | F | http://www.toronto.ca/TWONTO#discrete_unit_of_treatment_filter
71927 | FHO-CLB-F-0101 | Filter, Gas, Post Chlorination Train 1, Chemical Building, Main Floor, Machine Room | FHO-CLB-CHL-0101 | Chlorinator, Post Chlorination Train 1 West, Chemical Building, L1, Evaporator Room |  | Filter |  | F | http://www.toronto.ca/TWONTO#replaceable_air_filter
71928 | FHO-CLB-F-0201 | Filter, Gas, Post Chlorination Train 2, Chemical Building, Main Floor, Machine Room | FHO-CLB-CHL-0201 | Chlorinator, Post Chlorination Train 2 West, Chemical Building, L1, Evaporator Room |  | Filter |  | F | http://www.toronto.ca/TWONTO#replaceable_air_filter
72478 | FHO-CLC-F-0101 | Filter, Gas, Trim Chlorination Train 1, Chemical Building, Main Floor, Machine Room | FHO-CLC-CHL-0101 | Chlorinator, Trim Chlorination Train 1, Chemical Building, L1, Machine Room |  | Filter |  | F | http://www.toronto.ca/TWONTO#replaceable_air_filter
72727 | THR-ACC-F-0711 | Filter, Glycol, Compressor Bldg Main Floor, Glycol System | THR-ACC-T-0711 | Tank, Makeup, Glycol Skid, Compressor Bldg Main Floor, Glycol System | Strainer | Filter |  | F | http://www.toronto.ca/TWONTO#discrete_unit_of_treatment_filter
73307 | THR-ACC-NX-741 | Filter Unit, Grit Building, Crane HH555 | THR-ACC-GRIT | Heating, Ventilation and Air Conditioning, Grit Building | Filter | Filter |  | NX | http://www.toronto.ca/TWONTO#replaceable_oil_or_fuel_filter
73349 | FHO-DOZ-F-0001 | Filter, Paticulate, GOX Pretreatment, Ozone Building, L1, Ozone Equipment Room | FHO-GOX | Gaseous Oxygen Pretreatment | Filter | Filter |  | F | http://www.toronto.ca/TWONTO#replaceable_air_filter
73350 | FHO-DOZ-F-0002 | Filter, Paticulate, GOX Pretreatment, Ozone Building, L1, Ozone Equipment Room | FHO-GOX | Gaseous Oxygen Pretreatment | Filter | Filter |  | F | http://www.toronto.ca/TWONTO#replaceable_air_filter
73351 | FHO-DOZ-F-0501 | Filter, Coalescing, Desiccant Dryer D-0503 Inlet, Ozone Building, S2, RW Process Room,Nitrogen Skid | FHO-NIT-SYS | NITROGEN SYSTEM | Filter | Filter |  | F | http://www.toronto.ca/TWONTO#replaceable_air_filter
74147 | THR-AER-F-0520 | Filter, Roll Media, Supply Air, Aeration Blower 1411 & 1511 | THR-AER-BL | Aeration Blowers | Filter | Filter |  | F | http://www.toronto.ca/TWONTO#replaceable_air_filter
74148 | THR-AER-F-0520 | Filter, Roll Media, Supply Air, Aeration Blower 1411 & 1511 | THR-AER-FN | Fan, Room, Supply Air, Blower, Engine Room Basement | Filter | Filter |  | F | http://www.toronto.ca/TWONTO#replaceable_air_filter
74149 | THR-AER-F-0520A | Filter, Bag, Main Supply Air, Aeration Blower 1411 & 1511 | THR-AER-F-0520 | Filter, Roll Media, Supply Air, Aeration Blower 1411 & 1511 | Filter | Filter |  | F | http://www.toronto.ca/TWONTO#replaceable_air_filter
74150 | THR-AER-F-0525 | Filter, Roll Media, Air Supply, Top, Aeration Blower System - North | THR-AER-F-HPBB | Filter, Supply Air, Blower, High Pressure Blower Bldg. | Filter | Filter |  | F | http://www.toronto.ca/TWONTO#replaceable_air_filter
74151 | THR-AER-F-0526 | Filter, Roll Media, Air Supply, Bottom, Aeration Blower System - North | THR-AER-F-HPBB | Filter, Supply Air, Blower, High Pressure Blower Bldg. | Filter | Filter |  | F | http://www.toronto.ca/TWONTO#replaceable_air_filter
74152 | THR-AER-F-1101 | Filter, Lube Oil Tank, Blower 1111, Engine Room, Air Blower System | THR-AER-T-1114 | Tank, Reservoir, Auxiliary Oil for Blower 1111, Secondary Treatment, Aeration - Blower System - South | Filter | Filter |  | F | http://www.toronto.ca/TWONTO#replaceable_oil_or_fuel_filter
74153 | THR-AER-F-1110 | Filter, Bag, Air Suction, Aeration Blower 1111 | THR-AER-BL-1111 | Blower, Centrifugal, Secondary Treatment, Aeration Blower System - Engine Room | Filter | Filter |  | F | http://www.toronto.ca/TWONTO#replaceable_air_filter
74154 | THR-AER-F-1210 | Filter, Bag, Air Suction, Aeration Blower 1211 | THR-AER-BL-1211 | Blower, Centrifugal, Secondary Treatment, Aeration Blower System - Engine Room | Filter | Filter |  | F | http://www.toronto.ca/TWONTO#replaceable_air_filter
74155 | THR-AER-F-1211 | Filter, Roll Media, Supply Air, Aeration Blower 1111 & 1211 | THR-AER-BL-1111 | Blower, Centrifugal, Secondary Treatment, Aeration Blower System - Engine Room | Filter | Filter |  | F | http://www.toronto.ca/TWONTO#replaceable_air_filter
74156 | THR-AER-F-1211 | Filter, Roll Media, Supply Air, Aeration Blower 1111 & 1211 | THR-AER-BL-1211 | Blower, Centrifugal, Secondary Treatment, Aeration Blower System - Engine Room | Filter | Filter |  | F | http://www.toronto.ca/TWONTO#replaceable_air_filter
74157 | THR-AER-F-1311 | Filter, Bag, Supply Air, Aeration Blower 1311 | THR-AER-BL-1311 | Blower, Centrifugal, Secondary Treatment, Aeration Blower System - Engine Room | Filter | Filter |  | F | http://www.toronto.ca/TWONTO#replaceable_air_filter
74158 | THR-AER-F-1401 | Filter, Lube Oil Tank, Blower 1411, Blower Building, Air Blower System | THR-AER-BL-1411 | Blower, Centrifugal, Secondary Treatment, Aeration Blower System - Engine Room | Filter | Filter |  | F | http://www.toronto.ca/TWONTO#replaceable_oil_or_fuel_filter
74159 | THR-AER-F-1401 | Filter, Lube Oil Tank, Blower 1411, Blower Building, Air Blower System | THR-AER-T-1401 | Tank, Lube Oil, Blower 1411, Engine Room, Air Blower System | Filter | Filter |  | F | http://www.toronto.ca/TWONTO#replaceable_oil_or_fuel_filter
74160 | THR-AER-F-1501 | Filter, Lube Oil Tank, Blower 1511, Blower Building, Air Blower System | THR-AER-BL-1511 | Blower, Centrifugal, Secondary Treatment, Aeration Blower System - Engine Room | Filter | Filter |  | F | http://www.toronto.ca/TWONTO#replaceable_oil_or_fuel_filter
74161 | THR-AER-F-1501 | Filter, Lube Oil Tank, Blower 1511, Blower Building, Air Blower System | THR-AER-T-1501 | Tank, Lube Oil, Blower 1511, Blower Building, Air Blower System | Filter | Filter |  | F | http://www.toronto.ca/TWONTO#replaceable_oil_or_fuel_filter
74162 | THR-AER-F-1701 | Filter, Lube Oil Tank, Blower 1711, Blower Building, Air Blower System | THR-AER-T-1714 | Tank, Non-Pressurized, Auxiliary Oil, Blower 1711, Secondary Treatment, Aeration Blower System - North | Filter | Filter |  | F | http://www.toronto.ca/TWONTO#replaceable_oil_or_fuel_filter
74163 | THR-AER-F-1810 | Filter, Bag, Air Supply, Blower 1811, Secondary Treatment, Aeration Blower System - North | THR-AER-F-HPBB | Filter, Supply Air, Blower, High Pressure Blower Bldg. | Filter | Filter |  | F | http://www.toronto.ca/TWONTO#replaceable_air_filter
74164 | THR-AER-F-1910 | Filter, Bag, Air Supply, Blower 1911, Secondary Treatment, Aeration Blower System - North | THR-AER-BL-1911 | Blower, Centrifugal, Secondary Treatment, Aeration Blower System - HPBB | Filter | Filter |  | F | http://www.toronto.ca/TWONTO#replaceable_air_filter
74578 | THR-AI-F-0100 | Filter, Instrument Air Building | THR-AI-C-0100 | Air Compressor,Instrument Air Building | Filter,Membrane | Filter |  | F | http://www.toronto.ca/TWONTO#replaceable_air_filter
74579 | THR-AI-F-0200 | Filter, Instrument Air Building | THR-AI-C-0200 | Air Compressor,Instrument Air Building | Filter,Membrane | Filter |  | F | http://www.toronto.ca/TWONTO#replaceable_air_filter
74580 | THR-AI-F-2506 | Filter, Oil, Air Discharge Header, Instrument Air | THR-AI | Air, Instrument, Compressors | Filter,Membrane | Filter |  | F | http://www.toronto.ca/TWONTO#replaceable_oil_or_fuel_filter
74661 | THR-BG-F-0101 | Filter, Oil for Fuel Gas Compressor 0101, Compressor Building, Gas Compressor (And Dryer) | THR-BG-C-0101 | Compressor, Centrifugal, Fuel Gas, Compressor Building, Gas Compressor (And Dryer) for COGEN | Filter | Filter |  | F | http://www.toronto.ca/TWONTO#replaceable_oil_or_fuel_filter
74662 | THR-BG-F-0301 | Filter, Dryer 0300, Compressor Building, Gas Compressor (And Dryer) | THR-BG-DRY-0300 | Dryer, Fuel Gas, Compressor Building, Gas Compressor (And Dryer) | Filter | Filter |  | F | http://www.toronto.ca/TWONTO#replaceable_air_filter
74663 | THR-BG-F-0402 | Condensate Separator, Fuel Gas, Compressor Building, Gas Compressor (And Dryer) | THR-BG-C-0401 | Compressor, Screw, Fuel Gas, Compressor Building, Gas Compressor (And Dryer) Tag-THR-BG-C-0401-Susp | Filter | Filter |  | F | http://www.toronto.ca/TWONTO#replaceable_oil_or_fuel_filter
74664 | THR-BG-F-0603 | Filter, Dryer 0600, Compressor Building, Gas Compressor (And Dryer) | THR-BG-DRY-0600 | Dryer, Fuel Gas, Compressor Building, Gas Compressor (And Dryer) | Filter | Filter |  | F | http://www.toronto.ca/TWONTO#replaceable_air_filter
74665 | THR-BG-F-1201 | Filter, Gas, Engine 1201 Gas Valve Train, Engine Fuel System-Unit No 2, Engine-Generator & Heat Recovery System | THR-CG-ENG-1201 | Engine, Generator NT1788901, Engine Room, Engine-Generator & Heat Recovery System | Filter | Filter |  | F | http://www.toronto.ca/TWONTO#replaceable_oil_or_fuel_filter
74895 | THR-CG-F-1161 | Filter, Oil, Lube Oil System, Engine-Gen 1101 | THR-CG-ENG-1101 | Engine, Generator 1101, Engine Room, Engine-Generator & Heat Recovery System |  | Filter |  | F | http://www.toronto.ca/TWONTO#replaceable_oil_or_fuel_filter
74896 | THR-CG-F-1303 | Filter, Air, Compressor 1303 Intake, Air Starting System, Engine-Generator 1101 & 1201 | THR-CG-C-1303 | Compressor, Air, Air Starting System, Engine-Generator 1101 & 1201 |  | Filter |  | F | http://www.toronto.ca/TWONTO#replaceable_air_filter
74897 | THR-CG-F-1304 | Filter, Air, Compressor 1304 Intake, Air Starting System, Engine-Generator 1101 & 1201 | THR-CG-C-1304 | Compressor, Air, Air Starting System, Engine-Generator 1101 & 1201 |  | Filter |  | F | http://www.toronto.ca/TWONTO#replaceable_air_filter
74898 | THR-CG-F-1411 | Filter, Air Intake, Purge Blower 1411, Engine Exhaust System, Engine-Gen 1201 | THR-CG-BL-1411 | Blower, Centrifugal, Purge, Engine Exhaust System, Engine-Gen 1201 |  | Filter |  | F | http://www.toronto.ca/TWONTO#replaceable_air_filter
75874 | THR-DIG-F-4714 | Filter, Tank 0700 Hot Water Return, Solids Treatment, Heating System - Digesters - Tank 0700 & Tank 0800 | THR-DIG-PD-0700 | Tank, Primary Digester-7, Solids Treatment | Filter | Filter |  | F | http://www.toronto.ca/TWONTO#discrete_unit_of_treatment_filter
79558 | THR-FPW-F-0002S | Filter, Pump, Centrifugal 0013, Plant Water Building, Plant Services, Plant Water Pump, Centrifugaling System | THR-FPW-P-0013 | Pump, Centrifugal, Residual Chlorine Analyzer | Filter | Filter | 47400 | F | http://www.toronto.ca/TWONTO#discrete_unit_of_treatment_filter
81871 | THR-OCS-F-0500C | Filter, Coalescing, Air Handling Units 0500A/B, Ozonator Room, Plant Services, Odour Control System | THR-OCS-D-0500A | Dryer, Dessicant, Ozone Generator 3956, Ozonator Room, Plant Services, Odour Control System | Filter | Filter |  | F | http://www.toronto.ca/TWONTO#replaceable_air_filter
81872 | THR-OCS-F-0500D | Filter, Particle, Air Handling Units 0500A/B, Ozonator Room, Plant Services, Odour Control System | THR-OCS-D-0500A | Dryer, Dessicant, Ozone Generator 3956, Ozonator Room, Plant Services, Odour Control System | Filter | Filter |  | F | http://www.toronto.ca/TWONTO#replaceable_air_filter
81873 | THR-OCS-F-0500E | Filter, Coalescing, Air Handling Units 0500A/B, Ozonator Room, Plant Services, Odour Control System | THR-OCS-D-0500A | Dryer, Dessicant, Ozone Generator 3956, Ozonator Room, Plant Services, Odour Control System | Filter | Filter |  | F | http://www.toronto.ca/TWONTO#replaceable_air_filter
81874 | THR-OCS-F-0500F | Filter, Coalescing, Air Handling Units 0500A/B, Ozonator Room, Plant Services, Odour Control System | THR-OCS-D-0500A | Dryer, Dessicant, Ozone Generator 3956, Ozonator Room, Plant Services, Odour Control System | Filter | Filter |  | F | http://www.toronto.ca/TWONTO#replaceable_air_filter
81875 | THR-OCS-F-0501A | Filter, Particle, Air Handling Units 0501A/B, Ozonator Room, Plant Services, Odour Control System | THR-OCS-D-0501A | Dryer, Dessicant, Ozone Generator 3957, Ozonator Room, Plant Services, Odour Control System | Filter | Filter |  | F | http://www.toronto.ca/TWONTO#replaceable_air_filter
81876 | THR-OCS-F-0501B | Filter, Coalescing, Air Handling Units 0501A/B, Ozonator Room, Plant Services, Odour Control System | THR-OCS-D-0501A | Dryer, Dessicant, Ozone Generator 3957, Ozonator Room, Plant Services, Odour Control System | Filter | Filter |  | F | http://www.toronto.ca/TWONTO#replaceable_air_filter
81877 | THR-OCS-F-0501H | Filter, Submicron, Air Handling Units 0501A/B, Ozonator Room, Plant Services, Odour Control System | THR-OCS-D-0501A | Dryer, Dessicant, Ozone Generator 3957, Ozonator Room, Plant Services, Odour Control System | Filter | Filter |  | F | http://www.toronto.ca/TWONTO#replaceable_air_filter
83688 | THR-PRS-F-0002S | Filter, Fine Bag, Ferrous Chloride Storage Tanks Inlet, Chemical Building, Secondary Treatment, Phosphorous Removal | THR-PRS-F | Phosphorous Removal System, Filtration | Filter | Filter | 39806 | F | http://www.toronto.ca/TWONTO#replaceable_air_filter
83689 | THR-PRS-F-0003S | Filter, Fine Bag, Ferrous Chloride Storage Tanks Inlet, Chemical Building, Secondary Treatment, Phosphorous Removal | THR-PRS-F | Phosphorous Removal System, Filtration | Filter | Filter | 39807 | F | http://www.toronto.ca/TWONTO#replaceable_air_filter
83690 | THR-PRS-F-0005S | Filter, Fine Bag, Ferrous Chloride Storage Tanks Outlet, Chemical Building, Secondary Treatment, Phosphorous Removal | THR-PRS-F | Phosphorous Removal System, Filtration | Filter | Filter | 39809 | F | http://www.toronto.ca/TWONTO#replaceable_air_filter
83691 | THR-PRS-F-0006S | Filter, Fine Bag, Ferrous Chloride Storage Tanks Outlet, Chemical Building, Secondary Treatment, Phosphorous Removal | THR-PRS-F | Phosphorous Removal System, Filtration | Filter | Filter | 39810 | F | http://www.toronto.ca/TWONTO#replaceable_air_filter
84400 | THR-SES-SQ-2516 | Cleaner, Air/Welding Fume Extractor | THR-SES-SQ-WA2 | Safety Equipment -Work Area2 | Safety | Filter |  | SQ | http://www.toronto.ca/TWONTO#replaceable_air_filter
85643 | TNT-ACC-F-5101 | Filer, Suction,Oil Pump #5101 | TNT-ACC-P-5101 | Pump, Furnace Oil, to Boiler #5100 | Filter | Filter |  | F | http://www.toronto.ca/TWONTO#replaceable_oil_or_fuel_filter
85777 | FHO-SA-F-0101 | Filter, Discharge, Compressor C-0101, Service Air System, TRW Building, S3, Compressor Room | FHO-SA-C-0101 | Compressor, Service Air System, TRW Building, S3, Compressor Room |  | Filter |  | F | http://www.toronto.ca/TWONTO#replaceable_air_filter
85778 | FHO-SA-F-0201 | Filter, Discharge, Compressor C-0201, Service Air System, TRW Building, S3, Compressor Room | FHO-SA-C-0201 | Compressor, Service Air System, TRW Building, S3, Compressor Room |  | Filter |  | F | http://www.toronto.ca/TWONTO#replaceable_air_filter
86009 | TNT-AER-F-2201 | Filter, Air, Mabr Compressor 2 - Air Inlet Filter, Aeration | TNT-AER-C-2200 | Compressor, Reciprocating, Mabr Compressor 2, Aeration | Filter | Filter |  | F | http://www.toronto.ca/TWONTO#replaceable_air_filter
86355 | TNT-CSO-F-2000 | Filter, Liquid Dispersion Polymer Waste Removal, Lab | TNT-CSO-LAB | Lab Bldg polymer System | Filter | Filter |  | F | http://www.toronto.ca/TWONTO#discrete_unit_of_treatment_filter
87689 | WM2002A | Filter, Pellet Cooler Bag, 810B | TAB-SLD-F | Pelletizer Bldg. - Filters, Fans & Pellet Cooler Bags | Filter | Filter |  |  | http://www.toronto.ca/TWONTO#replaceable_air_filter
87690 | WM2004A | Filter, Pre Finish, 826B | TAB-SLD-F | Pelletizer Bldg. - Filters, Fans & Pellet Cooler Bags | Filter | Filter |  |  | http://www.toronto.ca/TWONTO#replaceable_air_filter
87691 | WM2005A | Filter, Pre Finish, 826C | TAB-SLD-F | Pelletizer Bldg. - Filters, Fans & Pellet Cooler Bags | Filter | Filter |  |  | http://www.toronto.ca/TWONTO#replaceable_air_filter
87692 | WM2006A | Filter, Pre Finish, 826D | TAB-SLD-F | Pelletizer Bldg. - Filters, Fans & Pellet Cooler Bags | Filter | Filter |  |  | http://www.toronto.ca/TWONTO#replaceable_air_filter
87693 | WM2007A | Cannister, Silo Carbon, 808A | TAB-SLD-FN | Pelletizer Bldg. - Silo System, Fans & Filters | Filter | Filter |  |  | http://www.toronto.ca/TWONTO#discrete_unit_of_treatment_filter
87694 | WM2008A | Cannister, Silo Carbon, 808B | TAB-SLD-FN | Pelletizer Bldg. - Silo System, Fans & Filters | Filter | Filter |  |  | http://www.toronto.ca/TWONTO#discrete_unit_of_treatment_filter
87695 | WM2011A | Filter, Silo Dust, 806B | TAB-SLD-FN | Pelletizer Bldg. - Silo System, Fans & Filters | Filter | Filter |  |  | http://www.toronto.ca/TWONTO#replaceable_air_filter
87696 | WM2017A | Cannister, Pneumatic Conveyor Carbon, 828B | TAB-SLD-ROUTING | Pelletizer Bldg. - Material Handling | Filter | Filter |  |  | http://www.toronto.ca/TWONTO#discrete_unit_of_treatment_filter
87697 | WM2019A | Strainer, Exp Tank Nitrogen, 825B | TAB-SLD-P | Pelletizer Bldg. - Thermal Oil Heating System, Pumps, Strainer & Expanasion Tanks | Strainer | Filter |  |  | http://www.toronto.ca/TWONTO#strainer
87698 | WM2021A | Strainer, Oil Pump, 818A | TAB-SLD-P | Pelletizer Bldg. - Thermal Oil Heating System, Pumps, Strainer & Expanasion Tanks | Strainer | Filter |  |  | http://www.toronto.ca/TWONTO#strainer
87699 | WM2024A | Strainer, Oil Pump, 818D | TAB-SLD-P | Pelletizer Bldg. - Thermal Oil Heating System, Pumps, Strainer & Expanasion Tanks | Strainer | Filter |  |  | http://www.toronto.ca/TWONTO#strainer
87700 | WM2025A | Filter, Slip Stream Filter, 827A | TAB-SLD-P | Pelletizer Bldg. - Thermal Oil Heating System, Pumps, Strainer & Expanasion Tanks | Filter | Filter |  |  | http://www.toronto.ca/TWONTO#replaceable_air_filter
87701 | WM2026A | Filter, Slip Stream Filter, 827B | TAB-SLD-P | Pelletizer Bldg. - Thermal Oil Heating System, Pumps, Strainer & Expanasion Tanks | Filter | Filter |  |  | http://www.toronto.ca/TWONTO#replaceable_air_filter
89348 | FHO-TRW-F-0101 | Filter, Fluoride Analyzer AIT-0003, TRW Sampling, TRW Building, S5, Basement, Valve Chamber Hall | FHO-TRW-AIT-0003 | Analyzer, Fluoride, OutputSampling, TRW Building, S5, Basement, Valve Chamber Hall |  | Filter |  | F | http://www.toronto.ca/TWONTO#discrete_unit_of_treatment_filter
90649 | WTR-PEL-F-0001 | Filter, Service Water | WTR-PEL-TRW | Treated Water (Transmission) | Filter | Filter |  | F | http://www.toronto.ca/TWONTO#discrete_unit_of_treatment_filter
90650 | WTR-PEL-F-0003 | Filter, Rolling, Motor Cooling System | WTR-PEL-ACC | Air Conditioning, Handling and Ventilation | Filter | Filter |  | F | http://www.toronto.ca/TWONTO#replaceable_air_filter
90651 | WTR-PEL-F-1061 | Filter, Air, Duct, FN1061, Generator Building, Basement | WTR-PEL-AUX | Auxilliary Equipment (Building Facilities) |  | Filter |  | F | http://www.toronto.ca/TWONTO#replaceable_air_filter
90652 | WTR-PEL-F-1100 | Filter, Fuel, Generator 1100, Generator Building, Generator Room | WTR-PEL-GEN-1100 | Generator, Electrical, Generator Building, Generator Room |  | Filter |  | F | http://www.toronto.ca/TWONTO#replaceable_oil_or_fuel_filter
90653 | WTR-PEL-F-1200 | Filter, Fuel, Generator 1200, Generator Building, Generator Room | WTR-PEL-GEN-1200 | Generator, Electrical, Generator Building, Generator Room |  | Filter |  | F | http://www.toronto.ca/TWONTO#replaceable_oil_or_fuel_filter
92647 | FIS-ACC-F-0500 | Filter, Air, Dehumidifier D-0500 Outside Air, Filter Complex, Pump Room | FIS-ACC-D-0500 | Dehumidifier, Filter Complex, Backwash Pump Room Floor |  | Filter |  | F | http://www.toronto.ca/TWONTO#replaceable_air_filter
93096 | WTR-PMI-F-0001 | Filter, Mechanical Room, Membrane, | WTR-PMI-AUX | Auxiliary Equipment (Building Facilities) | Filter,Membrane | Filter |  | F | http://www.toronto.ca/TWONTO#discrete_unit_of_treatment_filter
93874 | WTR-PRH-F-0001 | Filter, Supply Air, Ventilation | WTR-PRH-ACC | Air Conditioning, Heating and Ventilation | Filter | Filter |  | F | http://www.toronto.ca/TWONTO#replaceable_air_filter
94508 | FIS-CLA-F-0201-SUS | Filter, Gaseous Discharge Header from Pre Chlorination Evaporator 0201 Train 2, Chlorination System | FIS-SUSPENDED | Obsolete Entities/Processes | Filter | Filter | 38162 | F | http://www.toronto.ca/TWONTO#replaceable_air_filter
94730 | FIS-CLB-F-0101-SUS | Filter, Gaseous Discharge Header from Post Chlorination Evaporator Train 1 | FIS-SUSPENDED | Obsolete Entities/Processes | Filter | Filter | 38172 | F | http://www.toronto.ca/TWONTO#replaceable_air_filter
94731 | FIS-CLB-F-0201-SUS | Filter, Gaseous Discharge Header from Post Chlorination Evaporator Train 2 | FIS-SUSPENDED | Obsolete Entities/Processes | Filter | Filter | 38173 | F | http://www.toronto.ca/TWONTO#replaceable_air_filter
94774 | WTR-PTH-F-0401 | Filter, Electronic, AHU 0401 | WTR-PTH-AHU-0401 | Air Handling Unit | Filter | Filter |  | F | http://www.toronto.ca/TWONTO#replaceable_air_filter
95706 | WTR-RRH-F-0301 | Filter, Discharge Header, Pumps 0301, Rosehill Reservoir, Valve House | WTR-RRH-P-0301 | Pump, Centrifugal, Water to Sprinkler System, Rosehill Reservoir, Valve House | Filter | Filter |  | F | http://www.toronto.ca/TWONTO#discrete_unit_of_treatment_filter
95707 | WTR-RRH-F-0401 | Filter, Suction Header, Pump 0401, Rosehill Reservoir, Valve House | WTR-RRH-P-0401 | Pump, Submersible, Rosehill Reservoir, Interconnection Chamber | Filter | Filter |  | F | http://www.toronto.ca/TWONTO#discrete_unit_of_treatment_filter
95878 | FIS-ELS-F-2103 | Filter, Fuel Oil, Generator GEN-2100 Engine Suction, Workshop Building, Generator Room | FIS-ELS-GEN-2100 | Generator, Diesel, Emergency, 4160V, 750KW, Workshop Building, Generator Room |  | Filter |  | F | http://www.toronto.ca/TWONTO#replaceable_oil_or_fuel_filter
95879 | FIS-ELS-F-2201A | Filter, Fuel Oil, Transfer Pump P-2201A Suction, Workshop Building, Transfer Pump Room | FIS-ELS-P-2101A | Pump, Centrifugal, Transfer, Storage Tank T-2101 to Day Tank 2102, Workshop Building, Pump Room |  | Filter |  | F | http://www.toronto.ca/TWONTO#replaceable_oil_or_fuel_filter
95880 | FIS-ELS-F-2201A | Filter, Fuel Oil, Transfer Pump P-2201A Suction, Workshop Building, Transfer Pump Room | FIS-ELS-P-2201A | Pump, Centrifugal, Transfer, Storage Tank T-2201 to Day Tank 2102, Workshop Building, Pump Room |  | Filter |  | F | http://www.toronto.ca/TWONTO#replaceable_oil_or_fuel_filter
95881 | FIS-ELS-F-2201B | Filter, Fuel Oil, Transfer Pump P-2201B Suction, Workshop Building, Transfer Pump Room | FIS-ELS-P-2201B | Pump, Centrifugal, Transfer, Storage Tank T-2201 to Day Tank 2102, Workshop Building, Pump Room |  | Filter |  | F | http://www.toronto.ca/TWONTO#replaceable_oil_or_fuel_filter
95882 | FIS-ELS-F-2203 | Filter, Fuel Oil, Generator GEN-2200 Engine Suction, Workshop Building, Generator Room | FIS-ELS-GEN-2200 | Generator, Diesel, Emergency, 4160V, 750KW, Workshop Building, Generator Room |  | Filter |  | F | http://www.toronto.ca/TWONTO#replaceable_oil_or_fuel_filter
96507 | YTF-CW-F-7701 | Filter, YTF-CW-HU-7401, City Water | YTF-CW | City Water | Filter | Filter |  | F | http://www.toronto.ca/TWONTO#discrete_unit_of_treatment_filter
96957 | FIS-FLT-F-0300 | Filter, Settled Water, Filter Building, Filter Gallery | FIS-FLT | Filtration | Filter | Filter |  | F | http://www.toronto.ca/TWONTO#discrete_unit_of_treatment_filter
97667 | FIS-SA-F-0101-SUS | Filter, Inlet, Instrument Air, Dryer 0101, Service Air Monitoring | FIS-SUSPENDED | Obsolete Entities/Processes | Filter | Filter | 38397 | F | http://www.toronto.ca/TWONTO#replaceable_air_filter
97668 | FIS-SA-F-0102-SUS | Filter, Outlet, Instrument Air, Dryer 0101, Service Air Monitoring | FIS-SUSPENDED | Obsolete Entities/Processes | Filter | Filter | 38398 | F | http://www.toronto.ca/TWONTO#replaceable_air_filter
97669 | FIS-SA-F-0202-SUS | Filter, Outlet, Instrument Air, Dryer 0201, Service Air Monitoring | FIS-SA-C-0200 | Compressor, Reciprocating, Constant Speed, Insturment Air to Dryer 0201, Filter Building, Service Air Monitoring | Filter | Filter | 38400 | F | http://www.toronto.ca/TWONTO#replaceable_air_filter
98491 | FIS-WWW-CH-0300-SUS | Slow Sand Fiter | FIS-SUSPENDED | Obsolete Entities/Processes | Filter | Filter | 38481 | CH | http://www.toronto.ca/TWONTO#filtration_tank
98492 | FIS-WWW-CH-0400-SUS | Slow Sand Fiter | FIS-BW | Backwash System | Filter | Filter | 38482 | CH | http://www.toronto.ca/TWONTO#filtration_tank
98493 | FIS-WWW-CH-0400-SUS | Slow Sand Fiter | FIS-SUSPENDED | Obsolete Entities/Processes | Filter | Filter | 38482 | CH | http://www.toronto.ca/TWONTO#filtration_tank
98494 | FIS-WWW-CH-0500-SUS | Slow Sand Fiter | FIS-BW | Backwash System | Filter | Filter | 38483 | CH | http://www.toronto.ca/TWONTO#filtration_tank
98495 | FIS-WWW-CH-0500-SUS | Slow Sand Fiter | FIS-SUSPENDED | Obsolete Entities/Processes | Filter | Filter | 38483 | CH | http://www.toronto.ca/TWONTO#filtration_tank
98496 | FIS-WWW-CH-0600-SUS | Slow Sand Fiter | FIS-SUSPENDED | Obsolete Entities/Processes | Filter | Filter | 38484 | CH | http://www.toronto.ca/TWONTO#filtration_tank
98497 | FIS-WWW-CH-0700-SUS | Slow Sand Fiter | FIS-BW | Backwash System | Filter | Filter | 38485 | CH | http://www.toronto.ca/TWONTO#filtration_tank
98498 | FIS-WWW-CH-0700-SUS | Slow Sand Fiter | FIS-SUSPENDED | Obsolete Entities/Processes | Filter | Filter | 38485 | CH | http://www.toronto.ca/TWONTO#filtration_tank
98499 | FIS-WWW-CH-0800-SUS | Slow Sand Fiter | FIS-BW | Backwash System | Filter | Filter | 38486 | CH | http://www.toronto.ca/TWONTO#filtration_tank
98500 | FIS-WWW-CH-0800-SUS | Slow Sand Fiter | FIS-SUSPENDED | Obsolete Entities/Processes | Filter | Filter | 38486 | CH | http://www.toronto.ca/TWONTO#filtration_tank
98501 | FIS-WWW-CH-0900-SUS | Slow Sand Fiter | FIS-SUSPENDED | Obsolete Entities/Processes | Filter | Filter | 38487 | CH | http://www.toronto.ca/TWONTO#filtration_tank
98503 | FIS-WWW-CH-1000-SUS | Slow Sand Fiter | FIS-BW | Backwash System | Filter | Filter | 38488 | CH | http://www.toronto.ca/TWONTO#filtration_tank
98504 | FIS-WWW-CH-1200-SUS | Slow Sand Fiter | FIS-BW | Backwash System | Filter | Filter | 38490 | CH | http://www.toronto.ca/TWONTO#filtration_tank
98730 | IY2062A | Filter, Compressor Air Supply | TAB-SA-FN | Compressor Supply Air | Filter | Filter |  |  | http://www.toronto.ca/TWONTO#replaceable_air_filter
98731 | IY2064A | Filter, Air Compressor #1 | IX2069 | Compressor #1, Air | Filter | Filter |  |  | http://www.toronto.ca/TWONTO#replaceable_air_filter
105312 | SM2006A | Filter, Air, Floatation Bsmt., North Side Compr.room | TAB-AI FLOATATION | Air Equipment, Floatation Building | Filter | Filter |  |  | http://www.toronto.ca/TWONTO#replaceable_air_filter
105313 | SM2007A | Strainer, Plant Water, Floatation | TAB-PWA-F | Plant Water - Filters and Strainers | Strainer | Filter |  |  | http://www.toronto.ca/TWONTO#strainer
106298 | TAB-ACC-F-1210 | Filter, Supply Fan 1210, AHU-1200, Screen Bldg. Rooftop | TAB-ACC-AHU-1200 | Air Handling Unit, D Bldg Roof | Filter | Filter |  | F | http://www.toronto.ca/TWONTO#replaceable_air_filter
106299 | TAB-ACC-F-1220 | Filter, Exhaust Fan 1220, AHU-1200, Screen Bldg. Rooftop | TAB-ACC-AHU-1200 | Air Handling Unit, D Bldg Roof | Filter | Filter |  | F | http://www.toronto.ca/TWONTO#replaceable_air_filter
106300 | TAB-ACC-F-1232 | Filter, Glycol Chemical feeder Line | TAB-ACC-FD-1232 | Feeder, Chemical,Glycol Chemical feeder Line | Filter | Filter |  | F | http://www.toronto.ca/TWONTO#discrete_unit_of_treatment_filter
106301 | TAB-ACC-F-1310 | Filter, Supply Fan 1310, AHU-1300, Screen Bldg. Rooftop | TAB-ACC-AHU-1300 | Air Handling Unit, D Bldg Roof | Filter | Filter |  | F | http://www.toronto.ca/TWONTO#replaceable_air_filter
106302 | TAB-ACC-F-1320 | Filter, Exhaust Fan 1320, AHU-1300, Screen Bldg. Rooftop | TAB-ACC-AHU-1300 | Air Handling Unit, D Bldg Roof | Filter | Filter |  | F | http://www.toronto.ca/TWONTO#replaceable_air_filter
106303 | TAB-ACC-F-1420 | Filter, Exhaust Fan 1420, AHU-1400, Screen Bldg. Rooftop | TAB-ACC-AHU-1400 | Air Handling Unit, D Bldg Roof | Filter | Filter |  | F | http://www.toronto.ca/TWONTO#replaceable_air_filter
106304 | TAB-ACC-F-1461 | Filter, AHU-1460, Air filter | TAB-ACC-AHU-1460 | Air Handling Unit, Lunch Room | Filter | Filter |  | F | http://www.toronto.ca/TWONTO#replaceable_air_filter
106305 | TAB-ACC-F-1491 | Filter, AHU-1490, Air filter | TAB-ACC-AHU-1490 | Air Handling Unit, Locker Room Ventilation | Filter | Filter |  | F | http://www.toronto.ca/TWONTO#replaceable_air_filter
106306 | TAB-ACC-F-1520 | Filter, Exhaust Fan 1520, AHU-1500, Screen Bldg. Rooftop | TAB-ACC-AHU-1500 | Air Handling Unit, D Bldg Roof | Filter | Filter |  | F | http://www.toronto.ca/TWONTO#replaceable_air_filter
106307 | TAB-ACC-F-1832 | Filter, Glycol Chemical feeder Line | TAB-ACC-FD-1832 | Feeder, Chemical,Glycol Chemical feeder Line | Filter | Filter |  | F | http://www.toronto.ca/TWONTO#discrete_unit_of_treatment_filter
106308 | TAB-ACC-F-2110 | Filter, Final filter | TAB-ACC-AHU-2110 | AHU, 'H' Tunnel Supply Air | Filter | Filter |  | F | http://www.toronto.ca/TWONTO#replaceable_air_filter
106309 | TAB-ACC-F-2246 | Filter, Final filter | TAB-ACC-FN-2246 | Supply Fan, PRS Building Stairwell Pressurization |  | Filter |  | F | http://www.toronto.ca/TWONTO#replaceable_air_filter
106310 | TAB-ACC-F-2814 | Fiter, Chemical Feeder Line, Old Dewatering Bsmt | TAB-ACC-P-2814 | Pump, Circulating,Glycol , Dewatering Space Heating, P7-4 | Filter | Filter |  | F | http://www.toronto.ca/TWONTO#discrete_unit_of_treatment_filter
106311 | TAB-ACC-F-3601 | FILTER, AHU, QUALITY CONTROL, AHU ADMIN BUILDING | TAB-ACC-AHU-3601 | AIR HANDLING UNIT, ROOFTOP ADMIN BUILDING | Filter | Filter |  | F | http://www.toronto.ca/TWONTO#replaceable_air_filter
106312 | TAB-ACC-F-3602 | FILTER, AHU, QUALITY CONTROL, AHU ADMIN BUILDING | TAB-ACC-AHU | Air Handling Unit & Supply Fan | Filter | Filter |  | F | http://www.toronto.ca/TWONTO#replaceable_air_filter
106313 | TAB-ACC-F-3603 | FILTER, UV, AIR QUALITY CONTROL,SECOND FLOOR ADMIN BUILDING | TAB-ACC-3600 | Heating, Space ,Old Admin Bldg,Prm 1-6, Lab Spc Heating,(Item #5) | Filter | Filter |  | F | uv_air_filter
106314 | TAB-ACC-F-3604 | FILTER, UV, AIR QUALITY CONTROL,SECOND FLOOR ADMIN BUILDING | TAB-ACC-3600 | Heating, Space ,Old Admin Bldg,Prm 1-6, Lab Spc Heating,(Item #5) | Filter | Filter |  | F | uv_air_filter
106315 | TAB-ACC-F-4452 | Filter, Glycol Chemical feeder Line | TAB-ACC-FD-4452 | Feeder, Chemical,Glycol Chemical feeder Line | Filter | Filter |  | F | http://www.toronto.ca/TWONTO#discrete_unit_of_treatment_filter
106331 | TAB-ACC-F-8302 | Filter, Air | TAB-ACC-AHU-8300 | AHU, Make-up Air Unit, M Building, Roof | Filter | Filter |  | F | http://www.toronto.ca/TWONTO#replaceable_air_filter
106332 | TAB-ACC-F-9201 | Filter, Air Purifier, T Building, B2, MCC Room (WPC 2190) | TAB-ACC-AHU-9200 | AHU,T Bldg | Filter | Filter |  | F | http://www.toronto.ca/TWONTO#replaceable_air_filter
112154 | TAB-DIS-F-3501 | Pump, Chlorine Sampling, | TAB-DIS-P-3505 | Pump, Chlorine Sampling, | Filter | Filter |  | F | http://www.toronto.ca/TWONTO#discrete_unit_of_treatment_filter
112155 | TAB-DIS-F-3502 | Pump, Chlorine Sampling, | TAB-DIS-P-3506 | Pump, Chlorine Sampling, | Filter | Filter |  | F | http://www.toronto.ca/TWONTO#discrete_unit_of_treatment_filter
114410 | TAB-PLT-F-6100 | Biofilter, Odour Control, Biofilter Area | TAB-PLT-BIO | D Building - Odour control System, Bio Filter | Filter | Filter |  | F | http://www.toronto.ca/TWONTO#filtration_tank
114411 | TAB-PLT-F-6200 | Biofilter, Odour Control, Biofilter Area | TAB-PLT-BIO | D Building - Odour control System, Bio Filter | Filter | Filter |  | F | http://www.toronto.ca/TWONTO#filtration_tank
114412 | TAB-PLT-F-6300 | Biofilter, Odour Control, Biofilter Area | TAB-PLT-BIO | D Building - Odour control System, Bio Filter | Filter | Filter |  | F | http://www.toronto.ca/TWONTO#filtration_tank
114413 | TAB-PLT-F-6400 | Biofilter, Odour Control, Biofilter Area | TAB-PLT-BIO | D Building - Odour control System, Bio Filter | Filter | Filter |  | F | http://www.toronto.ca/TWONTO#filtration_tank
114847 | TAB-PLT-STR-9403A | Strainer, Inlet, City Water Supply Line to FIT, Conduit 3 | TAB-RSP-PIP-0003 | Influent Conduit # 3, Raw Sewage Conduit from Coxwell | Strainer | Filter |  | STR | http://www.toronto.ca/TWONTO#strainer
114848 | TAB-PLT-STR-9403B | Strainer, Inlet, to FIT, Conduit 3 | TAB-RSP-PIP-0003 | Influent Conduit # 3, Raw Sewage Conduit from Coxwell | Strainer | Filter |  | STR | http://www.toronto.ca/TWONTO#strainer
114849 | TAB-PLT-STR-9403C | Strainer, Inlet, to FIT, Conduit 3 | TAB-RSP-PIP-0003 | Influent Conduit # 3, Raw Sewage Conduit from Coxwell | Strainer | Filter |  | STR | http://www.toronto.ca/TWONTO#strainer
114850 | TAB-PLT-STR-9404D | Strainer, (Micro bubbler), Inlet, to FIT, Conduit 4 | TAB-RSP-PIP-0004 | Influent Conduit # 4, Raw Sewage Conduit from Coxwell | Strainer | Filter |  | STR | http://www.toronto.ca/TWONTO#strainer
114851 | TAB-PLT-STR-9405C | Strainer, Inlet, to FIT, Conduit 5 | TAB-RSP-PIP-0005 | Influent Conduit # 5, Raw Sewage Conduit from Main Pumping Station | Strainer | Filter |  | STR | http://www.toronto.ca/TWONTO#strainer
114852 | TAB-PLT-STR-9405D | Strainer, (Micro bubbler), Inlet, to FIT, Conduit 5 | TAB-RSP-PIP-0005 | Influent Conduit # 5, Raw Sewage Conduit from Main Pumping Station | Strainer | Filter |  | STR | http://www.toronto.ca/TWONTO#strainer
114853 | TAB-PLT-STR-9408A | Strainer, Inlet, City Water Supply Line to FIT, Conduit 8 | TAB-PLT-G-D | D Building - Conduits 6-11 | Strainer | Filter |  | STR | http://www.toronto.ca/TWONTO#strainer
114854 | TAB-PLT-STR-9408B | Strainer, Inlet, to FIT, Conduit 8 | TAB-PLT-G-D | D Building - Conduits 6-11 | Strainer | Filter |  | STR | http://www.toronto.ca/TWONTO#strainer
114855 | TAB-PLT-STR-9408C | Strainer, Inlet, to FIT, Conduit 8 | TAB-PLT-G-D | D Building - Conduits 6-11 | Strainer | Filter |  | STR | http://www.toronto.ca/TWONTO#strainer
114856 | TAB-PLT-STR-9409A | Strainer, Inlet, City Water Supply Line to FIT, Conduit 9 | TAB-PLT-G-D | D Building - Conduits 6-11 | Strainer | Filter |  | STR | http://www.toronto.ca/TWONTO#strainer
114857 | TAB-PLT-STR-9409C | Strainer, Inlet, to FIT, Conduit 9 | TAB-PLT-G-D | D Building - Conduits 6-11 | Strainer | Filter |  | STR | http://www.toronto.ca/TWONTO#strainer
116488 | TAB-PWA-F-0402 | Filter, Plant Water, Dewatering Filter Building | TAB-PWA-F | Plant Water - Filters and Strainers | Filter | Filter |  | F | http://www.toronto.ca/TWONTO#discrete_unit_of_treatment_filter
116489 | TAB-PWA-F-0555 | Filter, Plant Water, Flotation | TAB-PWA-F | Plant Water - Filters and Strainers | Filter | Filter |  | F | http://www.toronto.ca/TWONTO#discrete_unit_of_treatment_filter
116653 | TAB-PWA-STR-0120 | Strainer, Plant Water Process Piping | TAB-PWA-P-0555 | Pump, Effluent, Filtered, Plant Water | Strainer | Filter |  | STR | http://www.toronto.ca/TWONTO#strainer
116654 | TAB-PWA-STR-0540 | Strainer, Plant Water Process Piping | TAB-PWA-F | Plant Water - Filters and Strainers | Strainer | Filter |  | STR | http://www.toronto.ca/TWONTO#strainer
116655 | TAB-PWA-STR-0555 | Strainer, Plant Water, Floatation | TAB-PWA-P-0555 | Pump, Effluent, Filtered, Plant Water | Strainer | Filter |  | STR | http://www.toronto.ca/TWONTO#strainer
116656 | TAB-PWA-STR-2001 | Strainer, Plant Water, Aer. Gallry, E | TAB-PWA-F | Plant Water - Filters and Strainers | Filter | Filter |  | STR | http://www.toronto.ca/TWONTO#strainer
116657 | TAB-PWA-STR-2002 | Strainer, Plant Water, Aer. Gallry, W | TAB-PWA-F | Plant Water - Filters and Strainers | Filter | Filter |  | STR | http://www.toronto.ca/TWONTO#strainer
117118 | TAB-RSP-F-1211A | Filter, Lube Oil Supply, Raw Sewage Pump 1210, A side | TAB-RSP-P-1210 | Pump,Raw Sewage Transfer #1 | Filter | Filter |  | F | http://www.toronto.ca/TWONTO#replaceable_oil_or_fuel_filter
117119 | TAB-RSP-F-1211A | Filter, Lube Oil Supply, Raw Sewage Pump 1210, A side | TAB-RSP-T-1211 | Tank, Oil, Raw Sewage Pump #1 Bearing Lubrication System | Filter | Filter |  | F | http://www.toronto.ca/TWONTO#replaceable_oil_or_fuel_filter
117120 | TAB-RSP-F-1211B | Filter, Lube Oil Supply, Raw Sewage Pump 1210, B side | TAB-RSP-P-1210 | Pump,Raw Sewage Transfer #1 | Filter | Filter |  | F | http://www.toronto.ca/TWONTO#replaceable_oil_or_fuel_filter
117121 | TAB-RSP-F-1211B | Filter, Lube Oil Supply, Raw Sewage Pump 1210, B side | TAB-RSP-T-1211 | Tank, Oil, Raw Sewage Pump #1 Bearing Lubrication System | Filter | Filter |  | F | http://www.toronto.ca/TWONTO#replaceable_oil_or_fuel_filter
117122 | TAB-RSP-F-1221A | Filter, Lube Oil Supply, Raw Sewage Pump 1220, A Side | TAB-RSP-P-1220 | Pump,Raw Sewage Transfer #2 | Filter | Filter |  | F | http://www.toronto.ca/TWONTO#replaceable_oil_or_fuel_filter
117123 | TAB-RSP-F-1221A | Filter, Lube Oil Supply, Raw Sewage Pump 1220, A Side | TAB-RSP-T-1221 | Tank, Oil, Raw Sewage Pump #2 Bearing Lubrication System | Filter | Filter |  | F | http://www.toronto.ca/TWONTO#replaceable_oil_or_fuel_filter
117124 | TAB-RSP-F-1231A | Filter, Lube Oil Supply, Raw Sewage Pump 1230, A Side | TAB-RSP-T-1231 | Tank, Oil, Raw Sewage Pump #3 Bearing Lubrication System | Filter | Filter |  | F | http://www.toronto.ca/TWONTO#replaceable_oil_or_fuel_filter
117125 | TAB-RSP-F-1231B | Filter, Lube Oil Supply, Raw Sewage Pump 1230, B Side | TAB-RSP-P-1230 | Pump,Raw Sewage Transfer #3 | Filter | Filter |  | F | http://www.toronto.ca/TWONTO#replaceable_oil_or_fuel_filter
117126 | TAB-RSP-F-1231B | Filter, Lube Oil Supply, Raw Sewage Pump 1230, B Side | TAB-RSP-T-1231 | Tank, Oil, Raw Sewage Pump #3 Bearing Lubrication System | Filter | Filter |  | F | http://www.toronto.ca/TWONTO#replaceable_oil_or_fuel_filter
117127 | TAB-RSP-F-1241A | Filter, Lube Oil Supply, Raw Sewage Pump 1240, A Side | TAB-RSP-P-1240 | Pump,Raw Sewage Transfer #4 | Filter | Filter |  | F | http://www.toronto.ca/TWONTO#replaceable_oil_or_fuel_filter
117128 | TAB-RSP-F-1241A | Filter, Lube Oil Supply, Raw Sewage Pump 1240, A Side | TAB-RSP-T-1241 | Tank, Oil, Raw Sewage Pump #4 Bearing Lubrication System | Filter | Filter |  | F | http://www.toronto.ca/TWONTO#replaceable_oil_or_fuel_filter
117129 | TAB-RSP-F-1241B | Filter, Lube Oil Supply, Raw Sewage Pump 1240, B Side | TAB-RSP-T-1241 | Tank, Oil, Raw Sewage Pump #4 Bearing Lubrication System | Filter | Filter |  | F | http://www.toronto.ca/TWONTO#replaceable_oil_or_fuel_filter
117130 | TAB-RSP-F-1251A | Filter, Lube Oil Supply, Raw Sewage Pump 1250, A Side | TAB-RSP-P-1250 | Pump,Raw Sewage Transfer #5 | Filter | Filter |  | F | http://www.toronto.ca/TWONTO#replaceable_oil_or_fuel_filter
117131 | TAB-RSP-F-1251A | Filter, Lube Oil Supply, Raw Sewage Pump 1250, A Side | TAB-RSP-T-1251 | Tank, Oil, Raw Sewage Pump #5 Bearing Lubrication System | Filter | Filter |  | F | http://www.toronto.ca/TWONTO#replaceable_oil_or_fuel_filter
117133 | TAB-RSP-F-4002 | Filter, Pre Air Filter to Activated Carbon Filter, T Building, Ground Floor | TAB-RSP-FN-4001 | T Building - Fan, Exhaust | Filter | Filter |  | F | http://www.toronto.ca/TWONTO#replaceable_air_filter
117135 | TAB-RSP-F-4005 | Filter, Post Air Filter from Potassium Permanganate Filter, T Building, Ground Floor | TAB-RSP-FN-4001 | T Building - Fan, Exhaust | Filter | Filter |  | F | http://www.toronto.ca/TWONTO#replaceable_air_filter
118018 | TAB-SLO-BCF-0401 | Filter, Bio-Filter Cell 1, BFC401 | TAB-SLO-BIO | Odour Control Facility-WA4 | Filter | Filter | 46228 | BCF | http://www.toronto.ca/TWONTO#filtration_tank
118019 | TAB-SLO-BCF-0402 | Filter, Bio-Filter Cell 2, BFC402 | TAB-SLO-BIO | Odour Control Facility-WA4 | Filter | Filter | 46229 | BCF | http://www.toronto.ca/TWONTO#filtration_tank
118020 | TAB-SLO-BCF-0403 | Filter, Bio-Filter Cell 3, BFC403 | TAB-SLO-BIO | Odour Control Facility-WA4 | Filter | Filter | 46230 | BCF | http://www.toronto.ca/TWONTO#filtration_tank
118021 | TAB-SLO-BCF-0404 | Filter, Bio-Filter Cell 4, BFC404 | TAB-SLO-BIO | Odour Control Facility-WA4 | Filter | Filter | 46231 | BCF | http://www.toronto.ca/TWONTO#filtration_tank
118160 | TAB-SLO-STR-2404 | Strainer, Lub Pump suction | TAB-SLO-P-2404 | Pump, Sludge Transfer Lube #4 | Strainer | Filter |  | STR | http://www.toronto.ca/TWONTO#strainer
118161 | TAB-SLO-STR-2405 | Strainer, Lub Pump suction | TAB-SLO-P-2405 | Pump, Sludge Transfer Lube #5 | Strainer | Filter |  | STR | http://www.toronto.ca/TWONTO#strainer
118162 | TAB-SLO-STR-2406 | Strainer, Lub Pump suction | TAB-SLO-P-2406 | Pump, Sludge Transfer Lube #6 | Strainer | Filter |  | STR | http://www.toronto.ca/TWONTO#strainer
118163 | TAB-SLO-STR-2407 | Strainer, Lub Pump suction | TAB-SLO-P-2407 | Pump, Sludge Transfer Lube,#7 | Strainer | Filter |  | STR | http://www.toronto.ca/TWONTO#strainer
118164 | TAB-SLO-STR-2409 | Strainer, Lub Pump suction | TAB-SLO-P-2409 | Pump, Sludge Transfer Lube #9 | Strainer | Filter |  | STR | http://www.toronto.ca/TWONTO#strainer
118165 | TAB-SLO-STR-2410 | Strainer, Lub Pump suction | TAB-SLO-P-2410 | Pump, Sludge Transfer Lube #10 | Strainer | Filter |  | STR | http://www.toronto.ca/TWONTO#strainer
118166 | TAB-SLO-STR-2412 | Strainer, Lub Pump suction | TAB-SLO-P-2412 | Pump, Sludge Transfer Lube #12 | Strainer | Filter |  | STR | http://www.toronto.ca/TWONTO#strainer
118513 | TAB-STR-F-4001S | Air Filter, Blower 1 | TAB-STR-BL-4001 | Blower #4001 | Motor,AC | Filter |  | F | http://www.toronto.ca/TWONTO#replaceable_air_filter
118514 | TAB-STR-F-4005S | Air Filter, Blower 5 | TAB-STR-BL-4005 | Blower #4005 | Motor,AC | Filter |  | F | http://www.toronto.ca/TWONTO#replaceable_air_filter
118515 | TAB-STR-F-4007R | Filter, Lube Oil, Blower BL 4007 | TAB-STR-P-4007 | Pump, Main Oil ,Blower BL4007 | Filter | Filter |  | F | http://www.toronto.ca/TWONTO#replaceable_oil_or_fuel_filter
118516 | TAB-STR-F-4007T | Air Filter, Blower 7 | TAB-STR-BL-4007 | Blower #4007 | Filter | Filter |  | F | http://www.toronto.ca/TWONTO#replaceable_air_filter
118517 | TAB-STR-F-4008S | Air Filter, Blower 8 | TAB-STR-BL-4008 | Blower #4008 | Filter | Filter |  | F | http://www.toronto.ca/TWONTO#replaceable_air_filter
118518 | TAB-STR-F-4008T | Air Filter, Blower 8 | TAB-STR-BL-4008 | Blower #4008 | Filter | Filter |  | F | http://www.toronto.ca/TWONTO#replaceable_air_filter
118519 | TAB-STR-F-4008U | Air Filter, Blower 8 | TAB-STR-BL-4008 | Blower #4008 | Filter | Filter |  | F | http://www.toronto.ca/TWONTO#replaceable_air_filter
118520 | TAB-STR-F-4009R | Filter, Lube Oil, Blower BL 4009 | TAB-STR-P-4009 | Pump, Main Oil ,Blower BL4009 | Filter | Filter |  | F | http://www.toronto.ca/TWONTO#replaceable_oil_or_fuel_filter
118521 | TAB-STR-F-4010S | Filter,Air | TAB-STR-BL-4010 | Blower #4010 | Filter | Filter |  | F | http://www.toronto.ca/TWONTO#replaceable_air_filter
118522 | TAB-STR-F-4010T | Filter,Air | TAB-STR-BL-4010 | Blower #4010 | Filter | Filter |  | F | http://www.toronto.ca/TWONTO#replaceable_air_filter
118523 | TAB-STR-F-4010U | Filter,Air | TAB-STR-BL-4010 | Blower #4010 | Filter | Filter |  | F | http://www.toronto.ca/TWONTO#replaceable_air_filter
118524 | TAB-STR-F-4011R | Filter, Aux Lube Oil Pump , Blower BL 4011 | TAB-STR-P-4011R | Pump, Lube Oil Starting | Filter | Filter |  | F | http://www.toronto.ca/TWONTO#replaceable_oil_or_fuel_filter
118525 | TAB-STR-F-7001 | Filter, City Water, Gland Water Cooling RAS/WAS Pumps | TAB-STR-T-7000 | Wet Well, Gland Water Pumping Supply | Filter | Filter |  | F | http://www.toronto.ca/TWONTO#discrete_unit_of_treatment_filter
120566 | THC-ACC-F-0004 | Filter, Glycol, N-E side of B2,Incineration Building M | THC-ACC-FN-0321 | Fan,Return,Lower Basement,B2,Bldg M | Filter | Filter |  | F | http://www.toronto.ca/TWONTO#discrete_unit_of_treatment_filter
120567 | THC-ACC-F-0106 | Filter,Supply Air,Pressurization System,Access Building No.3,Phase 4 | THC-ACC-TUNNEL | Plant Tunnels, HVAC | H.V.A.C. | Filter |  | F | http://www.toronto.ca/TWONTO#replaceable_air_filter
120568 | THC-ACC-F-0115 | Filter,Supply Air,Pressurization System,Access Building No.1,Phase 1 | THC-ACC-TUNNEL | Plant Tunnels, HVAC | H.V.A.C. | Filter |  | F | http://www.toronto.ca/TWONTO#replaceable_air_filter
120569 | THC-ACC-F-0120 | Filter,Supply Air,Pressurization System,Electrical Room,Phase 4 | THC-ACC-BLDG O | Phase IV , Building O HVAC | H.V.A.C. | Filter |  | F | http://www.toronto.ca/TWONTO#replaceable_air_filter
120570 | THC-ACC-F-0130 | Filter,Outdoor Air,Boiler Building,South Zone 3 | THC-ACC-BLDG E | Boiler House, HVAC |  | Filter |  | F | http://www.toronto.ca/TWONTO#replaceable_air_filter
120571 | THC-ACC-F-0182 | Filter,Outdoor Air,Boiler Building,North Zone 2 | THC-ACC-BLDG E | Boiler House, HVAC |  | Filter |  | F | http://www.toronto.ca/TWONTO#replaceable_air_filter
120572 | THC-ACC-F-0183 | Filter,Outdoor Air,Boiler Building,North Zone 2 | THC-ACC-BLDG E | Boiler House, HVAC |  | Filter |  | F | http://www.toronto.ca/TWONTO#replaceable_air_filter
120573 | THC-ACC-F-0184 | Filter,Outdoor Air,Boiler Building,North Zone 1 | THC-ACC-BLDG E | Boiler House, HVAC |  | Filter |  | F | http://www.toronto.ca/TWONTO#replaceable_air_filter
120574 | THC-ACC-F-0190 | Filter,Air Intake,Combustion Air,Boiler Building,North | THC-ACC-BLDG E | Boiler House, HVAC |  | Filter |  | F | http://www.toronto.ca/TWONTO#replaceable_air_filter
120575 | THC-ACC-F-0300 | Filter,Self Cleaning,B2,Incineration Building M | THC-ACC-FN-0321 | Fan,Return,Lower Basement,B2,Bldg M | Filter | Filter |  | F | http://www.toronto.ca/TWONTO#replaceable_air_filter
120576 | THC-ACC-F-0302 | Filter,Self Cleaning,Ground Floor,Incineration Building M | THC-ACC-FN-0329 | Air Handling Unit, Building M | Filter | Filter |  | F | http://www.toronto.ca/TWONTO#replaceable_air_filter
120577 | THC-ACC-F-0303 | Filter,Self Cleaning,2nd Floor,Incineration Building M | THC-ACC-FN-0331 | Air Handling Unit, Building M | Filter | Filter |  | F | http://www.toronto.ca/TWONTO#replaceable_air_filter
120578 | THC-ACC-F-0304 | Filter,Self Cleaning,5th Floor,Incineration Building M | THC-ACC-FN-0364 | Air Handling Unit, Building M | Filter | Filter |  | F | http://www.toronto.ca/TWONTO#replaceable_air_filter
120579 | THC-ACC-F-0305 | Filter,Self Cleaning,5th Floor,Incineration Building M | THC-ACC-FN-0365 | Air Handling Unit, Building M | Filter | Filter |  | F | http://www.toronto.ca/TWONTO#replaceable_air_filter
120582 | THC-ACC-F-0565 | Filter,Supply Air,Pressurization System,Electrical Room,Phase 4 | THC-ACC-BLDG G | Air Treatment Building HVAC | H.V.A.C. | Filter |  | F | http://www.toronto.ca/TWONTO#replaceable_air_filter
120583 | THC-ACC-F-0611 | Filter,Outdoor Air,South Pumping Station,Plenum Shaft,Ground Level | THC-ACC-BLDG L | Plant Effluent Pumping Station, HVAC |  | Filter |  | F | http://www.toronto.ca/TWONTO#replaceable_air_filter
120584 | THC-ACC-F-0622 | Filter,Outdoor Air,South Pumping Station,Electrical Room,Ground Level | THC-ACC-BLDG L | Plant Effluent Pumping Station, HVAC |  | Filter |  | F | http://www.toronto.ca/TWONTO#replaceable_air_filter
120585 | THC-ACC-F-0632 | Filter,Outdoor Air,South Pumping Station,Sampling Room,Ground Level | THC-ACC-BLDG L | Plant Effluent Pumping Station, HVAC |  | Filter |  | F | http://www.toronto.ca/TWONTO#replaceable_air_filter
120590 | THC-ACC-F-5822 | Filter,Outdoor Air,Plant Stores | THC-ACC-BLDG B | Mechanical Shop (Chlorine) Building HVAC |  | Filter |  | F | http://www.toronto.ca/TWONTO#replaceable_air_filter
120591 | THC-ACC-F-5901 | Filter,Outdoor Air,AHU-5910,Disinfection Bldg | THC-ACC-AHU-5900 | Air Handling Unit,Disinfection Bldg |  | Filter |  | F | http://www.toronto.ca/TWONTO#replaceable_air_filter
120597 | THC-ACC-F-6801 | Filter, Supply Fan, Ferrous Chloride Building | THC-ACC-FN-6801 | Fan, Centrifugal, Supply, Ferrous Chloride Building |  | Filter |  | F | http://www.toronto.ca/TWONTO#replaceable_air_filter
121854 | THC-AER-F-6040 | Filter, AER-BL-6040SE Plant Blowers Part 1 and Train #8 | THC-AER-BL-6040 | Blower,Centrifugal,High Speed Turbo, Aeration, SE Plant Blowers Part 1 and Train #8 | Filter | Filter |  | F | http://www.toronto.ca/TWONTO#replaceable_air_filter
121855 | THC-AER-F-6100 | Filter, AER-BL-6100, Inlet, Blowers, Bldg. A | THC-AER-BL-6100 | Blower, Aeration | Filter | Filter |  | F | http://www.toronto.ca/TWONTO#replaceable_air_filter
121856 | THC-AER-F-7120 | Filter, Air, Inlet, Blower, Aeration | THC-AER-BL-7100 | Blower, Aeration | Filter | Filter |  | F | http://www.toronto.ca/TWONTO#replaceable_air_filter
121857 | THC-AER-F-7220 | Filter, Air, Inlet, Blower, Aeration | THC-AER-BL-7200 | Blower, Aeration | Filter | Filter |  | F | http://www.toronto.ca/TWONTO#replaceable_air_filter
121858 | THC-AER-F-7320 | Filter, Air, Inlet, Blower, Aeration | THC-AER-BL-7300 | Blower, Aeration | Filter | Filter |  | F | http://www.toronto.ca/TWONTO#replaceable_air_filter
122123 | THC-AI-F-7001 | Filter,Instrument Air,Incinerator Building,2nd floor | THC-AI-PIP-7000 | Piping, Instrument Air Distribution, Incinerator Building, Outside Compressor Room,2nd Floor | Filter | Filter |  | F | http://www.toronto.ca/TWONTO#replaceable_air_filter
126270 | THC-MCS-MEQ-0201 | Filtration Unit, Fumes, Welding shop, WA2 Workshop | THC-GRK-STRC-0200 | Workshop, WA2, Building X |  | Filter |  | MEQ | http://www.toronto.ca/TWONTO#replaceable_air_filter
126879 | THC-PLT-F-6105 | Filter, Outlet, Hydraulic Pack 1 | THC-PLT-T-6100 | Reservoir, Oil, Hydraulic Pack 1, Bar Screens | Filter | Filter |  | F | http://www.toronto.ca/TWONTO#replaceable_oil_or_fuel_filter
126880 | THC-PLT-F-6113 | Filter, Return, Hydraulic Pack 1 | THC-PLT-T-6100 | Reservoir, Oil, Hydraulic Pack 1, Bar Screens | Filter | Filter |  | F | http://www.toronto.ca/TWONTO#replaceable_oil_or_fuel_filter
126881 | THC-PLT-F-6205 | Filter, Outlet, Hydraulic Pack 2 | THC-PLT-T-6200 | Reservoir, Oil, Hydraulic Pack 2, Bar Screens | Filter | Filter |  | F | http://www.toronto.ca/TWONTO#replaceable_oil_or_fuel_filter
129110 | THC-STW-F-0011 | Filter, Duplex bag, Discharge, harvested Rainwater Circ. Pump, Admin. Bldg Basement Mechanical Rm | THC-STW-P-0011 | Pump, Centrifugal, Harvested Rainwater Circulation, Admin. Building Basement Mechanical Room |  | Filter |  | F | http://www.toronto.ca/TWONTO#replaceable_air_filter
129111 | THC-STW-F-0012 | Filter, Duplex bag, Discharge, harvested Rainwater Circ. Pump, Admin. Bldg Basement Mechanical Rm | THC-STW-P-0012 | Pump, Centrifugal, Harvested Rainwater Circulation, Admin. Building Basement Mechanical Room |  | Filter |  | F | http://www.toronto.ca/TWONTO#replaceable_air_filter
129838 | THR-ACC-F-0780 | Fan, Centrifugal, Air Supply, AHU-0780, South of WGB Bldg | THR-ACC-FN-0780 | Fan, Centrifugal, Air Supply, AHU-0780, South of WGB Bldg | Strainer | Filter |  | F | http://www.toronto.ca/TWONTO#replaceable_air_filter
130987 | THR-AER-F-1110 | Filter, Bag, Air Suction, Aeration Blower 1111 | THR-AER-BL | Aeration Blowers | Filter | Filter |  | F | http://www.toronto.ca/TWONTO#replaceable_air_filter
130988 | THR-AER-F-1110 | Filter, Bag, Air Suction, Aeration Blower 1111 | THR-AER-FN | Fan, Room, Supply Air, Blower, Engine Room Basement | Filter | Filter |  | F | http://www.toronto.ca/TWONTO#replaceable_air_filter
130989 | THR-AER-F-1201 | Filter, Lube Oil Tank, Blower 1211, Engine Room, Air Blower System | THR-AER-T-1214 | Tank, Reservoir, Auxiliary Oil for Blower 1211, Secondary Treatment, Aeration - Blower System - South | Filter | Filter |  | F | http://www.toronto.ca/TWONTO#replaceable_oil_or_fuel_filter
130990 | THR-AER-F-1210 | Filter, Bag, Air Suction, Aeration Blower 1211 | THR-AER-BL | Aeration Blowers | Filter | Filter |  | F | http://www.toronto.ca/TWONTO#replaceable_air_filter
130991 | THR-AER-F-1210 | Filter, Bag, Air Suction, Aeration Blower 1211 | THR-AER-FN | Fan, Room, Supply Air, Blower, Engine Room Basement | Filter | Filter |  | F | http://www.toronto.ca/TWONTO#replaceable_air_filter
130992 | THR-AER-F-1310 | Filter, Bag, Air Suction, Aeration Blower 1311 | THR-AER-BL | Aeration Blowers | Filter | Filter |  | F | http://www.toronto.ca/TWONTO#replaceable_air_filter
130993 | THR-AER-F-1310 | Filter, Bag, Air Suction, Aeration Blower 1311 | THR-AER-BL-1311 | Blower, Centrifugal, Secondary Treatment, Aeration Blower System - Engine Room | Filter | Filter |  | F | http://www.toronto.ca/TWONTO#replaceable_air_filter
130994 | THR-AER-F-1310 | Filter, Bag, Air Suction, Aeration Blower 1311 | THR-AER-FN | Fan, Room, Supply Air, Blower, Engine Room Basement | Filter | Filter |  | F | http://www.toronto.ca/TWONTO#replaceable_air_filter
130995 | THR-AER-F-1401 | Filter, Lube Oil Tank, Blower 1411, Blower Building, Air Blower System | THR-AER-P-1401 | Pump, Centrifugal, Auxilliary Oil Supply to Blower 1411, Blower Building, Blower System | Filter | Filter |  | F | http://www.toronto.ca/TWONTO#replaceable_oil_or_fuel_filter
130996 | THR-AER-F-1601 | Filter, Lube Oil Tank, Blower 1611, Blower Building, Air Blower System | THR-AER-T-1614 | Tank, Non-Pressurized, Auxiliary Oil, Blower 1611, Secondary Treatment, Aeration Blower System - North | Filter | Filter |  | F | http://www.toronto.ca/TWONTO#replaceable_oil_or_fuel_filter
130997 | THR-AER-F-1610 | Filter, Bag, Air Supply, Blower 1611, Secondary Treatment, Aeration Blower System - North | THR-AER-BL-1611 | Blower, Centrifugal, Secondary Treatment, Aeration Blower System - HPBB | Filter | Filter |  | F | http://www.toronto.ca/TWONTO#replaceable_air_filter
130998 | THR-AER-F-1610 | Filter, Bag, Air Supply, Blower 1611, Secondary Treatment, Aeration Blower System - North | THR-AER-F-HPBB | Filter, Supply Air, Blower, High Pressure Blower Bldg. | Filter | Filter |  | F | http://www.toronto.ca/TWONTO#replaceable_air_filter
130999 | THR-AER-F-1710 | Filter, Bag, Air Supply, Blower 1711, Secondary Treatment, Aeration Blower System - North | THR-AER-BL-1711 | Blower, Centrifugal, Secondary Treatment, Aeration Blower System - HPBB | Filter | Filter |  | F | http://www.toronto.ca/TWONTO#replaceable_air_filter
131000 | THR-AER-F-1710 | Filter, Bag, Air Supply, Blower 1711, Secondary Treatment, Aeration Blower System - North | THR-AER-F-HPBB | Filter, Supply Air, Blower, High Pressure Blower Bldg. | Filter | Filter |  | F | http://www.toronto.ca/TWONTO#replaceable_air_filter
131001 | THR-AER-F-1801 | Filter, Lube Oil Tank, Blower 1811, Blower Building, Air Blower System | THR-AER-T-1814 | Tank, Non-Pressurized, Auxiliary Oil, Blower 1811, Secondary Treatment, Aeration Blower System - North | Filter | Filter |  | F | http://www.toronto.ca/TWONTO#replaceable_oil_or_fuel_filter
131002 | THR-AER-F-1810 | Filter, Bag, Air Supply, Blower 1811, Secondary Treatment, Aeration Blower System - North | THR-AER-BL-1811 | Blower, Centrifugal, Secondary Treatment, Aeration Blower System - HPBB | Filter | Filter |  | F | http://www.toronto.ca/TWONTO#replaceable_air_filter
131003 | THR-AER-F-1901 | Filter, Lube Oil Tank, Blower 1911, Blower Building, Air Blower System | THR-AER-T-1914 | Tank, Non-Pressurized, Auxiliary Oil, Blower 1911, Secondary Treatment, Aeration Blower System - North | Filter | Filter |  | F | http://www.toronto.ca/TWONTO#replaceable_oil_or_fuel_filter
131004 | THR-AER-F-1910 | Filter, Bag, Air Supply, Blower 1911, Secondary Treatment, Aeration Blower System - North | THR-AER-F-HPBB | Filter, Supply Air, Blower, High Pressure Blower Bldg. | Filter | Filter |  | F | http://www.toronto.ca/TWONTO#replaceable_air_filter
131005 | THR-AER-F-HPBB | Filter, Supply Air, Blower, High Pressure Blower Bldg. | THR-AER-BL | Aeration Blowers | Filter | Filter |  |  | http://www.toronto.ca/TWONTO#collection_of_assets
131396 | THR-AI-F-0300 | Filter, Instrument Air Building | THR-AI-C-0300 | Air Compressor,Instrument Air Building | Filter,Membrane | Filter |  | F | http://www.toronto.ca/TWONTO#replaceable_air_filter
131397 | THR-AI-F-2505 | Filter, Oil, Air Discharge Header, Instrument Air | THR-AI | Air, Instrument, Compressors | Filter,Membrane | Filter |  | F | http://www.toronto.ca/TWONTO#replaceable_oil_or_fuel_filter
131441 | THR-BG-F-0102 | Condensate Separator, Fuel Gas, Compressor Building, Gas Compressor (And Dryer) | THR-BG-C-0101 | Compressor, Centrifugal, Fuel Gas, Compressor Building, Gas Compressor (And Dryer) for COGEN | Filter | Filter |  | F | http://www.toronto.ca/TWONTO#replaceable_oil_or_fuel_filter
131442 | THR-BG-F-0302 | Filter, Dryer 0300, Compressor Building, Gas Compressor (And Dryer) | THR-BG-DRY-0300 | Dryer, Fuel Gas, Compressor Building, Gas Compressor (And Dryer) | Filter | Filter |  | F | http://www.toronto.ca/TWONTO#replaceable_air_filter
131443 | THR-BG-F-0401 | Filter, Oil for Fuel Gas Compressor 0401, Compressor Building, Gas Compressor (And Dryer) | THR-BG-C-0401 | Compressor, Screw, Fuel Gas, Compressor Building, Gas Compressor (And Dryer) Tag-THR-BG-C-0401-Susp | Filter | Filter |  | F | http://www.toronto.ca/TWONTO#replaceable_oil_or_fuel_filter
131444 | THR-BG-F-0601 | Filter, Dryer 0600, Compressor Building, Gas Compressor (And Dryer) | THR-BG-DRY-0600 | Dryer, Fuel Gas, Compressor Building, Gas Compressor (And Dryer) | Filter | Filter |  | F | http://www.toronto.ca/TWONTO#replaceable_air_filter
131445 | THR-BG-F-0602 | Filter, Dryer 0600, Compressor Building, Gas Compressor (And Dryer) | THR-BG-DRY-0600 | Dryer, Fuel Gas, Compressor Building, Gas Compressor (And Dryer) | Filter | Filter |  | F | http://www.toronto.ca/TWONTO#replaceable_air_filter
131446 | THR-BG-F-1101 | Filter, Gas, Engine 1101 Gas Valve Train, Engine Fuel System-Unit No 1, Engine-Generator & Heat Recovery System | THR-CG-ENG-1101 | Engine, Generator 1101, Engine Room, Engine-Generator & Heat Recovery System | Filter | Filter |  | F | http://www.toronto.ca/TWONTO#replaceable_oil_or_fuel_filter
131670 | THR-CG-F-1101 | Filter, Gas, Engine Gas Valve Train, Engine Fuel System, Engine-Gen 1101 | THR-CG-ENG-1101 | Engine, Generator 1101, Engine Room, Engine-Generator & Heat Recovery System |  | Filter |  | F | http://www.toronto.ca/TWONTO#replaceable_oil_or_fuel_filter
131671 | THR-CG-F-1201 | Filter, Gas, Engine Gas Valve Train, Engine Fuel System, Engine-Gen 1201 | THR-CG-ENG-1201 | Engine, Generator NT1788901, Engine Room, Engine-Generator & Heat Recovery System |  | Filter |  | F | http://www.toronto.ca/TWONTO#replaceable_oil_or_fuel_filter
131672 | THR-CG-F-1261 | Filter, Oil, Lube Oil System, Engine-Gen 1201 | THR-CG-ENG-1201 | Engine, Generator NT1788901, Engine Room, Engine-Generator & Heat Recovery System |  | Filter |  | F | http://www.toronto.ca/TWONTO#replaceable_oil_or_fuel_filter
131673 | THR-CG-F-1301 | Filter, Air, Compressor 1301 Intake, Air Starting System, Engine-Generator 1101 & 1201 | THR-CG-C-1301 | Compressor, Air, Air Starting System, Engine-Generator 1101 & 1201 |  | Filter |  | F | http://www.toronto.ca/TWONTO#replaceable_air_filter
131674 | THR-CG-F-1302 | Filter, Air, Compressor 1302 Intake, Air Starting System, Engine-Generator 1101 & 1201 | THR-CG-C-1302 | Compressor, Air, Air Starting System, Engine-Generator 1101 & 1201 |  | Filter |  | F | http://www.toronto.ca/TWONTO#replaceable_air_filter
131675 | THR-CG-F-1401 | Filter, Air Intake, Purge Blower 1401, Engine Exhaust System, Engine-Gen 1101 | THR-CG-BL-1401 | Blower, Centrifugal, Purge, Engine Exhaust System, Engine-Gen 1101 |  | Filter |  | F | http://www.toronto.ca/TWONTO#replaceable_air_filter
135295 | THR-FPW-F-0002S | Filter, Pump, Centrifugal 0013, Plant Water Building, Plant Services, Plant Water Pump, Centrifugaling System | THR-S-E | SUSPENDED ENTITY | Filter | Filter | 47400 | F | media_based_filter
135296 | THR-FPW-F-0100 | Filter, Cell 1, Plant Water System, Plant Services, Plant Water Pump, Centrifugaling System (Filter Bed, Cell 1) | THR-FPW-F | Filtered Plant Water, Filter Beds | Filter | Filter |  | F | http://www.toronto.ca/TWONTO#filtration_tank
135297 | THR-FPW-F-0200 | Filter, Cell 2, Plant Water Building, Plant Services, Plant Water Pump, Centrifugaling System (Filter Bed, Cell 2) | THR-FPW-F | Filtered Plant Water, Filter Beds | Filter | Filter |  | F | http://www.toronto.ca/TWONTO#filtration_tank
135298 | THR-FPW-F-0300 | Filter, Cell 3, Plant Water Building, Plant Services, Plant Water Pump, Centrifugaling System (Filter Bed, Cell 3) | THR-FPW-F | Filtered Plant Water, Filter Beds | Filter | Filter |  | F | http://www.toronto.ca/TWONTO#filtration_tank
135299 | THR-FPW-F-0400 | Filter, Cell 4, Plant Water Building, Plant Services, Plant Water Pump, Centrifugaling System (Filter Bed, Cell 4) | THR-FPW-F | Filtered Plant Water, Filter Beds | Filter | Filter |  | F | http://www.toronto.ca/TWONTO#filtration_tank
136970 | THR-OCS-F-0500A | Filter, Particle, Air Handling Units 0500A/B, Ozonator Room, Plant Services, Odour Control System | THR-OCS-D-0500A | Dryer, Dessicant, Ozone Generator 3956, Ozonator Room, Plant Services, Odour Control System | Filter | Filter |  | F | http://www.toronto.ca/TWONTO#replaceable_air_filter
136971 | THR-OCS-F-0500B | Filter, Coalescing, Air Handling Units 0500A/B, Ozonator Room, Plant Services, Odour Control System | THR-OCS-D-0500A | Dryer, Dessicant, Ozone Generator 3956, Ozonator Room, Plant Services, Odour Control System | Filter | Filter |  | F | http://www.toronto.ca/TWONTO#replaceable_air_filter
136972 | THR-OCS-F-0500G | Filter, Submicron, Air Handling Units 0500A/B, Ozonator Room, Plant Services, Odour Control System | THR-OCS-D-0500A | Dryer, Dessicant, Ozone Generator 3956, Ozonator Room, Plant Services, Odour Control System | Filter | Filter |  | F | http://www.toronto.ca/TWONTO#replaceable_air_filter
136973 | THR-OCS-F-0500H | Filter, Submicron, Air Handling Units 0500A/B, Ozonator Room, Plant Services, Odour Control System | THR-OCS-D-0500A | Dryer, Dessicant, Ozone Generator 3956, Ozonator Room, Plant Services, Odour Control System | Filter | Filter |  | F | http://www.toronto.ca/TWONTO#replaceable_air_filter
136974 | THR-OCS-F-0501C | Filter, Coalescing, Air Handling Units 0501A/B, Ozonator Room, Plant Services, Odour Control System | THR-OCS-D-0501A | Dryer, Dessicant, Ozone Generator 3957, Ozonator Room, Plant Services, Odour Control System | Filter | Filter |  | F | http://www.toronto.ca/TWONTO#replaceable_air_filter
136975 | THR-OCS-F-0501D | Filter, Particle, Air Handling Units 0501A/B, Ozonator Room, Plant Services, Odour Control System | THR-OCS-D-0501A | Dryer, Dessicant, Ozone Generator 3957, Ozonator Room, Plant Services, Odour Control System | Filter | Filter |  | F | http://www.toronto.ca/TWONTO#replaceable_air_filter
136976 | THR-OCS-F-0501E | Filter, Coalescing, Air Handling Units 0501A/B, Ozonator Room, Plant Services, Odour Control System | THR-OCS-D-0501A | Dryer, Dessicant, Ozone Generator 3957, Ozonator Room, Plant Services, Odour Control System | Filter | Filter |  | F | http://www.toronto.ca/TWONTO#replaceable_air_filter
136977 | THR-OCS-F-0501F | Filter, Coalescing, Air Handling Units 0501A/B, Ozonator Room, Plant Services, Odour Control System | THR-OCS-D-0501A | Dryer, Dessicant, Ozone Generator 3957, Ozonator Room, Plant Services, Odour Control System | Filter | Filter |  | F | http://www.toronto.ca/TWONTO#replaceable_air_filter
136978 | THR-OCS-F-0501G | Filter, Submicron, Air Handling Units 0501A/B, Ozonator Room, Plant Services, Odour Control System | THR-OCS-D-0501A | Dryer, Dessicant, Ozone Generator 3957, Ozonator Room, Plant Services, Odour Control System | Filter | Filter |  | F | http://www.toronto.ca/TWONTO#replaceable_air_filter
137768 | THR-PRM-F-3440 | Filter, Automatic Filtering | THR-PRM-HW | Hot Water, Flushing Primary Treatment |  | Filter |  | F | media_based_filter
137769 | THR-PRM-F-3540 | Filter, Automatic Filtering | THR-PRM-HW | Hot Water, Flushing Primary Treatment |  | Filter |  | F | media_based_filter
138204 | THR-PRS-F-0001S | Filter, Fine Bag, Ferrous Chloride Storage Tanks Inlet, Chemical Building, Secondary Treatment, Phosphorous Removal | THR-PRS-F | Phosphorous Removal System, Filtration | Filter | Filter | 39805 | F | http://www.toronto.ca/TWONTO#replaceable_air_filter
138205 | THR-PRS-F-0004S | Filter, Fine Bag, Ferrous Chloride Storage Tanks Inlet, Chemical Building, Secondary Treatment, Phosphorous Removal | THR-PRS-F | Phosphorous Removal System, Filtration | Filter | Filter | 39808 | F | http://www.toronto.ca/TWONTO#replaceable_air_filter
138811 | THR-SES-SQ-2516 | Cleaner, Air/Welding Fume Extractor | THR-SES-SQ | Safety Equipment | Safety | Filter |  | SQ | http://www.toronto.ca/TWONTO#replaceable_air_filter
139716 | TNT-ACC-F-5201 | Filter, Pump Suction, Oil Pump #5201 | TNT-ACC-P-5201 | Pump, Furnace Oil, to Boiler #5200 | Filter | Filter |  | F | http://www.toronto.ca/TWONTO#replaceable_oil_or_fuel_filter
139948 | TNT-AER-F-0001 | Filter, Air Intake | TNT-AER-BLOW | Blowers, Aeration | Filter | Filter |  | F | http://www.toronto.ca/TWONTO#replaceable_air_filter
139949 | TNT-AER-F-1601 | Filter, Air Intake | TNT-AER-BL-1601 | Blower, Aeration | Filter | Filter |  | F | http://www.toronto.ca/TWONTO#replaceable_air_filter
139950 | TNT-AER-F-2001 | Filter, Air, Mabr Blowers - Air Inlet Filter, Aeration | TNT-AER-BL-2100 | Blower, Rotary Compressor, Mabr Blower 1, Aeration | Filter | Filter |  | F | http://www.toronto.ca/TWONTO#replaceable_air_filter
139951 | TNT-AER-F-2002 | Filter, Air, Mabr Compressors - Effluent Filter, Aeration | TNT-AER-C-2100 | Compressor, Reciprocating, Mabr Compressor 1, Aeration | Filter | Filter |  | F | http://www.toronto.ca/TWONTO#replaceable_air_filter
139952 | TNT-AER-F-2003 | Filter, Air, Mabr Compressors - Effluent Filter, Aeration | TNT-AER-C-2100 | Compressor, Reciprocating, Mabr Compressor 1, Aeration | Filter | Filter |  | F | http://www.toronto.ca/TWONTO#replaceable_air_filter
139953 | TNT-AER-F-2004 | Filter, Air, Mabr Compressors - Effluent Filter, Aeration | TNT-AER-C-2100 | Compressor, Reciprocating, Mabr Compressor 1, Aeration | Filter | Filter |  | F | http://www.toronto.ca/TWONTO#replaceable_air_filter
139954 | TNT-AER-F-2005 | Filter, Air, Mabr Compressors - Effluent Filter, Aeration | TNT-AER-C-2100 | Compressor, Reciprocating, Mabr Compressor 1, Aeration | Filter | Filter |  | F | http://www.toronto.ca/TWONTO#replaceable_air_filter
139955 | TNT-AER-F-2006 | Filter, Air, Mabr Compressors - Effluent Filter, Aeration | TNT-AER-C-2100 | Compressor, Reciprocating, Mabr Compressor 1, Aeration | Filter | Filter |  | F | http://www.toronto.ca/TWONTO#replaceable_air_filter
139956 | TNT-AER-F-2007 | Filter, Air, Mabr Compressors - Effluent Filter, Aeration | TNT-AER-C-2100 | Compressor, Reciprocating, Mabr Compressor 1, Aeration | Filter | Filter |  | F | http://www.toronto.ca/TWONTO#replaceable_air_filter
139957 | TNT-AER-F-2101 | Filter, Air, Mabr Compressor 1 - Air Inlet Filter, Aeration | TNT-AER-C-2100 | Compressor, Reciprocating, Mabr Compressor 1, Aeration | Filter | Filter |  | F | http://www.toronto.ca/TWONTO#replaceable_air_filter
141134 | WM2001A | Filter, Pellet Cooler Bag, 810A | TAB-SLD-F | Pelletizer Bldg. - Filters, Fans & Pellet Cooler Bags | Filter | Filter |  |  | http://www.toronto.ca/TWONTO#replaceable_air_filter
141135 | WM2003A | Filter, Pre Finish, 826A | TAB-SLD-F | Pelletizer Bldg. - Filters, Fans & Pellet Cooler Bags | Filter | Filter |  |  | http://www.toronto.ca/TWONTO#replaceable_air_filter
141136 | WM2009A | Cannister, Silo Carbon, 808C | TAB-SLD-FN | Pelletizer Bldg. - Silo System, Fans & Filters | Filter | Filter |  |  | http://www.toronto.ca/TWONTO#replaceable_air_filter
141137 | WM2010A | Filter, Silo Dust, 806A | TAB-SLD-FN | Pelletizer Bldg. - Silo System, Fans & Filters | Filter | Filter |  |  | http://www.toronto.ca/TWONTO#replaceable_air_filter
141138 | WM2016A | Cannister, Pneumatic Conveyor Carbon, 828A | TAB-SLD-ROUTING | Pelletizer Bldg. - Material Handling | Filter | Filter |  |  | http://www.toronto.ca/TWONTO#replaceable_air_filter
141139 | WM2018A | Strainer, Exp Tank Nitrogen, 825A | TAB-SLD-P | Pelletizer Bldg. - Thermal Oil Heating System, Pumps, Strainer & Expanasion Tanks | Strainer | Filter |  |  | http://www.toronto.ca/TWONTO#strainer
141140 | WM2020A | Strainer, Oil Fill & Drain Pump, 819 | TAB-SLD-P | Pelletizer Bldg. - Thermal Oil Heating System, Pumps, Strainer & Expanasion Tanks | Strainer | Filter |  |  | http://www.toronto.ca/TWONTO#strainer
141141 | WM2022A | Strainer, Oil Pump, 818B | TAB-SLD-P | Pelletizer Bldg. - Thermal Oil Heating System, Pumps, Strainer & Expanasion Tanks | Strainer | Filter |  |  | http://www.toronto.ca/TWONTO#strainer
141142 | WM2023A | Strainer, Oil Pump, 818C | TAB-SLD-P | Pelletizer Bldg. - Thermal Oil Heating System, Pumps, Strainer & Expanasion Tanks | Strainer | Filter |  |  | http://www.toronto.ca/TWONTO#strainer
143623 | WTR-PEL-F-0002 | Filter, Rolling, Motor Cooling System | WTR-PEL-ACC | Air Conditioning, Handling and Ventilation | Filter | Filter |  | F | http://www.toronto.ca/TWONTO#replaceable_air_filter
143624 | WTR-PEL-F-1300 | Filter, Fuel, Generator 1300, Generator Building, Generator Room | WTR-PEL-GEN-1300 | Generator, Electrical, Generator Building, Generator Room |  | Filter |  | F | http://www.toronto.ca/TWONTO#replaceable_oil_or_fuel_filter
146007 | WTR-PRV-F-1101 | Filter, AHU-0001 | WTR-PRV-AHU-0001 | Air Handling Unit | Filter | Filter |  | F | http://www.toronto.ca/TWONTO#replaceable_air_filter
147175 | WTR-RRH-F-0301 | Filter, Discharge Header, Pumps 0301, Rosehill Reservoir, Valve House | WTR-RRH-CW | City Water System | Filter | Filter |  | F | media_based_filter
147176 | WTR-RRH-F-0402 | Filter, Discharge Header, Pump 0401, Rosehill Reservoir, Valve House | WTR-RRH-P-0401 | Pump, Submersible, Rosehill Reservoir, Interconnection Chamber | Filter | Filter |  | F | media_based_filter
147708 | YTF-CW-F-0001 | Filter, YTF-CW-HU-7201, YTF-CW-HU-7301, City Water | YTF-CW | City Water | Filter | Filter |  | F | media_based_filter
147709 | YTF-CW-F-0002 | Filter, YTF-CW-HU-7501, YTF-CW-HU-7601, YTF-CW-HU-7701, City Water | YTF-CW | City Water | Filter | Filter |  | F | media_based_filter
147710 | YTF-CW-F-7101 | Filter, YTF-CW-HU-7101, City Water | YTF-CW | City Water | Filter | Filter |  | F | media_based_filter

## Injector_Pivot (hidden)
Row Labels | Count of Valid_Class
http://www.toronto.ca/TWONTO#ejector | 47
Grand Total | 47

## Injector (hidden)
Column1 | Entity_number | Description | Parent | Parent_Description | Category | Class | Suspended | Tag | Valid_Class
2438 | CL2004A1 | Injector # 4 | TAB-DIS-CHL-4 | Chlorination Train #4 |  | Injector |  |  | http://www.toronto.ca/TWONTO#ejector
10823 | FCL-CLA-INJ-0001A | Eductor, Alternate Duty Pre-Chlorination, Sedimentation Tanks South/East | FCL-CLA | Pre-Chlorination | Injector | Injector |  | INJ | http://www.toronto.ca/TWONTO#ejector
10824 | FCL-CLA-INJ-0002A | Eductor, Primary Duty Pre-Chlorination, Low Lift Pumping Station Basement | FCL-CLA | Pre-Chlorination | Injector | Injector |  | INJ | http://www.toronto.ca/TWONTO#ejector
10825 | FCL-CLA-INJ-0002B | Eductor, Primary Standby Pre-Chlorination, Low Lift Pumping Station Basement | FCL-CLA | Pre-Chlorination | Injector | Injector |  | INJ | http://www.toronto.ca/TWONTO#ejector
11208 | FCL-CLC-INJ-0001 | Eductor, Duty, Trim Chlorination, High Level Pumping Station Basement | FCL-CLC | Pre-Chlorination | Injector | Injector |  | INJ | http://www.toronto.ca/TWONTO#ejector
11255 | FCL-DCL-INJ-0620 | Ejector, SO2 Injection, By-pass conduit, Clarification Facility | FCL-DCL | Sulphur Dioxide System | Injector | Injector |  | INJ | http://www.toronto.ca/TWONTO#ejector
11805 | CL2002A1 | Injector #2 | TAB-DIS-CHL-2 | Chlorination Train #2 |  | Injector |  |  | http://www.toronto.ca/TWONTO#ejector
11806 | CL2003A1 | Injector # 3 | TAB-DIS-CHL-3 | ChlorinatIon Train #3 | Injector | Injector |  |  | http://www.toronto.ca/TWONTO#ejector
11807 | CL2005A1 | Injector # 5 | TAB-DIS-CHL-5 | Chlorination Train #5 |  | Injector |  |  | http://www.toronto.ca/TWONTO#ejector
11808 | CL2006A1 | Injector # 6 | TAB-DIS-CHL-6 | Chlorination Train #6 |  | Injector |  |  | http://www.toronto.ca/TWONTO#ejector
11809 | CL2007A1 | Injector # 7 | TAB-DIS-CHL-7 | Chlorination Train #7 |  | Injector |  |  | http://www.toronto.ca/TWONTO#ejector
11810 | CL2008A1 | Injector # 8 | TAB-DIS-CHL-8 | Chlorination Train #8 |  | Injector |  |  | http://www.toronto.ca/TWONTO#ejector
20260 | FHO-CLA-INJ-0501 | Eductor, Pre-Chlorine, S4, South Pipe Gallery, East Wall | FHO-CLA | Pre Chlorination System |  | Injector |  | INJ | http://www.toronto.ca/TWONTO#ejector
20261 | FHO-CLA-INJ-0601 | Eductor, Pre-Chlorine, S4, South Pipe Gallery, East Wall | FHO-CLA | Pre Chlorination System |  | Injector |  | INJ | http://www.toronto.ca/TWONTO#ejector
20378 | FHO-CLB-INJ-0101 | Eductor, Post-Chlorine, Filter Pipe Gallery 1-8 | FHO-CLB-CHL-0101 | Chlorinator, Post Chlorination Train 1 West, Chemical Building, L1, Evaporator Room |  | Injector |  | INJ | http://www.toronto.ca/TWONTO#ejector
20379 | FHO-CLB-INJ-0201 | Eductor, Post-Chlorine, Filter Pipe Gallery 1-8 | FHO-CLB-CHL-0201 | Chlorinator, Post Chlorination Train 2 West, Chemical Building, L1, Evaporator Room |  | Injector |  | INJ | http://www.toronto.ca/TWONTO#ejector
20380 | FHO-CLB-INJ-0301 | Eductor, Post-Chlorine, Filter Pipe Gallery 9-13 | FHO-CLB-CHL-0301 | Chlorinator, Post Chlorination East Train 3, Chemical Building, L1, Evaporator Room |  | Injector |  | INJ | http://www.toronto.ca/TWONTO#ejector
20798 | FHO-DOZ-INJ-3141 | Injector, ORP Analyzer AIT-3141 Sampling, Ozone Building, S2, Access/Sampling Area 3 | FHO-DOZ-AIT-3141 | Analyzer, Ozone, Dissolved Ozone in Water, Contact Tank T-2100, Ozone Building, S2, Access/Sampling Area 3 |  | Injector |  | INJ | http://www.toronto.ca/TWONTO#ejector
20799 | FHO-DOZ-INJ-3161 | Injector, Disolved Ozone Analyzer AIT-3161 Sampling, Ozone Building, S2, Access/Sampling Area 3 | FHO-DOZ-AIT-3161 | Analyzer, ORP, Contact Tank T-2100, Ozone Building, S2, Access/Sampling Area 3 |  | Injector |  | INJ | http://www.toronto.ca/TWONTO#ejector
20800 | FHO-DOZ-INJ-3201 | Injector, ORP Analyzer AIT-3201 Sampling, Ozone Building, S2, Access/Sampling Area 1 | FHO-DOZ-AIT-3201 | Analyzer, Ozone, Dissolved Ozone in Water, Contact Tank T-2200, Ozone Building, S2, Access/Sampling Area 1 |  | Injector |  | INJ | http://www.toronto.ca/TWONTO#ejector
20801 | FHO-DOZ-INJ-3221 | Injector, Disolved Ozone Analyzer AIT-3221 Sampling, Ozone Building, S2, Access/Sampling Area 1 | FHO-DOZ-AIT-3221 | Analyzer, Ozone, Dissolved Ozone in Water, Contact Tank T-2200, Ozone Building, S2, Access/Sampling Area 1 |  | Injector |  | INJ | http://www.toronto.ca/TWONTO#ejector
20802 | FHO-DOZ-INJ-3241 | Injector, ORP Analyzer AIT-3241 Sampling, Ozone Building, S2, Access/Sampling Area 3 | FHO-DOZ-AIT-3241 | Analyzer, Ozone, Dissolved Ozone in Water, Contact Tank T-2200, Ozone Building, S2, Access/Sampling Area 3 |  | Injector |  | INJ | http://www.toronto.ca/TWONTO#ejector
20803 | FHO-DOZ-INJ-3261 | Injector, Disolved Ozone Analyzer AIT-3261 Sampling, Ozone Building, S2, Access/Sampling Area 3 | FHO-DOZ-AIT-3261 | Analyzer, ORP, Contact Tank T-2200, Ozone Building ,S2, Access/Sampling Area 3 |  | Injector |  | INJ | http://www.toronto.ca/TWONTO#ejector
20804 | FHO-DOZ-INJ-3341 | Injector, ORP Analyzer AIT-3341 Sampling, Ozone Building, S2, Access/Sampling Area 4 | FHO-DOZ-AIT-3341 | Analyzer, Ozone, Dissolved Ozone in Water, Contact Tank T-2300, Ozone Building, S2, Access/Sampling Area 4 |  | Injector |  | INJ | http://www.toronto.ca/TWONTO#ejector
46688 | FCL-CLA-INJ-0001B | Eductor, Alternate Standby Pre-Chlorination, Sedimentation Tanks South/East | FCL-CLA | Pre-Chlorination | Injector | Injector |  | INJ | http://www.toronto.ca/TWONTO#ejector
47400 | FCL-CLB-INJ-0001A | Eductor, Duty, Post Chlorination, High Level Pumping Station Basement | FCL-CLB | Post-Chlorination | Injector | Injector |  | INJ | http://www.toronto.ca/TWONTO#ejector
47401 | FCL-CLB-INJ-0001B | Eductor, Standby, Post Chlorination, High Level Pumping Station Basement | FCL-CLB | Post-Chlorination | Injector | Injector |  | INJ | http://www.toronto.ca/TWONTO#ejector
48156 | FCL-DCL-INJ-0001A | Eductor, Dechlorination, High Lift PS Basement | FCL-DCL | Sulphur Dioxide System | Injector | Injector |  | INJ | http://www.toronto.ca/TWONTO#ejector
48157 | FCL-DCL-INJ-0001B | Eductor, Dechlorination, High Lift PS Basement | FCL-DCL | Sulphur Dioxide System | Injector | Injector |  | INJ | http://www.toronto.ca/TWONTO#ejector
57706 | FCL-WWW-ENJ-0001-SUS | Ejector, Sewage, Admin Building | FCL-SUSPENDED | Suspended entity | Injector | Injector | 36847 | ENJ | http://www.toronto.ca/TWONTO#ejector
57707 | FCL-WWW-ENJ-0001-SUS | Ejector, Sewage, Admin Building | FCL-WWW-SAN | Sanitary pumping | Injector | Injector | 36847 | ENJ | http://www.toronto.ca/TWONTO#ejector
71324 | FHO-CLA-INJ-0301 | Eductor, Pre-Chlorine, S4, South Pipe Gallery, East Wall | FHO-CLA | Pre Chlorination System |  | Injector |  | INJ | http://www.toronto.ca/TWONTO#ejector
71325 | FHO-CLA-INJ-0401 | Eductor, Pre-Chlorine, S4, South Pipe Gallery, East Wall | FHO-CLA | Pre Chlorination System |  | Injector |  | INJ | http://www.toronto.ca/TWONTO#ejector
71939 | FHO-CLB-INJ-0401 | Eductor, Post-Chlorine, Filter Pipe Gallery 9-13 | FHO-CLB-CHL-0401 | Chlorinator, Post Chlorination East Train 4,Chemical Building, L1, Evaporator Room |  | Injector |  | INJ | http://www.toronto.ca/TWONTO#ejector
72481 | FHO-CLC-INJ-0101 | Eductor, Enhance Trim, S2, North Mixer Gallery, East Wall | FHO-CLC-CHL-0101 | Chlorinator, Trim Chlorination Train 1, Chemical Building, L1, Machine Room |  | Injector |  | INJ | http://www.toronto.ca/TWONTO#ejector
72687 | FHO-DCL-INJ-0201 | Eductor, Dechlorination, North Mixer Gallery, East Wall | FHO-DCL-SO-0201 | Sulphonator, Dechlorination Train 2, Chemical Building, Main Floor, Machine Room |  | Injector |  | INJ | http://www.toronto.ca/TWONTO#ejector
72688 | FHO-DCL-INJ-0301 | Eductor, Dechlorination, North Mixer Gallery, East Wall | FHO-DCL-SO-0301 | Sulphonator, Dechlorination Train 3, Chemical Building, Main Floor, Machine Room |  | Injector |  | INJ | http://www.toronto.ca/TWONTO#ejector
73422 | FHO-DOZ-INJ-3101 | Injector, ORP Analyzer AIT-3101 Sampling, Ozone Building, S2, Access/Sampling Area 1 | FHO-DOZ-AIT-3101 | Analyzer, Ozone, Dissolved Ozone in Water, Contact Tank T-2100, Ozone Building, S2, Access/Sampling Area 1 |  | Injector |  | INJ | http://www.toronto.ca/TWONTO#ejector
73423 | FHO-DOZ-INJ-3121 | Injector, Disolved Ozone Analyzer AIT-3121 Sampling, Ozone Building, S2, Access/Sampling Area 1 | FHO-DOZ-AIT-3121 | Analyzer, Ozone, Dissolved Ozone in Water, Contact Tank T-2100, Ozone Building, S2, Access/Sampling Area 1 |  | Injector |  | INJ | http://www.toronto.ca/TWONTO#ejector
73424 | FHO-DOZ-INJ-3301 | Injector, ORP Analyzer AIT-3301 Sampling, Ozone Building, S2, Access/Sampling Area 2 | FHO-DOZ-AIT-3301 | Analyzer, Ozone, Dissolved Ozone in Water, Contact Tank T-2300, Ozone Building, S2, Access/Sampling Area 2 |  | Injector |  | INJ | http://www.toronto.ca/TWONTO#ejector
73425 | FHO-DOZ-INJ-3321 | Injector, Disolved Ozone Analyzer AIT-3321 Sampling, Ozone Building, S2, Access/Sampling Area 2 | FHO-DOZ-AIT-3321 | Analyzer, Ozone, Dissolved Ozone in Water, Contact Tank T-2300, Ozone Building, S2, Access/Sampling Area 2 |  | Injector |  | INJ | http://www.toronto.ca/TWONTO#ejector
73426 | FHO-DOZ-INJ-3361 | Injector, Disolved Ozone Analyzer AIT-3361 Sampling, Ozone Building, S2, Access/Sampling Area 4 | FHO-DOZ-AIT-3361 | Analyzer, ORP, Contact Tank T-2300, Ozone Building, S2, Ozone Access/Sampling Area 4 |  | Injector |  | INJ | http://www.toronto.ca/TWONTO#ejector
77684 | THR-DIS-I-0124 | Injector, Chlorinator 1221, Chlorination Building, Disinfection, Chlorination System | THR-DIS-CHL-1221 | Chlorinator, Chlorination Building, Disinfection, Chlorination System | Injector | Injector | 34795 | I | http://www.toronto.ca/TWONTO#ejector
77685 | THR-DIS-I-0144 | Injector, Chlorinator 1241, Chlorination Building, Disinfection, Chlorination System | THR-DIS-CHL-1241 | Chlorinator, Chlorination Building, Disinfection, Chlorination System | Injector | Injector | 34797 | I | http://www.toronto.ca/TWONTO#ejector
133992 | THR-DIS-I-0114 | Injector, Chlorinator 1211, Chlorination Building, Disinfection, Chlorination System | THR-DIS-CHL-1211 | Chlorinator, Chlorination Building, Disinfection, Chlorination System | Injector | Injector | 34794 | I | http://www.toronto.ca/TWONTO#ejector
133993 | THR-DIS-I-0134 | Injector, Chlorinator 1231, Chlorination Building, Disinfection, Chlorination System | THR-DIS-CHL-1231 | Chlorinator, Chlorination Building, Disinfection, Chlorination System | Injector | Injector | 34796 | I | http://www.toronto.ca/TWONTO#ejector
133994 | THR-DIS-I-0154 | Injector, Chlorinator 1251, Chlorination Building, Disinfection, Chlorination System | THR-DIS-CHL-1251 | Chlorinator, Chlorination Building, Disinfection, Chlorination System | Injector | Injector | 34798 | I | http://www.toronto.ca/TWONTO#ejector

## Vent_Pivot (hidden)
Row Labels | Count of Valid_Class
http://www.toronto.ca/TWONTO#vent | 5
Grand Total | 5

## Vent (hidden)
Column1 | Entity_number | Description | Parent | Parent_Description | Category | Class | Suspended | Tag | Valid_Class
91186 | WTR-PEL-VENT-1010 | Vent, T-1010, Generator Building, Bulk Fuel Storage Room | WTR-PEL-T-1010 | Tank, Non-Pressurized, Diesel Fuel Storage, Generator Building, Bulk Fuel Storage Room |  | Vent |  | VENT | http://www.toronto.ca/TWONTO#vent
91187 | WTR-PEL-VENT-1020 | Vent, T-1020, Generator Building, Bulk Fuel Storage Room | WTR-PEL-T-1010 | Tank, Non-Pressurized, Diesel Fuel Storage, Generator Building, Bulk Fuel Storage Room |  | Vent |  | VENT | http://www.toronto.ca/TWONTO#vent
91188 | WTR-PEL-VENT-1300 | Vent, T-1300, Generator Building, Product Handling Room | WTR-PEL-T-1300 | Tank, Non-Pressurized, Diesel Fuel Day, Generator Building, Product Handling Room |  | Vent |  | VENT | http://www.toronto.ca/TWONTO#vent
143973 | WTR-PEL-VENT-1100 | Vent, T-1100, Generator Building, Product Handling Room | WTR-PEL-T-1100 | Tank, Non-Pressurized, Diesel Fuel Day, Generator Building, Product Handling Room |  | Vent |  | VENT | http://www.toronto.ca/TWONTO#vent
143974 | WTR-PEL-VENT-1200 | Vent, T-1200, Generator Building, Product Handling Room | WTR-PEL-T-1200 | Tank, Non-Pressurized, Diesel Fuel Day, Generator Building, Product Handling Room |  | Vent |  | VENT | http://www.toronto.ca/TWONTO#vent

## Network_Pivot (hidden)
Row Labels | Count of Valid_Class
http://www.toronto.ca/TWONTO#collection_of_assets | 2
http://www.toronto.ca/TWONTO#network_panel | 66
http://www.toronto.ca/TWONTO#network_router | 1
http://www.toronto.ca/TWONTO#network_switch | 1
http://www.toronto.ca/TWONTO#operator_interface_terminal | 4
Grand Total | 74

## Network (hidden)
Column1 | Entity_number | Description | Parent | Parent_Description | Category | Class | Suspended | Tag | Valid_Class
28286 | FIS-ITS-COM-1900 | Panel, Telecom Enclosure, Local Area Networks, PLC Room | FIS COMMUNICATIONS | FIS Communications | Network | Network |  | COM | http://www.toronto.ca/TWONTO#network_panel
28287 | FIS-ITS-COM-1901 | Panel, Termination Panel, Local Area Networks, PLC Room | FIS COMMUNICATIONS | FIS Communications | Network | Network |  | COM | http://www.toronto.ca/TWONTO#network_panel
28288 | FIS-ITS-COM-1901 | Panel, Termination Panel, Local Area Networks, PLC Room | FIS-ITS-COM-1900 | Panel, Telecom Enclosure, Local Area Networks, PLC Room | Network | Network |  | COM | http://www.toronto.ca/TWONTO#network_panel
48710 | TAB-ITS-COM-5601 | Network, Hubs, Termination Panel, Waste Gas Burner Station | TAB-DIG-BU | Waste Gas Burner | Network,Hubs | Network |  | COM | http://www.toronto.ca/TWONTO#network_router
65372 | THC-ELS-NETWORK | Network, Plant Wide | THC-ELS-PS-0003-M | Emergency Power Equipment, Diesel & UPS, Building M | Battery | Network |  |  | http://www.toronto.ca/TWONTO#collection_of_assets
65373 | THC-ELS-NETWORK | Network, Plant Wide | THC-GRK-ELS | Electrical Services, Maintenance- virtual entity | Battery | Network |  |  | http://www.toronto.ca/TWONTO#collection_of_assets
67430 | THC-ITS-COM-2403 | Termination Panel,South Effluent Pump Station,Sampling Room,Ground Floor | THC-ITS-COM-2402 | Telecommunication Enclosure,South Effluent Pump Station,Sampling Room,Ground Floor |  | Network |  | COM | http://www.toronto.ca/TWONTO#network_panel
67431 | THC-ITS-COM-2404 | Termination Panel,South Effluent Pump Station,Electrical Room,Ground Floor | THC-ITS-COM-2402 | Telecommunication Enclosure,South Effluent Pump Station,Sampling Room,Ground Floor |  | Network |  | COM | http://www.toronto.ca/TWONTO#network_panel
67432 | THC-ITS-COM-2503 | Termination Panel,Plant Stores,Utility Room | THC-ITS-COM-2502 | Telecommunication Enclosure,Plant Stores,Utility Room |  | Network |  | COM | http://www.toronto.ca/TWONTO#network_panel
71354 | THC-SPC-COM-1607 | Termination Panel,Sub-basement,WAS Thickening Building | THC-SPC-WA2 | System Process Control | Control Panel | Network |  | COM | http://www.toronto.ca/TWONTO#network_panel
71366 | THC-SPC-COM-2903 | Termination Panel,Sludge Storage Building | THC-SPC-COM-2902 | Access Closet,Sludge Storage Building | Control Panel | Network |  | COM | http://www.toronto.ca/TWONTO#network_panel
71367 | THC-SPC-COM-3002 | Access Closet, Network, Electrical Room, Headworks | THC-PLT-BLDG-0001 | New Head House, preliminary process | SCADA | Network |  | COM | http://www.toronto.ca/TWONTO#network_panel
71368 | THC-SPC-COM-3003 | Termination Panel, Network, Headworks Electrical Room | THC-SPC-COM-3002 | Access Closet, Network, Electrical Room, Headworks | SCADA | Network |  | COM | http://www.toronto.ca/TWONTO#network_panel
71369 | THC-SPC-COM-3008 | Termination Panel, Network, Mechanical Room 2 | THC-SPC-COM-3002 | Access Closet, Network, Electrical Room, Headworks | SCADA | Network |  | COM | http://www.toronto.ca/TWONTO#network_panel
71370 | THC-SPC-COM-3010 | Communication Panel, Multilink Cabinet, Electrical Room, Headworks | THC-PLT-BLDG-0001 | New Head House, preliminary process | SCADA | Network |  | COM | http://www.toronto.ca/TWONTO#network_panel
81326 | THR-ITS-COM-3501 | Termination Panel, Control Room, West Substation | THR-ITS-COM-3500 | Telecom Enclosure, Access Closet, Electrical Room, West Substation | Network,Local Area Networks | Network |  | COM | http://www.toronto.ca/TWONTO#network_panel
81327 | THR-ITS-COM-4001 | Termination Panel, RAS/WAS and Final Clarifiers - South | THR-ITS-COM-4000 | Network Access Closet, SP RAS PS Electrical Building - South | Network,Local Area Networks | Network |  | COM | http://www.toronto.ca/TWONTO#network_panel
81328 | THR-ITS-COM-4002 | Termination Panel, Plant Services - South | THR-ITS-COM-4000 | Network Access Closet, SP RAS PS Electrical Building - South | Network,Local Area Networks | Network |  | COM | http://www.toronto.ca/TWONTO#network_panel
81329 | THR-ITS-COM-4011 | Multinet Device, SP RAS Pumping Station | THR-ITS-COM-4002 | Termination Panel, Plant Services - South | Network,Local Area Networks | Network |  | COM | http://www.toronto.ca/TWONTO#network_panel
81330 | THR-ITS-COM-4103 | Termination Panel, SP RAS PS Office | THR-ITS-COM-4100 | Network Access Closet, SP RAS Pumping Station - South | Network,Local Area Networks | Network |  | COM | http://www.toronto.ca/TWONTO#network_panel
81331 | THR-ITS-COM-4112 | Multinet Device, SP RAS Pumping Station Upper Level | THR-ITS-COM-4102 | Termination Panel, RAS and Final Clarifiers - South | Network,Local Area Networks | Network |  | COM | http://www.toronto.ca/TWONTO#network_panel
81332 | THR-ITS-COM-4202 | Termination Panel, Instrument Air - South | THR-ITS-COM-4200 | Network Access Closet, Aeration - South | Network,Local Area Networks | Network |  | COM | http://www.toronto.ca/TWONTO#network_panel
81333 | THR-ITS-COM-4211 | Multinet Device, Aeration Building | THR-ITS-COM-4201 | Termination Panel, Aeration - South | Network,Local Area Networks | Network |  | COM | http://www.toronto.ca/TWONTO#network_panel
81334 | THR-ITS-COM-4300 | Network Access Closet, Ferrous Chloride Facility | THR-ELS-COMM | Plant External & Internal Phone System | Network,Local Area Networks | Network |  | COM | http://www.toronto.ca/TWONTO#network_panel
81335 | THR-ITS-COM-4301 | Termination Panel, Ferrous Chloride Facility | THR-ITS-COM-4300 | Network Access Closet, Ferrous Chloride Facility | Network,Local Area Networks | Network |  | COM | http://www.toronto.ca/TWONTO#network_panel
81336 | THR-ITS-COM-4311 | Multinet Device, Ferrous Chloride Facility | THR-ITS-COM-4301 | Termination Panel, Ferrous Chloride Facility | Network,Local Area Networks | Network |  | COM | http://www.toronto.ca/TWONTO#network_panel
84554 | THR-SPC-COM-2010 | Network,Protocol,Main Equipment Room West Wall, | THR-PCS-MAINSUB | PCS Equipment Serving the Main Substation |  | Network |  | COM | http://www.toronto.ca/TWONTO#network_panel
84555 | THR-SPC-COM-2011 | Network,Protocol,Main Equipment Room West Wall,Multinet Converter for JRT-0101, JRT-0100, JRT-0200, JRT-0201 | THR-SPC-COM-2010 | Network,Protocol,Main Equipment Room West Wall, |  | Network |  | COM | http://www.toronto.ca/TWONTO#network_panel
84556 | THR-SPC-COM-2012 | Network,Protocol,Main Equipment Room West Wall,Multinet Converter for JRT-0001A, JRT-0001B, JRT-0001C | THR-SPC-COM-2010 | Network,Protocol,Main Equipment Room West Wall, |  | Network |  | COM | http://www.toronto.ca/TWONTO#network_panel
84557 | THR-SPC-COM-2014 | Network,Protocol,Main Equipment Room West Wall,Multinet Converter for JRT-0103, JRT-0400, JRT-0011A, JRT-0011B, JRT-0011C | THR-SPC-COM-2010 | Network,Protocol,Main Equipment Room West Wall, |  | Network |  | COM | http://www.toronto.ca/TWONTO#network_panel
84561 | THR-SPC-COM-5300 | Network Access Closet, Ferrous Chloride Facility | THR-ELS-PRS | Electrical System, Phosphorous Removal System |  | Network |  | COM | http://www.toronto.ca/TWONTO#network_panel
84562 | THR-SPC-COM-5301 | Termination Panel, Ferrous Chloride Facility | THR-SPC-COM-5300 | Network Access Closet, Ferrous Chloride Facility |  | Network |  | COM | http://www.toronto.ca/TWONTO#network_panel
84563 | THR-SPC-COM-5411 | Multinet Device, Plant Water Pumping Station | THR-SPC-COM-5401 | Termination Panel, Plant Water |  | Network |  | COM | http://www.toronto.ca/TWONTO#network_panel
94884 | WTR-PWT-COM-0002A | Multinet, Serial to Ethernet conversion, RPU-0002, Generator Compartment | WTR-PWT-GEN-1100 | Generator, Diesel, Standby Power, Outdoor, West Tor PS | Signal Conditioner | Network |  | COM | http://www.toronto.ca/TWONTO#network_panel
94885 | WTR-PWT-COM-0002B | Multinet, Serial to Ethernet conversion, RPU-0002, Generator Compartment | WTR-PWT-GEN-1100 | Generator, Diesel, Standby Power, Outdoor, West Tor PS | Signal Conditioner | Network |  | COM | http://www.toronto.ca/TWONTO#network_panel
113713 | TAB-ITS-COM-5600 | Network, Switch, Telecom Enclosure, Waste Gas Burner Station | TAB-DIG-BU | Waste Gas Burner | Network,Switch | Network |  | COM | http://www.toronto.ca/TWONTO#network_switch
126119 | THC-ITS-COM-2402 | Telecommunication Enclosure,South Effluent Pump Station,Sampling Room,Ground Floor | THC-SPC | Process Control Systems - Services Area |  | Network |  | COM | http://www.toronto.ca/TWONTO#network_panel
126120 | THC-ITS-COM-2502 | Telecommunication Enclosure,Plant Stores,Utility Room | THC-SPC | Process Control Systems - Services Area |  | Network |  | COM | http://www.toronto.ca/TWONTO#network_panel
126121 | THC-ITS-COM-2804 | Termination Panel,Disinfection Bldg | THC-DIS | Disinfection (Chlorination) Process |  | Network |  | COM | http://www.toronto.ca/TWONTO#network_panel
128761 | THC-SPC-COM-1407 | Termination Panel,Electrical Room,Building UU | THC-SPC-WA1 | System Process Control | Control Panel | Network |  | COM | http://www.toronto.ca/TWONTO#network_panel
128762 | THC-SPC-COM-1606 | Termination Panel,Polymer Room,WAS Thickening Building | THC-SPC-WA2 | System Process Control | Control Panel | Network |  | COM | http://www.toronto.ca/TWONTO#network_panel
128763 | THC-SPC-COM-1805 | Termination Panel, Network, Phase IV Electrical Room | THC-SPC-COM-1802 | SCADA & Computer | SCADA | Network |  | COM | http://www.toronto.ca/TWONTO#network_panel
128767 | THC-SPC-COM-2902 | Access Closet,Sludge Storage Building | THC-SPC-COM-1002 | SCADA & Computer | Control Panel | Network |  | COM | http://www.toronto.ca/TWONTO#network_panel
128768 | THC-SPC-COM-3004 | Termination Panel, Network, Headworks Electrical Room | THC-SPC-COM-3002 | Access Closet, Network, Electrical Room, Headworks | SCADA | Network |  | COM | http://www.toronto.ca/TWONTO#network_panel
128769 | THC-SPC-COM-3007 | Termination Panel, Network, Mechanical Room 1 | THC-SPC-COM-3002 | Access Closet, Network, Electrical Room, Headworks | SCADA | Network |  | COM | http://www.toronto.ca/TWONTO#network_panel
128774 | THC-SPC-CPU-2601 | SCADA Workstation, Dechlorination Building | THC-DCL | Dechlorination Process |  | Network |  | CPU | http://www.toronto.ca/TWONTO#operator_interface_terminal
128776 | THC-SPC-CPU-3001 | Computer, Client Workstation, Electrical Room, Headworks | THC-SPC-COM-3003 | Termination Panel, Network, Headworks Electrical Room | Computer Equipment | Network |  | CPU | http://www.toronto.ca/TWONTO#operator_interface_terminal
136649 | THR-ITS-COM-1802 | Termination Panel, Control Panel building, North Wall | THR-SPC-COM-1800 | System Process Control, Digester 7- 10 | Network,Local Area Networks | Network |  | COM | http://www.toronto.ca/TWONTO#network_panel
136650 | THR-ITS-COM-3500 | Telecom Enclosure, Access Closet, Electrical Room, West Substation | THR-ELS-COMM | Plant External & Internal Phone System | Network,Local Area Networks | Network |  | COM | http://www.toronto.ca/TWONTO#network_panel
136651 | THR-ITS-COM-3510 | Panel, communication, network, ECS Field Office Communication & I.T. Room | THR-ELS-COMM | Plant External & Internal Phone System | Network,Local Area Networks | Network |  | COM | http://www.toronto.ca/TWONTO#network_panel
136652 | THR-ITS-COM-4000 | Network Access Closet, SP RAS PS Electrical Building - South | THR-ELS-COMM | Plant External & Internal Phone System | Network,Local Area Networks | Network |  | COM | http://www.toronto.ca/TWONTO#network_panel
136653 | THR-ITS-COM-4012 | Multinet Device, SP RAS Pumping Station | THR-ITS-COM-4002 | Termination Panel, Plant Services - South | Network,Local Area Networks | Network |  | COM | http://www.toronto.ca/TWONTO#network_panel
136654 | THR-ITS-COM-4100 | Network Access Closet, SP RAS Pumping Station - South | THR-ELS-COMM | Plant External & Internal Phone System | Network,Local Area Networks | Network |  | COM | http://www.toronto.ca/TWONTO#network_panel
136655 | THR-ITS-COM-4101 | Termination Panel, Plant Services - South | THR-ITS-COM-4100 | Network Access Closet, SP RAS Pumping Station - South | Network,Local Area Networks | Network |  | COM | http://www.toronto.ca/TWONTO#network_panel
136656 | THR-ITS-COM-4102 | Termination Panel, RAS and Final Clarifiers - South | THR-ITS-COM-4100 | Network Access Closet, SP RAS Pumping Station - South | Network,Local Area Networks | Network |  | COM | http://www.toronto.ca/TWONTO#network_panel
136657 | THR-ITS-COM-4111 | Multinet Device, SP RAS Pumping Station Upper Level | THR-ITS-COM-4101 | Termination Panel, Plant Services - South | Network,Local Area Networks | Network |  | COM | http://www.toronto.ca/TWONTO#network_panel
136658 | THR-ITS-COM-4200 | Network Access Closet, Aeration - South | THR-ELS-COMM | Plant External & Internal Phone System | Network,Local Area Networks | Network |  | COM | http://www.toronto.ca/TWONTO#network_panel
136659 | THR-ITS-COM-4201 | Termination Panel, Aeration - South | THR-ITS-COM-4200 | Network Access Closet, Aeration - South | Network,Local Area Networks | Network |  | COM | http://www.toronto.ca/TWONTO#network_panel
136660 | THR-ITS-COM-4400 | Network Access Closet, Raw Plant Water Pump Station | THR-ELS-COMM | Plant External & Internal Phone System | Network,Local Area Networks | Network |  | COM | http://www.toronto.ca/TWONTO#network_panel
136661 | THR-ITS-COM-4401 | Termination Panel, Plant Water | THR-ITS-COM-4400 | Network Access Closet, Raw Plant Water Pump Station | Network,Local Area Networks | Network |  | COM | http://www.toronto.ca/TWONTO#network_panel
136662 | THR-ITS-COM-4411 | Multinet Device, Plant Water Pumping Station | THR-ITS-COM-4401 | Termination Panel, Plant Water | Network,Local Area Networks | Network |  | COM | http://www.toronto.ca/TWONTO#network_panel
138902 | THR-SPC-COM-2013 | Network,Protocol,Main Equipment Room West Wall,Multinet Converter for JRT-0203, JRT-0002, JRT-0021A, JRT-0021B, JRT-0021C | THR-SPC-COM-2010 | Network,Protocol,Main Equipment Room West Wall, |  | Network |  | COM | http://www.toronto.ca/TWONTO#network_panel
138903 | THR-SPC-COM-2015 | Network,Protocol,Main Equipment Room West Wall,Multinet Converter for JRT-0104, JRT-5901, JRT-5101, JRT-1100, JRT-1700 | THR-SPC-COM-2010 | Network,Protocol,Main Equipment Room West Wall, |  | Network |  | COM | http://www.toronto.ca/TWONTO#network_panel
138904 | THR-SPC-COM-2016 | Network,Protocol,Main Equipment Room West Wall,Multinet Converter for JRT-0105, JRT-6101, JRT-0500, JRT-0700, JRT-0900 | THR-SPC-COM-2010 | Network,Protocol,Main Equipment Room West Wall, |  | Network |  | COM | http://www.toronto.ca/TWONTO#network_panel
138905 | THR-SPC-COM-2017 | Network,Protocol,Main Equipment Room West Wall,Multinet Converter for JRT-0300, JRT-5202, JRT-1200, JRT-1800, JRT-6202 | THR-SPC-COM-2010 | Network,Protocol,Main Equipment Room West Wall, |  | Network |  | COM | http://www.toronto.ca/TWONTO#network_panel
138906 | THR-SPC-COM-2018 | Network,Protocol,Main Equipment Room West Wall,Multinet Converter for JRT-1000, JRT-0800, JRT-0600, JRT-0206, JRT-0205 | THR-SPC-COM-2010 | Network,Protocol,Main Equipment Room West Wall, |  | Network |  | COM | http://www.toronto.ca/TWONTO#network_panel
138907 | THR-SPC-COM-2019 | Network,Protocol,Main Equipment Room West Wall,Multinet Converter for JRT-9902, JRT-2000, JRT-2100, JRT-1900 | THR-SPC-COM-2010 | Network,Protocol,Main Equipment Room West Wall, |  | Network |  | COM | http://www.toronto.ca/TWONTO#network_panel
138915 | THR-SPC-COM-5200 | Network Access Closet, Instrument Air Facility | THR-ELS-ACB | Electrical System, Air Compressor Building |  | Network |  | COM | http://www.toronto.ca/TWONTO#network_panel
138916 | THR-SPC-COM-5202 | Termination Panel, Instrument Air - South | THR-SPC-COM-5200 | Network Access Closet, Instrument Air Facility |  | Network |  | COM | http://www.toronto.ca/TWONTO#network_panel
138917 | THR-SPC-COM-5311 | Multinet Device, Ferrous Chloride Facility | THR-SPC-COM-5301 | Termination Panel, Ferrous Chloride Facility |  | Network |  | COM | http://www.toronto.ca/TWONTO#network_panel
138918 | THR-SPC-COM-5400 | Network Access Closet, Raw Plant Water Pump Station | THR-ELS-FPW | Electrical System, Filtered Plant Water Building |  | Network |  | COM | http://www.toronto.ca/TWONTO#network_panel
138919 | THR-SPC-COM-5401 | Termination Panel, Plant Water | THR-SPC-COM-5400 | Network Access Closet, Raw Plant Water Pump Station |  | Network |  | COM | http://www.toronto.ca/TWONTO#network_panel
138920 | THR-SPC-CPU-1915 | Workstation, North Grit Electrical Room | THR-ELS-GRIT | Electrical System, Grit Bldg., North Prelimanry and Primary Station | Computer Equipment,CPU | Network |  | CPU | http://www.toronto.ca/TWONTO#operator_interface_terminal
138921 | THR-SPC-CPU-2425 | Workstation, Headhouse Electrical Room | THR-ELS-HH | Electrical System, Head House and Engine Room | Computer Equipment,CPU | Network |  | CPU | http://www.toronto.ca/TWONTO#operator_interface_terminal

## Biofilter_Pivot (hidden)
Row Labels | Count of Valid_Class
http://www.toronto.ca/TWONTO#collection_of_assets | 3
project | 1
http://www.toronto.ca/TWONTO#filtration_tank | 4
Grand Total | 8

## Biofilter (hidden)
Column1 | Entity_number | Description | Parent | Parent_Description | Category | Class | Suspended | Tag | Valid_Class
49117 | TAB-OCS-F-8100 | Biofilter, Cell #1, Truck Loading Facility Odour Control System | TAB-SLO-BIO | Odour Control Facility-WA4 | Chamber | Biofilter |  | F | http://www.toronto.ca/TWONTO#filtration_tank
49118 | TAB-OCS-F-8200 | Biofilter, Cell #2, Truck Loading Facility Odour Control System | TAB-SLO-BIO | Odour Control Facility-WA4 | Filter | Biofilter |  | F | http://www.toronto.ca/TWONTO#filtration_tank
49119 | TAB-OCS-F-8400 | Biofilter, Cell #4, Truck Loading Facility Odour Control System | TAB-SLO-BIO | Odour Control Facility-WA4 | Filter | Biofilter |  | F | http://www.toronto.ca/TWONTO#filtration_tank
81790 | THR-OCS-BIOFILTER | Biofilter Odour Control, North & South plant | THR-ACC-WA3 | Air Conditioning, Boiler, Fans & AHU |  | Biofilter |  |  | http://www.toronto.ca/TWONTO#collection_of_assets
81791 | THR-OCS-BIOFILTER SOUTH | Biofilter, South Odour Control, South plant | THR-OCS-BIOFILTER | Biofilter Odour Control, North & South plant | Filter | Biofilter |  |  | http://www.toronto.ca/TWONTO#collection_of_assets
113993 | TAB-OCS-F-8300 | Biofilter, Cell #3, Truck Loading Facility Odour Control System | TAB-SLO-BIO | Odour Control Facility-WA4 | Filter | Biofilter |  | F | http://www.toronto.ca/TWONTO#filtration_tank
118134 | TAB-SLO-PRJ-0001 | ABTB TLF Biofilter Upgrade | TAB-SLO-BIO | Odour Control Facility-WA4 | Odour Control | Biofilter |  | PRJ | project
136939 | THR-OCS-BIOFILTER NORTH | Biofilter, North Odour Control, North plant | THR-OCS-BIOFILTER | Biofilter Odour Control, North & South plant | Filter | Biofilter |  |  | http://www.toronto.ca/TWONTO#collection_of_assets

## Tank_Pivot (hidden)
Row Labels | Count of Valid_Class
air_seperator | 32
expansion_tank | 142
hose_segment | 4
http://www.toronto.ca/TWONTO#aeration_tank | 61
http://www.toronto.ca/TWONTO#air_scrubber | 23
http://www.toronto.ca/TWONTO#channel_segment | 7
http://www.toronto.ca/TWONTO#chemical_contact_tank | 9
http://www.toronto.ca/TWONTO#chemical_storage_tank | 569
http://www.toronto.ca/TWONTO#clarifier | 122
http://www.toronto.ca/TWONTO#coagulation_tank | 5
http://www.toronto.ca/TWONTO#collection_of_assets | 33
http://www.toronto.ca/TWONTO#condensate_trap | 29
http://www.toronto.ca/TWONTO#digester_tank | 71
http://www.toronto.ca/TWONTO#discrete_unit_of_treatment_filter | 8
http://www.toronto.ca/TWONTO#dryer | 6
http://www.toronto.ca/TWONTO#filtration_tank | 33
http://www.toronto.ca/TWONTO#fuel_oil_tank | 42
http://www.toronto.ca/TWONTO#hot_water_heater | 3
http://www.toronto.ca/TWONTO#instrument_gauge_or_display | 4
http://www.toronto.ca/TWONTO#mixer_or_agitator | 20
http://www.toronto.ca/TWONTO#pressure_vessel | 186
http://www.toronto.ca/TWONTO#reservoir_tank | 37
http://www.toronto.ca/TWONTO#sedimentation_tank | 81
http://www.toronto.ca/TWONTO#storage_tank | 333
http://www.toronto.ca/TWONTO#strainer | 4
http://www.toronto.ca/TWONTO#tanked_hot_water_heater | 168
http://www.toronto.ca/TWONTO#tankless_water_heater | 1
http://www.toronto.ca/TWONTO#transformer | 3
http://www.toronto.ca/TWONTO#valve | 6
http://www.toronto.ca/TWONTO#vortex_classifier | 6
sediment_trap | 24
trailer | 2
http://www.toronto.ca/TWONTO#pressure_relief_valve | 2
http://www.toronto.ca/TWONTO#underground_fuel_oil_tank_temp | 3
http://www.toronto.ca/TWONTO#flocculation_tank | 13
? | 7
containment_berm | 5
floatation_tank | 14
http://www.toronto.ca/TWONTO#detention_tank | 10
http://www.toronto.ca/TWONTO#drain | 2
media_based_filter | 3
http://www.toronto.ca/TWONTO#equipment_or_access_chamber | 2
http://www.toronto.ca/TWONTO#pumping_surge_suppression_tank | 27
http://www.toronto.ca/TWONTO#collector_mechanism | 1
http://www.toronto.ca/TWONTO#elevated_water_tank | 2
http://www.toronto.ca/TWONTO#cooling_tower | 2
gas_cylinder | 39
chemical_dosing_system | 1
http://www.toronto.ca/TWONTO#interceptor_segment | 3
silencer | 1
Grand Total | 2211

## Tank (hidden)
Column1 | Entity_number | Description | Parent | Parent_Description | Category | Class | Suspended | Tag | Valid_Class
13 | 8831 | All Buildings, Wet Wells WA8 | TAB-WA8 | Common to WA8 Bldg. Services | Tank | Tank |  |  | http://www.toronto.ca/TWONTO#collection_of_assets
2621 | CJ1001A | Tower #1, Chlorine Leak Treatment | TAB-DIS-CHL1 | Chlorination Process | Tank | Tank |  |  | http://www.toronto.ca/TWONTO#chemical_storage_tank
2622 | CJ1002A | Tower #2, Chlorine Leak Treatment | TAB-DIS-CHL1 | Chlorination Process | Tank | Tank |  |  | http://www.toronto.ca/TWONTO#chemical_storage_tank
2661 | COL-120-T-0700B | Tank, Oil, Hydraulic Power Unit, Coxwell Chamber CH-0700 | COL-120-CH-0700 | Coxwell Control Chamber #7 | Tank | Tank |  | T | http://www.toronto.ca/TWONTO#chemical_storage_tank
2662 | COL-120-T-0701 | Tank, Nitrogen-Charged Piston Accumulator, Pressurized Hydraulic Fluid Storage, Coxwell CH-0700 | COL-120-CH-0700 | Coxwell Control Chamber #7 | Tank | Tank |  | T | http://www.toronto.ca/TWONTO#chemical_storage_tank
2663 | COL-120-T-0703 | Tank, Nitrogen-Charged Piston Accumulator, Pressurized Hydraulic Fluid Storage, Coxwell CH-0700 | COL-120-CH-0700 | Coxwell Control Chamber #7 | Tank | Tank |  | T | http://www.toronto.ca/TWONTO#chemical_storage_tank
2664 | COL-120-T-0704 | Tank, Nitrogen-Charged Piston Accumulator, Pressurized Hydraulic Fluid Storage, Coxwell CH-0700 | COL-120-CH-0700 | Coxwell Control Chamber #7 | Tank | Tank |  | T | http://www.toronto.ca/TWONTO#chemical_storage_tank
2747 | COL-CCC | Charles Caccia Park Storm Sanitary Combined Water Tank | COL | Complex Systems |  | Tank |  |  | http://www.toronto.ca/TWONTO#collection_of_assets
2754 | COL-CED | Coatsworth Cut CSO Storage Tank | COL-SWQTF-STM | Storm |  | Tank |  |  | http://www.toronto.ca/TWONTO#collection_of_assets
3040 | COL-MTI-RES-2402 | Accummulator 2 , HPU, Hydraulic Power Unit, Spadina Control Chamber #24 | COL-MTI-CH-2400 | Chamber,Spadina Control Chamber No.24, MTI |  | Tank |  | RES | http://www.toronto.ca/TWONTO#chemical_storage_tank
3050 | COL-MTI-T-0102 | Tank 2, Nitrogen-Charged Piston Accumulator, Pressurized Hydraulic Fluid Storage, MTI Chamber CH-0100, Hiawatha Control Chamber No.1, MTI | COL-MTI-CH-0100 | Chamber,Hiawatha Control Chamber No.1, MTI |  | Tank |  | T | http://www.toronto.ca/TWONTO#chemical_storage_tank
3051 | COL-MTI-T-1402C | Tank-2 Nitrogen-Charged Piston Accumulator, Pressurized Hydraulic Fluid Storage, MTI CH-1400C Kiosk | COL-MTI-CH-1400C | Chamber,Rosedale Valley Control Chamber No.14C, MTI |  | Tank |  | T | http://www.toronto.ca/TWONTO#chemical_storage_tank
3052 | COL-MTI-T-2000 | Tank, Oil Reservoir, HPU,.Victoria St. Control Chamber No.20, MTI | COL-MTI-CH-2000 | Chamber,Victoria St. Control Chamber No.20, MTI |  | Tank |  | T | http://www.toronto.ca/TWONTO#chemical_storage_tank
3053 | COL-MTI-T-2001 | Tank 1, Nitrogen-Charged Piston Accumulator, Pressurized Hydraulic Fluid Storage, MTI Chamber CH-2000,Victoria St. Control Chamber No.20, MTI | COL-MTI-CH-2000 | Chamber,Victoria St. Control Chamber No.20, MTI |  | Tank |  | T | http://www.toronto.ca/TWONTO#chemical_storage_tank
3054 | COL-MTI-T-2300D | Tank/Resevoir, Hydraulic Power Unit, Simcoe Control Chamber No.2300D, MTI | COL-MTI-CH-2300 | Chamber,Simcoe Control Chamber No.23,MTI | Tank | Tank |  | T | http://www.toronto.ca/TWONTO#chemical_storage_tank
3055 | COL-MTI-T-2302B | Tank-2, Nitrogen-Charged Piston Accumulator, Pressurized Hydraulic Fluid Storage,Simcoe Control Chamber No.23B, MTI | COL-MTI-CH-2300B | Chamber,Simcoe Control Chamber No.23B, MTI | Tank,Reservoir | Tank |  | T | http://www.toronto.ca/TWONTO#chemical_storage_tank
3140 | COL-MTI-T-2400 | Tank, Hydraulic Power Unit, Spadina Control Chamber #24 | COL-MTI-CH-2400 | Chamber,Spadina Control Chamber No.24, MTI |  | Tank |  | T | http://www.toronto.ca/TWONTO#chemical_storage_tank
3141 | COL-MTI-T-2700B | Tank, Hydraulic Reservoir , Strachan St. Control Chamber No.27B, MTI | COL-MTI-CH-2700B | Chamber,Strachan St. Control Chamber No.27B, MTI | Heater | Tank |  | T | http://www.toronto.ca/TWONTO#chemical_storage_tank
3142 | COL-MTI-T-2702B | Oil Reservoir-2, Nitrogen-Charged Piston Accumulator, Pressurized Hydraulic Fluid Storage, MTI Chamber CH-2700B | COL-MTI-CH-2700B | Chamber,Strachan St. Control Chamber No.27B, MTI | Heater | Tank |  | T | http://www.toronto.ca/TWONTO#chemical_storage_tank
3143 | COL-MTI-T-2901 | Tank, Nitrogen-Charged Piston Accumulator, Pressurized Hydraulic Fluid Storage, MTI Chamber CH-2900 | COL-MTI-CH-2900 | Chamber,Roxton St. Control Chamber No.29, MTI | Tank | Tank |  | T | http://www.toronto.ca/TWONTO#chemical_storage_tank
3144 | COL-MTI-T-2902 | Tank, Nitrogen-Charged Piston Accumulator, Pressurized Hydraulic Fluid Storage, MTI Chamber CH-2900 | COL-MTI-CH-2900 | Chamber,Roxton St. Control Chamber No.29, MTI | Tank | Tank |  | T | http://www.toronto.ca/TWONTO#chemical_storage_tank
3145 | COL-MTI-T-3401 | Tank, Nitrogen-Charged Piston Accumulator, Pressurized Hydraulic Fluid Storage, MTI Chamber CH-3400 | COL-MTI-CH-3400 | Chamber,Parkside St. Control Chamber No.34, MTI | Tank | Tank |  | T | http://www.toronto.ca/TWONTO#chemical_storage_tank
3146 | COL-MTI-T-3402 | Tank, Nitrogen-Charged Piston Accumulator, Pressurized Hydraulic Fluid Storage, MTI Chamber CH-3400 | COL-MTI-CH-3400 | Chamber,Parkside St. Control Chamber No.34, MTI | Tank | Tank |  | T | http://www.toronto.ca/TWONTO#chemical_storage_tank
4141 | COL-PCU-T-0001 | tank, diesel, Generator Room | COL-PCU | Cumber Pumping Station | Tank | Tank | 35000 | T | http://www.toronto.ca/TWONTO#fuel_oil_tank
4142 | COL-PCU-T-0001 | tank, diesel, Generator Room | COL-PCU-SUSPENDED | Cumber P.S.suspended entities | Tank | Tank | 35000 | T | http://www.toronto.ca/TWONTO#fuel_oil_tank
4143 | COL-PCU-T-0002 | Tank, Hot Water, Ground Floor, Cumber PS | COL-PCU-AUX-MECH | Mechanical Equipment | Tank,Domestic Hot Water | Tank |  | T | http://www.toronto.ca/TWONTO#tanked_hot_water_heater
5878 | COL-PLB-T-0001 | Tank, Domestic Hot Water | COL-PLB | Long Branch Pumping Station | Tank | Tank |  | T | http://www.toronto.ca/TWONTO#tanked_hot_water_heater
5879 | COL-PLB-T-0001 | Tank, Domestic Hot Water | COL-PLB-AUX-MECH | Mechanical Equipment | Tank | Tank |  | T | http://www.toronto.ca/TWONTO#tanked_hot_water_heater
5880 | COL-PLB-T-0002 | Tank, Fuel | COL-PLB | Long Branch Pumping Station | Tank | Tank | 34555 | T | http://www.toronto.ca/TWONTO#fuel_oil_tank
5881 | COL-PLB-T-0002 | Tank, Fuel | COL-PLB-AUX-MECH | Mechanical Equipment | Tank | Tank | 34555 | T | http://www.toronto.ca/TWONTO#fuel_oil_tank
5882 | COL-PLB-T-0002 | Tank, Fuel | COL-PLB-SUSPENDED | Longbranch P.S.suspended entities | Tank | Tank | 34555 | T | http://www.toronto.ca/TWONTO#fuel_oil_tank
6267 | COL-PMM-T-0003 | Tank, Diesel Fuel | COL-PMM | Mimico Pumping Station | Tank | Tank | 36002 | T | http://www.toronto.ca/TWONTO#fuel_oil_tank
6656 | COL-PNT-T-0002 | Tank, Domestic Hot Water | COL-PNT-MISC | Miscellaneous Equipment | Tank | Tank |  | T | http://www.toronto.ca/TWONTO#tanked_hot_water_heater
6719 | COL-POM-T-0001 | Tank, Fuel | COL-POM | Old Mill Sewage Pumping Station | Tank | Tank |  | T | http://www.toronto.ca/TWONTO#fuel_oil_tank
6825 | COL-PQW-T-0001 | Tank, Domestic Hot Water | COL-PQW | Queensway Sewage Pumping Station | Tank | Tank |  | T | http://www.toronto.ca/TWONTO#tanked_hot_water_heater
6826 | COL-PQW-T-0001 | Tank, Domestic Hot Water | COL-PQW-MISC | Miscellaneous Equipment | Tank | Tank |  | T | http://www.toronto.ca/TWONTO#tanked_hot_water_heater
7178 | COL-PSD-T-0001 | Tank | COL-PSD-MISC | Miscellaneous Equipment |  | Tank |  | T | http://www.toronto.ca/TWONTO#storage_tank
7629 | COL-PST-T-0001 | Tank | COL-PST-MISC | Miscellaneous Equipment |  | Tank |  | T | http://www.toronto.ca/TWONTO#storage_tank
7841 | COL-PSW-T-0001 | Tank, Domestic Hot Water | COL-PSW | Swansea Pumping Station | Tank,Domestic Hot Water | Tank |  | T | http://www.toronto.ca/TWONTO#tanked_hot_water_heater
7842 | COL-PSW-T-0001 | Tank, Domestic Hot Water | COL-PSW-MISC | Miscellaneous Equipment | Tank,Domestic Hot Water | Tank |  | T | http://www.toronto.ca/TWONTO#tanked_hot_water_heater
8336 | COL-PWR-T-0001 | Tank, Diesel Fuel, Tank #1, West Rouge PS | COL-PWR-GEN-0001 | Generator, Electricity, Standby Generator, West Rouge PS | Tank | Tank |  | T | http://www.toronto.ca/TWONTO#fuel_oil_tank
8595 | COL-120-T-0702 | Tank, Nitrogen-Charged Piston Accumulator, Pressurized Hydraulic Fluid Storage, Coxwell CH-0700 | COL-120-CH-0700 | Coxwell Control Chamber #7 | Tank | Tank |  | T | http://www.toronto.ca/TWONTO#chemical_storage_tank
9006 | COL-CCC | Charles Caccia Park Storm Sanitary Combined Water Tank | COL-SWQTF-STM | Storm |  | Tank |  |  | http://www.toronto.ca/TWONTO#reservoir_tank
9019 | COL-CED-T-0100 | Storage tank, Stormwater | COL-CED-MISC | Miscellaneous Equipment |  | Tank |  | T | http://www.toronto.ca/TWONTO#reservoir_tank
9811 | DU2017A | Tank, Gas Condensate | TAB-DIG-FX-9-12 | Digester Tanks 9-12, Flame Arresters, Condensate Tanks & Moisture Separators, | Tank | Tank |  |  | http://www.toronto.ca/TWONTO#condensate_trap
9812 | DU2018A | Tank, Gas Condensate | TAB-DIG-FX-9-12 | Digester Tanks 9-12, Flame Arresters, Condensate Tanks & Moisture Separators, | Tank | Tank |  |  | http://www.toronto.ca/TWONTO#condensate_trap
9813 | DU2019A | Tank, Gas Condensate | TAB-DIG-FX-9-12 | Digester Tanks 9-12, Flame Arresters, Condensate Tanks & Moisture Separators, | Tank | Tank |  |  | http://www.toronto.ca/TWONTO#condensate_trap
9815 | DU2022A | Receiver, Air, Dig. 5-8, 1st Flr | TAB-AI | Local Compressed Air Equipment | Vessel,Pressure | Tank |  |  | http://www.toronto.ca/TWONTO#pressure_vessel
9820 | DU2616 | Receiver, Air, Dig. 13-16, Bsmt | TAB-AI | Local Compressed Air Equipment | Vessel,Pressure | Tank |  |  | http://www.toronto.ca/TWONTO#pressure_vessel
9821 | DU6501A | Digester 19-22 Air Receiver | DU6501 | Digester 19-22 Air Equipment | Vessel,Pressure | Tank |  |  | http://www.toronto.ca/TWONTO#pressure_vessel
9823 | DU6502E | Valve, Pressure Relief, Dig. 19-22 Bsmt | DU6501 | Digester 19-22 Air Equipment | Vessel,Pressure | Tank |  |  | http://www.toronto.ca/TWONTO#pressure_relief_valve
147498 | WZ2006A | Activator, Vibrating Bin, 820A | TAB-SLD-FN | Pelletizer Bldg. - Silo System, Fans & Filters | Vessel,Pressure | Tank |  |  | http://www.toronto.ca/TWONTO#storage_tank
10396 | COL-MTI-RES-2401 | Accummulator 1 , HPU, Hydraulic Power Unit, Spadina Control Chamber #24 | COL-MTI-CH-2400 | Chamber,Spadina Control Chamber No.24, MTI |  | Tank |  | RES | http://www.toronto.ca/TWONTO#chemical_storage_tank
10409 | COL-MTI-T-0100 | Tank, Rersrvoir, Hydraulic Power Unit, HPU, Hiawatha Control Chamber No.1, MTI | COL-MTI-CH-0100 | Chamber,Hiawatha Control Chamber No.1, MTI |  | Tank |  | T | http://www.toronto.ca/TWONTO#chemical_storage_tank
10410 | COL-MTI-T-0101 | Tank 1, Nitrogen-Charged Piston Accumulator, Pressurized Hydraulic Fluid Storage, MTI Chamber CH-0100, Hiawatha Control Chamber No.1, MTI | COL-MTI-CH-0100 | Chamber,Hiawatha Control Chamber No.1, MTI |  | Tank |  | T | http://www.toronto.ca/TWONTO#chemical_storage_tank
10412 | COL-MTI-T-1401C | Tank, Nitrogen-Charged Piston Accumulator, Pressurized Hydraulic Fluid Storage, MTI CH-1400C Kiosk | COL-MTI-CH-1400C | Chamber,Rosedale Valley Control Chamber No.14C, MTI |  | Tank |  | T | http://www.toronto.ca/TWONTO#chemical_storage_tank
10413 | COL-MTI-T-2000C | Tank, Hydraulic Power Unit Resevoir | COL-MTI-CH-2000C | Chamber,Scott Control Chamber No.20C, MTI | Switch | Tank |  | T | http://www.toronto.ca/TWONTO#chemical_storage_tank
10414 | COL-MTI-T-2002 | Tank 2, Nitrogen-Charged Piston Accumulator, Pressurized Hydraulic Fluid Storage, MTI Chamber CH-2000, Victoria St. Control Chamber No.20, MTI | COL-MTI-CH-2000 | Chamber,Victoria St. Control Chamber No.20, MTI |  | Tank |  | T | http://www.toronto.ca/TWONTO#chemical_storage_tank
10415 | COL-MTI-T-2300B | Tank, Oil, Hydraulic Power Unit,Simcoe Control Chamber No.23B, MTI | COL-MTI-CH-2300B | Chamber,Simcoe Control Chamber No.23B, MTI | Tank | Tank |  | T | http://www.toronto.ca/TWONTO#chemical_storage_tank
10416 | COL-MTI-T-2300D | Tank/Resevoir, Hydraulic Power Unit, Simcoe Control Chamber No.2300D, MTI | COL-MTI-CH-2300D | Chamber,Simcoe Control Chamber No.2300D, MTI | Tank | Tank |  | T | http://www.toronto.ca/TWONTO#chemical_storage_tank
10417 | COL-MTI-T-2301B | Tank-1, Nitrogen-Charged Piston Accumulator, Pressurized Hydraulic Fluid Storage, Simcoe Control Chamber No.23B, MTI | COL-MTI-CH-2300B | Chamber,Simcoe Control Chamber No.23B, MTI | Tank,Reservoir | Tank |  | T | http://www.toronto.ca/TWONTO#chemical_storage_tank
10418 | COL-MTI-T-2301D | Tank, Nitrogen-Charged Piston Accumulator, Pressurized Hydraulic Fluid Storage, Simcoe Control Chamber No.2300D, MTI | COL-MTI-CH-2300D | Chamber,Simcoe Control Chamber No.2300D, MTI | Tank | Tank |  | T | http://www.toronto.ca/TWONTO#chemical_storage_tank
10419 | COL-MTI-T-2302D | Tank 2, Nitrogen-Charged Piston Accumulator, Pressurized Hydraulic Fluid Storage, Simcoe Control Chamber No.2300D, MTI | COL-MTI-CH-2300D | Chamber,Simcoe Control Chamber No.2300D, MTI | Tank | Tank |  | T | http://www.toronto.ca/TWONTO#chemical_storage_tank
10420 | COL-MTI-T-2701B | Oil Reservoir-1, Nitrogen-Charged Piston Accumulator, Pressurized Hydraulic Fluid Storage, MTI Chamber CH-2700B | COL-MTI-CH-2700B | Chamber,Strachan St. Control Chamber No.27B, MTI | Heater | Tank |  | T | http://www.toronto.ca/TWONTO#chemical_storage_tank
10421 | COL-MTI-T-2900 | Reservoir/Tank, Oil, Hydraulic Power Unit, MTI Chamber CH-2900 | COL-MTI-CH-2900 | Chamber,Roxton St. Control Chamber No.29, MTI | Tank | Tank |  | T | http://www.toronto.ca/TWONTO#chemical_storage_tank
10422 | COL-MTI-T-2903 | Tank, Nitrogen-Charged Piston Accumulator, Pressurized Hydraulic Fluid Storage, MTI Chamber CH-2900 | COL-MTI-CH-2900 | Chamber,Roxton St. Control Chamber No.29, MTI | Tank | Tank |  | T | http://www.toronto.ca/TWONTO#chemical_storage_tank
10423 | COL-MTI-T-3400 | Reservoir/TankHydraulic Power Unit, MTI Chamber CH-3400 | COL-MTI-CH-3400 | Chamber,Parkside St. Control Chamber No.34, MTI | Tank | Tank |  | T | http://www.toronto.ca/TWONTO#chemical_storage_tank
10424 | COL-MTI-T-3403 | Tank, Nitrogen-Charged Piston Accumulator, Pressurized Hydraulic Fluid Storage, MTI Chamber CH-3400 | COL-MTI-CH-3400 | Chamber,Parkside St. Control Chamber No.34, MTI | Tank | Tank |  | T | http://www.toronto.ca/TWONTO#chemical_storage_tank
10801 | FCL-AI-T-0001 | Tank, Air Receiver, Compressors C-0101 & 0102 Instrument Air, High Lift Building, Compressor Room | FCL-SA | Service Air | Vessel,Pressure | Tank |  | T | http://www.toronto.ca/TWONTO#pressure_vessel
89797 | WZ2007A | Activator, Vibrating Bin, 820B | TAB-SLD-FN | Pelletizer Bldg. - Silo System, Fans & Filters | Vessel,Pressure | Tank |  |  | http://www.toronto.ca/TWONTO#storage_tank
11246 | FCL-AM-T-0101 | Tank, Storage, Pressurised, Aqua Ammonia Storage Room, Dry Chemical Building | FCL-AM | Ammoniation | Tank,Non-Pressurized | Tank |  | T | http://www.toronto.ca/TWONTO#chemical_storage_tank
68473 | THR-ACC-T | Air Conditioning, Glycol Heating Packages | THR-ACC-WA3 | Air Conditioning, Boiler, Fans & AHU | Tank | Tank |  |  | http://www.toronto.ca/TWONTO#chemical_storage_tank
14459 | FCL-SES-CYL-0001 | Air Cylinder Carbon Fiber | FCL-SES-SQ-0008 | Eyewash Station/Shower, Low Lift PS Building, Alum Delivery Door,Raw Water Pump Room Basement beside Phosphoric acid Skids | PPE,SCBA | Tank |  | CYL | gas_cylinder
11547 | FCL-CLA-T-0101 | Tank, Expansion, CLA Weigh Scale 0101, Machine Room, Gaseous Chemical Building | FCL-CLA-CHL-0101 | Chlorinator, Chlorine Gas, Chlorination System | Tank | Tank |  | T | expansion_tank
11548 | FCL-CLA-T-0102 | Tank, Expansion, Chlorine Gas, CLA Evaporator 0101 Inlet, Machine Room, Gaseous Chemical Building | FCL-CLA1 | Pre-Chlorination | Tank | Tank |  | T | expansion_tank
11549 | FCL-CLA-T-0201 | Tank, Expansion, CLA Weigh Scale 0201, Machine Room, Gaseous Chemical Building | FCL-CLA-CHL-0201 | Chlorinator, Chlorine Gas, Chlorination System | Tank | Tank |  | T | expansion_tank
11550 | FCL-CLA-T-0201 | Tank, Expansion, CLA Weigh Scale 0201, Machine Room, Gaseous Chemical Building | FCL-CLA1 | Pre-Chlorination | Tank | Tank |  | T | expansion_tank
11675 | FCL-CLB-T-0101 | Tank, Expansion, CLB Weigh Scale 0101, Machine Room,Gaseous Chemical Building | FCL-CLA1 | Pre-Chlorination | Tank | Tank |  | T | expansion_tank
11676 | FCL-CLB-T-0102 | Tank, Expansion, Chlorine Gas, CLB Evaporator 0101 Inlet, Machine Room,Gaseous Chemical Building | FCL-CLB-CHL-0101 | Chlorinator, Chlorine Gas, Chlorination System | Tank | Tank |  | T | expansion_tank
11677 | FCL-CLB-T-0202 | Tank, Expansion, Chlorine Gas, CLB Evaporator 0201 Inlet, Machine Room,Gaseous Chemical Building | FCL-CLA1 | Pre-Chlorination | Tank | Tank |  | T | expansion_tank
11678 | FCL-CLB-T-0202 | Tank, Expansion, Chlorine Gas, CLB Evaporator 0201 Inlet, Machine Room,Gaseous Chemical Building | FCL-CLB-CHL-0201 | Chlorinator, Chlorine Gas, Chlorination System | Tank | Tank |  | T | expansion_tank
11679 | FCL-CLB-T-0202 | Tank, Expansion, Chlorine Gas, CLB Evaporator 0201 Inlet, Machine Room,Gaseous Chemical Building | FCL-CLB-EV-0201 | Evaporator, Chlorine Gas, Chlorination System | Tank | Tank |  | T | expansion_tank
11752 | FCL-CW-T-0002 | Tank, Hot Water, Non-Pressurised, High Lift Building, Basement B1, Janitor's Room | FCL-GRK | Buildings and Grounds | Tank,Non-Pressurized | Tank |  | T | http://www.toronto.ca/TWONTO#tanked_hot_water_heater
11753 | FCL-CW-T-0003 | Tank, Hot Water, Non-Pressurised, High Lift Building, Basement B2, Compressor Room | FCL-GRK | Buildings and Grounds | Tank,Non-Pressurized | Tank |  | T | http://www.toronto.ca/TWONTO#tanked_hot_water_heater
11754 | FCL-CW-T-0004 | Tank, Hot Water, Non-Pressurised, Filter Building, Compressor Room | FCL-GRK | Buildings and Grounds | Tank,Non-Pressurized | Tank |  | T | http://www.toronto.ca/TWONTO#tanked_hot_water_heater
11755 | FCL-CW-T-0005 | Tank, Hot Water, Non-Pressurised, Gaseous Chemical Building, Basement, Caustic Soda Storage Room | FCL-GRK | Buildings and Grounds | Tank,Non-Pressurized | Tank |  | T | http://www.toronto.ca/TWONTO#tanked_hot_water_heater
11756 | FCL-CW-T-0008 | Tank, Hot Water, Non-Pressurised, RMF Clarification Facility, Janitor Closet | FCL-GRK | Buildings and Grounds | Tank,Non-Pressurized | Tank |  | T | http://www.toronto.ca/TWONTO#tanked_hot_water_heater
11757 | FCL-CW-T-0009 | Tank, Hot Water, Non-Pressurised, RMF Centrifuge Building, Polymer Area | FCL-GRK | Buildings and Grounds | Tank,Non-Pressurized | Tank |  | T | http://www.toronto.ca/TWONTO#tanked_hot_water_heater
11758 | FCL-CW-T-0010 | Tank, Hot Water, Non-Pressurised, Dry Chemical Building, Basement | FCL-GRK | Buildings and Grounds | Tank,Non-Pressurized | Tank |  | T | http://www.toronto.ca/TWONTO#tanked_hot_water_heater
11759 | FCL-CW-T-0011 | Tank, Hot Water, Non-Pressurised, Dry Chemical Building, Basement | FCL-GRK | Buildings and Grounds | Tank,Non-Pressurized | Tank |  | T | http://www.toronto.ca/TWONTO#tanked_hot_water_heater
11760 | FCL-CW-T-0012 | Tank, Hot Water, Non-Pressurised, Low Lift Building, Basement | FCL-GRK | Buildings and Grounds | Tank,Non-Pressurized | Tank |  | T | http://www.toronto.ca/TWONTO#tanked_hot_water_heater
11821 | FCL-DCL-T-0201 | Tank, Expansion, SO2 Evaporator 0201 Inlet Header, Machine Room,Gaseous Chemical Building | FCL-DCL | Sulphur Dioxide System | Tank | Tank |  | T | expansion_tank
11822 | FCL-DCL-T-0202 | Tank, Expansion, SO2 Evaporator 0201 Inlet Header, Machine Room,Gaseous Chemical Building | FCL-DCL | Sulphur Dioxide System | Tank | Tank |  | T | expansion_tank
11823 | FCL-DCL-T-0301 | Tank, Expansion, SO2 Evaporator 0201 Inlet Header, Machine Room,Gaseous Chemical Building | FCL-DCL | Sulphur Dioxide System | Tank | Tank |  | T | expansion_tank
11824 | FCL-DCL-T-0302 | Tank, Expansion, SO2 Evaporator 0201 Inlet Header, Machine Room,Gaseous Chemical Building | FCL-DCL | Sulphur Dioxide System | Tank | Tank |  | T | expansion_tank
11926 | FCL-DEW-HLPS | High Lift Area Dewatering | FCL-DEW | Dewatering | Tank,Reservoir | Tank |  |  | http://www.toronto.ca/TWONTO#collection_of_assets
11978 | FCL-DEW-RW | Raw water Area Dewatering | FCL-DEW | Dewatering | Tank,Reservoir | Tank |  |  | http://www.toronto.ca/TWONTO#collection_of_assets
14460 | FCL-SES-CYL-0002 | Air Cylinder Carbon Fiber | FCL-SES | Safety and Environmental Services | PPE,SCBA | Tank |  | CYL | gas_cylinder
14461 | FCL-SES-CYL-0002 | Air Cylinder Carbon Fiber | FCL-SES-SQ-0008 | Eyewash Station/Shower, Low Lift PS Building, Alum Delivery Door,Raw Water Pump Room Basement beside Phosphoric acid Skids | PPE,SCBA | Tank |  | CYL | gas_cylinder
11981 | FCL-DEW-T-0201 | Tank, Treated Water Process Dewatering Pit | FCL-DEW | Dewatering | Tank,Reservoir | Tank |  | T | http://www.toronto.ca/TWONTO#storage_tank
11982 | FCL-DEW-T-0601 | Tank, Drain Pit, High Lift PS Area Dewatering Pit | FCL-DEW | Dewatering | Tank,Reservoir | Tank |  | T | http://www.toronto.ca/TWONTO#storage_tank
12519 | COL-PCU-T-0001 | tank, diesel, Generator Room | COL-PCU-MISC | Miscellaneous Equipment | Tank | Tank | 35000 | T | http://www.toronto.ca/TWONTO#fuel_oil_tank
12520 | COL-PCU-T-0002 | Tank, Hot Water, Ground Floor, Cumber PS | COL-PCU | Cumber Pumping Station | Tank,Domestic Hot Water | Tank |  | T | http://www.toronto.ca/TWONTO#tanked_hot_water_heater
12521 | COL-PCU-T-0002 | Tank, Hot Water, Ground Floor, Cumber PS | COL-PCU-MISC | Miscellaneous Equipment | Tank,Domestic Hot Water | Tank |  | T | http://www.toronto.ca/TWONTO#tanked_hot_water_heater
12755 | FCL-ELS-T-0101 | Tank, Generator G-0100 Oil Fuel Day Tank, Low Lift Building, Screen Room | FCL-ELS-PS-0003 | Emergency Power | Tank,Reservoir | Tank |  | T | http://www.toronto.ca/TWONTO#fuel_oil_tank
12992 | FCL-FL-T-0101 | Tank, Non-Pressurized, Hydrofluosilicic Acid System | FCL-FL | Fluoridation | Tank,Non-Pressurized | Tank |  | T | http://www.toronto.ca/TWONTO#chemical_storage_tank
12993 | FCL-FL-T-0201 | Tank, Non-Pressurized, Hydrofluosilicic Acid System | FCL-FL | Fluoridation | Tank,Non-Pressurized | Tank |  | T | http://www.toronto.ca/TWONTO#chemical_storage_tank
13059 | FCL-FLO-T-0201 | Tank, Flocculation | FCL-FLO | Flocculation | Tank,Reservoir | Tank |  | T | http://www.toronto.ca/TWONTO#flocculation_tank
13060 | FCL-FLO-T-0301 | Tank, Flocculation | FCL-FLO | Flocculation | Tank,Reservoir | Tank |  | T | http://www.toronto.ca/TWONTO#flocculation_tank
14462 | FCL-SES-CYL-0003 | Air Cylinder Carbon Fiber | FCL-SES-SQ-0008 | Eyewash Station/Shower, Low Lift PS Building, Alum Delivery Door,Raw Water Pump Room Basement beside Phosphoric acid Skids | PPE,SCBA | Tank |  | CYL | gas_cylinder
14463 | FCL-SES-CYL-0004 | Air Cylinder Carbon Fiber | FCL-SES-SQ-0008 | Eyewash Station/Shower, Low Lift PS Building, Alum Delivery Door,Raw Water Pump Room Basement beside Phosphoric acid Skids | PPE,SCBA | Tank |  | CYL | gas_cylinder
14464 | FCL-SES-CYL-0005 | Air Cylinder Carbon Fiber | FCL-SES | Safety and Environmental Services | PPE,SCBA | Tank |  | CYL | gas_cylinder
14465 | FCL-SES-CYL-0007 | Air Cylinder Carbon Fiber | FCL-SES | Safety and Environmental Services | PPE,SCBA | Tank |  | CYL | gas_cylinder
14466 | FCL-SES-CYL-0008 | Air Cylinder Carbon Fiber | FCL-SES | Safety and Environmental Services | PPE,SCBA | Tank |  | CYL | gas_cylinder
14467 | FCL-SES-CYL-0009 | Air Cylinder Carbon Fiber | FCL-SES | Safety and Environmental Services | PPE,SCBA | Tank |  | CYL | gas_cylinder
14468 | FCL-SES-CYL-0009 | Air Cylinder Carbon Fiber | FCL-SES-SQ-0008 | Eyewash Station/Shower, Low Lift PS Building, Alum Delivery Door,Raw Water Pump Room Basement beside Phosphoric acid Skids | PPE,SCBA | Tank |  | CYL | gas_cylinder
14469 | FCL-SES-CYL-0010 | Air Cylinder Carbon Fiber | FCL-SES | Safety and Environmental Services | PPE,SCBA | Tank |  | CYL | gas_cylinder
14470 | FCL-SES-CYL-0011 | Air Cylinder Carbon Fiber | FCL-SES | Safety and Environmental Services | PPE,SCBA | Tank |  | CYL | gas_cylinder
14471 | FCL-SES-CYL-0012 | Air Cylinder Carbon Fiber | FCL-SES | Safety and Environmental Services | PPE,SCBA | Tank |  | CYL | gas_cylinder
14472 | FCL-SES-CYL-0012 | Air Cylinder Carbon Fiber | FCL-SES-SQ-0008 | Eyewash Station/Shower, Low Lift PS Building, Alum Delivery Door,Raw Water Pump Room Basement beside Phosphoric acid Skids | PPE,SCBA | Tank |  | CYL | gas_cylinder
14473 | FCL-SES-CYL-0013 | Air Cylinder Carbon Fiber | FCL-SES-SQ-0008 | Eyewash Station/Shower, Low Lift PS Building, Alum Delivery Door,Raw Water Pump Room Basement beside Phosphoric acid Skids | PPE,SCBA | Tank |  | CYL | gas_cylinder
14474 | FCL-SES-CYL-0014 | Air Cylinder Carbon Fiber | FCL-SES-SQ-0008 | Eyewash Station/Shower, Low Lift PS Building, Alum Delivery Door,Raw Water Pump Room Basement beside Phosphoric acid Skids | PPE,SCBA | Tank |  | CYL | gas_cylinder
14475 | FCL-SES-CYL-0015 | Air Cylinder Carbon Fiber | FCL-SES-SQ-0008 | Eyewash Station/Shower, Low Lift PS Building, Alum Delivery Door,Raw Water Pump Room Basement beside Phosphoric acid Skids | PPE,SCBA | Tank |  | CYL | gas_cylinder
64753 | FCL-SES-CYL-0001 | Air Cylinder Carbon Fiber | FCL-SES | Safety and Environmental Services | PPE,SCBA | Tank |  | CYL | gas_cylinder
64754 | FCL-SES-CYL-0003 | Air Cylinder Carbon Fiber | FCL-SES | Safety and Environmental Services | PPE,SCBA | Tank |  | CYL | gas_cylinder
64755 | FCL-SES-CYL-0004 | Air Cylinder Carbon Fiber | FCL-SES | Safety and Environmental Services | PPE,SCBA | Tank |  | CYL | gas_cylinder
64756 | FCL-SES-CYL-0005 | Air Cylinder Carbon Fiber | FCL-SES-SQ-0008 | Eyewash Station/Shower, Low Lift PS Building, Alum Delivery Door,Raw Water Pump Room Basement beside Phosphoric acid Skids | PPE,SCBA | Tank |  | CYL | gas_cylinder
14779 | FCL-SES-T-0101 | Tank, Hot Water Heater, Water to Eyewash Station/Shower, Dry Chemical Bldg, Alum Containment Area | FCL-SES-1 | Emergency Showers | Tank,Domestic Hot Water | Tank |  | T | http://www.toronto.ca/TWONTO#tanked_hot_water_heater
14799 | FCL-SM-T-0101-SUS | Storage, Caustic Soda System | FCL-SUSPENDED | Suspended entity | Tank,Non-Pressurized | Tank | 36715 | T | http://www.toronto.ca/TWONTO#chemical_storage_tank
14800 | FCL-SM-T-0201-SUS | Storage, Caustic Soda System | FCL-SM | Spill Management | Tank,Non-Pressurized | Tank | 36716 | T | http://www.toronto.ca/TWONTO#chemical_storage_tank
14801 | FCL-SM-T-0301-SUS | Storage, Caustic Soda System | FCL-SM | Spill Management | Tank,Non-Pressurized | Tank | 36717 | T | http://www.toronto.ca/TWONTO#chemical_storage_tank
64757 | FCL-SES-CYL-0006 | Air Cylinder Carbon Fiber | FCL-SES | Safety and Environmental Services | PPE,SCBA | Tank |  | CYL | gas_cylinder
15491 | FCL-WWW-T-1100 | Tank, Clarifier, North, RMF Clarification Facility | FCL-WWW-CLAR | Clarification | Tank | Tank |  | T | http://www.toronto.ca/TWONTO#clarifier
64758 | FCL-SES-CYL-0006 | Air Cylinder Carbon Fiber | FCL-SES-SQ-0008 | Eyewash Station/Shower, Low Lift PS Building, Alum Delivery Door,Raw Water Pump Room Basement beside Phosphoric acid Skids | PPE,SCBA | Tank |  | CYL | gas_cylinder
64759 | FCL-SES-CYL-0007 | Air Cylinder Carbon Fiber | FCL-SES-SQ-0008 | Eyewash Station/Shower, Low Lift PS Building, Alum Delivery Door,Raw Water Pump Room Basement beside Phosphoric acid Skids | PPE,SCBA | Tank |  | CYL | gas_cylinder
15759 | FHA-ALM-T-0101 | Tank, Alum Storage #1, Service Building | FHA-ALM | Alum | Tank | Tank |  | T | http://www.toronto.ca/TWONTO#chemical_storage_tank
15898 | FHA-AM-T-0101 | Tank, Aqua Ammonia, RMF Ammonia Storage Room North Tank | FHA-AM | Ammoniation | Tank | Tank |  | T | http://www.toronto.ca/TWONTO#chemical_storage_tank
15899 | FHA-AM-T-0201 | Tank, Aqua Ammonia, RMF Ammonia Storage Room South Tank | FHA-AM | Ammoniation | Tank | Tank |  | T | http://www.toronto.ca/TWONTO#chemical_storage_tank
15901 | FHA-AM-T-0201SU | Tank, Aqua Ammomia #2 Storage Cap. 27,362 L | FHA-AM-T-0201-KQ | Tank Location, Ammonia Storage Room | Tank | Tank | 33490 | T | http://www.toronto.ca/TWONTO#chemical_storage_tank
15902 | FHA-AM-T-0201SU | Tank, Aqua Ammomia #2 Storage Cap. 27,362 L | FHA-SUSPENDED | Suspended Obsolete entity for storage purpose | Tank | Tank | 33490 | T | http://www.toronto.ca/TWONTO#chemical_storage_tank
15903 | FHA-AM-T-0301 | Tank, Aqua Ammomia #3 Storage Cap. 8500 L | FHA-AM-T-0301-KQ | Tank Location, Ammonia Storage Room | Tank | Tank | 33294 | T | http://www.toronto.ca/TWONTO#chemical_storage_tank
15995 | FHA-AUX-T-0101 | Tank, Air Receiver Compressed Air #1, Service Bldg. Alum Room | FHA-AUX-T-0101-KQ | Compressed Air Tank 1 | Tank | Tank |  | T | http://www.toronto.ca/TWONTO#pressure_vessel
15998 | FHA-AUX-T-0102 | Tank, Air Receiver Compressed Air #2, Service Bldg. Alum Room | FHA-AUX-SA | Plant Air/Instrument Air/Vacuum System | Tank | Tank |  | T | http://www.toronto.ca/TWONTO#pressure_vessel
16000 | FHA-AUX-T-0103 | Tank, Air Receiver Compressed Air #3, Service Bldg. Alum Room | FHA-AUX-SA | Plant Air/Instrument Air/Vacuum System | Tank | Tank |  | T | http://www.toronto.ca/TWONTO#pressure_vessel
16002 | FHA-AUX-T-0104 | Tank, Air Receiver Compressed Air #4, Service Bldg. Alum Room | FHA-AUX-SA | Plant Air/Instrument Air/Vacuum System | Tank | Tank |  | T | http://www.toronto.ca/TWONTO#pressure_vessel
16003 | FHA-AUX-T-0104 | Tank, Air Receiver Compressed Air #4, Service Bldg. Alum Room | FHA-AUX-T-0104-KQ | Compressed Air Tank 4 | Tank | Tank |  | T | http://www.toronto.ca/TWONTO#pressure_vessel
64760 | FCL-SES-CYL-0008 | Air Cylinder Carbon Fiber | FCL-SES-SQ-0008 | Eyewash Station/Shower, Low Lift PS Building, Alum Delivery Door,Raw Water Pump Room Basement beside Phosphoric acid Skids | PPE,SCBA | Tank |  | CYL | gas_cylinder
16099 | FHA-CCS-T-0201 | Tank, Phosphoric Acid Storage Tank T-0201, RMF Phosphoric Acid Storage Room | FHA-CCS | Corrosion Control | Tank | Tank |  | T | http://www.toronto.ca/TWONTO#chemical_storage_tank
16194 | FHA-CLA-T-0101 | Tank, Expansion, Chlorine Gas to Pre-Chlorine EV-0101, Filter Building, Cl2/SO2 Storage Room | FHA-CLA-CHL-0101 | Chlorinator, Solution Feed Gas Dispenser Vacuum Operated, Filtration Bldg., Chlorine Feed Room | Tank | Tank |  | T | expansion_tank
16195 | FHA-CLA-T-0201 | Tank, Expansion, Chlorine Gas to Pre-Chlorine EV-0201, Filter Building, Cl2/SO2 Storage Room | FHA-CLA-CHL-0201 | Chlorinator, Solution Feed Gas Dispenser, Vacuum Operated, Filtration Bldg., Chlorine Feed Room | Tank | Tank |  | T | expansion_tank
16196 | FHA-CLA-T-0201 | Tank, Expansion, Chlorine Gas to Pre-Chlorine EV-0201, Filter Building, Cl2/SO2 Storage Room | FHA-CLA-CHL-0201-KQ | Chlorination Location,Train #2 | Tank | Tank |  | T | expansion_tank
16197 | FHA-CLA-T-0301 | Tank, Expansion, Chlorine Gas to Pre-Chlorine EV-0301, Filter Building, Cl2/SO2 Storage Room | FHA-CLA-CHL-0301 | Chlorinator, Solution Feed Gas Dispenser, Vacuum Operated, Filtration Bldg., Chlorine Feed Room | Tank | Tank |  | T | expansion_tank
16198 | FHA-CLA-T-0301 | Tank, Expansion, Chlorine Gas to Pre-Chlorine EV-0301, Filter Building, Cl2/SO2 Storage Room | FHA-CLA-CHL-0301-KQ | Chlorination Location,Train #3 | Tank | Tank |  | T | expansion_tank
16284 | FHA-CLB-T-0101 | Tank, Expansion, Chlorine Gas to Post-Chlorine EV-0101, Filter Building, Cl2/SO2 Storage Room | FHA-CLB-CHL-0101-KQ | Post Chlorination Location,Train #1 | Tank | Tank |  | T | expansion_tank
16420 | FHA-DCL-T-0101 | Tank, Expansion, Evaporator EV-0101, Filter Building, Cl2/SO2 Feeder Room | FHA-DCL | De-Chorination | Tank | Tank | 39215 | T | expansion_tank
16421 | FHA-DCL-T-0301 | Tank, Expansion, Evaporator EV-0301, Filter Building, Cl2/SO2 Feeder Room | FHA-DCL | De-Chorination | Tank | Tank | 39216 | T | expansion_tank
64761 | FCL-SES-CYL-0010 | Air Cylinder Carbon Fiber | FCL-SES-SQ-0008 | Eyewash Station/Shower, Low Lift PS Building, Alum Delivery Door,Raw Water Pump Room Basement beside Phosphoric acid Skids | PPE,SCBA | Tank |  | CYL | gas_cylinder
16997 | FHA-FL-T-0201 | Tank, Hydrofluosilicic Acid,, RMF Fluoride Storage Room South Tank | FHA-FL | Fluoridation | Tank | Tank |  | T | http://www.toronto.ca/TWONTO#chemical_storage_tank
16998 | FHA-FL-T-0301 | Tank 3, Flouride Storage - CAP: 27276 L - Steel Welded Tank - | FHA-FL | Fluoridation | Tank | Tank | 33481 | T | http://www.toronto.ca/TWONTO#chemical_storage_tank
16999 | FHA-FL-T-0401 | Tank 4, Flouride Storage - CAP: 27276 L - Steel Welded Tank - | FHA-SUSPENDED | Suspended Obsolete entity for storage purpose | Tank | Tank | 33475 | T | http://www.toronto.ca/TWONTO#chemical_storage_tank
17798 | FHA-SBS-T-0101 | Tank 1, Liquid SBS | FHA-SBS | SBS System | Tank | Tank |  | T | http://www.toronto.ca/TWONTO#chemical_storage_tank
17799 | FHA-SBS-T-0201 | Tank 2, Liquid SBS | FHA-SBS | SBS System | Tank | Tank |  | T | http://www.toronto.ca/TWONTO#chemical_storage_tank
17800 | FHA-SBS-T-0301 | Tank 3, Liquid SBS | FHA-SBS | SBS System | Tank | Tank | 38786 | T | http://www.toronto.ca/TWONTO#chemical_storage_tank
64762 | FCL-SES-CYL-0011 | Air Cylinder Carbon Fiber | FCL-SES-SQ-0008 | Eyewash Station/Shower, Low Lift PS Building, Alum Delivery Door,Raw Water Pump Room Basement beside Phosphoric acid Skids | PPE,SCBA | Tank |  | CYL | gas_cylinder
17827 | FHA-SED-T-0101 | Tank, Underground Settling and Flocculation Basin #1 | FHA-SED | Sedimentation | Tank,Non-Pressurized | Tank |  | T | http://www.toronto.ca/TWONTO#flocculation_tank
64763 | FCL-SES-CYL-0013 | Air Cylinder Carbon Fiber | FCL-SES | Safety and Environmental Services | PPE,SCBA | Tank |  | CYL | gas_cylinder
64764 | FCL-SES-CYL-0014 | Air Cylinder Carbon Fiber | FCL-SES | Safety and Environmental Services | PPE,SCBA | Tank |  | CYL | gas_cylinder
64765 | FCL-SES-CYL-0015 | Air Cylinder Carbon Fiber | FCL-SES | Safety and Environmental Services | PPE,SCBA | Tank |  | CYL | gas_cylinder
64766 | FCL-SES-CYL-0016 | Air Cylinder Carbon Fiber | FCL-SES | Safety and Environmental Services | PPE,SCBA | Tank |  | CYL | gas_cylinder
64767 | FCL-SES-CYL-0016 | Air Cylinder Carbon Fiber | FCL-SES-SQ-0008 | Eyewash Station/Shower, Low Lift PS Building, Alum Delivery Door,Raw Water Pump Room Basement beside Phosphoric acid Skids | PPE,SCBA | Tank |  | CYL | gas_cylinder
19291 | FHA-WWW-T-0701 | Tank, SBS Storage, RMF, SBS Storage Room | FHA-WWW-P-0711 | Pump, SBS Feed, RMF, SBS Storage Room | Tank | Tank |  | T | http://www.toronto.ca/TWONTO#chemical_storage_tank
19292 | FHA-WWW-T-0702 | Tank, SBS Storage, RMF, SBS Storage Room | FHA-SBS | SBS System | Tank | Tank |  | T | http://www.toronto.ca/TWONTO#chemical_storage_tank
19293 | FHA-WWW-T-0702 | Tank, SBS Storage, RMF, SBS Storage Room | FHA-WWW-P-0712 | Pump, SBS Feed, RMF, SBS Storage Room | Tank | Tank |  | T | http://www.toronto.ca/TWONTO#chemical_storage_tank
64768 | FCL-SES-CYL-0017 | Air Cylinder Carbon Fiber | FCL-SES-SQ-0008 | Eyewash Station/Shower, Low Lift PS Building, Alum Delivery Door,Raw Water Pump Room Basement beside Phosphoric acid Skids | PPE,SCBA | Tank |  | CYL | gas_cylinder
44030 | TAB-DEW-SB-3967 | Canister, Carbon, Equalization Tank Odour Control Train 3 | TAB-DEW EQUAL OCS | Equalization Tank Odour Control System | Tank,Non-Pressurized | Tank |  | SB | media_based_filter
43534 | TAB-DEW-F-4122 | Canister, Sludge Holding Tank#1 Odour Control East | TAB-DEW-T-4100 | Tank, Sludge Holding #1 | Tank | Tank |  | F | media_based_filter
43535 | TAB-DEW-F-4322 | Canister, Sludge Holding Tank#3 Odour Control East | TAB-DEW-T-4300 | Tank, Sludge Holding #3 | Tank | Tank |  | F | media_based_filter
64099 | THC-PRM-CH-5150 | Chamber, Plant Water, Tank 1100 & 1200, Primary Clarifier | THC-PRM-T-1100 | Tank, Primary Clarifier | Tank,Water Elevated | Tank |  | CH | http://www.toronto.ca/TWONTO#equipment_or_access_chamber
64098 | THC-PRM-CH-5120 | Chamber, Primary Plant Water, Tank 0900 & 1000, Primary Clarifier | THC-PRM-T-0900 | Tank, Primary Clarifier | Tank,Water Elevated | Tank |  | CH | http://www.toronto.ca/TWONTO#equipment_or_access_chamber
38611 | SU2028A | Cushion, Surge | TAB-PWA | Plant Water | Vessel,Pressure,Surge | Tank |  |  | http://www.toronto.ca/TWONTO#pumping_surge_suppression_tank
82138 | FHA-SES-SCBA-0021 | Cylinder for Air Pack Ser # OJ 113489 Suspend | FHA-SES-SCBA-CYLINDER | Breathing Air Tanks (SCBA cylinders) | PPE,SCBA | Tank | 38742 | SCBA | gas_cylinder
18553 | FHA-SES-SCBA-0020 | Cylinder for Air Pack Ser # OJ 113642 Suspend | FHA-SES-SCBA-CYLINDER | Breathing Air Tanks (SCBA cylinders) | PPE,SCBA | Tank | 38741 | SCBA | gas_cylinder
82137 | FHA-SES-SCBA-0019 | Cylinder for Air Pack Ser #. OJ 113726 Suspend | FHA-SES-SCBA-CYLINDER | Breathing Air Tanks (SCBA cylinders) | PPE,SCBA | Tank | 38740 | SCBA | gas_cylinder
147453 | WU2012A | Cylinder, Exp Tank Nitrogen, 814A | TAB-SLD-P | Pelletizer Bldg. - Thermal Oil Heating System, Pumps, Strainer & Expanasion Tanks | Container | Tank |  |  | gas_cylinder
147454 | WU2013A | Cylinder, Exp Tank Nitrogen, 814B | TAB-SLD-P | Pelletizer Bldg. - Thermal Oil Heating System, Pumps, Strainer & Expanasion Tanks | Container | Tank |  |  | gas_cylinder
50979 | TAB-PRM-T-2700 | D Building - Hopper, Scum | TAB-PRM-T | D Building - Scum, Sludge Hoppers & Primary Tanks 10-12 | Tank | Tank |  | T | http://www.toronto.ca/TWONTO#storage_tank
50977 | TAB-PRM-T-1100 | D Building - Primary Tank 11 | TAB-PRM-T | D Building - Scum, Sludge Hoppers & Primary Tanks 10-12 | Tank | Tank |  | T | http://www.toronto.ca/TWONTO#clarifier
147452 | WU2010A | Deaerator, 408A | TAB-SLD-P | Pelletizer Bldg. - Thermal Oil Heating System, Pumps, Strainer & Expanasion Tanks | Valve,Pressure Relief | Tank |  |  | http://www.toronto.ca/TWONTO#pressure_vessel
89769 | WU2011A | Deaerator, 408B | TAB-SLD-P | Pelletizer Bldg. - Thermal Oil Heating System, Pumps, Strainer & Expanasion Tanks | Valve,Pressure Relief | Tank |  |  | http://www.toronto.ca/TWONTO#pressure_vessel
20382 | FHO-ALM-T-0101 | Tank, Alum/Ferric Storage 1, Alum System, S4 Chemical Building | FHO-ALM | Alum System | Tank,Reservoir | Tank |  | T | http://www.toronto.ca/TWONTO#chemical_storage_tank
20385 | FHO-ALM-T-0201 | Tank, Alum/Ferric Storage 2, Alum System, S4 Chemical Building | FHO-ALM | Alum System | Tank,Reservoir | Tank |  | T | http://www.toronto.ca/TWONTO#chemical_storage_tank
20544 | COL-PMM-T-0001 | Tank, Domestic Hot Water | COL-PMM | Mimico Pumping Station | Tank,Domestic Hot Water | Tank |  | T | http://www.toronto.ca/TWONTO#tanked_hot_water_heater
20545 | COL-PMM-T-0001 | Tank, Domestic Hot Water | COL-PMM-MISC | Miscellaneous Equipment | Tank,Domestic Hot Water | Tank |  | T | http://www.toronto.ca/TWONTO#tanked_hot_water_heater
20546 | COL-PMM-T-0002 | Tank, Diesel Fuel | COL-PMM | Mimico Pumping Station | Tank | Tank | 36001 | T | http://www.toronto.ca/TWONTO#fuel_oil_tank
20547 | COL-PMM-T-0002 | Tank, Diesel Fuel | COL-PMM-MISC | Miscellaneous Equipment | Tank | Tank | 36001 | T | http://www.toronto.ca/TWONTO#fuel_oil_tank
20548 | COL-PMM-T-0003 | Tank, Diesel Fuel | COL-PMM-MISC | Miscellaneous Equipment | Tank | Tank | 36002 | T | http://www.toronto.ca/TWONTO#fuel_oil_tank
20680 | FHO-AM-T-0101 | Tank, Aqua Ammonia, Ammonia System, S4 Ammonia Storage Room | FHO-AM | Ammoniation | Tank,Reservoir | Tank |  | T | http://www.toronto.ca/TWONTO#chemical_storage_tank
20976 | FHO-CL-T-0101-SU | Tank, Caustic Soda Storage | FHO-SM-SB-0001-KQ | Scrubber | Tank,Reservoir | Tank | 32923 | T | http://www.toronto.ca/TWONTO#chemical_storage_tank
20977 | FHO-CL-T-0201-SU | Tank, Caustic Soda Storage | FHO-OBSOLETE | Removed From Service | Tank,Reservoir | Tank | 32924 | T | http://www.toronto.ca/TWONTO#chemical_storage_tank
20978 | FHO-CL-T-0201-SU | Tank, Caustic Soda Storage | FHO-SM-SB-0100 | Scrubber, Chlorine and SO2, Outdoor, East of Chemical Building | Tank,Reservoir | Tank | 32924 | T | http://www.toronto.ca/TWONTO#chemical_storage_tank
21022 | FHO-CLA-T-0201 | Tank, Expansion, Pre Chlorination Train 2, Chlorination System, S2 Chem. Storage Rm | FHO-CLA-CHL-0201-KQ | Pre Chlorination Train 2 | Vessel,Pressure | Tank |  | T | expansion_tank
21158 | FHO-CLB-T-0101 | Tank, Expansion, Post Chlorination Train 1, Chlorination System, S2 Chlorine Storage Room | FHO-CLB-CHL-0101 | Chlorinator, Post Chlorination Train 1 West, Chemical Building, L1, Evaporator Room | Vessel,Pressure | Tank |  | T | expansion_tank
21159 | FHO-CLB-T-0101 | Tank, Expansion, Post Chlorination Train 1, Chlorination System, S2 Chlorine Storage Room | FHO-CLB-CHL-0101-KQ | Post ChlorinationTrain 1 | Vessel,Pressure | Tank |  | T | expansion_tank
21160 | FHO-CLB-T-0201 | Tank, Expansion, Post Chlorination Train 2, Chlorination System, S2 Chlorine Storage Room | FHO-CLB-CHL-0201 | Chlorinator, Post Chlorination Train 2 West, Chemical Building, L1, Evaporator Room | Vessel,Pressure | Tank |  | T | expansion_tank
21161 | FHO-CLB-T-0201 | Tank, Expansion, Post Chlorination Train 2, Chlorination System, S2 Chlorine Storage Room | FHO-CLB-CHL-0201-KQ | Post Chlorination Train 2 | Vessel,Pressure | Tank |  | T | expansion_tank
21162 | FHO-CLB-T-0301 | Tank, Expansion, Post Chlorination Train 3, Chlorination System, S2 Chlorine Storage Room | FHO-CLB-CHL-0301 | Chlorinator, Post Chlorination East Train 3, Chemical Building, L1, Evaporator Room | Vessel,Pressure | Tank |  | T | expansion_tank
21270 | FHO-CLC-T-0101 | Tank, Expansion, Trim Chlorination Train 1, Chlorination System, S2 Chemical Storage Room | FHO-CLC-CHL-0101 | Chlorinator, Trim Chlorination Train 1, Chemical Building, L1, Machine Room | Vessel,Pressure | Tank |  | T | expansion_tank
21351 | FHO-DCL-T-0001 | Tank, Expansion, Dechlorination Train 3, SO2 System, S2 Chemical Storage Room | FHO-DCL | De-Chlorination | Vessel,Pressure | Tank |  | T | expansion_tank
21352 | FHO-DCL-T-0001 | Tank, Expansion, Dechlorination Train 3, SO2 System, S2 Chemical Storage Room | FHO-DCL-SO-0301-KQ | Dechlorination Train 3 | Vessel,Pressure | Tank |  | T | expansion_tank
21353 | FHO-DCL-T-0201 | Tank, Expansion, Dechlorination Train 2, SO2 System, S2 Chemical Storage Room | FHO-DCL-SO-0201 | Sulphonator, Dechlorination Train 2, Chemical Building, Main Floor, Machine Room | Vessel,Pressure | Tank |  | T | expansion_tank
21354 | FHO-DCL-T-0201 | Tank, Expansion, Dechlorination Train 2, SO2 System, S2 Chemical Storage Room | FHO-DCL-SO-0201-KQ | Dechlorination Train 2 | Vessel,Pressure | Tank |  | T | expansion_tank
11979 | FCL-DEW-T-0101-SUS | Dewatering, Dry Pit RW | FCL-DEW | Dewatering | Tank,Non-Pressurized | Tank | 36467 | T | http://www.toronto.ca/TWONTO#storage_tank
11980 | FCL-DEW-T-0101-SUS | Dewatering, Dry Pit RW | FCL-SUSPENDED | Suspended entity | Tank,Non-Pressurized | Tank | 36467 | T | http://www.toronto.ca/TWONTO#storage_tank
51944 | FCL-DEW-T-0101-SUS | Dewatering, Dry Pit RW | FCL-DEW-RW | Raw water Area Dewatering | Tank,Non-Pressurized | Tank | 36467 | T | http://www.toronto.ca/TWONTO#storage_tank
45493 | TAB-DIG-T-13-16 | Digester Tanks 13-16 | TAB-DIG | Digestion |  | Tank |  | T | http://www.toronto.ca/TWONTO#collection_of_assets
45491 | TAB-DIG-T-09-12 | Digester Tanks 9-12 | TAB-DIG | Digestion |  | Tank |  | T | http://www.toronto.ca/TWONTO#collection_of_assets
111115 | TAB-DIG-STRC-T9-12 | Digester Tanks 9-12 - Structure, Drains, Electrical Service(110/220V), Lighting, Plumbing, Grounds | TAB-DIG-T-09-12 | Digester Tanks 9-12 |  | Tank |  |  | http://www.toronto.ca/TWONTO#drain
80936 | TNT-DIG-PD-0200 | Digester, Primary, Vessel | TNT-DIG-PD | Primary Digester Tanks,Drainage Tanks | Vessel,Pressure | Tank |  | PD | http://www.toronto.ca/TWONTO#digester_tank
80937 | TNT-DIG-PD-0300 | Digester, Primary, Vessel | TNT-DIG-PD | Primary Digester Tanks,Drainage Tanks | Vessel,Pressure | Tank |  | PD | http://www.toronto.ca/TWONTO#digester_tank
80938 | TNT-DIG-PD-0500 | Digester, Primary, Vessel | TNT-DIG-PD | Primary Digester Tanks,Drainage Tanks | Vessel,Pressure | Tank |  | PD | http://www.toronto.ca/TWONTO#digester_tank
80939 | TNT-DIG-PD-0700 | Digester, Primary, Vessel | TNT-DIG-PD | Primary Digester Tanks,Drainage Tanks | Vessel,Pressure | Tank |  | PD | http://www.toronto.ca/TWONTO#digester_tank
45481 | TAB-DIG-T-0100 | Digestion Tank 01 | TAB-DIG-T-01-04 | Digester Tanks 1-4 | Tank,Reservoir | Tank |  | T | http://www.toronto.ca/TWONTO#digester_tank
45484 | TAB-DIG-T-0200 | Digestion Tank 02 | TAB-DIG-T-01-04 | Digester Tanks 1-4 | Tank,Reservoir | Tank |  | T | http://www.toronto.ca/TWONTO#digester_tank
45487 | TAB-DIG-T-0500 | Digestion Tank 05 | TAB-DIG-T-05-08 | Digester Tanks 5-8 | Tank,Reservoir | Tank |  | T | http://www.toronto.ca/TWONTO#digester_tank
45489 | TAB-DIG-T-0700 | Digestion Tank 07 | TAB-DIG-T-05-08 | Digester Tanks 5-8 | Tank,Reservoir | Tank |  | T | http://www.toronto.ca/TWONTO#digester_tank
45490 | TAB-DIG-T-0800 | Digestion Tank 08 | TAB-DIG-T-05-08 | Digester Tanks 5-8 | Tank,Reservoir | Tank |  | T | http://www.toronto.ca/TWONTO#digester_tank
21646 | FHO-DOZ-T-2200 | Tank, Ozone Contact, Ozone Building, S1 &S2, Miidle/E | FHO-DOZ-CONT | FHO OZONE CONTACT | Tank | Tank |  | T | http://www.toronto.ca/TWONTO#chemical_contact_tank
21647 | FHO-DOZ-T-2300 | Tank, Ozone Contact, Ozone Building, S1 &S2, N/E | FHO-DOZ-CONT | FHO OZONE CONTACT | Tank | Tank |  | T | http://www.toronto.ca/TWONTO#chemical_contact_tank
21648 | FHO-DOZ-T-3100-SUS | ? tank, ? function in ? process, ? Location | FHO-SUSPENDED | Suspended Entity List |  | Tank | 37818 | T | ?
21649 | FHO-DOZ-T-3200-SUS | ? tank, ? function in ? process, ? Location | FHO-DOZ-SAMP | Ozone Contact Tank Sampling |  | Tank | 37819 | T | ?
21650 | FHO-DOZ-T-3200-SUS | ? tank, ? function in ? process, ? Location | FHO-SUSPENDED | Suspended Entity List |  | Tank | 37819 | T | ?
21651 | FHO-DOZ-T-3300-SUS | ? tank, ? function in ? process, ? Location | FHO-DOZ-SAMP | Ozone Contact Tank Sampling |  | Tank | 37820 | T | ?
21652 | FHO-DOZ-T-3300-SUS | ? tank, ? function in ? process, ? Location | FHO-SUSPENDED | Suspended Entity List |  | Tank | 37820 | T | ?
22903 | FHO-EPG-T-0001 | Tank, Diesel Storage, Underground, Near Outdoor Substation | FHO-ELS-PS-0003 | Emergency Power, Diesel & UPS | Tank,Non-Pressurized | Tank |  | T | http://www.toronto.ca/TWONTO#underground_fuel_oil_tank_temp
23547 | COL-PNT-T-0001 | Tank, Diesel Fuel | COL-PNT | New Toronto Pumping Station | Tank,Domestic Hot Water | Tank |  | T | http://www.toronto.ca/TWONTO#fuel_oil_tank
23548 | COL-PNT-T-0001 | Tank, Diesel Fuel | COL-PNT-MISC | Miscellaneous Equipment | Tank,Domestic Hot Water | Tank |  | T | http://www.toronto.ca/TWONTO#fuel_oil_tank
23549 | COL-PNT-T-0002 | Tank, Domestic Hot Water | COL-PNT | New Toronto Pumping Station | Tank | Tank |  | T | http://www.toronto.ca/TWONTO#tanked_hot_water_heater
23632 | FHO-FLT-F-0101 | Filter Bed # 1 | FHO-FLT | Filtration | Tank,Reservoir | Tank |  | F | http://www.toronto.ca/TWONTO#filtration_tank
23633 | FHO-FLT-F-0301 | Filter Bed # 3 | FHO-FLT | Filtration | Tank,Reservoir | Tank |  | F | http://www.toronto.ca/TWONTO#filtration_tank
23634 | FHO-FLT-F-0301 | Filter Bed # 3 | FHO-FLT-T-0301-KQ | Filter 3 | Tank,Reservoir | Tank |  | F | http://www.toronto.ca/TWONTO#filtration_tank
23635 | FHO-FLT-F-0401 | Filter Bed # 4 | FHO-FLT | Filtration | Tank,Reservoir | Tank |  | F | http://www.toronto.ca/TWONTO#filtration_tank
23636 | FHO-FLT-F-0401 | Filter Bed # 4 | FHO-FLT-T-0401-KQ | Filter 4 | Tank,Reservoir | Tank |  | F | http://www.toronto.ca/TWONTO#filtration_tank
23637 | FHO-FLT-F-0501 | Filter Bed # 5 | FHO-FLT | Filtration | Tank,Reservoir | Tank |  | F | http://www.toronto.ca/TWONTO#filtration_tank
23638 | FHO-FLT-F-0601 | Filter Bed # 6 | FHO-FLT-T-0601-KQ | Filter 6 | Tank,Reservoir | Tank |  | F | http://www.toronto.ca/TWONTO#filtration_tank
23639 | FHO-FLT-F-0701 | Filter Bed # 7 | FHO-FLT | Filtration | Tank,Reservoir | Tank |  | F | http://www.toronto.ca/TWONTO#filtration_tank
23657 | COL-POM-T-0001 | Tank, Fuel | COL-POM-MISC | Miscellaneous Equipment | Tank | Tank |  | T | http://www.toronto.ca/TWONTO#fuel_oil_tank
23700 | FHO-FLT-F-0801 | Filter Bed # 8 | FHO-FLT | Filtration | Tank,Reservoir | Tank |  | F | http://www.toronto.ca/TWONTO#filtration_tank
23701 | FHO-FLT-F-1001 | Filter Bed # 10 | FHO-FLT | Filtration | Tank,Reservoir | Tank |  | F | http://www.toronto.ca/TWONTO#filtration_tank
23702 | FHO-FLT-F-1301 | Filter Bed # 13 | FHO-FLT | Filtration | Tank,Reservoir | Tank |  | F | http://www.toronto.ca/TWONTO#filtration_tank
45494 | TAB-DIG-T-1300 | Digestion Tank 13 | TAB-DIG-T-13-16 | Digester Tanks 13-16 | Tank,Reservoir | Tank |  | T | http://www.toronto.ca/TWONTO#digester_tank
45495 | TAB-DIG-T-1500 | Digestion Tank 15 | TAB-DIG-T-13-16 | Digester Tanks 13-16 | Tank,Reservoir | Tank |  | T | http://www.toronto.ca/TWONTO#digester_tank
45496 | TAB-DIG-T-2200 | Digestion Tank 22 | TAB-DIG-T-19-22 | Digester Tanks 19-22 | Tank,Reservoir | Tank |  | T | http://www.toronto.ca/TWONTO#digester_tank
61744 | THC-FT-T-7720 | Distribution Chamber, Mixed Liquor, Tank 0900-1200, Secondary Clarification | THC-FT-PHASE I-IV | Secondary Clarifiers, Phase I-IV | Tank | Tank |  | T | http://www.toronto.ca/TWONTO#storage_tank
24390 | FHO-MCS-T-1501 | Tank, Hot Water, Ozone Building, L1, Janitor Room, S/W | FHO-MCS-PWA | Service Water & Backflow Prevention |  | Tank |  | T | http://www.toronto.ca/TWONTO#tanked_hot_water_heater
24391 | FHO-MCS-T-1502 | Tank, Hot Water, Ozone Building, L1, Hallway No.4, East | FHO-MCS-PWA | Service Water & Backflow Prevention |  | Tank |  | T | http://www.toronto.ca/TWONTO#tanked_hot_water_heater
24392 | FHO-MCS-T-1601 | Tank, Hot Water, Standby Building, S2, Janitor Room | FHO-MCS-PWA | Service Water & Backflow Prevention |  | Tank |  | T | http://www.toronto.ca/TWONTO#tanked_hot_water_heater
24393 | FHO-MCS-T-1701 | Tank, Hot Water, Chemical Building, S4, SBS Room | FHO-MCS-PWA | Service Water & Backflow Prevention |  | Tank |  | T | http://www.toronto.ca/TWONTO#tanked_hot_water_heater
24780 | FHO-PCL-T-0101 | Tank, PACL Storage, S4, Chemical Building | FHO-PCL | PACL System | Tank,Reservoir | Tank |  | T | http://www.toronto.ca/TWONTO#chemical_storage_tank
24783 | FHO-PCL-T-0201 | Tank, PACL Storage, S4, Chemical Building | FHO-PCL | PACL System | Tank,Reservoir | Tank |  | T | http://www.toronto.ca/TWONTO#chemical_storage_tank
24784 | FHO-PCL-T-0201 | Tank, PACL Storage, S4, Chemical Building | FHO-PCL-T-0201-KQ | PACL Storage Tank 2 | Tank,Reservoir | Tank |  | T | http://www.toronto.ca/TWONTO#chemical_storage_tank
61745 | THC-FT-T-7730 | Distribution Chamber, Mixed Liquor, Tank 1300-1600, Secondary Clarification | THC-FT-PHASE I-IV | Secondary Clarifiers, Phase I-IV | Tank | Tank |  | T | http://www.toronto.ca/TWONTO#storage_tank
24999 | FHO-POL-T-0101 | Tank, Polymer Storage, S4 Chemical Building, Polymer Storage Area | FHO-POL | Polymer System | Tank,Reservoir | Tank |  | T | http://www.toronto.ca/TWONTO#chemical_storage_tank
25000 | FHO-POL-T-0102 | Tank, Polymer Storage (FHO TK PO 01 SO) | FHO-POL | Polymer System | Tank,Reservoir | Tank |  | T | http://www.toronto.ca/TWONTO#chemical_storage_tank
25001 | FHO-POL-T-0201 | Tank, Polymer Storage, S4 Chemical Building, Polymer Storage Area | FHO-POL | Polymer System | Tank,Reservoir | Tank |  | T | http://www.toronto.ca/TWONTO#chemical_storage_tank
25002 | FHO-POL-T-0201 | Tank, Polymer Storage, S4 Chemical Building, Polymer Storage Area | FHO-POL-T-0201-KQ | Polymer Solution Storage Tank 2 | Tank,Reservoir | Tank |  | T | http://www.toronto.ca/TWONTO#chemical_storage_tank
25003 | FHO-POL-T-0202 | Tank, Polymer Storage (FHO TK PO 02 SO) | FHO-POL | Polymer System | Tank,Reservoir | Tank |  | T | http://www.toronto.ca/TWONTO#chemical_storage_tank
25062 | FHO-POL-T-0901 | Tank, WW Polymer, Waste Water System, Clarifier Building Basement | FHO-WWW-P-0901-KQ | WW Polymer Pump System | Tank,Reservoir | Tank |  | T | http://www.toronto.ca/TWONTO#chemical_storage_tank
25166 | FHO-PWA-T-0211 | Tank, Water Heater, Storage, Electric, 600V, Chemical Building, S4, Fluoride Storage Room | FHO-MCS-PWA | Service Water & Backflow Prevention | Tank,Domestic Hot Water | Tank |  | T | http://www.toronto.ca/TWONTO#tanked_hot_water_heater
25483 | FHO-SA-T-0201 | Tank, Receiver, Compressed Air, Service Air System, TRW Building, S3, Compressor Room | FHO-SA-C-0201-KQ | Air Compressor 2 | Vessel,Pressure | Tank |  | T | http://www.toronto.ca/TWONTO#pressure_vessel
25484 | FHO-SA-T-0301-SU | Receiver, Plant Compressed Air | FHO-OBSOLETE | Removed From Service | Vessel,Pressure | Tank | 32168 | T | http://www.toronto.ca/TWONTO#pressure_vessel
25573 | FHO-SBS-T-0101 | Tank, Sodium Bishulphite, S4 Level, SBS Room, N/W | FHO-SBS | Ozone Quenching | Tank | Tank |  | T | http://www.toronto.ca/TWONTO#chemical_storage_tank
25574 | FHO-SBS-T-0201 | Tank, Sodium Bishulphite, S4 Level, SBS Room, N/E | FHO-SBS | Ozone Quenching | Tank | Tank |  | T | http://www.toronto.ca/TWONTO#chemical_storage_tank
62518 | THC-MCS-DRN-0200 | Drainage System, Workshop, WA2 Workshop | THC-GRK-STRC-0200 | Workshop, WA2, Building X |  | Tank |  | DRN | http://www.toronto.ca/TWONTO#drain
53120 | TAB-SA-D-3401 | Dryer, Package, Polymer Building, Basement | TAB-AUX-C | Auxiliary Building - Compressed Service Air Equipment | Drier | Tank |  | D | http://www.toronto.ca/TWONTO#dryer
53121 | TAB-SA-D-3402 | Dryer, Package, Polymer Building, Basement | TAB-AUX-C | Auxiliary Building - Compressed Service Air Equipment | Drier | Tank |  | D | http://www.toronto.ca/TWONTO#dryer
53118 | TAB-SA-D-0800 | Dryer, Chemical, Package, Auxiliary Systems Building, Main Floor | TAB-SA-F-0801 | Pre-Filter, Package, Auxiliary Systems Building, Main Floor | Drier | Tank |  | D | http://www.toronto.ca/TWONTO#dryer
53119 | TAB-SA-D-2600 | Dryer, Chemical, Package, Boiler Building, Basement | TAB-AUX-C | Auxiliary Building - Compressed Service Air Equipment | Drier | Tank |  | D | http://www.toronto.ca/TWONTO#dryer
81553 | TNT-PRM-T-0600 | DryWell, Primary Sludge | TNT-PRM | Primary Treatment | Tank,Reservoir | Tank |  | T | http://www.toronto.ca/TWONTO#clarifier
146822 | WTR-REB | East Woodbridge Tank | WTR-WEST-TNK | Work Area 3 WEST Tanks |  | Tank | 35846 |  | http://www.toronto.ca/TWONTO#collection_of_assets
26858 | FHO-TRW-T-0103 | Tank, Receiver, Surge Supression System Air Compressor C-0003, Surge Building, S2, Compressor Room | FHO-TRW-C-0003 | Compressor, TW Surge Tanks, Surge Building, S2, Compressor Room | Vessel,Pressure | Tank |  | T | http://www.toronto.ca/TWONTO#pressure_vessel
44077 | TAB-DEW-T-3910 | Equalization Tank #1 | TAB-DEW-EQUALIZATION | Equalization Tank System |  | Tank |  | T | http://www.toronto.ca/TWONTO#storage_tank
39792 | TAB-ACC-FD-5050 | Feeder, Chemical, Gas Control Building | TAB-ACC-P-5050 | Pump, Circulating, Glycol, HWCP -3, New Gas Control Building Basement, Mid Section | Tank | Tank |  | FD | chemical_dosing_system
65632 | THC-PWA-STR-1020 | Filter, Plant Water, Plant Water System | THC-PWA-V-1000 | Valve, Ball, Manual, Isolation, Plant Water, Header, Headworks, Tunnel T12 | Filter | Tank |  | STR | http://www.toronto.ca/TWONTO#strainer
27283 | FHO-WWW-T-0202 | Tank, Clarifier 0202, Waste Water System, Clarifier Building, East | FHO-WWW | Residue Management / Waste Water System | Tank,Reservoir | Tank |  | T | http://www.toronto.ca/TWONTO#clarifier
81341 | TNT-FT-T-0100 | Final Tank # 1 | TNT-FT | Final Tanks 1-5 | Tank,Reservoir | Tank |  | T | http://www.toronto.ca/TWONTO#clarifier
27578 | COL-PSW-T-0002 | Tank, Diesel Fuel | COL-PSW | Swansea Pumping Station | Tank | Tank | 36092 | T | http://www.toronto.ca/TWONTO#fuel_oil_tank
27579 | COL-PSW-T-0002 | Tank, Diesel Fuel | COL-PSW-MISC | Miscellaneous Equipment | Tank | Tank | 36092 | T | http://www.toronto.ca/TWONTO#fuel_oil_tank
27974 | FIS-ALM-T-0101-SUS | Tank, Alum/Polymer, Alum System | FIS-SUSPENDED | Obsolete Entities/Processes | Tank | Tank | 38125 | T | http://www.toronto.ca/TWONTO#chemical_storage_tank
27975 | FIS-ALM-T-0201-SUS | Tank, Alum/Polymer, Alum System | FIS-SUSPENDED | Obsolete Entities/Processes | Tank | Tank | 38126 | T | http://www.toronto.ca/TWONTO#chemical_storage_tank
27976 | FIS-ALM-T-0301-SUS | Tank, Alum/Polymer, Alum System | FIS-ALM | Alum System | Tank | Tank | 38127 | T | http://www.toronto.ca/TWONTO#chemical_storage_tank
27977 | FIS-ALM-T-0301-SUS | Tank, Alum/Polymer, Alum System | FIS-SUSPENDED | Obsolete Entities/Processes | Tank | Tank | 38127 | T | http://www.toronto.ca/TWONTO#chemical_storage_tank
27978 | FIS-ALM-T-0401-SUS | Tank, Alum/Polymer, Alum System | FIS-SUSPENDED | Obsolete Entities/Processes | Tank | Tank | 38128 | T | http://www.toronto.ca/TWONTO#chemical_storage_tank
28036 | FIS-AM-T-0201 | Tank, Ammonia Bulk Storage, Ammonia & Fluoride Building, Storage Room | FIS-AM | Ammoniation | Tank,Reservoir | Tank |  | T | http://www.toronto.ca/TWONTO#chemical_storage_tank
28181 | FIS-CCS-T-0101 | Tank, Phosphoric Acid Storage, Workshop Building, Chemical Storage | FIS-CCS | Corrosion Control | Tank | Tank |  | T | http://www.toronto.ca/TWONTO#chemical_storage_tank
28345 | FIS-CLB-T-0202 | Tank, Expansion, Cl2 Liquid to Evaporator EV-0201, Gaseous Chemical Building,Storage Room | FIS-CLB-EV-0201 | Evaporator, Post Chlorination Train 2, Gaseous Chemical Building, Storage Room | Vessel,Pressure | Tank |  | T | expansion_tank
28427 | FIS-CW-T-0100-SUS | Tank, Domestic Hot Water, Polymer Storage Room | FIS-GRK | FIS Buildings & Grounds | Tank,Non-Pressurized | Tank | 38524 | T | http://www.toronto.ca/TWONTO#tanked_hot_water_heater
28428 | FIS-CW-T-0100-SUS | Tank, Domestic Hot Water, Polymer Storage Room | FIS-SUSPENDED | Obsolete Entities/Processes | Tank,Non-Pressurized | Tank | 38524 | T | http://www.toronto.ca/TWONTO#tanked_hot_water_heater
28521 | FIS-DCL-T-0201 | Tank, Expansion, SO2 Liquid to Evaporator EV-0101, Gaseous Chemical Building,Storage Room | FIS-DCL-EV-0201 | Evaporator,Sulphur Dioxide Service, Stream #2, Gaseous Chemical Building, Storage Room | Chemical Feeder,Gas | Tank |  | T | expansion_tank
28522 | FIS-DCL-T-0201 | Tank, Expansion, SO2 Liquid to Evaporator EV-0101, Gaseous Chemical Building,Storage Room | FIS-DCL-SO-0201 | Sulphonator, Gaseous Chemical Building, Machine Room | Chemical Feeder,Gas | Tank |  | T | expansion_tank
140567 | TNT-FT-T-0200 | Final Tank # 2 | TNT-FT | Final Tanks 1-5 | Tank,Reservoir | Tank |  | T | http://www.toronto.ca/TWONTO#clarifier
28595 | FIS-DEW-T-0005 | Tank, Dewatering Chamber, Filter Building Sub Basement, Main Sump Pit Area | FIS-DEW | Dewatering & Drainage |  | Tank |  | T | http://www.toronto.ca/TWONTO#storage_tank
28928 | FIS-ELS-T-2101 | Tank, 2500 L, Generator GEN-02100 Fuel Oil Storage, Workshop Building, Fuel Storage Tank Room | FIS-ELS-GEN-2100 | Generator, Diesel, Emergency, 4160V, 750KW, Workshop Building, Generator Room |  | Tank |  | T | http://www.toronto.ca/TWONTO#fuel_oil_tank
28929 | FIS-ELS-T-2201 | Tank, 2500 L, Generator GEN-02200 Fuel Oil Storage, Workshop Building, Fuel Storage Tank Room | FIS-ELS-GEN-2200 | Generator, Diesel, Emergency, 4160V, 750KW, Workshop Building, Generator Room |  | Tank |  | T | http://www.toronto.ca/TWONTO#fuel_oil_tank
28930 | FIS-ELS-T-2202 | Tank, 450 L, Generator GEN-2200 Fuel Oil Day Tank, Workshop Building, Generator Room | FIS-ELS-GEN-2200 | Generator, Diesel, Emergency, 4160V, 750KW, Workshop Building, Generator Room |  | Tank |  | T | http://www.toronto.ca/TWONTO#fuel_oil_tank
29250 | FIS-FL-T-0301 | Tank, Fluoride Bulk Storage, Ammonia & Fluoride Building, Additional T-0301 Room | FIS-FL | Fluoridation | Tank,Reservoir | Tank |  | T | http://www.toronto.ca/TWONTO#chemical_storage_tank
29656 | FIS-MCS-T-0101 | Tank, Domestic Hot Water, Raw Water Pumping Station, South East, Closet | FIS-MCS | Mechanical Services |  | Tank |  | T | http://www.toronto.ca/TWONTO#tanked_hot_water_heater
29657 | FIS-MCS-T-3001 | Tank, Domestic Hot Water, RMF Polymer Storage & Feeder Building, Polymer Storage Room | FIS-MCS | Mechanical Services | Heater | Tank |  | T | http://www.toronto.ca/TWONTO#tanked_hot_water_heater
29658 | FIS-MCS-T-4001 | Tank, Domestic Hot Water, Marine Yard Building, Mechanical/Electrical Room | FIS-MARINE-BUILDING | FIS Marine Yard Building |  | Tank |  | T | http://www.toronto.ca/TWONTO#tanked_hot_water_heater
29659 | FIS-MCS-T-4001 | Tank, Domestic Hot Water, Marine Yard Building, Mechanical/Electrical Room | FIS-MARINE-M/ERM | Mechanical/ Electrical Room, Marine Yard Building |  | Tank |  | T | http://www.toronto.ca/TWONTO#tanked_hot_water_heater
29660 | FIS-MCS-T-5001 | Tank, Domestic Hot Water, Ammonia & Fluoride Building, Near Server Room | FIS-MCS | Mechanical Services |  | Tank |  | T | http://www.toronto.ca/TWONTO#tanked_hot_water_heater
29697 | FIS-PCL-T-0201 | Tank, PACL Storage, Workshop Building, Chemical Storage | FIS-PCL | PACL System | Tank | Tank |  | T | http://www.toronto.ca/TWONTO#chemical_storage_tank
30178 | COL-PWR-T-0001 | Tank, Diesel Fuel, Tank #1, West Rouge PS | COL-PWR | West Rouge Pumping Station | Tank | Tank |  | T | http://www.toronto.ca/TWONTO#fuel_oil_tank
30179 | COL-PWR-T-0001 | Tank, Diesel Fuel, Tank #1, West Rouge PS | COL-PWR-AUX-MECH | Mechanical Equipment | Tank | Tank |  | T | http://www.toronto.ca/TWONTO#fuel_oil_tank
30180 | COL-PWR-T-0001 | Tank, Diesel Fuel, Tank #1, West Rouge PS | COL-PWR-MISC | Miscellaneous Equipment | Tank | Tank |  | T | http://www.toronto.ca/TWONTO#fuel_oil_tank
30183 | COL-PWR-T-0003 | Tank, Domestic Hot Water, Mid Floor VFD Room, West Rouge PS | COL-PWR | West Rouge Pumping Station | Tank,Domestic Hot Water | Tank |  | T | http://www.toronto.ca/TWONTO#tanked_hot_water_heater
30184 | COL-PWR-T-0003 | Tank, Domestic Hot Water, Mid Floor VFD Room, West Rouge PS | COL-PWR-AUX-MECH | Mechanical Equipment | Tank,Domestic Hot Water | Tank |  | T | http://www.toronto.ca/TWONTO#tanked_hot_water_heater
30185 | COL-PWR-T-0003 | Tank, Domestic Hot Water, Mid Floor VFD Room, West Rouge PS | COL-PWR-MISC | Miscellaneous Equipment | Tank,Domestic Hot Water | Tank |  | T | http://www.toronto.ca/TWONTO#tanked_hot_water_heater
30268 | FIS-SBS-T-0101 | Tank, SBS Storage, Workshop Building, Chemical Storage | FIS-ALM | Alum System | Tank | Tank |  | T | http://www.toronto.ca/TWONTO#chemical_storage_tank
30269 | FIS-SBS-T-0101 | Tank, SBS Storage, Workshop Building, Chemical Storage | FIS-SBS | SBS System | Tank | Tank |  | T | http://www.toronto.ca/TWONTO#chemical_storage_tank
30270 | FIS-SBS-T-0201 | Tank, SBS Storage, Workshop Building, Chemical Storage | FIS-ALM | Alum System | Tank | Tank |  | T | http://www.toronto.ca/TWONTO#chemical_storage_tank
30271 | FIS-SBS-T-0201 | Tank, SBS Storage, Workshop Building, Chemical Storage | FIS-SBS | SBS System | Tank | Tank |  | T | http://www.toronto.ca/TWONTO#chemical_storage_tank
30747 | FIS-SM-T-0201 | Tank, Reservoir, Center Caustic Solution, Caustic Soda System | FIS-SM-SB | Scrubber | Tank,Reservoir | Tank | 32803 | T | http://www.toronto.ca/TWONTO#chemical_storage_tank
30748 | FIS-SM-T-0301 | Tank, Reservoir, East Caustic Solution, Caustic Soda System | FIS-SM-SB | Scrubber | Tank,Reservoir | Tank | 32804 | T | http://www.toronto.ca/TWONTO#chemical_storage_tank
81342 | TNT-FT-T-0300 | Final Tank # 3 | TNT-FT | Final Tanks 1-5 | Tank,Reservoir | Tank |  | T | http://www.toronto.ca/TWONTO#clarifier
140568 | TNT-FT-T-0400 | Final Tank # 4 | TNT-FT | Final Tanks 1-5 | Tank,Reservoir | Tank |  | T | http://www.toronto.ca/TWONTO#clarifier
81343 | TNT-FT-T-0500 | Final Tank # 5 | TNT-FT | Final Tanks 1-5 | Tank,Non-Pressurized | Tank |  | T | http://www.toronto.ca/TWONTO#clarifier
50197 | TAB-PLT-T-1321 | Grit Hopper # 13 | TAB-PLT-T-D | D Building - Grit Tanks & Hoppers 13 - 16 | Tank | Tank |  | T | http://www.toronto.ca/TWONTO#storage_tank
31244 | FPP-AM-T-0001 | Aqua Ammonia Tank | FHA-FPP | Harris Filtration Pilot Plant | Tank | Tank |  | T | http://www.toronto.ca/TWONTO#chemical_storage_tank
31245 | FPP-AM-T-0001 | Aqua Ammonia Tank | FPP-LPL-PIP-0001 | Lead Pipe Loop system | Tank | Tank |  | T | http://www.toronto.ca/TWONTO#chemical_storage_tank
31307 | FU2010A | Receiver, Air | TAB-PRS-C | Air Compressors & Receiver/ Unloading Station | Vessel,Pressure | Tank |  |  | http://www.toronto.ca/TWONTO#pressure_vessel
31326 | HX2012B | Receiver, Air | TAB-RSP-C-M | M Building, Compressed Air | Vessel,Pressure | Tank |  |  | http://www.toronto.ca/TWONTO#pressure_vessel
31329 | HX2407B | Receiver, Air | TAB-RSP-C | T Building, Compressed Air | Vessel,Pressure | Tank |  |  | http://www.toronto.ca/TWONTO#pressure_vessel
31345 | IU2012A | Receiver, Air, Inc., 5th Flr | EU2002 | Incinerator Building Air Equipment | Vessel,Pressure | Tank |  |  | http://www.toronto.ca/TWONTO#pressure_vessel
31349 | IU2016A | Receiver, Air, Ht Rcvy, Bsmt, W. Side, | IU2016 | Heat Recovery Building Air Equipment | Vessel,Pressure | Tank |  |  | http://www.toronto.ca/TWONTO#pressure_vessel
31354 | IU2019A | Receiver, Air, Z- Bldg. Main Floor, # 3 HWB | TAB-AI-S-10 | Z Building Air Equipment | Vessel,Pressure | Tank |  |  | http://www.toronto.ca/TWONTO#pressure_vessel
31357 | IU2021A | Receiver, Air, Inc., 5th Flr, Near Waste Ht Boiler 5 | EU2002 | Incinerator Building Air Equipment | Vessel,Pressure | Tank |  |  | http://www.toronto.ca/TWONTO#pressure_vessel
31362 | IU2026A | Receiver, Air, Aux., 1st Flr | IU2026 | Auxilliary Building Air Equipment | Vessel,Pressure | Tank |  |  | http://www.toronto.ca/TWONTO#pressure_vessel
31364 | IU2027A | Receiver, Air, Aux., 1st Flr | IU2026 | Auxilliary Building Air Equipment | Vessel,Pressure | Tank |  |  | http://www.toronto.ca/TWONTO#pressure_vessel
31365 | IU2028A | Receiver, Air, Aux., 1st Flr | IU2026 | Auxilliary Building Air Equipment | Vessel,Pressure | Tank |  |  | http://www.toronto.ca/TWONTO#pressure_vessel
31367 | IU2029A | Receiver, Air, Aux., 1st Flr | IU2026 | Auxilliary Building Air Equipment | Vessel,Pressure | Tank |  |  | http://www.toronto.ca/TWONTO#pressure_vessel
31470 | JX2091A1 | Receiver, Air | TAB-SUSPENDED ENTITY | Suspended entities | Vessel,Pressure | Tank | 33585 |  | http://www.toronto.ca/TWONTO#pressure_vessel
31472 | JX2092A1 | Receiver, Air | TAB-SUSPENDED ENTITY | Suspended entities | Vessel,Pressure | Tank | 33587 |  | http://www.toronto.ca/TWONTO#pressure_vessel
32205 | COL-SHD | Hyde Ave Storm Storage Tank | COL-SWQTF-PS | Pumping Stations |  | Tank |  |  | http://www.toronto.ca/TWONTO#detention_tank
32206 | COL-SHD | Hyde Ave Storm Storage Tank | COL-SWQTF-STM | Storm |  | Tank |  |  | http://www.toronto.ca/TWONTO#detention_tank
32246 | COL-SKW-T-0100 | North storage tank, Stormwater | COL-SKW-MISC | Miscellaneous Equipment |  | Tank |  | T | http://www.toronto.ca/TWONTO#detention_tank
32247 | COL-SKW-T-0200 | South storage tank, CSO | COL-SKW-MISC | Miscellaneous Equipment |  | Tank |  | T | http://www.toronto.ca/TWONTO#detention_tank
50199 | TAB-PLT-T-1421 | Grit Hopper # 14 | TAB-PLT-T-D | D Building - Grit Tanks & Hoppers 13 - 16 | Tank | Tank |  | T | http://www.toronto.ca/TWONTO#storage_tank
50201 | TAB-PLT-T-1521 | Grit Hopper # 15 | TAB-PLT-T-D | D Building - Grit Tanks & Hoppers 13 - 16 | Tank | Tank |  | T | http://www.toronto.ca/TWONTO#storage_tank
50178 | TAB-PLT-T-0121 | Grit Hopper #1 | TAB-PLT-T | P Building - Grit Tanks 1-12 & Hoppers 1 - 6 | Tank | Tank |  | T | http://www.toronto.ca/TWONTO#storage_tank
50187 | TAB-PLT-T-0321 | Grit Hopper #3 | TAB-PLT-T | P Building - Grit Tanks 1-12 & Hoppers 1 - 6 | Tank | Tank |  | T | http://www.toronto.ca/TWONTO#storage_tank
34296 | KU2610A | Tank, Condensate | TAB-HRS-T | Steam Flash Tanks & Controls | Tank | Tank |  |  | http://www.toronto.ca/TWONTO#condensate_trap
50189 | TAB-PLT-T-0421 | Grit Hopper #4 | TAB-PLT-T | P Building - Grit Tanks 1-12 & Hoppers 1 - 6 | Tank | Tank |  | T | http://www.toronto.ca/TWONTO#storage_tank
38405 | PU2426 | Receiver, Air, Old Dblg Pump Gallery South | TAB-AI | Local Compressed Air Equipment | Vessel,Pressure | Tank |  |  | http://www.toronto.ca/TWONTO#pressure_vessel
38406 | PU5520A | Receiver, Air, PST 7-9 Gallery | TAB-AI | Local Compressed Air Equipment | Vessel,Pressure | Tank |  |  | http://www.toronto.ca/TWONTO#pressure_vessel
38607 | SU2025A | Receiver, Air | TAB-THK-COMP | Floatation - Air Compressor | Vessel,Pressure | Tank |  |  | http://www.toronto.ca/TWONTO#pressure_vessel
38609 | SU2026A | Receiver, Air | TAB-THK-COMP | Floatation - Air Compressor | Vessel,Pressure | Tank |  |  | http://www.toronto.ca/TWONTO#pressure_vessel
50198 | TAB-PLT-T-1401 | Grit Tank # 14 | TAB-PLT-T-D | D Building - Grit Tanks & Hoppers 13 - 16 | Tank | Tank |  | T | http://www.toronto.ca/TWONTO#sedimentation_tank
39146 | SWM-PWI-T-0001 | Tank, Fuel | SWM-PWI | Wilson Storm Pumping Station | Tank | Tank |  | T | http://www.toronto.ca/TWONTO#fuel_oil_tank
39164 | SWM-SOS | Old Sheppard Park Storm Water Tank | COL-SWQTF-STM | Storm |  | Tank |  |  | http://www.toronto.ca/TWONTO#detention_tank
39170 | SWM-SOS-T-0100 | East Tank, Stormwater | SWM-SOS | Old Sheppard Park Storm Water Tank | Tank | Tank |  | T | http://www.toronto.ca/TWONTO#detention_tank
50200 | TAB-PLT-T-1501 | Grit Tank # 15 | TAB-PLT-T-D | D Building - Grit Tanks & Hoppers 13 - 16 | Tank | Tank |  | T | http://www.toronto.ca/TWONTO#sedimentation_tank
40903 | TAB-ACC-MEQ-5301 | Air Separator,Glycol Loop,Seawall Substation | TAB-ACC-5300 | Space Heating, Sea Wall Sub Station ( New Project) | Tank | Tank |  | MEQ | air_seperator
63796 | THC-PLT-T-0500 | Grit Tank 0500 | THC-PLT-GRIT TANKS | Grid Tanks | Tank,Water Elevated | Tank |  | T | http://www.toronto.ca/TWONTO#sedimentation_tank
144647 | WTR-PJS-T-0002 | Harris Suction Surge Tank | WTR-PJS-TRW | Treated Water (Transmission) | Tank | Tank |  | T | http://www.toronto.ca/TWONTO#pumping_surge_suppression_tank
41234 | TAB-ACC-T-0010 | Tank, Air Separator, Primary loop, Near Boiler | TAB-PWH | Primary Heating Loop | Tank | Tank |  | T | air_seperator
41235 | TAB-ACC-T-0140 | Tank #1, Expansion, Primary Loop | TAB-PWH | Primary Heating Loop | Tank,Non-Pressurized | Tank |  | T | expansion_tank
41236 | TAB-ACC-T-0145 | Tank #2, Expansion, Primary Loop | TAB-PWH | Primary Heating Loop | Tank,Non-Pressurized | Tank |  | T | expansion_tank
53868 | TAB-SLO-T-0301 | Hopper #1, HBS-301 | TAB-SLO-TLF | Biosolid Truck Loadout | Tank,Reservoir | Tank |  | T | http://www.toronto.ca/TWONTO#storage_tank
41238 | TAB-ACC-T-0212 | Tank , Storage, Domestic Hot Water, | TAB-ACC-0200 | Domestic H.W. System 1, Admin Bldg, Item 20 | Tank,Domestic Hot Water | Tank |  | T | http://www.toronto.ca/TWONTO#tanked_hot_water_heater
53870 | TAB-SLO-T-0302 | Hopper #2, HBS-303 | TAB-SLO-TLF | Biosolid Truck Loadout | Tank,Reservoir | Tank |  | T | http://www.toronto.ca/TWONTO#storage_tank
41240 | TAB-ACC-T-0790 | Tank, Chemical Mixing- Boiler No.19 (0400) | TAB-HRS-P | Steam Chemical Mixing & Pumping | Tank | Tank |  | T | http://www.toronto.ca/TWONTO#chemical_storage_tank
53871 | TAB-SLO-T-0303 | Hopper #3, HBS-305 | TAB-SLO-TLF | Biosolid Truck Loadout | Tank,Reservoir | Tank |  | T | http://www.toronto.ca/TWONTO#storage_tank
41242 | TAB-ACC-T-1090 | Tank, Air Separator, Glycol | TAB-ACC-HE-1040 | Heat Exchanger, Hot Water/Glycol Heating System, New Screen Room | Tank | Tank |  | T | air_seperator
41243 | TAB-ACC-T-1223 | Tank, Expansion, Glycol Line | TAB-ACC-P-1222 | Pump, Glycol Circulating,Make Up Line | Tank,Non-Pressurized | Tank |  | T | expansion_tank
41244 | TAB-ACC-T-1480 | Tank, Expansion, Secondary Hot Water Loop | TAB-ACC-1400 | Heating, Z Bldg - | Tank | Tank |  | T | expansion_tank
41247 | TAB-ACC-T-2101 | Tank, Glycol Expansion Tank | TAB-ACC-HE-2100S | Heat Exchanger, Glycol Heat Exchanger |  | Tank |  | T | expansion_tank
41248 | TAB-ACC-T-2102 | Tank, Glycol System Air Separator | TAB-ACC-HE-2100S | Heat Exchanger, Glycol Heat Exchanger |  | Tank |  | T | air_seperator
41249 | TAB-ACC-T-2221 | Tank, Hot Water Air Separator | TAB-ACC-HE-2220 | Heat Exchanger, Glycol Heat Exchanger |  | Tank |  | T | air_seperator
41250 | TAB-ACC-T-2231 | Tank, Glycol Expansion Tank | TAB-ACC-HE-2220 | Heat Exchanger, Glycol Heat Exchanger |  | Tank |  | T | expansion_tank
89799 | WZ2013A | Hopper, Dosing, 701B | TAB-SLD-SL | Pelletizer Bldg. - Sludge System, Coater, Dryer & Hopper | Tank | Tank |  |  | http://www.toronto.ca/TWONTO#storage_tank
41252 | TAB-ACC-T-3602 | TANK, EXPANSION,POTABLE WATER, FLOW CONTROL, BASEMENT ADMIN BUILDING | TAB-ADM-STRC | Old Admin Building - General | Tank | Tank |  | T | expansion_tank
41253 | TAB-ACC-T-3603 | TANK, GLYCOL SYSTEM AIR SEPARATOR, GLYCOL SYSTEM CONTROL, BASEMENT ADMIN BUILDING | TAB-ADM-STRC | Old Admin Building - General | Tank | Tank |  | T | air_seperator
41254 | TAB-ACC-T-3604 | TANK, ELECTRIC HOT WATER, TEMPERATURE CONTROL, BASEMENT ADMIN BUILDING | TAB-ADM-STRC | Old Admin Building - General | Tank | Tank |  | T | http://www.toronto.ca/TWONTO#tanked_hot_water_heater
41255 | TAB-ACC-T-3605 | TANK, GLYCOL SYSTEM AIR SEPARATOR, GLYCOL SYSTEM CONTROL, BASEMENT ADMIN BUILDING | TAB-ADM-STRC | Old Admin Building - General | Tank | Tank |  | T | air_seperator
41256 | TAB-ACC-T-3650 | Tank, Air Separator, Glycol line | TAB-ACC-HE-3650 | Heat Exchanger, Old Admin bldg | Tank | Tank |  | T | air_seperator
41257 | TAB-ACC-T-3651 | Tank, Expansion, Glycol line | TAB-ACC-HE-3650 | Heat Exchanger, Old Admin bldg | Tank | Tank |  | T | expansion_tank
50978 | TAB-PRM-T-2500 | Hopper, Primary Tanks 7-9 Scum | TAB-PRM-T-P | P Building - Scum, Sludge Hoppers & Primary Tanks 7 - 9 | Tank | Tank |  | T | http://www.toronto.ca/TWONTO#storage_tank
38403 | PU2006A | Hopper, Scum | TAB-PRM-T-0500 | Old PS -Primary Tank 5 | Tank | Tank |  |  | http://www.toronto.ca/TWONTO#storage_tank
105272 | PU2002A | Hopper, Scum | TAB-PRM-T-0100 | Old PS Primary Tank 1 | Tank | Tank |  |  | http://www.toronto.ca/TWONTO#storage_tank
41261 | TAB-ACC-T-4811 | Tank, Air Separator, Pump Suctions | TAB-ACC-P-4811 | Pump, Circulating,Hot Water,Dig 19-22 Sludge Heating, P17-1, | Tank | Tank |  | T | air_seperator
105273 | PU2005A | Hopper, Scum | TAB-PRM-T-0400 | Old PS Primary Tank 4 | Tank | Tank |  |  | http://www.toronto.ca/TWONTO#storage_tank
41263 | TAB-ACC-T-4904 | Tank, Chemical, Seawall Tunnel, East | TAB-ACC-P-4903 | Pump, Tertiary, Glycol, Seawall Tunnel, East | Tank | Tank |  | T | http://www.toronto.ca/TWONTO#chemical_storage_tank
41264 | TAB-ACC-T-5301 | Tank,Glycol Make-up Package,Seawall Substation | TAB-ACC-HE-5310 | Heat Exchanger, Glycol Supply,Seawall Substation | Tank | Tank |  | T | http://www.toronto.ca/TWONTO#chemical_storage_tank
41265 | TAB-ACC-T-5302 | Tank,Expansion,Seawall Substation | TAB-ACC-HE-5310 | Heat Exchanger, Glycol Supply,Seawall Substation | Tank | Tank |  | T | expansion_tank
41266 | TAB-ACC-T-5854 | Tank, Glycol Make Up | TAB-ACC-P-5854 | Pump,Glycol Make Up | Tank,Reservoir | Tank |  | T | http://www.toronto.ca/TWONTO#chemical_storage_tank
41267 | TAB-ACC-T-5883 | Tank, Expansion,Glycol, Penthouse, Bio-Solid | TAB-ACC-P-5884 | Pump, Glycol Make Up | Tank,Non-Pressurized | Tank |  | T | expansion_tank
41268 | TAB-ACC-T-5884 | Tank, Glycol make Up | TAB-ACC-P-5884 | Pump, Glycol Make Up | Tank,Reservoir | Tank |  | T | http://www.toronto.ca/TWONTO#chemical_storage_tank
41269 | TAB-ACC-T-5885 | Tank, Expansion, Pump Discharge | TAB-ACC-P-5884 | Pump, Glycol Make Up | Tank,Non-Pressurized | Tank |  | T | expansion_tank
41270 | TAB-ACC-T-6013 | Tank, Air separator, Pump Discharge | TAB-ACC-P-6011 | Pump, Circulating,Hot Water, Dig 13-16 Sludge Heating,P14-1, | Tank | Tank |  | T | air_seperator
41271 | TAB-ACC-T-6214 | Tank, Condensate, from Heaters | TAB-HRS-P-DEA | Deaerator Equipment/ Cndensation , | Tank | Tank |  | T | http://www.toronto.ca/TWONTO#condensate_trap
41272 | TAB-ACC-T-6219 | Tank, Condensate, from T-6214 | TAB-ACC-T-6214 | Tank, Condensate, from Heaters | Tank | Tank |  | T | http://www.toronto.ca/TWONTO#condensate_trap
41273 | TAB-ACC-T-6352 | Tank, Air Separator, Secondary Hot Water Loop, Mechanical Room, Dig 9-12 Control Building. | TAB-ACC-HE-6301 | Heat Exchanger, Plate and Frame, Mechanical Room, Dig 9-12 Control Building. | Tank | Tank |  | T | air_seperator
41279 | TAB-ACC-T-7101 | Tank, Float Chamber | TAB-ACC-MEQ-7101 | Tank, Deaerator No.1 | Tank | Tank |  | T | floatation_tank
54540 | TAB-STR-T-2300 | Hopper, Scum (FU2013) | TAB-STR-T-SCUM | Aeration Gallery - Scum Hoppers & Pumps | Tank | Tank |  | T | http://www.toronto.ca/TWONTO#storage_tank
41281 | TAB-ACC-T-7302 | Tank, Float Chamber | TAB-ACC-T-7301 | Tank, Flash | Tank | Tank |  | T | floatation_tank
54539 | TAB-STR-T-2100 | Hopper, Scum (FU2019) | TAB-STR-T-SCUM | Aeration Gallery - Scum Hoppers & Pumps | Tank | Tank |  | T | http://www.toronto.ca/TWONTO#storage_tank
89795 | WZ2002A | Hopper, Separation, 703A | TAB-SLD-ROUTING | Pelletizer Bldg. - Material Handling | Tank | Tank |  |  | http://www.toronto.ca/TWONTO#storage_tank
85836 | WTR-PHL-VEH-0008 | HTO To Go Trailer # 290008 | WTR-PHL-TRW | Treated Water (Transmission) |  | Tank |  | VEH | trailer
21457 | FHO-DEW-T-0102 | Interceptor Tank, Water Collection -Level S10 | FHO-DEW | Dewatering & Drainage | Tank,Reservoir | Tank |  | T | http://www.toronto.ca/TWONTO#interceptor_segment
41286 | TAB-ACC-T-8002 | Tank, Air Separator, Glycol ,Discharge from Pumps, Make-up Air Unit, M Building, Roof | TAB-ACC-AHU-8300 | AHU, Make-up Air Unit, M Building, Roof | Tank | Tank |  | T | air_seperator
41287 | TAB-ACC-T-8007 | Tank, Expansion, Make-up Air Unit, M Building, Roof | TAB-ACC-AHU-8300 | AHU, Make-up Air Unit, M Building, Roof | Tank,Non-Pressurized | Tank |  | T | expansion_tank
41288 | TAB-ACC-T-8007 | Tank, Expansion, Make-up Air Unit, M Building, Roof | TAB-ACC-P-1222 | Pump, Glycol Circulating,Make Up Line | Tank,Non-Pressurized | Tank |  | T | expansion_tank
21458 | FHO-DEW-T-0103 | Interceptor Tank, Water Collection -Level S10 | FHO-DEW | Dewatering & Drainage | Tank,Reservoir | Tank |  | T | http://www.toronto.ca/TWONTO#interceptor_segment
41290 | TAB-ACC-T-8902 | Tank, Chemical Mixing- South | TAB-HRS-P | Steam Chemical Mixing & Pumping | Tank | Tank |  | T | http://www.toronto.ca/TWONTO#chemical_storage_tank
30910 | FIS-TRW-RES | Island Reservoir | FIS-TRW | Treated Water Production | Building Service,Structure | Tank |  |  | http://www.toronto.ca/TWONTO#reservoir_tank
41292 | TAB-ACC-T-9004 | Brine Tank, Z--Bldg. | TAB-HRS-BO-P | Steam Boiler Feedwater System, Softeners | Tank | Tank |  | T | http://www.toronto.ca/TWONTO#chemical_storage_tank
41293 | TAB-ACC-T-9005 | Tank, Salt, Feedwater Softener | TAB-HRS-BO-P | Steam Boiler Feedwater System, Softeners | Tank | Tank |  | T | http://www.toronto.ca/TWONTO#chemical_storage_tank
41867 | DU2015A | Tank, Gas Condensate | TAB-DIG-FX-9-12 | Digester Tanks 9-12, Flame Arresters, Condensate Tanks & Moisture Separators, | Tank | Tank |  |  | http://www.toronto.ca/TWONTO#condensate_trap
41868 | DU2016A | Tank, Gas Condensate | TAB-DIG-FX-9-12 | Digester Tanks 9-12, Flame Arresters, Condensate Tanks & Moisture Separators, | Tank | Tank |  |  | http://www.toronto.ca/TWONTO#condensate_trap
41869 | DU2020A | Tank, Gas Condensate | TAB-DIG-FX-9-12 | Digester Tanks 9-12, Flame Arresters, Condensate Tanks & Moisture Separators, | Tank | Tank |  |  | http://www.toronto.ca/TWONTO#condensate_trap
41871 | DU2613 | Receiver, Air, Dig. 13-16, Bsmt | TAB-AI | Local Compressed Air Equipment | Vessel,Pressure | Tank |  |  | http://www.toronto.ca/TWONTO#pressure_vessel
41872 | DU2614 | Receiver, Air, Dig. 13-16, Bsmt | TAB-AI | Local Compressed Air Equipment | Vessel,Pressure | Tank |  |  | http://www.toronto.ca/TWONTO#pressure_vessel
41873 | DU2615 | Receiver, Air, Dig. 13-16, Bsmt | TAB-AI | Local Compressed Air Equipment | Vessel,Pressure | Tank |  |  | http://www.toronto.ca/TWONTO#pressure_vessel
41877 | DU6502A | Receiver, Air, Dig. 19-22 Bsmt | DU6501 | Digester 19-22 Air Equipment | Vessel,Pressure | Tank |  |  | http://www.toronto.ca/TWONTO#pressure_vessel
41878 | DU6502E | Valve, Pressure Relief, Dig. 19-22 Bsmt | DU6502A | Receiver, Air, Dig. 19-22 Bsmt | Vessel,Pressure | Tank |  |  | http://www.toronto.ca/TWONTO#pressure_relief_valve
41879 | DU6503A | Receiver, Air, Dig. 19-22 Bsmt | DU6501 | Digester 19-22 Air Equipment | Vessel,Pressure | Tank |  |  | http://www.toronto.ca/TWONTO#pressure_vessel
41882 | DU6504A | Receiver, Air, Dig. 19-22 Bsmt | DU6501 | Digester 19-22 Air Equipment | Vessel,Pressure | Tank |  |  | http://www.toronto.ca/TWONTO#pressure_vessel
42297 | TAB-ACC-V-4806 | Valve,Gate,Isolation, Pump Suction | TAB-ACC-P-4811 | Pump, Circulating,Hot Water,Dig 19-22 Sludge Heating, P17-1, | Valve,Gate | Tank |  | V | http://www.toronto.ca/TWONTO#valve
42516 | EU2002A | Receiver, Air, Inc., Bsmt | EU2002 | Incinerator Building Air Equipment | Vessel,Pressure | Tank |  |  | http://www.toronto.ca/TWONTO#pressure_vessel
42795 | TAB-AER-T-0100 | Aeration Tank 01 | TAB-AER-TANKS | Aeration Tanks |  | Tank |  | T | http://www.toronto.ca/TWONTO#aeration_tank
42796 | TAB-AER-T-0300 | Aeration Tank 03 | TAB-AER-TANKS | Aeration Tanks |  | Tank |  | T | http://www.toronto.ca/TWONTO#aeration_tank
42797 | TAB-AER-T-0400 | Aeration Tank 04 | TAB-AER-TANKS | Aeration Tanks |  | Tank |  | T | http://www.toronto.ca/TWONTO#aeration_tank
42798 | TAB-AER-T-0600 | Aeration Tank 06 | TAB-AER-TANKS | Aeration Tanks |  | Tank |  | T | http://www.toronto.ca/TWONTO#aeration_tank
42799 | TAB-AER-T-0700 | Aeration Tank 07 | TAB-AER-TANKS | Aeration Tanks |  | Tank |  | T | http://www.toronto.ca/TWONTO#aeration_tank
42800 | TAB-AER-T-0800 | Aeration Tank 08 | TAB-AER-TANKS | Aeration Tanks |  | Tank |  | T | http://www.toronto.ca/TWONTO#aeration_tank
42801 | TAB-AER-T-0900 | Aeration Tank 09 | TAB-AER-TANKS | Aeration Tanks |  | Tank |  | T | http://www.toronto.ca/TWONTO#aeration_tank
42802 | TAB-AER-T-1000 | Aeration Tank 10 | TAB-AER-TANKS | Aeration Tanks |  | Tank |  | T | http://www.toronto.ca/TWONTO#aeration_tank
42810 | TAB-AI-T-0001 | Tank, Air Receiver, Equalization Tank, Basement | TAB-AI | Local Compressed Air Equipment |  | Tank |  | T | http://www.toronto.ca/TWONTO#pressure_vessel
86335 | WTR-PJS-T-0001 | Island Suction Surge Tank | WTR-PJS-TRW | Treated Water (Transmission) | Tank | Tank |  | T | http://www.toronto.ca/TWONTO#pumping_surge_suppression_tank
89124 | WTR-RLL | Leslie Tank | WTR-CENTRAL-TNK | Work Area 2 Central Tanks |  | Tank |  |  | http://www.toronto.ca/TWONTO#collection_of_assets
89125 | WTR-RLL | Leslie Tank | WTR-EAST-TNK | Work Area 1 EAST Tanks |  | Tank |  |  | http://www.toronto.ca/TWONTO#collection_of_assets
89227 | WTR-RMI | Milliken Reservoir | WTR-EAST-RES | Work Area 1 EAST Reservoirs |  | Tank |  |  | http://www.toronto.ca/TWONTO#collection_of_assets
69837 | THR-BG-T-0400 | Oil Separator, Compressor 0401, Compressor Building, Gas Compressor (And Dryer) | THR-BG-C-0401 | Compressor, Screw, Fuel Gas, Compressor Building, Gas Compressor (And Dryer) Tag-THR-BG-C-0401-Susp | Tank | Tank |  | T | http://www.toronto.ca/TWONTO#condensate_trap
50972 | TAB-PRM-T-0300 | Old PS -Primary Tank 3 | TAB-PRM-OPS | Old PS - Primary Treatment | Tank | Tank |  | T | http://www.toronto.ca/TWONTO#clarifier
50974 | TAB-PRM-T-0600 | Old PS Primary Tank 6 | TAB-PRM-OPS | Old PS - Primary Treatment | Tank | Tank |  | T | http://www.toronto.ca/TWONTO#clarifier
50969 | TAB-PRM-T-0200 | Old PS-Primary Tank 2 | TAB-PRM-OPS | Old PS - Primary Treatment | Tank | Tank |  | T | http://www.toronto.ca/TWONTO#clarifier
50975 | TAB-PRM-T-0800 | P Building, Primary Tank 8 | TAB-PRM-T-P | P Building - Scum, Sludge Hoppers & Primary Tanks 7 - 9 | Tank | Tank |  | T | http://www.toronto.ca/TWONTO#clarifier
50976 | TAB-PRM-T-0900 | P Building, Primary Tank 9 | TAB-PRM-T-P | P Building - Scum, Sludge Hoppers & Primary Tanks 7 - 9 | Tank | Tank |  | T | http://www.toronto.ca/TWONTO#clarifier
26847 | FHO-TRW-T | Plant Reservoir | FHO-TRW | Treated Water System |  | Tank |  |  | http://www.toronto.ca/TWONTO#collection_of_assets
44069 | TAB-DEW-T-3010 | Tank, Polymer Mixing #1 | TAB-DEW POLYMER PREP | Polymer Solution Preparation & Storage Systems | Tank | Tank |  | T | http://www.toronto.ca/TWONTO#chemical_storage_tank
44070 | TAB-DEW-T-3030 | Tank, Polymer Mixing # 3 | TAB-DEW POLYMER PREP | Polymer Solution Preparation & Storage Systems | Tank | Tank |  | T | http://www.toronto.ca/TWONTO#chemical_storage_tank
44071 | TAB-DEW-T-3110 | Tank, # 1 Polymer Solution Storage | TAB-DEW POLYMER PREP | Polymer Solution Preparation & Storage Systems | Tank | Tank |  | T | http://www.toronto.ca/TWONTO#chemical_storage_tank
44072 | TAB-DEW-T-3140 | Tank, # 4 Polymer Solution Storage | TAB-DEW POLYMER PREP | Polymer Solution Preparation & Storage Systems | Tank | Tank |  | T | http://www.toronto.ca/TWONTO#chemical_storage_tank
44073 | TAB-DEW-T-3150 | Tank, # 5 Polymer Solution Storage | TAB-DEW POLYMER PREP | Polymer Solution Preparation & Storage Systems | Tank | Tank |  | T | http://www.toronto.ca/TWONTO#chemical_storage_tank
44074 | TAB-DEW-T-3160 | Tank, # 6 Polymer Solution Storage | TAB-DEW POLYMER PREP | Polymer Solution Preparation & Storage Systems | Tank | Tank |  | T | http://www.toronto.ca/TWONTO#chemical_storage_tank
101407 | KU2604A | Pressure Vessel, Hot Water Return | TAB-ACC-PWPS | HVAC, Plant Water Pumping Station | Vessel,Pressure | Tank |  |  | http://www.toronto.ca/TWONTO#pressure_vessel
101408 | KU2605A | Pressure Vessel, Hot Water Return | TAB-ACC-PWPS | HVAC, Plant Water Pumping Station | Vessel,Pressure | Tank |  |  | http://www.toronto.ca/TWONTO#pressure_vessel
93975 | FHO-RES | Reservoir, FHO | FHO-TRW-T | Plant Reservoir | Building Service,Structure | Tank |  |  | http://www.toronto.ca/TWONTO#storage_tank
9825 | DU8107A | Reservoir, Heat Exchanger, Cleaning System, Digester Gas Control Building | TAB-DIG-P-CW | Digester Gas Control Building - Cooling Water System | Container | Tank |  |  | http://www.toronto.ca/TWONTO#storage_tank
30911 | FIS-TRW-RES-0001 | Reservoir,Treated Water, East of Filter Building | FIS-TRW-RES | Island Reservoir | Building Service,Structure | Tank |  | RES | http://www.toronto.ca/TWONTO#reservoir_tank
98445 | FIS-TRW-RES-0001 | Reservoir,Treated Water, East of Filter Building | FIS-TRW | Treated Water Production | Building Service,Structure | Tank |  | RES | http://www.toronto.ca/TWONTO#reservoir_tank
44081 | TAB-DEW-T-6401 | Tank, Air Receiver, Service Air Line to DEW Plant Instruments, Service Air, DEW Bsmt | TAB-DEW-SERVICES | Dewatering Building Service & Safety Systems |  | Tank |  | T | http://www.toronto.ca/TWONTO#pressure_vessel
89379 | WTR-RRH | Rosehill Reservoir | WTR-EAST-RES | Work Area 1 EAST Reservoirs |  | Tank |  |  | http://www.toronto.ca/TWONTO#collection_of_assets
45482 | TAB-DIG-T-0101 | Receiver, Air, Dig. 1-4, 1st Flr | TAB-AI | Local Compressed Air Equipment | Vessel,Pressure | Tank |  | T | http://www.toronto.ca/TWONTO#pressure_vessel
77774 | THR-PRM-T-0130 | Scum Hopper, Primary Tanks 1 & 2 | THR-PRM-STA-1 | South Primary Station 1 | Tank,Non-Pressurized | Tank |  | T | http://www.toronto.ca/TWONTO#storage_tank
77777 | THR-PRM-T-0330 | Scum Hopper, Primary Tanks 3 & 4 | THR-PRM-SCUM-T | Scum/Sludge Pumping, Tanks & Hopper, South Primary | Tank,Non-Pressurized | Tank |  | T | http://www.toronto.ca/TWONTO#storage_tank
77786 | THR-PRM-T-0730 | Scum Hopper, Primary Tanks 7 & 8 | THR-PRM-SCUM-T | Scum/Sludge Pumping, Tanks & Hopper, South Primary | Tank,Non-Pressurized | Tank |  | T | http://www.toronto.ca/TWONTO#storage_tank
79319 | FHA-SED | Sedimentation | FHA-PLT | Preliminary Treatment |  | Tank |  |  | http://www.toronto.ca/TWONTO#collection_of_assets
51943 | FCL-DEW-SED | Sedimentation Area Dewatering | FCL-DEW | Dewatering | Tank,Reservoir | Tank |  |  | http://www.toronto.ca/TWONTO#collection_of_assets
68496 | THR-ACC-T-0712 | Separator, Air, Gas Compressor Bldg Main Floor, Glycol System | THR-ACC-P-0710 | Pump, Makeup, Glycol Skid, Compressor Bldg Main Floor, Glycol System | Tank | Tank |  | T | air_seperator
147497 | WZ2004A | Silo, Pellet, 704A | TAB-SLD-FN | Pelletizer Bldg. - Silo System, Fans & Filters | Vessel,Pressure | Tank |  |  | http://www.toronto.ca/TWONTO#storage_tank
89796 | WZ2005A | Silo, Pellet, 704B | TAB-SLD-FN | Pelletizer Bldg. - Silo System, Fans & Filters | Vessel,Pressure | Tank |  |  | http://www.toronto.ca/TWONTO#storage_tank
122910 | THC-DEW-SLFR | Sliding Frame, Solids Treatment, virtual entity used as Entity Link for PM Tasks management | THC-DEW | Dewatering Process | Tank,Non-Pressurized | Tank |  |  | http://www.toronto.ca/TWONTO#collection_of_assets
58797 | THC-DEW-SLFR-6511 | Sliding Frame,BTU Hopper 6500,Solids Treatment | THC-DEW-T-6500 | Tank,BTU 2000 Hopper,Solid Treatment | Tank,Non-Pressurized | Tank |  | SLFR | http://www.toronto.ca/TWONTO#valve
58798 | THC-DEW-SLFR-6512 | Sliding Frame,BTU Hopper 6500,Solids Treatment | THC-DEW-T-6500 | Tank,BTU 2000 Hopper,Solid Treatment | Tank,Non-Pressurized | Tank |  | SLFR | http://www.toronto.ca/TWONTO#valve
41291 | TAB-ACC-T-9001 | Softener, Zeolite Water #1 | TAB-HRS-BO-P | Steam Boiler Feedwater System, Softeners | Tank | Tank |  | T | http://www.toronto.ca/TWONTO#storage_tank
107558 | TAB-ACC-T-9002 | Softener, Zeolite Water #2 | TAB-HRS-BO-P | Steam Boiler Feedwater System, Softeners | Tank | Tank |  | T | http://www.toronto.ca/TWONTO#storage_tank
107559 | TAB-ACC-T-9003 | Softener, Zeolite Water #3 | TAB-HRS-BO-P | Steam Boiler Feedwater System, Softeners | Tank | Tank |  | T | http://www.toronto.ca/TWONTO#storage_tank
45497 | TAB-DIG-T-3000 | Tank, Glycol Mixing | TAB-DIG-P-CW | Digester Gas Control Building - Cooling Water System | Tank,Non-Pressurized | Tank |  | T | http://www.toronto.ca/TWONTO#chemical_storage_tank
84757 | FHA-WWW-BN-0001 | Solids Disposal Bin #1, RMF Under Centrifuges | FHA-WWW-CENTRIF | Centrifuges | Tank | Tank |  | BN | http://www.toronto.ca/TWONTO#storage_tank
84758 | FHA-WWW-BN-0002 | Solids Disposal Bin #2, RMF Under Centrifuges | FHA-WWW-CENTRIF | Centrifuges | Tank | Tank |  | BN | http://www.toronto.ca/TWONTO#storage_tank
45500 | TAB-DIG-T-6482 | Tank,Air Separator, Chill Water Outlet from HE | TAB-DIG-HE-6480 | Heat Exchanger, Digester Gas Control Bldg | Tank | Tank |  | T | air_seperator
45501 | TAB-DIG-T-7301 | Condansate Trap, Digester Gas, Waste Gas Burner BU-7300 | TAB-DIG-BU-7300 | Waste Gas Burner, Digester Gas, Waste Gas Burner Station | Tank | Tank |  | T | http://www.toronto.ca/TWONTO#condensate_trap
45502 | TAB-DIG-T-7501 | Condansate Trap, Digester Gas, Waste Gas Burner BU-7500 | TAB-DIG-BU-7500 | Waste Gas Burner, Waste Gas Burner Station | Tank | Tank |  | T | http://www.toronto.ca/TWONTO#condensate_trap
45503 | TAB-DIG-T-7601 | Condansate Trap, Digester Gas, Waste Gas Burner BU-7600 | TAB-DIG-BU-7600 | Waste Gas Burner, Waste Gas Burner Station | Tank | Tank |  | T | http://www.toronto.ca/TWONTO#condensate_trap
45504 | TAB-DIG-T-9704 | Tank,Air Separator, Pump Suction | TAB-DIG-P-9726 | Pump, Chilled Water Circulating, CWCP-1, Digester Gas Control Build, Basement | Tank | Tank |  | T | air_seperator
46712 | TAB-DIS-T-0002 | Tank,Expansion, Chlorine From south Tank Car | TAB-DIS-CHL-ROUTE | Chlorination & Filtered Effluent Routeing | Tank | Tank |  | T | expansion_tank
46713 | TAB-DIS-T-2001 | Tank, Potassium Hydroxide | TAB-DIS-SS-35 | Chlorine Process - Scrubber System | Tank | Tank |  | T | http://www.toronto.ca/TWONTO#chemical_storage_tank
46714 | TAB-DIS-T-2702 | Tank, Sodium Hypochlorite Storage Tank, Plant Water PS Building | TAB-DIS-NAOCL | Disinfection - Sodium Hypochlorite |  | Tank |  | T | http://www.toronto.ca/TWONTO#chemical_storage_tank
46715 | TAB-DIS-T-3001 | Tank,Sodium Hypochlorite- South | TAB-DIS-SP | Disinfection - Sampling & Metering |  | Tank |  | T | http://www.toronto.ca/TWONTO#chemical_storage_tank
47897 | FCL-AI-T-0002 | Tank, Air Receiver, Compressors C-0101 & 0102 Instrument Air, Dry Chemical Building | FCL-SA | Service Air | Vessel,Pressure | Tank |  | T | http://www.toronto.ca/TWONTO#pressure_vessel
48172 | FCL-ALM-T-0001 | Tank, Alum Spill Containment, Liquid Alum System | FCL-ALM | Coagulation | Tank,Non-Pressurized | Tank |  | T | containment_berm
48173 | FCL-ALM-T-0101 | Tank, Non-Pressurized, Alum Storage Tank 0101, Liquid Alum System | FCL-ALM | Coagulation | Tank,Non-Pressurized | Tank |  | T | http://www.toronto.ca/TWONTO#chemical_storage_tank
48174 | FCL-ALM-T-0201 | Tank, Non-Pressurized, Alum Storage Tank 0201, Liquid Alum System | FCL-ALM | Coagulation | Tank,Non-Pressurized | Tank |  | T | http://www.toronto.ca/TWONTO#chemical_storage_tank
48337 | TAB-GAS-T-0101 | Receiver, Air, Gas Control Bldg | TAB-GAS-TANK | Air Receiver Tank, Gas control Bldg. | Vessel,Pressure | Tank |  | T | http://www.toronto.ca/TWONTO#pressure_vessel
48338 | TAB-GAS-T-0102 | Receiver, Air, Gas Control Bldg | TAB-GAS-TANK | Air Receiver Tank, Gas control Bldg. | Vessel,Pressure | Tank |  | T | http://www.toronto.ca/TWONTO#pressure_vessel
48339 | TAB-GAS-T-0103 | Receiver, Air, Gas Control Bldg | TAB-GAS-TANK | Air Receiver Tank, Gas control Bldg. | Vessel,Pressure | Tank |  | T | http://www.toronto.ca/TWONTO#pressure_vessel
48343 | TAB-GRK-0200 | Tank, Varsol or Parts Fluid | TAB-GRK | Grounds Equipment, Building Services-WA7 | Tank,Reservoir | Tank |  | GRK | http://www.toronto.ca/TWONTO#chemical_storage_tank
48348 | TAB-GRK-T-0100 | Tank, Waste Oil, | TAB-GRK | Grounds Equipment, Building Services-WA7 | Tank,Reservoir | Tank |  | T | http://www.toronto.ca/TWONTO#chemical_storage_tank
48486 | FCL-AM-T-0201 | Tank, Storage, Pressurised, Aqua Ammonia Storage Room, Dry Chemical Building | FCL-AM | Ammoniation | Tank,Non-Pressurized | Tank |  | T | http://www.toronto.ca/TWONTO#chemical_storage_tank
48487 | FCL-AM-T-0301 | Tank, Storage, Pressurised, Aqua Ammonia Storage Room, Dry Chemical Building | FCL-AM | Ammoniation | Tank,Non-Pressurized | Tank |  | T | http://www.toronto.ca/TWONTO#chemical_storage_tank
19062 | FHA-WWW-BN-0003 | Solids Disposal Bin #3, RMF Under Centrifuges | FHA-WWW-CENTRIF | Centrifuges | Tank | Tank |  | BN | http://www.toronto.ca/TWONTO#storage_tank
48838 | FCL-CCS-T-0101 | Tank, Phosphoric Acid Storage Tank 0101 | FCL-CCS | Corrosion Control System | Tank | Tank |  | T | http://www.toronto.ca/TWONTO#chemical_storage_tank
49217 | FCL-CLA-T-0101 | Tank, Expansion, CLA Weigh Scale 0101, Machine Room, Gaseous Chemical Building | FCL-CLA1 | Pre-Chlorination | Tank | Tank |  | T | expansion_tank
49218 | FCL-CLA-T-0102 | Tank, Expansion, Chlorine Gas, CLA Evaporator 0101 Inlet, Machine Room, Gaseous Chemical Building | FCL-CLA-CHL-0101 | Chlorinator, Chlorine Gas, Chlorination System | Tank | Tank |  | T | expansion_tank
49219 | FCL-CLA-T-0202 | Tank, Expansion, Chlorine Gas, CLA Evaporator 0201 Inlet, Machine Room, Gaseous Chemical Building | FCL-CLA-CHL-0201 | Chlorinator, Chlorine Gas, Chlorination System | Tank | Tank |  | T | expansion_tank
49220 | FCL-CLA-T-0202 | Tank, Expansion, Chlorine Gas, CLA Evaporator 0201 Inlet, Machine Room, Gaseous Chemical Building | FCL-CLA1 | Pre-Chlorination | Tank | Tank |  | T | expansion_tank
49698 | FCL-CLB-T-0101 | Tank, Expansion, CLB Weigh Scale 0101, Machine Room,Gaseous Chemical Building | FCL-CLB-CHL-0101 | Chlorinator, Chlorine Gas, Chlorination System | Tank | Tank |  | T | expansion_tank
49699 | FCL-CLB-T-0102 | Tank, Expansion, Chlorine Gas, CLB Evaporator 0101 Inlet, Machine Room,Gaseous Chemical Building | FCL-CLA1 | Pre-Chlorination | Tank | Tank |  | T | expansion_tank
49700 | FCL-CLB-T-0102 | Tank, Expansion, Chlorine Gas, CLB Evaporator 0101 Inlet, Machine Room,Gaseous Chemical Building | FCL-CLB-EV-0101 | Evaporator, Chlorine Gas, Chlorination System | Tank | Tank |  | T | expansion_tank
49701 | FCL-CLB-T-0201 | Tank, Expansion, CLB Weigh Scale 0201, Machine Room,Gaseous Chemical Building | FCL-CLA1 | Pre-Chlorination | Tank | Tank |  | T | expansion_tank
49702 | FCL-CLB-T-0201 | Tank, Expansion, CLB Weigh Scale 0201, Machine Room,Gaseous Chemical Building | FCL-CLB-CHL-0201 | Chlorinator, Chlorine Gas, Chlorination System | Tank | Tank |  | T | expansion_tank
84759 | FHA-WWW-BN-0004 | Solids Disposal Bin #4, RMF Under Centrifuges | FHA-WWW-CENTRIF | Centrifuges | Tank | Tank |  | BN | http://www.toronto.ca/TWONTO#storage_tank
19063 | FHA-WWW-BN-0005 | Solids Disposal Bin #5, RMF Under Centrifuges | FHA-WWW-CENTRIF | Centrifuges | Tank | Tank |  | BN | http://www.toronto.ca/TWONTO#storage_tank
50179 | TAB-PLT-T-0184 | Tank # 1, Sodium Hypochlorite, NaOCl | TAB-PLT-OC | Preliminary Grit Odour Control | Tank,Reservoir | Tank |  | T | http://www.toronto.ca/TWONTO#chemical_storage_tank
50180 | TAB-PLT-T-0184 | Tank # 1, Sodium Hypochlorite, NaOCl | TAB-SUSPENDED ENTITY | Suspended entities | Tank,Reservoir | Tank |  | T | http://www.toronto.ca/TWONTO#chemical_storage_tank
50181 | TAB-PLT-T-0185 | Tank # 2, Sodium Hydroxide, NaOH | TAB-PLT-OC | Preliminary Grit Odour Control | Tank,Reservoir | Tank | 34709 | T | http://www.toronto.ca/TWONTO#chemical_storage_tank
50182 | TAB-PLT-T-0185 | Tank # 2, Sodium Hydroxide, NaOH | TAB-SUSPENDED ENTITY | Suspended entities | Tank,Reservoir | Tank | 34709 | T | http://www.toronto.ca/TWONTO#chemical_storage_tank
19064 | FHA-WWW-BN-0006 | Solids Disposal Bin #6, RMF Under Centrifuges | FHA-WWW-CENTRIF | Centrifuges | Tank | Tank |  | BN | http://www.toronto.ca/TWONTO#storage_tank
53863 | TAB-SLO-T-0201 | Storage Silo #1,Sludge Cake | TAB-SLO-SILO | Sludge Transfer & Silos | Tank,Reservoir | Tank |  | T | http://www.toronto.ca/TWONTO#storage_tank
118251 | TAB-SLO-T-0202 | Storage Silo #2,Sludge Cake | TAB-SLO-SILO | Sludge Transfer & Silos | Tank,Reservoir | Tank |  | T | http://www.toronto.ca/TWONTO#storage_tank
53864 | TAB-SLO-T-0203 | Storage,Silo #3 ,Sludge Cake | TAB-SLO-SILO | Sludge Transfer & Silos | Tank,Reservoir | Tank |  | T | http://www.toronto.ca/TWONTO#storage_tank
81344 | TNT-FT-T-1200 | SumpTank # 2 | TNT-FT-SUMP | Sump Pumps- Aeration Gallery Bsmt | Tank,Reservoir | Tank |  | T | http://www.toronto.ca/TWONTO#storage_tank
81345 | TNT-FT-T-1400 | SumpTank # 4 | TNT-FT-SUMP | Sump Pumps- Aeration Gallery Bsmt | Tank,Reservoir | Tank |  | T | http://www.toronto.ca/TWONTO#storage_tank
81346 | TNT-FT-T-1500 | SumpTank # 5 | TNT-FT-SUMP | Sump Pumps- Aeration Gallery Bsmt | Tank,Reservoir | Tank |  | T | http://www.toronto.ca/TWONTO#storage_tank
24893 | COL-PSD-T-0001 | Tank | COL-PSD | Spadina Sewage Pumping Station |  | Tank |  | T | http://www.toronto.ca/TWONTO#storage_tank
26704 | COL-PST-T-0001 | Tank | COL-PST | Strachan Pumping Station |  | Tank |  | T | http://www.toronto.ca/TWONTO#storage_tank
88638 | WTR-PWT-T-0100 | Tank | WTR-PWT-AUX | Auxiliary Equipment (Building Facilities) |  | Tank |  | T | http://www.toronto.ca/TWONTO#storage_tank
107527 | TAB-ACC-T-5213 | Tank | TAB-ACC-P-5212 | Pump, Circulating,Hot Water Dig 13-16 Space Heating,P13-2, | Tank | Tank |  | T | http://www.toronto.ca/TWONTO#storage_tank
106085 | TAB-ACC-ASE-1221 | Tank (TAB-ACC-ASE-1221) | TAB-ACC-HE-1220 | Heat Exchanger, Floatation Bldg, HE25-1 | Tank | Tank |  | ASE | air_seperator
27277 | FHO-WWW-T-0101 | Tank 0101, Waste Water Storage, Waste Water System, South/West of Clarifier Building | FHO-WWW | Residue Management / Waste Water System | Tank,Reservoir | Tank |  | T | http://www.toronto.ca/TWONTO#storage_tank
95586 | FHO-WWW-T-0101 | Tank 0101, Waste Water Storage, Waste Water System, South/West of Clarifier Building | FHO-WWW-T-0101-KQ | Tank, Waste Water Holding Tank 1 | Tank,Reservoir | Tank |  | T | http://www.toronto.ca/TWONTO#storage_tank
27281 | FHO-WWW-T-0201 | Tank 0201, Waste Water Storage, Waste Water System, South/East of Clarifier Building | FHO-WWW-T-0201-KQ | Tank, Waste Water Holding Tank 2 | Tank,Reservoir | Tank |  | T | http://www.toronto.ca/TWONTO#storage_tank
95590 | FHO-WWW-T-0201 | Tank 0201, Waste Water Storage, Waste Water System, South/East of Clarifier Building | FHO-WWW | Residue Management / Waste Water System | Tank,Reservoir | Tank |  | T | http://www.toronto.ca/TWONTO#storage_tank
81510 | TNT-MCS-T-1000 | Tank 1, Strom water Storage | TNT-MCS | Miscellaneous, including Storm Water Tanks | Tank,Reservoir | Tank |  | T | http://www.toronto.ca/TWONTO#storage_tank
140641 | TNT-MCS-T-1000 | Tank 1, Strom water Storage | TNT-DIS | Disinfection | Tank,Reservoir | Tank |  | T | http://www.toronto.ca/TWONTO#storage_tank
50227 | FCL-CW-T-0001 | Tank, Hot Water, Non-Pressurised, High Lift Building, Basement B1, Janitor's Room | FCL-GRK | Buildings and Grounds | Tank,Non-Pressurized | Tank |  | T | http://www.toronto.ca/TWONTO#tanked_hot_water_heater
50228 | FCL-CW-T-0006 | Tank, Hot Water, Non-Pressurised, Gaseous Chemical Building, Second Floor, Janitor's Room | FCL-GRK | Buildings and Grounds | Tank,Non-Pressurized | Tank |  | T | http://www.toronto.ca/TWONTO#tanked_hot_water_heater
50229 | FCL-CW-T-0007 | Tank, Hot Water, Non-Pressurised, Gaseous Chemical Building, Third Floor, Scrubber Room | FCL-GRK | Buildings and Grounds | Tank,Non-Pressurized | Tank |  | T | http://www.toronto.ca/TWONTO#tanked_hot_water_heater
50571 | FCL-DCL-T-0101 | Tank, Expansion, SO2 Evaporator 0101 Inlet Header, Machine Room,Gaseous Chemical Building | FCL-DCL | Sulphur Dioxide System | Tank | Tank |  | T | expansion_tank
50572 | FCL-DCL-T-0102 | Tank, Expansion, SO2 Evaporator 0101 Inlet Header, Machine Room,Gaseous Chemical Building | FCL-DCL | Sulphur Dioxide System | Tank | Tank |  | T | expansion_tank
81511 | TNT-MCS-T-2000 | Tank 2, Strom water Storage | TNT-MCS | Miscellaneous, including Storm Water Tanks | Tank,Reservoir | Tank |  | T | http://www.toronto.ca/TWONTO#storage_tank
50970 | TAB-PRM-T-0210 | Tank, Polymer Mix/Hold, Tank, Polymer Room, Old Screen Bldg., P Bldg. | TAB-PRM-POL | P Building - Polymer system | Tank,Reservoir | Tank |  | T | http://www.toronto.ca/TWONTO#chemical_storage_tank
50971 | TAB-PRM-T-0220 | Tank, Polymer Mix/Hold, Tank, Polymer Room, Old Screen Bldg., P Bldg. | TAB-PRM-POL | P Building - Polymer system | Tank,Reservoir | Tank |  | T | http://www.toronto.ca/TWONTO#chemical_storage_tank
17801 | FHA-SBS-T-0401 | Tank 4, Scrubber Tank with Water | FHA-SBS | SBS System | Tank | Tank | 38787 | T | http://www.toronto.ca/TWONTO#air_scrubber
15493 | FCL-WWW-T-7000 | Tank Effluent Chamber, RMF Clarification Facility | FCL-WWW-CLAR | Clarification | Tank | Tank |  | T | http://www.toronto.ca/TWONTO#storage_tank
71146 | FHA-BW-T-0101 | Tank T-0101, Wash Water, South Filtration Bldg. | FHA-BW | Backwash System | Tank | Tank |  | T | http://www.toronto.ca/TWONTO#storage_tank
16048 | FHA-BW-T-0201 | Tank T-0201, Wash Water, North Filtration Bldg. | FHA-BW | Backwash System | Tank | Tank |  | T | http://www.toronto.ca/TWONTO#storage_tank
80949 | TNT-DIG-T-4100 | Tank, Drainage System | TNT-DIG-PD | Primary Digester Tanks,Drainage Tanks | Tank,Reservoir | Tank |  | T | http://www.toronto.ca/TWONTO#storage_tank
80950 | TNT-DIG-T-4200 | Tank, Drainage System | TNT-DIG-PD | Primary Digester Tanks,Drainage Tanks | Tank,Reservoir | Tank |  | T | http://www.toronto.ca/TWONTO#storage_tank
80951 | TNT-DIG-T-5200 | Tank, Drainage System | TNT-DIG-PD | Primary Digester Tanks,Drainage Tanks | Tank,Reservoir | Tank |  | T | http://www.toronto.ca/TWONTO#storage_tank
89052 | WTR-RKL-T-0200 | Tank, (North-West Basin) | WTR-RKL-TRW | Treated Water (Transmission) | Tank,Reservoir | Tank |  | T | http://www.toronto.ca/TWONTO#reservoir_tank
50980 | TAB-PRM-T-3400 | P Building - Sludge Hopper & Valves, Primary Tank 7 | TAB-PRM-T-P | P Building - Scum, Sludge Hoppers & Primary Tanks 7 - 9 | Tank | Tank |  | T | http://www.toronto.ca/TWONTO#storage_tank
50981 | TAB-PRM-T-3500 | P Building - Sludge Hopper& Valves Primary Tank 8 | TAB-PRM-T-P | P Building - Scum, Sludge Hoppers & Primary Tanks 7 - 9 | Tank | Tank |  | T | http://www.toronto.ca/TWONTO#storage_tank
50982 | TAB-PRM-T-3600 | P Building - Sludge Hopper& Valves, Primary Tank 9 | TAB-PRM-T-P | P Building - Scum, Sludge Hoppers & Primary Tanks 7 - 9 | Tank | Tank |  | T | http://www.toronto.ca/TWONTO#storage_tank
146905 | WTR-RKL-T-0100 | Tank, (South-West Basin) | WTR-RKL-TRW | Treated Water (Transmission) | Tank,Reservoir | Tank |  | T | http://www.toronto.ca/TWONTO#reservoir_tank
51425 | TAB-PRM-V-P | P Building - Header Valves, Primary Sludge Lines 1. 2 & 3 | TAB-PRM-P | P Bldg - Primary Treatment | Tank | Tank |  |  | http://www.toronto.ca/TWONTO#storage_tank
51688 | TAB-PRS-T-0201 | Tank, Ferrous Chloride #1 | TAB-PRS-T-FECL2 | Ferrous Chloride Tanks & Valves | Tank | Tank |  | T | http://www.toronto.ca/TWONTO#chemical_storage_tank
51689 | TAB-PRS-T-0203 | Tank, Ferrous Chloride #3 | TAB-PRS-T-FECL2 | Ferrous Chloride Tanks & Valves | Tank | Tank |  | T | http://www.toronto.ca/TWONTO#chemical_storage_tank
51690 | TAB-PRS-T-0204 | Tank, Ferrous Chloride #4 | TAB-PRS-T-FECL2 | Ferrous Chloride Tanks & Valves | Tank | Tank |  | T | http://www.toronto.ca/TWONTO#chemical_storage_tank
51691 | TAB-PRS-T-0206 | Tank, Ferrous Chloride #6 | TAB-PRS-T-FECL2 | Ferrous Chloride Tanks & Valves | Tank | Tank |  | T | http://www.toronto.ca/TWONTO#chemical_storage_tank
51692 | TAB-PRS-T-0990 | Tank, Ferrous Chloride, D Building | TAB-PRS | Phosphorous Removal System | Tank | Tank |  | T | http://www.toronto.ca/TWONTO#chemical_storage_tank
51693 | TAB-PRS-T-2001 | Tank, Ferrous Chloride Storage, Grit Bldg, P Bldg | TAB-PRS | Phosphorous Removal System | Tank,Reservoir | Tank |  | T | http://www.toronto.ca/TWONTO#chemical_storage_tank
51694 | TAB-PRS-T-2030 | Tank, Chemical Storage, East Chemical Storage Tanks | TAB-PRS-T-FECL2 | Ferrous Chloride Tanks & Valves | Tank | Tank |  | T | http://www.toronto.ca/TWONTO#chemical_storage_tank
51695 | TAB-PRS-T-2040 | Tank, Chemical Storage, East Chemical Storage Tanks | TAB-PRS-T-FECL2 | Ferrous Chloride Tanks & Valves | Tank | Tank |  | T | http://www.toronto.ca/TWONTO#chemical_storage_tank
51696 | TAB-PRS-T-2060 | Tank, Chemical Storage, East Chemical Storage Tanks | TAB-PRS-T-FECL2 | Ferrous Chloride Tanks & Valves | Tank | Tank |  | T | http://www.toronto.ca/TWONTO#chemical_storage_tank
51697 | TAB-PRS-T-2090 | Tank, Chemical Storage, East Chemical Storage Tanks | TAB-PRS-T-FECL2 | Ferrous Chloride Tanks & Valves | Tank | Tank |  | T | http://www.toronto.ca/TWONTO#chemical_storage_tank
51698 | TAB-PRS-T-2100 | Tank, Chemical Storage, West Chemical Storage Tanks | TAB-PRS-T-FECL2 | Ferrous Chloride Tanks & Valves | Tank | Tank |  | T | http://www.toronto.ca/TWONTO#chemical_storage_tank
51699 | TAB-PRS-T-2120 | Tank, Chemical Storage, West Chemical Storage Tanks | TAB-PRS-T-FECL2 | Ferrous Chloride Tanks & Valves | Tank | Tank |  | T | http://www.toronto.ca/TWONTO#chemical_storage_tank
51700 | TAB-PRS-T-2160 | Tank, Chemical Storage, West Chemical Storage Tanks | TAB-PRS-T-FECL2 | Ferrous Chloride Tanks & Valves | Tank | Tank |  | T | http://www.toronto.ca/TWONTO#chemical_storage_tank
51701 | TAB-PRS-T-2170 | Tank, Chemical Storage, West Chemical Storage Tanks | TAB-PRS-T-FECL2 | Ferrous Chloride Tanks & Valves | Tank | Tank |  | T | http://www.toronto.ca/TWONTO#chemical_storage_tank
51702 | TAB-PRS-T-2180 | Tank, Chemical Storage, West Chemical Storage Tanks | TAB-PRS-T-FECL2 | Ferrous Chloride Tanks & Valves | Tank | Tank |  | T | http://www.toronto.ca/TWONTO#chemical_storage_tank
144649 | WTR-PJS-T-0102 | Tank, (Surge), John St #1 | WTR-PJS-TRW | Treated Water (Transmission) | Tank | Tank |  | T | http://www.toronto.ca/TWONTO#pumping_surge_suppression_tank
144650 | WTR-PJS-T-0103 | Tank, (Surge), John St #2 | WTR-PJS-TRW | Treated Water (Transmission) | Tank | Tank |  | T | http://www.toronto.ca/TWONTO#pumping_surge_suppression_tank
51945 | FCL-DEW-T-0201 | Tank, Treated Water Process Dewatering Pit | FCL-DEW-HLPS | High Lift Area Dewatering | Tank,Reservoir | Tank |  | T | http://www.toronto.ca/TWONTO#storage_tank
51948 | FCL-DEW-T-0601 | Tank, Drain Pit, High Lift PS Area Dewatering Pit | FCL-DEW-HLPS | High Lift Area Dewatering | Tank,Reservoir | Tank |  | T | http://www.toronto.ca/TWONTO#storage_tank
144648 | WTR-PJS-T-0101 | Tank, (Surge), Spadina Main | WTR-PJS-TRW | Treated Water (Transmission) | Tank | Tank |  | T | http://www.toronto.ca/TWONTO#pumping_surge_suppression_tank
52255 | TAB-PWA-T-2700 | Tank, Chemical, Sodium Hypochlorite | TAB-DIS-NAOCL | Disinfection - Sodium Hypochlorite | Tank | Tank |  | T | http://www.toronto.ca/TWONTO#chemical_storage_tank
52256 | TAB-PWA-T-2701 | Tank, Chemical, Sodium Hypochlorite | TAB-DIS-NAOCL | Disinfection - Sodium Hypochlorite | Tank | Tank |  | T | http://www.toronto.ca/TWONTO#chemical_storage_tank
145163 | WTR-PLW-T-0104 | Tank, 1000psi, Gas Monitor Calibration Gas Bottle | WTR-WEST-SES | Safety & Lifting Devices | Tank | Tank |  | T | gas_cylinder
89998 | YTF-ACC-T-0001 | Tank, A Building, Sump, Miscellaneous Devices | YTF-ACC | HVAC Equipment | Tank | Tank |  | T | http://www.toronto.ca/TWONTO#storage_tank
72934 | THR-DIS-T-0100A | Tank, Air Reciever, for THR-DIS-C-0100, Disinfection Building Workshop, (CRN-K7602.1C, SNo.-CBV380605, TSSA UID-65022717) | THR-DIS-C-0100 | Compressor, Workshop, Disinfection Building | Tank | Tank |  | T | http://www.toronto.ca/TWONTO#pressure_vessel
53003 | TAB-RSP-T-1211 | Tank, Oil, Raw Sewage Pump #1 Bearing Lubrication System | TAB-RSP-P-T | T Building - Raw Sewage Pumping | Tank | Tank |  | T | http://www.toronto.ca/TWONTO#chemical_storage_tank
91369 | FHO-DOZ-T-0500 | Tank, Air Storage, Ozone Building, S2, Raw Water Process Room, Nitrogen Skid | FHO-NIT-SYS | NITROGEN SYSTEM | Storage | Tank |  | T | http://www.toronto.ca/TWONTO#pressure_vessel
55069 | TAB-THK-T-0002 | Tank, Analyzer | TAB-THK-V-TRANSF | Transfer Valves to Digester | Tank | Tank |  | T | ?
62259 | THC-INC-T-1061 | Tank, Ash, Incinerator 1000 | THC-INC-GDR-1061 | Grinder, Ash Tank 1061, Incinerator 1000 | Tank | Tank |  | T | http://www.toronto.ca/TWONTO#storage_tank
62260 | THC-INC-T-1062 | Tank, Ash, Incinerator 1000 | THC-INC-GDR-1062 | Grinder, Ash Tank 1062, Incinerator 1000 | Tank | Tank |  | T | http://www.toronto.ca/TWONTO#storage_tank
53208 | TAB-SA-T-0201 | Tank, Oil, Reservoir, Air Compressor, Auxiliary Systems Building, Main Floor | TAB-SA-C-0200 | Air Compressor, Auxiliary Systems Building, Main Floor | Tank,Reservoir | Tank |  | T | http://www.toronto.ca/TWONTO#chemical_storage_tank
53209 | TAB-SA-T-0901 | Tank, Intermediate Air Receiver, Auxiliary Systems Building, Main Floor | TAB-SA-C-0100 | Air Compressor, Auxiliary Systems Building, Main Floor | Tank | Tank |  | T | http://www.toronto.ca/TWONTO#pressure_vessel
53210 | TAB-SA-T-1001 | Tank, Intermediate Air Receiver, Auxiliary Systems Building, Main Floor | TAB-SA-C-0100 | Air Compressor, Auxiliary Systems Building, Main Floor | Tank | Tank |  | T | http://www.toronto.ca/TWONTO#pressure_vessel
53211 | TAB-SA-T-1400 | Tank, Air, Receiver, Auxiliary Systems Building, Main Floor | TAB-SA-D-0800 | Dryer, Chemical, Package, Auxiliary Systems Building, Main Floor | Tank | Tank |  | T | http://www.toronto.ca/TWONTO#pressure_vessel
53212 | TAB-SA-T-1601 | Tank, Chemical, Auxiliary Systems Building, 2nd Floor | TAB-SA-P-1800A | Pump, Primary, Glycol, Auxiliary Systems Building, 2nd Floor | Tank | Tank |  | T | http://www.toronto.ca/TWONTO#chemical_storage_tank
53213 | TAB-SA-T-1701 | Tank, Air Separator, Auxiliary Systems Building, 2nd Floor | TAB-SA-P-1800A | Pump, Primary, Glycol, Auxiliary Systems Building, 2nd Floor | Tank | Tank |  | T | air_seperator
62261 | THC-INC-T-1062 | Tank, Ash, Incinerator 1000 | THC-INC-GDR-2062 | Grinder, Ash Tank 2062, Incinerator 2000 | Tank | Tank |  | T | http://www.toronto.ca/TWONTO#storage_tank
126215 | THC-INC-T-1061 | Tank, Ash, Incinerator 1000 | THC-INC-GDR-2061 | Grinder, Ash Tank 2061, Incinerator 2000 | Tank | Tank |  | T | http://www.toronto.ca/TWONTO#storage_tank
53865 | TAB-SLO-T-0232 | Tank, Polymer Mixing, Silo Bldg., 3rd Floor | TAB-SLO-PIP | Sludge Transfer Pipe Lubrication | Tank | Tank |  | T | http://www.toronto.ca/TWONTO#chemical_storage_tank
53866 | TAB-SLO-T-0233 | Tank, Holding Polymer | TAB-SLO-PIP | Sludge Transfer Pipe Lubrication | Tank | Tank |  | T | http://www.toronto.ca/TWONTO#chemical_storage_tank
62262 | THC-INC-T-2062 | Tank, Ash, Incinerator 2000 | THC-INC-GDR-2062 | Grinder, Ash Tank 2062, Incinerator 2000 | Tank | Tank |  | T | http://www.toronto.ca/TWONTO#storage_tank
126216 | THC-INC-T-2061 | Tank, Ash, Incinerator 2000 | THC-INC-GDR-1061 | Grinder, Ash Tank 1061, Incinerator 1000 | Tank | Tank |  | T | http://www.toronto.ca/TWONTO#storage_tank
53869 | TAB-SLO-T-0301A | Tank, Air Receiver | TAB-SLO-V | Compressed Air Equipment, Truck Loading | Vessel,Pressure | Tank |  | T | http://www.toronto.ca/TWONTO#pressure_vessel
126217 | THC-INC-T-2061 | Tank, Ash, Incinerator 2000 | THC-INC-GDR-2061 | Grinder, Ash Tank 2061, Incinerator 2000 | Tank | Tank |  | T | http://www.toronto.ca/TWONTO#storage_tank
126218 | THC-INC-T-2062 | Tank, Ash, Incinerator 2000 | THC-INC-GDR-1062 | Grinder, Ash Tank 1062, Incinerator 1000 | Tank | Tank |  | T | http://www.toronto.ca/TWONTO#storage_tank
53872 | TAB-SLO-T-0430 | Tank, Bio-Filter Neutralization, Limestone | TAB-SLO-BIO | Odour Control Facility-WA4 | Tank,Non-Pressurized | Tank | 46255 | T | http://www.toronto.ca/TWONTO#chemical_storage_tank
54097 | TAB-STR-CLR-0210 | Secondary Clarifier, Final Tank 02 | TAB-STR2 | Secondary Treatment - Clarifiers |  | Tank |  | CLR | http://www.toronto.ca/TWONTO#clarifier
54098 | TAB-STR-CLR-0610 | Secondary Clarifier, Final Tank 06 | TAB-STR2 | Secondary Treatment - Clarifiers |  | Tank |  | CLR | http://www.toronto.ca/TWONTO#clarifier
54099 | TAB-STR-CLR-0710 | Secondary Clarifier, Final Tank 07 | TAB-STR2 | Secondary Treatment - Clarifiers |  | Tank |  | CLR | http://www.toronto.ca/TWONTO#clarifier
54100 | TAB-STR-CLR-0810 | Secondary Clarifier, Final Tank 08 | TAB-STR2 | Secondary Treatment - Clarifiers |  | Tank |  | CLR | http://www.toronto.ca/TWONTO#clarifier
54101 | TAB-STR-CLR-0910 | Secondary Clarifier, Final Tank 09 | TAB-STR2 | Secondary Treatment - Clarifiers |  | Tank |  | CLR | http://www.toronto.ca/TWONTO#clarifier
54538 | TAB-STR-T-0200 | Aeration Tank 02 | TAB-AER-TANKS | Aeration Tanks |  | Tank |  | T | http://www.toronto.ca/TWONTO#aeration_tank
34293 | KU2105A | Tank, Blow down | TAB-HRS-T | Steam Flash Tanks & Controls | Tank | Tank |  |  | http://www.toronto.ca/TWONTO#pressure_vessel
107551 | TAB-ACC-T-7801 | Tank, Blow down | TAB-HRS-T | Steam Flash Tanks & Controls | Tank | Tank |  | T | http://www.toronto.ca/TWONTO#pressure_vessel
54541 | TAB-STR-T-4001R | Tank , Reservoir Aux Oil, Blower 4001 | TAB-STR-BL-4001 | Blower #4001 | Tank,Reservoir | Tank |  | T | http://www.toronto.ca/TWONTO#chemical_storage_tank
54542 | TAB-STR-T-4002R | Tank , Reservoir Aux Oil, Blower 4002 | TAB-STR-BL-4002 | Blower #4002 | Tank,Reservoir | Tank |  | T | http://www.toronto.ca/TWONTO#chemical_storage_tank
54543 | TAB-STR-T-4003R | Tank , Reservoir Aux Oil, Blower 4003 | TAB-STR-BL-4003 | Blower #4003 | Tank,Reservoir | Tank |  | T | http://www.toronto.ca/TWONTO#chemical_storage_tank
54544 | TAB-STR-T-4004R | Tank , Reservoir Aux Oil, Blower 4004 | TAB-STR-BL-4004 | Blower #4004 | Tank,Reservoir | Tank |  | T | http://www.toronto.ca/TWONTO#chemical_storage_tank
54987 | TAB-THK-MEQ-0601 | Flocculator | TAB-THK-T-0600 | Floatation Tank #6, Subnatant Recycling | Flocculator | Tank |  | MEQ | http://www.toronto.ca/TWONTO#mixer_or_agitator
54988 | TAB-THK-MEQ-0701 | Flocculator | TAB-THK-T-0700 | Floatation Tank #7, Subnatant Recycling | Flocculator | Tank |  | MEQ | http://www.toronto.ca/TWONTO#mixer_or_agitator
54989 | TAB-THK-MEQ-0801 | Flocculator | TAB-THK-T-0800 | Floatation Tank #8, Subnatant Recycling | Flocculator | Tank |  | MEQ | http://www.toronto.ca/TWONTO#mixer_or_agitator
54990 | TAB-THK-MEQ-0901 | Flocculator | TAB-THK-T-0900 | Floatation Tank #9, Subnatant Recycling | Flocculator | Tank |  | MEQ | http://www.toronto.ca/TWONTO#mixer_or_agitator
107552 | TAB-ACC-T-7901 | Tank, Blow down | TAB-HRS-T | Steam Flash Tanks & Controls | Tank | Tank |  | T | http://www.toronto.ca/TWONTO#pressure_vessel
55070 | TAB-THK-T-0100 | Floatation Tank #1, Subnatant Recycling | TAB-THK-TANKS | Floatation Tanks | Tank | Tank |  | T | floatation_tank
55071 | TAB-THK-T-0200 | Floatation Tank #2, Subnatant Recycling | TAB-THK-TANKS | Floatation Tanks | Tank | Tank |  | T | floatation_tank
55072 | TAB-THK-T-0300 | Floatation Tank #3, Subnatant Recycling | TAB-THK-TANKS | Floatation Tanks | Tank | Tank |  | T | floatation_tank
55073 | TAB-THK-T-0500 | Floatation Tank #5, Subnatant Recycling | TAB-THK-TANKS | Floatation Tanks | Tank | Tank |  | T | floatation_tank
55074 | TAB-THK-T-0800 | Floatation Tank #8, Subnatant Recycling | TAB-THK-TANKS | Floatation Tanks | Tank | Tank |  | T | floatation_tank
55075 | TAB-THK-T-0900 | Floatation Tank #9, Subnatant Recycling | TAB-SUSPENDED ENTITY | Suspended entities | Tank | Tank |  | T | floatation_tank
55076 | TAB-THK-T-4121 | Tank, Polymer Mixing/Aging 2 | TAB-THK-T | Polymer Mixing Tanks | Tank,Non-Pressurized | Tank |  | T | http://www.toronto.ca/TWONTO#chemical_storage_tank
55077 | TAB-THK-T-4220 | Polymer Solution Day Tank 2 | TAB-THK-T-PYS | Mixed Polymer Solution Day Tanks | Tank,Non-Pressurized | Tank |  | T | http://www.toronto.ca/TWONTO#chemical_storage_tank
57102 | THC-ACC-T-0001 | Tank, Expansion, Glycol, Building M | THC-ACC-HEAT PUMPS | Pumps, Heating System, Building M | Tank | Tank |  | T | expansion_tank
57103 | THC-ACC-T-0005 | Tank, Expansion, Glycol, Building M | THC-ACC-HEAT PUMPS | Pumps, Heating System, Building M | Tank | Tank |  | T | expansion_tank
57104 | THC-ACC-T-0006 | Tank, Hot water, Oil bunker room | THC-ACC-HEAT PUMPS | Pumps, Heating System, Building M | Tank | Tank |  | T | http://www.toronto.ca/TWONTO#tanked_hot_water_heater
57105 | THC-ACC-T-0051 | Tank,Expansion,Hot Water for DEW Centrate Sampling System,Third Floor,Solid Treatment | THC-ACC-T-0050 | Tank,Hot Water for DEW Centrate Sampling System,Third Floor,Solid Treatment |  | Tank |  | T | expansion_tank
57106 | THC-ACC-T-0110A | Domestic Hot Water Tank, Building K | THC-MCS-T-BLDG K | Domestic Hot Water Tank, Building K | Tank,Domestic Hot Water | Tank |  | T | http://www.toronto.ca/TWONTO#tanked_hot_water_heater
57107 | THC-ACC-T-0110AK | Tank,Hot Water,Storage Tank,Admin Building | THC-ACC-BLDG K | Administration Building, HVAC | Tank | Tank | 32319 | T | http://www.toronto.ca/TWONTO#tanked_hot_water_heater
58815 | THC-DEW-T-7310 | Tank, Calibration, from polymer storage tanks, Dewatering | THC-DEW-POL-2 | Pumps, Polymer Feed, Dewatering | Tank,Reservoir | Tank |  | T | http://www.toronto.ca/TWONTO#storage_tank
122924 | THC-DEW-T-6520 | Tank, Centrate Box | THC-DEW-CENTRATE | Centrate System Dewatering | Tank,Non-Pressurized | Tank |  | T | http://www.toronto.ca/TWONTO#storage_tank
57110 | THC-ACC-T-0148 | Domestic Hot Water Tank, Building S | THC-PWA-HWT | Domestic Hot Water Tanks | Tank,Domestic Hot Water | Tank |  | T | http://www.toronto.ca/TWONTO#tanked_hot_water_heater
57111 | THC-ACC-T-0202 | Tank, Glycol System, Storage and Feed, Mechanical room, WA2 Workshop | THC-GRK-STRC-0200 | Workshop, WA2, Building X | Tank | Tank |  | T | http://www.toronto.ca/TWONTO#chemical_storage_tank
57112 | THC-ACC-T-0421 | Tank,Air Separator,Supply,Building UU,Glycol Heating,Basement,Building U | THC-ACC-BLDG U | New Digesters Building HVAC | Tank | Tank |  | T | air_seperator
57113 | THC-ACC-T-0581 | Tank,Domestic Hot Water,Basement B1,Incineration Building M | THC-MCS-T-BLDG M | Domestic Hot Water Tank, Building M | Tank,Domestic Hot Water | Tank |  | T | http://www.toronto.ca/TWONTO#tanked_hot_water_heater
57114 | THC-ACC-T-0702 | Tank,Make-up,Heating Glycol,HVAC Systems,Thickening Building | THC-ACC-BLDG J | TWAS Building, HVAC | Tank | Tank |  | T | http://www.toronto.ca/TWONTO#chemical_storage_tank
57115 | THC-ACC-T-0703 | Tank,Hot Water Heating,Mechanical Room,Thickening Building | THC-MCS-T-BLDG K | Domestic Hot Water Tank, Building K | Tank,Domestic Hot Water | Tank |  | T | http://www.toronto.ca/TWONTO#tanked_hot_water_heater
57118 | THC-ACC-T-5202 | Tank, Glycol System, Storage and Feed, Mechanical room | THC-ACC-BLDG X | New Workshop WA2 Building HVAC |  | Tank |  | T | http://www.toronto.ca/TWONTO#chemical_storage_tank
57119 | THC-ACC-T-5203 | Tank, Glycol System, Snow-Melting, Mechanical room | THC-ACC-BLDG X | New Workshop WA2 Building HVAC |  | Tank |  | T | http://www.toronto.ca/TWONTO#chemical_storage_tank
57120 | THC-ACC-T-5910 | Tank,Air Separator,Hydronic Heating System,Disinfection Bldg | THC-ACC-BLDG G | Air Treatment Building HVAC |  | Tank |  | T | air_seperator
57121 | THC-ACC-T-5920 | Tank,Glycol Expansion,Hydronic Heating System,Disinfection Bldg | THC-ACC-BLDG G | Air Treatment Building HVAC |  | Tank |  | T | expansion_tank
57122 | THC-ACC-T-5930 | Tank,Glycol Make-up,Hydronic Heating System,Disinfection Bldg | THC-ACC-BLDG G | Air Treatment Building HVAC |  | Tank |  | T | http://www.toronto.ca/TWONTO#chemical_storage_tank
57127 | THC-ACC-T-6872 | Tank, Expansion, Glycol, Tunnel T12 | THC-PRS-BLDG | Phosphorous removal system, Building and Storage |  | Tank |  | T | expansion_tank
57128 | THC-ACC-T-9001 | Tank, Domestic Hot Water, Head house | THC-PWA-HWT | Domestic Hot Water Tanks | Tank,Domestic Hot Water | Tank |  | T | http://www.toronto.ca/TWONTO#tanked_hot_water_heater
57129 | THC-ACC-T-9002 | Tank,Domestic Hot Water, Phase 1 Area | THC-PWA-HWT | Domestic Hot Water Tanks | Tank,Domestic Hot Water | Tank |  | T | http://www.toronto.ca/TWONTO#tanked_hot_water_heater
57683 | FCL-ELS-T-0100 | Tank, Underground, Main Oil Fuel Tank, Low Lift Building, Screen Room | FCL-ELS-PS-0003 | Emergency Power | Tank,Reservoir | Tank |  | T | http://www.toronto.ca/TWONTO#underground_fuel_oil_tank_temp
57684 | FCL-ELS-T-0201 | Tank, Generator G-0200 Oil Fuel Day Tank, Low Lift Building, Screen Room | FCL-ELS-PS-0003 | Emergency Power | Tank,Reservoir | Tank |  | T | http://www.toronto.ca/TWONTO#fuel_oil_tank
57937 | THC-AER-T-2100 | Tank, Aeration | THC-AER-OLD PLANT | AerationTreatment |  | Tank |  | T | http://www.toronto.ca/TWONTO#aeration_tank
57938 | THC-AER-T-2200 | Tank, Aeration | THC-AER-OLD PLANT | AerationTreatment | Tank,Non-Pressurized | Tank |  | T | http://www.toronto.ca/TWONTO#aeration_tank
57939 | THC-AER-T-2200 | Tank, Aeration | THC-AER-T | Tank, Aeration | Tank,Non-Pressurized | Tank |  | T | http://www.toronto.ca/TWONTO#aeration_tank
57940 | THC-AER-T-2400 | Tank, Aeration | THC-AER-OLD PLANT | AerationTreatment | Tank,Non-Pressurized | Tank |  | T | http://www.toronto.ca/TWONTO#aeration_tank
57941 | THC-AER-T-2500 | Tank, Aeration | THC-AER-OLD PLANT | AerationTreatment | Tank,Non-Pressurized | Tank |  | T | http://www.toronto.ca/TWONTO#aeration_tank
57942 | THC-AER-T-2500 | Tank, Aeration | THC-AER-T | Tank, Aeration | Tank,Non-Pressurized | Tank |  | T | http://www.toronto.ca/TWONTO#aeration_tank
57943 | THC-AER-T-2600 | Tank, Aeration | THC-AER-OLD PLANT | AerationTreatment | Tank,Non-Pressurized | Tank |  | T | http://www.toronto.ca/TWONTO#aeration_tank
57944 | THC-AER-T-2700 | Tank, Aeration | THC-AER-OLD PLANT | AerationTreatment |  | Tank |  | T | http://www.toronto.ca/TWONTO#aeration_tank
57945 | THC-AER-T-2800 | Tank, Aeration | THC-AER-T | Tank, Aeration | Tank,Non-Pressurized | Tank |  | T | http://www.toronto.ca/TWONTO#aeration_tank
57946 | THC-AER-T-2900 | Tank, Aeration | THC-AER-PHASE I-IV | AerationTreatment | Tank,Non-Pressurized | Tank |  | T | http://www.toronto.ca/TWONTO#aeration_tank
57947 | THC-AER-T-3000 | Tank, Aeration | THC-AER-PHASE I-IV | AerationTreatment | Tank,Non-Pressurized | Tank |  | T | http://www.toronto.ca/TWONTO#aeration_tank
57948 | THC-AER-T-3100 | Tank, Aeration | THC-AER-PHASE I-IV | AerationTreatment | Tank,Non-Pressurized | Tank |  | T | http://www.toronto.ca/TWONTO#aeration_tank
57949 | THC-AER-T-3200 | Tank, Aeration | THC-AER-PHASE I-IV | AerationTreatment | Tank,Non-Pressurized | Tank |  | T | http://www.toronto.ca/TWONTO#aeration_tank
57950 | THC-AER-T-3300 | Tank, Aeration | THC-AER-PHASE I-IV | AerationTreatment | Tank,Non-Pressurized | Tank |  | T | http://www.toronto.ca/TWONTO#aeration_tank
57951 | THC-AER-T-3500 | Tank, Aeration | THC-AER-T | Tank, Aeration | Tank,Non-Pressurized | Tank |  | T | http://www.toronto.ca/TWONTO#aeration_tank
57952 | THC-AER-T-3600 | Tank, Aeration | THC-AER-PHASE I-IV | AerationTreatment | Tank,Non-Pressurized | Tank |  | T | http://www.toronto.ca/TWONTO#aeration_tank
57953 | THC-AER-T-7140 | Tank, Oil, Blower, Aeration | THC-AER-BL-7100-I-IV | Blower, Aeration System | Tank | Tank |  | T | http://www.toronto.ca/TWONTO#chemical_storage_tank
57954 | THC-AER-T-7240 | Tank, Oil, Blower, Aeration | THC-AER-BL-7200-I-IV | Blower, Aeration System | Tank | Tank |  | T | http://www.toronto.ca/TWONTO#chemical_storage_tank
58119 | THC-AI-T-1083 | Tank,Air Receiver,Compressed Air System, Bldg. M | THC-MCS-AI/SA | Instrument/service Air Plant Wide | Tank,Reservoir | Tank |  | T | http://www.toronto.ca/TWONTO#pressure_vessel
58120 | THC-AI-T-3083 | Tank, Air Receiver, Compressed Air System, Bldg. G | THC-ACC-BLDG G | Air Treatment Building HVAC | Tank,Reservoir | Tank |  | T | http://www.toronto.ca/TWONTO#pressure_vessel
58121 | THC-AI-T-6001 | Tank,Receiving,Compressed Air,Thickening Building | THC-SPC-WA2 | System Process Control | Vessel,Pressure | Tank |  | T | http://www.toronto.ca/TWONTO#pressure_vessel
58122 | THC-AI-T-6001 | Tank,Receiving,Compressed Air,Thickening Building | THC-THK-TWAS | Waste Activated Sludge Thickening | Vessel,Pressure | Tank |  | T | http://www.toronto.ca/TWONTO#pressure_vessel
79493 | THR-THK-T-6001 | Tank, Centrate from Centrifuges | THR-THK-P-CENT | Centrate Transfer Pumps & Tanks | Tank | Tank |  | T | http://www.toronto.ca/TWONTO#storage_tank
79494 | THR-THK-T-6002 | Tank, Centrate from Centrifuges | THR-THK-P-CENT | Centrate Transfer Pumps & Tanks | Tank | Tank |  | T | http://www.toronto.ca/TWONTO#storage_tank
58156 | THC-AP-T-1200 | Air Receiver Tank, Process Air, Grit Fluidizing System | THC-PLT-BLDG-0001 | New Head House, preliminary process | Tank | Tank |  | T | http://www.toronto.ca/TWONTO#pressure_vessel
58263 | THC-CW-T-0601 | Heater,Electric,Potable Water,South Pumping Station,Washroom,Intermediate Level | THC-ACC-BLDG L | Plant Effluent Pumping Station, HVAC |  | Tank |  | T | http://www.toronto.ca/TWONTO#tanked_hot_water_heater
58264 | THC-CW-T-5801 | Tank,Domestic Hot Water,Plant Stores | THC-ACC-BLDG B | Mechanical Shop (Chlorine) Building HVAC |  | Tank |  | T | http://www.toronto.ca/TWONTO#tanked_hot_water_heater
58265 | THC-CW-T-5802 | Tank,Expansion,Domestic Hot Water,Plant Stores | THC-ACC-BLDG B | Mechanical Shop (Chlorine) Building HVAC |  | Tank |  | T | expansion_tank
58376 | THC-DCL-HWT-0001 | Domestic Hot Water Tank, Dechlorination Building | THC-PWA-HWT | Domestic Hot Water Tanks | Tank,Domestic Hot Water | Tank |  | HWT | http://www.toronto.ca/TWONTO#tanked_hot_water_heater
58418 | THC-DCL-T-0100 | Tank, Storage 38% Sodium Bisulphite, Dechlorination | THC-DCL | Dechlorination Process | Tank | Tank |  | T | http://www.toronto.ca/TWONTO#chemical_storage_tank
58419 | THC-DCL-T-0100 | Tank, Storage 38% Sodium Bisulphite, Dechlorination | THC-DCL-SBS | Dechlorination -Outfall SBS System | Tank | Tank |  | T | http://www.toronto.ca/TWONTO#chemical_storage_tank
58420 | THC-DCL-T-0300 | Tank, Dilution Sodium Bisulphite, Dechlorination | THC-DCL | Dechlorination Process | Tank | Tank |  | T | http://www.toronto.ca/TWONTO#chemical_storage_tank
58421 | THC-DCL-T-0300 | Tank, Dilution Sodium Bisulphite, Dechlorination | THC-DCL-SBS-SBSS | Simulator SBS Dilution System-SBSS Feed | Tank | Tank |  | T | http://www.toronto.ca/TWONTO#chemical_storage_tank
58422 | THC-DCL-T-0400 | Tank, Feed 2% SBSS, Dechlorination | THC-DCL-SBS-SBSS | Simulator SBS Dilution System-SBSS Feed | Tank | Tank |  | T | http://www.toronto.ca/TWONTO#chemical_storage_tank
58423 | THC-DCL-T-0500 | Tank, Dilution Sodium Bisulphite, Dechlorination | THC-DCL | Dechlorination Process | Tank | Tank |  | T | http://www.toronto.ca/TWONTO#chemical_storage_tank
58424 | THC-DCL-T-0500 | Tank, Dilution Sodium Bisulphite, Dechlorination | THC-DCL-SBS-SBSS | Simulator SBS Dilution System-SBSS Feed | Tank | Tank |  | T | http://www.toronto.ca/TWONTO#chemical_storage_tank
58425 | THC-DCL-T-0600 | Tank, Feed 2% SBSS, Dechlorination | THC-DCL-SBS-SBSS | Simulator SBS Dilution System-SBSS Feed | Tank | Tank |  | T | http://www.toronto.ca/TWONTO#chemical_storage_tank
96226 | FIS-CL-T | Tank, Chlorine Tonners (Scale Changes & Deliveries) | FIS-GRK | FIS Buildings & Grounds |  | Tank |  |  | http://www.toronto.ca/TWONTO#chemical_storage_tank
27279 | FHO-WWW-T-0102 | Tank, Clarifier 0102, Waste Water System, Clarifier Building, West | FHO-WWW | Residue Management / Waste Water System | Tank,Reservoir | Tank |  | T | http://www.toronto.ca/TWONTO#clarifier
58799 | THC-DEW-STR-6411 | Strainer, Hydraulic Power Unit, Sliding Frame | THC-DEW-HPU-6410 | Hydraulic Power Pack,Sliding Frame,BTU Hopper 6400,Solids Treatment | Tank,Non-Pressurized | Tank |  | STR | http://www.toronto.ca/TWONTO#strainer
58800 | THC-DEW-STR-6412 | Strainer, Hydraulic Power Unit, Sliding Frame | THC-DEW-HPU-6410 | Hydraulic Power Pack,Sliding Frame,BTU Hopper 6400,Solids Treatment | Tank,Non-Pressurized | Tank |  | STR | http://www.toronto.ca/TWONTO#strainer
50973 | TAB-PRM-T-0420 | Tank, Coagulant, CEPT Coagulant Dosing System, Grit Bldg., P Bldg. | TAB-PRM-POL | P Building - Polymer system | Tank,Reservoir | Tank |  | T | http://www.toronto.ca/TWONTO#coagulation_tank
41289 | TAB-ACC-T-8901 | Tank, Condensation, Back Up | TAB-HRS-P-DEA | Deaerator Equipment/ Cndensation , | Tank | Tank |  | T | http://www.toronto.ca/TWONTO#pressure_vessel
107556 | TAB-ACC-T-8801 | Tank, Condensation, Main | TAB-HRS-P-DEA | Deaerator Equipment/ Cndensation , | Tank | Tank |  | T | http://www.toronto.ca/TWONTO#pressure_vessel
40911 | TAB-ACC-MEQ-7101 | Tank, Deaerator No.1 | TAB-HRS-P-DEA | Deaerator Equipment/ Cndensation , | Tank | Tank |  | MEQ | http://www.toronto.ca/TWONTO#pressure_vessel
40912 | TAB-ACC-MEQ-7201 | Tank, Deaerator No.2 | TAB-HRS-P-DEA | Deaerator Equipment/ Cndensation , | Tank | Tank |  | MEQ | http://www.toronto.ca/TWONTO#pressure_vessel
86047 | FHA-WWW-T-0002 | Tank, Decant Residue Equalization, RMF, Central Thickener Gallery | FHA-WWW-SLUDGE | Sludge Equalization Pumping | Tank | Tank |  | T | http://www.toronto.ca/TWONTO#sedimentation_tank
58809 | THC-DEW-T-2100 | Tank,Polymer Make-up,Polymer Make Up System | THC-DEW-POL-MAKEUP | Polymer Make Up System Dewatering | Tank,Reservoir | Tank |  | T | http://www.toronto.ca/TWONTO#chemical_storage_tank
58810 | THC-DEW-T-2309 | Hopper,Polymer Dry,Polymer Make-Up 2300, Polymer Make up System | THC-DEW-T-2300 | Tank,Polymer Make-up,Polymer Make Up System |  | Tank |  | T | http://www.toronto.ca/TWONTO#chemical_storage_tank
19302 | FHA-WWW-T-4011 | Tank, Decant, RMF, Decant Tanks Area | FHA-WWW-DECANT | Decant Tanks | Tank | Tank |  | T | http://www.toronto.ca/TWONTO#sedimentation_tank
19303 | FHA-WWW-T-4021 | Tank, Decant, RMF, Dicant Tanks Area | FHA-WWW-DECANT | Decant Tanks | Tank | Tank |  | T | http://www.toronto.ca/TWONTO#sedimentation_tank
19304 | FHA-WWW-T-4041 | Tank, Decant, RMF, Dicant Tanks Area | FHA-WWW-DECANT | Decant Tanks | Tank | Tank |  | T | http://www.toronto.ca/TWONTO#sedimentation_tank
58814 | THC-DEW-T-7140 | Tank, Storage, Liquid Polymer, Dewatering | THC-DEW-POL-FEED | Polymer Feed System Dewatering | Tank,Reservoir | Tank |  | T | http://www.toronto.ca/TWONTO#chemical_storage_tank
19307 | FHA-WWW-T-4061 | Tank, Decant, RMF, Dicant Tanks Area | FHA-WWW-DECANT | Decant Tanks | Tank | Tank |  | T | http://www.toronto.ca/TWONTO#sedimentation_tank
19308 | FHA-WWW-T-4071 | Tank, Decant, RMF, Dicant Tanks Area | FHA-WWW-DECANT | Decant Tanks | Tank | Tank |  | T | http://www.toronto.ca/TWONTO#sedimentation_tank
19309 | FHA-WWW-T-4091 | Tank, Decant, RMF, Dicant Tanks Area | FHA-WWW-DECANT | Decant Tanks | Tank | Tank |  | T | http://www.toronto.ca/TWONTO#sedimentation_tank
58818 | THC-DEW-T-7590 | Tank,Chemical,Heated Water Treatment for Centrate Analyzer 7590,Solid Treatment | THC-DEW-AIT-7590 | Analyzer,Density,Sample Buffer Tanks 7550&7560(future),DEW Centrate Sampling,Solid Treatment |  | Tank |  | T | http://www.toronto.ca/TWONTO#chemical_storage_tank
19310 | FHA-WWW-T-4101 | Tank, Decant, RMF, Dicant Tanks Area | FHA-WWW-DECANT | Decant Tanks | Tank | Tank |  | T | http://www.toronto.ca/TWONTO#sedimentation_tank
19311 | FHA-WWW-T-4101 | Tank, Decant, RMF, Dicant Tanks Area | FHA-WWW-T-4101-KQ | Tank Location, Decant 10 | Tank | Tank |  | T | http://www.toronto.ca/TWONTO#sedimentation_tank
86059 | FHA-WWW-T-4031 | Tank, Decant, RMF, Dicant Tanks Area | FHA-WWW-DECANT | Decant Tanks | Tank | Tank |  | T | http://www.toronto.ca/TWONTO#sedimentation_tank
60448 | THC-DIS-STRC-0001 | Disinfection Building and Concrete Tanks Containment structure, Sodium Hypochlorite System, Disinfection | THC-DIS | Disinfection (Chlorination) Process |  | Tank |  | STRC | containment_berm
60449 | THC-DIS-T-0020 | Tank,Sodium Hypochlorite Storage,Disinfection Bldg | THC-DIS | Disinfection (Chlorination) Process |  | Tank |  | T | http://www.toronto.ca/TWONTO#chemical_storage_tank
60450 | THC-DIS-T-0040 | Tank,Sodium Hypochlorite Storage,Disinfection Bldg | THC-DIS | Disinfection (Chlorination) Process |  | Tank |  | T | http://www.toronto.ca/TWONTO#chemical_storage_tank
60451 | THC-DIS-T-0060 | Tank,Sodium Hypochlorite Storage,Disinfection Bldg | THC-DIS | Disinfection (Chlorination) Process |  | Tank |  | T | http://www.toronto.ca/TWONTO#chemical_storage_tank
60452 | THC-DIS-T-0080 | Tank,Sodium Hypochlorite Storage,Disinfection Bldg | THC-DIS | Disinfection (Chlorination) Process |  | Tank |  | T | http://www.toronto.ca/TWONTO#chemical_storage_tank
60453 | THC-DIS-T-0100 | Tank, Sodium Hypochlorite, Disinfection | THC-DIS | Disinfection (Chlorination) Process |  | Tank |  | T | http://www.toronto.ca/TWONTO#chemical_storage_tank
86060 | FHA-WWW-T-4041 | Tank, Decant, RMF, Dicant Tanks Area | FHA-WWW-T-4041-KQ | Tank Location, Decant 4 | Tank | Tank |  | T | http://www.toronto.ca/TWONTO#sedimentation_tank
61719 | THC-FT-T-0100 | Tank, Secondary Clarifier | THC-FT-OLD PLANT | Secondary Clarifiers, Old Plant |  | Tank |  | T | http://www.toronto.ca/TWONTO#clarifier
61720 | THC-FT-T-0100 | Tank, Secondary Clarifier | THC-FT-T-OLD PLANT | Tank, Secondary Clarifier |  | Tank |  | T | http://www.toronto.ca/TWONTO#clarifier
61721 | THC-FT-T-0280 | Scum Pit, Tank 0200, Secondary Clarifier | THC-FT-T-0200 | Tank, Secondary Clarifier |  | Tank |  | T | http://www.toronto.ca/TWONTO#storage_tank
61722 | THC-FT-T-0300 | Tank, Secondary Clarifier | THC-FT-OLD PLANT | Secondary Clarifiers, Old Plant |  | Tank |  | T | http://www.toronto.ca/TWONTO#clarifier
61723 | THC-FT-T-0300 | Tank, Secondary Clarifier | THC-FT-T-OLD PLANT | Tank, Secondary Clarifier |  | Tank |  | T | http://www.toronto.ca/TWONTO#clarifier
61724 | THC-FT-T-0380 | Scum Pit, Tank 0300, Secondary Clarifier | THC-FT-T-0300 | Tank, Secondary Clarifier |  | Tank |  | T | http://www.toronto.ca/TWONTO#storage_tank
61725 | THC-FT-T-0480 | Scum Pit, Tank 0400, Secondary Clarifier | THC-FT-T-0400 | Tank, Secondary Clarifier |  | Tank |  | T | http://www.toronto.ca/TWONTO#storage_tank
61726 | THC-FT-T-0500 | Tank, Secondary Clarifier | THC-FT-OLD PLANT | Secondary Clarifiers, Old Plant |  | Tank |  | T | http://www.toronto.ca/TWONTO#clarifier
61727 | THC-FT-T-0500 | Tank, Secondary Clarifier | THC-FT-T-OLD PLANT | Tank, Secondary Clarifier |  | Tank |  | T | http://www.toronto.ca/TWONTO#clarifier
61728 | THC-FT-T-0580 | Scum Pit, Tank 0500, Secondary Clarifier | THC-FT-T-0500 | Tank, Secondary Clarifier |  | Tank |  | T | http://www.toronto.ca/TWONTO#storage_tank
61729 | THC-FT-T-0600 | Tank, Secondary Clarifier | THC-FT-OLD PLANT | Secondary Clarifiers, Old Plant |  | Tank |  | T | http://www.toronto.ca/TWONTO#clarifier
61730 | THC-FT-T-0600 | Tank, Secondary Clarifier | THC-FT-T-OLD PLANT | Tank, Secondary Clarifier |  | Tank |  | T | http://www.toronto.ca/TWONTO#clarifier
61731 | THC-FT-T-0800 | Tank, Secondary Clarifier | THC-FT-OLD PLANT | Secondary Clarifiers, Old Plant |  | Tank |  | T | http://www.toronto.ca/TWONTO#clarifier
61732 | THC-FT-T-0800 | Tank, Secondary Clarifier | THC-FT-T-OLD PLANT | Tank, Secondary Clarifier |  | Tank |  | T | http://www.toronto.ca/TWONTO#clarifier
61733 | THC-FT-T-0900 | Tank, Secondary Clarifier | THC-FT-PHASE I-IV | Secondary Clarifiers, Phase I-IV | Tank | Tank |  | T | http://www.toronto.ca/TWONTO#clarifier
61734 | THC-FT-T-0980 | Scum Pit, for Tank 0900, Secondary Clarifier | THC-FT-T-0900 | Tank, Secondary Clarifier | Tank,Non-Pressurized | Tank |  | T | http://www.toronto.ca/TWONTO#storage_tank
61735 | THC-FT-T-1000 | Tank, Secondary Clarifier | THC-FT-PHASE I-IV | Secondary Clarifiers, Phase I-IV | Tank | Tank |  | T | http://www.toronto.ca/TWONTO#clarifier
61736 | THC-FT-T-1100 | Tank, Secondary Clarifier | THC-FT-PHASE I-IV | Secondary Clarifiers, Phase I-IV | Tank | Tank |  | T | http://www.toronto.ca/TWONTO#clarifier
61737 | THC-FT-T-1180 | Scum Pit, Tank 1100, Secondary Clarifier | THC-FT-T-1100 | Tank, Secondary Clarifier | Tank,Non-Pressurized | Tank |  | T | http://www.toronto.ca/TWONTO#storage_tank
61738 | THC-FT-T-1200 | Tank, Secondary Clarifier | THC-FT-PHASE I-IV | Secondary Clarifiers, Phase I-IV | Tank | Tank |  | T | http://www.toronto.ca/TWONTO#clarifier
61739 | THC-FT-T-1280 | Scum Pit, Tank 1200, Secondary Clarifier | THC-FT-T-1200 | Tank, Secondary Clarifier | Tank,Non-Pressurized | Tank |  | T | http://www.toronto.ca/TWONTO#storage_tank
61740 | THC-FT-T-1300 | Tank, Secondary Clarifier | THC-FT-PHASE I-IV | Secondary Clarifiers, Phase I-IV | Tank | Tank |  | T | http://www.toronto.ca/TWONTO#clarifier
61741 | THC-FT-T-1500 | Tank, Secondary Clarifier | THC-FT-PHASE I-IV | Secondary Clarifiers, Phase I-IV | Tank | Tank |  | T | http://www.toronto.ca/TWONTO#clarifier
61742 | THC-FT-T-1600 | Tank, Secondary Clarifier | THC-FT-PHASE I-IV | Secondary Clarifiers, Phase I-IV | Tank | Tank |  | T | http://www.toronto.ca/TWONTO#clarifier
86061 | FHA-WWW-T-4051 | Tank, Decant, RMF, Dicant Tanks Area | FHA-WWW-DECANT | Decant Tanks | Tank | Tank |  | T | http://www.toronto.ca/TWONTO#sedimentation_tank
86062 | FHA-WWW-T-4081 | Tank, Decant, RMF, Dicant Tanks Area | FHA-WWW-DECANT | Decant Tanks | Tank | Tank |  | T | http://www.toronto.ca/TWONTO#sedimentation_tank
109812 | TAB-DEW-T-6001 | Tank, Dewatered Solids Silo DEW-T-6001 West, DEW Bsmt | TAB-DEW-SLUDGE SILO | Sludge Holding Tank System, Conveyors | Tank | Tank |  | T | http://www.toronto.ca/TWONTO#storage_tank
61992 | FCL-FLO-T-0101 | Tank, Flocculation | FCL-FLO | Flocculation | Tank,Reservoir | Tank |  | T | http://www.toronto.ca/TWONTO#flocculation_tank
44079 | TAB-DEW-T-6002 | Tank, Dewatered Solids Silo DEW-T-6002 West, DEW Bsmt | TAB-DEW-SLUDGE SILO | Sludge Holding Tank System, Conveyors | Tank | Tank |  | T | http://www.toronto.ca/TWONTO#storage_tank
44080 | TAB-DEW-T-6003 | Tank, Dewatered Solids Silo DEW-T-6003 East, DEW Bsmt | TAB-DEW-SLUDGE SILO | Sludge Holding Tank System, Conveyors | Tank | Tank |  | T | http://www.toronto.ca/TWONTO#storage_tank
109813 | TAB-DEW-T-6004 | Tank, Dewatered Solids Silo DEW-T-6004 East, DEW Bsmt | TAB-DEW-SLUDGE SILO | Sludge Holding Tank System, Conveyors | Tank | Tank |  | T | http://www.toronto.ca/TWONTO#storage_tank
16571 | FHA-DEW-T-0100 | Tank, Dewatering Wet Well, Dewatering Pumping Pump Building, S/E of Low Lift PS | FHA-AUX-DEW | Dewatering | Tank | Tank |  | T | http://www.toronto.ca/TWONTO#storage_tank
62263 | THC-INC-T-2083 | Tank, Air Receiver, Compressed Air System, Bldg. M | THC-ACC-BLDG M | Incineration Building, HVAC | Tank,Reservoir | Tank |  | T | http://www.toronto.ca/TWONTO#pressure_vessel
62264 | THC-INC-T-2083 | Tank, Air Receiver, Compressed Air System, Bldg. M | THC-MCS-AI/SA | Instrument/service Air Plant Wide | Tank,Reservoir | Tank |  | T | http://www.toronto.ca/TWONTO#pressure_vessel
96523 | FIS-DEW-T-0004 | Tank, Dewatering, Maintenance Hole No.5, Flow Metering Building | FIS-DEW | Dewatering & Drainage |  | Tank |  | T | http://www.toronto.ca/TWONTO#storage_tank
45492 | TAB-DIG-T-1200 | Tank, Digester tank, Digester 12 | TAB-DIG-T-09-12 | Digester Tanks 9-12 | Tank | Tank |  | T | http://www.toronto.ca/TWONTO#digester_tank
62669 | THC-MCS-T-0010 | Domestic Hot Water Tank, Building E | THC-PWA-HWT | Domestic Hot Water Tanks | Tank,Domestic Hot Water | Tank |  | T | http://www.toronto.ca/TWONTO#tanked_hot_water_heater
129121 | THC-STW-T-0012 | Tank, Discharge, Harvested Rainwater Circulation Pumps, Admin. Building | THC-STW | Storm Water |  | Tank |  | T | http://www.toronto.ca/TWONTO#storage_tank
62671 | THC-MCS-T-0015 | Domestic Hot Water Tank, Building A | THC-MCS-T-BLDG A | Domestic Hot Water Tank, Building A | Tank,Domestic Hot Water | Tank |  | T | http://www.toronto.ca/TWONTO#tanked_hot_water_heater
62672 | THC-MCS-T-0017 | Domestic Hot Water Tank (East), Building R | THC-MCS-T-BLDG K | Domestic Hot Water Tank, Building K | Tank,Domestic Hot Water | Tank |  | T | http://www.toronto.ca/TWONTO#tanked_hot_water_heater
62673 | THC-MCS-T-0018 | Domestic Hot Water Tank, Building J | THC-MCS-T-BLDG K | Domestic Hot Water Tank, Building K | Tank,Domestic Hot Water | Tank |  | T | http://www.toronto.ca/TWONTO#tanked_hot_water_heater
62674 | THC-MCS-T-0019 | Domestic Hot Water Tank, Building R | THC-MCS-T-BLDG K | Domestic Hot Water Tank, Building K | Tank,Domestic Hot Water | Tank |  | T | http://www.toronto.ca/TWONTO#tanked_hot_water_heater
62675 | THC-MCS-T-0021 | Domestic Hot Water Tank, Building M | THC-MCS-T-BLDG M | Domestic Hot Water Tank, Building M | Tank,Domestic Hot Water | Tank |  | T | http://www.toronto.ca/TWONTO#tanked_hot_water_heater
62676 | THC-MCS-T-0026 | Domestic Hot Water Tank, Building B | THC-PWA-HWT | Domestic Hot Water Tanks | Tank,Domestic Hot Water | Tank |  | T | http://www.toronto.ca/TWONTO#tanked_hot_water_heater
62677 | THC-MCS-T-0027 | Tank,Domestic Hot Water,Sub-Basement,South-West,Building U | THC-MCS-T-BLDG U | Domestic Hot Water Tank, Building U | Tank,Domestic Hot Water | Tank |  | T | http://www.toronto.ca/TWONTO#tanked_hot_water_heater
62678 | THC-MCS-T-0027 | Tank,Domestic Hot Water,Sub-Basement,South-West,Building U | THC-PWA-HWT | Domestic Hot Water Tanks | Tank,Domestic Hot Water | Tank |  | T | http://www.toronto.ca/TWONTO#tanked_hot_water_heater
62679 | THC-MCS-T-0110A | Domestic Hot Water Tank, Building K | THC-MCS-T-BLDG K | Domestic Hot Water Tank, Building K | Tank,Domestic Hot Water | Tank |  | T | http://www.toronto.ca/TWONTO#tanked_hot_water_heater
62680 | THC-MCS-T-5201 | Tank, Hot Water, Heater, Water Tank, Electric, Janitor room | THC-ACC-BLDG X | New Workshop WA2 Building HVAC |  | Tank |  | T | http://www.toronto.ca/TWONTO#tanked_hot_water_heater
63052 | THC-OCS-F-0100 | Filter, Modular Biofilter #1, Phase I/IV Odour Control | THC-OCS-BLDG O | Aeration Building Odour Control Systems | Vessel | Tank |  | F | http://www.toronto.ca/TWONTO#filtration_tank
63053 | THC-OCS-F-0400 | Filter, Modular Biofilter #2, Phase I/IV Odour Control | THC-OCS-BLDG-O | Phase IV, Building O Odour Control System | Vessel | Tank |  | F | http://www.toronto.ca/TWONTO#filtration_tank
63054 | THC-OCS-F-6100 | Filter, Biofilter Cell, Headworks Odour Control | THC-PLT-BIOFILTER | Biofilter system | Filter | Tank |  | F | http://www.toronto.ca/TWONTO#filtration_tank
63055 | THC-OCS-F-6200 | Filter, Biofilter Cell, Headworks Odour Control | THC-PLT-BIOFILTER | Biofilter system | Filter | Tank |  | F | http://www.toronto.ca/TWONTO#filtration_tank
63056 | THC-OCS-F-6200 | Filter, Biofilter Cell, Headworks Odour Control | THC-PLT-BLDG-0001 | New Head House, preliminary process | Filter | Tank |  | F | http://www.toronto.ca/TWONTO#filtration_tank
63057 | THC-OCS-F-6300 | Filter, Biofilter Cell, Headworks Odour Control | THC-PLT-BIOFILTER | Biofilter system | Filter | Tank |  | F | http://www.toronto.ca/TWONTO#filtration_tank
63058 | THC-OCS-F-6300 | Filter, Biofilter Cell, Headworks Odour Control | THC-PLT-BLDG-0001 | New Head House, preliminary process | Filter | Tank |  | F | http://www.toronto.ca/TWONTO#filtration_tank
134034 | THR-DIS-T-1400 | Tank, Disinfection, Plant Outfall Palace Pier | THR-DIS-T-PP | Disinfection, Tank, Palace Pier | Tank | Tank |  | T | http://www.toronto.ca/TWONTO#chemical_contact_tank
63797 | THC-PLT-T-6100 | Reservoir, Oil, Hydraulic Pack 1, Bar Screens | THC-PLT-BAR SCREENS | Bar Screening | Tank,Reservoir | Tank | 40024 | T | http://www.toronto.ca/TWONTO#chemical_storage_tank
63879 | FCL-PAC-T-0201 | Tank, Storage, Powder Activated Carbon, Dry Chemical Building PAC Tanks | FCL-PAC | Taste and Odour Control (PAC) | Tank,Non-Pressurized | Tank |  | T | http://www.toronto.ca/TWONTO#chemical_storage_tank
63880 | FCL-PAC-T-0301 | Tank, Storage, Powder Activated Carbon, ry Chemical Building PAC Tanks | FCL-PAC | Taste and Odour Control (PAC) | Tank,Non-Pressurized | Tank |  | T | http://www.toronto.ca/TWONTO#chemical_storage_tank
86049 | FHA-WWW-T-0005 | Tank, Diversion Chamber, RMF Building, Recycle Area | FHA-WWW | Residue Management / Waste Water System | Tank | Tank |  | T | http://www.toronto.ca/TWONTO#storage_tank
64094 | THC-PRM-CH-0280 | Scum Pit, Tank 0200, Primary Clarifier | THC-PRM-T-0200 | Tank, Primary Clarifier | Tank | Tank |  | CH | http://www.toronto.ca/TWONTO#storage_tank
64095 | THC-PRM-CH-0580 | Scum Pit, Tank 0500, Primary Clarifier | THC-PRM-T-0500 | Tank, Primary Clarifier | Tank | Tank |  | CH | http://www.toronto.ca/TWONTO#storage_tank
64096 | THC-PRM-CH-0780 | Scum Pit, Tank 0700, Primary Clarifier | THC-PRM-T-0700 | Tank, Primary Clarifier | Tank | Tank |  | CH | http://www.toronto.ca/TWONTO#storage_tank
64097 | THC-PRM-CH-0880 | Scum Pit, Tank 0800, Primary Clarifier | THC-PRM-T-0800 | Tank, Primary Clarifier | Tank | Tank |  | CH | http://www.toronto.ca/TWONTO#storage_tank
87692 | WTR-PRH-T-1101 | Tank, Domestic Water | WTR-PRH-AUX | Auxiliary Equipment (Building Facilities) | Tank | Tank |  | T | http://www.toronto.ca/TWONTO#tanked_hot_water_heater
44063 | TAB-DEW-T-0130 | Tank, DWS from Centrifuge #1 | TAB-DEW-P-0131 | Pump,DW Sludge | Tank | Tank | 46216 | T | http://www.toronto.ca/TWONTO#storage_tank
64100 | THC-PRM-CH-5200 | Scum Pit,Tank 0900 & 1000, Primary Clarifier | THC-PRM-T-0900 | Tank, Primary Clarifier | Tank,Water Elevated | Tank |  | CH | http://www.toronto.ca/TWONTO#storage_tank
64101 | THC-PRM-CH-5300 | Scum Pit,Tank 1100 & 1200, Primary Clarifier | THC-PRM-CLAR | Primary Clarification | Tank,Water Elevated | Tank |  | CH | http://www.toronto.ca/TWONTO#storage_tank
44064 | TAB-DEW-T-0130 | Tank, DWS from Centrifuge #1 | TAB-SUSPENDED ENTITY | Suspended entities | Tank | Tank | 46216 | T | http://www.toronto.ca/TWONTO#storage_tank
109790 | TAB-DEW-T-0130 | Tank, DWS from Centrifuge #1 | TAB-DEW SLUDGE CAKE | Sludge Cake Pumping | Tank | Tank | 46216 | T | http://www.toronto.ca/TWONTO#storage_tank
109791 | TAB-DEW-T-0230 | Tank, DWS from Centrifuge #2 | TAB-DEW-P-0231 | Pump, Sludge Cake Transfer, Baby Schwing #2, Dewater. Bldg, 2/F SW | Tank | Tank |  | T | http://www.toronto.ca/TWONTO#storage_tank
109792 | TAB-DEW-T-0330 | Tank, DWS from Centrifuge #3 | TAB-DEW-P-0331 | Pump, Baby Schwing #3, Sludge Cake Transfer, Dewater. Bldg, 2/F SE | Tank | Tank |  | T | http://www.toronto.ca/TWONTO#storage_tank
44065 | TAB-DEW-T-0430 | Tank, DWS from Centrifuge #4 | TAB-DEW-P-0431 | Pump, Baby Schwing #4, Sludge Cake Transfer, Dewater. Bldg, 2/F SE Middle | Tank | Tank |  | T | http://www.toronto.ca/TWONTO#storage_tank
109793 | TAB-DEW-T-0530 | Tank, DWS from Centrifuge #5 | TAB-DEW-P-0531 | Pump, Sludge Cake Transfer, Baby Schwing #5, Dewater. Bldg, 2/F NW middle | Tank | Tank |  | T | http://www.toronto.ca/TWONTO#storage_tank
109794 | TAB-DEW-T-0630 | Tank, DWS from Centrifuge #6 | TAB-DEW-P-0631 | Pump, Sludge Cake Transfer, Baby Schwing #6, Dewater. Bldg, 2/F NW | Tank | Tank |  | T | http://www.toronto.ca/TWONTO#storage_tank
109795 | TAB-DEW-T-0730 | Tank, DWS from Centrifuge #7 | TAB-DEW-P-0731 | Pump, Sludge Cake Transfer, Baby Schwing #7, Dewater. Bldg, 2/F NE | Tank | Tank |  | T | http://www.toronto.ca/TWONTO#storage_tank
44066 | TAB-DEW-T-0830 | Tank, DWS from Centrifuge #8 | TAB-DEW-P-0831 | Pump, Sludge Cake Transfer, Baby Schwing #8, Dewater. Bldg, 2/F NE middle | Tank | Tank |  | T | http://www.toronto.ca/TWONTO#storage_tank
86046 | FHA-WWW-T-0001 | Tank, Effluent, RMF, Thickener Gallery East | FHA-WWW-EFFL | Effluent Discharge | Tank | Tank |  | T | http://www.toronto.ca/TWONTO#storage_tank
96521 | FIS-DEW-T-0001 | Tank, Filter Pipe Gallery Drain Sump, Filter Building, Pump Room East Side | FIS-DEW | Dewatering & Drainage |  | Tank |  | T | http://www.toronto.ca/TWONTO#storage_tank
19312 | FHA-WWW-T-5001 | Tank, Filter Ripening Flow Tank | FHA-WWW-RIPENING | Filter Ripening Flow | Tank | Tank |  | T | http://www.toronto.ca/TWONTO#storage_tank
75238 | THR-FT-T-0700S | Tank, Final Settling, Mixed Liquor, Secondary Clarification - South | THR-FT-T | Final Sedimentation Tank & Dedicated WAS Pumping | Tank | Tank | 38975 | T | http://www.toronto.ca/TWONTO#sedimentation_tank
75231 | THR-FT-T-0300 | Tank, Final Settling, Mixed Liquor, Secondary Clarification - South (Tank#03) | THR-FT-T | Final Sedimentation Tank & Dedicated WAS Pumping | Tank | Tank |  | T | http://www.toronto.ca/TWONTO#sedimentation_tank
75232 | THR-FT-T-0500 | Tank, Final Settling, Mixed Liquor, Secondary Clarification - South (Tank#05) | THR-FT-T | Final Sedimentation Tank & Dedicated WAS Pumping | Tank | Tank |  | T | http://www.toronto.ca/TWONTO#sedimentation_tank
75236 | THR-FT-T-0600 | Tank, Final Settling, Mixed Liquor, Secondary Clarification - South (Tank#06) | THR-FT-T | Final Sedimentation Tank & Dedicated WAS Pumping | Tank | Tank |  | T | http://www.toronto.ca/TWONTO#sedimentation_tank
75242 | THR-FT-T-1300 | Tank, Final Settling, Mixed Liquor, Secondary Treatment, Secondary Clarification - North (Tank#13) | THR-FT-T | Final Sedimentation Tank & Dedicated WAS Pumping | Tank | Tank |  | T | http://www.toronto.ca/TWONTO#sedimentation_tank
75245 | THR-FT-T-1800 | Tank, Final Settling, Mixed Liquor, Secondary Treatment, Secondary Clarification - North (Tank#18) | THR-FT-T | Final Sedimentation Tank & Dedicated WAS Pumping | Tank | Tank |  | T | http://www.toronto.ca/TWONTO#sedimentation_tank
75237 | THR-FT-T-0600S | Tank, Final Settling, Mixed Liquor, Secondary Treatment, Secondary Clarification - South | THR-FT-T | Final Sedimentation Tank & Dedicated WAS Pumping | Tank | Tank | 38971 | T | http://www.toronto.ca/TWONTO#sedimentation_tank
75239 | THR-FT-T-0900S | Tank, Final Settling, Mixed Liquor, Secondary Treatment, Secondary Clarification - South | THR-FT-T | Final Sedimentation Tank & Dedicated WAS Pumping | Tank | Tank | 40995 | T | http://www.toronto.ca/TWONTO#sedimentation_tank
75240 | THR-FT-T-1000S | Tank, Final Settling, Mixed Liquor, Secondary Treatment, Secondary Clarification - South | THR-FT-T | Final Sedimentation Tank & Dedicated WAS Pumping | Tank | Tank | 40999 | T | http://www.toronto.ca/TWONTO#sedimentation_tank
64873 | THC-PRM-T-0200 | Tank, Primary Clarifier | THC-PRM-CLAR | Primary Clarification | Tank | Tank |  | T | http://www.toronto.ca/TWONTO#clarifier
64874 | THC-PRM-T-0200 | Tank, Primary Clarifier | THC-PRM-T | Tank, Primary Clarifier | Tank | Tank |  | T | http://www.toronto.ca/TWONTO#clarifier
64875 | THC-PRM-T-0300 | Tank, Primary Clarifier | THC-PRM-CLAR | Primary Clarification | Tank | Tank |  | T | http://www.toronto.ca/TWONTO#clarifier
64876 | THC-PRM-T-0300 | Tank, Primary Clarifier | THC-PRM-T | Tank, Primary Clarifier | Tank | Tank |  | T | http://www.toronto.ca/TWONTO#clarifier
64877 | THC-PRM-T-0400 | Tank, Primary Clarifier | THC-PRM-CLAR | Primary Clarification | Tank | Tank |  | T | http://www.toronto.ca/TWONTO#clarifier
64878 | THC-PRM-T-0400 | Tank, Primary Clarifier | THC-PRM-T | Tank, Primary Clarifier | Tank | Tank |  | T | http://www.toronto.ca/TWONTO#clarifier
64879 | THC-PRM-T-0500 | Tank, Primary Clarifier | THC-PRM-CLAR | Primary Clarification | Tank | Tank |  | T | http://www.toronto.ca/TWONTO#clarifier
64880 | THC-PRM-T-0500 | Tank, Primary Clarifier | THC-PRM-T | Tank, Primary Clarifier | Tank | Tank |  | T | http://www.toronto.ca/TWONTO#clarifier
64881 | THC-PRM-T-0700 | Tank, Primary Clarifier | THC-PRM-CLAR | Primary Clarification | Tank | Tank |  | T | http://www.toronto.ca/TWONTO#clarifier
64919 | THC-PRM-T-0700 | Tank, Primary Clarifier | THC-PRM-T | Tank, Primary Clarifier | Tank | Tank |  | T | http://www.toronto.ca/TWONTO#clarifier
64920 | THC-PRM-T-0800 | Tank, Primary Clarifier | THC-PRM-CLAR | Primary Clarification | Tank | Tank |  | T | http://www.toronto.ca/TWONTO#clarifier
64921 | THC-PRM-T-0800 | Tank, Primary Clarifier | THC-PRM-T | Tank, Primary Clarifier | Tank | Tank |  | T | http://www.toronto.ca/TWONTO#clarifier
64922 | THC-PRM-T-0910 | Oil Tank, Hydraulic Power System for Sludge Bottom Scraper Mechanism, Primary Clarifier 0900, SW Plant | THC-PRM-T-0900 | Tank, Primary Clarifier | Tank,Reservoir | Tank |  | T | http://www.toronto.ca/TWONTO#chemical_storage_tank
64923 | THC-PRM-T-1000 | Tank, Primary Clarifier | THC-PRM-T | Tank, Primary Clarifier | Tank,Water Elevated | Tank |  | T | http://www.toronto.ca/TWONTO#clarifier
64924 | THC-PRM-T-1010 | Tank, Hydraulic Power System for Sludge Bottom Scraper Mechanism, Tank 1000, Primary Clarifier | THC-PRM-T-1000 | Tank, Primary Clarifier | Tank,Reservoir | Tank |  | T | http://www.toronto.ca/TWONTO#chemical_storage_tank
64925 | THC-PRM-T-1100 | Tank, Primary Clarifier | THC-PRM-CLAR | Primary Clarification | Tank,Water Elevated | Tank |  | T | http://www.toronto.ca/TWONTO#clarifier
64926 | THC-PRM-T-1110 | Oil Tank, Hydraulic Power System for Sludge Bottom Scraper Mechanism, Primary Clarifier 1100, NW Plant | THC-PRM-T-1100 | Tank, Primary Clarifier | Tank,Reservoir | Tank |  | T | http://www.toronto.ca/TWONTO#chemical_storage_tank
64927 | THC-PRM-T-1200 | Tank, Primary Clarifier | THC-PRM-CLAR | Primary Clarification | Tank,Water Elevated | Tank |  | T | http://www.toronto.ca/TWONTO#clarifier
64928 | THC-PRM-T-1210 | Oil Tank, Hydraulic Power System for Sludge Bottom Scraper Mechanism, Primary Clarifier 1200, NW Plant | THC-PRM-T-1200 | Tank, Primary Clarifier | Tank,Reservoir | Tank |  | T | http://www.toronto.ca/TWONTO#chemical_storage_tank
64929 | THC-PRM-T-1270 | Oil Tank, Hydraulic Power System for Scum Skimmer System, Primary Clarifier 1200 | THC-PRM-T-1200 | Tank, Primary Clarifier | Tank,Reservoir | Tank |  | T | http://www.toronto.ca/TWONTO#chemical_storage_tank
65463 | THC-PRS-STRC-0001 | Ferrous Chloride Storage Tank Concrete Containment Structure | THC-PRS | Phosphorus Removal, sub-process |  | Tank |  | STRC | containment_berm
65464 | THC-PRS-T-0100 | Tank, FRP, Ferrous Chloride, Storage, Storage Tank Area | THC-PRS | Phosphorus Removal, sub-process | Tank | Tank |  | T | http://www.toronto.ca/TWONTO#chemical_storage_tank
65465 | THC-PRS-T-0100 | Tank, FRP, Ferrous Chloride, Storage, Storage Tank Area | THC-PRS-BLDG | Phosphorous removal system, Building and Storage | Tank | Tank |  | T | http://www.toronto.ca/TWONTO#chemical_storage_tank
65466 | THC-PRS-T-0200 | Tank, FRP, Ferrous Chloride, Storage, Storage Tank Area | THC-PRS | Phosphorus Removal, sub-process | Tank | Tank |  | T | http://www.toronto.ca/TWONTO#chemical_storage_tank
65467 | THC-PRS-T-0200 | Tank, FRP, Ferrous Chloride, Storage, Storage Tank Area | THC-PRS-BLDG | Phosphorous removal system, Building and Storage | Tank | Tank |  | T | http://www.toronto.ca/TWONTO#chemical_storage_tank
65468 | THC-PRS-T-0300 | Tank, FRP, Ferrous Chloride, Storage, Storage Tank Area | THC-PRS | Phosphorus Removal, sub-process | Tank | Tank |  | T | http://www.toronto.ca/TWONTO#chemical_storage_tank
65469 | THC-PRS-T-0300 | Tank, FRP, Ferrous Chloride, Storage, Storage Tank Area | THC-PRS-BLDG | Phosphorous removal system, Building and Storage | Tank | Tank |  | T | http://www.toronto.ca/TWONTO#chemical_storage_tank
65470 | THC-PRS-T-0400 | Tank, FRP, Ferrous Chloride, Storage, Storage Tank Area | THC-PRS-BLDG | Phosphorous removal system, Building and Storage |  | Tank |  | T | http://www.toronto.ca/TWONTO#chemical_storage_tank
65483 | FCL-SES-T-0102 | Tank, Expansion,Eyewash Station/Shower Water Heater T-0101,Dry Chemical Bldg, Alum Containment Area | FCL-SES-T-0101 | Tank, Hot Water Heater, Water to Eyewash Station/Shower, Dry Chemical Bldg, Alum Containment Area | Tank,Reservoir | Tank |  | T | expansion_tank
65504 | FCL-SM-T-0101-SUS | Storage, Caustic Soda System | FCL-SM | Spill Management | Tank,Non-Pressurized | Tank | 36715 | T | http://www.toronto.ca/TWONTO#chemical_storage_tank
65505 | FCL-SM-T-0201-SUS | Storage, Caustic Soda System | FCL-SUSPENDED | Suspended entity | Tank,Non-Pressurized | Tank | 36716 | T | http://www.toronto.ca/TWONTO#chemical_storage_tank
65506 | FCL-SM-T-0301-SUS | Storage, Caustic Soda System | FCL-SUSPENDED | Suspended entity | Tank,Non-Pressurized | Tank | 36717 | T | http://www.toronto.ca/TWONTO#chemical_storage_tank
75241 | THR-FT-T-1100S | Tank, Final Settling, Mixed Liquor, Secondary Treatment, Secondary Clarification - South | THR-FT-T | Final Sedimentation Tank & Dedicated WAS Pumping | Tank | Tank | 41000 | T | http://www.toronto.ca/TWONTO#sedimentation_tank
66384 | THC-SES-T-0181 | Tank,Expansion,Domestic Potable Water,Boiler Building | THC-SES-SQ-EYE | Eyewash Stations THC (Virtual entity #) |  | Tank |  | T | expansion_tank
66448 | THC-STR-CH-8082 | Tank, Contact Chamber, Odour Control, Old Plant | THC-ODOUR-OLD PLANT | Odour Control | Tank | Tank |  | CH | http://www.toronto.ca/TWONTO#chemical_contact_tank
66678 | THC-STR-T-0036 | Tank, Sodium Hypochlorite, Disinfection | THC-DIS | Disinfection (Chlorination) Process | Tank,Non-Pressurized | Tank |  | T | http://www.toronto.ca/TWONTO#chemical_storage_tank
66679 | THC-STR-T-0037 | Tank, Sodium Hypochlorite, Disinfection | THC-DIS | Disinfection (Chlorination) Process | Tank,Non-Pressurized | Tank |  | T | http://www.toronto.ca/TWONTO#chemical_storage_tank
66680 | THC-STR-T-1380 | Scum Pit, Tank 1300, Secondary Clarifier | THC-FT-T-1300 | Tank, Secondary Clarifier | Tank,Non-Pressurized | Tank |  | T | http://www.toronto.ca/TWONTO#storage_tank
66681 | THC-STR-T-8030 | Tank, Hypochlorite Storage, Odour Control, Old Plant | THC-ODOUR-OLD PLANT | Odour Control |  | Tank | 33424 | T | http://www.toronto.ca/TWONTO#chemical_storage_tank
66682 | THC-STR-T-8030 | Tank, Hypochlorite Storage, Odour Control, Old Plant | THC-SUSPENDED | Suspended entity |  | Tank | 33424 | T | http://www.toronto.ca/TWONTO#chemical_storage_tank
66683 | THC-STR-T-8130 | Tank, Hypochlorite Storage, Phase I, Secondary Clarifier | THC-ODOUR-PHASE I-IV | Odour Control | Tank | Tank | 33425 | T | http://www.toronto.ca/TWONTO#chemical_storage_tank
66684 | THC-STR-T-8130 | Tank, Hypochlorite Storage, Phase I, Secondary Clarifier | THC-SUSPENDED | Suspended entity | Tank | Tank | 33425 | T | http://www.toronto.ca/TWONTO#chemical_storage_tank
66685 | THC-STR-T-8200 | Tank, Hypochlorite Storage, Phase I, Secondary Clarifier | THC-ODOUR-PHASE I-IV | Odour Control | Tank | Tank | 33426 | T | http://www.toronto.ca/TWONTO#chemical_storage_tank
66686 | THC-STR-T-8200 | Tank, Hypochlorite Storage, Phase I, Secondary Clarifier | THC-SUSPENDED | Suspended entity | Tank | Tank | 33426 | T | http://www.toronto.ca/TWONTO#chemical_storage_tank
66687 | THC-STR-T-8282 | Tank, Contact Chamber, Phase I, Secondary Clarifier | THC-ODOUR-PHASE I-IV | Odour Control | Tank | Tank |  | T | http://www.toronto.ca/TWONTO#chemical_contact_tank
66688 | THC-STR-T-8400 | Tank, Hypoclorite, Phase IV, Secondary Clarifier | THC-ODOUR-PHASE I-IV | Odour Control | Tank | Tank | 33428 | T | http://www.toronto.ca/TWONTO#chemical_storage_tank
66689 | THC-STR-T-8400 | Tank, Hypoclorite, Phase IV, Secondary Clarifier | THC-SUSPENDED | Suspended entity | Tank | Tank | 33428 | T | http://www.toronto.ca/TWONTO#chemical_storage_tank
66845 | THC-STW-T-0021 | Tank, Chlorine Storage, Feature Treatment Loop, Storm Water System, Admin. Building | THC-STW | Storm Water |  | Tank |  | T | http://www.toronto.ca/TWONTO#chemical_storage_tank
66846 | THC-STW-T-0022 | Tank, Chlorine Storage, Filteration/Chlorination, Storm Water System, Admin. Building | THC-STW | Storm Water |  | Tank |  | T | http://www.toronto.ca/TWONTO#chemical_storage_tank
67058 | THC-THK-T-1100 | Tank,Make-up,Polymer Make-up System-1100,Thickening Building | THC-THK-ELS | TWAS Elecftrical equipment Sludge Thickening | Chemical Feeder | Tank |  | T | http://www.toronto.ca/TWONTO#chemical_storage_tank
67059 | THC-THK-T-1100 | Tank,Make-up,Polymer Make-up System-1100,Thickening Building | THC-THK-POL | Thickening Polymer System | Chemical Feeder | Tank |  | T | http://www.toronto.ca/TWONTO#chemical_storage_tank
67060 | THC-THK-T-1100 | Tank,Make-up,Polymer Make-up System-1100,Thickening Building | THC-THK-TWAS | Waste Activated Sludge Thickening | Chemical Feeder | Tank |  | T | http://www.toronto.ca/TWONTO#chemical_storage_tank
67061 | THC-THK-T-1120 | Tank,Mixing,Polymer Make-up System-1100,Thickening Building | THC-THK-POL | Thickening Polymer System | Chemical Feeder | Tank |  | T | http://www.toronto.ca/TWONTO#chemical_storage_tank
67062 | THC-THK-T-1130 | Tank,Mixing,Polymer Make-up System-1100,Thickening Building | THC-THK-POL | Thickening Polymer System | Chemical Feeder | Tank |  | T | http://www.toronto.ca/TWONTO#chemical_storage_tank
67063 | THC-THK-T-1130 | Tank,Mixing,Polymer Make-up System-1100,Thickening Building | THC-THK-T-1100 | Tank,Make-up,Polymer Make-up System-1100,Thickening Building | Chemical Feeder | Tank |  | T | http://www.toronto.ca/TWONTO#chemical_storage_tank
67064 | THC-THK-T-1130 | Tank,Mixing,Polymer Make-up System-1100,Thickening Building | THC-THK-TWAS | Waste Activated Sludge Thickening | Chemical Feeder | Tank |  | T | http://www.toronto.ca/TWONTO#chemical_storage_tank
67065 | THC-THK-T-1220 | Tank,Mixing,Polymer Make-up System-1200,Thickening Building | THC-THK-POL | Thickening Polymer System | Chemical Feeder | Tank |  | T | http://www.toronto.ca/TWONTO#chemical_storage_tank
67066 | THC-THK-T-1220 | Tank,Mixing,Polymer Make-up System-1200,Thickening Building | THC-THK-T-1200 | Tank,Make-up,Polymer Make-up System-1200,Thickening Building | Chemical Feeder | Tank |  | T | http://www.toronto.ca/TWONTO#chemical_storage_tank
67067 | THC-THK-T-1230 | Tank,Mixing,Polymer Make-up System-1200,Thickening Building | THC-THK-POL | Thickening Polymer System | Chemical Feeder | Tank |  | T | http://www.toronto.ca/TWONTO#chemical_storage_tank
67068 | THC-THK-T-1230 | Tank,Mixing,Polymer Make-up System-1200,Thickening Building | THC-THK-TWAS | Waste Activated Sludge Thickening | Chemical Feeder | Tank |  | T | http://www.toronto.ca/TWONTO#chemical_storage_tank
75243 | THR-FT-T-1500 | Tank, Final Settling, Mixed Liquor, Secondary Treatment, Secondary Clarification - South (Tank#15) | THR-FT-T | Final Sedimentation Tank & Dedicated WAS Pumping | Tank | Tank |  | T | http://www.toronto.ca/TWONTO#sedimentation_tank
75244 | THR-FT-T-1700 | Tank, Final Settling, Mixed Liquor, Secondary Treatment, Secondary Clarification -South (Tank#17) | THR-FT-T | Final Sedimentation Tank & Dedicated WAS Pumping | Tank | Tank |  | T | http://www.toronto.ca/TWONTO#sedimentation_tank
34291 | KU2047A | Tank, Flash | TAB-HRS-T | Steam Flash Tanks & Controls | Tank | Tank |  |  | http://www.toronto.ca/TWONTO#pressure_vessel
41280 | TAB-ACC-T-7301 | Tank, Flash | TAB-HRS-T | Steam Flash Tanks & Controls | Tank | Tank |  | T | http://www.toronto.ca/TWONTO#pressure_vessel
41282 | TAB-ACC-T-7401 | Tank, Flash | TAB-HRS-T | Steam Flash Tanks & Controls | Tank | Tank |  | T | http://www.toronto.ca/TWONTO#pressure_vessel
41285 | TAB-ACC-T-7701 | Tank, Flash | TAB-HRS-T | Steam Flash Tanks & Controls | Tank | Tank |  | T | http://www.toronto.ca/TWONTO#pressure_vessel
71783 | THR-DIG-T-5411 | Tank, Gas Scrubber, Digester Tank 0300 | THR-DIG-SB-2 | Scrubber Building 2, Digester 3 & 4 | Scrubber | Tank |  | T | http://www.toronto.ca/TWONTO#air_scrubber
71782 | THR-DIG-T-5111 | Tank, Gas Scrubber, Digester Tank 0400 | THR-DIG-SB-2 | Scrubber Building 2, Digester 3 & 4 | Scrubber | Tank |  | T | http://www.toronto.ca/TWONTO#air_scrubber
71784 | THR-DIG-T-5415 | Tank, Gas Scrubber, Digester Tank 0500 | THR-DIG-SB | Scrubbers, Digester Tanks 1-10 | Scrubber | Tank |  | T | http://www.toronto.ca/TWONTO#air_scrubber
71785 | THR-DIG-T-5415 | Tank, Gas Scrubber, Digester Tank 0500 | THR-DIG-SB-3 | Scrubber Building 3, Digester 5 & 6 | Scrubber | Tank |  | T | http://www.toronto.ca/TWONTO#air_scrubber
68475 | THR-ACC-T-0001 | Tank, Glycol Skid, Digester Mezzanine South, AHU-01 | THR-ACC-T | Air Conditioning, Glycol Heating Packages | Tank | Tank |  | T | http://www.toronto.ca/TWONTO#chemical_storage_tank
68476 | THR-ACC-T-0101 | Tank, Glycol Skid, Grit Bldg, Old Stores, Gallery Ventilation, Zone 1A,1B | THR-ACC-AHU-0750 | Air Handling Unit, Blow Thru, North Grit Bldg, Gallery Ventilation, Zone 1A and 1B | Tank | Tank |  | T | http://www.toronto.ca/TWONTO#chemical_storage_tank
68477 | THR-ACC-T-0101 | Tank, Glycol Skid, Grit Bldg, Old Stores, Gallery Ventilation, Zone 1A,1B | THR-ACC-GRIT | Heating, Ventilation and Air Conditioning, Grit Building | Tank | Tank |  | T | http://www.toronto.ca/TWONTO#chemical_storage_tank
68478 | THR-ACC-T-0101 | Tank, Glycol Skid, Grit Bldg, Old Stores, Gallery Ventilation, Zone 1A,1B | THR-ACC-T | Air Conditioning, Glycol Heating Packages | Tank | Tank |  | T | http://www.toronto.ca/TWONTO#chemical_storage_tank
68479 | THR-ACC-T-0201 | Tank, Glycol Skid, STB North Wall, Digesters 1-6, Gallery Ventilation, Zone 1A, 1B | THR-ACC-DIG | Air Conditioning, HVAC, Digesters | Tank | Tank |  | T | http://www.toronto.ca/TWONTO#chemical_storage_tank
68480 | THR-ACC-T-0206 | Tank, Glycol Make-Up Package, STB Basement | THR-ACC-T | Air Conditioning, Glycol Heating Packages | Tank | Tank |  | T | http://www.toronto.ca/TWONTO#chemical_storage_tank
68481 | THR-ACC-T-0401S | Tank, Glycol Heating Package, T17 East, Gallery Ventilation, Zone 2A and 2B | THR-ACC-AHU | Air Conditioning, Air Handling Unit, Gallery Ventilation | Tank | Tank | 46681 | T | http://www.toronto.ca/TWONTO#chemical_storage_tank
68482 | THR-ACC-T-0401S | Tank, Glycol Heating Package, T17 East, Gallery Ventilation, Zone 2A and 2B | THR-ACC-AHU-0753S | Air Handling Unit, Air Curtain, T17 East, Gallery Ventilation, Zone 2A, 2B and 2C | Tank | Tank | 46681 | T | http://www.toronto.ca/TWONTO#chemical_storage_tank
68483 | THR-ACC-T-0501 | Tank, Glycol Heating Package "A", Engine Room Bsmt., Behind Elevator, Admin Ventilation | THR-ACC-T | Air Conditioning, Glycol Heating Packages | Tank | Tank |  | T | http://www.toronto.ca/TWONTO#chemical_storage_tank
68484 | THR-ACC-T-0520S | Tank, Hot Water, Return Sludge Pumping Station, Basement | THR-ACC-BO | Air Conditioning, Heating and Ventilation, Boiler | Tank | Tank | 46682 | T | http://www.toronto.ca/TWONTO#tanked_hot_water_heater
68485 | THR-ACC-T-0520S | Tank, Hot Water, Return Sludge Pumping Station, Basement | THR-ACC-T | Air Conditioning, Glycol Heating Packages | Tank | Tank | 46682 | T | http://www.toronto.ca/TWONTO#tanked_hot_water_heater
68486 | THR-ACC-T-0532 | Tank, Expansion, Hot Water, Engine Room Basement (CRN-M0849.5,TSSA UID-100004836, SNo.-5.1171682) | THR-ACC-BO | Air Conditioning, Heating and Ventilation, Boiler | Tank | Tank |  | T | expansion_tank
68487 | THR-ACC-T-0532S | Tank, Expansion, Hot Water, Engine Room Basement | THR-ACC-BO | Air Conditioning, Heating and Ventilation, Boiler | Tank | Tank | 40934 | T | expansion_tank
68488 | THR-ACC-T-0535S | Tank, Expansion, Hot Water, Grit Building Boiler Room | THR-ACC-BO | Air Conditioning, Heating and Ventilation, Boiler | Tank | Tank | 37960 | T | expansion_tank
68489 | THR-ACC-T-0601 | Tank, Glycol Heating Package, T-23, East Maintenance, Gallery Ventilation, Zone 3A | THR-ACC-AHU | Air Conditioning, Air Handling Unit, Gallery Ventilation | Tank | Tank |  | T | http://www.toronto.ca/TWONTO#chemical_storage_tank
68490 | THR-ACC-T-0601 | Tank, Glycol Heating Package, T-23, East Maintenance, Gallery Ventilation, Zone 3A | THR-ACC-T | Air Conditioning, Glycol Heating Packages | Tank | Tank |  | T | http://www.toronto.ca/TWONTO#chemical_storage_tank
68491 | THR-ACC-T-0611 | Tank, Glycol Skid, Filtered Plant Water Building | THR-ACC-T | Air Conditioning, Glycol Heating Packages | Tank | Tank |  | T | http://www.toronto.ca/TWONTO#chemical_storage_tank
68492 | THR-ACC-T-0701 | Tank, Glycol Heating Package, RSPS, Gallery Ventilation, Zone 3B | THR-ACC-AHU | Air Conditioning, Air Handling Unit, Gallery Ventilation | Tank | Tank |  | T | http://www.toronto.ca/TWONTO#chemical_storage_tank
68493 | THR-ACC-T-0711 | Tank, Makeup, Glycol Skid, Compressor Bldg Main Floor, Glycol System | THR-ACC-T-0710 | Tank, Makeup, Glycol Skid, Compressor Bldg Main Floor, Glycol System | Tank | Tank |  | T | http://www.toronto.ca/TWONTO#chemical_storage_tank
68494 | THR-ACC-T-0711S | Tank, Glycol Heating Package, Digesters Gas Compressor Bldg. | THR-ACC-DIG | Air Conditioning, HVAC, Digesters | Tank | Tank | 38850 | T | http://www.toronto.ca/TWONTO#chemical_storage_tank
68495 | THR-ACC-T-0711S | Tank, Glycol Heating Package, Digesters Gas Compressor Bldg. | THR-ACC-T | Air Conditioning, Glycol Heating Packages | Tank | Tank | 38850 | T | http://www.toronto.ca/TWONTO#chemical_storage_tank
71789 | THR-DIG-T-5603 | Tank, Gas Scrubber, Digester Tank 0700 | THR-DIG-SB-4 | Scrubber Building 4, Digester 7 & 8 | Tank | Tank |  | T | http://www.toronto.ca/TWONTO#air_scrubber
68497 | THR-ACC-T-0801 | Tank, Glycol Heating Package "B", Engine Room Bsmt., West Wall, Gallery Ventilation | THR-ACC-T | Air Conditioning, Glycol Heating Packages | Tank | Tank |  | T | http://www.toronto.ca/TWONTO#chemical_storage_tank
68498 | THR-ACC-T-0901 | Tank, Glycol Heating Skid, New Maintenance Building | THR-ACC-T | Air Conditioning, Glycol Heating Packages | Tank | Tank |  | T | http://www.toronto.ca/TWONTO#chemical_storage_tank
68499 | THR-ACC-T-3601 | Glycol Makeup System,East Workshop | THR-ACC-T | Air Conditioning, Glycol Heating Packages | Tank | Tank |  | T | http://www.toronto.ca/TWONTO#chemical_storage_tank
69009 | FCL-WWW-T-1200 | Tank, Clarifier, South, RMF Clarification Facility | FCL-WWW-CLAR | Clarification | Tank | Tank |  | T | http://www.toronto.ca/TWONTO#clarifier
71794 | THR-DIG-T-5803 | Tank, Gas Scrubber, Digester Tank 0900 | THR-DIG-SB-5 | Scrubber Building 5, Digester 9 & 10 | Tank | Tank |  | T | http://www.toronto.ca/TWONTO#air_scrubber
71795 | THR-DIG-T-5818 | Tank, Gas Scrubber, Digester Tank 1000 | THR-DIG-SB-5 | Scrubber Building 5, Digester 9 & 10 | Tank | Tank |  | T | http://www.toronto.ca/TWONTO#air_scrubber
69413 | THR-AER-T-0110 | Tank, Secondary Treatment, Aeration - South- Aeration Tank # 1 | THR-AER-T | Aeration Tanks | Tank | Tank |  | T | http://www.toronto.ca/TWONTO#aeration_tank
69414 | THR-AER-T-0210 | Tank, Secondary Treatment, Aeration - South | THR-AER-T | Aeration Tanks | Tank | Tank |  | T | http://www.toronto.ca/TWONTO#aeration_tank
69415 | THR-AER-T-0310 | Tank, Secondary Treatment, Aeration - South | THR-AER-T | Aeration Tanks | Tank | Tank |  | T | http://www.toronto.ca/TWONTO#aeration_tank
69416 | THR-AER-T-0510 | Tank, Secondary Treatment, Aeration - South | THR-AER-T | Aeration Tanks | Tank | Tank |  | T | http://www.toronto.ca/TWONTO#aeration_tank
69417 | THR-AER-T-0800 | Tank, Secondary Treatment, Aeration - North #08 | THR-AER-T | Aeration Tanks | Tank | Tank |  | T | http://www.toronto.ca/TWONTO#aeration_tank
69418 | THR-AER-T-1114 | Tank, Reservoir, Auxiliary Oil for Blower 1111, Secondary Treatment, Aeration - Blower System - South | THR-AER-BL-1111 | Blower, Centrifugal, Secondary Treatment, Aeration Blower System - Engine Room | Tank,Reservoir | Tank |  | T | http://www.toronto.ca/TWONTO#aeration_tank
69419 | THR-AER-T-1501 | Tank, Lube Oil, Blower 1511, Blower Building, Air Blower System | THR-AER-BL-1511 | Blower, Centrifugal, Secondary Treatment, Aeration Blower System - Engine Room | Tank | Tank |  | T | http://www.toronto.ca/TWONTO#chemical_storage_tank
69420 | THR-AER-T-1814 | Tank, Non-Pressurized, Auxiliary Oil, Blower 1811, Secondary Treatment, Aeration Blower System - North | THR-AER-BL-1811 | Blower, Centrifugal, Secondary Treatment, Aeration Blower System - HPBB | Tank,Non-Pressurized | Tank |  | T | http://www.toronto.ca/TWONTO#aeration_tank
69668 | THR-AI-T-0010 | Air Receiving Tank, Gallery T14S | THR-AI-C-0593 | Compressor, Instrument Air | Vessel,Pressure | Tank |  | T | http://www.toronto.ca/TWONTO#pressure_vessel
69669 | THR-AI-T-0500 | Receiver, Tank, Instrument Air | THR-DIS | Disinfection | Vessel,Pressure | Tank |  | T | http://www.toronto.ca/TWONTO#pressure_vessel
69670 | THR-AI-T-0518S | Receiver, Tank, Instrument Air | THR-AI | Air, Instrument, Compressors | Vessel,Pressure | Tank | 40936 | T | http://www.toronto.ca/TWONTO#pressure_vessel
69671 | THR-AI-T-0590 | Receiver, Tank, Instrument Air | THR-AI-C-0518 | **SUSPENDED- Compressor, Instrument Air- **** - REMOVED FROM SERVICE | Vessel,Pressure | Tank |  | T | http://www.toronto.ca/TWONTO#pressure_vessel
69672 | THR-AI-T-0590 | Receiver, Tank, Instrument Air | THR-AI-C-0590 | Compressor, Instrument Air | Vessel,Pressure | Tank |  | T | http://www.toronto.ca/TWONTO#pressure_vessel
69673 | THR-AI-T-0594 | Receiver, Tank, Instrument Air | THR-AI-C-0594 | Compressor, Instrument Air | Vessel,Pressure | Tank |  | T | http://www.toronto.ca/TWONTO#pressure_vessel
69674 | THR-AI-T-2000 | Air Receiving Tank, Gallery T20S | THR-AI-C | Compressors, Instrument & Service Air | Vessel,Pressure | Tank |  | T | http://www.toronto.ca/TWONTO#pressure_vessel
69675 | THR-AI-T-2518S | Receiver, Tank, Instrument Air | THR-AI-C | Compressors, Instrument & Service Air | Vessel,Pressure | Tank | 39984 | T | http://www.toronto.ca/TWONTO#pressure_vessel
50983 | TAB-PRM-T-4600 | Tank, Gland Seal Water Supply | TAB-PRM-P-D | D Building Sludge Pumping | Tank,Reservoir | Tank |  | T | http://www.toronto.ca/TWONTO#storage_tank
69835 | THR-BG-T-0200 | Tank, Lube Oil, Compressor 0201, Gas Compressor Bldg | THR-BG-C-0201 | Compressor, Centrifugal, Fuel Gas, Compressor Building, Gas Compressor (And Dryer), for COGEN |  | Tank |  | T | http://www.toronto.ca/TWONTO#chemical_storage_tank
41237 | TAB-ACC-T-0151 | Tank, Glycol Feed | TAB-ACC-HE-0135 | Heat Exchanger, Secondary Loop XX, Digester 1~4, HEXX-1 | Tank,Non-Pressurized | Tank |  | T | http://www.toronto.ca/TWONTO#chemical_storage_tank
41262 | TAB-ACC-T-4903 | Tank, Glycol Makeup, Seawall Tunnel, East | TAB-ACC-HE-4901 | Heat Exchanger, Secondary Hot Water loop, Seawall Tunnel, East | Tank | Tank |  | T | http://www.toronto.ca/TWONTO#chemical_storage_tank
70051 | THR-CG-T-0150 | Tank, Coolant Expansion, Chiller 0150, Gas Coolant System, Gas Compressor Building | THR-BG-CU-0103 | Condensor, Fuel Gas, High Press Gas Conditioning System Train 1, Gas Comp Bldg |  | Tank |  | T | expansion_tank
70052 | THR-CG-T-0250 | Tank, Coolant Expansion, Chiller 0250, Gas Coolant System, Gas Compressor Building | THR-BG-CU-0203 | Condensor, Fuel Gas, High Press Gas Conditioning System Train 2, Gas Comp Bldg |  | Tank |  | T | expansion_tank
50193 | TAB-PLT-T-0701 | Tank, Grit | TAB-SUSPENDED ENTITY | Suspended entities | Tank | Tank | 46050 | T | http://www.toronto.ca/TWONTO#sedimentation_tank
50194 | TAB-PLT-T-0801 | Tank, Grit | TAB-PLT-T | P Building - Grit Tanks 1-12 & Hoppers 1 - 6 | Tank | Tank | 46051 | T | http://www.toronto.ca/TWONTO#sedimentation_tank
50195 | TAB-PLT-T-0901 | Tank, Grit | TAB-PLT-T | P Building - Grit Tanks 1-12 & Hoppers 1 - 6 | Tank | Tank | 35823 | T | http://www.toronto.ca/TWONTO#sedimentation_tank
50196 | TAB-PLT-T-1101 | Tank, Grit | TAB-PLT-T | P Building - Grit Tanks 1-12 & Hoppers 1 - 6 | Tank | Tank |  | T | http://www.toronto.ca/TWONTO#sedimentation_tank
77074 | THR-PLT-T-0201 | Tank, Grit Bin, Preliminary Treatment, Grit Removal - Grit Tanks - North Plant | THR-PLT-T | Preliminary Treatment, Grit Removal Tanks and Grit Bin | Tank | Tank |  | T | http://www.toronto.ca/TWONTO#storage_tank
50184 | TAB-PLT-T-0201 | Tank, Grit Channel #2 | TAB-PLT-T | P Building - Grit Tanks 1-12 & Hoppers 1 - 6 | Tank | Tank |  | T | http://www.toronto.ca/TWONTO#channel_segment
50188 | TAB-PLT-T-0401 | Tank, Grit Channel #4 | TAB-PLT-T | P Building - Grit Tanks 1-12 & Hoppers 1 - 6 | Tank | Tank |  | T | http://www.toronto.ca/TWONTO#channel_segment
50191 | TAB-PLT-T-0501 | Tank, Grit Channel #5 | TAB-PLT-T | P Building - Grit Tanks 1-12 & Hoppers 1 - 6 | Tank | Tank |  | T | http://www.toronto.ca/TWONTO#channel_segment
70061 | THR-CG-T-1109 | Tank, New Engine Oil, Engine Lubrication Oil System-Unit No 1, Engine-Generator & Heat Recovery System | THR-CG-ENG-1101 | Engine, Generator 1101, Engine Room, Engine-Generator & Heat Recovery System | Tank | Tank |  | T | http://www.toronto.ca/TWONTO#chemical_storage_tank
70062 | THR-CG-T-1110 | Tank, New Engine Oil, Engine Lubrication Oil System-Unit No 1, Engine-Generator & Heat Recovery System | THR-CG-ENG-1101 | Engine, Generator 1101, Engine Room, Engine-Generator & Heat Recovery System | Tank | Tank |  | T | http://www.toronto.ca/TWONTO#chemical_storage_tank
70063 | THR-CG-T-1138 | Tank, Coolant Expansion, Heat Exchanger 1101, Heat Recovery System, Engine-Gen 1101 | THR-CG-ENG-1101 | Engine, Generator 1101, Engine Room, Engine-Generator & Heat Recovery System |  | Tank |  | T | expansion_tank
70064 | THR-CG-T-1163 | Tank, Oil Sump, Lube Oil System, Engine-Gen 1101 | THR-CG-ENG-1101 | Engine, Generator 1101, Engine Room, Engine-Generator & Heat Recovery System |  | Tank |  | T | http://www.toronto.ca/TWONTO#chemical_storage_tank
70065 | THR-CG-T-1238 | Tank, Coolant Expansion, Heat Exchanger 1201, Heat Recovery System, Engine-Gen 1201 | THR-CG-ENG-1201 | Engine, Generator NT1788901, Engine Room, Engine-Generator & Heat Recovery System |  | Tank |  | T | expansion_tank
70066 | THR-CG-T-1263 | Tank, Oil Sump, Lube Oil System, Engine-Gen 1201 | THR-CG-ENG-1201 | Engine, Generator NT1788901, Engine Room, Engine-Generator & Heat Recovery System |  | Tank |  | T | http://www.toronto.ca/TWONTO#chemical_storage_tank
70067 | THR-CG-T-1320 | Tank, Compressed Air Receiver, Air Starting System, Engine-Generator 1101 & 1201 | THR-CG-C-1302 | Compressor, Air, Air Starting System, Engine-Generator 1101 & 1201 |  | Tank |  | T | http://www.toronto.ca/TWONTO#pressure_vessel
70297 | FHA-ALM-T-0201 | Tank, Alum Storage #2, Service Building | FHA-ALM | Alum | Tank | Tank |  | T | http://www.toronto.ca/TWONTO#chemical_storage_tank
70298 | FHA-ALM-T-0310A | Tank, Spill Containment Tank A, Service Building, South Of Machine Shop, Underground | FHA-ALM | Alum | Tank | Tank |  | T | http://www.toronto.ca/TWONTO#chemical_storage_tank
70335 | FHA-ALM-T-0310B | Tank, Spill Containment Tank B, Service Building, South Of Machine Shop, Underground | FHA-ALM | Alum | Tank | Tank |  | T | http://www.toronto.ca/TWONTO#chemical_storage_tank
70397 | FHA-AM-T-0101 | Tank, Aqua Ammonia, RMF Ammonia Storage Room North Tank | FHA-WWW-CHEM | Chemical Storage Room | Tank | Tank |  | T | http://www.toronto.ca/TWONTO#chemical_storage_tank
70398 | FHA-AM-T-0101SU | Tank, Aqua Ammomia #1 Storage Cap. 27,362 L | FHA-AM | Ammoniation | Tank | Tank | 33489 | T | http://www.toronto.ca/TWONTO#chemical_storage_tank
70399 | FHA-AM-T-0101SU | Tank, Aqua Ammomia #1 Storage Cap. 27,362 L | FHA-SUSPENDED | Suspended Obsolete entity for storage purpose | Tank | Tank | 33489 | T | http://www.toronto.ca/TWONTO#chemical_storage_tank
70400 | FHA-AM-T-0201 | Tank, Aqua Ammonia, RMF Ammonia Storage Room South Tank | FHA-WWW-CHEM | Chemical Storage Room | Tank | Tank |  | T | http://www.toronto.ca/TWONTO#chemical_storage_tank
70402 | FHA-AM-T-0201SU | Tank, Aqua Ammomia #2 Storage Cap. 27,362 L | FHA-AM | Ammoniation | Tank | Tank | 33490 | T | http://www.toronto.ca/TWONTO#chemical_storage_tank
70403 | FHA-AM-T-0301 | Tank, Aqua Ammomia #3 Storage Cap. 8500 L | FHA-AM | Ammoniation | Tank | Tank | 33294 | T | http://www.toronto.ca/TWONTO#chemical_storage_tank
70404 | FHA-AM-T-0301 | Tank, Aqua Ammomia #3 Storage Cap. 8500 L | FHA-SUSPENDED | Suspended Obsolete entity for storage purpose | Tank | Tank | 33294 | T | http://www.toronto.ca/TWONTO#chemical_storage_tank
70406 | FHA-AM-T-0401 | Tank, Aqua Ammomia #4 Storage Cap. 8500 L | FHA-AM | Ammoniation | Tank | Tank | 33295 | T | http://www.toronto.ca/TWONTO#chemical_storage_tank
70407 | FHA-AM-T-0401 | Tank, Aqua Ammomia #4 Storage Cap. 8500 L | FHA-SUSPENDED | Suspended Obsolete entity for storage purpose | Tank | Tank | 33295 | T | http://www.toronto.ca/TWONTO#chemical_storage_tank
70472 | THR-CW-T-0001 | Hot Water Tank, Chlorine Building. Simulator Room | THR-CW | City Water |  | Tank |  | T | http://www.toronto.ca/TWONTO#tanked_hot_water_heater
70474 | THR-CW-T-0203 | Tank, Hot Water Heater, Grounds RSPS Control Room | THR-GRK-NMB | Grounds, New Maintenance Building | Tank,Domestic Hot Water | Tank |  | T | http://www.toronto.ca/TWONTO#tanked_hot_water_heater
70475 | THR-CW-T-0540 | Tank, Hot Water Storage System, Admin Bldg. | THR-CW | City Water | Tank | Tank |  | T | http://www.toronto.ca/TWONTO#tanked_hot_water_heater
70476 | THR-CW-T-0543 | Tank, City Water, Domestic Hot Water, Electric | THR-FT | Final Tank | Tank | Tank |  | T | http://www.toronto.ca/TWONTO#tanked_hot_water_heater
70477 | THR-CW-T-0544 | Tank, City Water, Hot Water Electric, Digester Control Room | THR-DIG | Digester | Tank | Tank |  | T | http://www.toronto.ca/TWONTO#tanked_hot_water_heater
70776 | THR-DCL-T-0003S | Tank, Containment, Sodium Bisulphite | THR-DCL | Dechlorination | Tank | Tank | 40867 | T | http://www.toronto.ca/TWONTO#chemical_storage_tank
70777 | THR-DCL-T-0003S | Tank, Containment, Sodium Bisulphite | THR-DCL-T | Tank, Containment and Storage, Sodium Bisulphite | Tank | Tank | 40867 | T | http://www.toronto.ca/TWONTO#chemical_storage_tank
70778 | THR-DCL-T-0200 | Tank, Sodium Bisulphite Storage | THR-DCL-T | Tank, Containment and Storage, Sodium Bisulphite | Tank | Tank |  | T | http://www.toronto.ca/TWONTO#chemical_storage_tank
70971 | FHA-AUX-T-0101 | Tank, Air Receiver Compressed Air #1, Service Bldg. Alum Room | FHA-AUX-SA | Plant Air/Instrument Air/Vacuum System | Tank | Tank |  | T | http://www.toronto.ca/TWONTO#pressure_vessel
70972 | FHA-AUX-T-0102 | Tank, Air Receiver Compressed Air #2, Service Bldg. Alum Room | FHA-AUX-T-0102-KQ | Compressed Air Tank 2 | Tank | Tank |  | T | http://www.toronto.ca/TWONTO#pressure_vessel
70974 | FHA-AUX-T-0103 | Tank, Air Receiver Compressed Air #3, Service Bldg. Alum Room | FHA-AUX-T-0103-KQ | Compressed Air Tank 3 | Tank | Tank |  | T | http://www.toronto.ca/TWONTO#pressure_vessel
70977 | FHA-AUX-T-0201 | Tank, Air Receiver Compressed Air, Instrument Air, Pump Building, High Lift PS Basement, N/E Corner | FHA-AUX-SA | Plant Air/Instrument Air/Vacuum System | Tank | Tank |  | T | http://www.toronto.ca/TWONTO#pressure_vessel
70978 | FHA-AUX-T-0401 | Tank, Air Vacuum Receiver Vessel, Pump Building, High Lift PS Basement, N/E Corner | FHA-AUX-SA | Plant Air/Instrument Air/Vacuum System | Tank | Tank |  | T | http://www.toronto.ca/TWONTO#pressure_vessel
77072 | THR-PLT-T-0100 | Tank, Grit Removal, Grit Tank, North Grit Building | THR-PLT-T | Preliminary Treatment, Grit Removal Tanks and Grit Bin | Tank | Tank |  | T | http://www.toronto.ca/TWONTO#sedimentation_tank
71269 | FHA-CCS-T-0101 | Tank, Phosphoric Acid Storage Tank T-0101, RMF Phosphoric Acid Storage Room | FHA-CCS | Corrosion Control | Tank | Tank |  | T | http://www.toronto.ca/TWONTO#chemical_storage_tank
77073 | THR-PLT-T-0200 | Tank, Grit Removal, Grit Tank, North Grit Building | THR-PLT-T | Preliminary Treatment, Grit Removal Tanks and Grit Bin | Tank | Tank |  | T | http://www.toronto.ca/TWONTO#sedimentation_tank
77077 | THR-PLT-T-1400 | Tank, Grit Vortex Prime, Headhouse | THR-PLT-T-HH | Tanks, Grit Vortex Prime, Headhouse | Tank | Tank |  | T | http://www.toronto.ca/TWONTO#vortex_classifier
77078 | THR-PLT-T-1500 | Tank, Grit Vortex Prime, Headhouse | THR-PLT-T-HH | Tanks, Grit Vortex Prime, Headhouse | Tank | Tank |  | T | http://www.toronto.ca/TWONTO#vortex_classifier
77079 | THR-PLT-T-1600 | Tank, Grit Vortex Prime, Headhouse | THR-PLT-T-HH | Tanks, Grit Vortex Prime, Headhouse | Tank | Tank |  | T | http://www.toronto.ca/TWONTO#vortex_classifier
77080 | THR-PLT-T-1700 | Tank, Grit Vortex Prime, Headhouse | THR-PLT-T-HH | Tanks, Grit Vortex Prime, Headhouse | Tank | Tank |  | T | http://www.toronto.ca/TWONTO#vortex_classifier
21456 | FHO-DEW-T-0101-SUS | Tank, Ground Water Collection | FHO-SUSPENDED | Suspended Entity List | Tank,Reservoir | Tank | 37559 | T | http://www.toronto.ca/TWONTO#storage_tank
91181 | FHO-DEW-T-0101-SUS | Tank, Ground Water Collection | FHO-DEW | Dewatering & Drainage | Tank,Reservoir | Tank | 37559 | T | http://www.toronto.ca/TWONTO#storage_tank
70053 | THR-CG-T-1101 | Tank, High Pressure Air Storage, Engine Air Starting System | THR-AI-C | Compressors, Instrument & Service Air | Tank | Tank | 34866 | T | http://www.toronto.ca/TWONTO#pressure_vessel
70054 | THR-CG-T-1101 | Tank, High Pressure Air Storage, Engine Air Starting System | THR-CG-C | Co-Generation, Air Compressors | Tank | Tank | 34866 | T | http://www.toronto.ca/TWONTO#pressure_vessel
70055 | THR-CG-T-1103 | Tank, High Pressure Air Storage, Engine Air Starting System | THR-AI-C | Compressors, Instrument & Service Air | Tank | Tank | 34868 | T | http://www.toronto.ca/TWONTO#pressure_vessel
70056 | THR-CG-T-1103 | Tank, High Pressure Air Storage, Engine Air Starting System | THR-CG-C | Co-Generation, Air Compressors | Tank | Tank | 34868 | T | http://www.toronto.ca/TWONTO#pressure_vessel
71774 | THR-DIG-T-0120 | Tank, Waste Oil, Lube Oil System, Gas Compressor Building | THR-DIG | Digester |  | Tank |  | T | http://www.toronto.ca/TWONTO#chemical_storage_tank
71775 | THR-DIG-T-0440 | Tank, Condensate, Supply to Co-Gen from Tank 0400 | THR-DIG-SD-0400 | Tank, Secondary Digester-4, Solids Treatment | Tank | Tank |  | T | http://www.toronto.ca/TWONTO#condensate_trap
71776 | THR-DIG-T-0460 | Tank, Condensate, Supply to Co-Gen from Tank 0600 | THR-DIG-SD-0600 | Tank, Secondary Digester-6, Solids Treatment | Tank | Tank |  | T | http://www.toronto.ca/TWONTO#condensate_trap
71777 | THR-DIG-T-0503 | Tank, Condensate and Sediment Accumulator, Boilers, Engine Room | THR-ACC-BO | Air Conditioning, Heating and Ventilation, Boiler | Tank | Tank |  | T | http://www.toronto.ca/TWONTO#condensate_trap
71778 | THR-DIG-T-0504 | Tank, Condensate and Sediment Accumulator, Boilers, Engine Room | THR-ACC-BO | Air Conditioning, Heating and Ventilation, Boiler | Tank | Tank |  | T | http://www.toronto.ca/TWONTO#condensate_trap
71779 | THR-DIG-T-0504 | Tank, Condensate and Sediment Accumulator, Boilers, Engine Room | THR-DIG | Digester | Tank | Tank |  | T | http://www.toronto.ca/TWONTO#condensate_trap
71780 | THR-DIG-T-0599 | Tank, Condensate and Sediment Trap, Boilers 0800 & 0900 | THR-ACC-BO | Air Conditioning, Heating and Ventilation, Boiler | Tank | Tank |  | T | http://www.toronto.ca/TWONTO#condensate_trap
71781 | THR-DIG-T-3850 | Tank, Seperator, Oil Water, Gas Compressor Bldg Bsmnt, Oil Water Separator System | THR-DIG-T | Digester, Tanks | Tank,Reservoir | Tank |  | T | http://www.toronto.ca/TWONTO#chemical_storage_tank
70057 | THR-CG-T-1105 | Tank, High Pressure Air Storage, Engine Air Starting System | THR-AI-C | Compressors, Instrument & Service Air | Tank | Tank | 34870 | T | http://www.toronto.ca/TWONTO#pressure_vessel
70058 | THR-CG-T-1105 | Tank, High Pressure Air Storage, Engine Air Starting System | THR-CG-C | Co-Generation, Air Compressors | Tank | Tank | 34870 | T | http://www.toronto.ca/TWONTO#pressure_vessel
70059 | THR-CG-T-1107 | Tank, High Pressure Air Storage, Engine Air Starting System | THR-AI-C | Compressors, Instrument & Service Air | Tank | Tank | 34872 | T | http://www.toronto.ca/TWONTO#pressure_vessel
70060 | THR-CG-T-1107 | Tank, High Pressure Air Storage, Engine Air Starting System | THR-CG-C | Co-Generation, Air Compressors | Tank | Tank | 34872 | T | http://www.toronto.ca/TWONTO#pressure_vessel
71786 | THR-DIG-T-5431 | Tank, Condensate and Sediment Accumulator, C-5440, Digester Mixing System | THR-DIG-C-5440 | Compressor, Gas, Mixing System, Digester Tank#3 | Tank | Tank |  | T | http://www.toronto.ca/TWONTO#condensate_trap
71787 | THR-DIG-T-5440 | Tank, Reservoir, Auxiliary Oil, Gas Compressor 5440, Digester Mixing System | THR-DIG-C-5440 | Compressor, Gas, Mixing System, Digester Tank#3 | Tank,Reservoir | Tank |  | T | http://www.toronto.ca/TWONTO#chemical_storage_tank
71788 | THR-DIG-T-5480 | Tank, Reservoir, Auxiliary Oil, Gas Compressor 5480, Digester Mixing System | THR-DIG-C-5480 | Compressor, Gas, Mixing System, Digester Tank#5 | Tank,Reservoir | Tank |  | T | http://www.toronto.ca/TWONTO#chemical_storage_tank
43755 | TAB-DEW-MX-0330 | Tank, Hopper Agitator, #3 Schwing Pump | TAB-DEW-T-0330 | Tank, DWS from Centrifuge #3 | Tank | Tank |  | MX | http://www.toronto.ca/TWONTO#mixer_or_agitator
71790 | THR-DIG-T-5631 | Tank, Condensate and Sediment Accumulator, C-5640, Digester Mixing System | THR-DIG-C-5640 | Compressor, Gas, Mixing System, Digester Tank#7 | Tank | Tank |  | T | http://www.toronto.ca/TWONTO#condensate_trap
71791 | THR-DIG-T-5660 | Tank, Reservoir, Auxiliary Oil, Gas Compressor 5660, Digester Mixing System | THR-DIG-C-5660 | Compressor, Gas, Mixing System, Digester Tank#7/8 | Tank,Reservoir | Tank |  | T | http://www.toronto.ca/TWONTO#chemical_storage_tank
71792 | THR-DIG-T-5661 | Tank, Reservoir, Auxiliary Oil, Gas Compressor 5660, Digester Mixing System | THR-DIG-C-5660 | Compressor, Gas, Mixing System, Digester Tank#7/8 | Tank,Reservoir | Tank |  | T | http://www.toronto.ca/TWONTO#chemical_storage_tank
71793 | THR-DIG-T-5680 | Tank, Reservoir, Auxiliary Oil, Gas Compressor 5680, Digester Mixing System | THR-DIG-C-5660 | Compressor, Gas, Mixing System, Digester Tank#7/8 | Tank,Reservoir | Tank |  | T | http://www.toronto.ca/TWONTO#chemical_storage_tank
43756 | TAB-DEW-MX-0830 | Tank, Hopper Agitator, #8 Schwing Pump | TAB-DEW-T-0830 | Tank, DWS from Centrifuge #8 | Tank | Tank |  | MX | http://www.toronto.ca/TWONTO#mixer_or_agitator
44067 | TAB-DEW-T-2200 | Tank, Hopper, SC from Centrifuges | TAB-DEW-P-2201 | Pump, Sludge Cake Transfer, Schwing #6, | Tank | Tank |  | T | http://www.toronto.ca/TWONTO#storage_tank
71796 | THR-DIG-T-5831 | Tank, Condensate and Sediment Accumulator, C-5840, Digester Mixing System | THR-DIG-C-5840 | Compressor, Gas, Mixing System, Digester Tank#10 | Tank | Tank |  | T | http://www.toronto.ca/TWONTO#condensate_trap
71797 | THR-DIG-T-5881 | Tank, Reservoir, Auxiliary Oil, Gas Compressor 5880, Digester Mixing System | THR-DIG-C-5880 | Compressor, Gas, Mixing System, Digester Tank#09 | Tank,Reservoir | Tank |  | T | http://www.toronto.ca/TWONTO#chemical_storage_tank
72233 | FHA-CLA-T-0101 | Tank, Expansion, Chlorine Gas to Pre-Chlorine EV-0101, Filter Building, Cl2/SO2 Storage Room | FHA-CLA-CHL-0101-KQ | Chlorination Location,Train #1 | Tank | Tank |  | T | expansion_tank
72752 | FHA-CLB-T-0101 | Tank, Expansion, Chlorine Gas to Post-Chlorine EV-0101, Filter Building, Cl2/SO2 Storage Room | FHA-CLB-CHL-0101 | Chlorinator, Solution Feed Gas Dispenser, Vacuum Operated, Filtration Building, Cl2/SO2 Feeder Room | Tank | Tank |  | T | expansion_tank
72753 | FHA-CLB-T-0201 | Tank, Expansion, Chlorine Gas to Post-Chlorine EV-0201, Filter Building, Cl2/SO2 Storage Room | FHA-CLB-CHL-0201 | Chlorinator, Solution Feed Gas Dispenser, Vacuum Operated, Filtration Building, Cl2/SO2 Feeder Room | Tank | Tank |  | T | expansion_tank
72754 | FHA-CLB-T-0201 | Tank, Expansion, Chlorine Gas to Post-Chlorine EV-0201, Filter Building, Cl2/SO2 Storage Room | FHA-CLB-CHL-0201-KQ | Post Chlorination Location,Train #2 | Tank | Tank |  | T | expansion_tank
44068 | TAB-DEW-T-2300 | Tank, Hopper, SC from Centrifuges | TAB-DEW-P-2301 | Pump, Sludge Cake Transfer #2301 | Tank | Tank |  | T | http://www.toronto.ca/TWONTO#storage_tank
72935 | THR-DIS-T-1300 | Tank, Caustic Soda SB-1300 | THR-DIS-SB-1300 | Scrubber, Caustic Soda SB-1300 | Tank,Reservoir | Tank |  | T | http://www.toronto.ca/TWONTO#chemical_storage_tank
72936 | THR-DIS-T-4000 | Tank, Sodium Hypochlorite Storage, Disinfection Building | THR-DIS-T-PP | Disinfection, Tank, Palace Pier | Tank | Tank |  | T | http://www.toronto.ca/TWONTO#chemical_storage_tank
74252 | THR-FPW-T-0001 | Tank, Instrument Air, Plant Water Building, Plant Services, Plant Water Pump, Centrifugaling System (CRN-5644.5, SNO.-5.1182099, TSSA UID-65022711) | THR-FPW | Filtered Plant Water | Tank | Tank |  | T | http://www.toronto.ca/TWONTO#pressure_vessel
19290 | FHA-WWW-T-0003 | Tank, Irrigation, RMF, North/East of Pilot Plant | FHA-WWW-IRRIG | Irrigation | Tank | Tank |  | T | http://www.toronto.ca/TWONTO#storage_tank
74149 | THR-EPS-T-0115 | Tank, Resevoir, Grease for Pump, Centrifugal 0116, Plant Service, Effluent Pump, Centrifugaling | THR-EPS-P-0110 | Pump, Centrifugal, Screw | Tank,Reservoir | Tank |  | T | http://www.toronto.ca/TWONTO#chemical_storage_tank
74150 | THR-EPS-T-0215 | Tank, Resevoir, Grease for Pump, Centrifugal 0216, Plant Service, Effluent Pump, Centrifugaling | THR-EPS-P-0210 | Pump, Centrifugal, Screw | Tank,Reservoir | Tank |  | T | http://www.toronto.ca/TWONTO#chemical_storage_tank
74151 | THR-EPS-T-0415 | Tank, Resevoir, Grease for Pump, Centrifugal 0416, Plant Service, Effluent Pump, Centrifugaling | THR-EPS-P-0410 | Pump, Centrifugal, Screw | Tank,Reservoir | Tank |  | T | http://www.toronto.ca/TWONTO#chemical_storage_tank
69834 | THR-BG-T-0102 | Tank, Knockout, Compressor 0101, High Pressure Gas System, Gas Compressor Bldg | THR-BG-C-0101 | Compressor, Centrifugal, Fuel Gas, Compressor Building, Gas Compressor (And Dryer) for COGEN |  | Tank |  | T | http://www.toronto.ca/TWONTO#pressure_vessel
74253 | THR-FPW-T-0002 | Tank, Resevoir, Sodium Hypochlorite, Plant Water Building | THR-FPW-P | Filtered Plant Water, Pumps | Tank,Reservoir | Tank |  | T | http://www.toronto.ca/TWONTO#chemical_storage_tank
69836 | THR-BG-T-0202 | Tank, Knockout, Compressor 0201, High Pressure Gas System, Gas Compressor Bldg | THR-BG-C-0201 | Compressor, Centrifugal, Fuel Gas, Compressor Building, Gas Compressor (And Dryer), for COGEN |  | Tank |  | T | http://www.toronto.ca/TWONTO#pressure_vessel
21644 | FHO-DOZ-T-0100 | Tank, Liquid Oxigen, LOX Storage Area | FHO-LOX | Liquid Oxygen System | Tank | Tank |  | T | http://www.toronto.ca/TWONTO#chemical_storage_tank
74671 | FHA-DCL-T-0101 | Tank, Expansion, Evaporator EV-0101, Filter Building, Cl2/SO2 Feeder Room | FHA-DCL-SO-0101 | Sulphonator, Solution Feed Gas Dispenser, Vacuum Operated, Filter Building Cl2/SO2 Feeder Room | Tank | Tank | 39215 | T | expansion_tank
74672 | FHA-DCL-T-0101 | Tank, Expansion, Evaporator EV-0101, Filter Building, Cl2/SO2 Feeder Room | FHA-DCL-SO-0101-KQ | Sulphonator Location | Tank | Tank | 39215 | T | expansion_tank
74673 | FHA-DCL-T-0301 | Tank, Expansion, Evaporator EV-0301, Filter Building, Cl2/SO2 Feeder Room | FHA-DCL-SO-0301 | Sulphonator, Solution Feed Gas Dispenser, Vacuum Operated. Filter Building Cl2/SO2 Feeder Room | Tank | Tank | 39216 | T | expansion_tank
74674 | FHA-DCL-T-0301 | Tank, Expansion, Evaporator EV-0301, Filter Building, Cl2/SO2 Feeder Room | FHA-DCL-SO-0301-KQ | Sulphonator Location | Tank | Tank | 39216 | T | expansion_tank
21645 | FHO-DOZ-T-0200 | Tank, Liquid Oxigen, LOX Storage Area | FHO-LOX | Liquid Oxygen System | Tank | Tank |  | T | http://www.toronto.ca/TWONTO#chemical_storage_tank
28594 | FIS-DEW-T-0003 | Tank, Low Lift Pumps & Screen Room Drain Sump, Raw Water Pump Building, Pump Room, South | FIS-DEW | Dewatering & Drainage |  | Tank |  | T | http://www.toronto.ca/TWONTO#storage_tank
53867 | TAB-SLO-T-0260 | Tank, Lube Pump Water Reservior | TAB-SLO-PIP | Sludge Transfer Pipe Lubrication | Tank,Reservoir | Tank |  | T | http://www.toronto.ca/TWONTO#storage_tank
41258 | TAB-ACC-T-3652 | Tank, Make up, Glycol line | TAB-ACC-HE-3650 | Heat Exchanger, Old Admin bldg | Tank | Tank |  | T | http://www.toronto.ca/TWONTO#chemical_storage_tank
41251 | TAB-ACC-T-3472 | Tank, Make Up, Glycol Make Up Line | TAB-ACC-P-3422 | Pump, Glycol Circulating,Make Up Line | Tank | Tank |  | T | http://www.toronto.ca/TWONTO#chemical_storage_tank
41259 | TAB-ACC-T-3872 | Tank, Make Up, Glycol Make Up Line | TAB-ACC-P-3872 | Pump, Glycol Circulating,Make Up Line | Tank | Tank |  | T | http://www.toronto.ca/TWONTO#chemical_storage_tank
41260 | TAB-ACC-T-4422 | Tank, Make Up, Glycol Make Up Line | TAB-ACC-P-4422 | Pump, Glycol Circulating,Make Up Line | Tank | Tank |  | T | http://www.toronto.ca/TWONTO#chemical_storage_tank
41241 | TAB-ACC-T-1030 | Tank, Makeup, Glycol | TAB-ACC-HE-1021 | Heat Exchanger, Hot Water/Glycol Heating System, Old Screen Room | Tank,Reservoir | Tank |  | T | http://www.toronto.ca/TWONTO#chemical_storage_tank
107501 | TAB-ACC-T-1060 | Tank, Makeup, Glycol | TAB-ACC-HE-1040 | Heat Exchanger, Hot Water/Glycol Heating System, New Screen Room | Tank,Reservoir | Tank |  | T | http://www.toronto.ca/TWONTO#chemical_storage_tank
57108 | THC-ACC-T-0115 | Tank, Methane Storage, Building E | THC-ACC-BLDG E | Boiler House, HVAC | Tank | Tank |  | T | http://www.toronto.ca/TWONTO#pressure_vessel
45483 | TAB-DIG-T-0152 | Tank, moisture /Sediment Trap- in Gas delivery line | TAB-DIG-GAS-DOME1-4 | Digester Tanks 1-4, Flame Arresters, Pressure Relief & Vacuum Breaker Valves | Tank | Tank |  | T | sediment_trap
45485 | TAB-DIG-T-0252 | Tank, moisture /Sediment Trap- in Gas delivery line | TAB-DIG-GAS-DOME1-4 | Digester Tanks 1-4, Flame Arresters, Pressure Relief & Vacuum Breaker Valves | Tank | Tank |  | T | sediment_trap
45486 | TAB-DIG-T-0352 | Tank, moisture /Sediment Trap- in Gas delivery line | TAB-DIG-GAS-DOME1-4 | Digester Tanks 1-4, Flame Arresters, Pressure Relief & Vacuum Breaker Valves | Tank | Tank |  | T | sediment_trap
45488 | TAB-DIG-T-0552 | Tank, moisture /Sediment Trap- in Gas delivery line | TAB-DIG-FX-T5-8 | Digester Tanks 5-8, Flame Arrester, Condensate Tanks & Moisture Separators | Tank | Tank |  | T | sediment_trap
139167 | THR-THK-T-7001 | Tank, MTI Sludge Holding | THR-THK-P-MTI | MTI Transfer Pumps & Sludge Holding Tanks | Tank | Tank |  | T | http://www.toronto.ca/TWONTO#storage_tank
10875 | FCL-ALM-T-0301 | Tank, Non-Pressurized, Alum Mixing Tank, Liquid Alum System | FCL-ALM | Coagulation | Tank,Non-Pressurized | Tank |  | T | http://www.toronto.ca/TWONTO#chemical_storage_tank
75246 | THR-FT-T-3000 | Tank, Non-Pressurized, Scum, Scum Pumping | THR-FT-T-SCUM | Final Tank, Scum Tanks | Tank,Non-Pressurized | Tank |  | T | http://www.toronto.ca/TWONTO#storage_tank
75247 | THR-FT-T-3030 | Tank, Non-Pressurized, Scum, Scum Pumping | THR-FT-T-SCUM | Final Tank, Scum Tanks | Tank,Non-Pressurized | Tank |  | T | http://www.toronto.ca/TWONTO#storage_tank
75248 | THR-FT-T-3130 | Tank, Non-Pressurized, Scum, Scum Pumping | THR-FT-T-SCUM | Final Tank, Scum Tanks | Tank,Non-Pressurized | Tank |  | T | http://www.toronto.ca/TWONTO#storage_tank
75249 | THR-FT-T-3200 | Tank, Non-Pressurized, Scum, Scum Pumping | THR-FT-T-SCUM | Final Tank, Scum Tanks | Tank,Non-Pressurized | Tank |  | T | http://www.toronto.ca/TWONTO#storage_tank
75250 | THR-FT-T-3250 | Tank, Non-Pressurized, Scum, Scum Pumping | THR-FT-T-SCUM | Final Tank, Scum Tanks | Tank,Non-Pressurized | Tank |  | T | http://www.toronto.ca/TWONTO#storage_tank
76495 | THR-OCS-T-0511A | Tank, Reservoir, Hypochlorite Storage, Plant Services, Odour Control System | THR-OCS-T | Odour Control System, Tanks | Tank,Reservoir | Tank |  | T | http://www.toronto.ca/TWONTO#chemical_storage_tank
76890 | FHA-FL-T-0101 | Tank, Hydrofluosilicic Acid, RMF Fluoride Storage Room North Tank | FHA-FL | Fluoridation | Tank | Tank |  | T | http://www.toronto.ca/TWONTO#chemical_storage_tank
76891 | FHA-FL-T-0301 | Tank 3, Flouride Storage - CAP: 27276 L - Steel Welded Tank - | FHA-SUSPENDED | Suspended Obsolete entity for storage purpose | Tank | Tank | 33481 | T | http://www.toronto.ca/TWONTO#chemical_storage_tank
76892 | FHA-FL-T-0401 | Tank 4, Flouride Storage - CAP: 27276 L - Steel Welded Tank - | FHA-FL | Fluoridation | Tank | Tank | 33475 | T | http://www.toronto.ca/TWONTO#chemical_storage_tank
76893 | FHA-FL-T-2101 | Fluoride Tank 1 | FHA-SUSPENDED | Suspended Obsolete entity for storage purpose | Tank | Tank | 33484 | T | http://www.toronto.ca/TWONTO#chemical_storage_tank
76894 | FHA-FL-T-2101 | Fluoride Tank 1 | FHA-WWW-CHEM | Chemical Storage Room | Tank | Tank | 33484 | T | http://www.toronto.ca/TWONTO#chemical_storage_tank
76895 | FHA-FL-T-2201 | Fluoride Tank 2 | FHA-SUSPENDED | Suspended Obsolete entity for storage purpose | Tank | Tank | 33485 | T | http://www.toronto.ca/TWONTO#chemical_storage_tank
76896 | FHA-FL-T-2201 | Fluoride Tank 2 | FHA-WWW-CHEM | Chemical Storage Room | Tank | Tank | 33485 | T | http://www.toronto.ca/TWONTO#chemical_storage_tank
135950 | THR-FT-T-3100 | Tank, Non-Pressurized, Scum, Scum Pumping | THR-FT-T-SCUM | Final Tank, Scum Tanks | Tank,Non-Pressurized | Tank |  | T | http://www.toronto.ca/TWONTO#storage_tank
135954 | THR-FT-T-3230 | Tank, Non-Pressurized, Scum, Scum Pumping | THR-FT-T-SCUM | Final Tank, Scum Tanks | Tank,Non-Pressurized | Tank |  | T | http://www.toronto.ca/TWONTO#storage_tank
135952 | THR-FT-T-3130S | Tank, Non-Pressurized, Scum, System 2, Scum Pumping | THR-FT-T-SCUM | Final Tank, Scum Tanks | Tank,Non-Pressurized | Tank | 38974 | T | http://www.toronto.ca/TWONTO#storage_tank
77075 | THR-PLT-T-0511 | Tank, Hydraulic Power Pack for Sparger Lift | THR-PLT-HPU-0511 | Hydraulic Power Unit for Sparger Lift, Grit Bldg. | Tank,Reservoir | Tank | 34977 | T | http://www.toronto.ca/TWONTO#chemical_storage_tank
77076 | THR-PLT-T-0511 | Tank, Hydraulic Power Pack for Sparger Lift | THR-S-E | SUSPENDED ENTITY | Tank,Reservoir | Tank | 34977 | T | http://www.toronto.ca/TWONTO#chemical_storage_tank
135951 | THR-FT-T-3100S | Tank, Non-Pressurized, Scum, System 2A, Scum Pumping | THR-FT-T-SCUM | Final Tank, Scum Tanks | Tank,Non-Pressurized | Tank | 38973 | T | http://www.toronto.ca/TWONTO#storage_tank
135953 | THR-FT-T-3200S | Tank, Non-Pressurized, Scum, System 3A, Scum Pumping | THR-FT-T-SCUM | Final Tank, Scum Tanks | Tank,Non-Pressurized | Tank | 41003 | T | http://www.toronto.ca/TWONTO#storage_tank
135955 | THR-FT-T-3230S | Tank, Non-Pressurized, Scum, System 3B, Scum Pumping | THR-FT-T-SCUM | Final Tank, Scum Tanks | Tank,Non-Pressurized | Tank | 41002 | T | http://www.toronto.ca/TWONTO#storage_tank
135956 | THR-FT-T-3300 | Tank, Non-Pressurized, Scum, System 4, Scum Pumping | THR-FT-T-SCUM | Final Tank, Scum Tanks | Tank,Non-Pressurized | Tank |  | T | http://www.toronto.ca/TWONTO#storage_tank
77653 | THR-PRM-HSE-N | Flushing Hoses North Primary | THR-PRM-T | Primary Sedimentation Tanks |  | Tank |  |  | hose_segment
77654 | THR-PRM-HSE-N | Flushing Hoses North Primary | THR-PRM-T-N | Primary Sedimentation Tanks- North |  | Tank |  |  | hose_segment
77771 | THR-PRM-T-0100 | Tank, Primary Clarification - Primary Tank - South | THR-PRM-SOUTH | Primary Treatment, South Primary | Tank | Tank |  | T | http://www.toronto.ca/TWONTO#clarifier
77772 | THR-PRM-T-0100 | Tank, Primary Clarification - Primary Tank - South | THR-PRM-T | Primary Sedimentation Tanks | Tank | Tank |  | T | http://www.toronto.ca/TWONTO#clarifier
77773 | THR-PRM-T-0100 | Tank, Primary Clarification - Primary Tank - South | THR-THK-GRK1 | Thickening, Ground & Structural | Tank | Tank |  | T | http://www.toronto.ca/TWONTO#clarifier
75251 | THR-FT-T-3400 | Tank, Non-Pressurized, Scum, System 5, Scum Pumping | THR-FT-T-SCUM | Final Tank, Scum Tanks | Tank,Non-Pressurized | Tank |  | T | http://www.toronto.ca/TWONTO#storage_tank
77775 | THR-PRM-T-0200 | Tank, Primary Clarification - Primary Tank - South | THR-PRM-SOUTH | Primary Treatment, South Primary | Tank | Tank |  | T | http://www.toronto.ca/TWONTO#clarifier
77776 | THR-PRM-T-0300 | Tank, Primary Clarification - Primary Tank - South | THR-PRM-SOUTH | Primary Treatment, South Primary | Tank | Tank |  | T | http://www.toronto.ca/TWONTO#clarifier
135957 | THR-FT-T-3500 | Tank, Non-Pressurized, Scum, System 7, Scum Pumping | THR-FT-T-SCUM | Final Tank, Scum Tanks | Tank,Non-Pressurized | Tank |  | T | http://www.toronto.ca/TWONTO#storage_tank
77778 | THR-PRM-T-0400 | Tank, Primary Clarification - Primary Tank - South | THR-PRM-SOUTH | Primary Treatment, South Primary | Tank | Tank |  | T | http://www.toronto.ca/TWONTO#clarifier
77779 | THR-PRM-T-0500 | Tank, Primary Clarification - Primary Tank - South | THR-PRM-SOUTH | Primary Treatment, South Primary | Tank | Tank |  | T | http://www.toronto.ca/TWONTO#clarifier
77780 | THR-PRM-T-0500 | Tank, Primary Clarification - Primary Tank - South | THR-PRM-T | Primary Sedimentation Tanks | Tank | Tank |  | T | http://www.toronto.ca/TWONTO#clarifier
77781 | THR-PRM-T-0500 | Tank, Primary Clarification - Primary Tank - South | THR-THK-GRK1 | Thickening, Ground & Structural | Tank | Tank |  | T | http://www.toronto.ca/TWONTO#clarifier
77782 | THR-PRM-T-0600 | Tank, Primary Clarification - Primary Tank - South | THR-PRM-SOUTH | Primary Treatment, South Primary | Tank | Tank |  | T | http://www.toronto.ca/TWONTO#clarifier
77783 | THR-PRM-T-0700 | Tank, Primary Clarification - Primary Tank - South | THR-PRM-SOUTH | Primary Treatment, South Primary | Tank | Tank |  | T | http://www.toronto.ca/TWONTO#clarifier
77784 | THR-PRM-T-0700 | Tank, Primary Clarification - Primary Tank - South | THR-PRM-T | Primary Sedimentation Tanks | Tank | Tank |  | T | http://www.toronto.ca/TWONTO#clarifier
77785 | THR-PRM-T-0700 | Tank, Primary Clarification - Primary Tank - South | THR-THK-GRK1 | Thickening, Ground & Structural | Tank | Tank |  | T | http://www.toronto.ca/TWONTO#clarifier
135959 | THR-FT-T-3700 | Tank, Non-Pressurized, Scum, System 8, Scum Pumping | THR-FT-T-SCUM | Final Tank, Scum Tanks | Tank,Non-Pressurized | Tank |  | T | http://www.toronto.ca/TWONTO#storage_tank
77787 | THR-PRM-T-0900 | Tank, Primary Clarification - Primary Tank - North | THR-PRM-NORTH | Primary Treatment, North Primary | Tank | Tank |  | T | http://www.toronto.ca/TWONTO#clarifier
77788 | THR-PRM-T-0900 | Tank, Primary Clarification - Primary Tank - North | THR-THK-GRK1 | Thickening, Ground & Structural | Tank | Tank |  | T | http://www.toronto.ca/TWONTO#clarifier
77789 | THR-PRM-T-1000 | Tank, Primary Clarification - Primary Tank - North | THR-PRM-T | Primary Sedimentation Tanks | Tank | Tank |  | T | http://www.toronto.ca/TWONTO#clarifier
77790 | THR-PRM-T-1000 | Tank, Primary Clarification - Primary Tank - North | THR-THK-GRK1 | Thickening, Ground & Structural | Tank | Tank |  | T | http://www.toronto.ca/TWONTO#clarifier
77791 | THR-PRM-T-1100 | Tank, Primary Clarification - Primary Tank - North | THR-PRM-T | Primary Sedimentation Tanks | Tank | Tank |  | T | http://www.toronto.ca/TWONTO#clarifier
77792 | THR-PRM-T-1100 | Tank, Primary Clarification - Primary Tank - North | THR-THK-GRK1 | Thickening, Ground & Structural | Tank | Tank |  | T | http://www.toronto.ca/TWONTO#clarifier
135958 | THR-FT-T-3600 | Tank, Non-Pressurized, Scum, System 9, Scum Pumping | THR-FT-T-SCUM | Final Tank, Scum Tanks | Tank,Non-Pressurized | Tank |  | T | http://www.toronto.ca/TWONTO#storage_tank
143729 | WTR-PEL-T-1700 | Tank, Non-Pressurized, UREA, Generator Building, Generator Room | WTR-PEL-AUX | Auxilliary Equipment (Building Facilities) | Tank,Non-Pressurized | Tank |  | T | http://www.toronto.ca/TWONTO#chemical_storage_tank
75233 | THR-FT-T-0500A | Tank, Plant Flushing Hot Water | THR-FT-HWT | Final Tank, Plant Hot Water Tanks | Tank | Tank |  | T | http://www.toronto.ca/TWONTO#storage_tank
75234 | THR-FT-T-0501 | Tank, Plant Flushing Hot Water | THR-FT-HWT | Final Tank, Plant Hot Water Tanks | Tank | Tank |  | T | http://www.toronto.ca/TWONTO#storage_tank
75235 | THR-FT-T-0503S | Tank, Plant Flushing Hot Water | THR-FT-HWT | Final Tank, Plant Hot Water Tanks | Tank | Tank | 40234 | T | http://www.toronto.ca/TWONTO#storage_tank
77798 | THR-PRM-T-3455 | Tank, Expansion, Hot Flushing Water | THR-PRM-HE-3450 | Heat Exchanger, Generator Tank | Tank | Tank |  | T | expansion_tank
135295 | THR-FPW-T-0003S | Tank, Plant Water System, Plant Services, Plant Water Pump, Centrifugaling System | THR-FPW-F-0100 | Filter, Cell 1, Plant Water System, Plant Services, Plant Water Pump, Centrifugaling System (Filter Bed, Cell 1) | Tank | Tank | 47401 | T | http://www.toronto.ca/TWONTO#storage_tank
135296 | THR-FPW-T-0003S | Tank, Plant Water System, Plant Services, Plant Water Pump, Centrifugaling System | THR-S-E | SUSPENDED ENTITY | Tank | Tank | 47401 | T | http://www.toronto.ca/TWONTO#storage_tank
77801 | THR-PRM-T-3555 | Tank, Expansion, Hot Flushing Water Supply System | THR-PRM-HE-3550 | Heat Exchanger,Generator Tank | Tank | Tank |  | T | expansion_tank
78209 | THR-PRS-T-0010 | Tank, Ferrous Chloride Storage, Chemical Building | THR-PRS-T | Phosphorous Removal System, Storage Tank | Tank,Non-Pressurized | Tank |  | T | http://www.toronto.ca/TWONTO#chemical_storage_tank
78210 | THR-PRS-T-0020 | Tank, Ferrous Chloride Storage, Chemical Building | THR-PRS-T | Phosphorous Removal System, Storage Tank | Tank,Non-Pressurized | Tank |  | T | http://www.toronto.ca/TWONTO#chemical_storage_tank
78211 | THR-PRS-T-0110S | Tank, Ferrous Chloride Storage, (Future) Chemical Building, Secondary Treatment, Phosphorous Removal | THR-PRS-T | Phosphorous Removal System, Storage Tank | Tank,Non-Pressurized | Tank | 39862 | T | http://www.toronto.ca/TWONTO#chemical_storage_tank
78212 | THR-PRS-T-0130S | Tank, Ferrous Chloride Storage, Chemical Building, Secondary Treatment, Phosphorous Removal | THR-PRS-T | Phosphorous Removal System, Storage Tank | Tank,Non-Pressurized | Tank | 39864 | T | http://www.toronto.ca/TWONTO#chemical_storage_tank
78213 | THR-PRS-T-0140S | Tank, Ferrous Chloride Storage, Chemical Building, Secondary Treatment, Phosphorous Removal | THR-PRS-T | Phosphorous Removal System, Storage Tank | Tank,Non-Pressurized | Tank | 39865 | T | http://www.toronto.ca/TWONTO#chemical_storage_tank
78214 | THR-PRS-T-9001 | Tank, Ferrous Chloride Storage, Chemical Building, (TEMPORARY) | THR-PRS-T | Phosphorous Removal System, Storage Tank | Tank,Non-Pressurized | Tank |  | T | http://www.toronto.ca/TWONTO#chemical_storage_tank
78215 | THR-PRS-T-9002 | Tank, Ferrous Chloride Storage, Chemical Building, (TEMPORARY) | THR-PRS-T | Phosphorous Removal System, Storage Tank | Tank,Non-Pressurized | Tank |  | T | http://www.toronto.ca/TWONTO#chemical_storage_tank
74254 | THR-FPW-T-0004S | Tank, Plant Water System, Plant Water Building | THR-FPW-F-0200 | Filter, Cell 2, Plant Water Building, Plant Services, Plant Water Pump, Centrifugaling System (Filter Bed, Cell 2) | Tank | Tank | 47402 | T | http://www.toronto.ca/TWONTO#storage_tank
74255 | THR-FPW-T-0005S | Tank, Plant Water System, Plant Water Building | THR-FPW-F-0300 | Filter, Cell 3, Plant Water Building, Plant Services, Plant Water Pump, Centrifugaling System (Filter Bed, Cell 3) | Tank | Tank | 47403 | T | http://www.toronto.ca/TWONTO#storage_tank
135297 | THR-FPW-T-0004S | Tank, Plant Water System, Plant Water Building | THR-S-E | SUSPENDED ENTITY | Tank | Tank | 47402 | T | http://www.toronto.ca/TWONTO#storage_tank
135298 | THR-FPW-T-0005S | Tank, Plant Water System, Plant Water Building | THR-S-E | SUSPENDED ENTITY | Tank | Tank | 47403 | T | http://www.toronto.ca/TWONTO#storage_tank
135299 | THR-FPW-T-0006S | Tank, Plant Water System, Plant Water Building | THR-FPW-F-0400 | Filter, Cell 4, Plant Water Building, Plant Services, Plant Water Pump, Centrifugaling System (Filter Bed, Cell 4) | Tank | Tank | 47404 | T | http://www.toronto.ca/TWONTO#storage_tank
135300 | THR-FPW-T-0006S | Tank, Plant Water System, Plant Water Building | THR-S-E | SUSPENDED ENTITY | Tank | Tank | 47404 | T | http://www.toronto.ca/TWONTO#storage_tank
79495 | THR-THK-T-8101 | Tank, Polymer Day, 1% Solution | THR-THK-POL-8001 | Polymer Preparation Unit System, Unit #1 | Tank,Reservoir | Tank |  | T | http://www.toronto.ca/TWONTO#chemical_storage_tank
79496 | THR-THK-T-8101A | Tank, Containment, Polymer Solution | THR-THK-POL-8001 | Polymer Preparation Unit System, Unit #1 | Tank,Reservoir | Tank |  | T | http://www.toronto.ca/TWONTO#chemical_storage_tank
79497 | THR-THK-T-8201A | Tank, Containment, Polymer Mixing Solution | THR-THK-POL-8002 | Polymer Preparation Unit System, Unit #2 | Tank,Reservoir | Tank |  | T | http://www.toronto.ca/TWONTO#chemical_storage_tank
79596 | FHA-SED-T-0201 | Tank, Underground Settling and Flocculation Basin #2 | FHA-SED | Sedimentation | Tank,Non-Pressurized | Tank |  | T | http://www.toronto.ca/TWONTO#flocculation_tank
79597 | FHA-SED-T-0301 | Tank, Underground Settling and Flocculation Basin #3 | FHA-SED | Sedimentation | Tank,Non-Pressurized | Tank |  | T | http://www.toronto.ca/TWONTO#flocculation_tank
79598 | FHA-SED-T-0401 | Tank, Underground Settling and Flocculation Basin #4 | FHA-SED | Sedimentation | Tank,Non-Pressurized | Tank |  | T | http://www.toronto.ca/TWONTO#flocculation_tank
79599 | FHA-SED-T-0501 | Tank, Underground Settling and Flocculation Basin #5 | FHA-SED | Sedimentation | Tank,Non-Pressurized | Tank |  | T | http://www.toronto.ca/TWONTO#flocculation_tank
79600 | FHA-SED-T-0601 | Tank, Underground Settling and Flocculation Basin #6 | FHA-SED | Sedimentation | Tank,Non-Pressurized | Tank |  | T | http://www.toronto.ca/TWONTO#flocculation_tank
80319 | TNT-ACC-T-1000 | Tank,Storage, Furnace oil for Boilers | TNT-ACC-OIL | Boilers, Burners, Oil & gas Systems | Tank,Reservoir | Tank |  | T | http://www.toronto.ca/TWONTO#fuel_oil_tank
80320 | TNT-ACC-T-1100 | Tank, Expansion, City Water to Hot Water System | TNT-ACC-HW | Hot water Circulation System | Tank | Tank |  | T | expansion_tank
80605 | TNT-AER-T-0200 | Tank,Aeration, # 2 | TNT-AER | Aeration Treatment | Tank,Non-Pressurized | Tank |  | T | http://www.toronto.ca/TWONTO#aeration_tank
80606 | TNT-AER-T-0500 | Tank,Aeration, # 5 | TNT-AER | Aeration Treatment | Tank,Non-Pressurized | Tank |  | T | http://www.toronto.ca/TWONTO#aeration_tank
80789 | TNT-CSO-T-0500 | Tank, CSO Tank | TNT-CSO | Combined Sewer Overflow and storage system | Tank | Tank |  | T | http://www.toronto.ca/TWONTO#detention_tank
80790 | TNT-CSO-T-0600 | Tank, Storm Tank | TNT-CSO | Combined Sewer Overflow and storage system | Tank | Tank |  | T | http://www.toronto.ca/TWONTO#detention_tank
80792 | TNT-CSO-TPB-0401 | Tipping Bucket, CSO Storage Tank Flushing | TNT-CSO-P-0400 | Pump, Centrifugal, Flush, Maintenance Hole No. 1 | Tank,Reservoir | Tank |  | TPB | http://www.toronto.ca/TWONTO#instrument_gauge_or_display
80793 | TNT-CSO-TPB-0404 | Tipping Bucket, CSO Storage Tank Flushing | TNT-CSO-P-0400 | Pump, Centrifugal, Flush, Maintenance Hole No. 1 | Tank,Reservoir | Tank |  | TPB | http://www.toronto.ca/TWONTO#instrument_gauge_or_display
64872 | THC-PRM-T | Tank, Primary Clarifier | THC-PRM-CLAR | Primary Clarification | Tank | Tank |  |  | http://www.toronto.ca/TWONTO#collection_of_assets
71416 | THR-DIG-PD-0100 | Tank, Primary Digester-1, Solids Treatment | THR-DIG-T | Digester, Tanks | Tank | Tank |  | PD | http://www.toronto.ca/TWONTO#digester_tank
71425 | THR-DIG-PD-1000 | Tank, Primary Digester-10, Solids Treatment | THR-DIG-T | Digester, Tanks | Tank | Tank |  | PD | http://www.toronto.ca/TWONTO#digester_tank
71417 | THR-DIG-PD-0200 | Tank, Primary Digester-2, Solids Treatment | THR-DIG-T | Digester, Tanks | Tank | Tank |  | PD | http://www.toronto.ca/TWONTO#digester_tank
80947 | TNT-DIG-T-0001 | Tank, Valve Pit | TNT-DIG-PD | Primary Digester Tanks,Drainage Tanks | Tank,Reservoir | Tank |  | T | http://www.toronto.ca/TWONTO#storage_tank
71418 | THR-DIG-PD-0300 | Tank, Primary Digester-3, Solids Treatment | THR-DIG-RPU | RPU, UPS, Digester | Tank | Tank |  | PD | http://www.toronto.ca/TWONTO#digester_tank
71419 | THR-DIG-PD-0300 | Tank, Primary Digester-3, Solids Treatment | THR-DIG-SB-1 | Scrubber Building 1, Digester 1 & 2 | Tank | Tank |  | PD | http://www.toronto.ca/TWONTO#digester_tank
71420 | THR-DIG-PD-0500 | Tank, Primary Digester-5, Solids Treatment | THR-DIG-RPU | RPU, UPS, Digester | Tank | Tank |  | PD | http://www.toronto.ca/TWONTO#digester_tank
71421 | THR-DIG-PD-0500 | Tank, Primary Digester-5, Solids Treatment | THR-DIG-SB-1 | Scrubber Building 1, Digester 1 & 2 | Tank | Tank |  | PD | http://www.toronto.ca/TWONTO#digester_tank
81118 | TNT-DIS-T-0100 | Tank, Chlorine Contact | TNT-DIS | Disinfection | Tank,Reservoir | Tank |  | T | http://www.toronto.ca/TWONTO#chemical_contact_tank
81119 | TNT-DIS-T-0500 | Tank, Sodium HypoChlorite | TNT-DIS | Disinfection | Tank,Reservoir | Tank |  | T | http://www.toronto.ca/TWONTO#chemical_storage_tank
81120 | TNT-DIS-T-0600 | Tank, Sodium HypoChlorite | TNT-DIS | Disinfection | Tank,Reservoir | Tank |  | T | http://www.toronto.ca/TWONTO#chemical_storage_tank
71422 | THR-DIG-PD-0700 | Tank, Primary Digester-7, Solids Treatment | THR-DIG-T-7-10 | Digester, Entities Common to Tanks 7-10 | Tank | Tank |  | PD | http://www.toronto.ca/TWONTO#digester_tank
71423 | THR-DIG-PD-0700 | Tank, Primary Digester-7, Solids Treatment | THR-DIG-T-7-8 | Digester, Entities Common to Tanks 7-8 | Tank | Tank |  | PD | http://www.toronto.ca/TWONTO#digester_tank
71424 | THR-DIG-PD-0900 | Tank, Primary Digester-9, Solids Treatment | THR-DIG-T | Digester, Tanks | Tank | Tank |  | PD | http://www.toronto.ca/TWONTO#digester_tank
89224 | WTR-RMA-T-0200 | Tank, Reservoir | WTR-RMA-TRW | Treated Water (Transmission) | Tank,Reservoir | Tank |  | T | http://www.toronto.ca/TWONTO#reservoir_tank
89659 | WTR-RWA-T-0001 | Tank, Reservoir | WTR-RWA-TRW | Treated Water (Transmission) | Tank,Water Elevated | Tank |  | T | http://www.toronto.ca/TWONTO#reservoir_tank
89683 | WTR-RWL-T-0001 | Tank, Reservoir | WTR-RWL-TRW | Treated Water (Transmission) | Tank,Water Elevated | Tank |  | T | http://www.toronto.ca/TWONTO#reservoir_tank
89288 | WTR-RMI-T-0200 | Tank, Reservoir (North-East Basin) | WTR-RMI-TRW | Treated Water (Transmission) | Tank,Reservoir | Tank |  | T | http://www.toronto.ca/TWONTO#reservoir_tank
89287 | WTR-RMI-T-0100 | Tank, Reservoir (South-East Basin) | WTR-RMI-TRW | Treated Water (Transmission) | Tank,Reservoir | Tank |  | T | http://www.toronto.ca/TWONTO#reservoir_tank
88845 | WTR-RDF-T-0200 | Tank, Reservoir, (East Basin) | WTR-RDF-TRW | Treated Water (Transmission) | Tank,Reservoir | Tank |  | T | http://www.toronto.ca/TWONTO#reservoir_tank
81550 | TNT-PRM-T-0200 | Tank, Clarification,Primary Influent, #2 | TNT-PRM | Primary Treatment | Clarifier,Square | Tank |  | T | http://www.toronto.ca/TWONTO#clarifier
81551 | TNT-PRM-T-0300 | Tank, Clarification,Primary Influent, #3 | TNT-PRM | Primary Treatment | Clarifier,Square | Tank |  | T | http://www.toronto.ca/TWONTO#clarifier
89588 | WTR-RRV-T-0200 | Tank, Reservoir, (North West Basin) | WTR-RRV-TRW | Treated Water (Transmission) | Tank,Reservoir | Tank |  | T | http://www.toronto.ca/TWONTO#reservoir_tank
89346 | WTR-RMP-T-0100S | Tank, Reservoir, (South Basin) | WTR-RMP-TRWS | Treated Water (Transmission) | Tank,Reservoir | Tank | 38606 | T | http://www.toronto.ca/TWONTO#reservoir_tank
89213 | WTR-RLW-T-0200 | Tank, Reservoir, (South-East Basin) | WTR-RLW-TRW | Treated Water (Transmission) | Tank,Reservoir | Tank |  | T | http://www.toronto.ca/TWONTO#reservoir_tank
88699 | WTR-RBV-T-0200 | Tank, Reservoir, (Southwest Basin) | WTR-RBV-TRW | Treated Water (Transmission) | Tank,Reservoir | Tank |  | T | http://www.toronto.ca/TWONTO#reservoir_tank
88844 | WTR-RDF-T-0100 | Tank, Reservoir, (West Basin) | WTR-RDF-TRW | Treated Water (Transmission) | Tank,Reservoir | Tank |  | T | http://www.toronto.ca/TWONTO#reservoir_tank
89625 | WTR-RST-T-0200 | Tank, Reservoir, (West Basin) | WTR-RST-TRW | Treated Water (Transmission) | Tank,Reservoir | Tank |  | T | http://www.toronto.ca/TWONTO#reservoir_tank
50177 | TAB-PLT-T-0100 | Tank, Reservoir, Grit Removal, Grit Bldg., P Bldg. | TAB-PLT-T | P Building - Grit Tanks 1-12 & Hoppers 1 - 6 | Tank,Reservoir | Tank |  | T | http://www.toronto.ca/TWONTO#sedimentation_tank
84806 | WTR-PEG-T-0001 | Tank, Hot Water | WTR-PEG-AUX | Auxiliary Equipment (Building Facilities) | Tank | Tank |  | T | http://www.toronto.ca/TWONTO#tanked_hot_water_heater
85210 | WTR-PEL-T-0004 | Tank, Hot Water, Lower Level | WTR-PEL-CW | City Water System | Tank | Tank |  | T | http://www.toronto.ca/TWONTO#tanked_hot_water_heater
85211 | WTR-PEL-T-1010 | Tank, Non-Pressurized, Diesel Fuel Storage, Generator Building, Bulk Fuel Storage Room | WTR-PEL-AUX | Auxilliary Equipment (Building Facilities) | Tank,Non-Pressurized | Tank |  | T | http://www.toronto.ca/TWONTO#fuel_oil_tank
85212 | WTR-PEL-T-1500 | Tank, Non-Pressurized, New Oil, Generator Building, Product Handling Room | WTR-PEL-AUX | Auxilliary Equipment (Building Facilities) | Tank,Non-Pressurized | Tank |  | T | http://www.toronto.ca/TWONTO#chemical_storage_tank
85213 | WTR-PEL-T-1600 | Tank, Non-Pressurized, New Oil, Generator Building, Product Handling Room | WTR-PEL-AUX | Auxilliary Equipment (Building Facilities) | Tank,Non-Pressurized | Tank |  | T | http://www.toronto.ca/TWONTO#chemical_storage_tank
85769 | WTR-PHL-T-2701 | Tank , Hot Water | WTR-PHL-AUX | Auxiliary Equipment (Building Facilities) | Tank,Domestic Hot Water | Tank |  | T | http://www.toronto.ca/TWONTO#tanked_hot_water_heater
85770 | WTR-PHL-T-2801 | Tank , Hot Water | WTR-PHL-AUX | Auxiliary Equipment (Building Facilities) | Tank,Domestic Hot Water | Tank |  | T | http://www.toronto.ca/TWONTO#tanked_hot_water_heater
85771 | WTR-PHL-T-2901 | Tank , Hot Water | WTR-PHL-AUX | Auxiliary Equipment (Building Facilities) | Tank,Domestic Hot Water | Tank |  | T | http://www.toronto.ca/TWONTO#tanked_hot_water_heater
85772 | WTR-PHL-T-3101 | Tank , Hot Water, 40 Rathnelly | WTR-PHL-AUX | Auxiliary Equipment (Building Facilities) | Tank,Domestic Hot Water | Tank |  | T | http://www.toronto.ca/TWONTO#tanked_hot_water_heater
85773 | WTR-PHL-T-3101 | Tank , Hot Water, 40 Rathnelly | WTR-PHL-ENGHOUSE | Engineers House, 40 Rathnelly | Tank,Domestic Hot Water | Tank |  | T | http://www.toronto.ca/TWONTO#tanked_hot_water_heater
50183 | TAB-PLT-T-0200 | Tank, Reservoir, Grit Removal, Grit Bldg., P Bldg. | TAB-PLT-T | P Building - Grit Tanks 1-12 & Hoppers 1 - 6 | Tank,Reservoir | Tank |  | T | http://www.toronto.ca/TWONTO#sedimentation_tank
50186 | TAB-PLT-T-0300 | Tank, Reservoir, Grit Removal, Grit Bldg., P Bldg. | TAB-PLT-T | P Building - Grit Tanks 1-12 & Hoppers 1 - 6 | Tank,Reservoir | Tank |  | T | http://www.toronto.ca/TWONTO#sedimentation_tank
50190 | TAB-PLT-T-0500 | Tank, Reservoir, Grit Removal, Grit Bldg., P Bldg. | TAB-PLT-T | P Building - Grit Tanks 1-12 & Hoppers 1 - 6 | Tank,Reservoir | Tank |  | T | http://www.toronto.ca/TWONTO#sedimentation_tank
50192 | TAB-PLT-T-0600 | Tank, Reservoir, Grit Removal, Grit Bldg., P Bldg. | TAB-PLT-T | P Building - Grit Tanks 1-12 & Hoppers 1 - 6 | Tank,Reservoir | Tank |  | T | http://www.toronto.ca/TWONTO#sedimentation_tank
63881 | FCL-PAC-T-0501 | Tank, Reservoir, PAC Slurry Calibrated Cylinder, Dry Chemical Building, Basement | FCL-PAC | Taste and Odour Control (PAC) | Tank,Reservoir | Tank |  | T | http://www.toronto.ca/TWONTO#chemical_storage_tank
86050 | FHA-WWW-T-0701 | Tank, SBS Storage, RMF, SBS Storage Room | FHA-SBS | SBS System | Tank | Tank |  | T | http://www.toronto.ca/TWONTO#chemical_storage_tank
86051 | FHA-WWW-T-0701 | Tank, SBS Storage, RMF, SBS Storage Room | FHA-WWW-P-0711-KQ | SBS Pump Location | Tank | Tank |  | T | http://www.toronto.ca/TWONTO#chemical_storage_tank
81509 | TNT-MCS-T-0100 | Tank, Reservoir, Sump Well | TNT-MCS | Miscellaneous, including Storm Water Tanks | Tank,Reservoir | Tank |  | T | http://www.toronto.ca/TWONTO#reservoir_tank
11355 | FCL-BW-T-0100A | Tank, Reservoir, Water Back Wash, Wash Water Tank | FCL-BW | Backwash System | Tank,Reservoir | Tank |  | T | http://www.toronto.ca/TWONTO#reservoir_tank
11356 | FCL-BW-T-0100B | Tank, Reservoir, Water Back Wash, Wash Water Tank | FCL-BW | Backwash System | Tank,Reservoir | Tank |  | T | http://www.toronto.ca/TWONTO#reservoir_tank
31120 | FIS-WWW-T-1101 | Tank, RMF Settling Basin 11, Filter Backwash Waste, Settling Basin Area | FIS-WWW | Waste Water |  | Tank |  | T | http://www.toronto.ca/TWONTO#sedimentation_tank
98666 | FIS-WWW-T-0501 | Tank, RMF Settling Basin 5, Filter Backwash Waste, Settling Basin Area | FIS-WWW | Waste Water |  | Tank |  | T | http://www.toronto.ca/TWONTO#sedimentation_tank
98667 | FIS-WWW-T-0701 | Tank, RMF Settling Basin 7, Filter Backwash Waste, Settling Basin Area | FIS-WWW | Waste Water |  | Tank |  | T | http://www.toronto.ca/TWONTO#sedimentation_tank
86065 | FHA-WWW-T-6001 | Tank, Polymer Storage Tote, RMF, Polymer Room | FHA-WWW-POLY | Polymer | Tank | Tank |  | T | http://www.toronto.ca/TWONTO#chemical_storage_tank
86066 | FHA-WWW-T-6003 | Tank, Polymer Solution Day Tank, Polymer Storage Area | FHA-WWW-POLY | Polymer | Tank | Tank |  | T | http://www.toronto.ca/TWONTO#chemical_storage_tank
31119 | FIS-WWW-T-0901 | Tank, RMF Settling Basin 9, Filter Backwash Waste, Settling Basin Area | FIS-WWW | Waste Water |  | Tank |  | T | http://www.toronto.ca/TWONTO#sedimentation_tank
78808 | FHA-RSP-T-0100 | Tank, Sanitary Wet Well, Sanitary Pumping System, Pump Building Basement, West | FHA-AUX-SAN | Sanitary Pumping System | Tank | Tank |  | T | http://www.toronto.ca/TWONTO#storage_tank
86337 | WTR-PJS-T-2000 | Tank,on-Pressurized,Level 73 Heat Exchanger Room North Wall West ,DLCW Surge Tank Air Pressure Supply Receiver Tank | WTR-PJS-ENW | Enwave Process |  | Tank |  | T | http://www.toronto.ca/TWONTO#pressure_vessel
86338 | WTR-PJS-T-2100 | Tank,on-Pressurized,Level 73 Heat Exchanger Room North Wall East,DLCW Surge Tank Air Pressure Supply Receiver Tank | WTR-PJS-ENW | Enwave Process |  | Tank |  | T | http://www.toronto.ca/TWONTO#pressure_vessel
77797 | THR-PRM-T-3400 | Tank, Scum Tank, North Plant PTs 9, 10 - scum tank | THR-PRM-SCUM-T | Scum/Sludge Pumping, Tanks & Hopper, South Primary | Tank | Tank |  | T | http://www.toronto.ca/TWONTO#storage_tank
137893 | THR-PRM-T-3400 | Tank, Scum Tank, North Plant PTs 9, 10 - scum tank | THR-PRM-SCP-N | Scum Pumping, Primary Treatment, North Primary(9,10,11) | Tank | Tank |  | T | http://www.toronto.ca/TWONTO#storage_tank
77799 | THR-PRM-T-3500 | Tank, Scum Tank, PT #11 - scum tank | THR-PRM-SCP-N | Scum Pumping, Primary Treatment, North Primary(9,10,11) | Tank | Tank |  | T | http://www.toronto.ca/TWONTO#storage_tank
77800 | THR-PRM-T-3500 | Tank, Scum Tank, PT #11 - scum tank | THR-PRM-SCUM-T | Scum/Sludge Pumping, Tanks & Hopper, South Primary | Tank | Tank |  | T | http://www.toronto.ca/TWONTO#storage_tank
86343 | WTR-PJS-T-6100 | Tank,Level 73 Heat Exchanger Room South-West Wall,West Tank,DLCW Chemical Storage Tank | WTR-PJS-P-6000 | Pump,Metering,Level 73 Heat Exchanger Room West Wall,DLCW Chemical Feed Pump | Tank | Tank |  | T | http://www.toronto.ca/TWONTO#chemical_storage_tank
86344 | WTR-PJS-T-6200 | Tank,Level 73 Heat Exchanger Room South-West Wall,East Tank,DLCW Chemical Storage Tank | WTR-PJS-P-6000 | Pump,Metering,Level 73 Heat Exchanger Room West Wall,DLCW Chemical Feed Pump | Tank | Tank |  | T | http://www.toronto.ca/TWONTO#chemical_storage_tank
77793 | THR-PRM-T-3100 | Tank, Scum, from Hopper T-0130, South Primary Tank | THR-PRM-SCUM-T | Scum/Sludge Pumping, Tanks & Hopper, South Primary | Tank,Non-Pressurized | Tank |  | T | http://www.toronto.ca/TWONTO#storage_tank
77794 | THR-PRM-T-3100 | Tank, Scum, from Hopper T-0130, South Primary Tank | THR-PRM-STA-1 | South Primary Station 1 | Tank,Non-Pressurized | Tank |  | T | http://www.toronto.ca/TWONTO#storage_tank
86676 | WTR-PKN-T-0002 | Tank, Domestic Hot Water | WTR-PKN-AUX | Auxiliary Equipment (Building Facilities) | Tank,Domestic Hot Water | Tank |  | T | http://www.toronto.ca/TWONTO#tanked_hot_water_heater
87197 | WTR-PMI-T-0002 | Fuel Tank, Underground | WTR-PMI-AUX | Auxiliary Equipment (Building Facilities) |  | Tank |  | T | http://www.toronto.ca/TWONTO#underground_fuel_oil_tank_temp
87198 | WTR-PMI-T-1100 | Tank, Domestic, Hot Water, Washroom, | WTR-PMI-AUX | Auxiliary Equipment (Building Facilities) | Tank,Domestic Hot Water | Tank |  | T | http://www.toronto.ca/TWONTO#tanked_hot_water_heater
87455 | WTR-PPD-T-2101 | Tank, Domestic Hot Water | WTR-PPD-AUX | Auxiliary Equipment (Building Facilities) | Tank,Domestic Hot Water | Tank |  | T | http://www.toronto.ca/TWONTO#tanked_hot_water_heater
87691 | WTR-PRH-T-0001 | Tank, Hot Water, Domestic(electrical), Emergency Safety Eye Wash, Generator Room | WTR-PRH-LB-0103 | Load Breaker, 4160V, Generator, Switchgear Electrical Room | Tank,Domestic Hot Water | Tank |  | T | http://www.toronto.ca/TWONTO#tanked_hot_water_heater
77795 | THR-PRM-T-3200 | Tank, Scum, from Hopper T-0330 & 0730, South Primary Tank | THR-PRM-SCUM-T | Scum/Sludge Pumping, Tanks & Hopper, South Primary | Tank,Non-Pressurized | Tank |  | T | http://www.toronto.ca/TWONTO#storage_tank
87693 | WTR-PRH-T-1200 | Tank, Bulk Fuel Storage, Generator Room | WTR-PRH-LB-0203 | Load Breaker, 4160V, Generator, Switchgear Electrical Room |  | Tank |  | T | http://www.toronto.ca/TWONTO#fuel_oil_tank
77796 | THR-PRM-T-3200 | Tank, Scum, from Hopper T-0330 & 0730, South Primary Tank | THR-PRM-STA-2 | South Primary Station 2 | Tank,Non-Pressurized | Tank |  | T | http://www.toronto.ca/TWONTO#storage_tank
87927 | WTR-PRV-T-0601 | Tank,Oil,Pump 0600 Bearing Lubrication | WTR-PRV-P-0601 | Pump,Centrifugal,Oil Lubrication,Pump 0600 Bearings | Tank | Tank |  | T | http://www.toronto.ca/TWONTO#chemical_storage_tank
88053 | WTR-PSA-T-0002 | Tank, Domestic Hot Water | WTR-PSA-AUX | Auxiliary Equipment (Building Facilities) | Tank | Tank |  | T | http://www.toronto.ca/TWONTO#tanked_hot_water_heater
88322 | WTR-PSC-T-0400 | Sump Pit | WTR-PSC-AUX | Auxiliary Equipment (Building Facilities) | Tank | Tank |  | T | http://www.toronto.ca/TWONTO#storage_tank
88323 | WTR-PSC-T-0600 | Tank,Hot Water,Office | WTR-PSC-AUX | Auxiliary Equipment (Building Facilities) | Tank,Domestic Hot Water | Tank |  | T | http://www.toronto.ca/TWONTO#tanked_hot_water_heater
88324 | WTR-PSC-T-0700 | Tank,Hot Water,Pump Room | WTR-PSC-AUX | Auxiliary Equipment (Building Facilities) | Tank,Domestic Hot Water | Tank |  | T | http://www.toronto.ca/TWONTO#tanked_hot_water_heater
88636 | WTR-PWT-T-0002 | Tank, Expansion, Hot Water Expansion, Basement | WTR-PWT-AUX | Auxiliary Equipment (Building Facilities) | Tank,Domestic Hot Water | Tank |  | T | expansion_tank
88637 | WTR-PWT-T-0003 | Tank, Expansion, Process Water , Basement | WTR-PWT-AUX | Auxiliary Equipment (Building Facilities) | Tank | Tank |  | T | expansion_tank
115608 | TAB-PRM-T-4500 | Tank, Seal Water Pump Supply | TAB-PRM-P-P | P Building - Primary Sludge Pumping | Tank,Reservoir | Tank |  | T | http://www.toronto.ca/TWONTO#storage_tank
71740 | THR-DIG-SD-0600 | Tank, Secondary Digester-6, Solids Treatment | THR-DIG-SB-2 | Scrubber Building 2, Digester 3 & 4 | Tank | Tank |  | SD | http://www.toronto.ca/TWONTO#digester_tank
88700 | WTR-RBV-T-0501 | Tank, Domestic Hot Water | WTR-RBV-AUX | Auxiliary Equipment (Building Facilities) | Tank,Domestic Hot Water | Tank |  | T | http://www.toronto.ca/TWONTO#tanked_hot_water_heater
64660 | FCL-SED-T-0300 | Tank, Sedimentation, East | FCL-WWW | Residue Management | Tank,Reservoir | Tank |  | T | http://www.toronto.ca/TWONTO#sedimentation_tank
64659 | FCL-SED-T-0200 | Tank, Sedimentation, Middle | FCL-WWW | Residue Management | Tank,Reservoir | Tank |  | T | http://www.toronto.ca/TWONTO#sedimentation_tank
64658 | FCL-SED-T-0100 | Tank, Sedimentation, West | FCL-WWW | Residue Management | Tank,Reservoir | Tank |  | T | http://www.toronto.ca/TWONTO#sedimentation_tank
13929 | FCL-RSP-T-0101 | Tank, Sewage Ejector, Admin Building B3 Sewage Ejector Room | FCL-RSP | Sewage Pumping Station | Tank,Reservoir | Tank |  | T | http://www.toronto.ca/TWONTO#storage_tank
109810 | TAB-DEW-T-4100 | Tank, Sludge Holding #1 | TAB-DEW-SLUDGE SILO | Sludge Holding Tank System, Conveyors | Tank | Tank |  | T | http://www.toronto.ca/TWONTO#storage_tank
44078 | TAB-DEW-T-4200 | Tank, Sludge Holding #2 | TAB-DEW-SLUDGE SILO | Sludge Holding Tank System, Conveyors | Tank | Tank |  | T | http://www.toronto.ca/TWONTO#storage_tank
109811 | TAB-DEW-T-4300 | Tank, Sludge Holding #3 | TAB-DEW-SLUDGE SILO | Sludge Holding Tank System, Conveyors | Tank | Tank |  | T | http://www.toronto.ca/TWONTO#storage_tank
86048 | FHA-WWW-T-0004 | Tank, Sludge Splitter Box, RMF, North/East of Pilot Plant | FHA-WWW-SLUDGE | Sludge Equalization Pumping | Tank | Tank |  | T | http://www.toronto.ca/TWONTO#storage_tank
95585 | FHO-WWW-T-0001 | Tank, Sludge Storage, S4, Clarifier Building Basement | FHO-WWW | Residue Management / Waste Water System | Tank,Reservoir | Tank |  | T | http://www.toronto.ca/TWONTO#storage_tank
69010 | FCL-WWW-T-3000 | Tank, Sludge Sump, RMF Clarification Facility | FCL-WWW-CLAR | Clarification | Tank | Tank |  | T | http://www.toronto.ca/TWONTO#storage_tank
19294 | FHA-WWW-T-3011 | Tank, Sludge Thickener, RMF, Thickener Gallery | FHA-WWW-THICK | Sludge Thickening | Tank | Tank |  | T | http://www.toronto.ca/TWONTO#storage_tank
19296 | FHA-WWW-T-3021 | Tank, Sludge Thickener, RMF, Thickener Gallery | FHA-WWW-THICK | Sludge Thickening | Tank | Tank |  | T | http://www.toronto.ca/TWONTO#storage_tank
19297 | FHA-WWW-T-3031 | Tank, Sludge Thickener, RMF, Thickener Gallery | FHA-WWW-T-3031-KQ | Tank Location, Thickener 3 | Tank | Tank |  | T | http://www.toronto.ca/TWONTO#storage_tank
19298 | FHA-WWW-T-3031 | Tank, Sludge Thickener, RMF, Thickener Gallery | FHA-WWW-THICK | Sludge Thickening | Tank | Tank |  | T | http://www.toronto.ca/TWONTO#storage_tank
19299 | FHA-WWW-T-3041 | Tank, Sludge Thickener, RMF, Thickener Gallery | FHA-WWW-T-3041-KQ | Tank Location, Thickener 4 | Tank | Tank |  | T | http://www.toronto.ca/TWONTO#storage_tank
89479 | WTR-RRH-T-0001 | Tank, Domestic Hot Water | WTR-RRH-AUX | Auxiliary Equipment (Building Facilities) | Tank,Domestic Hot Water | Tank |  | T | http://www.toronto.ca/TWONTO#tanked_hot_water_heater
19300 | FHA-WWW-T-3041 | Tank, Sludge Thickener, RMF, Thickener Gallery | FHA-WWW-THICK | Sludge Thickening | Tank | Tank |  | T | http://www.toronto.ca/TWONTO#storage_tank
86052 | FHA-WWW-T-3011 | Tank, Sludge Thickener, RMF, Thickener Gallery | FHA-WWW-T-3011-KQ | Tank Location, Thickener 1 | Tank | Tank |  | T | http://www.toronto.ca/TWONTO#storage_tank
86054 | FHA-WWW-T-3021 | Tank, Sludge Thickener, RMF, Thickener Gallery | FHA-WWW-T-3021-KQ | Tank Location, Thickener 2 | Tank | Tank |  | T | http://www.toronto.ca/TWONTO#storage_tank
89020 | WTR-REL-T-0100 | Tank, South-East Basin (Cell 1) | WTR-REL-TRW | Treated Water (Transmission) | Tank | Tank |  | T | http://www.toronto.ca/TWONTO#storage_tank
89021 | WTR-REL-T-0200 | Tank, South-West Basin (Cell 2) | WTR-REL-TRW | Treated Water (Transmission) | Tank | Tank |  | T | http://www.toronto.ca/TWONTO#storage_tank
41283 | TAB-ACC-T-7601 | Tank, Steam Pressure Reducing Station,(Steam Piping) | TAB-HRS-STEAM | Plant Steam | Tank | Tank |  | T | http://www.toronto.ca/TWONTO#pressure_vessel
41284 | TAB-ACC-T-7602 | Tank, Steam Pressure Reducing Station,(Steam Piping) | TAB-HRS-STEAM | Plant Steam | Tank | Tank |  | T | http://www.toronto.ca/TWONTO#pressure_vessel
21453 | FHO-DEW-T-0008 | Tank, Sump Well, Drainage & Sump Pumps, Ozone Building, S2, N-Wall | FHO-DEW | Dewatering & Drainage |  | Tank |  | T | http://www.toronto.ca/TWONTO#storage_tank
91178 | FHO-DEW-T-0009 | Tank, Sump Well, Drainage & Sump Pumps, Ozone Building, S2, Pipe Gallery 2, S/E of T-2100 | FHO-DEW | Dewatering & Drainage |  | Tank |  | T | http://www.toronto.ca/TWONTO#storage_tank
89798 | WZ2008A | Receiver, Pneumatic Conveyor Air, 203A | TAB-SLD-ROUTING | Pelletizer Bldg. - Material Handling | Vessel,Pressure | Tank |  |  | http://www.toronto.ca/TWONTO#pressure_vessel
21455 | FHO-DEW-T-0011 | Tank, Sump Well, Drainage & Sump Pumps, Ozone Building, S2, Raw Water Process Room | FHO-DEW | Dewatering & Drainage |  | Tank |  | T | http://www.toronto.ca/TWONTO#storage_tank
21454 | FHO-DEW-T-0010 | Tank, Sump Well, Drainage & Sump Pumps, Ozone Building,S5, Filter 9-13 Pipe Gallery Basement,W | FHO-DEW | Dewatering & Drainage |  | Tank |  | T | http://www.toronto.ca/TWONTO#storage_tank
90019 | YTF-CW-T-0002 | Tank, Domestic Hot Water, RN131, City Water Heaters and Pumps | YTF-CW | City Water | Tank,Domestic Hot Water | Tank |  | T | http://www.toronto.ca/TWONTO#tanked_hot_water_heater
90020 | YTF-CW-T-0003 | Tank, Hot Water Storage, City Water Heaters and Pumps | YTF-CW | City Water | Tank | Tank |  | T | http://www.toronto.ca/TWONTO#tanked_hot_water_heater
90021 | YTF-CW-T-0004 | Tank, Hot Water Storage, City Water Heaters and Pumps | YTF-CW | City Water | Tank | Tank |  | T | http://www.toronto.ca/TWONTO#tanked_hot_water_heater
90022 | YTF-CW-T-0010 | Tank, Domestic Hot Water, RN168, City Water Heaters and Pumps | YTF-CW | City Water | Tank,Domestic Hot Water | Tank |  | T | http://www.toronto.ca/TWONTO#tanked_hot_water_heater
90341 | FHO-ALM-T-0101 | Tank, Alum/Ferric Storage 1, Alum System, S4 Chemical Building | FHO-ALM-T-0101-KQ | Alum/Ferric Storage Tank 1 | Tank,Reservoir | Tank |  | T | http://www.toronto.ca/TWONTO#chemical_storage_tank
90342 | FHO-ALM-T-0201 | Tank, Alum/Ferric Storage 2, Alum System, S4 Chemical Building | FHO-ALM-T-0201-KQ | Alum/Ferric Storage Tank 2 | Tank,Reservoir | Tank |  | T | http://www.toronto.ca/TWONTO#chemical_storage_tank
90343 | FHO-ALM-T-0301 | Tank, Alum/Ferric Storage 3, Alum System, S4 Chemical Building | FHO-ALM | Alum System | Tank,Reservoir | Tank |  | T | http://www.toronto.ca/TWONTO#chemical_storage_tank
90461 | FHO-AM-T-0201 | Tank, Aqua Ammonia, Ammonia System, S4 Ammonia Storage Room | FHO-AM | Ammoniation | Tank,Reservoir | Tank |  | T | http://www.toronto.ca/TWONTO#chemical_storage_tank
90657 | FHO-CCS-T-0101 | Tank, Phosphoric Acid Storage Tank, S4,Corrossion Control Tank Room | FHO-CCS | Corrosion Control Process |  | Tank |  | T | http://www.toronto.ca/TWONTO#chemical_storage_tank
90658 | FHO-CCS-T-0201 | Tank, Phosphoric Acid Storage Tank, S4, Corrossion Control Tank Room | FHO-CCS | Corrosion Control Process |  | Tank |  | T | http://www.toronto.ca/TWONTO#chemical_storage_tank
90718 | FHO-CL-T-0001 | Tank, Risudal Chlorine Tank, Chlorinations System, Chemical Building, S2, Storage Room | FHO-CLC | Trim Chlorination System |  | Tank |  | T | http://www.toronto.ca/TWONTO#chemical_storage_tank
90719 | FHO-CL-T-0101-SU | Tank, Caustic Soda Storage | FHO-OBSOLETE | Removed From Service | Tank,Reservoir | Tank | 32923 | T | http://www.toronto.ca/TWONTO#chemical_storage_tank
90720 | FHO-CL-T-0101-SU | Tank, Caustic Soda Storage | FHO-SM-SB-0100 | Scrubber, Chlorine and SO2, Outdoor, East of Chemical Building | Tank,Reservoir | Tank | 32923 | T | http://www.toronto.ca/TWONTO#chemical_storage_tank
90721 | FHO-CL-T-0201-SU | Tank, Caustic Soda Storage | FHO-SM-SB-0001-KQ | Scrubber | Tank,Reservoir | Tank | 32924 | T | http://www.toronto.ca/TWONTO#chemical_storage_tank
90763 | FHO-CLA-T-0101 | Tank, Expansion Pre Chlorination Train 1, Chlorination System, S2 Chem. Storage Rm | FHO-CLA-CHL-0101 | Chlorinator, Pre Chlorination Train 1, Chemical Building, L1, Machine Room | Vessel,Pressure | Tank |  | T | expansion_tank
90764 | FHO-CLA-T-0101 | Tank, Expansion Pre Chlorination Train 1, Chlorination System, S2 Chem. Storage Rm | FHO-CLA-CHL-0101-KQ | Pre Chlorination Train 1 | Vessel,Pressure | Tank |  | T | expansion_tank
90765 | FHO-CLA-T-0201 | Tank, Expansion, Pre Chlorination Train 2, Chlorination System, S2 Chem. Storage Rm | FHO-CLA-CHL-0201 | Chlorinator, Pre Chlorination Train 2, Chemical Building, L1, Machine Room | Vessel,Pressure | Tank |  | T | expansion_tank
90889 | FHO-CLB-T-0301 | Tank, Expansion, Post Chlorination Train 3, Chlorination System, S2 Chlorine Storage Room | FHO-CLC-CHL-0201-KQ | Trim ChlorinationTrain 2 | Vessel,Pressure | Tank |  | T | expansion_tank
90890 | FHO-CLB-T-0401 | Tank, Expansion, Post Chlorination Train 4, Chlorination System, S2 Chlorine Storage Room | FHO-CLB-CHL-0401 | Chlorinator, Post Chlorination East Train 4,Chemical Building, L1, Evaporator Room | Vessel,Pressure | Tank |  | T | expansion_tank
90891 | FHO-CLB-T-0401 | Tank, Expansion, Post Chlorination Train 4, Chlorination System, S2 Chlorine Storage Room | FHO-DCL-SO-0101-KQ | Dechlorination Train 1 | Vessel,Pressure | Tank |  | T | expansion_tank
91004 | FHO-CLC-T-0101 | Tank, Expansion, Trim Chlorination Train 1, Chlorination System, S2 Chemical Storage Room | FHO-CLC-CHL-0101-KQ | Trim Chlorination Train 1 | Vessel,Pressure | Tank |  | T | expansion_tank
21450 | FHO-DEW-T-0003 | Tank, Sump Well, Drainage & Sump Pumps, Reservoir, S2, TRW Suction Gallery S/E End | FHO-DEW | Dewatering & Drainage |  | Tank |  | T | http://www.toronto.ca/TWONTO#storage_tank
21452 | FHO-DEW-T-0007 | Tank, Sump Well, Drainage & Sump Pumps, Reservoir, S2, TRW Suction Gallery S/W End | FHO-DEW | Dewatering & Drainage |  | Tank |  | T | http://www.toronto.ca/TWONTO#storage_tank
21460 | FHO-DEW-T-1101 | Tank, Sump Well, Drainage & Sump Pumps, S4 Ammonia Storage Room | FHO-DEW | Dewatering & Drainage |  | Tank |  | T | http://www.toronto.ca/TWONTO#storage_tank
21459 | FHO-DEW-T-1001 | Tank, Sump Well, Drainage & Sump Pumps, S4 Fluoride Storage Room | FHO-DEW | Dewatering & Drainage |  | Tank |  | T | http://www.toronto.ca/TWONTO#storage_tank
91180 | FHO-DEW-T-0013 | Tank, Sump Well, Drainage & Sump Pumps, Standby Power Building, S4, CCS Room | FHO-DEW | Dewatering & Drainage |  | Tank |  | T | http://www.toronto.ca/TWONTO#storage_tank
91179 | FHO-DEW-T-0012 | Tank, Sump Well, Drainage & Sump Pumps, Standby Power Building, S4, Surge Tank Room | FHO-DEW | Dewatering & Drainage |  | Tank |  | T | http://www.toronto.ca/TWONTO#storage_tank
91176 | FHO-DEW-T-0005 | Tank, Sump Well, Drainage & Sump Pumps, Surge Building, N/E | FHO-DEW | Dewatering & Drainage |  | Tank |  | T | http://www.toronto.ca/TWONTO#storage_tank
91370 | FHO-DOZ-T-2100 | Tank, Ozone Contact, Ozone Building, S1 &S2, S/E | FHO-DOZ-CONT | FHO OZONE CONTACT | Tank | Tank |  | T | http://www.toronto.ca/TWONTO#chemical_contact_tank
91371 | FHO-DOZ-T-3100-SUS | ? tank, ? function in ? process, ? Location | FHO-DOZ-SAMP | Ozone Contact Tank Sampling |  | Tank | 37818 | T | ?
91372 | FHO-DOZ-T-5001 | Tank, Closed Loop Cooling Water Expansion, Ozone Building,L1,Ozone Equipment Room,Cooling Water Skid | FHO-DOZ-CL-CW | CLOSED LOOP COOLING WATER SYSTEM | Tank | Tank |  | T | expansion_tank
91373 | FHO-DOZ-T-5002 | Tank, Closed Loop Cooling Water Expansion, Ozone Building,L1,Ozone Equipment Room,Cooling Water Skid | FHO-DOZ-CL-CW | CLOSED LOOP COOLING WATER SYSTEM | Tank | Tank |  | T | expansion_tank
91374 | FHO-DOZ-T-5003 | Tank, Air Separator, Closed Loop Cooling Water,Ozone Bldg,L1,Ozone Equipment Room,Cooling Water Skid | FHO-DOZ-CL-CW | CLOSED LOOP COOLING WATER SYSTEM | Tank | Tank |  | T | air_seperator
91375 | FHO-DOZ-T-5004 | Tank, Air Separator, Closed Loop Cooling Water,Ozone Bldg,L1,Ozone Equipment Room,Cooling Water Skid | FHO-DOZ-CL-CW | CLOSED LOOP COOLING WATER SYSTEM | Tank | Tank |  | T | air_seperator
92665 | FHO-FL-T-0004 | Tank, Fluoride Dilution, S2, North Penthouse | FHO-FL | Fluoridation | Tank | Tank |  | T | http://www.toronto.ca/TWONTO#chemical_storage_tank
92666 | FHO-FL-T-0018 | Tank, Fluoride Dilution,S2, North Penthouse | FHO-FL | Fluoridation | Tank | Tank |  | T | http://www.toronto.ca/TWONTO#chemical_storage_tank
92667 | FHO-FL-T-0101 | Tank, Fluoride Storage Tank 1, Fluoride System, S4 Fluoride Room | FHO-FL-TANK-0101 | Fluoride Storage Tank 1 | Tank,Reservoir | Tank |  | T | http://www.toronto.ca/TWONTO#chemical_storage_tank
92668 | FHO-FL-T-0201 | Tank, Fluoride Storage Tank 2, Fluoride System, S4 Fluoride Room | FHO-FL-TANK-0201 | Fluoride Storage Tank 2 | Tank,Reservoir | Tank |  | T | http://www.toronto.ca/TWONTO#chemical_storage_tank
92790 | FHO-FLO-T-0301 | Tank, Flocculation No. 0301 | FHO-FLO | Flocculation System | Tank,Reservoir | Tank |  | T | http://www.toronto.ca/TWONTO#flocculation_tank
92791 | FHO-FLO-T-0301 | Tank, Flocculation No. 0301 | FHO-FLO-T-0301-KQ | Flocculation Tank | Tank,Reservoir | Tank |  | T | http://www.toronto.ca/TWONTO#flocculation_tank
92792 | FHO-FLO-T-0401 | Tank, Flocculation No.0401 | FHO-FLO | Flocculation System | Tank,Reservoir | Tank |  | T | http://www.toronto.ca/TWONTO#flocculation_tank
92793 | FHO-FLO-T-0401 | Tank, Flocculation No.0401 | FHO-FLO-T-0401-KQ | Flocculation Tank | Tank,Reservoir | Tank |  | T | http://www.toronto.ca/TWONTO#flocculation_tank
92930 | FHO-FLT-F-0101 | Filter Bed # 1 | FHO-FLT-T-0101-KQ | Filter 1 | Tank,Reservoir | Tank |  | F | http://www.toronto.ca/TWONTO#filtration_tank
92931 | FHO-FLT-F-0201 | Filter Bed # 2 | FHO-FLT | Filtration | Tank,Reservoir | Tank |  | F | http://www.toronto.ca/TWONTO#filtration_tank
92932 | FHO-FLT-F-0201 | Filter Bed # 2 | FHO-FLT-T-0201-KQ | Filter 2 | Tank,Reservoir | Tank |  | F | http://www.toronto.ca/TWONTO#filtration_tank
92933 | FHO-FLT-F-0501 | Filter Bed # 5 | FHO-FLT-T-0501-KQ | Filter 5 | Tank,Reservoir | Tank |  | F | http://www.toronto.ca/TWONTO#filtration_tank
92934 | FHO-FLT-F-0601 | Filter Bed # 6 | FHO-FLT | Filtration | Tank,Reservoir | Tank |  | F | http://www.toronto.ca/TWONTO#filtration_tank
92935 | FHO-FLT-F-0701 | Filter Bed # 7 | FHO-FLT-T-0701-KQ | Filter 7 | Tank,Reservoir | Tank |  | F | http://www.toronto.ca/TWONTO#filtration_tank
92936 | FHO-FLT-F-0801 | Filter Bed # 8 | FHO-FLT-T-0801-KQ | Filter 8 | Tank,Reservoir | Tank |  | F | http://www.toronto.ca/TWONTO#filtration_tank
92937 | FHO-FLT-F-0901 | Filter Bed # 9 | FHO-FLT | Filtration | Tank,Reservoir | Tank |  | F | http://www.toronto.ca/TWONTO#filtration_tank
92938 | FHO-FLT-F-1101 | Filter Bed # 11 | FHO-FLT | Filtration | Tank,Reservoir | Tank |  | F | http://www.toronto.ca/TWONTO#filtration_tank
92939 | FHO-FLT-F-1201 | Filter Bed # 12 | FHO-FLT | Filtration | Tank,Reservoir | Tank |  | F | http://www.toronto.ca/TWONTO#filtration_tank
91177 | FHO-DEW-T-0006 | Tank, Sump Well, Drainage & Sump Pumps, Surge Building, N/E | FHO-DEW | Dewatering & Drainage |  | Tank |  | T | http://www.toronto.ca/TWONTO#storage_tank
21448 | FHO-DEW-T-0001 | Tank, Sump Well, RW Building, S10.5 RW Pump Room, Basement | FHO-DEW | Dewatering & Drainage |  | Tank |  | T | http://www.toronto.ca/TWONTO#storage_tank
21449 | FHO-DEW-T-0002 | Tank, Sump Well, Sanitary Drain, TRW Building, S5, Cable Tray Room, S/W | FHO-DEW | Dewatering & Drainage |  | Tank |  | T | http://www.toronto.ca/TWONTO#storage_tank
21451 | FHO-DEW-T-0004 | Tank, Sump Well, Storm Drain, TRW Building, S5, Cable Tray Room, S/E | FHO-DEW | Dewatering & Drainage |  | Tank |  | T | http://www.toronto.ca/TWONTO#storage_tank
93680 | FHO-PCL-T-0101 | Tank, PACL Storage, S4, Chemical Building | FHO-PCL-T-0101-KQ | PACL Storage Tank 1 | Tank,Reservoir | Tank |  | T | http://www.toronto.ca/TWONTO#chemical_storage_tank
93853 | FHO-POL-T-0101 | Tank, Polymer Storage, S4 Chemical Building, Polymer Storage Area | FHO-POL-T-0101-KQ | Polymer Solution Storage Tank 1 | Tank,Reservoir | Tank |  | T | http://www.toronto.ca/TWONTO#chemical_storage_tank
93858 | FHO-POL-T-0302-SUS | Tank, Polymer Storage (FHO TK PO 03 SO) | FHO-POL | Polymer System | Tank,Reservoir | Tank | 37730 | T | http://www.toronto.ca/TWONTO#chemical_storage_tank
93859 | FHO-POL-T-0302-SUS | Tank, Polymer Storage (FHO TK PO 03 SO) | FHO-SUSPENDED | Suspended Entity List | Tank,Reservoir | Tank | 37730 | T | http://www.toronto.ca/TWONTO#chemical_storage_tank
93860 | FHO-POL-T-0901 | Tank, WW Polymer, Waste Water System, Clarifier Building Basement | FHO-POL-P-0901 | Pump, WW Polymer Feed, S4, Clarifier Building Basement (Tunnel) | Tank,Reservoir | Tank |  | T | http://www.toronto.ca/TWONTO#chemical_storage_tank
93965 | FHO-PWA-T-0211 | Tank, Water Heater, Storage, Electric, 600V, Chemical Building, S4, Fluoride Storage Room | FHO-TRW-BFP-0001 | Backflow Preventer, Service water, Filter Surface Sweep Supply (premise isolation), S4, Near District Venturis- district 2E | Tank,Domestic Hot Water | Tank |  | T | http://www.toronto.ca/TWONTO#tanked_hot_water_heater
93966 | FHO-PWA-T-0212 | Tank, Water Heater, Storage, Electric, 600V, Chemical Building, S4, Chemical Alley | FHO-MCS-PWA | Service Water & Backflow Prevention | Tank,Domestic Hot Water | Tank |  | T | http://www.toronto.ca/TWONTO#tanked_hot_water_heater
93967 | FHO-PWA-T-0213 | Tank, Water Heater, Storage, Electric, 600V, Chemical Building, Level 1, Former Fluoride Room | FHO-MCS-PWA | Service Water & Backflow Prevention | Tank,Domestic Hot Water | Tank |  | T | http://www.toronto.ca/TWONTO#tanked_hot_water_heater
93968 | FHO-PWA-T-1610 | Tank, Water Heater, Storage, Electric, 600V, Standby Power Building, S4, Corrosion Control Room | FHO-MCS-PWA | Service Water & Backflow Prevention | Tank,Domestic Hot Water | Tank |  | T | http://www.toronto.ca/TWONTO#tanked_hot_water_heater
80948 | TNT-DIG-T-1200 | Tank, Sump, Drainage System | TNT-DIG-PD | Primary Digester Tanks,Drainage Tanks | Tank,Reservoir | Tank |  | T | http://www.toronto.ca/TWONTO#storage_tank
94150 | FHO-SA-T-0101 | Tank, Receiver, Compressed Air, Service Air System, TRW Building, S3, Compressor Room | FHO-SA-C-0101 | Compressor, Service Air System, TRW Building, S3, Compressor Room | Vessel,Pressure | Tank |  | T | http://www.toronto.ca/TWONTO#pressure_vessel
94151 | FHO-SA-T-0101 | Tank, Receiver, Compressed Air, Service Air System, TRW Building, S3, Compressor Room | FHO-SA-C-0101-KQ | Air Compressor 1 | Vessel,Pressure | Tank |  | T | http://www.toronto.ca/TWONTO#pressure_vessel
94152 | FHO-SA-T-0201 | Tank, Receiver, Compressed Air, Service Air System, TRW Building, S3, Compressor Room | FHO-SA-C-0201 | Compressor, Service Air System, TRW Building, S3, Compressor Room | Vessel,Pressure | Tank |  | T | http://www.toronto.ca/TWONTO#pressure_vessel
94153 | FHO-SA-T-0301-SU | Receiver, Plant Compressed Air | FHO-SA-C-0301-KQ | Service Air Compressor 3 | Vessel,Pressure | Tank | 32168 | T | http://www.toronto.ca/TWONTO#pressure_vessel
94229 | FHO-SBS-T-0001-SUS | Spill containment tank, SBS Storage Room | FHO-SBS | Ozone Quenching |  | Tank | 37750 | T | http://www.toronto.ca/TWONTO#chemical_storage_tank
94230 | FHO-SBS-T-0001-SUS | Spill containment tank, SBS Storage Room | FHO-SUSPENDED | Suspended Entity List |  | Tank | 37750 | T | http://www.toronto.ca/TWONTO#chemical_storage_tank
143723 | WTR-PEL-T-0001 | Tank, Surge | WTR-PEL-TRW | Treated Water (Transmission) | Tank | Tank |  | T | http://www.toronto.ca/TWONTO#pumping_surge_suppression_tank
143724 | WTR-PEL-T-0002 | Tank, Surge | WTR-PEL-TRW | Treated Water (Transmission) | Tank | Tank |  | T | http://www.toronto.ca/TWONTO#pumping_surge_suppression_tank
26848 | FHO-TRW-T-0001 | Tank, Surge, District 1E1, Surge Building, S4, Tank Room | FHO-TRW- SURGE | Surge Protection System | Vessel,Pressure,Surge | Tank |  | T | http://www.toronto.ca/TWONTO#pumping_surge_suppression_tank
95269 | FHO-TRW-T-0001 | Tank, Surge, District 1E1, Surge Building, S4, Tank Room | FHO-TRW-T-0001-KQ | Surge Tank 1 | Vessel,Pressure,Surge | Tank |  | T | http://www.toronto.ca/TWONTO#pumping_surge_suppression_tank
26851 | FHO-TRW-T-0002 | Tank, Surge, District 1E2, Surge Building, S4, Tank Room | FHO-TRW- SURGE | Surge Protection System | Vessel,Pressure,Surge | Tank |  | T | http://www.toronto.ca/TWONTO#pumping_surge_suppression_tank
95275 | FHO-TRW-T-0101 | Tank, Receiver, Surge Supression System Air Compressor C-0001, Surge Building, S2, Compressor Room | FHO-TRW-C-0001 | Compressor, TW Surge Tanks, Surge Building, S2, Compressor Room | Vessel,Pressure | Tank |  | T | http://www.toronto.ca/TWONTO#pressure_vessel
95276 | FHO-TRW-T-0101 | Tank, Receiver, Surge Supression System Air Compressor C-0001, Surge Building, S2, Compressor Room | FHO-TRW-C-0101-KQ | Surge Air Compressor 1 | Vessel,Pressure | Tank |  | T | http://www.toronto.ca/TWONTO#pressure_vessel
95277 | FHO-TRW-T-0102 | Tank, Receiver, Surge Supression System Air Compressor C-0002, Surge Building, S2, Compressor Room | FHO-TRW-C-0002 | Compressor, TW Surge Tanks, Surge Building, S2, Compressor Room | Vessel,Pressure | Tank |  | T | http://www.toronto.ca/TWONTO#pressure_vessel
95278 | FHO-TRW-T-0102 | Tank, Receiver, Surge Supression System Air Compressor C-0002, Surge Building, S2, Compressor Room | FHO-TRW-C-0102-KQ | Surge Air Compressor 2 | Vessel,Pressure | Tank |  | T | http://www.toronto.ca/TWONTO#pressure_vessel
95279 | FHO-TRW-T-0103 | Tank, Receiver, Surge Supression System Air Compressor C-0003, Surge Building, S2, Compressor Room | FHO-TRW-C-0103-KQ | Surge Air Compressor 3 | Vessel,Pressure | Tank |  | T | http://www.toronto.ca/TWONTO#pressure_vessel
26852 | FHO-TRW-T-0002 | Tank, Surge, District 1E2, Surge Building, S4, Tank Room | FHO-TRW-T-0002-KQ | Surge Tank 2 | Vessel,Pressure,Surge | Tank |  | T | http://www.toronto.ca/TWONTO#pumping_surge_suppression_tank
26856 | FHO-TRW-T-0007 | Tank, Surge, District 1E-B, Surge Building, S4, Tank Room | FHO-TRW | Treated Water System | Tank | Tank |  | T | http://www.toronto.ca/TWONTO#pumping_surge_suppression_tank
95588 | FHO-WWW-T-0102 | Tank, Clarifier 0102, Waste Water System, Clarifier Building, West | FHO-WWW-T-0102-KQ | Clarifier 1 | Tank,Reservoir | Tank |  | T | http://www.toronto.ca/TWONTO#clarifier
26857 | FHO-TRW-T-0008 | Tank, Surge, District 1E-B, Surge Building, S4, Tank Room | FHO-TRW | Treated Water System | Tank | Tank |  | T | http://www.toronto.ca/TWONTO#pumping_surge_suppression_tank
95592 | FHO-WWW-T-0202 | Tank, Clarifier 0202, Waste Water System, Clarifier Building, East | FHO-WWW-T-0202-KQ | Clarifier 2 | Tank,Reservoir | Tank |  | T | http://www.toronto.ca/TWONTO#clarifier
95273 | FHO-TRW-T-0005 | Tank, Surge, District 1E-B, Surge Building, S4, Tank Room | FHO-TRW | Treated Water System | Tank | Tank |  | T | http://www.toronto.ca/TWONTO#pumping_surge_suppression_tank
95982 | FIS-ALM-T-0101-SUS | Tank, Alum/Polymer, Alum System | FIS-ALM | Alum System | Tank | Tank | 38125 | T | http://www.toronto.ca/TWONTO#chemical_storage_tank
95983 | FIS-ALM-T-0201-SUS | Tank, Alum/Polymer, Alum System | FIS-ALM | Alum System | Tank | Tank | 38126 | T | http://www.toronto.ca/TWONTO#chemical_storage_tank
95984 | FIS-ALM-T-0401-SUS | Tank, Alum/Polymer, Alum System | FIS-ALM | Alum System | Tank | Tank | 38128 | T | http://www.toronto.ca/TWONTO#chemical_storage_tank
96041 | FIS-AM-T-0101 | Tank, Ammonia Bulk Storage, Ammonia & Fluoride Building,, Storage Room | FIS-AM | Ammoniation | Tank,Reservoir | Tank |  | T | http://www.toronto.ca/TWONTO#chemical_storage_tank
96175 | FIS-CCS-T-0201 | Tank, Phosphoric Acid Storage, Workshop Building, Chemical Storage | FIS-CCS | Corrosion Control | Tank | Tank |  | T | http://www.toronto.ca/TWONTO#chemical_storage_tank
95274 | FHO-TRW-T-0006 | Tank, Surge, District 1E-B, Surge Building, S4, Tank Room | FHO-TRW | Treated Water System | Tank | Tank |  | T | http://www.toronto.ca/TWONTO#pumping_surge_suppression_tank
96254 | FIS-CLA-T-0101 | Tank, Expansion, Cl2 Liquid to Evaporator EV-0101, Gaseous Chemical Building, Storage Room | FIS-CLA-CHL-0101 | Chlorinator, Pre Chlorination Train 1, Gaseous Chemical Building, Machine Room | Vessel,Pressure | Tank |  | T | expansion_tank
96255 | FIS-CLA-T-0201 | Tank, Expansion, Cl2 Liquid to Evaporator EV-0201, Gaseous Chemical Building, Storage Room | FIS-CLA-CHL-0201 | Chlorinator, Pre Chlorination Train 2, Gaseous Chemical Building, Machine Room | Vessel,Pressure | Tank |  | T | expansion_tank
96330 | FIS-CLB-T-0102 | Tank, Expansion, Cl2 Liquid to Evaporator EV-0101, Gaseous Chemical Building,Storage Room | FIS-CLB-EV-0101 | Evaporator, Post Chlorination Train 1, Gaseous Chemical Building, Storage Room |  | Tank |  | T | expansion_tank
96331 | FIS-CLB-T-0202 | Tank, Expansion, Cl2 Liquid to Evaporator EV-0201, Gaseous Chemical Building,Storage Room | FIS-CLB-CHL-0201 | Chlorinator, Post Chlorination Train 2, Gaseous Chemical Building, Machine Room | Vessel,Pressure | Tank |  | T | expansion_tank
96437 | FIS-DCL-T-0101 | Tank, Expansion, SO2 Liquid to Evaporator EV-0101, Gaseous Chemical Building,Storage Room | FIS-DCL | De-Chlorination | Chemical Feeder,Gas | Tank |  | T | expansion_tank
96438 | FIS-DCL-T-0101 | Tank, Expansion, SO2 Liquid to Evaporator EV-0101, Gaseous Chemical Building,Storage Room | FIS-DCL-EV-0101 | Evaporator,Sulphur Dioxide Service, Stream #1, Gaseous Chemical Building, Storage Room | Chemical Feeder,Gas | Tank |  | T | expansion_tank
96439 | FIS-DCL-T-0201 | Tank, Expansion, SO2 Liquid to Evaporator EV-0101, Gaseous Chemical Building,Storage Room | FIS-DCL | De-Chlorination | Chemical Feeder,Gas | Tank |  | T | expansion_tank
95271 | FHO-TRW-T-0003 | Tank, Surge, District 2E1, Surge Building, S4, Tank Room | FHO-TRW- SURGE | Surge Protection System | Vessel,Pressure,Surge | Tank |  | T | http://www.toronto.ca/TWONTO#pumping_surge_suppression_tank
95272 | FHO-TRW-T-0003 | Tank, Surge, District 2E1, Surge Building, S4, Tank Room | FHO-TRW-T-0003-KQ | Surge Tank 3 | Vessel,Pressure,Surge | Tank |  | T | http://www.toronto.ca/TWONTO#pumping_surge_suppression_tank
98465 | FIS-TRW-T-0301 | Tank, Surge, Hydro-Pneumatic, Island Water Distribution Gravity Feed, Workshop Bldg., High Lift PS | FIS-TRW-PUMPING | Treated Water Pumping | Tank,Reservoir | Tank |  | T | http://www.toronto.ca/TWONTO#pumping_surge_suppression_tank
96524 | FIS-DEW-T-0006 | Tank, Dewatering Chamber, Main Sump Pit Area, Admin Bldg Entrance | FIS-DEW | Dewatering & Drainage |  | Tank |  | T | http://www.toronto.ca/TWONTO#storage_tank
96828 | FIS-ELS-T-2102 | Tank, 450 L, Generator GEN-2100 Fuel Oil Day Tank, Workshop Building, Generator Room | FIS-ELS-GEN-2100 | Generator, Diesel, Emergency, 4160V, 750KW, Workshop Building, Generator Room |  | Tank |  | T | http://www.toronto.ca/TWONTO#fuel_oil_tank
96829 | FIS-ELS-T-2103 | Tank, 190 L, Generator GEN-2100 Fuel Oil Vent Tank, Workshop Building, Generator Room | FIS-ELS-GEN-2100 | Generator, Diesel, Emergency, 4160V, 750KW, Workshop Building, Generator Room |  | Tank |  | T | http://www.toronto.ca/TWONTO#fuel_oil_tank
96830 | FIS-ELS-T-2203 | Tank, 190 L, Generator GEN-2200 Fuel Oil Vent Tank, Workshop Building, Generator Room | FIS-ELS-GEN-2200 | Generator, Diesel, Emergency, 4160V, 750KW, Workshop Building, Generator Room |  | Tank |  | T | http://www.toronto.ca/TWONTO#fuel_oil_tank
97077 | FIS-FL-T-0001 | Tank, Fluoride Mixing, Filter Building, Chemical Room | FIS-FL | Fluoridation |  | Tank |  | T | http://www.toronto.ca/TWONTO#chemical_storage_tank
97078 | FIS-FL-T-0101 | Tank, Fluoride Bulk Storage, Fluoride Building, Storage Room | FIS-FL | Fluoridation | Tank,Reservoir | Tank |  | T | http://www.toronto.ca/TWONTO#chemical_storage_tank
97079 | FIS-FL-T-0201 | Tank, Fluoride Bulk Storage, Fluoride Building, Storage Room | FIS-FL | Fluoridation | Tank,Reservoir | Tank |  | T | http://www.toronto.ca/TWONTO#chemical_storage_tank
97375 | FIS-MCS-T-0401 | Tank, Domestic Hot Water, Filter Building Pipe Gallery, Under Stairs | FIS-MCS | Mechanical Services |  | Tank |  | T | http://www.toronto.ca/TWONTO#tanked_hot_water_heater
97376 | FIS-MCS-T-2901 | Tank, Domestic Hot Water, Chemical Sampling Building | FIS-MCS | Mechanical Services |  | Tank |  | T | http://www.toronto.ca/TWONTO#tanked_hot_water_heater
97377 | FIS-MCS-T-3001 | Tank, Domestic Hot Water, RMF Polymer Storage & Feeder Building, Polymer Storage Room | FIS-POL-ROOM | FIS RMF Polymer Storage Room | Heater | Tank |  | T | http://www.toronto.ca/TWONTO#tanked_hot_water_heater
97378 | FIS-MCS-T-3501 | Tank, Domestic Hot Water, Gaseous Chemical Building, Machine shop | FIS-MCS | Mechanical Services |  | Tank |  | T | http://www.toronto.ca/TWONTO#tanked_hot_water_heater
97379 | FIS-MCS-T-4001 | Tank, Domestic Hot Water, Marine Yard Building, Mechanical/Electrical Room | FIS-MCS | Mechanical Services |  | Tank |  | T | http://www.toronto.ca/TWONTO#tanked_hot_water_heater
97380 | FIS-MCS-T-4002 | Tank, Thermal Expansion, Mechanical/Electrical Room | FIS-MCS-T-4001 | Tank, Domestic Hot Water, Marine Yard Building, Mechanical/Electrical Room |  | Tank |  | T | expansion_tank
97381 | FIS-MCS-T-4501 | Tank, Domestic Hot Water, Workshop Building Mezzanine, Switchgear Room | FIS-MCS | Mechanical Services |  | Tank |  | T | http://www.toronto.ca/TWONTO#tanked_hot_water_heater
97419 | FIS-PCL-T-0101 | Tank, PACL Storage, Workshop Building, Chemical Storage | FIS-PCL | PACL System | Tank | Tank |  | T | http://www.toronto.ca/TWONTO#chemical_storage_tank
98293 | FIS-SM-T-0101 | Tank, Reservoir, West Caustic Solution, Caustic Soda System | FIS-SM-SB | Scrubber | Tank,Reservoir | Tank | 32802 | T | http://www.toronto.ca/TWONTO#chemical_storage_tank
98466 | FIS-TRW-T-0302 | Tank, Surge, Hydro-Pneumatic, Island Water Distribution Gravity Feed, Workshop Bldg., High Lift PS | FIS-TRW-PUMPING | Treated Water Pumping | Tank,Reservoir | Tank |  | T | http://www.toronto.ca/TWONTO#pumping_surge_suppression_tank
117372 | TAB-RSP-T-2300 | Tank, Surge, RSP Influent Distribution | TAB-RSP-PM | M Building - Raw Sewage Pumping | Tank | Tank |  | T | http://www.toronto.ca/TWONTO#pumping_surge_suppression_tank
96522 | FIS-DEW-T-0002 | Tank, Treated Water Pump Area Drain Sump, Workshop Building, Below Machine Shop Mezzanine | FIS-DEW | Dewatering & Drainage |  | Tank |  | T | http://www.toronto.ca/TWONTO#storage_tank
24387 | FHO-MCS-T-0101-KQ | Tank, TRW Vacuum Priming | FHO-OBSOLETE | Removed From Service | Vessel,Pressure | Tank |  | T | http://www.toronto.ca/TWONTO#pressure_vessel
24388 | FHO-MCS-T-0101-KQ | Tank, TRW Vacuum Priming | FHO-TRW-VP | Vacuum Priming | Vessel,Pressure | Tank |  | T | http://www.toronto.ca/TWONTO#pressure_vessel
98747 | FPP-CCS-T-0001 | Phosphoric Acid Tank | FHA-FPP | Harris Filtration Pilot Plant | Tank | Tank |  | T | http://www.toronto.ca/TWONTO#chemical_storage_tank
98748 | FPP-CCS-T-0001 | Phosphoric Acid Tank | FPP-LPL-PIP-0001 | Lead Pipe Loop system | Tank | Tank |  | T | http://www.toronto.ca/TWONTO#chemical_storage_tank
98817 | HX2011B | Receiver, Air | TAB-RSP-C-M | M Building, Compressed Air | Vessel,Pressure | Tank |  |  | http://www.toronto.ca/TWONTO#pressure_vessel
98821 | HX2013B | Receiver, Air | TAB-RSP-C-M | M Building, Compressed Air | Vessel,Pressure | Tank |  |  | http://www.toronto.ca/TWONTO#pressure_vessel
98825 | HX2408B | Receiver, Air | TAB-RSP-C | T Building, Compressed Air | Vessel,Pressure | Tank |  |  | http://www.toronto.ca/TWONTO#pressure_vessel
98849 | IU2017A | Receiver, Air, Z- Bldg.Main Floor, # 1 HWB | TAB-AI-S-10 | Z Building Air Equipment | Vessel,Pressure | Tank |  |  | http://www.toronto.ca/TWONTO#pressure_vessel
98851 | IU2018A | Receiver, Air, Z- Bldg. Main Floor, # 2 HWB | TAB-AI-S-10 | Z Building Air Equipment | Vessel,Pressure | Tank |  |  | http://www.toronto.ca/TWONTO#pressure_vessel
98854 | IU2020A | Receiver, Air, Z- Bldg. Main Floor, # 4 HWB | TAB-AI-S-10 | Z Building Air Equipment | Vessel,Pressure | Tank |  |  | http://www.toronto.ca/TWONTO#pressure_vessel
98857 | IU2022A | Receiver, Air, Inc., 5th Flr, Near Waste Ht Boiler 7 | EU2002 | Incinerator Building Air Equipment | Vessel,Pressure | Tank |  |  | http://www.toronto.ca/TWONTO#pressure_vessel
98862 | IU2030A | Receiver, Air, Aux., 1st Flr, Service Airsupply Tnk | IU2026 | Auxilliary Building Air Equipment | Tank | Tank |  |  | http://www.toronto.ca/TWONTO#pressure_vessel
98863 | IU2031A | Receiver, Air, Aux., 1st Flr, Service Airsupply Tnk | IU2026 | Auxilliary Building Air Equipment | Tank | Tank |  |  | http://www.toronto.ca/TWONTO#pressure_vessel
98865 | IU2032A | Receiver, Air, Aux., 1st Flr, Service Airsupply Tnk | IU2026 | Auxilliary Building Air Equipment | Tank | Tank |  |  | http://www.toronto.ca/TWONTO#pressure_vessel
98868 | IU2033A | Receiver, Air, Incinerator Building | EU2002 | Incinerator Building Air Equipment | Tank | Tank |  |  | http://www.toronto.ca/TWONTO#pressure_vessel
98870 | IU2604A | Receiver, Air, New Plant Water Bldg | TAB-AI | Local Compressed Air Equipment | Tank | Tank |  |  | http://www.toronto.ca/TWONTO#pressure_vessel
98919 | JX2091A1 | Receiver, Air | TAB-AER-QUAD | Quad Building | Vessel,Pressure | Tank | 33585 |  | http://www.toronto.ca/TWONTO#pressure_vessel
98921 | JX2092A1 | Receiver, Air | TAB-AER-QUAD | Quad Building | Vessel,Pressure | Tank | 33587 |  | http://www.toronto.ca/TWONTO#pressure_vessel
101401 | KU2042A | Receiver, Air, Old Dew Bldg Mechanical Rm | TAB-AI | Local Compressed Air Equipment | Tank | Tank |  |  | http://www.toronto.ca/TWONTO#pressure_vessel
24389 | FHO-MCS-T-0201-KQ | Tank, TRW Vacuum Priming | FHO-OBSOLETE | Removed From Service | Tank | Tank |  | T | http://www.toronto.ca/TWONTO#pressure_vessel
93522 | FHO-MCS-T-0201-KQ | Tank, TRW Vacuum Priming | FHO-TRW-VP | Vacuum Priming | Tank | Tank |  | T | http://www.toronto.ca/TWONTO#pressure_vessel
139163 | THR-THK-T-5001 | Tank, TWAS Holding | THR-THK-P-TWAS | TWAS Transfer Pumps & Holding Tanks | Tank | Tank |  | T | http://www.toronto.ca/TWONTO#storage_tank
139164 | THR-THK-T-5002 | Tank, TWAS Holding | THR-THK-P-TWAS | TWAS Transfer Pumps & Holding Tanks | Tank | Tank |  | T | http://www.toronto.ca/TWONTO#storage_tank
105274 | PU2008A | Receiver, Air, OPS 1 Hse | TAB-AI | Local Compressed Air Equipment | Vessel,Pressure | Tank |  |  | http://www.toronto.ca/TWONTO#pressure_vessel
105275 | PU2425 | Receiver, Air, Old Dblg Old Screen Room | TAB-AI | Local Compressed Air Equipment | Vessel,Pressure | Tank |  |  | http://www.toronto.ca/TWONTO#pressure_vessel
105482 | SU2024A | Receiver, Air | TAB-THK-COMP | Floatation - Air Compressor | Vessel,Pressure | Tank |  |  | http://www.toronto.ca/TWONTO#pressure_vessel
105485 | SU2027A | Receiver, Air | TAB-THK-COMP | Floatation - Air Compressor | Vessel,Pressure | Tank |  |  | http://www.toronto.ca/TWONTO#pressure_vessel
105859 | SWM-PWI-T-0001 | Tank, Fuel | SWM-PWI-MISC | Miscellaneous Equipment | Tank | Tank |  | T | http://www.toronto.ca/TWONTO#fuel_oil_tank
105874 | SWM-SOS-T-0200 | West Tank, Stormwater | SWM-SOS | Old Sheppard Park Storm Water Tank | Tank | Tank |  | T | http://www.toronto.ca/TWONTO#detention_tank
139165 | THR-THK-T-5003 | Tank, TWAS Holding | THR-THK-P-TWAS | TWAS Transfer Pumps & Holding Tanks | Tank | Tank |  | T | http://www.toronto.ca/TWONTO#storage_tank
106086 | TAB-ACC-ASE-1821 | Air Separator (TAB-ACC-ASE-1821) | TAB-ACC-HE-1820 | Heat Exchanger, Hot Water/Glycol, Blower Bldg, Bsmt, HE28-1 | Tank | Tank |  | ASE | air_seperator
107176 | TAB-ACC-MEQ-5301 | Air Separator,Glycol Loop,Seawall Substation | TAB-ACC-HE-5310 | Heat Exchanger, Glycol Supply,Seawall Substation | Tank | Tank |  | MEQ | air_seperator
107496 | TAB-ACC-T-0312 | Tank , Storage, Domestic Hot Water, | TAB-ACC-0300 | Domestic H.W. System 2, Admin Bldg, Item 21 | Tank,Domestic Hot Water | Tank |  | T | http://www.toronto.ca/TWONTO#tanked_hot_water_heater
107497 | TAB-ACC-T-0795 | Tank, Chemical Mixing- Boiler No.20 (0500) | TAB-HRS-P | Steam Chemical Mixing & Pumping | Tank | Tank |  | T | http://www.toronto.ca/TWONTO#chemical_storage_tank
107498 | TAB-ACC-T-1010 | Tank, Air Separator, Glycol | TAB-ACC-HE-1021 | Heat Exchanger, Hot Water/Glycol Heating System, Old Screen Room | Tank | Tank |  | T | air_seperator
107499 | TAB-ACC-T-1020 | Tank, Expansion, Glycol | TAB-ACC-HE-1021 | Heat Exchanger, Hot Water/Glycol Heating System, Old Screen Room | Tank | Tank |  | T | expansion_tank
107500 | TAB-ACC-T-1050 | Tank, Expansion, Glycol | TAB-ACC-HE-1040 | Heat Exchanger, Hot Water/Glycol Heating System, New Screen Room | Tank | Tank |  | T | expansion_tank
139166 | THR-THK-T-5004 | Tank, TWAS Holding | THR-THK-P-TWAS | TWAS Transfer Pumps & Holding Tanks | Tank | Tank |  | T | http://www.toronto.ca/TWONTO#storage_tank
107502 | TAB-ACC-T-1222 | Tank, Make Up, Glycol Make Up Line | TAB-ACC-P-1222 | Pump, Glycol Circulating,Make Up Line | Tank,Non-Pressurized | Tank |  | T | http://www.toronto.ca/TWONTO#chemical_storage_tank
107503 | TAB-ACC-T-1461 | Tank, Glycol Feeder | TAB-ACC-1400 | Heating, Z Bldg - | Tank | Tank |  | T | http://www.toronto.ca/TWONTO#chemical_storage_tank
107504 | TAB-ACC-T-1470 | Tank, Glycol Make-up | TAB-ACC-1400 | Heating, Z Bldg - | Tank | Tank |  | T | http://www.toronto.ca/TWONTO#chemical_storage_tank
107505 | TAB-ACC-T-1490 | Tank, Air Separator | TAB-ACC-1400 | Heating, Z Bldg - | Tank | Tank |  | T | air_seperator
107506 | TAB-ACC-T-1822 | Tank, Make Up, Glycol Make Up Line | TAB-ACC-P-1822 | Pump, Glycol Circulating,Make Up Line | Tank | Tank |  | T | http://www.toronto.ca/TWONTO#chemical_storage_tank
107508 | TAB-ACC-T-2042 | Tank, Make Up, Glycol Make Up Line | TAB-ACC-P-2042 | Pump, Glycol Circulating,Make Up Line | Tank | Tank |  | T | http://www.toronto.ca/TWONTO#chemical_storage_tank
107509 | TAB-ACC-T-2100 | Tank, Glycol Fill Tank with System Pressure Pump | TAB-ACC-HE-2100S | Heat Exchanger, Glycol Heat Exchanger |  | Tank |  | T | http://www.toronto.ca/TWONTO#chemical_storage_tank
107510 | TAB-ACC-T-2220 | Tank, Hot Water Expansion Tank | TAB-ACC-HE-2220 | Heat Exchanger, Glycol Heat Exchanger |  | Tank |  | T | expansion_tank
107511 | TAB-ACC-T-2230 | Tank, Glycol Fill Tank with System Pressure Pump | TAB-ACC-HE-2220 | Heat Exchanger, Glycol Heat Exchanger |  | Tank |  | T | http://www.toronto.ca/TWONTO#chemical_storage_tank
107512 | TAB-ACC-T-2232 | Tank, Glycol System Air Separator | TAB-ACC-HE-2220 | Heat Exchanger, Glycol Heat Exchanger |  | Tank |  | T | air_seperator
107513 | TAB-ACC-T-2812 | Tank, Air Separator, Glycol ,Discharge from Pumps | TAB-ACC-P-2813 | Pump, Circulating, Glycol, Dewatering Space Heating,P7-3 | Tank | Tank |  | T | air_seperator
107514 | TAB-ACC-T-2813 | Tank,Make Up, Glycol | TAB-ACC-P-2813 | Pump, Circulating, Glycol, Dewatering Space Heating,P7-3 | Tank,Reservoir | Tank |  | T | http://www.toronto.ca/TWONTO#chemical_storage_tank
107515 | TAB-ACC-T-2814 | Tank, Expansion, Glycol, Old Dewatering Bsmt | TAB-ACC-P-2814 | Pump, Circulating,Glycol , Dewatering Space Heating, P7-4 | Tank,Non-Pressurized | Tank |  | T | expansion_tank
107517 | TAB-ACC-T-3601 | TANK, EXPANSION, HOT WATER, BASEMENT ADMIN BUILDING | TAB-ADM-STRC | Old Admin Building - General | Tank | Tank |  | T | expansion_tank
107519 | TAB-ACC-T-4021 | Tank, Expansion, Silo Bldg, 5th Floor | TAB-ACC-P-4024 | Pump, Circulating, Glycol,Silo Bldg, PG22-1 | Tank | Tank |  | T | expansion_tank
107520 | TAB-ACC-T-4022 | Tank, Mixing, Glycol, Silo Bldg, 5th Floor | TAB-ACC-P-4024 | Pump, Circulating, Glycol,Silo Bldg, PG22-1 | Tank | Tank |  | T | http://www.toronto.ca/TWONTO#chemical_storage_tank
107522 | TAB-ACC-T-4611 | Tank, Air Separator, Return line | TAB-ACC-4600 | Space Heating, Digester 19-22,Item 16 | Tank | Tank |  | T | air_seperator
107523 | TAB-ACC-T-4901 | Tank, Air Separator, Seawall Tunnel, East | TAB-ACC-HE-4901 | Heat Exchanger, Secondary Hot Water loop, Seawall Tunnel, East | Tank | Tank |  | T | air_seperator
107524 | TAB-ACC-T-4902 | Tank, Expansion, Seawall Tunnel, East | TAB-ACC-HE-4901 | Heat Exchanger, Secondary Hot Water loop, Seawall Tunnel, East | Tank | Tank |  | T | expansion_tank
107525 | TAB-ACC-T-5050 | Tank, Air Seperator, Glycol, Digester Gas Control Building | TAB-ACC-P-5050 | Pump, Circulating, Glycol, HWCP -3, New Gas Control Building Basement, Mid Section | Tank | Tank |  | T | air_seperator
107526 | TAB-ACC-T-5051 | Tank, Expansion, Glycol Line, (HVAC), Digester Gas Control Building | TAB-ACC-P-5051 | Pump, Circulating, Glycol, HWCP -4, New Gas Control Building Basement, Mid Section | Tank | Tank |  | T | expansion_tank
87694 | WTR-PRH-T-1300 | Tank, UREA Transfer, Basement Fault Vault Room | WTR-PRH-MCC-0101 | Motor Control Center, Incoming Line |  | Tank |  | T | http://www.toronto.ca/TWONTO#storage_tank
107528 | TAB-ACC-T-5303 | Tank,Expansion,Seawall Substation | TAB-ACC-HE-5310 | Heat Exchanger, Glycol Supply,Seawall Substation | Tank | Tank |  | T | expansion_tank
107529 | TAB-ACC-T-5304 | Chemical feeder,Heating Water Loop,Seawall Substation | TAB-ACC-HE-5310 | Heat Exchanger, Glycol Supply,Seawall Substation | Tank | Tank |  | T | http://www.toronto.ca/TWONTO#chemical_storage_tank
107530 | TAB-ACC-T-5853 | Tank, Expansion,Glycol, Penthouse, Bio-Solid | TAB-ACC-P-5854 | Pump,Glycol Make Up | Tank,Non-Pressurized | Tank |  | T | expansion_tank
107531 | TAB-ACC-T-5855 | Tank, Expansion,Pump Discharge | TAB-ACC-P-5854 | Pump,Glycol Make Up | Tank,Non-Pressurized | Tank |  | T | expansion_tank
107532 | TAB-ACC-T-6150 | Tank, Expansion, Glycol | TAB-ACC-HE-6135 | Heat Exchanger,Digester 5-8 Bldg Space Heating, | Tank | Tank |  | T | expansion_tank
107533 | TAB-ACC-T-6151 | Tank, Feed & Mixing, Glycol | TAB-ACC-HE-6135 | Heat Exchanger,Digester 5-8 Bldg Space Heating, | Tank,Reservoir | Tank |  | T | http://www.toronto.ca/TWONTO#chemical_storage_tank
107534 | TAB-ACC-T-6215 | Tank, Condensate, from T-6214 | TAB-ACC-T-6214 | Tank, Condensate, from Heaters | Tank | Tank |  | T | http://www.toronto.ca/TWONTO#condensate_trap
107535 | TAB-ACC-T-6216 | Tank, Condensate, from T-6214 | TAB-ACC-T-6214 | Tank, Condensate, from Heaters | Tank | Tank |  | T | http://www.toronto.ca/TWONTO#condensate_trap
107536 | TAB-ACC-T-6217 | Tank, Condensate, from T-6214 | TAB-ACC-T-6214 | Tank, Condensate, from Heaters | Tank | Tank |  | T | http://www.toronto.ca/TWONTO#condensate_trap
107537 | TAB-ACC-T-6218 | Tank, Condensate, from T-6214 | TAB-ACC-T-6214 | Tank, Condensate, from Heaters | Tank | Tank |  | T | http://www.toronto.ca/TWONTO#condensate_trap
107538 | TAB-ACC-T-6350 | Tank, Expansion, Glycol Loop, Mechanical Room, Dig 9-12 Control Building. | TAB-ACC-HE-6301 | Heat Exchanger, Plate and Frame, Mechanical Room, Dig 9-12 Control Building. | Tank | Tank |  | T | expansion_tank
107539 | TAB-ACC-T-6351 | Tank, Glycol Feeder, Bypass Filtration System, Mechanical Room, Dig 9-12 Control Building. | TAB-ACC-HE-6301 | Heat Exchanger, Plate and Frame, Mechanical Room, Dig 9-12 Control Building. | Tank | Tank |  | T | http://www.toronto.ca/TWONTO#chemical_storage_tank
107549 | TAB-ACC-T-7201 | Tank, Float Chamber | TAB-ACC-MEQ-7201 | Tank, Deaerator No.2 | Tank | Tank |  | T | floatation_tank
107550 | TAB-ACC-T-7402 | Tank, Float Chamber | TAB-ACC-T-7401 | Tank, Flash | Tank | Tank |  | T | floatation_tank
24386 | FHO-MCS-T-0101 | Tank, Vacuum Priming, S3, Compressor Room | FHO-MCS-T-0101-KQ | Tank, TRW Vacuum Priming | Vessel,Pressure | Tank |  | T | http://www.toronto.ca/TWONTO#pressure_vessel
93519 | FHO-MCS-T-0101 | Tank, Vacuum Priming, S3, Compressor Room | FHO-TRW-VP | Vacuum Priming | Vessel,Pressure | Tank |  | T | http://www.toronto.ca/TWONTO#pressure_vessel
107553 | TAB-ACC-T-8007 | Tank, Expansion, Make-up Air Unit, M Building, Roof | TAB-ACC-P-8009 | Pump, Heating, M Bldg, Roof, Heating and Ventilation | Tank,Non-Pressurized | Tank |  | T | expansion_tank
107554 | TAB-ACC-T-8212 | Tank, Make Up, Glycol Make Up Line | TAB-ACC-HE-8210 | Heat Exchanger,M Bldg Space Heating, | Tank | Tank |  | T | http://www.toronto.ca/TWONTO#chemical_storage_tank
93520 | FHO-MCS-T-0201 | Tank, Vacuum Priming, S3, Compressor Room | FHO-MCS-T-0201-KQ | Tank, TRW Vacuum Priming | Vessel,Pressure | Tank |  | T | http://www.toronto.ca/TWONTO#pressure_vessel
107557 | TAB-ACC-T-8802 | Tank, Chemical Mixing-North | TAB-HRS-P | Steam Chemical Mixing & Pumping | Tank | Tank |  | T | http://www.toronto.ca/TWONTO#chemical_storage_tank
93521 | FHO-MCS-T-0201 | Tank, Vacuum Priming, S3, Compressor Room | FHO-TRW-VP | Vacuum Priming | Vessel,Pressure | Tank |  | T | http://www.toronto.ca/TWONTO#pressure_vessel
86336 | WTR-PJS-T-0104 | Tank, Vessel, Air Compressors | WTR-PJS-TRW | Treated Water (Transmission) | Tank | Tank |  | T | http://www.toronto.ca/TWONTO#pressure_vessel
108436 | TAB-ACC-V-4807 | Valve,Gate,Isolation, Pump Suction | TAB-ACC-P-4812 | Pump, Circulating, Hot Water ,Dig 19-22 Sludge Heating,P17-2, | Valve,Gate | Tank |  | V | http://www.toronto.ca/TWONTO#valve
108797 | TAB-AER-T-0500 | Aeration Tank 05 | TAB-AER-TANKS | Aeration Tanks |  | Tank |  | T | http://www.toronto.ca/TWONTO#aeration_tank
108798 | TAB-AER-T-1100 | Aeration Tank 11 | TAB-AER-TANKS | Aeration Tanks |  | Tank |  | T | http://www.toronto.ca/TWONTO#aeration_tank
109157 | TAB-CW-T-5301 | Tank,DCW Expansion,Seawall Substation | TAB-ACC-HE-5320 | Heat Exchanger,Domestic Hot Water,Seawall Substation | Tank | Tank |  | T | expansion_tank
109406 | TAB-DEW-F-4121 | Canister, Sludge Holding Tank#1 Odour Control West | TAB-DEW-T-4100 | Tank, Sludge Holding #1 | Tank | Tank |  | F | http://www.toronto.ca/TWONTO#discrete_unit_of_treatment_filter
109407 | TAB-DEW-F-4221 | Canister, Sludge Holding Tank#2 Odour Control West | TAB-DEW-T-4200 | Tank, Sludge Holding #2 | Tank | Tank |  | F | http://www.toronto.ca/TWONTO#discrete_unit_of_treatment_filter
109408 | TAB-DEW-F-4222 | Canister, Sludge Holding Tank#2 Odour Control East | TAB-DEW-T-4200 | Tank, Sludge Holding #2 | Tank | Tank |  | F | http://www.toronto.ca/TWONTO#discrete_unit_of_treatment_filter
109409 | TAB-DEW-F-4321 | Canister, Sludge Holding Tank#3 Odour Control West | TAB-DEW-T-4300 | Tank, Sludge Holding #3 | Tank | Tank |  | F | http://www.toronto.ca/TWONTO#discrete_unit_of_treatment_filter
109617 | TAB-DEW-MX-0130 | Tank, Hopper Agitator, #1 Schwing Pump | TAB-DEW-T-0130 | Tank, DWS from Centrifuge #1 | Tank | Tank |  | MX | http://www.toronto.ca/TWONTO#mixer_or_agitator
109618 | TAB-DEW-MX-0230 | Tank, Hopper Agitator, #2 Schwing Pump | TAB-DEW-T-0230 | Tank, DWS from Centrifuge #2 | Tank | Tank |  | MX | http://www.toronto.ca/TWONTO#mixer_or_agitator
109619 | TAB-DEW-MX-0430 | Tank, Hopper Agitator, #4 Schwing Pump | TAB-DEW-T-0430 | Tank, DWS from Centrifuge #4 | Tank | Tank |  | MX | http://www.toronto.ca/TWONTO#mixer_or_agitator
109620 | TAB-DEW-MX-0530 | Tank, Hopper Agitator, #5 Schwing Pump | TAB-DEW-T-0530 | Tank, DWS from Centrifuge #5 | Tank | Tank |  | MX | http://www.toronto.ca/TWONTO#mixer_or_agitator
109621 | TAB-DEW-MX-0630 | Tank, Hopper Agitator, #6 Schwing Pump | TAB-DEW-T-0630 | Tank, DWS from Centrifuge #6 | Tank | Tank |  | MX | http://www.toronto.ca/TWONTO#mixer_or_agitator
109622 | TAB-DEW-MX-0730 | Tank, Hopper Agitator, #7 Schwing Pump | TAB-DEW-T-0730 | Tank, DWS from Centrifuge #7 | Tank | Tank |  | MX | http://www.toronto.ca/TWONTO#mixer_or_agitator
109624 | TAB-DEW-MX-2500 | Tank, Hopper Agitator, #9 Schwing Pump | TAB-DEW-T-2500 | Tank, Hopper,DWS from Centrifuge #9 & 10 | Mixer | Tank |  | MX | http://www.toronto.ca/TWONTO#mixer_or_agitator
109625 | TAB-DEW-MX-2600 | Tank, Hopper Agitator, #9 Schwing Pump | TAB-DEW-T-2600 | Tank, Hopper,DWS from Centrifuge #9 & 10 | Mixer | Tank |  | MX | http://www.toronto.ca/TWONTO#mixer_or_agitator
109761 | TAB-DEW-SB-3965 | Canister, Carbon, Equalization Tank Odour Control Train 1 | TAB-DEW EQUAL OCS | Equalization Tank Odour Control System | Tank,Non-Pressurized | Tank |  | SB | http://www.toronto.ca/TWONTO#discrete_unit_of_treatment_filter
109762 | TAB-DEW-SB-3965 | Canister, Carbon, Equalization Tank Odour Control Train 1 | TAB-DEW-SB-3955 | Mist Eliminator, Equalization Tank Odour Control Train 1 | Tank,Non-Pressurized | Tank |  | SB | http://www.toronto.ca/TWONTO#discrete_unit_of_treatment_filter
109763 | TAB-DEW-SB-3966 | Canister, Carbon, Equalization Tank Odour Control Train 2 | TAB-DEW EQUAL OCS | Equalization Tank Odour Control System | Tank,Non-Pressurized | Tank |  | SB | http://www.toronto.ca/TWONTO#discrete_unit_of_treatment_filter
109764 | TAB-DEW-SB-3966 | Canister, Carbon, Equalization Tank Odour Control Train 2 | TAB-DEW-SB-3956 | Mist Eliminator, Equalization Tank Odour Control Train 2 | Tank,Non-Pressurized | Tank |  | SB | http://www.toronto.ca/TWONTO#discrete_unit_of_treatment_filter
79491 | THR-THK-T-1002 | Tank, WAS Storage, STB | THR-THK-T | WAS Storage Tanks & Headers | Tank | Tank |  | T | http://www.toronto.ca/TWONTO#storage_tank
79492 | THR-THK-T-2001 | Tank, WAS Storage, STB | THR-THK-T | WAS Storage Tanks & Headers | Tank | Tank |  | T | http://www.toronto.ca/TWONTO#storage_tank
139161 | THR-THK-T-1001 | Tank, WAS Storage, STB | THR-THK-T | WAS Storage Tanks & Headers | Tank | Tank |  | T | http://www.toronto.ca/TWONTO#storage_tank
139162 | THR-THK-T-2002 | Tank, WAS Storage, STB | THR-THK-T | WAS Storage Tanks & Headers | Tank | Tank |  | T | http://www.toronto.ca/TWONTO#storage_tank
95594 | FHO-WWW-T-0301 | Tank, Wastewater Holding T-0301, Filter Building | FHO-WWW | Residue Management / Waste Water System | Tank,Reservoir | Tank |  | T | http://www.toronto.ca/TWONTO#storage_tank
27285 | FHO-WWW-T-0401 | Tank, Wastewater Holding T-0401, Waste Water Pump Room | FHO-WWW | Residue Management / Waste Water System | Tank,Reservoir | Tank |  | T | http://www.toronto.ca/TWONTO#storage_tank
109796 | TAB-DEW-T-2100 | Tank, Hopper, SC from Centrifuges | TAB-DEW-P-2101 | Pump, Sludge Cake Transfer, Big Schwing #5, KSP-50 | Tank | Tank |  | T | http://www.toronto.ca/TWONTO#storage_tank
109797 | TAB-DEW-T-2400 | Tank, Hopper, SC from Centrifuges | TAB-DEW-P-2401 | Pump, Sludge Cake Transfer, Big Schwing #8, Dewater. Bldg, Bsmt S. | Tank | Tank |  | T | http://www.toronto.ca/TWONTO#storage_tank
109798 | TAB-DEW-T-2500 | Tank, Hopper,DWS from Centrifuge #9 & 10 | TAB-DEW-P-2501 | Pump, Sludge Cake Transfer, Big Schwing #9, Dewater. Bldg, 2/F, Center E. | Tank | Tank |  | T | http://www.toronto.ca/TWONTO#storage_tank
109799 | TAB-DEW-T-2600 | Tank, Hopper,DWS from Centrifuge #9 & 10 | TAB-DEW-P-2601 | Pump, Sludge Cake Transfer, Big Schwing #10, Dewater. Bldg, 2/F, Center W. | Tank | Tank |  | T | http://www.toronto.ca/TWONTO#storage_tank
109800 | TAB-DEW-T-3020 | Tank, Polymer Mixing # 2 | TAB-DEW POLYMER PREP | Polymer Solution Preparation & Storage Systems | Tank | Tank |  | T | http://www.toronto.ca/TWONTO#chemical_storage_tank
109801 | TAB-DEW-T-3040 | Tank, Polymer Mixing #4 | TAB-DEW POLYMER PREP | Polymer Solution Preparation & Storage Systems | Tank | Tank |  | T | http://www.toronto.ca/TWONTO#chemical_storage_tank
109802 | TAB-DEW-T-3050 | Tank, Polymer Mixing #5 | TAB-DEW POLYMER PREP | Polymer Solution Preparation & Storage Systems | Tank | Tank |  | T | http://www.toronto.ca/TWONTO#chemical_storage_tank
109803 | TAB-DEW-T-3060 | Tank, Polymer Mixing #6 | TAB-DEW POLYMER PREP | Polymer Solution Preparation & Storage Systems | Tank | Tank |  | T | http://www.toronto.ca/TWONTO#chemical_storage_tank
109804 | TAB-DEW-T-3120 | Tank, # 2 Polymer Solution Storage | TAB-DEW POLYMER PREP | Polymer Solution Preparation & Storage Systems | Tank | Tank |  | T | http://www.toronto.ca/TWONTO#chemical_storage_tank
109805 | TAB-DEW-T-3130 | Tank, # 3 Polymer Solution Storage | TAB-DEW POLYMER PREP | Polymer Solution Preparation & Storage Systems | Tank | Tank |  | T | http://www.toronto.ca/TWONTO#chemical_storage_tank
109806 | TAB-DEW-T-3210 | Tank, Polymer Solution Day Tank #1 | TAB-DEW POLYMER DIST | Polymer Solution Distribution System | Tank | Tank |  | T | http://www.toronto.ca/TWONTO#chemical_storage_tank
109807 | TAB-DEW-T-3220 | Tank, Polymer Solution Day Tank #2 | TAB-DEW POLYMER DIST | Polymer Solution Distribution System | Tank | Tank |  | T | http://www.toronto.ca/TWONTO#chemical_storage_tank
109808 | TAB-DEW-T-3230 | Tank, Polymer Solution Day Tank #3 | TAB-DEW POLYMER DIST | Polymer Solution Distribution System | Tank | Tank |  | T | http://www.toronto.ca/TWONTO#chemical_storage_tank
109809 | TAB-DEW-T-3920 | Equalization Tank #2 | TAB-DEW-EQUALIZATION | Equalization Tank System | Tank,Non-Pressurized | Tank |  | T | http://www.toronto.ca/TWONTO#storage_tank
34294 | KU2115A | Tank, Water | TAB-DOM-HOTWTR | Domestic Water Systems, Floatation | Tank | Tank |  |  | http://www.toronto.ca/TWONTO#tanked_hot_water_heater
34295 | KU2116A | Tank, Water | TAB-DOM-HOTWTR | Domestic Water Systems, Floatation | Tank | Tank |  |  | http://www.toronto.ca/TWONTO#tanked_hot_water_heater
89138 | WTR-RLL-T-0002 | Tank, Water Elevated | WTR-RLL-TRW | Treated Water (Transmission) | Tank,Water Elevated | Tank |  | T | http://www.toronto.ca/TWONTO#elevated_water_tank
147149 | WTR-RRG-T-0002 | Tank, Water Elevated | WTR-RRG-TRW | Treated Water (Transmission) | Tank,Water Elevated | Tank |  | T | http://www.toronto.ca/TWONTO#elevated_water_tank
20139 | FHO-ACC-T-0100 | Tank, Water, Cooling Tower System, Admin Building, S1, Boiler Room | FHO-ACC-HE-0501 | Cooling Tower HE 0501; (New Tag HE-0101), Admin Building west HVAC room (AC CT 1) |  | Tank |  | T | http://www.toronto.ca/TWONTO#cooling_tower
111116 | TAB-DIG-T-01-04 | Digester Tanks 1-4 | TAB-DIG | Digestion | Tank | Tank |  | T | http://www.toronto.ca/TWONTO#digester_tank
111117 | TAB-DIG-T-0160 | Tank, moisture /Sediment Trap- in Gas delivery line | TAB-DIG-GAS-DOME1-4 | Digester Tanks 1-4, Flame Arresters, Pressure Relief & Vacuum Breaker Valves | Tank | Tank |  | T | sediment_trap
111118 | TAB-DIG-T-0260 | Tank, moisture /Sediment Trap- in Gas delivery line | TAB-DIG-GAS-DOME1-4 | Digester Tanks 1-4, Flame Arresters, Pressure Relief & Vacuum Breaker Valves | Tank | Tank |  | T | sediment_trap
111119 | TAB-DIG-T-0300 | Digestion Tank 03 | TAB-DIG-T-01-04 | Digester Tanks 1-4 | Tank,Reservoir | Tank |  | T | http://www.toronto.ca/TWONTO#digester_tank
111120 | TAB-DIG-T-0400 | Digestion Tank 04 | TAB-DIG-T-01-04 | Digester Tanks 1-4 | Tank,Reservoir | Tank |  | T | http://www.toronto.ca/TWONTO#digester_tank
111121 | TAB-DIG-T-0452 | Tank, moisture /Sediment Trap- in Gas delivery line | TAB-DIG-GAS-DOME1-4 | Digester Tanks 1-4, Flame Arresters, Pressure Relief & Vacuum Breaker Valves | Tank | Tank |  | T | sediment_trap
111122 | TAB-DIG-T-05-08 | Digester Tanks 5-8 | TAB-DIG | Digestion |  | Tank |  | T | http://www.toronto.ca/TWONTO#collection_of_assets
111123 | TAB-DIG-T-0560 | Tank, moisture /Sediment Trap- in Gas delivery line | TAB-DIG-FX-T5-8 | Digester Tanks 5-8, Flame Arrester, Condensate Tanks & Moisture Separators | Tank | Tank |  | T | sediment_trap
111124 | TAB-DIG-T-0600 | Digestion Tank 06 | TAB-DIG-T-05-08 | Digester Tanks 5-8 | Tank,Reservoir | Tank |  | T | http://www.toronto.ca/TWONTO#digester_tank
111125 | TAB-DIG-T-0652 | Tank, moisture /Sediment Trap- in Gas delivery line | TAB-DIG-FX-T5-8 | Digester Tanks 5-8, Flame Arrester, Condensate Tanks & Moisture Separators | Tank | Tank |  | T | sediment_trap
111126 | TAB-DIG-T-0752 | Tank, moisture /Sediment Trap- in Gas delivery line | TAB-DIG-FX-T5-8 | Digester Tanks 5-8, Flame Arrester, Condensate Tanks & Moisture Separators | Tank | Tank |  | T | sediment_trap
111127 | TAB-DIG-T-0760 | Tank, moisture /Sediment Trap- in Gas delivery line | TAB-DIG-FX-T5-8 | Digester Tanks 5-8, Flame Arrester, Condensate Tanks & Moisture Separators | Tank | Tank |  | T | sediment_trap
111128 | TAB-DIG-T-0852 | Tank, moisture /Sediment Trap- in Gas delivery line | TAB-DIG-FX-T5-8 | Digester Tanks 5-8, Flame Arrester, Condensate Tanks & Moisture Separators | Tank | Tank |  | T | sediment_trap
111129 | TAB-DIG-T-0900 | Tank, Digester tank, Digester 9 | TAB-DIG-T-09-12 | Digester Tanks 9-12 | Tank | Tank |  | T | http://www.toronto.ca/TWONTO#digester_tank
111130 | TAB-DIG-T-1000 | Tank, Digester tank, Digester 10 | TAB-DIG-T-09-12 | Digester Tanks 9-12 | Tank | Tank |  | T | http://www.toronto.ca/TWONTO#digester_tank
111131 | TAB-DIG-T-1100 | Tank, Digester tank, Digester 11 | TAB-DIG-T-09-12 | Digester Tanks 9-12 | Tank | Tank |  | T | http://www.toronto.ca/TWONTO#digester_tank
111132 | TAB-DIG-T-1400 | Digestion Tank 14 | TAB-DIG-T-13-16 | Digester Tanks 13-16 | Tank,Reservoir | Tank |  | T | http://www.toronto.ca/TWONTO#digester_tank
111133 | TAB-DIG-T-1600 | Digestion Tank 16 | TAB-DIG-T-13-16 | Digester Tanks 13-16 | Tank,Reservoir | Tank |  | T | http://www.toronto.ca/TWONTO#digester_tank
111134 | TAB-DIG-T-19-22 | Digester Tanks 19-22 | TAB-DIG | Digestion |  | Tank |  | T | http://www.toronto.ca/TWONTO#collection_of_assets
111135 | TAB-DIG-T-1900 | Digestion Tank 19 | TAB-DIG-T-19-22 | Digester Tanks 19-22 | Tank,Reservoir | Tank |  | T | http://www.toronto.ca/TWONTO#digester_tank
111136 | TAB-DIG-T-2000 | Digestion Tank 20 | TAB-DIG-T-19-22 | Digester Tanks 19-22 | Tank,Reservoir | Tank |  | T | http://www.toronto.ca/TWONTO#digester_tank
111137 | TAB-DIG-T-2100 | Digestion Tank 21 | TAB-DIG-T-19-22 | Digester Tanks 19-22 | Tank,Reservoir | Tank |  | T | http://www.toronto.ca/TWONTO#digester_tank
111138 | TAB-DIG-T-6472 | Tank,Air Separator, Chill Water Outlet from HE | TAB-DIG-HE-6470 | Heat Exchanger, Digester Gas Control | Tank | Tank |  | T | air_seperator
111139 | TAB-DIG-T-6473 | Tank,Expansion, Chill Water Outlet from HE | TAB-DIG-HE-6480 | Heat Exchanger, Digester Gas Control Bldg | Tank | Tank |  | T | expansion_tank
111140 | TAB-DIG-T-6483 | Tank,Expansion, Chill Water Outlet from HE | TAB-DIG-HE-6470 | Heat Exchanger, Digester Gas Control | Tank | Tank |  | T | expansion_tank
111141 | TAB-DIG-T-7000 | Condansate Trap, Digester Gas, Waste Gas Burner Station | TAB-DIG-BU | Waste Gas Burner | Tank | Tank |  | T | http://www.toronto.ca/TWONTO#condensate_trap
111142 | TAB-DIG-T-7201 | Condansate Trap, Digester Gas, Waste Gas Burner BU-7200 | TAB-DIG-BU-7200 | Waste Gas Burner, Digester Gas, Waste Gas Burner Station | Tank | Tank |  | T | http://www.toronto.ca/TWONTO#condensate_trap
111143 | TAB-DIG-T-7401 | Condansate Trap, Digester gas, Waste Gas Burner BU-7400 | TAB-DIG-BU-7400 | Waste Gas Burner, Digester Gas, Waste Gas Burner Station | Tank | Tank |  | T | http://www.toronto.ca/TWONTO#condensate_trap
111145 | TAB-DIG-T-9703 | Tank,Expansion, Pump Suction | TAB-DIG-P-9726 | Pump, Chilled Water Circulating, CWCP-1, Digester Gas Control Build, Basement | Tank | Tank |  | T | expansion_tank
112288 | TAB-DIS-T-0001 | Tank,Expansion, Chlorine From North Tank Car | TAB-DIS-CHL-ROUTE | Chlorination & Filtered Effluent Routeing | Tank | Tank |  | T | expansion_tank
112289 | TAB-DIS-T-0003 | Tank,Expansion, Chlorine From Tank Cars | TAB-DIS-CHL-ROUTE | Chlorination & Filtered Effluent Routeing | Tank | Tank |  | T | expansion_tank
112290 | TAB-DIS-T-3002 | Tank,Sodium Hypochlorite -North | TAB-DIS-SP | Disinfection - Sampling & Metering | Tank | Tank |  | T | http://www.toronto.ca/TWONTO#chemical_storage_tank
112865 | TAB-EL1-T-8062 | Tank,Non-Pressurized,Oil Interceptor,North Substation,Outdoor,Underground | TAB-EL1-BLDG-0001 | MSA Substation | Tank,Non-Pressurized | Tank |  | T | http://www.toronto.ca/TWONTO#chemical_storage_tank
113525 | TAB-EPG-T-6001 | Tank,Oil,Standby Generator 6001,Emergency Power,P Building | TAB-EL1-GEN-6001 | Generator, Standby Power, 600V 1000kw - P Bldg | Tank,Reservoir | Tank |  | T | http://www.toronto.ca/TWONTO#chemical_storage_tank
113555 | TAB-GRK-T-0200 | Tank, Varsol or Parts Fluid | TAB-GRK | Grounds Equipment, Building Services-WA7 | Tank,Reservoir | Tank |  | T | http://www.toronto.ca/TWONTO#chemical_storage_tank
114890 | TAB-PLT-T-0101 | Tank, Grit Channel #1 | TAB-PLT-T | P Building - Grit Tanks 1-12 & Hoppers 1 - 6 | Tank | Tank |  | T | http://www.toronto.ca/TWONTO#channel_segment
114891 | TAB-PLT-T-0221 | Grit Hopper #2 | TAB-PLT-T | P Building - Grit Tanks 1-12 & Hoppers 1 - 6 | Tank | Tank |  | T | http://www.toronto.ca/TWONTO#storage_tank
114893 | TAB-PLT-T-0301 | Tank, Grit Channel #3 | TAB-PLT-T | P Building - Grit Tanks 1-12 & Hoppers 1 - 6 | Tank | Tank |  | T | http://www.toronto.ca/TWONTO#channel_segment
114894 | TAB-PLT-T-0400 | Tank, Reservoir, Grit Removal, Grit Bldg., P Bldg. | TAB-PLT-T | P Building - Grit Tanks 1-12 & Hoppers 1 - 6 | Tank,Reservoir | Tank |  | T | http://www.toronto.ca/TWONTO#sedimentation_tank
114895 | TAB-PLT-T-0521? | Grit Hopper #5 | TAB-PLT-T | P Building - Grit Tanks 1-12 & Hoppers 1 - 6 | Tank | Tank | 46065 | T | http://www.toronto.ca/TWONTO#storage_tank
114896 | TAB-PLT-T-0521? | Grit Hopper #5 | TAB-SUSPENDED ENTITY | Suspended entities | Tank | Tank | 46065 | T | http://www.toronto.ca/TWONTO#storage_tank
114897 | TAB-PLT-T-0601 | Tank, Grit Channel #6 | TAB-PLT-T | P Building - Grit Tanks 1-12 & Hoppers 1 - 6 | Tank | Tank |  | T | http://www.toronto.ca/TWONTO#channel_segment
114898 | TAB-PLT-T-0621? | Grit Hopper #6 | TAB-PLT-T | P Building - Grit Tanks 1-12 & Hoppers 1 - 6 | Tank | Tank | 46068 | T | http://www.toronto.ca/TWONTO#storage_tank
114899 | TAB-PLT-T-0621? | Grit Hopper #6 | TAB-SUSPENDED ENTITY | Suspended entities | Tank | Tank | 46068 | T | http://www.toronto.ca/TWONTO#storage_tank
114900 | TAB-PLT-T-0701 | Tank, Grit | TAB-PLT-T | P Building - Grit Tanks 1-12 & Hoppers 1 - 6 | Tank | Tank | 46050 | T | http://www.toronto.ca/TWONTO#sedimentation_tank
114901 | TAB-PLT-T-0801 | Tank, Grit | TAB-SUSPENDED ENTITY | Suspended entities | Tank | Tank | 46051 | T | http://www.toronto.ca/TWONTO#sedimentation_tank
114902 | TAB-PLT-T-0901 | Tank, Grit | TAB-SUSPENDED ENTITY | Suspended entities | Tank | Tank | 35823 | T | http://www.toronto.ca/TWONTO#sedimentation_tank
114903 | TAB-PLT-T-1001 | Tank, Grit | TAB-PLT-T | P Building - Grit Tanks 1-12 & Hoppers 1 - 6 | Tank | Tank | 35824 | T | http://www.toronto.ca/TWONTO#sedimentation_tank
114904 | TAB-PLT-T-1001 | Tank, Grit | TAB-SUSPENDED ENTITY | Suspended entities | Tank | Tank | 35824 | T | http://www.toronto.ca/TWONTO#sedimentation_tank
114905 | TAB-PLT-T-1201 | Tank, Grit | TAB-PLT-T | P Building - Grit Tanks 1-12 & Hoppers 1 - 6 | Tank | Tank | 35826 | T | http://www.toronto.ca/TWONTO#sedimentation_tank
114906 | TAB-PLT-T-1201 | Tank, Grit | TAB-SUSPENDED ENTITY | Suspended entities | Tank | Tank | 35826 | T | http://www.toronto.ca/TWONTO#sedimentation_tank
114907 | TAB-PLT-T-1301 | Grit Tank # 13 | TAB-PLT-T-D | D Building - Grit Tanks & Hoppers 13 - 16 | Tank | Tank |  | T | http://www.toronto.ca/TWONTO#sedimentation_tank
114908 | TAB-PLT-T-1450 | Tank, Wet Well, Screening | TAB-PLT-SC-D | D Building - Bar / Perforated Screen | Tank | Tank |  | T | http://www.toronto.ca/TWONTO#storage_tank
114909 | TAB-PLT-T-1601 | Grit Tank # 16 | TAB-PLT-T-D | D Building - Grit Tanks & Hoppers 13 - 16 | Tank | Tank |  | T | http://www.toronto.ca/TWONTO#sedimentation_tank
114910 | TAB-PLT-T-1621 | Grit Hopper # 16 | TAB-PLT-T-D | D Building - Grit Tanks & Hoppers 13 - 16 | Tank | Tank |  | T | http://www.toronto.ca/TWONTO#storage_tank
115590 | TAB-PRM-T-0100 | Old PS Primary Tank 1 | TAB-PRM-OPS | Old PS - Primary Treatment | Tank | Tank |  | T | http://www.toronto.ca/TWONTO#clarifier
115591 | TAB-PRM-T-0110 | Tank, Polymer Make-Up, Polymer Room, Old Screen Bldg., P Bldg. | TAB-PRM-POL | P Building - Polymer system | Tank,Reservoir | Tank |  | T | http://www.toronto.ca/TWONTO#chemical_storage_tank
115592 | TAB-PRM-T-0400 | Old PS Primary Tank 4 | TAB-PRM-OPS | Old PS - Primary Treatment | Tank | Tank |  | T | http://www.toronto.ca/TWONTO#clarifier
115593 | TAB-PRM-T-0410 | Tank, Coagulant, CEPT Coagulant Dosing System, Grit Bldg., P Bldg. | TAB-PRM-POL | P Building - Polymer system | Tank,Reservoir | Tank |  | T | http://www.toronto.ca/TWONTO#coagulation_tank
115594 | TAB-PRM-T-0430 | Tank, Coagulant, CEPT Coagulant Dosing System, Grit Bldg., P Bldg. | TAB-PRM-POL | P Building - Polymer system | Tank,Reservoir | Tank |  | T | http://www.toronto.ca/TWONTO#coagulation_tank
115595 | TAB-PRM-T-0440 | Tank, Coagulant, CEPT Coagulant Dosing System, Grit Bldg., P Bldg. | TAB-PRM-POL | P Building - Polymer system | Tank,Reservoir | Tank |  | T | http://www.toronto.ca/TWONTO#coagulation_tank
115596 | TAB-PRM-T-0500 | Old PS -Primary Tank 5 | TAB-PRM-OPS | Old PS - Primary Treatment | Tank | Tank |  | T | http://www.toronto.ca/TWONTO#clarifier
115597 | TAB-PRM-T-0700 | P Building, Primary Tank 7 | TAB-PRM-T-P | P Building - Scum, Sludge Hoppers & Primary Tanks 7 - 9 | Tank | Tank |  | T | http://www.toronto.ca/TWONTO#clarifier
115598 | TAB-PRM-T-1000 | D Building - Primary Tank 10 | TAB-PRM-T | D Building - Scum, Sludge Hoppers & Primary Tanks 10-12 | Tank | Tank |  | T | http://www.toronto.ca/TWONTO#clarifier
115599 | TAB-PRM-T-1200 | D Building - Primary Tank 12 | TAB-PRM-T | D Building - Scum, Sludge Hoppers & Primary Tanks 10-12 | Tank | Tank |  | T | http://www.toronto.ca/TWONTO#clarifier
115600 | TAB-PRM-T-2100 | Hopper, Scum - Primary Tank 1-2 | TAB-PRM-OPS | Old PS - Primary Treatment | Tank | Tank |  | T | http://www.toronto.ca/TWONTO#storage_tank
115601 | TAB-PRM-T-2200 | Hopper Scum - Primary Tank 3-4 | TAB-PRM-OPS | Old PS - Primary Treatment | Tank | Tank |  | T | http://www.toronto.ca/TWONTO#storage_tank
115602 | TAB-PRM-T-2300 | Hopper, Scum - Primary Tank 5-6 | TAB-PRM-OPS | Old PS - Primary Treatment | Tank | Tank |  | T | http://www.toronto.ca/TWONTO#storage_tank
115603 | TAB-PRM-T-2400 | Hopper, Primary Tanks 7-9 Scum | TAB-PRM-T-P | P Building - Scum, Sludge Hoppers & Primary Tanks 7 - 9 | Tank | Tank |  | T | http://www.toronto.ca/TWONTO#storage_tank
115604 | TAB-PRM-T-2600 | D Building - Hopper, Scum | TAB-PRM-T | D Building - Scum, Sludge Hoppers & Primary Tanks 10-12 | Tank | Tank |  | T | http://www.toronto.ca/TWONTO#storage_tank
115605 | TAB-PRM-T-3700 | Sludge Hopper, Valves & Actuators, Primary Tank 10 | TAB-PRM-T | D Building - Scum, Sludge Hoppers & Primary Tanks 10-12 | Tank | Tank |  | T | http://www.toronto.ca/TWONTO#storage_tank
58124 | THC-AI-T-8032 | Tank,Air,Building U | THC-MCS-AI/SA | Instrument/service Air Plant Wide | Tank | Tank |  | T | http://www.toronto.ca/TWONTO#pressure_vessel
116219 | TAB-PRS-T-0202 | Tank, Ferrous Chloride #2 | TAB-PRS-T-FECL2 | Ferrous Chloride Tanks & Valves | Tank | Tank |  | T | http://www.toronto.ca/TWONTO#chemical_storage_tank
116220 | TAB-PRS-T-0205 | Tank, Ferrous Chloride #5 | TAB-PRS-T-FECL2 | Ferrous Chloride Tanks & Valves | Tank | Tank |  | T | http://www.toronto.ca/TWONTO#chemical_storage_tank
116221 | TAB-PRS-T-0207 | Tank, Ferrous Chloride #7 | TAB-PRS-T-FECL2 | Ferrous Chloride Tanks & Valves | Tank | Tank |  | T | http://www.toronto.ca/TWONTO#chemical_storage_tank
116222 | TAB-PRS-T-0208 | Tank, Ferrous Chloride #8 | TAB-PRS-T-FECL2 | Ferrous Chloride Tanks & Valves | Tank | Tank |  | T | http://www.toronto.ca/TWONTO#chemical_storage_tank
116223 | TAB-PRS-T-0209 | Tank, Ferrous Chloride #9 | TAB-PRS-T-FECL2 | Ferrous Chloride Tanks & Valves | Tank | Tank |  | T | http://www.toronto.ca/TWONTO#chemical_storage_tank
116224 | TAB-PRS-T-0401 | Containment Sump, Miscellaneous Process | TAB-PRS-P-SUMP | Sump Pumps | Tank | Tank |  | T | http://www.toronto.ca/TWONTO#storage_tank
116225 | TAB-PRS-T-0710 | Tank, Coagulant, Phosphorus Removal System, Grit Bldg., P Bldg. | TAB-PRM-POL | P Building - Polymer system | Tank,Reservoir | Tank |  | T | http://www.toronto.ca/TWONTO#coagulation_tank
116226 | TAB-PRS-T-2001 | Tank, Ferrous Chloride Storage, Grit Bldg, P Bldg | TAB-PRM-POL | P Building - Polymer system | Tank,Reservoir | Tank |  | T | http://www.toronto.ca/TWONTO#chemical_storage_tank
116227 | TAB-PRS-T-2010 | Tank, Chemical Storage, East Chemical Storage Tanks | TAB-PRS-F-0103 | Strainer, Bag, PRS Bldg, Pump Room | Tank | Tank |  | T | http://www.toronto.ca/TWONTO#chemical_storage_tank
116228 | TAB-PRS-T-2010 | Tank, Chemical Storage, East Chemical Storage Tanks | TAB-PRS-T-FECL2 | Ferrous Chloride Tanks & Valves | Tank | Tank |  | T | http://www.toronto.ca/TWONTO#chemical_storage_tank
116229 | TAB-PRS-T-2020 | Tank, Chemical Storage, East Chemical Storage Tanks | TAB-PRS-T-FECL2 | Ferrous Chloride Tanks & Valves | Tank | Tank |  | T | http://www.toronto.ca/TWONTO#chemical_storage_tank
116230 | TAB-PRS-T-2050 | Tank, Chemical Storage, East Chemical Storage Tanks | TAB-PRS-T-FECL2 | Ferrous Chloride Tanks & Valves | Tank | Tank |  | T | http://www.toronto.ca/TWONTO#chemical_storage_tank
116231 | TAB-PRS-T-2070 | Tank, Chemical Storage, East Chemical Storage Tanks | TAB-PRS-T-FECL2 | Ferrous Chloride Tanks & Valves | Tank | Tank |  | T | http://www.toronto.ca/TWONTO#chemical_storage_tank
116232 | TAB-PRS-T-2080 | Tank, Chemical Storage, East Chemical Storage Tanks | TAB-PRS-T-FECL2 | Ferrous Chloride Tanks & Valves | Tank | Tank |  | T | http://www.toronto.ca/TWONTO#chemical_storage_tank
116233 | TAB-PRS-T-2110 | Tank, Chemical Storage, West Chemical Storage Tanks | TAB-PRS-T-FECL2 | Ferrous Chloride Tanks & Valves | Tank | Tank |  | T | http://www.toronto.ca/TWONTO#chemical_storage_tank
116234 | TAB-PRS-T-2130 | Tank, Chemical Storage, West Chemical Storage Tanks | TAB-PRS-T-FECL2 | Ferrous Chloride Tanks & Valves | Tank | Tank |  | T | http://www.toronto.ca/TWONTO#chemical_storage_tank
116235 | TAB-PRS-T-2140 | Tank, Chemical Storage, West Chemical Storage Tanks | TAB-PRS-T-FECL2 | Ferrous Chloride Tanks & Valves | Tank | Tank |  | T | http://www.toronto.ca/TWONTO#chemical_storage_tank
116236 | TAB-PRS-T-2150 | Tank, Chemical Storage, West Chemical Storage Tanks | TAB-PRS-T-FECL2 | Ferrous Chloride Tanks & Valves | Tank | Tank |  | T | http://www.toronto.ca/TWONTO#chemical_storage_tank
117364 | TAB-RSP-T-0002 | Wet Well, High Level Channel 2 | TAB-RSP-PM | M Building - Raw Sewage Pumping | Tank,Reservoir | Tank |  | T | http://www.toronto.ca/TWONTO#channel_segment
58123 | THC-AI-T-7060 | Tank,Air,Solid Treatment | THC-MCS-AI/SA | Instrument/service Air Plant Wide |  | Tank |  | T | http://www.toronto.ca/TWONTO#pressure_vessel
117366 | TAB-RSP-T-1200 | Tank, Sump, E house | TAB-RSP-P-T | T Building - Raw Sewage Pumping | Tank | Tank |  | T | http://www.toronto.ca/TWONTO#storage_tank
117367 | TAB-RSP-T-1221 | Tank, Oil, Raw Sewage Pump #2 Bearing Lubrication System | TAB-RSP-P-T | T Building - Raw Sewage Pumping | Tank,Non-Pressurized | Tank |  | T | http://www.toronto.ca/TWONTO#chemical_storage_tank
117368 | TAB-RSP-T-1231 | Tank, Oil, Raw Sewage Pump #3 Bearing Lubrication System | TAB-RSP-P-T | T Building - Raw Sewage Pumping | Tank | Tank |  | T | http://www.toronto.ca/TWONTO#chemical_storage_tank
117369 | TAB-RSP-T-1241 | Tank, Oil, Raw Sewage Pump #4 Bearing Lubrication System | TAB-RSP-P-T | T Building - Raw Sewage Pumping | Tank | Tank |  | T | http://www.toronto.ca/TWONTO#chemical_storage_tank
117370 | TAB-RSP-T-1251 | Tank, Oil, Raw Sewage Pump #5 Bearing Lubrication System | TAB-RSP-P-T | T Building - Raw Sewage Pumping | Tank | Tank |  | T | http://www.toronto.ca/TWONTO#chemical_storage_tank
58811 | THC-DEW-T-6400 | Tank,BTU 1000 Hopper,Solid Treatment | THC-DEW-CENTRATE | Centrate System Dewatering | Tank,Non-Pressurized | Tank |  | T | http://www.toronto.ca/TWONTO#storage_tank
58812 | THC-DEW-T-6400 | Tank,BTU 1000 Hopper,Solid Treatment | THC-INC-FU-1000 | Furnace, Incinerator 1000 | Tank,Non-Pressurized | Tank |  | T | http://www.toronto.ca/TWONTO#storage_tank
117499 | TAB-SA-D-0900 | Dryer, Chemical, Package, Auxiliary Systems Building, Main Floor | TAB-SA-F-0901 | Pre-Filter, Package, Auxiliary Systems Building, Main Floor | Drier | Tank |  | D | http://www.toronto.ca/TWONTO#dryer
117500 | TAB-SA-D-1000 | Dryer, Chemical, Package, Auxiliary Systems Building, Main Floor | TAB-SA-F-1001 | Pre-Filter, Package, Auxiliary Systems Building, Main Floor | Drier | Tank |  | D | http://www.toronto.ca/TWONTO#dryer
117585 | TAB-SA-T-0001 | Tank, Silencer, Air, Auxiliary Systems Building, Main Floor | TAB-AUX-C | Auxiliary Building - Compressed Service Air Equipment | Tank | Tank |  | T | silencer
117586 | TAB-SA-T-0101 | Tank, Oil, Reservoir, Air Compressor, Auxiliary Systems Building, Main Floor | TAB-SA-C-0100 | Air Compressor, Auxiliary Systems Building, Main Floor | Tank,Reservoir | Tank |  | T | http://www.toronto.ca/TWONTO#chemical_storage_tank
117587 | TAB-SA-T-0301 | Tank, Oil, Reservoir, Air Compressor, Auxiliary Systems Building, Main Floor | TAB-SA-C-0300 | Air Compressor, Auxiliary Systems Building, Main Floor | Tank,Reservoir | Tank |  | T | http://www.toronto.ca/TWONTO#chemical_storage_tank
117588 | TAB-SA-T-0401 | Tank, Oil, Reservoir, Air Compressor, Auxiliary Systems Building, Main Floor | TAB-SA-C-0400 | Air Compressor, Auxiliary Systems Building, Main Floor | Tank,Reservoir | Tank |  | T | http://www.toronto.ca/TWONTO#chemical_storage_tank
117589 | TAB-SA-T-0801 | Tank, Intermediate Air Receiver, Auxiliary Systems Building, Main Floor | TAB-SA-C-0100 | Air Compressor, Auxiliary Systems Building, Main Floor | Tank | Tank |  | T | http://www.toronto.ca/TWONTO#pressure_vessel
117591 | TAB-SA-T-1100 | Tank, Air, Receiver, Auxiliary Systems Building, Main Floor | TAB-SA-D-0800 | Dryer, Chemical, Package, Auxiliary Systems Building, Main Floor | Tank | Tank |  | T | http://www.toronto.ca/TWONTO#pressure_vessel
117592 | TAB-SA-T-1200 | Tank, Air, Receiver, Auxiliary Systems Building, Main Floor | TAB-SA-D-0900 | Dryer, Chemical, Package, Auxiliary Systems Building, Main Floor | Tank | Tank |  | T | http://www.toronto.ca/TWONTO#pressure_vessel
117593 | TAB-SA-T-1300 | Tank, Air, Receiver, Auxiliary Systems Building, Main Floor | TAB-SA-D-1000 | Dryer, Chemical, Package, Auxiliary Systems Building, Main Floor | Tank | Tank |  | T | http://www.toronto.ca/TWONTO#pressure_vessel
117594 | TAB-SA-T-1700 | Tank, Expansion, Auxiliary Systems Building, 2nd Floor | TAB-SA-P-1800A | Pump, Primary, Glycol, Auxiliary Systems Building, 2nd Floor | Tank | Tank |  | T | expansion_tank
117595 | TAB-SA-T-1702 | Tank, Glycol Makeup, Auxiliary Systems Building, 2nd Floor | TAB-SA-P-1800A | Pump, Primary, Glycol, Auxiliary Systems Building, 2nd Floor | Tank | Tank |  | T | http://www.toronto.ca/TWONTO#chemical_storage_tank
117596 | TAB-SA-T-6301 | Tank, Service Air, Ground Floor, Digester 9-12 Control Building. | TAB-DIG-T-09-12 | Digester Tanks 9-12 | Tank | Tank |  | T | http://www.toronto.ca/TWONTO#pressure_vessel
58813 | THC-DEW-T-6500 | Tank,BTU 2000 Hopper,Solid Treatment | THC-DEW-CENTRATE | Centrate System Dewatering | Tank,Non-Pressurized | Tank |  | T | http://www.toronto.ca/TWONTO#storage_tank
118252 | TAB-SLO-T-0221 | Receiver, Air Tank, Silo Bldg, 2nd Floor | TAB-SLO-STRC | Sludge Loading & Odour Control - Facilities | Vessel,Pressure | Tank |  | T | http://www.toronto.ca/TWONTO#pressure_vessel
118253 | TAB-SLO-T-0302A | Tank, Air Receiver | TAB-SLO-V | Compressed Air Equipment, Truck Loading | Vessel,Pressure | Tank |  | T | http://www.toronto.ca/TWONTO#pressure_vessel
118254 | TAB-SLO-T-0304 | Hopper #4, HBS-307 | TAB-SLO-TLF | Biosolid Truck Loadout | Tank,Reservoir | Tank |  | T | http://www.toronto.ca/TWONTO#storage_tank
118255 | TAB-SLO-T-0430 | Tank, Bio-Filter Neutralization, Limestone | TAB-SUSPENDED ENTITY | Suspended entities | Tank,Non-Pressurized | Tank | 46255 | T | http://www.toronto.ca/TWONTO#chemical_storage_tank
118457 | TAB-STR-CLR-0110 | Secondary Clarifier, Final Tank 01 | TAB-STR2 | Secondary Treatment - Clarifiers |  | Tank |  | CLR | http://www.toronto.ca/TWONTO#clarifier
118458 | TAB-STR-CLR-0310 | Secondary Clarifier, Final Tank 03 | TAB-STR2 | Secondary Treatment - Clarifiers |  | Tank |  | CLR | http://www.toronto.ca/TWONTO#clarifier
118459 | TAB-STR-CLR-0410 | Secondary Clarifier, Final Tank 04 | TAB-STR2 | Secondary Treatment - Clarifiers |  | Tank |  | CLR | http://www.toronto.ca/TWONTO#clarifier
118460 | TAB-STR-CLR-0510 | Secondary Clarifier, Final Tank 05 | TAB-STR2 | Secondary Treatment - Clarifiers |  | Tank |  | CLR | http://www.toronto.ca/TWONTO#clarifier
118461 | TAB-STR-CLR-1010 | Secondary Clarifier, Final Tank 10 | TAB-STR2 | Secondary Treatment - Clarifiers |  | Tank |  | CLR | http://www.toronto.ca/TWONTO#clarifier
118462 | TAB-STR-CLR-1110 | Secondary Clarifier, Final Tank 11 | TAB-STR2 | Secondary Treatment - Clarifiers |  | Tank |  | CLR | http://www.toronto.ca/TWONTO#clarifier
118872 | TAB-STR-T-2200 | Hopper, Scum (FU2017) | TAB-STR-T-SCUM | Aeration Gallery - Scum Hoppers & Pumps | Tank | Tank |  | T | http://www.toronto.ca/TWONTO#storage_tank
118873 | TAB-STR-T-2400 | Hopper, Scum (FU2018) | TAB-STR-T-SCUM | Aeration Gallery - Scum Hoppers & Pumps | Tank | Tank |  | T | http://www.toronto.ca/TWONTO#storage_tank
118874 | TAB-STR-T-4005R | Tank , Reservoir Aux Oil, Blower 4005 | TAB-STR-BL-4005 | Blower #4005 | Tank,Reservoir | Tank |  | T | http://www.toronto.ca/TWONTO#chemical_storage_tank
118875 | TAB-STR-T-4007R | Tank , Reservoir Aux Oil, Blower 4007 | TAB-STR-BL-4007 | Blower #4007 | Tank,Reservoir | Tank |  | T | http://www.toronto.ca/TWONTO#chemical_storage_tank
118876 | TAB-STR-T-4008R | Tank , Reservoir Aux Oil, Blower 4008 | TAB-STR-BL-4008 | Blower #4008 | Tank,Reservoir | Tank |  | T | http://www.toronto.ca/TWONTO#chemical_storage_tank
118877 | TAB-STR-T-4009R | Tank , Reservoir Aux Oil, Blower 4009 | TAB-STR-BL-4009 | Blower #4009 | Tank,Reservoir | Tank |  | T | http://www.toronto.ca/TWONTO#chemical_storage_tank
118878 | TAB-STR-T-4010R | Tank , Reservoir Aux Oil, Blower 4010 | TAB-STR-BL-4010 | Blower #4010 | Tank,Reservoir | Tank |  | T | http://www.toronto.ca/TWONTO#chemical_storage_tank
118879 | TAB-STR-T-4011R | Tank , Reservoir Aux Oil, Blower 4011 | TAB-STR-BL-4011 | Blower #4011 | Tank,Reservoir | Tank |  | T | http://www.toronto.ca/TWONTO#chemical_storage_tank
58816 | THC-DEW-T-7510 | Tank,Buffer,Centrate Sampling,Dewatering Centrifuge CF-1100,Solid Treatment | THC-DEW-CF-1100 | Centrifuge,Dewatering,BLS/PYS - Solid Treatment,Incinerator Building |  | Tank |  | T | http://www.toronto.ca/TWONTO#storage_tank
119297 | TAB-THK-MEQ-0101 | Flocculator | TAB-THK-T-0100 | Floatation Tank #1, Subnatant Recycling | Flocculator | Tank |  | MEQ | http://www.toronto.ca/TWONTO#mixer_or_agitator
119298 | TAB-THK-MEQ-0201 | Flocculator | TAB-THK-T-0200 | Floatation Tank #2, Subnatant Recycling | Flocculator | Tank |  | MEQ | http://www.toronto.ca/TWONTO#mixer_or_agitator
119299 | TAB-THK-MEQ-0301 | Flocculator | TAB-THK-T-0300 | Floatation Tank #3, Subnatant Recycling | Flocculator | Tank |  | MEQ | http://www.toronto.ca/TWONTO#mixer_or_agitator
119300 | TAB-THK-MEQ-0401 | Flocculator | TAB-THK-T-0400 | Floatation Tank #4, Subnatant Recycling | Flocculator | Tank |  | MEQ | http://www.toronto.ca/TWONTO#mixer_or_agitator
119301 | TAB-THK-MEQ-0501 | Flocculator | TAB-THK-T-0500 | Floatation Tank #5, Subnatant Recycling | Flocculator | Tank |  | MEQ | http://www.toronto.ca/TWONTO#mixer_or_agitator
119302 | TAB-THK-MEQ-0901 | Flocculator | TAB-SUSPENDED ENTITY | Suspended entities | Flocculator | Tank |  | MEQ | http://www.toronto.ca/TWONTO#mixer_or_agitator
119360 | TAB-THK-T | Polymer Mixing Tanks | TAB-THK-POL | Polymer System |  | Tank |  |  | http://www.toronto.ca/TWONTO#collection_of_assets
119362 | TAB-THK-T-0400 | Floatation Tank #4, Subnatant Recycling | TAB-THK-TANKS | Floatation Tanks | Tank | Tank |  | T | floatation_tank
119363 | TAB-THK-T-0600 | Floatation Tank #6, Subnatant Recycling | TAB-THK-TANKS | Floatation Tanks | Tank | Tank |  | T | floatation_tank
119364 | TAB-THK-T-0700 | Floatation Tank #7, Subnatant Recycling | TAB-THK-TANKS | Floatation Tanks | Tank | Tank |  | T | floatation_tank
119365 | TAB-THK-T-0900 | Floatation Tank #9, Subnatant Recycling | TAB-THK-TANKS | Floatation Tanks | Tank | Tank |  | T | floatation_tank
119366 | TAB-THK-T-4111 | Tank, Polymer Mixing/Aging 1 | TAB-THK-T | Polymer Mixing Tanks | Tank,Non-Pressurized | Tank |  | T | http://www.toronto.ca/TWONTO#chemical_storage_tank
119367 | TAB-THK-T-4131 | Tank, Polymer Mixing/Aging 3 | TAB-THK-T | Polymer Mixing Tanks | Tank,Non-Pressurized | Tank |  | T | http://www.toronto.ca/TWONTO#chemical_storage_tank
119368 | TAB-THK-T-4210 | Polymer Solution Day Tank 1 | TAB-THK-T-PYS | Mixed Polymer Solution Day Tanks | Tank,Non-Pressurized | Tank |  | T | http://www.toronto.ca/TWONTO#chemical_storage_tank
119369 | TAB-THK-T-PYS | Mixed Polymer Solution Day Tanks | TAB-THK-POL | Polymer System |  | Tank |  |  | http://www.toronto.ca/TWONTO#collection_of_assets
119370 | TAB-THK-TANKS | Floatation Tanks | TAB-THK | Floatation |  | Tank |  |  | http://www.toronto.ca/TWONTO#collection_of_assets
121194 | THC-ACC-T-0002 | Tank, Make-up, Glycol , Building M | THC-ACC-HEAT PUMPS | Pumps, Heating System, Building M | Tank | Tank |  | T | http://www.toronto.ca/TWONTO#chemical_storage_tank
121195 | THC-ACC-T-0003 | Tank, Make-up, Glycol , Building M | THC-ACC-HEAT PUMPS | Pumps, Heating System, Building M | Tank | Tank |  | T | http://www.toronto.ca/TWONTO#chemical_storage_tank
121196 | THC-ACC-T-0004 | Tank, Expansion, Glycol, Building M | THC-ACC-HEAT PUMPS | Pumps, Heating System, Building M | Tank | Tank |  | T | expansion_tank
121201 | THC-ACC-T-0041 | Tank,Hot Water, New Phosphorous Removal process, East side | THC-PRS | Phosphorus Removal, sub-process | Tank,Domestic Hot Water | Tank | 46015 | T | http://www.toronto.ca/TWONTO#tanked_hot_water_heater
121202 | THC-ACC-T-0050 | Tank,Hot Water for DEW Centrate Sampling System,Third Floor,Solid Treatment | THC-DEW-AIT-7570 | Analyzer,Density,Sample Buffer Tanks 7510&7520,DEW Centrate Sampling,Solid Treatment |  | Tank |  | T | http://www.toronto.ca/TWONTO#tanked_hot_water_heater
121203 | THC-ACC-T-0101 | Tank,Hot Water, Old Blower (Bldg A) | THC-ACC-BLDG A | Old Plant Blower Building HVAC | Tank,Domestic Hot Water | Tank |  | T | http://www.toronto.ca/TWONTO#tanked_hot_water_heater
121204 | THC-ACC-T-0110AK | Tank,Hot Water,Storage Tank,Admin Building | THC-SUSPENDED | Suspended entity | Tank | Tank | 32319 | T | http://www.toronto.ca/TWONTO#tanked_hot_water_heater
121205 | THC-ACC-T-0201 | Tank, Glycol System, Mechanical room, WA2 Workshop | THC-GRK-STRC-0200 | Workshop, WA2, Building X | Tank | Tank |  | T | http://www.toronto.ca/TWONTO#chemical_storage_tank
121206 | THC-ACC-T-0203 | Tank, Glycol System, Snow-Melting, Mechanical room, WA2 Workshop | THC-GRK-STRC-0200 | Workshop, WA2, Building X | Tank | Tank |  | T | http://www.toronto.ca/TWONTO#chemical_storage_tank
121207 | THC-ACC-T-0422 | Tank,Expansion,Supply,Building UU,Glycol Heating,Basement,Building U | THC-ACC-BLDG U | New Digesters Building HVAC | Tank | Tank |  | T | expansion_tank
121208 | THC-ACC-T-0576 | Tank,Hot Water,Lower Basement,Incineration Building M | THC-MCS-T-BLDG M | Domestic Hot Water Tank, Building M | Tank,Domestic Hot Water | Tank |  | T | http://www.toronto.ca/TWONTO#tanked_hot_water_heater
121209 | THC-ACC-T-0577 | Domestic Hot Water Tank, Building M | THC-MCS-T-BLDG M | Domestic Hot Water Tank, Building M | Tank,Domestic Hot Water | Tank |  | T | http://www.toronto.ca/TWONTO#tanked_hot_water_heater
121210 | THC-ACC-T-0578 | Domestic Hot Water Tank, Building M | THC-MCS-T-BLDG M | Domestic Hot Water Tank, Building M | Tank,Domestic Hot Water | Tank |  | T | http://www.toronto.ca/TWONTO#tanked_hot_water_heater
121211 | THC-ACC-T-0580 | Tank,Domestic Hot Water,5th Floor,Incineration Building M | THC-MCS-T-BLDG M | Domestic Hot Water Tank, Building M | Tank,Domestic Hot Water | Tank |  | T | http://www.toronto.ca/TWONTO#tanked_hot_water_heater
121212 | THC-ACC-T-0701 | Tank,Expansion,Heating Glycol Supply,HVAC Systems,Thickening Building | THC-ACC-BLDG J | TWAS Building, HVAC | Tank | Tank |  | T | expansion_tank
121213 | THC-ACC-T-0703 | Tank,Hot Water Heating,Mechanical Room,Thickening Building | THC-ACC-BLDG J | TWAS Building, HVAC | Tank,Domestic Hot Water | Tank |  | T | http://www.toronto.ca/TWONTO#tanked_hot_water_heater
121214 | THC-ACC-T-0801 | Tank,Expansion,Heating Glycol Supply,HVAC Systems,Sludge Storage Building | THC-ACC-BLDG D | Sludge Holding Tanks Building HVAC | Tank | Tank |  | T | expansion_tank
121215 | THC-ACC-T-0802 | Tank,Make-up,Heating Glycol,HVAC Systems,Sludge Storage Building | THC-ACC-BLDG D | Sludge Holding Tanks Building HVAC | Tank | Tank |  | T | http://www.toronto.ca/TWONTO#chemical_storage_tank
121216 | THC-ACC-T-3001 | Tank, Expansion, Hot Water, Building E | THC-ACC-BLDG E | Boiler House, HVAC | Tank | Tank |  | T | expansion_tank
121217 | THC-ACC-T-3002 | Tank, Expansion, Hot Water, Building E | THC-ACC-BLDG E | Boiler House, HVAC | Tank | Tank |  | T | expansion_tank
121218 | THC-ACC-T-4020 | Tank,Pressure,Glycol Makeup,Basement,Building U | THC-ACC-BLDG U | New Digesters Building HVAC | Tank | Tank |  | T | http://www.toronto.ca/TWONTO#chemical_storage_tank
121219 | THC-ACC-T-5201 | Tank, Glycol System, Mechanical room | THC-ACC-BLDG X | New Workshop WA2 Building HVAC |  | Tank |  | T | http://www.toronto.ca/TWONTO#chemical_storage_tank
121220 | THC-ACC-T-5940 | Tank,Chemical Pot Feeder,Hydronic Heating System,Disinfection Bldg | THC-ACC-BLDG G | Air Treatment Building HVAC |  | Tank |  | T | http://www.toronto.ca/TWONTO#chemical_storage_tank
121223 | THC-ACC-T-6841 | Tank, Electric, Hot Water, Tunnel T12 | THC-PRS-BLDG | Phosphorous removal system, Building and Storage |  | Tank |  | T | http://www.toronto.ca/TWONTO#tanked_hot_water_heater
121224 | THC-ACC-T-6850 | Tank, Pot feeder, Glycol, Tunnel T12 | THC-PRS-BLDG | Phosphorous removal system, Building and Storage |  | Tank |  | T | http://www.toronto.ca/TWONTO#chemical_storage_tank
121225 | THC-ACC-T-6870 | Tank,Glycol make-up system, Glycol/Water, Tunnel T12 | THC-PRS-BLDG | Phosphorous removal system, Building and Storage |  | Tank |  | T | http://www.toronto.ca/TWONTO#chemical_storage_tank
121226 | THC-ACC-T-6871 | Tank, Air Separator, Glycol, Tunnel T12 | THC-PRS-BLDG | Phosphorous removal system, Building and Storage |  | Tank |  | T | air_seperator
121227 | THC-ACC-T-9001 | Tank, Domestic Hot Water, Head house | THC-MCS-T-BLDG I | Domestic Hot Water Tank, Building I | Tank,Domestic Hot Water | Tank |  | T | http://www.toronto.ca/TWONTO#tanked_hot_water_heater
122017 | THC-AER-T | Tank, Aeration | THC-AER | AerationTreatment Process |  | Tank |  |  | http://www.toronto.ca/TWONTO#collection_of_assets
122018 | THC-AER-T-2100 | Tank, Aeration | THC-AER-T | Tank, Aeration |  | Tank |  | T | http://www.toronto.ca/TWONTO#aeration_tank
122019 | THC-AER-T-2300 | Tank, Aeration | THC-AER-OLD PLANT | AerationTreatment | Tank,Non-Pressurized | Tank |  | T | http://www.toronto.ca/TWONTO#aeration_tank
122020 | THC-AER-T-2300 | Tank, Aeration | THC-AER-T | Tank, Aeration | Tank,Non-Pressurized | Tank |  | T | http://www.toronto.ca/TWONTO#aeration_tank
122021 | THC-AER-T-2400 | Tank, Aeration | THC-AER-T | Tank, Aeration | Tank,Non-Pressurized | Tank |  | T | http://www.toronto.ca/TWONTO#aeration_tank
122022 | THC-AER-T-2600 | Tank, Aeration | THC-AER-T | Tank, Aeration | Tank,Non-Pressurized | Tank |  | T | http://www.toronto.ca/TWONTO#aeration_tank
122023 | THC-AER-T-2700 | Tank, Aeration | THC-AER-T | Tank, Aeration |  | Tank |  | T | http://www.toronto.ca/TWONTO#aeration_tank
122024 | THC-AER-T-2800 | Tank, Aeration | THC-AER-OLD PLANT | AerationTreatment | Tank,Non-Pressurized | Tank |  | T | http://www.toronto.ca/TWONTO#aeration_tank
122025 | THC-AER-T-2900 | Tank, Aeration | THC-AER-T | Tank, Aeration | Tank,Non-Pressurized | Tank |  | T | http://www.toronto.ca/TWONTO#aeration_tank
122026 | THC-AER-T-3000 | Tank, Aeration | THC-AER-T | Tank, Aeration | Tank,Non-Pressurized | Tank |  | T | http://www.toronto.ca/TWONTO#aeration_tank
122027 | THC-AER-T-3100 | Tank, Aeration | THC-AER-T | Tank, Aeration | Tank,Non-Pressurized | Tank |  | T | http://www.toronto.ca/TWONTO#aeration_tank
122028 | THC-AER-T-3200 | Tank, Aeration | THC-AER-T | Tank, Aeration | Tank,Non-Pressurized | Tank |  | T | http://www.toronto.ca/TWONTO#aeration_tank
122029 | THC-AER-T-3300 | Tank, Aeration | THC-AER-T | Tank, Aeration | Tank,Non-Pressurized | Tank |  | T | http://www.toronto.ca/TWONTO#aeration_tank
122030 | THC-AER-T-3400 | Tank, Aeration | THC-AER-PHASE I-IV | AerationTreatment | Tank,Non-Pressurized | Tank |  | T | http://www.toronto.ca/TWONTO#aeration_tank
122031 | THC-AER-T-3400 | Tank, Aeration | THC-AER-T | Tank, Aeration | Tank,Non-Pressurized | Tank |  | T | http://www.toronto.ca/TWONTO#aeration_tank
122032 | THC-AER-T-3500 | Tank, Aeration | THC-AER-PHASE I-IV | AerationTreatment | Tank,Non-Pressurized | Tank |  | T | http://www.toronto.ca/TWONTO#aeration_tank
122033 | THC-AER-T-3600 | Tank, Aeration | THC-AER-T | Tank, Aeration | Tank,Non-Pressurized | Tank |  | T | http://www.toronto.ca/TWONTO#aeration_tank
122034 | THC-AER-T-6020 | Tank, Coolant, Blower, Aeration | THC-AER-BL-6020 | Blower,Centrifugal,High Speed Turbo, Aeration, SE Plant Blowers Part 1 and Train #8 | Tank | Tank |  | T | http://www.toronto.ca/TWONTO#chemical_storage_tank
122035 | THC-AER-T-6040 | Tank, Coolant, Blower, Aeration | THC-AER-BL-6040 | Blower,Centrifugal,High Speed Turbo, Aeration, SE Plant Blowers Part 1 and Train #8 | Tank | Tank |  | T | http://www.toronto.ca/TWONTO#chemical_storage_tank
122036 | THC-AER-T-6060 | Tank, Coolant, Blower, Aeration | THC-AER-BL-6060 | Blower,Centrifugal,High Speed Turbo, Aeration, SE Plant Blowers Part 1 and Train #8 | Tank | Tank |  | T | http://www.toronto.ca/TWONTO#chemical_storage_tank
122037 | THC-AER-T-6080 | Tank, Coolant, Blower, Aeration | THC-AER-BL-6080 | Blower,Centrifugal,High Speed Turbo, SE Plant Blower Part 2, Train #1&2 | Tank | Tank |  | T | http://www.toronto.ca/TWONTO#chemical_storage_tank
122038 | THC-AER-T-7340 | Tank, Oil, Blower, Aeration | THC-AER-BL-7300-I-IV | Blower, Aeration System | Tank | Tank |  | T | http://www.toronto.ca/TWONTO#chemical_storage_tank
122039 | THC-AER-T-7440 | Tank, Oil, Blower, Aeration | THC-AER-BL-7400-I-IV | Blower, Aeration System | Tank | Tank |  | T | http://www.toronto.ca/TWONTO#chemical_storage_tank
122211 | THC-AI-T-1083 | Tank,Air Receiver,Compressed Air System, Bldg. M | THC-ACC-BLDG M | Incineration Building, HVAC | Tank,Reservoir | Tank |  | T | http://www.toronto.ca/TWONTO#pressure_vessel
122212 | THC-AI-T-1083 | Tank,Air Receiver,Compressed Air System, Bldg. M | THC-MCS-MEQ-0005 | Mechanical Equipment, Building M | Tank,Reservoir | Tank |  | T | http://www.toronto.ca/TWONTO#pressure_vessel
122213 | THC-AI-T-1100 | Air Receiver Tank, Instrument Air, Instrument Air System | THC-PLT-BLDG-0001 | New Head House, preliminary process | Tank | Tank |  | T | http://www.toronto.ca/TWONTO#pressure_vessel
122214 | THC-AI-T-3083 | Tank, Air Receiver, Compressed Air System, Bldg. G | THC-ACC-BLDG M | Incineration Building, HVAC | Tank,Reservoir | Tank |  | T | http://www.toronto.ca/TWONTO#pressure_vessel
122215 | THC-AI-T-5050 | Receiver, Instrument Air, Building A | THC-MCS-AI/SA | Instrument/service Air Plant Wide | Vessel,Pressure | Tank |  | T | http://www.toronto.ca/TWONTO#pressure_vessel
122216 | THC-AI-T-6001 | Tank,Receiving,Compressed Air,Thickening Building | THC-MCS-AI/SA | Instrument/service Air Plant Wide | Vessel,Pressure | Tank |  | T | http://www.toronto.ca/TWONTO#pressure_vessel
122218 | THC-AI-T-7050 | Tank,Air Receiver,Compressed Air System,Incinerator Building,2nd Floor | THC-MCS-AI/SA | Instrument/service Air Plant Wide | Tank,Reservoir | Tank |  | T | http://www.toronto.ca/TWONTO#pressure_vessel
122372 | THC-CW-T-5201 | Tank, Hot Water, Heater, Water Tank, Electric, Janitor room | THC-ACC-BLDG X | New Workshop WA2 Building HVAC |  | Tank |  | T | http://www.toronto.ca/TWONTO#tanked_hot_water_heater
122498 | THC-DCL-HWT-0001 | Domestic Hot Water Tank, Dechlorination Building | THC-MCS-T-BLDG J | Domestic Hot Water Tank, Building J | Tank,Domestic Hot Water | Tank |  | HWT | http://www.toronto.ca/TWONTO#tanked_hot_water_heater
122541 | THC-DCL-T-0200 | Tank, Storage 38% Sodium Bisulphite, Dechlorination | THC-DCL | Dechlorination Process | Tank | Tank |  | T | http://www.toronto.ca/TWONTO#chemical_storage_tank
122542 | THC-DCL-T-0200 | Tank, Storage 38% Sodium Bisulphite, Dechlorination | THC-DCL-SBS | Dechlorination -Outfall SBS System | Tank | Tank |  | T | http://www.toronto.ca/TWONTO#chemical_storage_tank
122543 | THC-DCL-T-0400 | Tank, Feed 2% SBSS, Dechlorination | THC-DCL | Dechlorination Process | Tank | Tank |  | T | http://www.toronto.ca/TWONTO#chemical_storage_tank
122544 | THC-DCL-T-0600 | Tank, Feed 2% SBSS, Dechlorination | THC-DCL | Dechlorination Process | Tank | Tank |  | T | http://www.toronto.ca/TWONTO#chemical_storage_tank
122931 | THC-DEW-T-7520 | Tank,Buffer,Centrate Sampling,Dewatering Centrifuge CF-1200,Solid Treatment | THC-DEW-CF-1200 | Centrifuge,Dewatering,BLS/PYS - Solid Treatment,Incinerator Building |  | Tank |  | T | http://www.toronto.ca/TWONTO#storage_tank
122911 | THC-DEW-SLFR-6411 | Sliding Frame,BTU Hopper 6400,Solids Treatment | THC-DEW-T-6400 | Tank,BTU 1000 Hopper,Solid Treatment | Tank,Non-Pressurized | Tank |  | SLFR | http://www.toronto.ca/TWONTO#valve
122912 | THC-DEW-SLFR-6412 | Sliding Frame,BTU Hopper 6400,Solids Treatment | THC-DEW-T-6400 | Tank,BTU 1000 Hopper,Solid Treatment | Tank,Non-Pressurized | Tank |  | SLFR | http://www.toronto.ca/TWONTO#valve
122932 | THC-DEW-T-7530 | Tank,Buffer,Centrate Sampling,Dewatering Centrifuge CF-1300,Solid Treatment | THC-DEW-CF-1300 | Centrifuge,Dewatering,BLS/PYS - Solid Treatment,Incinerator Building |  | Tank |  | T | http://www.toronto.ca/TWONTO#storage_tank
122933 | THC-DEW-T-7540 | Tank,Buffer,Centrate Sampling,Dewatering Centrifuge CF-1400,Solid Treatment | THC-DEW-CF-1400 | Centrifuge,Dewatering,BLS/PYS - Solid Treatment,Incinerator Building |  | Tank |  | T | http://www.toronto.ca/TWONTO#storage_tank
58817 | THC-DEW-T-7550 | Tank,Buffer,Centrate Sampling,Dewatering Centrifuge CF-1500,Solid Treatment | THC-DEW-CF-1500 | Centrifuge,Dewatering,BLS/PYS - Solid Treatment,Incinerator Building |  | Tank |  | T | http://www.toronto.ca/TWONTO#storage_tank
122917 | THC-DEW-T-2109 | Hopper,Polymer Dry,Polymer Make-Up 2100, Polymer Make up System | THC-DEW-T-2100 | Tank,Polymer Make-up,Polymer Make Up System | Tank | Tank |  | T | http://www.toronto.ca/TWONTO#chemical_storage_tank
122918 | THC-DEW-T-2200 | Tank,Polymer Make-up,Polymer Make Up System | THC-DEW-POL-MAKEUP | Polymer Make Up System Dewatering | Tank,Reservoir | Tank |  | T | http://www.toronto.ca/TWONTO#chemical_storage_tank
122919 | THC-DEW-T-2209 | Hopper,Polymer Dry,Polymer Make-Up 2200, Polymer Make up System | THC-DEW-T-2200 | Tank,Polymer Make-up,Polymer Make Up System | Tank | Tank |  | T | http://www.toronto.ca/TWONTO#chemical_storage_tank
122920 | THC-DEW-T-2300 | Tank,Polymer Make-up,Polymer Make Up System | THC-DEW-POL-MAKEUP | Polymer Make Up System Dewatering | Tank,Reservoir | Tank |  | T | http://www.toronto.ca/TWONTO#chemical_storage_tank
122921 | THC-DEW-T-2310 | Tank, Hopper, Polymer Dry,Polymer Make Up System | THC-DEW-T-2300 | Tank,Polymer Make-up,Polymer Make Up System | Tank | Tank |  | T | http://www.toronto.ca/TWONTO#chemical_storage_tank
122922 | THC-DEW-T-6500 | Tank,BTU 2000 Hopper,Solid Treatment | THC-DEW | Dewatering Process | Tank,Non-Pressurized | Tank |  | T | http://www.toronto.ca/TWONTO#storage_tank
122923 | THC-DEW-T-6500 | Tank,BTU 2000 Hopper,Solid Treatment | THC-INC-FU-2000 | Furnace, Incinerator 2000 | Tank,Non-Pressurized | Tank |  | T | http://www.toronto.ca/TWONTO#storage_tank
129269 | THC-THK-T-5030 | Tank,Buffer,Centrate Sampling,Thickening Centrifuge CF-0100 | THC-THK-AIT-5090 | Analyzer,Suspended Solids,Centrate Sampling,Thickening Build. | Analyzer,Suspended Solid | Tank |  | T | http://www.toronto.ca/TWONTO#storage_tank
122925 | THC-DEW-T-6700 | Tank, Dewatered Biosolids Pump P-6710 Hopper, Solids Treatment | THC-DEW-CENTRATE | Centrate System Dewatering | Tank,Non-Pressurized | Tank |  | T | http://www.toronto.ca/TWONTO#storage_tank
122926 | THC-DEW-T-6800 | Tank, Dewatered Biosolids Pump P-6810 Hopper, Solids Treatment | THC-DEW-CENTRATE | Centrate System Dewatering | Tank | Tank |  | T | http://www.toronto.ca/TWONTO#storage_tank
122927 | THC-DEW-T-6800 | Tank, Dewatered Biosolids Pump P-6810 Hopper, Solids Treatment | THC-DEW-P-6800 | Pump,Dewatered Biosolids,Solid Treatment | Tank | Tank |  | T | http://www.toronto.ca/TWONTO#storage_tank
122928 | THC-DEW-T-7110 | Tank, Storage, Liquid Polymer, Dewatering | THC-DEW-POL-FEED | Polymer Feed System Dewatering | Tank,Non-Pressurized | Tank |  | T | http://www.toronto.ca/TWONTO#chemical_storage_tank
122929 | THC-DEW-T-7120 | Tank, Storage, Liquid Polymer, Dewatering | THC-DEW-POL-FEED | Polymer Feed System Dewatering | Tank,Non-Pressurized | Tank |  | T | http://www.toronto.ca/TWONTO#chemical_storage_tank
122930 | THC-DEW-T-7130 | Tank, Storage, Liquid Polymer, Dewatering | THC-DEW-POL-FEED | Polymer Feed System Dewatering | Tank,Reservoir | Tank |  | T | http://www.toronto.ca/TWONTO#chemical_storage_tank
129270 | THC-THK-T-5030 | Tank,Buffer,Centrate Sampling,Thickening Centrifuge CF-0100 | THC-THK-CF-0100 | Centrifuge,WAS Thickening | Analyzer,Suspended Solid | Tank |  | T | http://www.toronto.ca/TWONTO#storage_tank
67070 | THC-THK-T-5040 | Tank,Buffer,Centrate Sampling,Thickening Centrifuge CF-0200 | THC-THK-AIT-5090 | Analyzer,Suspended Solids,Centrate Sampling,Thickening Build. | Sampler | Tank |  | T | http://www.toronto.ca/TWONTO#storage_tank
129271 | THC-THK-T-5040 | Tank,Buffer,Centrate Sampling,Thickening Centrifuge CF-0200 | THC-THK-CF-0200 | Centrifuge,WAS Thickening | Sampler | Tank |  | T | http://www.toronto.ca/TWONTO#storage_tank
122934 | THC-DEW-T-7570 | Tank,Chemical,Heated Water Treatment for Centrate Analyzer 7570,Solid Treatment | THC-DEW-AIT-7570 | Analyzer,Density,Sample Buffer Tanks 7510&7520,DEW Centrate Sampling,Solid Treatment |  | Tank |  | T | http://www.toronto.ca/TWONTO#chemical_storage_tank
122935 | THC-DEW-T-7580 | Tank,Chemical,Heated Water Treatment for Centrate Analyzer 7580,Solid Treatment | THC-DEW-AIT-7580 | Analyzer,Density,Sample Buffer Tanks 7530&7540,DEW Centrate Sampling,Solid Treatment |  | Tank |  | T | http://www.toronto.ca/TWONTO#chemical_storage_tank
123556 | THC-DIG-PD-0400 | Tank,Primary Digester,Digested Sludge,Building U | THC-DIG-0400 | Eliminated Role: Digester 0400 |  | Tank |  | PD | http://www.toronto.ca/TWONTO#digester_tank
123557 | THC-DIG-PD-0400 | Tank,Primary Digester,Digested Sludge,Building U | THC-DIG-DIGESTERS | Primary Anerobic Digesters 0400-0700 |  | Tank |  | PD | http://www.toronto.ca/TWONTO#digester_tank
123558 | THC-DIG-PD-0500 | Tank,Primary Digesters,Digested Sludge,Building U | THC-DIG-0500 | Eliminated Role: Digester 0500 |  | Tank |  | PD | http://www.toronto.ca/TWONTO#digester_tank
123559 | THC-DIG-PD-0600 | Tank,Primary Digester,Digested Sludge,Building U | THC-DIG-0600 | Eliminated Role: Digester 0600 |  | Tank |  | PD | http://www.toronto.ca/TWONTO#digester_tank
123560 | THC-DIG-PD-0700 | Tank,Primary Digesters,Digested Sludge,Building U | THC-DIG-0700 | Eliminated Role: Digester 0700 |  | Tank |  | PD | http://www.toronto.ca/TWONTO#digester_tank
123561 | THC-DIG-PD-0700 | Tank,Primary Digesters,Digested Sludge,Building U | THC-DIG-DIGESTERS | Primary Anerobic Digesters 0400-0700 |  | Tank |  | PD | http://www.toronto.ca/TWONTO#digester_tank
67071 | THC-THK-T-5050 | Tank,Buffer,Centrate Sampling,Thickening Centrifuge CF-0300 | THC-THK-AIT-5090 | Analyzer,Suspended Solids,Centrate Sampling,Thickening Build. | Sampler | Tank |  | T | http://www.toronto.ca/TWONTO#storage_tank
129272 | THC-THK-T-5050 | Tank,Buffer,Centrate Sampling,Thickening Centrifuge CF-0300 | THC-THK-CF-0300 | Centrifuge,WAS Thickening | Sampler | Tank |  | T | http://www.toronto.ca/TWONTO#storage_tank
124562 | THC-DIS-T-0001 | Hot Water Tank (domestic hot water heater for tempered water to emergency shower facility), Basement Phase IV Aeration Building | THC-DIS | Disinfection (Chlorination) Process |  | Tank |  | T | http://www.toronto.ca/TWONTO#tanked_hot_water_heater
124563 | THC-DIS-T-0200 | Tank, Sodium Hypochlorite, Disinfection | THC-DIS | Disinfection (Chlorination) Process |  | Tank |  | T | http://www.toronto.ca/TWONTO#chemical_storage_tank
124564 | THC-DIS-T-0300 | Tank, Sodium Hypochlorite, Disinfection | THC-DIS | Disinfection (Chlorination) Process |  | Tank |  | T | http://www.toronto.ca/TWONTO#chemical_storage_tank
124565 | THC-DIS-T-0400 | Tank, Sodium Hypochlorite, Disinfection | THC-DIS | Disinfection (Chlorination) Process |  | Tank |  | T | http://www.toronto.ca/TWONTO#chemical_storage_tank
124566 | THC-DIS-T-0500 | Tank, Sodium Hypochlorite, Disinfection | THC-DIS | Disinfection (Chlorination) Process |  | Tank |  | T | http://www.toronto.ca/TWONTO#chemical_storage_tank
125742 | THC-FT-T-0180 | Scum Pit, Tank 0100, Secondary Clarifier | THC-FT-T-0100 | Tank, Secondary Clarifier |  | Tank |  | T | http://www.toronto.ca/TWONTO#storage_tank
125743 | THC-FT-T-0200 | Tank, Secondary Clarifier | THC-FT-OLD PLANT | Secondary Clarifiers, Old Plant |  | Tank |  | T | http://www.toronto.ca/TWONTO#clarifier
125744 | THC-FT-T-0200 | Tank, Secondary Clarifier | THC-FT-T-OLD PLANT | Tank, Secondary Clarifier |  | Tank |  | T | http://www.toronto.ca/TWONTO#clarifier
125745 | THC-FT-T-0400 | Tank, Secondary Clarifier | THC-FT-OLD PLANT | Secondary Clarifiers, Old Plant |  | Tank |  | T | http://www.toronto.ca/TWONTO#clarifier
125746 | THC-FT-T-0400 | Tank, Secondary Clarifier | THC-FT-T-OLD PLANT | Tank, Secondary Clarifier |  | Tank |  | T | http://www.toronto.ca/TWONTO#clarifier
125747 | THC-FT-T-0680 | Scum Pit, Tank 0600, Secondary Clarifier | THC-FT-T-0600 | Tank, Secondary Clarifier |  | Tank |  | T | http://www.toronto.ca/TWONTO#storage_tank
125748 | THC-FT-T-0700 | Tank, Secondary Clarifier | THC-FT-OLD PLANT | Secondary Clarifiers, Old Plant |  | Tank |  | T | http://www.toronto.ca/TWONTO#clarifier
125749 | THC-FT-T-0700 | Tank, Secondary Clarifier | THC-FT-T-OLD PLANT | Tank, Secondary Clarifier |  | Tank |  | T | http://www.toronto.ca/TWONTO#clarifier
125750 | THC-FT-T-0780 | Scum Pit, Tank 0700, Secondary Clarifier | THC-FT-T-0700 | Tank, Secondary Clarifier |  | Tank |  | T | http://www.toronto.ca/TWONTO#storage_tank
125751 | THC-FT-T-0880 | Scum Pit, Tank 0800, Secondary Clarifier | THC-FT-T-0800 | Tank, Secondary Clarifier |  | Tank |  | T | http://www.toronto.ca/TWONTO#storage_tank
125752 | THC-FT-T-1080 | Scum Pit, Tank 1000, Secondary Clarifier | THC-FT-T-1000 | Tank, Secondary Clarifier | Tank,Non-Pressurized | Tank |  | T | http://www.toronto.ca/TWONTO#storage_tank
125753 | THC-FT-T-1400 | Tank, Secondary Clarifier | THC-FT-PHASE I-IV | Secondary Clarifiers, Phase I-IV | Tank | Tank |  | T | http://www.toronto.ca/TWONTO#clarifier
67072 | THC-THK-T-5060 | Tank,Buffer,Centrate Sampling,Thickening Centrifuge CF-0400 | THC-THK-CF-0400 | Centrifuge,WAS Thickening | Sampler | Tank |  | T | http://www.toronto.ca/TWONTO#storage_tank
129273 | THC-THK-T-5060 | Tank,Buffer,Centrate Sampling,Thickening Centrifuge CF-0400 | THC-THK-AIT-5090 | Analyzer,Suspended Solids,Centrate Sampling,Thickening Build. | Sampler | Tank |  | T | http://www.toronto.ca/TWONTO#storage_tank
125756 | THC-FT-T-OLD PLANT | Tank, Secondary Clarifier | THC-FT-OLD PLANT | Secondary Clarifiers, Old Plant |  | Tank |  |  | http://www.toronto.ca/TWONTO#clarifier
67073 | THC-THK-T-5070 | Tank,Buffer,Centrate Sampling,Thickening Centrifuge CF-0500 | THC-THK-AIT-5090 | Analyzer,Suspended Solids,Centrate Sampling,Thickening Build. | Sampler | Tank |  | T | http://www.toronto.ca/TWONTO#storage_tank
67074 | THC-THK-T-5070 | Tank,Buffer,Centrate Sampling,Thickening Centrifuge CF-0500 | THC-THK-CF-0500 | Centrifuge,WAS Thickening | Sampler | Tank |  | T | http://www.toronto.ca/TWONTO#storage_tank
67075 | THC-THK-T-5080 | Tank,Buffer,Centrate Sampling,Thickening Centrifuge CF-0600 | THC-THK-AIT-5090 | Analyzer,Suspended Solids,Centrate Sampling,Thickening Build. | Sampler | Tank |  | T | http://www.toronto.ca/TWONTO#storage_tank
129274 | THC-THK-T-5080 | Tank,Buffer,Centrate Sampling,Thickening Centrifuge CF-0600 | THC-THK-CF-0600 | Centrifuge,WAS Thickening | Sampler | Tank |  | T | http://www.toronto.ca/TWONTO#storage_tank
129277 | THC-THK-T-5970 | Tank,Centrate | THC-THK-TWAS | Waste Activated Sludge Thickening | Storage | Tank |  | T | http://www.toronto.ca/TWONTO#storage_tank
126219 | THC-INC-T-2083 | Tank, Air Receiver, Compressed Air System, Bldg. M | THC-MCS-MEQ-0005 | Mechanical Equipment, Building M | Tank,Reservoir | Tank |  | T | http://www.toronto.ca/TWONTO#pressure_vessel
126393 | THC-LQMT-SPARE PARTS | THC Liquids Maintenance Spare parts repair/recondition/rebuild | THC-PLT-BAR SCREENS | Bar Screening |  | Tank |  |  | http://www.toronto.ca/TWONTO#collection_of_assets
126405 | THC-MCS-HTR-0001 | Domestic Hot Water Tank, Building K | THC-MCS-T-BLDG K | Domestic Hot Water Tank, Building K | Building Service,Domestic Plumbing | Tank |  | HTR | http://www.toronto.ca/TWONTO#tanked_hot_water_heater
126406 | THC-MCS-HTR-0201 | Heater, Water, Electric, Janitor room, WA2 Workshop | THC-GRK-STRC-0200 | Workshop, WA2, Building X |  | Tank |  | HTR | http://www.toronto.ca/TWONTO#hot_water_heater
126517 | THC-MCS-T-0003 | Domestic Hot Water Tank, Building J | THC-MCS-T-BLDG J | Domestic Hot Water Tank, Building J | Tank,Domestic Hot Water | Tank |  | T | http://www.toronto.ca/TWONTO#tanked_hot_water_heater
126518 | THC-MCS-T-0005 | Domestic Hot Water Tank | THC-PWA-HWT | Domestic Hot Water Tanks | Tank,Domestic Hot Water | Tank |  | T | http://www.toronto.ca/TWONTO#tanked_hot_water_heater
126519 | THC-MCS-T-0006 | Domestic Hot Water Tank, Building H | THC-PWA-HWT | Domestic Hot Water Tanks | Tank,Domestic Hot Water | Tank |  | T | http://www.toronto.ca/TWONTO#tanked_hot_water_heater
126520 | THC-MCS-T-0007 | Tank, Heater, Hot Water, NW Plant | THC-ACC-TUNNEL | Plant Tunnels, HVAC | Tank,Domestic Hot Water | Tank |  | T | http://www.toronto.ca/TWONTO#tanked_hot_water_heater
126521 | THC-MCS-T-0007 | Tank, Heater, Hot Water, NW Plant | THC-PWA-HWT | Domestic Hot Water Tanks | Tank,Domestic Hot Water | Tank |  | T | http://www.toronto.ca/TWONTO#tanked_hot_water_heater
126522 | THC-MCS-T-0008 | Domestic Hot Water Tank, Building A | THC-MCS-T-BLDG A | Domestic Hot Water Tank, Building A | Tank,Domestic Hot Water | Tank |  | T | http://www.toronto.ca/TWONTO#tanked_hot_water_heater
126523 | THC-MCS-T-0009 | Domestic Hot Water Tank, Building A | THC-MCS-T-BLDG A | Domestic Hot Water Tank, Building A | Tank,Domestic Hot Water | Tank |  | T | http://www.toronto.ca/TWONTO#tanked_hot_water_heater
126524 | THC-MCS-T-0011 | Domestic Hot Water Tank, Building J | THC-MCS-T-BLDG J | Domestic Hot Water Tank, Building J | Tank,Domestic Hot Water | Tank | 32210 | T | http://www.toronto.ca/TWONTO#tanked_hot_water_heater
126525 | THC-MCS-T-0011 | Domestic Hot Water Tank, Building J | THC-SUSPENDED | Suspended entity | Tank,Domestic Hot Water | Tank | 32210 | T | http://www.toronto.ca/TWONTO#tanked_hot_water_heater
126526 | THC-MCS-T-0013 | Domestic Hot Water Tank, Building O | THC-PWA-HWT | Domestic Hot Water Tanks | Tank,Domestic Hot Water | Tank |  | T | http://www.toronto.ca/TWONTO#tanked_hot_water_heater
126527 | THC-MCS-T-0014 | Domestic Hot Water Tank, Building G | THC-PWA-HWT | Domestic Hot Water Tanks | Tank,Domestic Hot Water | Tank |  | T | http://www.toronto.ca/TWONTO#tanked_hot_water_heater
126528 | THC-MCS-T-0018 | Domestic Hot Water Tank, Building J | THC-MCS-T-BLDG J | Domestic Hot Water Tank, Building J | Tank,Domestic Hot Water | Tank |  | T | http://www.toronto.ca/TWONTO#tanked_hot_water_heater
126529 | THC-MCS-T-0020 | Domestic Hot Water Tank, Building I | THC-MCS-T-BLDG I | Domestic Hot Water Tank, Building I | Tank,Domestic Hot Water | Tank | 32211 | T | http://www.toronto.ca/TWONTO#tanked_hot_water_heater
126530 | THC-MCS-T-0020 | Domestic Hot Water Tank, Building I | THC-SUSPENDED | Suspended entity | Tank,Domestic Hot Water | Tank | 32211 | T | http://www.toronto.ca/TWONTO#tanked_hot_water_heater
126531 | THC-MCS-T-0024 | Domestic Hot Water Tank, Building L | THC-PWA-HWT | Domestic Hot Water Tanks | Tank,Domestic Hot Water | Tank |  | T | http://www.toronto.ca/TWONTO#tanked_hot_water_heater
126532 | THC-MCS-T-0025 | Domestic Hot Water Tank, Building M | THC-MCS-T-BLDG M | Domestic Hot Water Tank, Building M | Tank,Domestic Hot Water | Tank |  | T | http://www.toronto.ca/TWONTO#tanked_hot_water_heater
126533 | THC-MCS-T-0028 | Domestic Hot Water Tank, Bldg. under the sink | THC-MCS-T-BLDG M | Domestic Hot Water Tank, Building M | Tank,Domestic Hot Water | Tank |  | T | http://www.toronto.ca/TWONTO#tanked_hot_water_heater
126770 | THC-OCS-F-0100 | Filter, Modular Biofilter #1, Phase I/IV Odour Control | THC-OCS-BLDG-O | Phase IV, Building O Odour Control System | Vessel | Tank |  | F | http://www.toronto.ca/TWONTO#filtration_tank
126771 | THC-OCS-F-0100 | Filter, Modular Biofilter #1, Phase I/IV Odour Control | THC-PRM-BIOFILTER | Biofilter system | Vessel | Tank |  | F | http://www.toronto.ca/TWONTO#filtration_tank
126772 | THC-OCS-F-0400 | Filter, Modular Biofilter #2, Phase I/IV Odour Control | THC-OCS-BLDG O | Aeration Building Odour Control Systems | Vessel | Tank |  | F | http://www.toronto.ca/TWONTO#filtration_tank
126773 | THC-OCS-F-0400 | Filter, Modular Biofilter #2, Phase I/IV Odour Control | THC-PRM-BIOFILTER | Biofilter system | Vessel | Tank |  | F | http://www.toronto.ca/TWONTO#filtration_tank
126778 | THC-OCS-F-6100 | Filter, Biofilter Cell, Headworks Odour Control | THC-PLT-BLDG-0001 | New Head House, preliminary process | Filter | Tank |  | F | http://www.toronto.ca/TWONTO#filtration_tank
127262 | THC-PLT-T-0100 | Grit Tank 0100 | THC-PLT-GRIT TANKS | Grid Tanks | Tank,Water Elevated | Tank |  | T | http://www.toronto.ca/TWONTO#sedimentation_tank
127263 | THC-PLT-T-0200 | Grit Tank 0200 | THC-PLT-GRIT TANKS | Grid Tanks | Tank,Water Elevated | Tank |  | T | http://www.toronto.ca/TWONTO#sedimentation_tank
127264 | THC-PLT-T-0300 | Grit Tank 0300 | THC-PLT-GRIT TANKS | Grid Tanks | Tank,Water Elevated | Tank |  | T | http://www.toronto.ca/TWONTO#sedimentation_tank
127265 | THC-PLT-T-0400 | Grit Tank 0400 | THC-PLT-GRIT TANKS | Grid Tanks | Tank,Water Elevated | Tank |  | T | http://www.toronto.ca/TWONTO#sedimentation_tank
127266 | THC-PLT-T-5810 | Reservoire, Oil, Hydraulic Pack, Conveyors, Grit Tanks | THC-PLT-GRIT TANKS | Grid Tanks | Tank,Reservoir | Tank |  | T | http://www.toronto.ca/TWONTO#chemical_storage_tank
127267 | THC-PLT-T-6100 | Reservoir, Oil, Hydraulic Pack 1, Bar Screens | THC-PLT-HPU-6100 | Hydraulic Pack 1, Headhouse | Tank,Reservoir | Tank | 40024 | T | http://www.toronto.ca/TWONTO#chemical_storage_tank
127268 | THC-PLT-T-6200 | Reservoir, Oil, Hydraulic Pack 2, Bar Screens | THC-PLT-BAR SCREENS | Bar Screening | Tank,Reservoir | Tank | 40025 | T | http://www.toronto.ca/TWONTO#chemical_storage_tank
127269 | THC-PLT-T-6200 | Reservoir, Oil, Hydraulic Pack 2, Bar Screens | THC-PLT-HPU-6100 | Hydraulic Pack 1, Headhouse | Tank,Reservoir | Tank | 40025 | T | http://www.toronto.ca/TWONTO#chemical_storage_tank
127270 | THC-PLT-T-6200 | Reservoir, Oil, Hydraulic Pack 2, Bar Screens | THC-PLT-HPU-6200 | Hydraulic Pack 2, Headhouse | Tank,Reservoir | Tank | 40025 | T | http://www.toronto.ca/TWONTO#chemical_storage_tank
127453 | THC-PRM-CH-0180 | Scum Pit, Tank 0100, Primary Clarifier | THC-PRM-T-0100 | Tank, Primary Clarifier | Tank | Tank |  | CH | http://www.toronto.ca/TWONTO#storage_tank
127454 | THC-PRM-CH-0380 | Scum Pit, Tank 0300, Primary Clarifier | THC-PRM-T-0300 | Tank, Primary Clarifier | Tank | Tank |  | CH | http://www.toronto.ca/TWONTO#storage_tank
127455 | THC-PRM-CH-0480 | Scum Pit, Tank 0400, Primary Clarifier | THC-PRM-T-0400 | Tank, Primary Clarifier | Tank | Tank |  | CH | http://www.toronto.ca/TWONTO#storage_tank
127456 | THC-PRM-CH-0680 | Scum Pit, Tank 0600, Primary Clarifier | THC-PRM-T-0600 | Tank, Primary Clarifier | Tank | Tank |  | CH | http://www.toronto.ca/TWONTO#storage_tank
127457 | THC-PRM-CH-5120 | Chamber, Primary Plant Water, Tank 0900 & 1000, Primary Clarifier | THC-PRM-CLAR | Primary Clarification | Tank,Water Elevated | Tank |  | CH | http://www.toronto.ca/TWONTO#storage_tank
127458 | THC-PRM-CH-5150 | Chamber, Plant Water, Tank 1100 & 1200, Primary Clarifier | THC-PRM-CLAR | Primary Clarification | Tank,Water Elevated | Tank |  | CH | http://www.toronto.ca/TWONTO#storage_tank
127459 | THC-PRM-CH-5200 | Scum Pit,Tank 0900 & 1000, Primary Clarifier | THC-PRM-CLAR | Primary Clarification | Tank,Water Elevated | Tank |  | CH | http://www.toronto.ca/TWONTO#storage_tank
127460 | THC-PRM-CH-5300 | Scum Pit,Tank 1100 & 1200, Primary Clarifier | THC-PRM-T-1100 | Tank, Primary Clarifier | Tank,Water Elevated | Tank |  | CH | http://www.toronto.ca/TWONTO#storage_tank
127712 | THC-PRM-T-0100 | Tank, Primary Clarifier | THC-PRM-CLAR | Primary Clarification | Tank | Tank |  | T | http://www.toronto.ca/TWONTO#clarifier
127713 | THC-PRM-T-0100 | Tank, Primary Clarifier | THC-PRM-T | Tank, Primary Clarifier | Tank | Tank |  | T | http://www.toronto.ca/TWONTO#clarifier
127714 | THC-PRM-T-0600 | Tank, Primary Clarifier | THC-PRM-CLAR | Primary Clarification | Tank | Tank |  | T | http://www.toronto.ca/TWONTO#clarifier
127715 | THC-PRM-T-0600 | Tank, Primary Clarifier | THC-PRM-T | Tank, Primary Clarifier | Tank | Tank |  | T | http://www.toronto.ca/TWONTO#clarifier
127716 | THC-PRM-T-0900 | Tank, Primary Clarifier | THC-PRM-CLAR | Primary Clarification | Tank,Water Elevated | Tank |  | T | http://www.toronto.ca/TWONTO#clarifier
127717 | THC-PRM-T-0900 | Tank, Primary Clarifier | THC-PRM-T | Tank, Primary Clarifier | Tank,Water Elevated | Tank |  | T | http://www.toronto.ca/TWONTO#clarifier
127718 | THC-PRM-T-0970 | Oil Tank, Hydraulic Power System for Scum Skimmer System, Primary Clarifier 0900 | THC-PRM-T-0900 | Tank, Primary Clarifier | Tank,Reservoir | Tank |  | T | http://www.toronto.ca/TWONTO#chemical_storage_tank
127719 | THC-PRM-T-1000 | Tank, Primary Clarifier | THC-PRM-CLAR | Primary Clarification | Tank,Water Elevated | Tank |  | T | http://www.toronto.ca/TWONTO#clarifier
127720 | THC-PRM-T-1070 | Oil Tank, Hydraulic Power System for Scum Skimmer System, Primary Clarifier 1000 | THC-PRM-T-1000 | Tank, Primary Clarifier | Tank,Reservoir | Tank |  | T | http://www.toronto.ca/TWONTO#chemical_storage_tank
127721 | THC-PRM-T-1100 | Tank, Primary Clarifier | THC-PRM-T | Tank, Primary Clarifier | Tank,Water Elevated | Tank |  | T | http://www.toronto.ca/TWONTO#clarifier
127722 | THC-PRM-T-1170 | Oil Tank, Hydraulic Power System for Scum Skimmer System, Primary Clarifier 1100 | THC-PRM-T-1100 | Tank, Primary Clarifier | Tank,Reservoir | Tank |  | T | http://www.toronto.ca/TWONTO#chemical_storage_tank
127723 | THC-PRM-T-1200 | Tank, Primary Clarifier | THC-PRM-T | Tank, Primary Clarifier | Tank,Water Elevated | Tank |  | T | http://www.toronto.ca/TWONTO#clarifier
128200 | THC-PWA-STR-1010 | Filter, Plant Water, Plant Water System | THC-PWA-V-1000 | Valve, Ball, Manual, Isolation, Plant Water, Header, Headworks, Tunnel T12 | Filter | Tank |  | STR | http://www.toronto.ca/TWONTO#strainer
128789 | THC-SES-T-0180 | Tank,Domestic Potable Water,Boiler Building | THC-SES-SQ-EYE | Eyewash Stations THC (Virtual entity #) |  | Tank |  | T | http://www.toronto.ca/TWONTO#tanked_hot_water_heater
128966 | THC-STR-T-0038 | Tank, Sodium Hypochlorite, Disinfection | THC-DIS | Disinfection (Chlorination) Process | Tank,Non-Pressurized | Tank |  | T | http://www.toronto.ca/TWONTO#chemical_storage_tank
128967 | THC-STR-T-0039 | Tank, Sodium Hypochlorite, Disinfection | THC-DIS | Disinfection (Chlorination) Process | Tank,Non-Pressurized | Tank |  | T | http://www.toronto.ca/TWONTO#chemical_storage_tank
128968 | THC-STR-T-0040 | Tank, Sodium Hypochlorite, Disinfection | THC-DIS | Disinfection (Chlorination) Process | Tank,Non-Pressurized | Tank |  | T | http://www.toronto.ca/TWONTO#chemical_storage_tank
128969 | THC-STR-T-0041 | Tank, Sodium Hypochlorite, Disinfection | THC-DIS | Disinfection (Chlorination) Process | Tank,Non-Pressurized | Tank |  | T | http://www.toronto.ca/TWONTO#chemical_storage_tank
128970 | THC-STR-T-0042 | Tank, Sodium Hypochlorite, Disinfection | THC-DIS | Disinfection (Chlorination) Process | Tank,Non-Pressurized | Tank | 32256 | T | http://www.toronto.ca/TWONTO#chemical_storage_tank
128971 | THC-STR-T-0042 | Tank, Sodium Hypochlorite, Disinfection | THC-SUSPENDED | Suspended entity | Tank,Non-Pressurized | Tank | 32256 | T | http://www.toronto.ca/TWONTO#chemical_storage_tank
128972 | THC-STR-T-0043 | Tank, Sodium Hypochlorite, Disinfection (Emergency) | THC-DIS | Disinfection (Chlorination) Process | Tank,Non-Pressurized | Tank |  | T | http://www.toronto.ca/TWONTO#chemical_storage_tank
128974 | THC-STR-T-1480 | Scum Pit, Tank 1400, Secondary Clarifier | THC-FT-T-1400 | Tank, Secondary Clarifier | Tank,Non-Pressurized | Tank |  | T | http://www.toronto.ca/TWONTO#storage_tank
128975 | THC-STR-T-1580 | Scum Pit, Tank 1500, Secondary Clarifier | THC-FT-T-1500 | Tank, Secondary Clarifier | Tank,Non-Pressurized | Tank |  | T | http://www.toronto.ca/TWONTO#storage_tank
128976 | THC-STR-T-1680 | Scum Pit, Tank 1600, Secondary Clarifier | THC-FT-T-1600 | Tank, Secondary Clarifier | Tank,Non-Pressurized | Tank |  | T | http://www.toronto.ca/TWONTO#storage_tank
128977 | THC-STR-T-8330 | Tank, Hypoclorite, Phase IV, Secondary Clarifier | THC-ODOUR-PHASE I-IV | Odour Control | Tank | Tank | 33427 | T | http://www.toronto.ca/TWONTO#chemical_storage_tank
128978 | THC-STR-T-8330 | Tank, Hypoclorite, Phase IV, Secondary Clarifier | THC-SUSPENDED | Suspended entity | Tank | Tank | 33427 | T | http://www.toronto.ca/TWONTO#chemical_storage_tank
128979 | THC-STR-T-8482 | Tank, Contact Chamber, Phase IV, Secondary Clarifier | THC-ODOUR-PHASE I-IV | Odour Control | Tank | Tank |  | T | http://www.toronto.ca/TWONTO#chemical_contact_tank
129120 | THC-STW-T-0011 | Tank, Underground Storm Water Storage, Admin. Building Basement, Outside of Mechanical Room | THC-STW | Storm Water |  | Tank |  | T | http://www.toronto.ca/TWONTO#detention_tank
129278 | THC-THK-T-5990 | Tank,Centrate | THC-THK-TWAS | Waste Activated Sludge Thickening | Storage | Tank |  | T | http://www.toronto.ca/TWONTO#storage_tank
129262 | THC-THK-T-1120 | Tank,Mixing,Polymer Make-up System-1100,Thickening Building | THC-THK-T-1100 | Tank,Make-up,Polymer Make-up System-1100,Thickening Building | Chemical Feeder | Tank |  | T | http://www.toronto.ca/TWONTO#chemical_storage_tank
129263 | THC-THK-T-1120 | Tank,Mixing,Polymer Make-up System-1100,Thickening Building | THC-THK-TWAS | Waste Activated Sludge Thickening | Chemical Feeder | Tank |  | T | http://www.toronto.ca/TWONTO#chemical_storage_tank
129264 | THC-THK-T-1200 | Tank,Make-up,Polymer Make-up System-1200,Thickening Building | THC-THK-ELS | TWAS Elecftrical equipment Sludge Thickening | Chemical Feeder | Tank |  | T | http://www.toronto.ca/TWONTO#chemical_storage_tank
129265 | THC-THK-T-1200 | Tank,Make-up,Polymer Make-up System-1200,Thickening Building | THC-THK-POL | Thickening Polymer System | Chemical Feeder | Tank |  | T | http://www.toronto.ca/TWONTO#chemical_storage_tank
129266 | THC-THK-T-1200 | Tank,Make-up,Polymer Make-up System-1200,Thickening Building | THC-THK-TWAS | Waste Activated Sludge Thickening | Chemical Feeder | Tank |  | T | http://www.toronto.ca/TWONTO#chemical_storage_tank
129267 | THC-THK-T-1220 | Tank,Mixing,Polymer Make-up System-1200,Thickening Building | THC-THK-TWAS | Waste Activated Sludge Thickening | Chemical Feeder | Tank |  | T | http://www.toronto.ca/TWONTO#chemical_storage_tank
129268 | THC-THK-T-1230 | Tank,Mixing,Polymer Make-up System-1200,Thickening Building | THC-THK-T-1200 | Tank,Make-up,Polymer Make-up System-1200,Thickening Building | Chemical Feeder | Tank |  | T | http://www.toronto.ca/TWONTO#chemical_storage_tank
58806 | THC-DEW-T-1800 | Tank,Centrate,Solid Treatment | THC-DEW-CENTRATE | Centrate System Dewatering | Tank,Non-Pressurized | Tank |  | T | http://www.toronto.ca/TWONTO#storage_tank
58807 | THC-DEW-T-1900 | Tank,Centrate,Solid Treatment | THC-DEW-CENTRATE | Centrate System Dewatering | Tank,Non-Pressurized | Tank |  | T | http://www.toronto.ca/TWONTO#storage_tank
58808 | THC-DEW-T-1900 | Tank,Centrate,Solid Treatment | THC-DEW-T-1800 | Tank,Centrate,Solid Treatment | Tank,Non-Pressurized | Tank |  | T | http://www.toronto.ca/TWONTO#storage_tank
45498 | TAB-DIG-T-6471 | Tank,Chill Water #1 | TAB-DIG-HE-6470 | Heat Exchanger, Digester Gas Control | Tank | Tank |  | T | http://www.toronto.ca/TWONTO#storage_tank
45499 | TAB-DIG-T-6481 | Tank,Chill Water #2 | TAB-DIG-HE-6480 | Heat Exchanger, Digester Gas Control Bldg | Tank | Tank |  | T | http://www.toronto.ca/TWONTO#storage_tank
59607 | THC-DIG-T-3416 | Tank,Dry Gas Storage,Gas High Pressure System,Building U | THC-DIG-C-BOOST-3100 | Eliminated Role: Compressors Unit, Gas Booster, Digester 0400-0700 | Tank | Tank |  | T | http://www.toronto.ca/TWONTO#pressure_vessel
41239 | TAB-ACC-T-0501 | Tank,Flash Tank, High Pressure | TAB-ACC-BO-0500 | Boiler #20, Volcano | Tank | Tank |  | T | http://www.toronto.ca/TWONTO#pressure_vessel
52254 | TAB-PWA-T-2500 | Tank,Hydropneumatic , Plant Water Pumping | TAB-PWA | Plant Water | Tank | Tank |  | T | http://www.toronto.ca/TWONTO#pressure_vessel
117365 | TAB-RSP-T-1100 | Tank,Inf,Mid Toronto Interceptor (MTI) | TAB-RSP-G-T | T Building - Wet Wells, Sluice Gates & Actuators | Tank,Reservoir | Tank |  | T | http://www.toronto.ca/TWONTO#interceptor_segment
53001 | TAB-RSP-T-1101 | Tank,Influent.,Wet Well, from Conduits 5, 6 & 7 | TAB-RSP-G-T | T Building - Wet Wells, Sluice Gates & Actuators | Tank,Reservoir | Tank | 35825 | T | http://www.toronto.ca/TWONTO#storage_tank
129279 | THC-THK-T-5991 | Tank,Collection,Polymer Room Floor Drain,Thickening Building | THC-THK-TWAS | Waste Activated Sludge Thickening | Tank | Tank |  | T | http://www.toronto.ca/TWONTO#chemical_storage_tank
130007 | THR-ACC-HE-4000 | Tank, Glycol skid Heating Package, T17 East | THR-ACC-T | Air Conditioning, Glycol Heating Packages | Tank | Tank |  | HE | http://www.toronto.ca/TWONTO#hot_water_heater
130008 | THR-ACC-HE-4500 | Tank, Glycol skid Heating Package, RAS Pumping Station, T20S | THR-ACC-T | Air Conditioning, Glycol Heating Packages | Tank | Tank |  | HE | http://www.toronto.ca/TWONTO#hot_water_heater
130440 | THR-ACC-T | Air Conditioning, Glycol Heating Packages | THR-ACC-AHU | Air Conditioning, Air Handling Unit, Gallery Ventilation | Tank | Tank |  |  | http://www.toronto.ca/TWONTO#collection_of_assets
130441 | THR-ACC-T | Air Conditioning, Glycol Heating Packages | THR-OCS-NEW | Odour Control, Biofilter | Tank | Tank |  |  | http://www.toronto.ca/TWONTO#collection_of_assets
130444 | THR-ACC-T-0002 | Tank, Glycol Skid, Digester Mezzanine North, AHU-02 | THR-ACC-T | Air Conditioning, Glycol Heating Packages | Tank | Tank |  | T | http://www.toronto.ca/TWONTO#chemical_storage_tank
130445 | THR-ACC-T-0003 | Tank, Glycol Skid, Sludge Thickening Building, Ground Level | THR-ACC-T | Air Conditioning, Glycol Heating Packages | Pump,Centrifugal | Tank |  | T | http://www.toronto.ca/TWONTO#chemical_storage_tank
130446 | THR-ACC-T-0101 | Tank, Glycol Skid, Grit Bldg, Old Stores, Gallery Ventilation, Zone 1A,1B | THR-ACC-AHU | Air Conditioning, Air Handling Unit, Gallery Ventilation | Tank | Tank |  | T | http://www.toronto.ca/TWONTO#chemical_storage_tank
130447 | THR-ACC-T-0201 | Tank, Glycol Skid, STB North Wall, Digesters 1-6, Gallery Ventilation, Zone 1A, 1B | THR-ACC-AHU | Air Conditioning, Air Handling Unit, Gallery Ventilation | Tank | Tank |  | T | http://www.toronto.ca/TWONTO#chemical_storage_tank
130448 | THR-ACC-T-0201 | Tank, Glycol Skid, STB North Wall, Digesters 1-6, Gallery Ventilation, Zone 1A, 1B | THR-ACC-T | Air Conditioning, Glycol Heating Packages | Tank | Tank |  | T | http://www.toronto.ca/TWONTO#chemical_storage_tank
130449 | THR-ACC-T-0206 | Tank, Glycol Make-Up Package, STB Basement | THR-ACC-HCP1 | Heating and Cooling Pumps,WA1 | Tank | Tank |  | T | http://www.toronto.ca/TWONTO#chemical_storage_tank
130450 | THR-ACC-T-0206 | Tank, Glycol Make-Up Package, STB Basement | THR-ACC-HE-0601 | Heat Exchanger, Glycol Package, Filtered Plant Water Building | Tank | Tank |  | T | http://www.toronto.ca/TWONTO#chemical_storage_tank
130451 | THR-ACC-T-0206 | Tank, Glycol Make-Up Package, STB Basement | THR-ACC-P-0101 | Pump, Hot Water Recirculation, STB Ground Floor | Tank | Tank |  | T | http://www.toronto.ca/TWONTO#chemical_storage_tank
130452 | THR-ACC-T-0301 | Tank, Glycol Skid, Digester 7-8, Gallery Ventilation 1A North | THR-ACC-AHU | Air Conditioning, Air Handling Unit, Gallery Ventilation | Tank | Tank |  | T | http://www.toronto.ca/TWONTO#chemical_storage_tank
130453 | THR-ACC-T-0301 | Tank, Glycol Skid, Digester 7-8, Gallery Ventilation 1A North | THR-ACC-DIG | Air Conditioning, HVAC, Digesters | Tank | Tank |  | T | http://www.toronto.ca/TWONTO#chemical_storage_tank
130454 | THR-ACC-T-0301 | Tank, Glycol Skid, Digester 7-8, Gallery Ventilation 1A North | THR-ACC-T | Air Conditioning, Glycol Heating Packages | Tank | Tank |  | T | http://www.toronto.ca/TWONTO#chemical_storage_tank
130455 | THR-ACC-T-0401S | Tank, Glycol Heating Package, T17 East, Gallery Ventilation, Zone 2A and 2B | THR-ACC-T | Air Conditioning, Glycol Heating Packages | Tank | Tank | 46681 | T | http://www.toronto.ca/TWONTO#chemical_storage_tank
130456 | THR-ACC-T-0401S | Tank, Glycol Heating Package, T17 East, Gallery Ventilation, Zone 2A and 2B | THR-ACC-T&G | Air Conditioning, AHU, HVAC, Tunnels & Galleries | Tank | Tank | 46681 | T | http://www.toronto.ca/TWONTO#chemical_storage_tank
130457 | THR-ACC-T-0501 | Tank, Glycol Heating Package "A", Engine Room Bsmt., Behind Elevator, Admin Ventilation | THR-ACC-HCP2 | Heating and Cooling Pumps, WA2 | Tank | Tank |  | T | http://www.toronto.ca/TWONTO#chemical_storage_tank
130458 | THR-ACC-T-0520S | Tank, Hot Water, Return Sludge Pumping Station, Basement | THR-FT-HWT | Final Tank, Plant Hot Water Tanks | Tank | Tank | 46682 | T | http://www.toronto.ca/TWONTO#tanked_hot_water_heater
130459 | THR-ACC-T-0530 | Tank, Expansion, Hot Water, Grit Building Boiler Room | THR-ACC-BO | Air Conditioning, Heating and Ventilation, Boiler | Tank | Tank | 34597 | T | expansion_tank
130460 | THR-ACC-T-0530 | Tank, Expansion, Hot Water, Grit Building Boiler Room | THR-ACC-T | Air Conditioning, Glycol Heating Packages | Tank | Tank | 34597 | T | expansion_tank
130461 | THR-ACC-T-0533 | Tank, Expansion, Hot Water, Engine Room Basement (CRN-M0849.5,TSSA UID-100004837, SNo.-5.1171683) | THR-ACC-BO | Air Conditioning, Heating and Ventilation, Boiler | Tank | Tank |  | T | expansion_tank
130462 | THR-ACC-T-0535S | Tank, Expansion, Hot Water, Grit Building Boiler Room | THR-ACC-T | Air Conditioning, Glycol Heating Packages | Tank | Tank | 37960 | T | expansion_tank
130463 | THR-ACC-T-0601 | Tank, Glycol Heating Package, T-23, East Maintenance, Gallery Ventilation, Zone 3A | THR-ACC-AHU-0756 | Air Handling Unit, Blow Thru, East Maintenance Bldg, Gallery Ventilation, Zone 3A | Tank | Tank |  | T | http://www.toronto.ca/TWONTO#chemical_storage_tank
130464 | THR-ACC-T-0601 | Tank, Glycol Heating Package, T-23, East Maintenance, Gallery Ventilation, Zone 3A | THR-ACC-T&G | Air Conditioning, AHU, HVAC, Tunnels & Galleries | Tank | Tank |  | T | http://www.toronto.ca/TWONTO#chemical_storage_tank
130465 | THR-ACC-T-0611 | Tank, Glycol Skid, Filtered Plant Water Building | THR-ACC-FPW | Air Conditioning, HVAC, Filtered Plant Water Building | Tank | Tank |  | T | http://www.toronto.ca/TWONTO#chemical_storage_tank
130466 | THR-ACC-T-0701 | Tank, Glycol Heating Package, RSPS, Gallery Ventilation, Zone 3B | THR-ACC-AHU-0754S | Air Handling Unit, Blow Thru, RSPS Roof, Gallery Ventilation, Zone 3B | Tank | Tank |  | T | http://www.toronto.ca/TWONTO#chemical_storage_tank
130467 | THR-ACC-T-0701 | Tank, Glycol Heating Package, RSPS, Gallery Ventilation, Zone 3B | THR-ACC-T | Air Conditioning, Glycol Heating Packages | Tank | Tank |  | T | http://www.toronto.ca/TWONTO#chemical_storage_tank
130468 | THR-ACC-T-0701 | Tank, Glycol Heating Package, RSPS, Gallery Ventilation, Zone 3B | THR-ACC-T&G | Air Conditioning, AHU, HVAC, Tunnels & Galleries | Tank | Tank |  | T | http://www.toronto.ca/TWONTO#chemical_storage_tank
130469 | THR-ACC-T-0710 | Tank, Makeup, Glycol Skid, Compressor Bldg Main Floor, Glycol System | THR-ACC-P-0711 | Pump 1, Glycol Skid, Compressor Bldg Main Floor, Glycol System | Tank | Tank |  | T | http://www.toronto.ca/TWONTO#chemical_storage_tank
130470 | THR-ACC-T-0711 | Tank, Makeup, Glycol Skid, Compressor Bldg Main Floor, Glycol System | THR-ACC-P-0711 | Pump 1, Glycol Skid, Compressor Bldg Main Floor, Glycol System | Tank | Tank |  | T | http://www.toronto.ca/TWONTO#chemical_storage_tank
130472 | THR-ACC-T-0801 | Tank, Glycol Heating Package "B", Engine Room Bsmt., West Wall, Gallery Ventilation | THR-ACC-HCP2 | Heating and Cooling Pumps, WA2 | Tank | Tank |  | T | http://www.toronto.ca/TWONTO#chemical_storage_tank
130473 | THR-ACC-T-0902 | Tank, Glycol Heating Expansion, New Maintenance Building | THR-ACC-T-0901 | Tank, Glycol Heating Skid, New Maintenance Building | Tank | Tank |  | T | expansion_tank
130474 | THR-ACC-T-1101 | Tank, Glycol Skid, Engine Room Basement NW Wall | THR-ACC-T | Air Conditioning, Glycol Heating Packages | Tank | Tank |  | T | http://www.toronto.ca/TWONTO#chemical_storage_tank
130475 | THR-ACC-T-4901 | Glycol Makeup System,Plant water Building | THR-ACC-FPW | Air Conditioning, HVAC, Filtered Plant Water Building | Tank | Tank |  | T | http://www.toronto.ca/TWONTO#chemical_storage_tank
131117 | THR-AER-T-0410 | Tank, Secondary Treatment, Aeration - South | THR-AER-T | Aeration Tanks | Tank | Tank |  | T | http://www.toronto.ca/TWONTO#aeration_tank
131118 | THR-AER-T-0600 | Tank, Secondary Treatment, Aeration - North #06 | THR-AER-T | Aeration Tanks | Tank | Tank |  | T | http://www.toronto.ca/TWONTO#aeration_tank
131119 | THR-AER-T-0700 | Tank, Secondary Treatment, Aeration - North #07 | THR-AER-T | Aeration Tanks | Tank | Tank |  | T | http://www.toronto.ca/TWONTO#aeration_tank
131120 | THR-AER-T-1214 | Tank, Reservoir, Auxiliary Oil for Blower 1211, Secondary Treatment, Aeration - Blower System - South | THR-AER-BL-1211 | Blower, Centrifugal, Secondary Treatment, Aeration Blower System - Engine Room | Tank,Reservoir | Tank |  | T | http://www.toronto.ca/TWONTO#chemical_storage_tank
131121 | THR-AER-T-1314 | Tank, Reservoir, Auxiliary Oil for Blower 1311, Secondary Treatment, Aeration - Blower System - South | THR-AER-BL-1311 | Blower, Centrifugal, Secondary Treatment, Aeration Blower System - Engine Room | Tank,Reservoir | Tank |  | T | http://www.toronto.ca/TWONTO#chemical_storage_tank
131122 | THR-AER-T-1401 | Tank, Lube Oil, Blower 1411, Engine Room, Air Blower System | THR-AER-BL-1411 | Blower, Centrifugal, Secondary Treatment, Aeration Blower System - Engine Room | Tank | Tank |  | T | http://www.toronto.ca/TWONTO#chemical_storage_tank
131123 | THR-AER-T-1614 | Tank, Non-Pressurized, Auxiliary Oil, Blower 1611, Secondary Treatment, Aeration Blower System - North | THR-AER-BL-1611 | Blower, Centrifugal, Secondary Treatment, Aeration Blower System - HPBB | Tank,Non-Pressurized | Tank |  | T | http://www.toronto.ca/TWONTO#chemical_storage_tank
131124 | THR-AER-T-1714 | Tank, Non-Pressurized, Auxiliary Oil, Blower 1711, Secondary Treatment, Aeration Blower System - North | THR-AER-BL-1711 | Blower, Centrifugal, Secondary Treatment, Aeration Blower System - HPBB | Tank,Non-Pressurized | Tank |  | T | http://www.toronto.ca/TWONTO#chemical_storage_tank
131125 | THR-AER-T-1914 | Tank, Non-Pressurized, Auxiliary Oil, Blower 1911, Secondary Treatment, Aeration Blower System - North | THR-AER-BL-1911 | Blower, Centrifugal, Secondary Treatment, Aeration Blower System - HPBB | Tank,Non-Pressurized | Tank |  | T | http://www.toronto.ca/TWONTO#chemical_storage_tank
131338 | THR-AI-T-0020 | Air Receiving Tank, Gallery T14S | THR-AI-C-0100 | Air Compressor,Instrument Air Building | Vessel,Pressure | Tank |  | T | http://www.toronto.ca/TWONTO#pressure_vessel
131339 | THR-AI-T-0518S | Receiver, Tank, Instrument Air | THR-AI-C-0518 | **SUSPENDED- Compressor, Instrument Air- **** - REMOVED FROM SERVICE | Vessel,Pressure | Tank | 40936 | T | http://www.toronto.ca/TWONTO#pressure_vessel
131340 | THR-AI-T-0591 | Receiver, Tank, Instrument Air | THR-AI-C-0591 | Compressor, Instrument Air | Vessel,Pressure | Tank |  | T | http://www.toronto.ca/TWONTO#pressure_vessel
131341 | THR-AI-T-0593 | Receiver, Tank, Instrument Air | THR-AI-C-0593 | Compressor, Instrument Air | Vessel,Pressure | Tank |  | T | http://www.toronto.ca/TWONTO#pressure_vessel
131342 | THR-AI-T-2518S | Receiver, Tank, Instrument Air | THR-AI | Air, Instrument, Compressors | Vessel,Pressure | Tank | 39984 | T | http://www.toronto.ca/TWONTO#pressure_vessel
131433 | THR-BG-T-0100 | Oil Separator, Compressor 0101, Compressor Building, Gas Compressor (And Dryer) | THR-BG-C-0101 | Compressor, Centrifugal, Fuel Gas, Compressor Building, Gas Compressor (And Dryer) for COGEN | Tank | Tank |  | T | http://www.toronto.ca/TWONTO#chemical_storage_tank
131434 | THR-BG-T-1209 | Tank 1, Used Engine Oil, Engine Lubrication Oil System-Unit No 2, Engine-Generator & Heat Recovery System | THR-CG-ENG-1201 | Engine, Generator NT1788901, Engine Room, Engine-Generator & Heat Recovery System | Tank,Reservoir | Tank |  | T | http://www.toronto.ca/TWONTO#chemical_storage_tank
131435 | THR-BG-T-1210 | Tank 2, Used Engine Oil, Engine Lubrication Oil System-Unit No 2, Engine-Generator & Heat Recovery System | THR-CG-ENG-1201 | Engine, Generator NT1788901, Engine Room, Engine-Generator & Heat Recovery System | Tank,Reservoir | Tank |  | T | http://www.toronto.ca/TWONTO#chemical_storage_tank
131678 | THR-CG-T-1102 | Tank, High Pressure Air Storage, Engine Air Starting System | THR-AI-C | Compressors, Instrument & Service Air | Tank | Tank | 34867 | T | http://www.toronto.ca/TWONTO#pressure_vessel
131679 | THR-CG-T-1102 | Tank, High Pressure Air Storage, Engine Air Starting System | THR-CG-C | Co-Generation, Air Compressors | Tank | Tank | 34867 | T | http://www.toronto.ca/TWONTO#pressure_vessel
131680 | THR-CG-T-1104 | Tank, High Pressure Air Storage, Engine Air Starting System | THR-AI-C | Compressors, Instrument & Service Air | Tank | Tank | 34869 | T | http://www.toronto.ca/TWONTO#pressure_vessel
131681 | THR-CG-T-1104 | Tank, High Pressure Air Storage, Engine Air Starting System | THR-CG-C | Co-Generation, Air Compressors | Tank | Tank | 34869 | T | http://www.toronto.ca/TWONTO#pressure_vessel
131682 | THR-CG-T-1106 | Tank, High Pressure Air Storage, Engine Air Starting System | THR-AI-C | Compressors, Instrument & Service Air | Tank | Tank | 34871 | T | http://www.toronto.ca/TWONTO#pressure_vessel
131683 | THR-CG-T-1106 | Tank, High Pressure Air Storage, Engine Air Starting System | THR-CG-C | Co-Generation, Air Compressors | Tank | Tank | 34871 | T | http://www.toronto.ca/TWONTO#pressure_vessel
131684 | THR-CG-T-1108 | Tank, High Pressure Air Storage, Engine Air Starting System | THR-AI-C | Compressors, Instrument & Service Air | Tank | Tank | 34873 | T | http://www.toronto.ca/TWONTO#pressure_vessel
131685 | THR-CG-T-1108 | Tank, High Pressure Air Storage, Engine Air Starting System | THR-CG-C | Co-Generation, Air Compressors | Tank | Tank | 34873 | T | http://www.toronto.ca/TWONTO#pressure_vessel
131686 | THR-CG-T-1160 | Tank, Make-Up Lube Oil Reservoir, Lube Oil System, Engine-Gen 1101 | THR-CG-ENG-1101 | Engine, Generator 1101, Engine Room, Engine-Generator & Heat Recovery System |  | Tank |  | T | http://www.toronto.ca/TWONTO#chemical_storage_tank
131687 | THR-CG-T-1209 | Tank, Used Engine Oil, Lube Oil System, Engine-Generator 1101 & 1201 | THR-CG | Co-Generation |  | Tank |  | T | http://www.toronto.ca/TWONTO#chemical_storage_tank
131688 | THR-CG-T-1210 | Tank, Used Engine Oil, Lube Oil System, Engine-Generator 1101 & 1201 | THR-CG | Co-Generation |  | Tank |  | T | http://www.toronto.ca/TWONTO#chemical_storage_tank
131689 | THR-CG-T-1260 | Tank, Make-Up Lube Oil Reservoir, Lube Oil System, Engine-Gen 1201 | THR-CG-ENG-1201 | Engine, Generator NT1788901, Engine Room, Engine-Generator & Heat Recovery System |  | Tank |  | T | http://www.toronto.ca/TWONTO#chemical_storage_tank
131690 | THR-CG-T-1310 | Tank, Compressed Air Receiver, Air Starting System, Engine-Generator 1101 & 1201 | THR-CG-C-1301 | Compressor, Air, Air Starting System, Engine-Generator 1101 & 1201 |  | Tank |  | T | http://www.toronto.ca/TWONTO#pressure_vessel
131691 | THR-CG-T-1321 | Tank, Compressed Air Receiver, Air Starting System, Engine-Generator 1101 & 1201 | THR-CG-C-1302 | Compressor, Air, Air Starting System, Engine-Generator 1101 & 1201 |  | Tank |  | T | http://www.toronto.ca/TWONTO#pressure_vessel
131931 | THR-CW-T-0204 | Tank, Hot Water System, Electric, Primary Pumping Station #3 | THR-CW | City Water | Tank | Tank |  | T | http://www.toronto.ca/TWONTO#tanked_hot_water_heater
131932 | THR-CW-T-0532 | Tank, Hot Water System, Electric, Grit Bldg., Stores Washroom | THR-CW | City Water | Tank | Tank |  | T | http://www.toronto.ca/TWONTO#tanked_hot_water_heater
131933 | THR-CW-T-0541 | Tank, Hot Water Storage System, Admin Bldg. | THR-CW | City Water | Tank | Tank |  | T | http://www.toronto.ca/TWONTO#tanked_hot_water_heater
131934 | THR-CW-T-0543 | Tank, City Water, Domestic Hot Water, Electric | THR-CW | City Water | Tank | Tank |  | T | http://www.toronto.ca/TWONTO#tanked_hot_water_heater
131935 | THR-CW-T-0544 | Tank, City Water, Hot Water Electric, Digester Control Room | THR-CW | City Water | Tank | Tank |  | T | http://www.toronto.ca/TWONTO#tanked_hot_water_heater
131936 | THR-CW-T-2100 | Tank, domestic hot water tank, ECS Field Office Janitor/Mechanical Room | THR-CW | City Water | Tank | Tank |  | T | http://www.toronto.ca/TWONTO#tanked_hot_water_heater
132174 | THR-DCL-T | Tank, Containment and Storage, Sodium Bisulphite | THR-DCL | Dechlorination | Tank | Tank |  |  | containment_berm
132175 | THR-DCL-T-0001 | Tank, Containment, SBS, NaHSO3 Pump 0100 & 0200 | THR-DCL | Dechlorination | Tank | Tank |  | T | http://www.toronto.ca/TWONTO#chemical_storage_tank
132176 | THR-DCL-T-0001 | Tank, Containment, SBS, NaHSO3 Pump 0100 & 0200 | THR-DCL-T | Tank, Containment and Storage, Sodium Bisulphite | Tank | Tank |  | T | http://www.toronto.ca/TWONTO#chemical_storage_tank
132177 | THR-DCL-T-0002 | Tank, Containment, SBS, NaHSO3 Pump 0600 & 0700 | THR-DCL | Dechlorination | Tank | Tank |  | T | http://www.toronto.ca/TWONTO#chemical_storage_tank
132178 | THR-DCL-T-0002 | Tank, Containment, SBS, NaHSO3 Pump 0600 & 0700 | THR-DCL-T | Tank, Containment and Storage, Sodium Bisulphite | Tank | Tank |  | T | http://www.toronto.ca/TWONTO#chemical_storage_tank
132179 | THR-DCL-T-0003S | Tank, Containment, Sodium Bisulphite | THR-S-E | SUSPENDED ENTITY | Tank | Tank | 40867 | T | containment_berm
132180 | THR-DCL-T-0100 | Tank, Sodium Bisulphite Storage | THR-DCL | Dechlorination | Tank | Tank |  | T | http://www.toronto.ca/TWONTO#chemical_storage_tank
132181 | THR-DCL-T-0100 | Tank, Sodium Bisulphite Storage | THR-DCL-T | Tank, Containment and Storage, Sodium Bisulphite | Tank | Tank |  | T | http://www.toronto.ca/TWONTO#chemical_storage_tank
132182 | THR-DCL-T-0200 | Tank, Sodium Bisulphite Storage | THR-DCL | Dechlorination | Tank | Tank |  | T | http://www.toronto.ca/TWONTO#chemical_storage_tank
132630 | THR-DIG-PD-0100 | Tank, Primary Digester-1, Solids Treatment | THR-DIG-RPU | RPU, UPS, Digester | Tank | Tank |  | PD | http://www.toronto.ca/TWONTO#digester_tank
132631 | THR-DIG-PD-0100 | Tank, Primary Digester-1, Solids Treatment | THR-DIG-SB-1 | Scrubber Building 1, Digester 1 & 2 | Tank | Tank |  | PD | http://www.toronto.ca/TWONTO#digester_tank
132632 | THR-DIG-PD-0200 | Tank, Primary Digester-2, Solids Treatment | THR-DIG-RPU | RPU, UPS, Digester | Tank | Tank |  | PD | http://www.toronto.ca/TWONTO#digester_tank
132633 | THR-DIG-PD-0200 | Tank, Primary Digester-2, Solids Treatment | THR-DIG-SB-1 | Scrubber Building 1, Digester 1 & 2 | Tank | Tank |  | PD | http://www.toronto.ca/TWONTO#digester_tank
132634 | THR-DIG-PD-0300 | Tank, Primary Digester-3, Solids Treatment | THR-DIG-T | Digester, Tanks | Tank | Tank |  | PD | http://www.toronto.ca/TWONTO#digester_tank
132635 | THR-DIG-PD-0400 | Tank, Primary Digester-4, Solids Treatment | THR-DIG-T | Digester, Tanks | Tank | Tank |  | PD | http://www.toronto.ca/TWONTO#digester_tank
132636 | THR-DIG-PD-0500 | Tank, Primary Digester-5, Solids Treatment | THR-DIG-T | Digester, Tanks | Tank | Tank |  | PD | http://www.toronto.ca/TWONTO#digester_tank
132637 | THR-DIG-PD-0600 | Tank, Primary Digester-6, Solids Treatment | THR-DIG-T | Digester, Tanks | Tank | Tank |  | PD | http://www.toronto.ca/TWONTO#digester_tank
132638 | THR-DIG-PD-0700 | Tank, Primary Digester-7, Solids Treatment | THR-DIG-T | Digester, Tanks | Tank | Tank |  | PD | http://www.toronto.ca/TWONTO#digester_tank
132639 | THR-DIG-PD-0800 | Tank, Primary Digester-8, Solids Treatment | THR-DIG-T | Digester, Tanks | Tank | Tank |  | PD | http://www.toronto.ca/TWONTO#digester_tank
132640 | THR-DIG-PD-0800 | Tank, Primary Digester-8, Solids Treatment | THR-DIG-T-7-10 | Digester, Entities Common to Tanks 7-10 | Tank | Tank |  | PD | http://www.toronto.ca/TWONTO#digester_tank
132641 | THR-DIG-PD-0800 | Tank, Primary Digester-8, Solids Treatment | THR-DIG-T-7-8 | Digester, Entities Common to Tanks 7-8 | Tank | Tank |  | PD | http://www.toronto.ca/TWONTO#digester_tank
132642 | THR-DIG-PD-0900 | Tank, Primary Digester-9, Solids Treatment | THR-DIG-T-7-10 | Digester, Entities Common to Tanks 7-10 | Tank | Tank |  | PD | http://www.toronto.ca/TWONTO#digester_tank
132643 | THR-DIG-PD-0900 | Tank, Primary Digester-9, Solids Treatment | THR-DIG-T-9-10 | Digester, Entities Common to Tanks 9-10 | Tank | Tank |  | PD | http://www.toronto.ca/TWONTO#digester_tank
132644 | THR-DIG-PD-1000 | Tank, Primary Digester-10, Solids Treatment | THR-DIG-T-7-10 | Digester, Entities Common to Tanks 7-10 | Tank | Tank |  | PD | http://www.toronto.ca/TWONTO#digester_tank
132645 | THR-DIG-PD-1000 | Tank, Primary Digester-10, Solids Treatment | THR-DIG-T-9-10 | Digester, Entities Common to Tanks 9-10 | Tank | Tank |  | PD | http://www.toronto.ca/TWONTO#digester_tank
132920 | THR-DIG-SD-0400 | Tank, Secondary Digester-4, Solids Treatment | THR-DIG-RPU | RPU, UPS, Digester | Tank | Tank |  | SD | http://www.toronto.ca/TWONTO#digester_tank
132921 | THR-DIG-SD-0400 | Tank, Secondary Digester-4, Solids Treatment | THR-DIG-SB-2 | Scrubber Building 2, Digester 3 & 4 | Tank | Tank |  | SD | http://www.toronto.ca/TWONTO#digester_tank
132922 | THR-DIG-SD-0400 | Tank, Secondary Digester-4, Solids Treatment | THR-DIG-T | Digester, Tanks | Tank | Tank |  | SD | http://www.toronto.ca/TWONTO#digester_tank
132923 | THR-DIG-SD-0600 | Tank, Secondary Digester-6, Solids Treatment | THR-DIG-RPU | RPU, UPS, Digester | Tank | Tank |  | SD | http://www.toronto.ca/TWONTO#digester_tank
132924 | THR-DIG-SD-0600 | Tank, Secondary Digester-6, Solids Treatment | THR-DIG-T | Digester, Tanks | Tank | Tank |  | SD | http://www.toronto.ca/TWONTO#digester_tank
132956 | THR-DIG-T-0110 | Tank, New Oil, Lube Oil System, Gas Compressor Building | THR-DIG | Digester |  | Tank |  | T | http://www.toronto.ca/TWONTO#chemical_storage_tank
132957 | THR-DIG-T-0503 | Tank, Condensate and Sediment Accumulator, Boilers, Engine Room | THR-DIG | Digester | Tank | Tank |  | T | sediment_trap
132958 | THR-DIG-T-0597 | Tank, Condensate and Sediment Trap, Boilers 0800 & 0900 | THR-ACC-BO | Air Conditioning, Heating and Ventilation, Boiler | Tank | Tank |  | T | sediment_trap
132959 | THR-DIG-T-0598 | Tank, Condensate and Sediment Trap, Boilers 0800 & 0900 | THR-ACC-BO | Air Conditioning, Heating and Ventilation, Boiler | Tank | Tank |  | T | sediment_trap
132960 | THR-DIG-T-5111 | Tank, Gas Scrubber, Digester Tank 0400 | THR-DIG-SB | Scrubbers, Digester Tanks 1-10 | Scrubber | Tank |  | T | http://www.toronto.ca/TWONTO#air_scrubber
132961 | THR-DIG-T-5114 | Tank, Gas Scrubber, Digester Tank 0600 | THR-DIG-SB | Scrubbers, Digester Tanks 1-10 | Scrubber | Tank |  | T | http://www.toronto.ca/TWONTO#air_scrubber
132962 | THR-DIG-T-5114 | Tank, Gas Scrubber, Digester Tank 0600 | THR-DIG-SB-3 | Scrubber Building 3, Digester 5 & 6 | Scrubber | Tank |  | T | http://www.toronto.ca/TWONTO#air_scrubber
132963 | THR-DIG-T-5211 | Tank, Gas Scrubber, Digester Tank 0200 | THR-DIG-SB | Scrubbers, Digester Tanks 1-10 | Scrubber | Tank |  | T | http://www.toronto.ca/TWONTO#air_scrubber
132964 | THR-DIG-T-5211 | Tank, Gas Scrubber, Digester Tank 0200 | THR-DIG-SB-1 | Scrubber Building 1, Digester 1 & 2 | Scrubber | Tank |  | T | http://www.toronto.ca/TWONTO#air_scrubber
132965 | THR-DIG-T-5215 | Tank, Gas Scrubber, Digester Tank 0100 | THR-DIG-SB | Scrubbers, Digester Tanks 1-10 | Scrubber | Tank |  | T | http://www.toronto.ca/TWONTO#air_scrubber
132966 | THR-DIG-T-5215 | Tank, Gas Scrubber, Digester Tank 0100 | THR-DIG-SB-1 | Scrubber Building 1, Digester 1 & 2 | Scrubber | Tank |  | T | http://www.toronto.ca/TWONTO#air_scrubber
132967 | THR-DIG-T-5231 | Tank, Condensate and Sediment Accumulator, C-5240, Digester Mixing System | THR-DIG-C-5240 | Compressor, Gas, Mixing System, Digester Tank#1 | Tank | Tank |  | T | sediment_trap
132968 | THR-DIG-T-5240 | Tank, Reservoir, Auxiliary Oil, Gas Compressor 5240, Digester Mixing System | THR-DIG-C-5240 | Compressor, Gas, Mixing System, Digester Tank#1 | Tank,Reservoir | Tank |  | T | http://www.toronto.ca/TWONTO#chemical_storage_tank
132969 | THR-DIG-T-5251 | Tank, Condensate and Sediment Accumulator, C-5260, Digester Mixing System | THR-DIG-C-5260 | Compressor, Gas, Mixing System, Digester Tank#1/2 | Tank | Tank |  | T | sediment_trap
132970 | THR-DIG-T-5260 | Tank, Reservoir, Auxiliary Oil, Gas Compressor 5260, Digester Mixing System | THR-DIG-C-5260 | Compressor, Gas, Mixing System, Digester Tank#1/2 | Tank,Reservoir | Tank |  | T | http://www.toronto.ca/TWONTO#chemical_storage_tank
132971 | THR-DIG-T-5271 | Tank, Condensate and Sediment Accumulator, C-5280, Digester Mixing System | THR-DIG-C-5280 | Compressor, Gas, Mixing System, Digester Tank#2 | Tank | Tank |  | T | sediment_trap
132972 | THR-DIG-T-5280 | Tank, Reservoir, Auxiliary Oil, Gas Compressor 5280, Digester Mixing System | THR-DIG-C-5280 | Compressor, Gas, Mixing System, Digester Tank#2 | Tank,Reservoir | Tank |  | T | http://www.toronto.ca/TWONTO#chemical_storage_tank
132973 | THR-DIG-T-5411 | Tank, Gas Scrubber, Digester Tank 0300 | THR-DIG-SB | Scrubbers, Digester Tanks 1-10 | Scrubber | Tank |  | T | http://www.toronto.ca/TWONTO#air_scrubber
132974 | THR-DIG-T-5451 | Tank, Condensate and Sediment Accumulator, C-5460, Digester Mixing System | THR-DIG-C-5460 | Compressor, Gas, Mixing System, Digester Tank#3/5 | Tank | Tank |  | T | sediment_trap
132975 | THR-DIG-T-5460 | Tank, Reservoir, Auxiliary Oil, Gas Compressor 5460, Digester Mixing System | THR-DIG-C-5460 | Compressor, Gas, Mixing System, Digester Tank#3/5 | Tank,Reservoir | Tank |  | T | http://www.toronto.ca/TWONTO#chemical_storage_tank
132976 | THR-DIG-T-5471 | Tank, Condensate and Sediment Accumulator, C-5480, Digester Mixing System | THR-DIG-C-5480 | Compressor, Gas, Mixing System, Digester Tank#5 | Tank | Tank |  | T | sediment_trap
132977 | THR-DIG-T-5603 | Tank, Gas Scrubber, Digester Tank 0700 | THR-DIG-PD-0700 | Tank, Primary Digester-7, Solids Treatment | Tank | Tank |  | T | http://www.toronto.ca/TWONTO#air_scrubber
132978 | THR-DIG-T-5618 | Tank, Gas Scrubber, Digester Tank 0800 | THR-DIG-PD-0800 | Tank, Primary Digester-8, Solids Treatment | Tank | Tank |  | T | http://www.toronto.ca/TWONTO#air_scrubber
132979 | THR-DIG-T-5618 | Tank, Gas Scrubber, Digester Tank 0800 | THR-DIG-SB-4 | Scrubber Building 4, Digester 7 & 8 | Tank | Tank |  | T | http://www.toronto.ca/TWONTO#air_scrubber
132980 | THR-DIG-T-5640 | Tank, Reservoir, Auxiliary Oil, Gas Compressor 5640, Digester Mixing System | THR-DIG-C-5640 | Compressor, Gas, Mixing System, Digester Tank#7 | Tank,Reservoir | Tank |  | T | http://www.toronto.ca/TWONTO#chemical_storage_tank
132981 | THR-DIG-T-5641 | Tank, Reservoir, Auxiliary Oil, Gas Compressor 5640, Digester Mixing System | THR-DIG-C-5640 | Compressor, Gas, Mixing System, Digester Tank#7 | Tank,Reservoir | Tank |  | T | http://www.toronto.ca/TWONTO#chemical_storage_tank
132982 | THR-DIG-T-5651 | Tank, Condensate and Sediment Accumulator, C-5660, Digester Mixing System | THR-DIG-C-5660 | Compressor, Gas, Mixing System, Digester Tank#7/8 | Tank | Tank |  | T | sediment_trap
132983 | THR-DIG-T-5660 | Tank, Reservoir, Auxiliary Oil, Gas Compressor 5660, Digester Mixing System | THR-DIG-C-5640 | Compressor, Gas, Mixing System, Digester Tank#7 | Tank,Reservoir | Tank |  | T | http://www.toronto.ca/TWONTO#chemical_storage_tank
132984 | THR-DIG-T-5671 | Tank, Condensate and Sediment Accumulator, C-5680, Digester Mixing System | THR-DIG-C-5680 | Compressor, Gas, Mixing System, Digester Tank#8 | Tank | Tank |  | T | sediment_trap
132985 | THR-DIG-T-5681 | Tank, Reservoir, Auxiliary Oil, Gas Compressor 5680, Digester Mixing System | THR-DIG-C-5680 | Compressor, Gas, Mixing System, Digester Tank#8 | Tank,Reservoir | Tank |  | T | http://www.toronto.ca/TWONTO#chemical_storage_tank
132986 | THR-DIG-T-5803 | Tank, Gas Scrubber, Digester Tank 0900 | THR-DIG-PD-0900 | Tank, Primary Digester-9, Solids Treatment | Tank | Tank |  | T | http://www.toronto.ca/TWONTO#air_scrubber
132987 | THR-DIG-T-5818 | Tank, Gas Scrubber, Digester Tank 1000 | THR-DIG-PD-1000 | Tank, Primary Digester-10, Solids Treatment | Tank | Tank |  | T | http://www.toronto.ca/TWONTO#air_scrubber
132988 | THR-DIG-T-5840 | Tank, Reservoir, Auxiliary Oil, Gas Compressor 5840, Digester Mixing System | THR-DIG-C-5660 | Compressor, Gas, Mixing System, Digester Tank#7/8 | Tank,Reservoir | Tank |  | T | http://www.toronto.ca/TWONTO#chemical_storage_tank
132989 | THR-DIG-T-5840 | Tank, Reservoir, Auxiliary Oil, Gas Compressor 5840, Digester Mixing System | THR-DIG-C-5840 | Compressor, Gas, Mixing System, Digester Tank#10 | Tank,Reservoir | Tank |  | T | http://www.toronto.ca/TWONTO#chemical_storage_tank
132990 | THR-DIG-T-5841 | Tank, Reservoir, Auxiliary Oil, Gas Compressor 5840, Digester Mixing System | THR-DIG-C-5840 | Compressor, Gas, Mixing System, Digester Tank#10 | Tank,Reservoir | Tank |  | T | http://www.toronto.ca/TWONTO#chemical_storage_tank
132991 | THR-DIG-T-5851 | Tank, Condensate and Sediment Accumulator, C-5860, Digester Mixing System | THR-DIG-C-5860 | Compressor, Gas, Mixing System, Digester Tank#9/10 | Tank | Tank |  | T | sediment_trap
132992 | THR-DIG-T-5860 | Tank, Reservoir, Auxiliary Oil, Gas Compressor 5860, Digester Mixing System | THR-DIG-C-5840 | Compressor, Gas, Mixing System, Digester Tank#10 | Tank,Reservoir | Tank |  | T | http://www.toronto.ca/TWONTO#chemical_storage_tank
132993 | THR-DIG-T-5861 | Tank, Reservoir, Auxiliary Oil, Gas Compressor 5860, Digester Mixing System | THR-DIG-C-5860 | Compressor, Gas, Mixing System, Digester Tank#9/10 | Tank,Reservoir | Tank |  | T | http://www.toronto.ca/TWONTO#chemical_storage_tank
132994 | THR-DIG-T-5871 | Tank, Condensate and Sediment Accumulator, C-5880, Digester Mixing System | THR-DIG-C-5880 | Compressor, Gas, Mixing System, Digester Tank#09 | Tank | Tank |  | T | sediment_trap
132995 | THR-DIG-T-5880 | Tank, Reservoir, Auxiliary Oil, Gas Compressor 5880, Digester Mixing System | THR-DIG-C-5840 | Compressor, Gas, Mixing System, Digester Tank#10 | Tank,Reservoir | Tank |  | T | http://www.toronto.ca/TWONTO#chemical_storage_tank
132998 | THR-DIG-T-AO | Tank, Reservoir, Auxiliary Oil, Gas Compressors Digester Mixing System | THR-DIG-C | Digester, Gas Compressors | Tank,Reservoir | Tank |  |  | http://www.toronto.ca/TWONTO#chemical_storage_tank
132999 | THR-DIG-T-C | Tank, Reservoir, Auxiliary Oil, Gas Compressors, Digester Mixing System | THR-DIG-C | Digester, Gas Compressors | Tank,Reservoir | Tank |  |  | http://www.toronto.ca/TWONTO#chemical_storage_tank
134005 | THR-DIS-SB-1300 | Scrubber, Caustic Soda SB-1300 | THR-DIS-SB | Scrubbers, Caustic Soda Recirculation Pumps | Scrubber | Tank |  | SB | http://www.toronto.ca/TWONTO#air_scrubber
134006 | THR-DIS-SB-1350 | Scrubber, Caustic Soda SB-1350 | THR-DIS-SB | Scrubbers, Caustic Soda Recirculation Pumps | Scrubber | Tank |  | SB | http://www.toronto.ca/TWONTO#air_scrubber
134027 | THR-DIS-T-0100 | Tank, Hot water, Washroom, Disinfection Building Main Floor | THR-DIS | Disinfection | Tank | Tank |  | T | http://www.toronto.ca/TWONTO#tanked_hot_water_heater
134028 | THR-DIS-T-0200 | Tank, Air Reciever, Disinfection Building Mezzanine Floor, (CRN-H5556.5, SNo.-5.1014186, TSSA UID-65022716) | THR-DIS | Disinfection | Tank | Tank |  | T | http://www.toronto.ca/TWONTO#pressure_vessel
134029 | THR-DIS-T-0200S | Tank, Expansion, Washroom, Disinfection Building Main Floor | THR-DIS | Disinfection | Tank | Tank | 46691 | T | expansion_tank
134030 | THR-DIS-T-0200S | Tank, Expansion, Washroom, Disinfection Building Main Floor | THR-S-E | SUSPENDED ENTITY | Tank | Tank | 46691 | T | expansion_tank
134031 | THR-DIS-T-1000 | Tank, Sodium Hypochlorite Storage, Disinfection Building | THR-DIS-T-PP | Disinfection, Tank, Palace Pier | Tank | Tank |  | T | http://www.toronto.ca/TWONTO#chemical_storage_tank
134032 | THR-DIS-T-1350 | Tank, Caustic Soda SB-1350 | THR-DIS-SB-1350 | Scrubber, Caustic Soda SB-1350 | Tank,Reservoir | Tank |  | T | http://www.toronto.ca/TWONTO#chemical_storage_tank
134033 | THR-DIS-T-1360 | Tank, Overflow, Caustic Soda | THR-DIS-SB | Scrubbers, Caustic Soda Recirculation Pumps | Tank | Tank |  | T | http://www.toronto.ca/TWONTO#chemical_storage_tank
53002 | TAB-RSP-T-1101 | Tank,Influent.,Wet Well, from Conduits 5, 6 & 7 | TAB-SUSPENDED ENTITY | Suspended entities | Tank,Reservoir | Tank | 35825 | T | http://www.toronto.ca/TWONTO#storage_tank
134035 | THR-DIS-T-2000 | Tank, Sodium Hypochlorite Storage, Disinfection Building | THR-DIS-T-PP | Disinfection, Tank, Palace Pier | Tank | Tank |  | T | http://www.toronto.ca/TWONTO#chemical_storage_tank
134036 | THR-DIS-T-3000 | Tank, Sodium Hypochlorite Storage, Disinfection Building | THR-DIS-T-PP | Disinfection, Tank, Palace Pier | Tank | Tank |  | T | http://www.toronto.ca/TWONTO#chemical_storage_tank
134037 | THR-DIS-T-5000 | Tank, Sodium Hypochlorite Storage, Disinfection Building | THR-DIS-T-PP | Disinfection, Tank, Palace Pier | Tank | Tank |  | T | http://www.toronto.ca/TWONTO#chemical_storage_tank
134038 | THR-DIS-T-6000 | Tank, Sodium Hypochlorite Storage, Disinfection Building | THR-DIS-T-PP | Disinfection, Tank, Palace Pier | Tank | Tank |  | T | http://www.toronto.ca/TWONTO#chemical_storage_tank
134039 | THR-DIS-T-7000 | Tank, Sodium Hypochlorite Storage, Disinfection Building | THR-DIS-T-PP | Disinfection, Tank, Palace Pier | Tank | Tank |  | T | http://www.toronto.ca/TWONTO#chemical_storage_tank
134040 | THR-DIS-T-8000 | Tank, Sodium Hypochlorite Storage, Disinfection Building | THR-DIS-T-PP | Disinfection, Tank, Palace Pier | Tank | Tank |  | T | http://www.toronto.ca/TWONTO#chemical_storage_tank
134041 | THR-DIS-T-9000 | Tank, Sodium Hypochlorite Spill Tank, Disinfection Building | THR-DIS-T-PP | Disinfection, Tank, Palace Pier | Tank | Tank |  | T | http://www.toronto.ca/TWONTO#chemical_storage_tank
135086 | THR-ELS-TR-0202 | Transformer, Dry, 600V,New Maintenance Bldg. | THR-RSPS-CR | New Returns Control Room | Transformer,Lighting | Tank |  | TR | http://www.toronto.ca/TWONTO#transformer
135192 | THR-EPS-T-0315 | Tank, Resevoir, Grease for Pump, Centrifugal 0316, Plant Service, Effluent Pump, Centrifugaling | THR-EPS-P-0310 | Pump, Centrifugal, Screw | Tank,Reservoir | Tank |  | T | http://www.toronto.ca/TWONTO#chemical_storage_tank
135294 | THR-FPW-T-0002 | Tank, Resevoir, Sodium Hypochlorite, Plant Water Building | THR-FPW | Filtered Plant Water | Tank,Reservoir | Tank |  | T | http://www.toronto.ca/TWONTO#chemical_storage_tank
58805 | THC-DEW-T-0800 | Tank,North Sludge Blending,Solid Treatment | THC-DEW-BLEND | Sludge Blending System | Tank,Non-Pressurized | Tank |  | T | http://www.toronto.ca/TWONTO#storage_tank
59506 | THC-DIG-PD-0600 | Tank,Primary Digester,Digested Sludge,Building U | THC-DIG-DIGESTERS | Primary Anerobic Digesters 0400-0700 |  | Tank |  | PD | http://www.toronto.ca/TWONTO#digester_tank
59505 | THC-DIG-PD-0500 | Tank,Primary Digesters,Digested Sludge,Building U | THC-DIG-DIGESTERS | Primary Anerobic Digesters 0400-0700 |  | Tank |  | PD | http://www.toronto.ca/TWONTO#digester_tank
58803 | THC-DEW-T-0200 | Tank,Sludge Storage,Sludge Storage Building | THC-DEW-HOLD TANK | Dewatering-Sludge Holding Tanks | Tank | Tank |  | T | http://www.toronto.ca/TWONTO#storage_tank
122914 | THC-DEW-T-0100 | Tank,Sludge Storage,Sludge Storage Building | THC-DEW-HOLD TANK | Dewatering-Sludge Holding Tanks | Tank | Tank |  | T | http://www.toronto.ca/TWONTO#storage_tank
122915 | THC-DEW-T-0300 | Tank,Sludge Storage,Sludge Storage Building | THC-DEW-HOLD TANK | Dewatering-Sludge Holding Tanks | Tank | Tank |  | T | http://www.toronto.ca/TWONTO#storage_tank
135932 | THR-FT-T-0100 | Tank, Final Settling, Mixed Liquor, Secondary Clarification - South (Tank#01) | THR-FT-T | Final Sedimentation Tank & Dedicated WAS Pumping | Tank | Tank |  | T | http://www.toronto.ca/TWONTO#sedimentation_tank
135933 | THR-FT-T-0200 | Tank, Final Settling, Mixed Liquor, Secondary Clarification - South (Tank#02) | THR-FT-T | Final Sedimentation Tank & Dedicated WAS Pumping | Tank | Tank |  | T | http://www.toronto.ca/TWONTO#sedimentation_tank
135934 | THR-FT-T-0400 | Tank, Final Settling, Mixed Liquor, Secondary Clarification - South (Tank#04) | THR-FT-T | Final Sedimentation Tank & Dedicated WAS Pumping | Tank | Tank |  | T | http://www.toronto.ca/TWONTO#sedimentation_tank
135935 | THR-FT-T-0500S | Tank, Final Settling, Mixed Liquor, Secondary Clarification - South | THR-FT-T | Final Sedimentation Tank & Dedicated WAS Pumping | Tank | Tank | 38970 | T | http://www.toronto.ca/TWONTO#sedimentation_tank
135936 | THR-FT-T-0502 | Tank, Plant Flushing Hot Water | THR-FT-HWT | Final Tank, Plant Hot Water Tanks | Tank | Tank |  | T | http://www.toronto.ca/TWONTO#tanked_hot_water_heater
135937 | THR-FT-T-0700 | Tank, Final Settling, Mixed Liquor, Secondary Clarification - South (Tank#07) | THR-FT-T | Final Sedimentation Tank & Dedicated WAS Pumping | Tank | Tank |  | T | http://www.toronto.ca/TWONTO#sedimentation_tank
135938 | THR-FT-T-0800 | Tank, Final Settling, Mixed Liquor, Secondary Clarification - South (Tank#08) | THR-FT-T | Final Sedimentation Tank & Dedicated WAS Pumping | Tank | Tank |  | T | http://www.toronto.ca/TWONTO#sedimentation_tank
135939 | THR-FT-T-0800S | Tank, Final Settling, Mixed Liquor, Secondary Treatment, Secondary Clarification - South | THR-FT-T | Final Sedimentation Tank & Dedicated WAS Pumping | Tank | Tank | 38972 | T | http://www.toronto.ca/TWONTO#sedimentation_tank
135940 | THR-FT-T-0900 | Tank, Final Settling, Mixed Liquor, Secondary Clarification - South (Tank#09) | THR-FT-T | Final Sedimentation Tank & Dedicated WAS Pumping | Tank | Tank |  | T | http://www.toronto.ca/TWONTO#sedimentation_tank
135941 | THR-FT-T-1000 | Tank, Final Settling, Mixed Liquor, Secondary Clarification - South (Tank#10) | THR-FT-T | Final Sedimentation Tank & Dedicated WAS Pumping | Tank | Tank |  | T | http://www.toronto.ca/TWONTO#sedimentation_tank
135942 | THR-FT-T-1100 | Tank, Final Settling, Mixed Liquor, Secondary Clarification - South (Tank#11) | THR-FT-T | Final Sedimentation Tank & Dedicated WAS Pumping | Tank | Tank |  | T | http://www.toronto.ca/TWONTO#sedimentation_tank
135943 | THR-FT-T-1200 | Tank, Final Settling, Mixed Liquor, Secondary Clarification - South (Tank#12) | THR-FT-T | Final Sedimentation Tank & Dedicated WAS Pumping | Tank | Tank |  | T | http://www.toronto.ca/TWONTO#sedimentation_tank
135944 | THR-FT-T-1200S | Tank, Final Settling, Mixed Liquor, Secondary Treatment, Secondary Clarification - South | THR-FT-T | Final Sedimentation Tank & Dedicated WAS Pumping | Tank | Tank | 41001 | T | http://www.toronto.ca/TWONTO#sedimentation_tank
135945 | THR-FT-T-1400 | Tank, Final Settling, Mixed Liquor, Secondary Treatment, Secondary Clarification - North (Tank#14) | THR-FT-T | Final Sedimentation Tank & Dedicated WAS Pumping | Tank | Tank |  | T | http://www.toronto.ca/TWONTO#sedimentation_tank
135946 | THR-FT-T-1600 | Tank, Final Settling, Mixed Liquor, Secondary Treatment, Secondary Clarification - South (Tank#16) | THR-FT-T | Final Sedimentation Tank & Dedicated WAS Pumping | Tank | Tank |  | T | http://www.toronto.ca/TWONTO#sedimentation_tank
135947 | THR-FT-T-1900 | Tank, Final Settling, Mixed Liquor, Secondary Treatment, Secondary Clarification - North (Tank#19) | THR-FT-T | Final Sedimentation Tank & Dedicated WAS Pumping | Tank | Tank |  | T | http://www.toronto.ca/TWONTO#sedimentation_tank
135948 | THR-FT-T-2000 | Tank, Final Settling, Mixed Liquor, Secondary Treatment, Secondary Clarification - North (Tank#20) | THR-FT-T | Final Sedimentation Tank & Dedicated WAS Pumping | Tank | Tank |  | T | http://www.toronto.ca/TWONTO#sedimentation_tank
135949 | THR-FT-T-2100 | Tank, Final Settling, Mixed Liquor, Secondary Treatment, Secondary Clarification - North (Tank#21) | THR-FT-T | Final Sedimentation Tank & Dedicated WAS Pumping | Tank | Tank |  | T | http://www.toronto.ca/TWONTO#sedimentation_tank
122916 | THC-DEW-T-0400 | Tank,Sludge Storage,Sludge Storage Building | THC-DEW-HOLD TANK | Dewatering-Sludge Holding Tanks | Tank | Tank |  | T | http://www.toronto.ca/TWONTO#storage_tank
58804 | THC-DEW-T-0700 | Tank,South Sludge Blending,Solid Treatment | THC-DEW-BLEND | Sludge Blending System | Tank,Non-Pressurized | Tank |  | T | http://www.toronto.ca/TWONTO#storage_tank
129275 | THC-THK-T-5700 | Tank,Thickened WAS (TWAS) | THC-THK-TWAS | Waste Activated Sludge Thickening | Storage | Tank |  | T | http://www.toronto.ca/TWONTO#storage_tank
129276 | THC-THK-T-5800 | Tank,Thickened WAS (TWAS) | THC-THK-TWAS | Waste Activated Sludge Thickening | Storage | Tank |  | T | http://www.toronto.ca/TWONTO#storage_tank
86571 | WTR-PKL-T-0900 | Tank,Vacuum System | WTR-PKL-AUX | Auxiliary Equipment (Building Facilities) | Tank | Tank |  | T | http://www.toronto.ca/TWONTO#pressure_vessel
60454 | THC-DIS-T-0650 | Tank,Vacuum,Effluent Sample Pump Priming,South Effluent Pump Station,Intermediate Level | THC-DIS-SIMULATION | Disinfection Simulation |  | Tank |  | T | http://www.toronto.ca/TWONTO#pressure_vessel
86572 | WTR-PKL-T-1200 | Tank,Vessel,Compressor NT1401 | WTR-PKL-AUX | Auxiliary Equipment (Building Facilities) | Tank | Tank |  | T | http://www.toronto.ca/TWONTO#pressure_vessel
67069 | THC-THK-T-5000 | Tank,WAS Holding | THC-THK-TWAS | Waste Activated Sludge Thickening | Storage | Tank |  | T | http://www.toronto.ca/TWONTO#storage_tank
61743 | THC-FT-T-5300 | Tank,Waste Sludge Wet Well,Secondary Clarifiers 0100 - 0800,Old Plant | THC-FT-T-0100 | Tank, Secondary Clarifier | Well | Tank |  | T | http://www.toronto.ca/TWONTO#storage_tank
125754 | THC-FT-T-5300 | Tank,Waste Sludge Wet Well,Secondary Clarifiers 0100 - 0800,Old Plant | THC-FT-OLD PLANT | Secondary Clarifiers, Old Plant | Well | Tank |  | T | http://www.toronto.ca/TWONTO#storage_tank
136989 | THR-OCS-T-0510A | Tank, Reservoir, Hypochlorite Storage, Plant Services, Odour Control System | THR-OCS-T | Odour Control System, Tanks | Tank,Reservoir | Tank |  | T | http://www.toronto.ca/TWONTO#chemical_storage_tank
136990 | THR-OCS-T-0510B | Tank, Reservoir, Hypochlorite Storage, Plant Services, Odour Control System | THR-OCS-T | Odour Control System, Tanks | Tank,Reservoir | Tank |  | T | http://www.toronto.ca/TWONTO#chemical_storage_tank
136991 | THR-OCS-T-0511B | Tank, Reservoir, Hypochlorite Storage, Plant Services, Odour Control System | THR-OCS-T | Odour Control System, Tanks | Tank,Reservoir | Tank |  | T | http://www.toronto.ca/TWONTO#chemical_storage_tank
136992 | THR-OCS-T-0526 | Tank, Reservoir, Hypochlorite Day Tanks, Plant Services, Odour Control System | THR-OCS-T | Odour Control System, Tanks | Tank,Reservoir | Tank |  | T | http://www.toronto.ca/TWONTO#chemical_storage_tank
136993 | THR-OCS-T-0527 | Tank, Reservoir, Hypochlorite Day Tanks, Plant Services, Odour Control System | THR-OCS-T | Odour Control System, Tanks | Tank,Reservoir | Tank |  | T | http://www.toronto.ca/TWONTO#chemical_storage_tank
136994 | THR-OCS-T-0534 | Tank, Reservoir, Hypochlorite Day Tanks, Plant Services, Odour Control System | THR-OCS-T | Odour Control System, Tanks | Tank,Reservoir | Tank |  | T | http://www.toronto.ca/TWONTO#chemical_storage_tank
136995 | THR-OCS-T-0535 | Tank, Reservoir, Hypochlorite Day Tanks, Plant Services, Odour Control System | THR-OCS-T | Odour Control System, Tanks | Tank,Reservoir | Tank |  | T | http://www.toronto.ca/TWONTO#chemical_storage_tank
136996 | THR-OCS-T-0542 | Tank, Reservoir, Hypochlorite Day Tanks, Plant Services, Odour Control System | THR-OCS-T | Odour Control System, Tanks | Tank,Reservoir | Tank |  | T | http://www.toronto.ca/TWONTO#chemical_storage_tank
136997 | THR-OCS-T-0543 | Tank, Reservoir, Hypochlorite Day Tanks, Plant Services, Odour Control System | THR-OCS-T | Odour Control System, Tanks | Tank,Reservoir | Tank |  | T | http://www.toronto.ca/TWONTO#chemical_storage_tank
137473 | THR-PLT-T-0100 | Tank, Grit Removal, Grit Tank, North Grit Building | THR-PLT-GRITS | Gate,Sluice,Preliminary Treatment, Grit Building | Tank | Tank |  | T | http://www.toronto.ca/TWONTO#sedimentation_tank
137474 | THR-PLT-T-0101S | Tank, Grit Bin, Preliminary Treatment, Grit Removal - Grit Tanks - North Plant | THR-PLT-GRITS | Gate,Sluice,Preliminary Treatment, Grit Building | Tank | Tank | 40812 | T | http://www.toronto.ca/TWONTO#storage_tank
137475 | THR-PLT-T-0101S | Tank, Grit Bin, Preliminary Treatment, Grit Removal - Grit Tanks - North Plant | THR-PLT-T | Preliminary Treatment, Grit Removal Tanks and Grit Bin | Tank | Tank | 40812 | T | http://www.toronto.ca/TWONTO#storage_tank
137476 | THR-PLT-T-0200 | Tank, Grit Removal, Grit Tank, North Grit Building | THR-PLT-GRITS | Gate,Sluice,Preliminary Treatment, Grit Building | Tank | Tank |  | T | http://www.toronto.ca/TWONTO#sedimentation_tank
137477 | THR-PLT-T-0201 | Tank, Grit Bin, Preliminary Treatment, Grit Removal - Grit Tanks - North Plant | THR-PLT-GRITS | Gate,Sluice,Preliminary Treatment, Grit Building | Tank | Tank |  | T | http://www.toronto.ca/TWONTO#storage_tank
137478 | THR-PLT-T-0300 | Tank, Grit Removal, Grit Tanks, North Grit Building | THR-PLT-GRITS | Gate,Sluice,Preliminary Treatment, Grit Building | Tank | Tank |  | T | http://www.toronto.ca/TWONTO#sedimentation_tank
137479 | THR-PLT-T-0300 | Tank, Grit Removal, Grit Tanks, North Grit Building | THR-PLT-T | Preliminary Treatment, Grit Removal Tanks and Grit Bin | Tank | Tank |  | T | http://www.toronto.ca/TWONTO#sedimentation_tank
137480 | THR-PLT-T-0301 | Tank, Grit Bin, Preliminary Treatment, Grit Removal - Grit Tanks - North Plant | THR-PLT-GRITS | Gate,Sluice,Preliminary Treatment, Grit Building | Tank | Tank |  | T | http://www.toronto.ca/TWONTO#storage_tank
137481 | THR-PLT-T-0301 | Tank, Grit Bin, Preliminary Treatment, Grit Removal - Grit Tanks - North Plant | THR-PLT-T | Preliminary Treatment, Grit Removal Tanks and Grit Bin | Tank | Tank |  | T | http://www.toronto.ca/TWONTO#storage_tank
137482 | THR-PLT-T-0511 | Tank, Hydraulic Power Pack for Sparger Lift | THR-PLT-GRITS | Gate,Sluice,Preliminary Treatment, Grit Building | Tank,Reservoir | Tank | 34977 | T | http://www.toronto.ca/TWONTO#chemical_storage_tank
137483 | THR-PLT-T-1800 | Tank, Grit Vortex Prime, Headhouse | THR-PLT-T-HH | Tanks, Grit Vortex Prime, Headhouse | Tank | Tank |  | T | http://www.toronto.ca/TWONTO#vortex_classifier
137484 | THR-PLT-T-1900 | Tank, Grit Vortex Prime, Headhouse | THR-PLT-T-HH | Tanks, Grit Vortex Prime, Headhouse | Tank | Tank |  | T | http://www.toronto.ca/TWONTO#vortex_classifier
137773 | THR-PRM-HSE-N | Flushing Hoses North Primary | THR-PRM | Primary Treatment |  | Tank |  |  | hose_segment
137774 | THR-PRM-HSE-S | Flushing Hoses South Primary | THR-PRM-T-S | Primary Sedimentation Tanks- South |  | Tank |  |  | hose_segment
137873 | THR-PRM-T-0130 | Scum Hopper, Primary Tanks 1 & 2 | THR-PRM-SCUM-T | Scum/Sludge Pumping, Tanks & Hopper, South Primary | Tank,Non-Pressurized | Tank |  | T | http://www.toronto.ca/TWONTO#clarifier
137874 | THR-PRM-T-0200 | Tank, Primary Clarification - Primary Tank - South | THR-PRM-T | Primary Sedimentation Tanks | Tank | Tank |  | T | http://www.toronto.ca/TWONTO#clarifier
137875 | THR-PRM-T-0200 | Tank, Primary Clarification - Primary Tank - South | THR-THK-GRK1 | Thickening, Ground & Structural | Tank | Tank |  | T | http://www.toronto.ca/TWONTO#clarifier
137876 | THR-PRM-T-0300 | Tank, Primary Clarification - Primary Tank - South | THR-PRM-T | Primary Sedimentation Tanks | Tank | Tank |  | T | http://www.toronto.ca/TWONTO#clarifier
137877 | THR-PRM-T-0300 | Tank, Primary Clarification - Primary Tank - South | THR-THK-GRK1 | Thickening, Ground & Structural | Tank | Tank |  | T | http://www.toronto.ca/TWONTO#clarifier
137878 | THR-PRM-T-0330 | Scum Hopper, Primary Tanks 3 & 4 | THR-PRM-STA-2 | South Primary Station 2 | Tank,Non-Pressurized | Tank |  | T | http://www.toronto.ca/TWONTO#storage_tank
137879 | THR-PRM-T-0400 | Tank, Primary Clarification - Primary Tank - South | THR-PRM-T | Primary Sedimentation Tanks | Tank | Tank |  | T | http://www.toronto.ca/TWONTO#clarifier
137880 | THR-PRM-T-0400 | Tank, Primary Clarification - Primary Tank - South | THR-THK-GRK1 | Thickening, Ground & Structural | Tank | Tank |  | T | http://www.toronto.ca/TWONTO#clarifier
137881 | THR-PRM-T-0530 | Scum Hopper, Primary Tanks 5 & 6 | THR-PRM-SCUM-T | Scum/Sludge Pumping, Tanks & Hopper, South Primary | Tank,Non-Pressurized | Tank |  | T | http://www.toronto.ca/TWONTO#storage_tank
137882 | THR-PRM-T-0600 | Tank, Primary Clarification - Primary Tank - South | THR-PRM-T | Primary Sedimentation Tanks | Tank | Tank |  | T | http://www.toronto.ca/TWONTO#clarifier
137883 | THR-PRM-T-0600 | Tank, Primary Clarification - Primary Tank - South | THR-THK-GRK1 | Thickening, Ground & Structural | Tank | Tank |  | T | http://www.toronto.ca/TWONTO#clarifier
137884 | THR-PRM-T-0730 | Scum Hopper, Primary Tanks 7 & 8 | THR-PRM-STA-3 | South Primary Station 3 | Tank,Non-Pressurized | Tank |  | T | http://www.toronto.ca/TWONTO#storage_tank
137885 | THR-PRM-T-0800 | Tank, Primary Clarification - Primary Tank - South | THR-PRM-SOUTH | Primary Treatment, South Primary | Tank | Tank |  | T | http://www.toronto.ca/TWONTO#clarifier
137886 | THR-PRM-T-0800 | Tank, Primary Clarification - Primary Tank - South | THR-PRM-T | Primary Sedimentation Tanks | Tank | Tank |  | T | http://www.toronto.ca/TWONTO#clarifier
137887 | THR-PRM-T-0800 | Tank, Primary Clarification - Primary Tank - South | THR-THK-GRK1 | Thickening, Ground & Structural | Tank | Tank |  | T | http://www.toronto.ca/TWONTO#clarifier
137888 | THR-PRM-T-0900 | Tank, Primary Clarification - Primary Tank - North | THR-PRM-T | Primary Sedimentation Tanks | Tank | Tank |  | T | http://www.toronto.ca/TWONTO#clarifier
137889 | THR-PRM-T-1000 | Tank, Primary Clarification - Primary Tank - North | THR-PRM-NORTH | Primary Treatment, North Primary | Tank | Tank |  | T | http://www.toronto.ca/TWONTO#clarifier
137890 | THR-PRM-T-1100 | Tank, Primary Clarification - Primary Tank - North | THR-PRM-NORTH | Primary Treatment, North Primary | Tank | Tank |  | T | http://www.toronto.ca/TWONTO#clarifier
137891 | THR-PRM-T-3300 | Tank, Scum, from Hopper T-0530, South Primary Tank | THR-PRM-SCUM-T | Scum/Sludge Pumping, Tanks & Hopper, South Primary | Tank,Non-Pressurized | Tank |  | T | http://www.toronto.ca/TWONTO#storage_tank
137892 | THR-PRM-T-3300 | Tank, Scum, from Hopper T-0530, South Primary Tank | THR-PRM-STA-3 | South Primary Station 3 | Tank,Non-Pressurized | Tank |  | T | http://www.toronto.ca/TWONTO#storage_tank
125755 | THC-FT-T-5300 | Tank,Waste Sludge Wet Well,Secondary Clarifiers 0100 - 0800,Old Plant | THC-THK-T-5000 | Tank,WAS Holding | Well | Tank |  | T | http://www.toronto.ca/TWONTO#storage_tank
138212 | THR-PRS-T-0030 | Tank, Ferrous Chloride Storage, Chemical Building | THR-PRS-T | Phosphorous Removal System, Storage Tank | Tank,Non-Pressurized | Tank |  | T | http://www.toronto.ca/TWONTO#chemical_storage_tank
138213 | THR-PRS-T-0040 | Tank, Ferrous Chloride Storage, Chemical Building | THR-PRS-T | Phosphorous Removal System, Storage Tank | Tank,Non-Pressurized | Tank |  | T | http://www.toronto.ca/TWONTO#chemical_storage_tank
138214 | THR-PRS-T-0120S | Tank, Ferrous Chloride Storage, Chemical Building, Secondary Treatment, Phosphorous Removal | THR-PRS-T | Phosphorous Removal System, Storage Tank | Tank,Non-Pressurized | Tank | 39863 | T | http://www.toronto.ca/TWONTO#chemical_storage_tank
138215 | THR-PRS-T-9003 | Tank, Ferrous Chloride Storage, Chemical Building, (TEMPORARY) | THR-PRS-T | Phosphorous Removal System, Storage Tank | Tank,Non-Pressurized | Tank |  | T | http://www.toronto.ca/TWONTO#chemical_storage_tank
123665 | THC-DIG-T-3413 | Tank,Wet Gas Storage,Gas High Pressure System,Building U | THC-DIG-C-BOOST-3100 | Eliminated Role: Compressors Unit, Gas Booster, Digester 0400-0700 | Tank | Tank |  | T | http://www.toronto.ca/TWONTO#pressure_vessel
123666 | THC-DIG-T-3413 | Tank,Wet Gas Storage,Gas High Pressure System,Building U | THC-DIG-DIGESTERS | Primary Anerobic Digesters 0400-0700 | Tank | Tank |  | T | http://www.toronto.ca/TWONTO#pressure_vessel
62670 | THC-MCS-T-0012 | Temperate Water Tank, for Hypo, Building O | THC-PWA-HWT | Domestic Hot Water Tanks | Tank,Domestic Hot Water | Tank |  | T | http://www.toronto.ca/TWONTO#storage_tank
62505 | THC-LQMT-SPARE PARTS | THC Liquids Maintenance Spare parts repair/recondition/rebuild | THC-LQMT-SPARE | THC Liquids Maintenance Spare parts/materials |  | Tank |  |  | http://www.toronto.ca/TWONTO#collection_of_assets
15492 | FCL-WWW-T-5010 | Thickener, North, RMF Clarification Facility | FCL-WWW | Residue Management |  | Tank |  | T | http://www.toronto.ca/TWONTO#storage_tank
69011 | FCL-WWW-T-5020 | Thickener, South, RMF Clarification Facility | FCL-WWW | Residue Management |  | Tank |  | T | http://www.toronto.ca/TWONTO#storage_tank
57109 | THC-ACC-T-0117 | Tower,Cooling,Roof, Old Blower (Bldg A) | THC-ACC-BLDG A | Old Plant Blower Building HVAC | H.V.A.C.,Chiller | Tank |  | T | http://www.toronto.ca/TWONTO#cooling_tower
139168 | THR-THK-T-8201 | Tank, Polymer Day, 1% Solution | THR-THK-POL-8002 | Polymer Preparation Unit System, Unit #2 | Tank,Reservoir | Tank |  | T | http://www.toronto.ca/TWONTO#chemical_storage_tank
139715 | TNT-ACC-T-3001 | Tank, Expansion, Hot Water Return | TNT-ACC-HW | Hot water Circulation System | Tank | Tank |  | T | expansion_tank
139914 | TNT-AER-T-0100 | Tank,Aeration, # 1 | TNT-AER | Aeration Treatment | Tank,Non-Pressurized | Tank |  | T | http://www.toronto.ca/TWONTO#aeration_tank
139915 | TNT-AER-T-0300 | Tank,Aeration # 3 | TNT-AER | Aeration Treatment | Tank,Non-Pressurized | Tank |  | T | http://www.toronto.ca/TWONTO#aeration_tank
139916 | TNT-AER-T-0400 | Tank,Aeration, # 4 | TNT-AER | Aeration Treatment | Tank,Non-Pressurized | Tank |  | T | http://www.toronto.ca/TWONTO#aeration_tank
139917 | TNT-AER-T-0600 | Tank,Aeration # 6 | TNT-AER | Aeration Treatment | Tank,Non-Pressurized | Tank |  | T | http://www.toronto.ca/TWONTO#aeration_tank
139918 | TNT-AER-T-0700 | Tank ,Aeration# 7 | TNT-AER | Aeration Treatment | Tank,Non-Pressurized | Tank |  | T | http://www.toronto.ca/TWONTO#aeration_tank
139919 | TNT-AER-T-0800 | Tank,Aeration # 8 | TNT-AER | Aeration Treatment | Tank,Non-Pressurized | Tank |  | T | http://www.toronto.ca/TWONTO#aeration_tank
140115 | TNT-CSO-T-2000 | Tote, Fixed, Polymer, Lab | TNT-CSO-LAB | Lab Bldg polymer System | Tank,Reservoir | Tank |  | T | http://www.toronto.ca/TWONTO#chemical_storage_tank
140116 | TNT-CSO-TPB-0402 | Tipping Bucket, CSO Storage Tank Flushing | TNT-CSO-P-0400 | Pump, Centrifugal, Flush, Maintenance Hole No. 1 | Tank,Reservoir | Tank |  | TPB | http://www.toronto.ca/TWONTO#instrument_gauge_or_display
140117 | TNT-CSO-TPB-0403 | Tipping Bucket, CSO Storage Tank Flushing | TNT-CSO-P-0400 | Pump, Centrifugal, Flush, Maintenance Hole No. 1 | Tank,Reservoir | Tank |  | TPB | http://www.toronto.ca/TWONTO#instrument_gauge_or_display
140211 | TNT-DCL-T-0100 | Tank, Sodium Bisulphite | TNT-DCL | Dechlorination | Tank,Reservoir | Tank |  | T | http://www.toronto.ca/TWONTO#chemical_storage_tank
140212 | TNT-DCL-T-0200 | Tank, Sodium Bisulphite | TNT-DCL | Dechlorination | Tank,Reservoir | Tank |  | T | http://www.toronto.ca/TWONTO#chemical_storage_tank
140254 | TNT-DIG-PD | Primary Digester Tanks,Drainage Tanks | TNT-DIG | Digestion |  | Tank |  |  | http://www.toronto.ca/TWONTO#collection_of_assets
140255 | TNT-DIG-PD-0100 | Digester, Primary, Vessel | TNT-DIG-PD | Primary Digester Tanks,Drainage Tanks | Vessel,Pressure | Tank |  | PD | http://www.toronto.ca/TWONTO#digester_tank
140256 | TNT-DIG-PD-0400 | Digester, Primary, Vessel | TNT-DIG-PD | Primary Digester Tanks,Drainage Tanks | Vessel,Pressure | Tank |  | PD | http://www.toronto.ca/TWONTO#digester_tank
140257 | TNT-DIG-PD-0600 | Digester, Primary, Vessel | TNT-DIG-PD | Primary Digester Tanks,Drainage Tanks | Vessel,Pressure | Tank |  | PD | http://www.toronto.ca/TWONTO#digester_tank
140258 | TNT-DIG-PD-0800 | Digester, Primary, Vessel | TNT-DIG-PD | Primary Digester Tanks,Drainage Tanks | Vessel,Pressure | Tank |  | PD | http://www.toronto.ca/TWONTO#digester_tank
140263 | TNT-DIG-SD-0900 | Digester, Secondry, Vessel | TNT-DIG-SD | Secondry Digester Tanks | Vessel,Pressure | Tank |  | SD | http://www.toronto.ca/TWONTO#digester_tank
140264 | TNT-DIG-SD-1000 | Digester,Secondry, Vessel | TNT-DIG-SD | Secondry Digester Tanks | Vessel,Pressure | Tank |  | SD | http://www.toronto.ca/TWONTO#digester_tank
140265 | TNT-DIG-T-2601 | Tank, Reservoir,DS Truck Loading Line | TNT-DIG-DS | Digested Sludge Headers, Digester, Transfer & Recirc. Pumps | Tank,Reservoir | Tank |  | T | http://www.toronto.ca/TWONTO#chemical_storage_tank
140266 | TNT-DIG-T-3100 | Tank, Drainage System | TNT-DIG-PD | Primary Digester Tanks,Drainage Tanks | Tank,Reservoir | Tank |  | T | http://www.toronto.ca/TWONTO#storage_tank
140267 | TNT-DIG-T-3200 | Tank, Drainage System | TNT-DIG-PD | Primary Digester Tanks,Drainage Tanks | Tank,Reservoir | Tank |  | T | http://www.toronto.ca/TWONTO#storage_tank
140268 | TNT-DIG-T-5100 | Tank, Drainage System | TNT-DIG-PD | Primary Digester Tanks,Drainage Tanks | Tank,Reservoir | Tank |  | T | http://www.toronto.ca/TWONTO#storage_tank
140427 | TNT-DIS-T-0200 | Tank, Chlorine Contact | TNT-DIS | Disinfection | Tank,Reservoir | Tank |  | T | http://www.toronto.ca/TWONTO#chemical_contact_tank
74030 | THR-ELS-TR-0202 | Transformer, Dry, 600V,New Maintenance Bldg. | THR-ELS-RSPS | Electrical System, Returns Sludge Pumping Station | Transformer,Lighting | Tank |  | TR | http://www.toronto.ca/TWONTO#transformer
74031 | THR-ELS-TR-0203 | Transformer, Dry, RSPS Control Room Bldg. | THR-RSPS-CR | New Returns Control Room | Transformer,Lighting | Tank |  | TR | http://www.toronto.ca/TWONTO#transformer
140569 | TNT-FT-T-1100 | SumpTank # 1 | TNT-FT-SUMP | Sump Pumps- Aeration Gallery Bsmt | Tank,Reservoir | Tank |  | T | http://www.toronto.ca/TWONTO#storage_tank
140570 | TNT-FT-T-1300 | SumpTank # 3 | TNT-FT-SUMP | Sump Pumps- Aeration Gallery Bsmt | Tank,Reservoir | Tank |  | T | http://www.toronto.ca/TWONTO#storage_tank
140571 | TNT-FT-T-1600 | SumpTank # 6 | TNT-FT-SUMP | Sump Pumps- Aeration Gallery Bsmt | Tank,Reservoir | Tank |  | T | http://www.toronto.ca/TWONTO#storage_tank
140640 | TNT-MCS-T-0200 | Tank, Reservoir, Sump Well | TNT-MCS | Miscellaneous, including Storm Water Tanks | Tank,Reservoir | Tank |  | T | http://www.toronto.ca/TWONTO#storage_tank
125757 | THC-FT-T-PHASE IV-SP | Turn Table, Spare, for Final Tanks, Phase IV | THC-FT-PHASE I-IV | Secondary Clarifiers, Phase I-IV |  | Tank |  |  | http://www.toronto.ca/TWONTO#collector_mechanism
140642 | TNT-MCS-T-1701 | Tank, Hot Water, Basement, Filter Building | TNT-MCS | Miscellaneous, including Storm Water Tanks | Tank,Reservoir | Tank |  | T | http://www.toronto.ca/TWONTO#tanked_hot_water_heater
140657 | TNT-PLT-T-1100 | Tank, Wet Well,Drainage | TNT-PLT-DRAIN | Drainage Pumping System | Tank,Reservoir | Tank |  | T | http://www.toronto.ca/TWONTO#storage_tank
140682 | TNT-PRM-T-0100 | Tank, Clarification,Primary Influent, #1 | TNT-PRM | Primary Treatment | Clarifier,Square | Tank |  | T | http://www.toronto.ca/TWONTO#clarifier
140683 | TNT-PRM-T-0400 | Tank, Clarification,Primary Influent, #4 | TNT-PRM | Primary Treatment | Clarifier,Square | Tank |  | T | http://www.toronto.ca/TWONTO#clarifier
140705 | TNT-PRS-T-0100 | Tank,Storage, Ferrous Chloride | TNT-PRS | Phosporus Removal System | Tank,Non-Pressurized | Tank |  | T | http://www.toronto.ca/TWONTO#chemical_storage_tank
143102 | WTR-PAH-T-0001 | Tank, Domestic Hot Water | WTR-PAH-AUX | Auxiliary Equipment (Building Facilities) | Tank,Domestic Hot Water | Tank |  | T | http://www.toronto.ca/TWONTO#tanked_hot_water_heater
48771 | FCL-BW-T-0200 | Vacuum Tank 0200 Backwash Pumps | FCL-BW | Backwash System |  | Tank |  | T | http://www.toronto.ca/TWONTO#pressure_vessel
68046 | FCL-TRW-T-0003 | Vessel, Pressure, Air Supply, Surge Tank Building | FCL-TRW-4 | Surge Suppression | Vessel,Pressure | Tank |  | T | http://www.toronto.ca/TWONTO#pressure_vessel
143725 | WTR-PEL-T-1020 | Tank, Non-Pressurized, Diesel Fuel Storage, Generator Building, Bulk Fuel Storage Room | WTR-PEL-AUX | Auxilliary Equipment (Building Facilities) | Tank,Non-Pressurized | Tank |  | T | http://www.toronto.ca/TWONTO#fuel_oil_tank
143726 | WTR-PEL-T-1100 | Tank, Non-Pressurized, Diesel Fuel Day, Generator Building, Product Handling Room | WTR-PEL-GEN-1100 | Generator, Electrical, Generator Building, Generator Room | Tank,Non-Pressurized | Tank |  | T | http://www.toronto.ca/TWONTO#fuel_oil_tank
143727 | WTR-PEL-T-1200 | Tank, Non-Pressurized, Diesel Fuel Day, Generator Building, Product Handling Room | WTR-PEL-GEN-1200 | Generator, Electrical, Generator Building, Generator Room | Tank,Non-Pressurized | Tank |  | T | http://www.toronto.ca/TWONTO#fuel_oil_tank
143728 | WTR-PEL-T-1300 | Tank, Non-Pressurized, Diesel Fuel Day, Generator Building, Product Handling Room | WTR-PEL-GEN-1300 | Generator, Electrical, Generator Building, Generator Room | Tank,Non-Pressurized | Tank |  | T | http://www.toronto.ca/TWONTO#fuel_oil_tank
64588 | FCL-SA-T-0001 | Vessel, Pressure, Service Air, Sanitary Sewage System Monitoring | FCL-SA | Service Air | Vessel,Pressure | Tank |  | T | http://www.toronto.ca/TWONTO#pressure_vessel
144212 | WTR-PHL-T-3001 | Tank , Hot Water | WTR-PHL-AUX | Auxiliary Equipment (Building Facilities) | Tank,Domestic Hot Water | Tank |  | T | http://www.toronto.ca/TWONTO#tanked_hot_water_heater
144276 | WTR-PHL-VEH-0012 | HTO To Go Trailer # 290012 | WTR-PHL-TRW | Treated Water (Transmission) |  | Tank |  | VEH | trailer
144358 | WTR-PJO-T-1101 | Tank, Domestic Hot Water | WTR-PJO-AUX | Auxiliary Equipment (Building Facilities) | Tank,Domestic Hot Water | Tank |  | T | http://www.toronto.ca/TWONTO#tanked_hot_water_heater
15249 | FCL-TRW-T-0001 | Vessel, Pressure, Surge, Surge Tank Building | FCL-TRW-4 | Surge Suppression | Vessel,Pressure | Tank |  | T | http://www.toronto.ca/TWONTO#pumping_surge_suppression_tank
68045 | FCL-TRW-T-0002 | Vessel, Pressure, Surge, Surge Tank Building | FCL-TRW-4 | Surge Suppression | Vessel,Pressure | Tank |  | T | http://www.toronto.ca/TWONTO#pumping_surge_suppression_tank
86339 | WTR-PJS-T-4000 | Vessel,Pressure,Surge,Level 73 Heat Exchanger Room North Wall East Centre,DLCW City Water Return Line Surge Tank | WTR-PJS-ENW | Enwave Process | Vessel,Pressure,Surge | Tank |  | T | http://www.toronto.ca/TWONTO#pumping_surge_suppression_tank
86340 | WTR-PJS-T-4100 | Vessel,Pressure,Surge,Level 73 Heat Exchanger Room North Wall East,DLCW City Water Return Line Surge Tank | WTR-PJS-ENW | Enwave Process | Vessel,Pressure,Surge | Tank |  | T | http://www.toronto.ca/TWONTO#pumping_surge_suppression_tank
144651 | WTR-PJS-T-1201 | Tank, Domestic Hot Water | WTR-PJS-AUX | Auxiliary Equipment (Building Facilities) | Tank,Domestic Hot Water | Tank |  | T | http://www.toronto.ca/TWONTO#tanked_hot_water_heater
144887 | WTR-PKL-T-0002 | Tank, Domestic Hot Water | WTR-PKL-AUX | Auxiliary Equipment (Building Facilities) | Tank | Tank |  | T | http://www.toronto.ca/TWONTO#tanked_hot_water_heater
145157 | WTR-PLW-T-0001 | Tank, Domestic Hot Water | WTR-PLW-CW | City Water System | Tank,Domestic Hot Water | Tank |  | T | http://www.toronto.ca/TWONTO#tanked_hot_water_heater
86341 | WTR-PJS-T-4200 | Vessel,Pressure,Surge,Level 73 Heat Exchanger Room North Wall West ,DLCW City Water Supply Line Surge Tank | WTR-PJS-ENW | Enwave Process | Vessel,Pressure,Surge | Tank |  | T | http://www.toronto.ca/TWONTO#pumping_surge_suppression_tank
145494 | WTR-PMI-T-0001 | Hot Water Heater, Tankless | WTR-PMI-AUX | Auxiliary Equipment (Building Facilities) |  | Tank |  | T | http://www.toronto.ca/TWONTO#tankless_water_heater
145744 | WTR-PPD-T-0001 | Tank, Reservoir, (Surge Tank) | WTR-PPD-TRW | Treated Water (Transmission) | Tank,Reservoir | Tank |  | T | http://www.toronto.ca/TWONTO#reservoir_tank
145934 | WTR-PRH-T-1010 | Tank, Bulk Fuel Storage, Generator Room | WTR-PRH-LB-0202 | Load Breaker, 4160V, Secondary, Switchgear Electrical Room |  | Tank |  | T | http://www.toronto.ca/TWONTO#fuel_oil_tank
145935 | WTR-PRH-T-1020 | Tank, Bulk Fuel Storage, Generator Room | WTR-PRH-LB-0202 | Load Breaker, 4160V, Secondary, Switchgear Electrical Room |  | Tank |  | T | http://www.toronto.ca/TWONTO#fuel_oil_tank
145936 | WTR-PRH-T-1100 | Tank, Bulk Fuel Storage, Generator Room | WTR-PRH-LB-0202 | Load Breaker, 4160V, Secondary, Switchgear Electrical Room |  | Tank |  | T | http://www.toronto.ca/TWONTO#fuel_oil_tank
146072 | WTR-PRV-T-1300 | Tank,Domestic Hot Water, By Washroom | WTR-PRV-AUX | Auxiliary Equipment (Building Facilities) | Tank,Domestic Hot Water | Tank |  | T | http://www.toronto.ca/TWONTO#tanked_hot_water_heater
146517 | WTR-PTH-T-0601 | Tank, Domestic Hot Water | WTR-PTH-AUX | Auxiliary Equipment (Building Facilities) | Tank,Domestic Hot Water | Tank |  | T | http://www.toronto.ca/TWONTO#tanked_hot_water_heater
146631 | WTR-PWT-T-0001 | Tank, Hot Water, Domestic, Basement | WTR-PWT-AUX | Auxiliary Equipment (Building Facilities) | Tank,Domestic Hot Water | Tank |  | T | http://www.toronto.ca/TWONTO#tanked_hot_water_heater
146632 | WTR-PWT-T-1010 | Tank, Fuel, Bulk Storage, Pumping Station, Outdoor Generator Enclosure | WTR-PWT-GEN-1100 | Generator, Diesel, Standby Power, Outdoor, West Tor PS | Tank | Tank |  | T | http://www.toronto.ca/TWONTO#fuel_oil_tank
146633 | WTR-PWT-T-1100 | Tank, Fuel , Day Tank, Pumping Station, Base Outdoor Generator Enclosure | WTR-PWT-GEN-1100 | Generator, Diesel, Standby Power, Outdoor, West Tor PS | Tank | Tank |  | T | http://www.toronto.ca/TWONTO#fuel_oil_tank
146685 | WTR-RBV-T-0100 | Tank, Reservoir, (Northwest Basin) | WTR-RBV-TRW | Treated Water (Transmission) | Tank,Reservoir | Tank |  | T | http://www.toronto.ca/TWONTO#reservoir_tank
146779 | WTR-RDF-T-0001 | Tank, Domestic Hot Water | WTR-RDF-AUX | Auxiliary Equipment (Building Facilities) | Tank,Domestic Hot Water | Tank |  | T | http://www.toronto.ca/TWONTO#tanked_hot_water_heater
146780 | WTR-RDF-T-0300 | Tank, Reservoir | WTR-RDF-TRW | Treated Water (Transmission) | Tank,Reservoir | Tank |  | T | http://www.toronto.ca/TWONTO#reservoir_tank
146781 | WTR-RDF-T-0400 | Tank, Reservoir | WTR-RDF-TRW | Treated Water (Transmission) | Tank,Reservoir | Tank |  | T | http://www.toronto.ca/TWONTO#reservoir_tank
86342 | WTR-PJS-T-4300 | Vessel,Pressure,Surge,Level 73 Heat Exchanger Room North Wall West Centre,DLCW City Water Supply Line Surge Tank | WTR-PJS-ENW | Enwave Process | Vessel,Pressure,Surge | Tank |  | T | http://www.toronto.ca/TWONTO#pumping_surge_suppression_tank
146846 | WTR-REG-T-0100 | Tank, Reservoir, West Basin | WTR-REG-TRW | Treated Water (Transmission) | Tank,Reservoir | Tank |  | T | http://www.toronto.ca/TWONTO#reservoir_tank
146847 | WTR-REG-T-0200 | Tank, Reservoir, East Basin | WTR-REG-TRW | Treated Water (Transmission) | Tank,Reservoir | Tank |  | T | http://www.toronto.ca/TWONTO#reservoir_tank
146904 | WTR-RKL-T-0001 | Tank, Domestic Hot Water | WTR-RKL-AUX | Auxiliary Equipment (Building Facilities) | Tank | Tank |  | T | http://www.toronto.ca/TWONTO#tanked_hot_water_heater
89669 | WTR-RWBS | West Woodbridge Tank | WTR-WEST-TNK | Work Area 3 WEST Tanks |  | Tank |  |  | http://www.toronto.ca/TWONTO#collection_of_assets
146974 | WTR-RLW-T-0100 | Tank, Reservoir, (South-West Basin) | WTR-RLW-TRW | Treated Water (Transmission) | Tank,Reservoir | Tank |  | T | http://www.toronto.ca/TWONTO#reservoir_tank
146991 | WTR-RMA-T-0100 | Tank, Reservoir | WTR-RMA-TRW | Treated Water (Transmission) | Tank,Reservoir | Tank |  | T | http://www.toronto.ca/TWONTO#reservoir_tank
147053 | WTR-RMI-T-0300 | Tank, Reservoir (South-West Basin) | WTR-RMI-TRW | Treated Water (Transmission) | Tank,Reservoir | Tank |  | T | http://www.toronto.ca/TWONTO#reservoir_tank
147054 | WTR-RMI-T-0400 | Tank, Reservoir (North-West Basin) | WTR-RMI-TRW | Treated Water (Transmission) | Tank,Reservoir | Tank |  | T | http://www.toronto.ca/TWONTO#reservoir_tank
147115 | WTR-RMP-T-0200S | Tank, Reservoir, (North Basin) | WTR-RMP-TRWS | Treated Water (Transmission) | Tank,Reservoir | Tank | 38607 | T | http://www.toronto.ca/TWONTO#reservoir_tank
147148 | WTR-RRG-T-0001 | Tank, Domestic Hot Water, Kitchen | WTR-RRG-AUX | Auxiliary Equipment (Building Facilities) | Tank,Domestic Hot Water | Tank |  | T | http://www.toronto.ca/TWONTO#tanked_hot_water_heater
118880 | TAB-STR-T-7000 | Wet Well, Gland Water Pumping Supply | TAB-STR-P-GLAND | Secondary Pumps Gland Water Supply System | Tank,Reservoir | Tank |  | T | http://www.toronto.ca/TWONTO#storage_tank
147156 | WTR-RRH | Rosehill Reservoir | WTR-CENTRAL-RES | Work Area 2 Central Reservoirs |  | Tank |  |  | http://www.toronto.ca/TWONTO#collection_of_assets
147202 | WTR-RRH-T-0100 | Tank, Reservoir, (West Basin) | WTR-RRH-TRW | Treated Water (Transmission) | Tank,Reservoir | Tank |  | T | http://www.toronto.ca/TWONTO#reservoir_tank
147203 | WTR-RRH-T-0200 | Tank, Reservoir, (East Basin) | WTR-RRH-TRW | Treated Water (Transmission) | Tank,Reservoir | Tank |  | T | http://www.toronto.ca/TWONTO#reservoir_tank
147297 | WTR-RRV-T-0001 | Tank,Domestic Hot Water, Valve House Acess Room | WTR-RRV-AUX | Auxiliary Equipment (Building Facilities) | Tank,Domestic Hot Water | Tank |  | T | http://www.toronto.ca/TWONTO#tanked_hot_water_heater
147298 | WTR-RRV-T-0100 | Tank, Reservoir, (South-West Basin) | WTR-RRV-TRW | Treated Water (Transmission) | Tank,Reservoir | Tank |  | T | http://www.toronto.ca/TWONTO#reservoir_tank
147349 | WTR-RST-T-0001 | Tank , Hot Water | WTR-RST-AUX | Auxiliary Equipment (Building Facilities) | Tank,Domestic Hot Water | Tank |  | T | http://www.toronto.ca/TWONTO#tanked_hot_water_heater
147350 | WTR-RST-T-0100 | Tank, Reservoir, (East Basin) | WTR-RST-TRW | Treated Water (Transmission) | Tank,Reservoir | Tank |  | T | http://www.toronto.ca/TWONTO#reservoir_tank
53000 | TAB-RSP-T-0004 | Wet Well, High Level Channel 1 | TAB-RSP-PM | M Building - Raw Sewage Pumping | Tank,Reservoir | Tank |  | T | http://www.toronto.ca/TWONTO#storage_tank
117371 | TAB-RSP-T-2100 | Wet Well, Low Level | TAB-RSP-PM | M Building - Raw Sewage Pumping | Tank,Reservoir | Tank |  | T | http://www.toronto.ca/TWONTO#storage_tank
44076 | TAB-DEW-T-3500 | Wet Well, New | TAB-DEW-WEL | Centrate Wet Wells | Well | Tank |  | T | http://www.toronto.ca/TWONTO#storage_tank
44075 | TAB-DEW-T-3400 | Wet Well, Old | TAB-DEW-WEL | Centrate Wet Wells | Well | Tank |  | T | http://www.toronto.ca/TWONTO#storage_tank
147455 | WU2015A | Tank, Oil , 706 | TAB-SLD-P | Pelletizer Bldg. - Thermal Oil Heating System, Pumps, Strainer & Expanasion Tanks | Tank | Tank |  |  | http://www.toronto.ca/TWONTO#chemical_storage_tank
147461 | WU2020A | Tank, Expansion, 705A | TAB-SLD-P | Pelletizer Bldg. - Thermal Oil Heating System, Pumps, Strainer & Expanasion Tanks | Tank | Tank |  |  | expansion_tank
147462 | WU2021A | Tank, Expansion, 705B | TAB-SLD-P | Pelletizer Bldg. - Thermal Oil Heating System, Pumps, Strainer & Expanasion Tanks | Tank | Tank |  |  | expansion_tank
147496 | WZ2003A | Hopper, Separation, 703B | TAB-SLD-ROUTING | Pelletizer Bldg. - Material Handling | Tank | Tank |  |  | http://www.toronto.ca/TWONTO#storage_tank
81552 | TNT-PRM-T-0500 | Wet Well, Primary Sludge | TNT-PRM | Primary Treatment | Tank,Reservoir | Tank |  | T | http://www.toronto.ca/TWONTO#storage_tank
147385 | WTR-RWL | Whitlam Tank | WTR-WEST-TNK | Work Area 3 WEST Tanks |  | Tank |  |  | http://www.toronto.ca/TWONTO#collection_of_assets
147499 | WZ2009A | Receiver, Pneumatic Conveyor Air, 203B | TAB-SLD-ROUTING | Pelletizer Bldg. - Material Handling | Vessel,Pressure | Tank |  |  | http://www.toronto.ca/TWONTO#pressure_vessel
147500 | WZ2010A | Receiver, Silo Pellet, 707A | TAB-SLD-ROUTING | Pelletizer Bldg. - Material Handling | Vessel,Pressure | Tank |  |  | http://www.toronto.ca/TWONTO#pressure_vessel
147501 | WZ2011A | Receiver, Silo Pellet, 707B | TAB-SLD-ROUTING | Pelletizer Bldg. - Material Handling | Vessel,Pressure | Tank |  |  | http://www.toronto.ca/TWONTO#pressure_vessel
147502 | WZ2012A | Hopper, Dosing, 701A | TAB-SLD-SL | Pelletizer Bldg. - Sludge System, Coater, Dryer & Hopper | Tank | Tank |  |  | http://www.toronto.ca/TWONTO#storage_tank
147729 | YTF-CW-T-0001 | Tank, Domestic Hot Water, A Building, City Water Heaters and Pumps | YTF-CW | City Water | Tank,Domestic Hot Water | Tank |  | T | http://www.toronto.ca/TWONTO#tanked_hot_water_heater
147730 | YTF-CW-T-0005 | Tank, Hot Water Pressure, City Water Heaters and Pumps | YTF-CW | City Water | Tank | Tank |  | T | http://www.toronto.ca/TWONTO#collection_of_assets
147731 | YTF-CW-T-0006 | Tank, Hot Water Pressure, City Water Heaters and Pumps | YTF-CW | City Water | Tank | Tank |  | T | http://www.toronto.ca/TWONTO#collection_of_assets
147732 | YTF-CW-T-0007 | Tank, Domestic Hot Water, RN168, City Water Heaters and Pumps | YTF-CW | City Water | Tank,Domestic Hot Water | Tank |  | T | http://www.toronto.ca/TWONTO#tanked_hot_water_heater
147733 | YTF-CW-T-0008 | Tank, Domestic Hot Water, RN168, City Water Heaters and Pumps | YTF-CW | City Water | Tank,Domestic Hot Water | Tank |  | T | http://www.toronto.ca/TWONTO#tanked_hot_water_heater
147734 | YTF-CW-T-0009 | Tank, Domestic Hot Water, RN168, City Water Heaters and Pumps | YTF-CW | City Water | Tank,Domestic Hot Water | Tank |  | T | http://www.toronto.ca/TWONTO#tanked_hot_water_heater
147735 | YTF-CW-T-0011 | Tank, Domestic Hot Water, RN168, City Water Heaters and Pumps | YTF-CW | City Water | Tank,Domestic Hot Water | Tank |  | T | http://www.toronto.ca/TWONTO#tanked_hot_water_heater

## Chemical_Feeder_Pivot (hidden)
Row Labels | Count of Valid_Class
chemical_dosing_system | 10
http://www.toronto.ca/TWONTO#air_scrubber | 1
http://www.toronto.ca/TWONTO#chemical_storage_tank | 6
http://www.toronto.ca/TWONTO#chlorinator_system | 69
http://www.toronto.ca/TWONTO#collection_of_assets | 4
http://www.toronto.ca/TWONTO#discrete_unit_of_treatment_filter | 7
http://www.toronto.ca/TWONTO#ejector | 38
http://www.toronto.ca/TWONTO#mixer_or_agitator | 3
http://www.toronto.ca/TWONTO#storage_tank | 3
http://www.toronto.ca/TWONTO#sulphonation_system | 16
http://www.toronto.ca/TWONTO#polymer_preparation_system | 13
Grand Total | 170

## Chemical_Feeder (hidden)
Column1 | Entity_number | Description | Parent | Parent_Description | Category | Class | Suspended | Tag | Valid_Class
11514 | FCL-CLA-CHL-0101 | Chlorinator, Chlorine Gas, Chlorination System | FCL-CLA | Pre-Chlorination | Chemical Feeder,Gas | Chemical Feeder |  | CHL | http://www.toronto.ca/TWONTO#chlorinator_system
11515 | FCL-CLA-CHL-0201 | Chlorinator, Chlorine Gas, Chlorination System | FCL-CLA | Pre-Chlorination | Chemical Feeder,Gas | Chemical Feeder |  | CHL | http://www.toronto.ca/TWONTO#chlorinator_system
11516 | FCL-CLA-CHL-0301 | Chlorinator, Chlorine Gas, Chlorination System | FCL-CLA | Pre-Chlorination | Chemical Feeder,Gas | Chemical Feeder |  | CHL | http://www.toronto.ca/TWONTO#chlorinator_system
11637 | FCL-CLB-CHL-0101 | Chlorinator, Chlorine Gas, Chlorination System | FCL-CLB | Post-Chlorination | Chemical Feeder,Gas | Chemical Feeder |  | CHL | http://www.toronto.ca/TWONTO#chlorinator_system
11638 | FCL-CLB-CHL-0201 | Chlorinator, Chlorine Gas, Chlorination System | FCL-CLB | Post-Chlorination | Chemical Feeder,Gas | Chemical Feeder |  | CHL | http://www.toronto.ca/TWONTO#chlorinator_system
11810 | FCL-DCL-SO-0201 | Sulphonator, Sulphur Dioxide System, Machine Room,Gaseous Chemical Building | FCL-DCL | Sulphur Dioxide System | Analyzer,Sulphur Dioxide | Chemical Feeder |  | SO | http://www.toronto.ca/TWONTO#sulphonation_system
11811 | FCL-DCL-SO-0301 | Sulphonator, Sulphur Dioxide System, Machine Room,Gaseous Chemical Building | FCL-DCL | Sulphur Dioxide System | Analyzer,Sulphur Dioxide | Chemical Feeder |  | SO | http://www.toronto.ca/TWONTO#sulphonation_system
11812 | FCL-DCL-SO-0401 | Sulphonator, RMF Dechlorination, Machine Room,Gaseous Chemical Building | FCL-DCL | Sulphur Dioxide System | Analyzer,Sulphur Dioxide | Chemical Feeder |  | SO | http://www.toronto.ca/TWONTO#sulphonation_system
16168 | FHA-CLA-CHL-0101 | Chlorinator, Solution Feed Gas Dispenser Vacuum Operated, Filtration Bldg., Chlorine Feed Room | FHA-CLA | Pre-Chlorination | Chemical Feeder,Gas | Chemical Feeder |  | CHL | http://www.toronto.ca/TWONTO#chlorinator_system
16169 | FHA-CLA-CHL-0101 | Chlorinator, Solution Feed Gas Dispenser Vacuum Operated, Filtration Bldg., Chlorine Feed Room | FHA-CLA-CHL-0101-KQ | Chlorination Location,Train #1 | Chemical Feeder,Gas | Chemical Feeder |  | CHL | http://www.toronto.ca/TWONTO#chlorinator_system
16172 | FHA-CLA-CHL-0201 | Chlorinator, Solution Feed Gas Dispenser, Vacuum Operated, Filtration Bldg., Chlorine Feed Room | FHA-CLA-CHL-0201-KQ | Chlorination Location,Train #2 | Chemical Feeder,Gas | Chemical Feeder |  | CHL | http://www.toronto.ca/TWONTO#chlorinator_system
16174 | FHA-CLA-CHL-0301 | Chlorinator, Solution Feed Gas Dispenser, Vacuum Operated, Filtration Bldg., Chlorine Feed Room | FHA-CLA | Pre-Chlorination | Chemical Feeder,Gas | Chemical Feeder |  | CHL | http://www.toronto.ca/TWONTO#chlorinator_system
16259 | FHA-CLB-CHL-0101 | Chlorinator, Solution Feed Gas Dispenser, Vacuum Operated, Filtration Building, Cl2/SO2 Feeder Room | FHA-CLB-CHL-0101-KQ | Post Chlorination Location,Train #1 | Chemical Feeder,Gas | Chemical Feeder |  | CHL | http://www.toronto.ca/TWONTO#chlorinator_system
16262 | FHA-CLB-CHL-0201 | Chlorinator, Solution Feed Gas Dispenser, Vacuum Operated, Filtration Building, Cl2/SO2 Feeder Room | FHA-CLB-CHL-0201-KQ | Post Chlorination Location,Train #2 | Chemical Feeder,Gas | Chemical Feeder |  | CHL | http://www.toronto.ca/TWONTO#chlorinator_system
16414 | FHA-DCL-SO-0101 | Sulphonator, Solution Feed Gas Dispenser, Vacuum Operated, Filter Building Cl2/SO2 Feeder Room | FHA-DCL | De-Chorination | Chemical Feeder,Gas | Chemical Feeder | 40800 | SO | http://www.toronto.ca/TWONTO#sulphonation_system
16416 | FHA-DCL-SO-0301 | Sulphonator, Solution Feed Gas Dispenser, Vacuum Operated. Filter Building Cl2/SO2 Feeder Room | FHA-DCL-SO-0301-KQ | Sulphonator Location | Chemical Feeder,Gas | Chemical Feeder | 39200 | SO | http://www.toronto.ca/TWONTO#sulphonation_system
20981 | FHO-CLA-CHL-0101 | Chlorinator, Pre Chlorination Train 1, Chemical Building, L1, Machine Room | FHO-CLA | Pre Chlorination System | Chemical Feeder,Gas | Chemical Feeder |  | CHL | http://www.toronto.ca/TWONTO#chlorinator_system
20982 | FHO-CLA-CHL-0101 | Chlorinator, Pre Chlorination Train 1, Chemical Building, L1, Machine Room | FHO-CLA-CHL-0101-KQ | Pre Chlorination Train 1 | Chemical Feeder,Gas | Chemical Feeder |  | CHL | http://www.toronto.ca/TWONTO#chlorinator_system
21085 | FHO-CLB-CHL-0101 | Chlorinator, Post Chlorination Train 1 West, Chemical Building, L1, Evaporator Room | FHO-CLB-CHL-0101-KQ | Post ChlorinationTrain 1 | Chemical Feeder,Gas | Chemical Feeder |  | CHL | http://www.toronto.ca/TWONTO#chlorinator_system
21088 | FHO-CLB-CHL-0301 | Chlorinator, Post Chlorination East Train 3, Chemical Building, L1, Evaporator Room | FHO-CLB | Post Chlorination System | Chemical Feeder,Gas | Chemical Feeder |  | CHL | http://www.toronto.ca/TWONTO#chlorinator_system
21089 | FHO-CLB-CHL-0401 | Chlorinator, Post Chlorination East Train 4,Chemical Building, L1, Evaporator Room | FHO-CLB | Post Chlorination System | Chemical Feeder,Gas | Chemical Feeder |  | CHL | http://www.toronto.ca/TWONTO#chlorinator_system
21254 | FHO-CLC-CHL-0101 | Chlorinator, Trim Chlorination Train 1, Chemical Building, L1, Machine Room | FHO-CLC | Trim Chlorination System | Chemical Feeder,Gas | Chemical Feeder |  | CHL | http://www.toronto.ca/TWONTO#chlorinator_system
21255 | FHO-CLC-CHL-0101 | Chlorinator, Trim Chlorination Train 1, Chemical Building, L1, Machine Room | FHO-CLC-CHL-0101-KQ | Trim Chlorination Train 1 | Chemical Feeder,Gas | Chemical Feeder |  | CHL | http://www.toronto.ca/TWONTO#chlorinator_system
21347 | FHO-DCL-SO-0301 | Sulphonator, Dechlorination Train 3, Chemical Building, Main Floor, Machine Room | FHO-DCL | De-Chlorination | Chemical Feeder,Gas | Chemical Feeder |  | SO | http://www.toronto.ca/TWONTO#sulphonation_system
21653 | FHO-DOZ-T-5005-SUS | Tank, Chemical Pot Feeder | FHO-SUSPENDED | Suspended Entity List | Chemical Feeder | Chemical Feeder | 37567 | T | http://www.toronto.ca/TWONTO#chemical_storage_tank
21654 | FHO-DOZ-T-5006-SUS | Tank, Chemical Pot Feeder | FHO-DOZ-P-5020 | Pump, Closed Loop Cooling Water Pump, Ozone Building, L1, Ozone Equipment Room | Chemical Feeder | Chemical Feeder | 37568 | T | http://www.toronto.ca/TWONTO#chemical_storage_tank
21655 | FHO-DOZ-T-5007-SUS | Tank, Chemical Pot Feeder | FHO-DOZ-P-5030 | Pump, Closed Loop Cooling Water Pump, Ozone Building, L1, Ozone Equipment Room | Chemical Feeder | Chemical Feeder | 37569 | T | http://www.toronto.ca/TWONTO#chemical_storage_tank
21656 | FHO-DOZ-T-5007-SUS | Tank, Chemical Pot Feeder | FHO-SUSPENDED | Suspended Entity List | Chemical Feeder | Chemical Feeder | 37569 | T | http://www.toronto.ca/TWONTO#chemical_storage_tank
24462 | FHO-PAC-FD-0101-SUS | Feeder, PAC skid 1 | FHO-SUSPENDED | Suspended Entity List | Chemical Feeder,Powder | Chemical Feeder | 37696 | FD | chemical_dosing_system
24463 | FHO-PAC-FD-0301-SUS | Feeder, PAC skid 3 | FHO-SUSPENDED | Suspended Entity List | Chemical Feeder,Powder | Chemical Feeder | 37698 | FD | chemical_dosing_system
24700 | FHO-PCL-P-0301-KQ | PACL Train 3 | FHO-PCL | PACL System |  | Chemical Feeder |  | P | chemical_dosing_system
28242 | FIS-CLA-CHL-0101 | Chlorinator, Pre Chlorination Train 1, Gaseous Chemical Building, Machine Room | FIS-CLA | Pre-Chorination System | Chemical Feeder,Gas | Chemical Feeder |  | CHL | http://www.toronto.ca/TWONTO#chlorinator_system
28243 | FIS-CLA-CHL-0201 | Chlorinator, Pre Chlorination Train 2, Gaseous Chemical Building, Machine Room | FIS-CLA | Pre-Chorination System | Chemical Feeder,Gas | Chemical Feeder |  | CHL | http://www.toronto.ca/TWONTO#chlorinator_system
28244 | FIS-CLA-CHL-0301 | Chlorinator, Pre/Drain Chlorination Train 3, Gaseous Chemical Building, Machine Room | FIS-CLA | Pre-Chorination System | Chemical Feeder,Gas | Chemical Feeder |  | CHL | http://www.toronto.ca/TWONTO#chlorinator_system
28250 | FIS-CLA-INJ-0101 | Eductor, Pre-Chlorine Train 1, Gaseous Chemical Building, Main Floor, Machine Room | FIS-CLA-CHL-0101 | Chlorinator, Pre Chlorination Train 1, Gaseous Chemical Building, Machine Room |  | Chemical Feeder |  | INJ | http://www.toronto.ca/TWONTO#ejector
28251 | FIS-CLA-INJ-0301 | Eductor, Drain Machine Train, Gaseous Chemical Building, Main Floor, Machine Room | FIS-CLA-CHL-0301 | Chlorinator, Pre/Drain Chlorination Train 3, Gaseous Chemical Building, Machine Room |  | Chemical Feeder |  | INJ | http://www.toronto.ca/TWONTO#ejector
28321 | FIS-CLB-CHL-0201 | Chlorinator, Post Chlorination Train 2, Gaseous Chemical Building, Machine Room | FIS-CLB | Post-Chlorination | Chemical Feeder,Gas | Chemical Feeder |  | CHL | http://www.toronto.ca/TWONTO#chlorinator_system
28322 | FIS-CLB-CHL-0301 | Chlorinator, Post Chlorination Train 3, Gaseous Chemical Building, Machine Room | FIS-CLB | Post-Chlorination | Chemical Feeder,Gas | Chemical Feeder |  | CHL | http://www.toronto.ca/TWONTO#chlorinator_system
28330 | FIS-CLB-INJ-0101 | Eductor, Post-Chlorine, Filter Complex, Basement Floor, Filter Gallery | FIS-CLB-CHL-0101 | Chlorinator, Post Chlorination Train 1, Gaseous Chemical Building, Machine Room |  | Chemical Feeder |  | INJ | http://www.toronto.ca/TWONTO#ejector
28516 | FIS-DCL-SO-0201 | Sulphonator, Gaseous Chemical Building, Machine Room | FIS-DCL | De-Chlorination |  | Chemical Feeder |  | SO | http://www.toronto.ca/TWONTO#sulphonation_system
28517 | FIS-DCL-SO-0301 | Sulphonator, Gaseous Chemical Building, Machine Room | FIS-DCL | De-Chlorination |  | Chemical Feeder |  | SO | http://www.toronto.ca/TWONTO#sulphonation_system
39791 | TAB-ACC-FD-4452 | Feeder, Chemical,Glycol Chemical feeder Line | TAB-ACC-P-4450 | Pump , Circulating , Glycol water System | Analyzer | Chemical Feeder |  | FD | http://www.toronto.ca/TWONTO#ejector
43536 | TAB-DEW-FD-3001 | Dry Polymer Hopper #1 Feeder | TAB-DEW-T-3010 | Tank, Polymer Mixing #1 | Mixer | Chemical Feeder |  | FD | http://www.toronto.ca/TWONTO#ejector
43537 | TAB-DEW-FD-3003 | Dry Polymer Hopper #3 Feeder | TAB-DEW-T-3030 | Tank, Polymer Mixing # 3 | Gearbox | Chemical Feeder |  | FD | http://www.toronto.ca/TWONTO#ejector
43538 | TAB-DEW-FD-3004 | Dry Polymer Hopper #4 Feeder | TAB-DEW-T-3040 | Tank, Polymer Mixing #4 | Gearbox | Chemical Feeder |  | FD | http://www.toronto.ca/TWONTO#ejector
43539 | TAB-DEW-FD-3006 | Dry Polymer Hopper #6 Feeder | TAB-DEW-T-3060 | Tank, Polymer Mixing #6 | Mixer | Chemical Feeder |  | FD | http://www.toronto.ca/TWONTO#ejector
43751 | TAB-DEW-MEQ-3001 | Dry Polymer Feeder #1 Eductor | TAB-DEW-FD-3001 | Dry Polymer Hopper #1 Feeder | Conveyor | Chemical Feeder |  | MEQ | http://www.toronto.ca/TWONTO#ejector
43752 | TAB-DEW-MEQ-3003 | Dry Polymer Feeder #3 Eductor | TAB-DEW-FD-3003 | Dry Polymer Hopper #3 Feeder | Conveyor | Chemical Feeder |  | MEQ | http://www.toronto.ca/TWONTO#ejector
43753 | TAB-DEW-MEQ-3005 | Dry Polymer Feeder #5 Eductor | TAB-DEW-FD-3005 | Dry Polymer Hopper #5 Feeder | Conveyor | Chemical Feeder |  | MEQ | http://www.toronto.ca/TWONTO#ejector
43754 | TAB-DEW-MEQ-3006 | Dry Polymer Feeder #6 Eductor | TAB-DEW-FD-3006 | Dry Polymer Hopper #6 Feeder | Conveyor | Chemical Feeder |  | MEQ | http://www.toronto.ca/TWONTO#ejector
44920 | TAB-DIG-FD-6470 | Feeder, Chemical | TAB-DIG-P-9722 | Pump, CWP-1, Digester Cooling System | Chemical Feeder,Liquid | Chemical Feeder |  | FD | http://www.toronto.ca/TWONTO#ejector
46601 | TAB-DIS-CHL-1112 | Chlorinator #2 | TAB-DIS-CHL-2 | Chlorination Train #2 | Chemical Feeder | Chemical Feeder |  | CHL | http://www.toronto.ca/TWONTO#chlorinator_system
46602 | TAB-DIS-CHL-1112 | Chlorinator #2 | TAB-SUSPENDED ENTITY | Suspended entities | Chemical Feeder | Chemical Feeder |  | CHL | http://www.toronto.ca/TWONTO#chlorinator_system
46603 | TAB-DIS-CHL-1113 | Chlorinator #3 | TAB-DIS-CHL-3 | ChlorinatIon Train #3 |  | Chemical Feeder |  | CHL | http://www.toronto.ca/TWONTO#chlorinator_system
46604 | TAB-DIS-CHL-1114 | Chlorinator #4 | TAB-DIS-CHL-4 | Chlorination Train #4 |  | Chemical Feeder |  | CHL | http://www.toronto.ca/TWONTO#chlorinator_system
46605 | TAB-DIS-CHL-1115 | Chlorinator #5 | TAB-DIS-CHL-5 | Chlorination Train #5 |  | Chemical Feeder |  | CHL | http://www.toronto.ca/TWONTO#chlorinator_system
46606 | TAB-DIS-CHL-1115 | Chlorinator #5 | TAB-SUSPENDED ENTITY | Suspended entities |  | Chemical Feeder |  | CHL | http://www.toronto.ca/TWONTO#chlorinator_system
46607 | TAB-DIS-CHL-1116 | Chlorinator #6 | TAB-DIS-CHL-6 | Chlorination Train #6 | Chemical Feeder | Chemical Feeder |  | CHL | http://www.toronto.ca/TWONTO#chlorinator_system
46608 | TAB-DIS-CHL-1116 | Chlorinator #6 | TAB-SUSPENDED ENTITY | Suspended entities | Chemical Feeder | Chemical Feeder |  | CHL | http://www.toronto.ca/TWONTO#chlorinator_system
46609 | TAB-DIS-CHL-1117 | Chlorinator #7 | TAB-DIS-CHL-7 | Chlorination Train #7 |  | Chemical Feeder |  | CHL | http://www.toronto.ca/TWONTO#chlorinator_system
46610 | TAB-DIS-CHL-1118 | Chlorinator #8 | TAB-DIS-CHL-8 | Chlorination Train #8 |  | Chemical Feeder |  | CHL | http://www.toronto.ca/TWONTO#chlorinator_system
46624 | TAB-DIS-F-0012 | Filter , Chlorine | TAB-DIS-CHL-2 | Chlorination Train #2 | Filter | Chemical Feeder |  | F | http://www.toronto.ca/TWONTO#discrete_unit_of_treatment_filter
46625 | TAB-DIS-F-0013 | Filter , Chlorine | TAB-DIS-CHL-3 | ChlorinatIon Train #3 | Filter | Chemical Feeder |  | F | http://www.toronto.ca/TWONTO#discrete_unit_of_treatment_filter
46626 | TAB-DIS-F-0014 | Filter , Chlorine | TAB-DIS-CHL-4 | Chlorination Train #4 | Filter | Chemical Feeder |  | F | http://www.toronto.ca/TWONTO#discrete_unit_of_treatment_filter
50563 | FCL-DCL-SO-0101 | Sulphonator, Sulphur Dioxide System, Machine Room,Gaseous Chemical Building | FCL-DCL | Sulphur Dioxide System | Analyzer,Sulphur Dioxide | Chemical Feeder |  | SO | http://www.toronto.ca/TWONTO#sulphonation_system
50564 | FCL-DCL-SO-0501 | Sulphonator, RMF Dechlorination, Machine Room,Gaseous Chemical Building | FCL-DCL | Sulphur Dioxide System | Analyzer,Sulphur Dioxide | Chemical Feeder |  | SO | http://www.toronto.ca/TWONTO#sulphonation_system
50782 | TAB-PRM-FD-0111 | Chemical Feeder, Dry Polymer, Tank T-0110 Inlet, Polymer Room, Old Screen Bldg., P Bldg. | TAB-PRM-T-0110 | Tank, Polymer Make-Up, Polymer Room, Old Screen Bldg., P Bldg. | Chemical Feeder,Powder | Chemical Feeder |  | FD | http://www.toronto.ca/TWONTO#polymer_preparation_system
52083 | TAB-PWA-FD-2701 | Feeder, Chemical | TAB-PWA-P-2761S | Pump, Chemical Metering | Chemical Feeder | Chemical Feeder |  | FD | http://www.toronto.ca/TWONTO#ejector
52084 | TAB-PWA-FD-2701 | Feeder, Chemical | TAB-PWA-T-2701 | Tank, Chemical, Sodium Hypochlorite | Chemical Feeder | Chemical Feeder |  | FD | http://www.toronto.ca/TWONTO#ejector
52085 | TAB-PWA-FD-2702 | Feeder, Chemical | TAB-PWA-P-2711 | Pump, Chemical Metering | Chemical Feeder | Chemical Feeder |  | FD | http://www.toronto.ca/TWONTO#ejector
52086 | TAB-PWA-FD-2702 | Feeder, Chemical | TAB-PWA-T-2700 | Tank, Chemical, Sodium Hypochlorite | Chemical Feeder | Chemical Feeder |  | FD | http://www.toronto.ca/TWONTO#ejector
54942 | TAB-THK-FD-4011 | Feeder, Polymer Solution Preparation Feed System | TAB-THK-MX-4010 | Hopper Feed, Dry Polymer Feed Preparation | Chemical Feeder,Powder | Chemical Feeder |  | FD | http://www.toronto.ca/TWONTO#polymer_preparation_system
54943 | TAB-THK-FD-4031 | Feeder, Polymer Solution Preparation Feed System | TAB-THK-MX-4030 | Hopper Feed, Dry Polymer Feed Preparation | Chemical Feeder,Powder | Chemical Feeder |  | FD | http://www.toronto.ca/TWONTO#polymer_preparation_system
54991 | TAB-THK-MEQ-4032 | Eductor - Dry Polymer Blower Feed System | TAB-THK-MX-4030 | Hopper Feed, Dry Polymer Feed Preparation | Chemical Feeder,Powder | Chemical Feeder |  | MEQ | http://www.toronto.ca/TWONTO#ejector
54992 | TAB-THK-MX | Dry Polymer Feed Preparation System | TAB-THK-POL | Polymer System |  | Chemical Feeder |  |  | http://www.toronto.ca/TWONTO#collection_of_assets
54993 | TAB-THK-MX-4010 | Hopper Feed, Dry Polymer Feed Preparation | TAB-THK-MX | Dry Polymer Feed Preparation System | Chemical Feeder,Powder | Chemical Feeder |  | MX | http://www.toronto.ca/TWONTO#mixer_or_agitator
54994 | TAB-THK-MX-4020 | Hopper Feed, Dry Polymer Feed Preparation | TAB-THK-MX | Dry Polymer Feed Preparation System | Chemical Feeder,Powder | Chemical Feeder |  | MX | http://www.toronto.ca/TWONTO#mixer_or_agitator
56481 | THC-ACC-FD-3000 | Feeder,Chemical, Bypass,Hot Water Recirculation Pumps, Boiler Building | THC-ACC-P-3013 | Pump,Centrifugal,Plant Hot Water Supply,Recirc.,Boiler Building | Chemical Feeder,Gas | Chemical Feeder |  | FD | http://www.toronto.ca/TWONTO#ejector
66907 | THC-THK-FD-1101 | Feeder,Polymer Make-up System-1100,Thickening Building | THC-THK-T-1100 | Tank,Make-up,Polymer Make-up System-1100,Thickening Building | Chemical Feeder,Powder | Chemical Feeder |  | FD | http://www.toronto.ca/TWONTO#polymer_preparation_system
66908 | THC-THK-FD-1201 | Feeder,Polymer Make-up System-1200,Thickening Building | THC-THK-T-1200 | Tank,Make-up,Polymer Make-up System-1200,Thickening Building | Chemical Feeder,Powder | Chemical Feeder |  | FD | http://www.toronto.ca/TWONTO#polymer_preparation_system
67642 | THR-ACC-FD-7477 | Water Softener, Boilers Make Up Water | THR-ACC-BO | Air Conditioning, Heating and Ventilation, Boiler | Chemical Feeder,Liquid | Chemical Feeder |  | FD | http://www.toronto.ca/TWONTO#storage_tank
71839 | FHA-CLA-CHL-0201 | Chlorinator, Solution Feed Gas Dispenser, Vacuum Operated, Filtration Bldg., Chlorine Feed Room | FHA-CLA | Pre-Chlorination | Chemical Feeder,Gas | Chemical Feeder |  | CHL | http://www.toronto.ca/TWONTO#chlorinator_system
71841 | FHA-CLA-CHL-0301 | Chlorinator, Solution Feed Gas Dispenser, Vacuum Operated, Filtration Bldg., Chlorine Feed Room | FHA-CLA-CHL-0301-KQ | Chlorination Location,Train #3 | Chemical Feeder,Gas | Chemical Feeder |  | CHL | http://www.toronto.ca/TWONTO#chlorinator_system
72706 | THR-DIS-CHL-1211 | Chlorinator, Chlorination Building, Disinfection, Chlorination System | THR-DIS-EV | Disinfection, Chlorine Evaporator | Chemical Feeder,Gas | Chemical Feeder | 34313 | CHL | http://www.toronto.ca/TWONTO#chlorinator_system
72707 | THR-DIS-CHL-1221 | Chlorinator, Chlorination Building, Disinfection, Chlorination System | THR-DIS-CHL | Disinfection, Chlorination System | Chemical Feeder,Gas | Chemical Feeder | 34314 | CHL | http://www.toronto.ca/TWONTO#chlorinator_system
72708 | THR-DIS-CHL-1221 | Chlorinator, Chlorination Building, Disinfection, Chlorination System | THR-DIS-EV | Disinfection, Chlorine Evaporator | Chemical Feeder,Gas | Chemical Feeder | 34314 | CHL | http://www.toronto.ca/TWONTO#chlorinator_system
72709 | THR-DIS-CHL-1231 | Chlorinator, Chlorination Building, Disinfection, Chlorination System | THR-S-E | SUSPENDED ENTITY | Chemical Feeder,Gas | Chemical Feeder | 34315 | CHL | http://www.toronto.ca/TWONTO#chlorinator_system
72710 | THR-DIS-CHL-1241 | Chlorinator, Chlorination Building, Disinfection, Chlorination System | THR-DIS-EV | Disinfection, Chlorine Evaporator | Chemical Feeder,Gas | Chemical Feeder | 34316 | CHL | http://www.toronto.ca/TWONTO#chlorinator_system
72711 | THR-DIS-CHL-1251 | Chlorinator, Chlorination Building, Disinfection, Chlorination System | THR-DIS-CHL | Disinfection, Chlorination System | Chemical Feeder,Gas | Chemical Feeder | 34317 | CHL | http://www.toronto.ca/TWONTO#chlorinator_system
72712 | THR-DIS-CHL-1251 | Chlorinator, Chlorination Building, Disinfection, Chlorination System | THR-S-E | SUSPENDED ENTITY | Chemical Feeder,Gas | Chemical Feeder | 34317 | CHL | http://www.toronto.ca/TWONTO#chlorinator_system
72729 | FHA-CLB-CHL-0101 | Chlorinator, Solution Feed Gas Dispenser, Vacuum Operated, Filtration Building, Cl2/SO2 Feeder Room | FHA-CLB | Post-Chlorination | Chemical Feeder,Gas | Chemical Feeder |  | CHL | http://www.toronto.ca/TWONTO#chlorinator_system
72730 | FHA-CLB-CHL-0201 | Chlorinator, Solution Feed Gas Dispenser, Vacuum Operated, Filtration Building, Cl2/SO2 Feeder Room | FHA-CLB | Post-Chlorination | Chemical Feeder,Gas | Chemical Feeder |  | CHL | http://www.toronto.ca/TWONTO#chlorinator_system
74665 | FHA-DCL-SO-0101 | Sulphonator, Solution Feed Gas Dispenser, Vacuum Operated, Filter Building Cl2/SO2 Feeder Room | FHA-DCL-SO-0101-KQ | Sulphonator Location | Chemical Feeder,Gas | Chemical Feeder | 40800 | SO | http://www.toronto.ca/TWONTO#sulphonation_system
74667 | FHA-DCL-SO-0301 | Sulphonator, Solution Feed Gas Dispenser, Vacuum Operated. Filter Building Cl2/SO2 Feeder Room | FHA-DCL | De-Chorination | Chemical Feeder,Gas | Chemical Feeder | 39200 | SO | http://www.toronto.ca/TWONTO#sulphonation_system
79450 | THR-THK-POL-8002 | Polymer Preparation Unit System, Unit #2 | THR-THK-POL | Polymer Systems, Sludge Thickening | Chemical Feeder,Powder | Chemical Feeder |  | POL | http://www.toronto.ca/TWONTO#polymer_preparation_system
80784 | TNT-CSO-POL-2301 | Polymer Make-Down Skid No.3 | TNT-CSO-LAB | Lab Bldg polymer System | Chemical Feeder | Chemical Feeder |  | POL | http://www.toronto.ca/TWONTO#polymer_preparation_system
80785 | TNT-CSO-POL-2401 | Polymer Make-Down Skid No.4 | TNT-CSO-LAB | Lab Bldg polymer System | Chemical Feeder | Chemical Feeder |  | POL | http://www.toronto.ca/TWONTO#polymer_preparation_system
80786 | TNT-CSO-POL-2501 | Polymer Make-Down Skid No.5 | TNT-CSO-LAB | Lab Bldg polymer System | Chemical Feeder | Chemical Feeder |  | POL | http://www.toronto.ca/TWONTO#polymer_preparation_system
83570 | FHA-SM-SB-0100 | Scrubber, Cl2 Filter Building, East Pipe Gallery | FHA-SES-SCRUBBER | Scrubber System | Scrubber | Chemical Feeder |  | SB | http://www.toronto.ca/TWONTO#air_scrubber
90723 | FHO-CLA-CHL-0201 | Chlorinator, Pre Chlorination Train 2, Chemical Building, L1, Machine Room | FHO-CLA | Pre Chlorination System | Chemical Feeder,Gas | Chemical Feeder |  | CHL | http://www.toronto.ca/TWONTO#chlorinator_system
90724 | FHO-CLA-CHL-0201 | Chlorinator, Pre Chlorination Train 2, Chemical Building, L1, Machine Room | FHO-CLA-CHL-0201-KQ | Pre Chlorination Train 2 | Chemical Feeder,Gas | Chemical Feeder |  | CHL | http://www.toronto.ca/TWONTO#chlorinator_system
90829 | FHO-CLB-CHL-0101 | Chlorinator, Post Chlorination Train 1 West, Chemical Building, L1, Evaporator Room | FHO-CLB | Post Chlorination System | Chemical Feeder,Gas | Chemical Feeder |  | CHL | http://www.toronto.ca/TWONTO#chlorinator_system
90830 | FHO-CLB-CHL-0201 | Chlorinator, Post Chlorination Train 2 West, Chemical Building, L1, Evaporator Room | FHO-CLB | Post Chlorination System | Chemical Feeder,Gas | Chemical Feeder |  | CHL | http://www.toronto.ca/TWONTO#chlorinator_system
90831 | FHO-CLB-CHL-0201 | Chlorinator, Post Chlorination Train 2 West, Chemical Building, L1, Evaporator Room | FHO-CLB-CHL-0201-KQ | Post Chlorination Train 2 | Chemical Feeder,Gas | Chemical Feeder |  | CHL | http://www.toronto.ca/TWONTO#chlorinator_system
90834 | FHO-CLB-CHL-0301 | Chlorinator, Post Chlorination East Train 3, Chemical Building, L1, Evaporator Room | FHO-CLC | Trim Chlorination System | Chemical Feeder,Gas | Chemical Feeder |  | CHL | http://www.toronto.ca/TWONTO#chlorinator_system
90835 | FHO-CLB-CHL-0301 | Chlorinator, Post Chlorination East Train 3, Chemical Building, L1, Evaporator Room | FHO-CLC-CHL-0201-KQ | Trim ChlorinationTrain 2 | Chemical Feeder,Gas | Chemical Feeder |  | CHL | http://www.toronto.ca/TWONTO#chlorinator_system
90836 | FHO-CLB-CHL-0401 | Chlorinator, Post Chlorination East Train 4,Chemical Building, L1, Evaporator Room | FHO-DCL | De-Chlorination | Chemical Feeder,Gas | Chemical Feeder |  | CHL | http://www.toronto.ca/TWONTO#chlorinator_system
90837 | FHO-CLB-CHL-0401 | Chlorinator, Post Chlorination East Train 4,Chemical Building, L1, Evaporator Room | FHO-DCL-SO-0101-KQ | Dechlorination Train 1 | Chemical Feeder,Gas | Chemical Feeder |  | CHL | http://www.toronto.ca/TWONTO#chlorinator_system
91074 | FHO-DCL-SO-0201 | Sulphonator, Dechlorination Train 2, Chemical Building, Main Floor, Machine Room | FHO-DCL | De-Chlorination | Chemical Feeder,Gas | Chemical Feeder |  | SO | http://www.toronto.ca/TWONTO#sulphonation_system
91075 | FHO-DCL-SO-0201 | Sulphonator, Dechlorination Train 2, Chemical Building, Main Floor, Machine Room | FHO-DCL-SO-0201-KQ | Dechlorination Train 2 | Chemical Feeder,Gas | Chemical Feeder |  | SO | http://www.toronto.ca/TWONTO#sulphonation_system
91077 | FHO-DCL-SO-0301 | Sulphonator, Dechlorination Train 3, Chemical Building, Main Floor, Machine Room | FHO-DCL-SO-0301-KQ | Dechlorination Train 3 | Chemical Feeder,Gas | Chemical Feeder |  | SO | http://www.toronto.ca/TWONTO#sulphonation_system
91376 | FHO-DOZ-T-5005-SUS | Tank, Chemical Pot Feeder | FHO-DOZ-P-5010 | Pump, Closed Loop Cooling Water Pump, Ozone Building, L1, Ozone Equipment Room | Chemical Feeder | Chemical Feeder | 37567 | T | http://www.toronto.ca/TWONTO#chemical_storage_tank
91377 | FHO-DOZ-T-5006-SUS | Tank, Chemical Pot Feeder | FHO-SUSPENDED | Suspended Entity List | Chemical Feeder | Chemical Feeder | 37568 | T | http://www.toronto.ca/TWONTO#chemical_storage_tank
93608 | FHO-PAC-FD-0101-SUS | Feeder, PAC skid 1 | FHO-PAC | PAC System | Chemical Feeder,Powder | Chemical Feeder | 37696 | FD | chemical_dosing_system
93609 | FHO-PAC-FD-0201-SUS | Feeder, PAC skid 2 | FHO-PAC | PAC System | Chemical Feeder,Powder | Chemical Feeder | 37697 | FD | chemical_dosing_system
93610 | FHO-PAC-FD-0201-SUS | Feeder, PAC skid 2 | FHO-SUSPENDED | Suspended Entity List | Chemical Feeder,Powder | Chemical Feeder | 37697 | FD | chemical_dosing_system
93611 | FHO-PAC-FD-0301-SUS | Feeder, PAC skid 3 | FHO-PAC | PAC System | Chemical Feeder,Powder | Chemical Feeder | 37698 | FD | chemical_dosing_system
93658 | FHO-PCL-P-0301-KQ | PACL Train 3 | FHO-OBSOLETE | Removed From Service |  | Chemical Feeder |  | P | chemical_dosing_system
93661 | FHO-PCL-P-0401-KQ | PACL Train 4 | FHO-OBSOLETE | Removed From Service |  | Chemical Feeder |  | P | chemical_dosing_system
93662 | FHO-PCL-P-0401-KQ | PACL Train 4 | FHO-PCL | PACL System |  | Chemical Feeder |  | P | chemical_dosing_system
96234 | FIS-CLA-CHL-0501-SUS | Chlorinator | FIS-CLA | Pre-Chorination System | Chemical Feeder,Gas | Chemical Feeder | 38160 | CHL | http://www.toronto.ca/TWONTO#chlorinator_system
96235 | FIS-CLA-CHL-0501-SUS | Chlorinator | FIS-SUSPENDED | Obsolete Entities/Processes | Chemical Feeder,Gas | Chemical Feeder | 38160 | CHL | http://www.toronto.ca/TWONTO#chlorinator_system
96249 | FIS-CLA-INJ-0201 | Eductor, Pre-Chlorine Train 2, Gaseous Chemical Building, Main Floor, Machine Room | FIS-CLA-CHL-0201 | Chlorinator, Pre Chlorination Train 2, Gaseous Chemical Building, Machine Room |  | Chemical Feeder |  | INJ | http://www.toronto.ca/TWONTO#ejector
96298 | FIS-CLB-CHL-0101 | Chlorinator, Post Chlorination Train 1, Gaseous Chemical Building, Machine Room | FIS-CLB | Post-Chlorination | Chemical Feeder,Gas | Chemical Feeder |  | CHL | http://www.toronto.ca/TWONTO#chlorinator_system
96308 | FIS-CLB-INJ-0201 | Eductor, Post-Chlorine, Filter Complex, Basement Floor, Filter Gallery | FIS-CLB-CHL-0201 | Chlorinator, Post Chlorination Train 2, Gaseous Chemical Building, Machine Room |  | Chemical Feeder |  | INJ | http://www.toronto.ca/TWONTO#ejector
96309 | FIS-CLB-INJ-0301 | Eductor, Trim-Chlorine, Metering & Sampling Building, Lower Level | FIS-CLB-CHL-0301 | Chlorinator, Post Chlorination Train 3, Gaseous Chemical Building, Machine Room |  | Chemical Feeder |  | INJ | http://www.toronto.ca/TWONTO#ejector
96385 | FIS-CLC-CHL-0101 | Chemical Feeder, Gas, Chlorine, Trim Chlorination, Chlorination System | FIS-CLB | Post-Chlorination | Chemical Feeder,Gas | Chemical Feeder |  | CHL | http://www.toronto.ca/TWONTO#chlorinator_system
96386 | FIS-CLC-CHL-0101 | Chemical Feeder, Gas, Chlorine, Trim Chlorination, Chlorination System | FIS-CLC | Trim Chlorination System | Chemical Feeder,Gas | Chemical Feeder |  | CHL | http://www.toronto.ca/TWONTO#chlorinator_system
96422 | FIS-DCL-INJ-0101 | Eductor, SO2, Chemical Mixing Building, Upper Level | FIS-DCL-SO-0101 | Sulphonator, Gaseous Chemical Building, Machine Room |  | Chemical Feeder |  | INJ | http://www.toronto.ca/TWONTO#ejector
96423 | FIS-DCL-INJ-0201 | Eductor, SO2, Chemical Mixing Building, Upper Level | FIS-DCL-SO-0201 | Sulphonator, Gaseous Chemical Building, Machine Room |  | Chemical Feeder |  | INJ | http://www.toronto.ca/TWONTO#ejector
96434 | FIS-DCL-SO-0101 | Sulphonator, Gaseous Chemical Building, Machine Room | FIS-DCL | De-Chlorination |  | Chemical Feeder |  | SO | http://www.toronto.ca/TWONTO#sulphonation_system
106388 | TAB-ACC-FD-1232 | Feeder, Chemical,Glycol Chemical feeder Line | TAB-ACC-P-1230 | Pump, Glycol Circulating, Floatation Bldg, PG 25-1 | Chemical Feeder | Chemical Feeder |  | FD | http://www.toronto.ca/TWONTO#ejector
106391 | TAB-ACC-FD-2814 | Feeder, Chemical, Old Dewatering Bsmt | TAB-ACC-P-2814 | Pump, Circulating,Glycol , Dewatering Space Heating, P7-4 | Chemical Feeder | Chemical Feeder |  | FD | http://www.toronto.ca/TWONTO#ejector
106392 | TAB-ACC-FD-3433 | Feeder, Chemical,Glycol Chemical feeder Line | TAB-ACC-P-3431 | Pump, Circulating, Glycol,Filter Bldg, S-6 & S-7,PG38-1, | Analyzer | Chemical Feeder |  | FD | http://www.toronto.ca/TWONTO#ejector
106393 | TAB-ACC-FD-3882 | Feeder, Chemical,Glycol Chemical feeder Line | TAB-ACC-P-3880 | Pump,Clrculating, Glycol , PG29/30/31-1 | Analyzer | Chemical Feeder |  | FD | http://www.toronto.ca/TWONTO#ejector
109324 | TAB-DEW POLYMER PREP | Polymer Solution Preparation & Storage Systems | TAB-DEW-POLYMER | Dewatering Polymer System |  | Chemical Feeder |  |  | http://www.toronto.ca/TWONTO#collection_of_assets
109410 | TAB-DEW-FD-3002 | Dry Polymer Hopper #2 Feeder | TAB-DEW-T-3020 | Tank, Polymer Mixing # 2 | Mixer | Chemical Feeder |  | FD | http://www.toronto.ca/TWONTO#ejector
109411 | TAB-DEW-FD-3005 | Dry Polymer Hopper #5 Feeder | TAB-DEW-T-3050 | Tank, Polymer Mixing #5 | Gearbox | Chemical Feeder |  | FD | http://www.toronto.ca/TWONTO#ejector
109615 | TAB-DEW-MEQ-3002 | Dry Polymer Feeder #2 Eductor | TAB-DEW-FD-3002 | Dry Polymer Hopper #2 Feeder | Conveyor | Chemical Feeder |  | MEQ | http://www.toronto.ca/TWONTO#ejector
109616 | TAB-DEW-MEQ-3004 | Dry Polymer Feeder #4 Eductor | TAB-DEW-FD-3004 | Dry Polymer Hopper #4 Feeder | Conveyor | Chemical Feeder |  | MEQ | http://www.toronto.ca/TWONTO#ejector
110568 | TAB-DIG-FD-6480 | Filter & Feeder, Chemical | TAB-DIG-P-9724 | Pump, CWP-3, Chill Water ReCirc. | Chemical Feeder,Liquid | Chemical Feeder |  | FD | http://www.toronto.ca/TWONTO#ejector
110569 | TAB-DIG-FD-6494 | Feeder,Chemical | TAB-DIG-P-9726 | Pump, Chilled Water Circulating, CWCP-1, Digester Gas Control Build, Basement | Chemical Feeder,Liquid | Chemical Feeder |  | FD | http://www.toronto.ca/TWONTO#ejector
110570 | TAB-DIG-FD-6494 | Feeder,Chemical | TAB-DIG-P-9727 | Pump, Chilled Water Circulating, CWCP-2, Digester Gas Control Build, Basement | Chemical Feeder,Liquid | Chemical Feeder |  | FD | http://www.toronto.ca/TWONTO#ejector
112162 | TAB-DIS-CHL-1113 | Chlorinator #3 | TAB-SUSPENDED ENTITY | Suspended entities |  | Chemical Feeder |  | CHL | http://www.toronto.ca/TWONTO#chlorinator_system
112163 | TAB-DIS-CHL-1114 | Chlorinator #4 | TAB-SUSPENDED ENTITY | Suspended entities |  | Chemical Feeder |  | CHL | http://www.toronto.ca/TWONTO#chlorinator_system
112164 | TAB-DIS-CHL-1117 | Chlorinator #7 | TAB-SUSPENDED ENTITY | Suspended entities |  | Chemical Feeder |  | CHL | http://www.toronto.ca/TWONTO#chlorinator_system
112181 | TAB-DIS-F-0015 | Filter , Chlorine | TAB-DIS-CHL-5 | Chlorination Train #5 | Filter | Chemical Feeder |  | F | http://www.toronto.ca/TWONTO#discrete_unit_of_treatment_filter
112182 | TAB-DIS-F-0016 | Filter , Chlorine | TAB-DIS-CHL-6 | Chlorination Train #6 | Filter | Chemical Feeder |  | F | http://www.toronto.ca/TWONTO#discrete_unit_of_treatment_filter
112183 | TAB-DIS-F-0017 | Filter , Chlorine | TAB-DIS-CHL-7 | Chlorination Train #7 | Filter | Chemical Feeder |  | F | http://www.toronto.ca/TWONTO#discrete_unit_of_treatment_filter
112184 | TAB-DIS-F-0018 | Filter , Chlorine | TAB-DIS-CHL-8 | Chlorination Train #8 | Filter | Chemical Feeder |  | F | http://www.toronto.ca/TWONTO#discrete_unit_of_treatment_filter
112212 | TAB-DIS-NAOCL | Disinfection - Sodium Hypochlorite | TAB-DIS | Disinfection |  | Chemical Feeder |  |  | http://www.toronto.ca/TWONTO#collection_of_assets
112213 | TAB-DIS-NAOCL | Disinfection - Sodium Hypochlorite | TAB-PWA | Plant Water |  | Chemical Feeder |  |  | http://www.toronto.ca/TWONTO#collection_of_assets
119239 | TAB-THK-FD-4021 | Feeder, Polymer Solution Preparation Feed System | TAB-THK-MX-4020 | Hopper Feed, Dry Polymer Feed Preparation | Chemical Feeder,Powder | Chemical Feeder |  | FD | http://www.toronto.ca/TWONTO#polymer_preparation_system
119303 | TAB-THK-MEQ-4012 | Eductor - Dry Polymer Blower Feed System | TAB-THK-MX-4010 | Hopper Feed, Dry Polymer Feed Preparation | Chemical Feeder,Powder | Chemical Feeder |  | MEQ | http://www.toronto.ca/TWONTO#ejector
119304 | TAB-THK-MEQ-4022 | Eductor - Dry Polymer Blower Feed System | TAB-THK-MX-4020 | Hopper Feed, Dry Polymer Feed Preparation | Chemical Feeder,Powder | Chemical Feeder |  | MEQ | http://www.toronto.ca/TWONTO#ejector
119305 | TAB-THK-MX-4030 | Hopper Feed, Dry Polymer Feed Preparation | TAB-THK-MX | Dry Polymer Feed Preparation System | Chemical Feeder,Powder | Chemical Feeder |  | MX | http://www.toronto.ca/TWONTO#mixer_or_agitator
120628 | THC-ACC-FD-3000 | Feeder,Chemical, Bypass,Hot Water Recirculation Pumps, Boiler Building | THC-ACC-PIP-0001 | Piping system, HVAC associated with Boilers (Hot Water Facility Wide) | Chemical Feeder,Gas | Chemical Feeder |  | FD | http://www.toronto.ca/TWONTO#ejector
129828 | THR-ACC-FD-7477AS | Water Softener, Boilers Make Up Water East Side | THR-ACC-FD-7477 | Water Softener, Boilers Make Up Water | Chemical Feeder,Liquid | Chemical Feeder | 36258 | FD | http://www.toronto.ca/TWONTO#storage_tank
129829 | THR-ACC-FD-7477BS | Water Softener, Boilers Make Up Water West Side | THR-ACC-FD-7477 | Water Softener, Boilers Make Up Water | Chemical Feeder,Liquid | Chemical Feeder | 36259 | FD | http://www.toronto.ca/TWONTO#storage_tank
133824 | THR-DIS-CHL-1211 | Chlorinator, Chlorination Building, Disinfection, Chlorination System | THR-DIS-CHL | Disinfection, Chlorination System | Chemical Feeder,Gas | Chemical Feeder | 34313 | CHL | http://www.toronto.ca/TWONTO#chlorinator_system
133825 | THR-DIS-CHL-1211 | Chlorinator, Chlorination Building, Disinfection, Chlorination System | THR-S-E | SUSPENDED ENTITY | Chemical Feeder,Gas | Chemical Feeder | 34313 | CHL | http://www.toronto.ca/TWONTO#chlorinator_system
133826 | THR-DIS-CHL-1221 | Chlorinator, Chlorination Building, Disinfection, Chlorination System | THR-S-E | SUSPENDED ENTITY | Chemical Feeder,Gas | Chemical Feeder | 34314 | CHL | http://www.toronto.ca/TWONTO#chlorinator_system
133827 | THR-DIS-CHL-1231 | Chlorinator, Chlorination Building, Disinfection, Chlorination System | THR-DIS-CHL | Disinfection, Chlorination System | Chemical Feeder,Gas | Chemical Feeder | 34315 | CHL | http://www.toronto.ca/TWONTO#chlorinator_system
133828 | THR-DIS-CHL-1231 | Chlorinator, Chlorination Building, Disinfection, Chlorination System | THR-DIS-EV | Disinfection, Chlorine Evaporator | Chemical Feeder,Gas | Chemical Feeder | 34315 | CHL | http://www.toronto.ca/TWONTO#chlorinator_system
133829 | THR-DIS-CHL-1241 | Chlorinator, Chlorination Building, Disinfection, Chlorination System | THR-DIS-CHL | Disinfection, Chlorination System | Chemical Feeder,Gas | Chemical Feeder | 34316 | CHL | http://www.toronto.ca/TWONTO#chlorinator_system
133830 | THR-DIS-CHL-1241 | Chlorinator, Chlorination Building, Disinfection, Chlorination System | THR-S-E | SUSPENDED ENTITY | Chemical Feeder,Gas | Chemical Feeder | 34316 | CHL | http://www.toronto.ca/TWONTO#chlorinator_system
133831 | THR-DIS-CHL-1251 | Chlorinator, Chlorination Building, Disinfection, Chlorination System | THR-DIS-EV | Disinfection, Chlorine Evaporator | Chemical Feeder,Gas | Chemical Feeder | 34317 | CHL | http://www.toronto.ca/TWONTO#chlorinator_system
139126 | THR-THK-POL-8001 | Polymer Preparation Unit System, Unit #1 | THR-THK-POL | Polymer Systems, Sludge Thickening | Chemical Feeder,Powder | Chemical Feeder |  | POL | http://www.toronto.ca/TWONTO#polymer_preparation_system
140111 | TNT-CSO-POL-2101 | Polymer Make-Down Skid No.1 | TNT-CSO-LAB | Lab Bldg polymer System | Chemical Feeder | Chemical Feeder |  | POL | http://www.toronto.ca/TWONTO#polymer_preparation_system
140112 | TNT-CSO-POL-2201 | Polymer Make-Down Skid No.2 | TNT-CSO-LAB | Lab Bldg polymer System | Chemical Feeder | Chemical Feeder |  | POL | http://www.toronto.ca/TWONTO#polymer_preparation_system

## Communications_Equipment_Pivot (hidden)
Row Labels | Count of Valid_Class
http://www.toronto.ca/TWONTO#building_automation_system_controller | 4
http://www.toronto.ca/TWONTO#collection_of_assets | 2
http://www.toronto.ca/TWONTO#network_panel | 30
http://www.toronto.ca/TWONTO#network_router | 1
http://www.toronto.ca/TWONTO#network_switch | 4
http://www.toronto.ca/TWONTO#operator_interface_terminal | 35
http://www.toronto.ca/TWONTO#public_annoucement_speaker | 162
http://www.toronto.ca/TWONTO#RPU_panel | 1
http://www.toronto.ca/TWONTO#UPS | 2
radio_system | 17
telephone_system | 25
termination_panel | 30
Grand Total | 313

## Communications_Equipment (hidden)
Column1 | Entity_number | Description | Parent | Parent_Description | Category | Class | Suspended | Tag | Valid_Class
19 | 20657 | TAB WA1 Internal telephones & Public address system | TAB-WA1 | Common to WA1 - Safety, Bldg. Services, , etc. |  | Communications Equipment |  |  | http://www.toronto.ca/TWONTO#public_annoucement_speaker
20 | 20663 | TAB WA2 Internal telephones & Public address system | TAB-WA2-ADM-0001 | Admin. Work- Work Area 2 |  | Communications Equipment |  |  | http://www.toronto.ca/TWONTO#public_annoucement_speaker
21 | 20663 | TAB WA2 Internal telephones & Public address system | TAB-WA8 | Common to WA8 Bldg. Services |  | Communications Equipment |  |  | http://www.toronto.ca/TWONTO#public_annoucement_speaker
22 | 20665 | TAB WA4 Internal telephones & Public address system | 50588 | WA4 common to Work Area |  | Communications Equipment |  |  | http://www.toronto.ca/TWONTO#public_annoucement_speaker
23 | 20666 | TAB WA5 Internal telephones & Public address system | 50588 | WA4 common to Work Area |  | Communications Equipment |  |  | http://www.toronto.ca/TWONTO#public_annoucement_speaker
24 | 20666 | TAB WA5 Internal telephones & Public address system | TAB-ADM-STRC | Old Admin Building - General |  | Communications Equipment |  |  | http://www.toronto.ca/TWONTO#public_annoucement_speaker
25 | 20666 | TAB WA5 Internal telephones & Public address system | TAB-WA5-ELS | WA5 Electric Equipments |  | Communications Equipment |  |  | http://www.toronto.ca/TWONTO#public_annoucement_speaker
9451 | COM-26654 | Access Closet | TAB-SPC-COM | Communications Equipment Location | SCADA | Communications Equipment |  |  | http://www.toronto.ca/TWONTO#network_panel
64 | 20664 | TAB WA3 Internal telephones & Public address system | TAB-DEW-SERVICES | Dewatering Building Service & Safety Systems |  | Communications Equipment |  |  | http://www.toronto.ca/TWONTO#public_annoucement_speaker
65 | 20667 | TAB WA6 Internal telephones & Public address system | 50588 | WA4 common to Work Area |  | Communications Equipment |  |  | http://www.toronto.ca/TWONTO#public_annoucement_speaker
66 | 20667 | TAB WA6 Internal telephones & Public address system | TAB-WA6 | Common to Projects, Bldg. Services, Z Building |  | Communications Equipment |  |  | http://www.toronto.ca/TWONTO#public_annoucement_speaker
67 | 20668 | TAB WA7 Internal telephones & Public address system | TAB-GRK | Grounds Equipment, Building Services-WA7 |  | Communications Equipment |  |  | http://www.toronto.ca/TWONTO#public_annoucement_speaker
68 | 20669 | TAB WA8 Internal telephones & Public address system | TAB-WA8 | Common to WA8 Bldg. Services |  | Communications Equipment |  |  | http://www.toronto.ca/TWONTO#public_annoucement_speaker
39849 | COM-26651 | Access Closet | TAB-ITS-WA3 | Dewater Building Communications Equipment | SCADA | Communications Equipment |  |  | http://www.toronto.ca/TWONTO#network_panel
94994 | FHO-SPC-COM-1800 | Access Closet, Admin Building, L1, Control Room, South/East | FHO-SPC | Process Control Systems - Services Area |  | Communications Equipment |  | COM | http://www.toronto.ca/TWONTO#network_panel
26453 | FHO-SPC-COM-1201 | Access Closet, Admin Building, S4, Main Electrical Room, South Wall | FHO-SPC | Process Control Systems - Services Area |  | Communications Equipment |  | COM | http://www.toronto.ca/TWONTO#network_panel
94975 | FHO-SPC-COM-1100 | Access Closet, Admin Building, S4, Main Electrical Room, South Wall | FHO-SPC | Process Control Systems - Services Area |  | Communications Equipment |  | COM | http://www.toronto.ca/TWONTO#network_panel
94977 | FHO-SPC-COM-1200 | Access Closet, Admin Building, S4, Main Electrical Room, South Wall | FHO-SPC | Process Control Systems - Services Area |  | Communications Equipment |  | COM | http://www.toronto.ca/TWONTO#network_panel
26455 | FHO-SPC-COM-1300 | Access Closet, Chemical Building, L1, Chemical Workshop | FHO-SPC | Process Control Systems - Services Area |  | Communications Equipment |  | COM | http://www.toronto.ca/TWONTO#network_panel
12112 | FCL-ELS-COM | Phone, Intercom, & Page System UPS | FCL-ELS | Electrical Distribution |  | Communications Equipment |  |  | http://www.toronto.ca/TWONTO#collection_of_assets
94986 | FHO-SPC-COM-1600 | Access Closet, Clarifier Building, S2, Main Foyer, N/W | FHO-SPC | Process Control Systems - Services Area |  | Communications Equipment |  | COM | http://www.toronto.ca/TWONTO#network_panel
94989 | FHO-SPC-COM-1700 | Access Closet, Filter Building, L1, Filter Gallery | FHO-SPC | Process Control Systems - Services Area |  | Communications Equipment |  | COM | http://www.toronto.ca/TWONTO#network_panel
17547 | FHA-GRK-COM-0002 | Scada & Computer Systems | FHA-GRK-PRTY-0001 | Buildings Maintenance | Public Address System | Communications Equipment |  | COM | http://www.toronto.ca/TWONTO#collection_of_assets
26464 | FHO-SPC-COM-2000 | Access Closet, Ozone Building, L1, Electrical Room, West Wall | FHO-SPC | Process Control Systems - Services Area |  | Communications Equipment |  | COM | http://www.toronto.ca/TWONTO#network_panel
94995 | FHO-SPC-COM-1900 | Access Closet, Ozone Building, L1, Ozone Equipment Room, West Wall | FHO-SPC | Process Control Systems - Services Area |  | Communications Equipment |  | COM | http://www.toronto.ca/TWONTO#network_panel
26457 | FHO-SPC-COM-1400 | Access Closet, Raw Water Building, S7, Electrical Room | FHO-SPC | Process Control Systems - Services Area |  | Communications Equipment |  | COM | http://www.toronto.ca/TWONTO#network_panel
94984 | FHO-SPC-COM-1500 | Access Closet, Surge Building, S2, Compressor Room | FHO-SPC | Process Control Systems - Services Area |  | Communications Equipment |  | COM | http://www.toronto.ca/TWONTO#network_panel
8081 | COL-PWH-AD-0001 | Auto Dialer, Dial Out on Alarm, AD-0001 | COL-PWH | Wilson Heights pumping station | Transmitter | Communications Equipment |  | AD | telephone_system
11167 | COL-PCF-AD-0001 | Auto Dialer, Dial Out on Alarm, AD-0001 | COL-PCF-MISC | Miscellaneous Equipment | Transmitter | Communications Equipment | 36265 | AD | telephone_system
24262 | FHO-GRK-PA-0001 | Intercom & Paging System | FHO-GRK-PRTY-0001 | Building Maintenance | Security System,Intercom | Communications Equipment |  | PA | http://www.toronto.ca/TWONTO#public_annoucement_speaker
118371 | TAB-SPC-COM-1600 | Communication Access Cabinet | TAB-PRM-INQ-P | P Building - Instrument Equipment | SCADA | Communications Equipment |  | COM | http://www.toronto.ca/TWONTO#network_panel
54011 | TAB-SPC-CAB-3200 | Communication Cabinet | TAB-STR-RPU | Aeration Gallery - RPUs | SCADA | Communications Equipment |  | CAB | http://www.toronto.ca/TWONTO#network_panel
118368 | TAB-SPC-CAB-3000 | Communication Cabinet | TAB-STR-RPU | Aeration Gallery - RPUs | SCADA | Communications Equipment |  | CAB | http://www.toronto.ca/TWONTO#network_panel
83088 | WTR-194-COM-0006A | Communication Panel | WTR-317-CH-0004 | Chamber,Revenue Meter,Keele Reservoir, Valve House, North of the Station | Control Panel,Instrumentation | Communications Equipment |  | COM | http://www.toronto.ca/TWONTO#network_panel
141978 | WTR-194-COM-0006A | Communication Panel | WTR-194-CH-0006A | Chamber,Revenue Meter,Keele-Steeles (Magmeter) | Control Panel,Instrumentation | Communications Equipment |  | COM | http://www.toronto.ca/TWONTO#network_panel
54014 | TAB-SPC-COM-2200 | Communication Unit | TAB-SLO-INQ | Sludge Loading & Odour Control - Bio-Solids - Instrument Equipment | SCADA | Communications Equipment |  | COM | http://www.toronto.ca/TWONTO#network_panel
118372 | TAB-SPC-COM-3805 | Communication Unit, Biofilter Control Room | TAB-SLO-INQ | Sludge Loading & Odour Control - Bio-Solids - Instrument Equipment | SCADA | Communications Equipment |  | COM | http://www.toronto.ca/TWONTO#network_panel
106109 | TAB-ACC-COM-3910 | Communication Unit, Bio-Solid Loading Bay, Mezzanine | TAB-ACC-INQ | Plant HVAC Equipment - Instrument Equipment | SCADA | Communications Equipment |  | COM | http://www.toronto.ca/TWONTO#network_panel
118373 | TAB-SPC-COM-3900 | Communication Unit, Bio-Solid Loading Bay, Mezzanine | TAB-SLO-INQ | Sludge Loading & Odour Control - Bio-Solids - Instrument Equipment | SCADA | Communications Equipment |  | COM | http://www.toronto.ca/TWONTO#network_panel
94973 | FHO-SPC-COM-0200 | Communication, Backup Core Closet Rack, Admin Building, L1, Server Room | FHO-SPC | Process Control Systems - Services Area |  | Communications Equipment |  | COM | http://www.toronto.ca/TWONTO#network_panel
26449 | FHO-SPC-COM-0100 | Communication, Primary Core Closet Rack, Admin Building, L1, Server Room | FHO-SPC | Process Control Systems - Services Area |  | Communications Equipment |  | COM | http://www.toronto.ca/TWONTO#network_panel
26451 | FHO-SPC-COM-0600 | Communication, SCADA Server Closet, Admin Building, L1, Server Room | FHO-SPC | Process Control Systems - Services Area |  | Communications Equipment |  | COM | http://www.toronto.ca/TWONTO#network_panel
94974 | FHO-SPC-COM-0700 | Communication, SCADA Server Closet, Admin Building, L1, Server Room | FHO-SPC | Process Control Systems - Services Area |  | Communications Equipment |  | COM | http://www.toronto.ca/TWONTO#network_panel
26450 | FHO-SPC-COM-0500 | Communication, Server Closet, Bussines Servers, Admin Building, L1, Server Room | FHO-SPC | Process Control Systems - Services Area |  | Communications Equipment |  | COM | http://www.toronto.ca/TWONTO#network_panel
3599 | COL-PCF-COM-0100A | Ethernet Switch, Remote Monitoring | COL-PCF-MISC | Miscellaneous Equipment | Transmitter | Communications Equipment |  | COM | http://www.toronto.ca/TWONTO#network_switch
11176 | COL-PCF-COM-0100A | Ethernet Switch, Remote Monitoring | COL-PCF | Clark Pumping Station | Transmitter | Communications Equipment |  | COM | http://www.toronto.ca/TWONTO#network_switch
29528 | FIS-GRK-PA-0001 | Phone Intercom & Page System | FIS-GRK | FIS Buildings & Grounds | Public Address System | Communications Equipment |  | PA | http://www.toronto.ca/TWONTO#public_annoucement_speaker
29529 | FIS-GRK-PA-0001 | Phone Intercom & Page System | FIS-GRK-0001 | FIS, Building Maintenance | Public Address System | Communications Equipment |  | PA | http://www.toronto.ca/TWONTO#public_annoucement_speaker
61852 | THC-GRK-COM-0001 | Intercom, Main Gate | THC-GRK-DR-0001 | Overhead Door Motor,Plant Stores,East Door | Security System,Intercom | Communications Equipment |  | COM | radio_system
30777 | FIS-SPC-CPU-0111 | Computer, Primary SCADA Server (FISPSM01), Filtration & Backwash, Admin Bldg, Server Room COM-0300 | FIS-ADM BLDG | Building Location |  | Communications Equipment |  | CPU | http://www.toronto.ca/TWONTO#operator_interface_terminal
30778 | FIS-SPC-CPU-0112 | Computer, WIN911 Paging Server (FISPSP01), Admin Building, Server Room COM-0300 | FIS-ADM BLDG | Building Location |  | Communications Equipment |  | CPU | http://www.toronto.ca/TWONTO#public_annoucement_speaker
30779 | FIS-SPC-CPU-0113 | Computer, Backup SCADA Server (FISPSB01), Filtration & Backwash, Admin Bldg, Server Room COM-0400 | FIS-FILTER BLDG | Building Location |  | Communications Equipment |  | CPU | http://www.toronto.ca/TWONTO#operator_interface_terminal
30780 | FIS-SPC-CPU-0212 | Computer, Primary SCADA Server (FISPSM02), Chemical Feed, Admin Bldg, Server Room COM-0300 | FIS-ADM BLDG | Building Location |  | Communications Equipment |  | CPU | http://www.toronto.ca/TWONTO#operator_interface_terminal
30781 | FIS-SPC-CPU-0213 | Computer, Primary SCADA Server (FISPSM03), Raw Water & Preliminary, Admin Bldg, Server Room COM-0300 | FIS-ADM BLDG | Building Location |  | Communications Equipment |  | CPU | http://www.toronto.ca/TWONTO#operator_interface_terminal
30782 | FIS-SPC-CPU-1110 | Computer, Client SCADA Server, Chemical Sampling Building | FIS-ADM BLDG | Building Location |  | Communications Equipment |  | CPU | http://www.toronto.ca/TWONTO#operator_interface_terminal
30783 | FIS-SPC-CPU-1810 | Computer, Client SCADA Server, Intake Valve Chamber, Upper Level | FIS-ADM BLDG | Building Location |  | Communications Equipment |  | CPU | http://www.toronto.ca/TWONTO#operator_interface_terminal
30826 | FIS-TPA-CP-4001 | Panel, Paging, Paging System, IT/SCADA Room | FIS-GRK-PA-0001 | Phone Intercom & Page System |  | Communications Equipment |  | CP | http://www.toronto.ca/TWONTO#public_annoucement_speaker
38272 | PA50256 | Paging/Intercom System, D Bldg Prelim Treatment | TAB-PLT-ELQ-D | D Building - Electrical Equipment | Public Address System | Communications Equipment |  |  | http://www.toronto.ca/TWONTO#public_annoucement_speaker
38273 | PA50270 | Paging/Intercom System, Old PS | TAB-PRM-INQ-OPS | Old PS Building - Instrumentation Equipment | Public Address System | Communications Equipment |  |  | http://www.toronto.ca/TWONTO#public_annoucement_speaker
38274 | PA50272 | Paging/Intercom System, M Bldg | TAB-RSP-INQ-M | M Building - Instrumentation Equipment | Public Address System | Communications Equipment |  |  | http://www.toronto.ca/TWONTO#public_annoucement_speaker
38275 | PA50282 | Paging/Intercom System, Dewater Bldg | TAB-ITS-WA3 | Dewater Building Communications Equipment |  | Communications Equipment |  |  | http://www.toronto.ca/TWONTO#public_annoucement_speaker
38276 | PA50287 | Paging/Intercom System, Biosolids Silo Bldg | TAB-SLO-STRC-BS | Biosolids Silo Bldg - Drains, Electrical Service(110/220V), Lighting, Plumbing |  | Communications Equipment |  |  | http://www.toronto.ca/TWONTO#public_annoucement_speaker
38277 | PA50288 | Paging/Intercom System, Old Biosolids Bldg | TAB-SLO-STRC-OBS | Old Biosolids Bldg - Drains, Electrical Service(110/220V), Lighting, Plumbing |  | Communications Equipment |  |  | http://www.toronto.ca/TWONTO#public_annoucement_speaker
38278 | PA50292 | Paging/Intercom System, Digestion Tanks 5-8 | TAB-DIG-STRC-T5-8 | Digester Tanks 5-8 - Drains, Electrical Service(110/220V), Lighting, Plumbing |  | Communications Equipment |  |  | http://www.toronto.ca/TWONTO#public_annoucement_speaker
38279 | PA50294 | Paging/Intercom System, Digestion Tanks 13-16 | TAB-DIG-STRC-T13-16 | Digester Tanks 13-16, Drains, Electrical Service(110/220V), Lighting, Plumbing |  | Communications Equipment |  |  | http://www.toronto.ca/TWONTO#public_annoucement_speaker
38280 | PA50298 | Paging/Intercom System, Old Admin Bldg | TAB-ADM-STRC | Old Admin Building - General |  | Communications Equipment |  |  | http://www.toronto.ca/TWONTO#public_annoucement_speaker
61853 | THC-GRK-COM-0001 | Intercom, Main Gate | THC-GRK-MAINT | Building Maintenance | Security System,Intercom | Communications Equipment |  | COM | radio_system
126862 | THC-OCS-OIT-2901 | Operator Interface Terminal,Biofilter RPU,Sludge Storage Building | THC-OCS-RPU-2901 | RPU,Biofilter,Sludge Storage Building | Control Panel,Operator | Communications Equipment |  | OIT | http://www.toronto.ca/TWONTO#operator_interface_terminal
126861 | THC-OCS-OIT-1601 | Operator Interface Terminal,Biofilter RPU,WAS Thickening Building | THC-OCS-RPU-1601 | RPU,Biofilter,WAS Thickening Building | Control Panel,Operator | Communications Equipment |  | OIT | http://www.toronto.ca/TWONTO#operator_interface_terminal
58694 | THC-DEW-OIT-2305 | Operator Interface Terminal,Dewatering,Cake Pump-6710 RPU,3rd Floor,Biosolids Building West | THC-DEW-RPU-2305 | Remote Processing Unit,Dewatering,Cake Pump-6710 RPU,3rd Floor,Biosolids Building West | Control Panel,Operator | Communications Equipment |  | OIT | http://www.toronto.ca/TWONTO#operator_interface_terminal
54472 | TAB-STR-PA-AG | Paging/Intercom System, Aeration Gallery | TAB-STR-STRC-AG | Aeration Gallery - Safety, Drains, Plumbing & PA System |  | Communications Equipment |  |  | http://www.toronto.ca/TWONTO#public_annoucement_speaker
54473 | TAB-STR-PA-AT | Paging/Intercom System, Aeration Tanks | TAB-STR-STRC-AT | Aeration Tanks - Safety, Drains, Plumbing & PA System |  | Communications Equipment |  |  | http://www.toronto.ca/TWONTO#public_annoucement_speaker
55278 | TAB-TPA-2203 | Speaker, Paging/Intercom System, PRS Bldg | TAB-PRS-INQ | Instrumentation Equipment | Control Panel,Instrumentation | Communications Equipment |  | TPA | http://www.toronto.ca/TWONTO#public_annoucement_speaker
55280 | TAB-TPA-PA-2204 | Speaker, Paging/Intercom System, PRS Bldg | TAB-PRS-INQ | Instrumentation Equipment | Control Panel,Instrumentation | Communications Equipment |  | PA | http://www.toronto.ca/TWONTO#public_annoucement_speaker
55281 | TAB-TPA-PA-2205 | Speaker, Paging/Intercom System, PRS Bldg | TAB-PRS-INQ | Instrumentation Equipment | Control Panel,Instrumentation | Communications Equipment |  | PA | http://www.toronto.ca/TWONTO#public_annoucement_speaker
55282 | TAB-TPA-PA-2206 | Speaker, Paging/Intercom System, PRS Bldg | TAB-PRS-INQ | Instrumentation Equipment | Control Panel,Instrumentation | Communications Equipment |  | PA | http://www.toronto.ca/TWONTO#public_annoucement_speaker
55283 | TAB-TPA-PA-2207 | Speaker, Paging/Intercom System, PRS Bldg | TAB-PRS-INQ | Instrumentation Equipment | Control Panel,Instrumentation | Communications Equipment |  | PA | http://www.toronto.ca/TWONTO#public_annoucement_speaker
55284 | TAB-TPA-PA-2210 | Speaker, Paging/Intercom System, Tunnel 'J' | TAB-PRS-INQ | Instrumentation Equipment | Control Panel,Instrumentation | Communications Equipment |  | PA | http://www.toronto.ca/TWONTO#public_annoucement_speaker
55285 | TAB-TPA-PA-2211 | Speaker, Paging/Intercom System, Tunnel 'J' | TAB-PRS-INQ | Instrumentation Equipment | Control Panel,Instrumentation | Communications Equipment |  | PA | http://www.toronto.ca/TWONTO#public_annoucement_speaker
122817 | THC-DEW-OIT-2305 | Operator Interface Terminal,Dewatering,Cake Pump-6710 RPU,3rd Floor,Biosolids Building West | THC-DEW-RPU-2205 | Remote Processing Unit,Dewatering,Cake Pump-6710 RPU,Ground Floor,Biosolids Building West (TEMP) | Control Panel,Operator | Communications Equipment |  | OIT | http://www.toronto.ca/TWONTO#operator_interface_terminal
58695 | THC-DEW-OIT-2306 | Operator Interface Terminal,Dewatering,Cake Pump-6810 RPU,3rd Floor,Biosolids Building West | THC-DEW-RPU-2306 | Remote Processing Unit,Dewatering,Cake Pump-6810 RPU,3rd Floor,Biosolids Building West | Control Panel,Operator | Communications Equipment |  | OIT | http://www.toronto.ca/TWONTO#operator_interface_terminal
122818 | THC-DEW-OIT-2306 | Operator Interface Terminal,Dewatering,Cake Pump-6810 RPU,3rd Floor,Biosolids Building West | THC-DEW-RPU-2206 | Remote Processing Unit,Dewatering,Cake Pump-6810 RPU,Ground Floor,Biosolids Building West (TEMP) | Control Panel,Operator | Communications Equipment |  | OIT | http://www.toronto.ca/TWONTO#operator_interface_terminal
121033 | THC-ACC-OIT-2901 | Operator Interface Terminal,HVAC RPU,AHU,Sludge Storage Building | THC-ACC-RPU-2901 | RPU,Sludge Storage and Transfer | Control Panel,Operator | Communications Equipment |  | OIT | http://www.toronto.ca/TWONTO#operator_interface_terminal
121032 | THC-ACC-OIT-1602 | Operator Interface Terminal,HVAC RPU,Centrifuge Room AHU,WAS Thickening Building | THC-ACC-RPU-1602 | RPU,HVAC,WAS Thickening Building (2) | Control Panel,Operator | Communications Equipment |  | OIT | http://www.toronto.ca/TWONTO#operator_interface_terminal
121034 | THC-ACC-OIT-2902 | Operator Interface Terminal,HVAC RPU,Remote Enclosure Ground Floor,WAS Thickening Building | THC-ACC-RPU-2901 | RPU,Sludge Storage and Transfer | Control Panel,Operator | Communications Equipment |  | OIT | http://www.toronto.ca/TWONTO#operator_interface_terminal
56934 | THC-ACC-OIT-1601 | Operator Interface Terminal,HVAC RPU,WAS Thickening Building | THC-ACC-RPU-1601 | RPU,HVAC,WAS Thickening Building (1) | Control Panel,Operator | Communications Equipment |  | OIT | http://www.toronto.ca/TWONTO#operator_interface_terminal
66964 | THC-THK-OIT-1609 | Operator Interface Terminal,Polymer Feed RPU-1605,WAS Thickening Building | THC-THK-RPU-1605 | RPU,Polymer Make-up,WAS Thickening Building (1) | Control Panel,Operator | Communications Equipment |  | OIT | http://www.toronto.ca/TWONTO#operator_interface_terminal
129213 | THC-THK-OIT-1608 | Operator Interface Terminal,Polymer Feed RPU-1605,WAS Thickening Building | THC-THK-RPU-1605 | RPU,Polymer Make-up,WAS Thickening Building (1) | Control Panel,Operator | Communications Equipment |  | OIT | http://www.toronto.ca/TWONTO#operator_interface_terminal
62426 | THC-ITS-PA-1310 | IDF Panel, Public Address System, Tunnel 13 &16 | THC-ITS-MDF-1000 | Public Address System, Master Distribution , Control System, Admin Bldg, | Network,Telecommunication | Communications Equipment |  | PA | http://www.toronto.ca/TWONTO#public_annoucement_speaker
62427 | THC-ITS-PA-1510 | IDF Panel, Public Address System, Tunnel 15 | THC-ITS-MDF-1000 | Public Address System, Master Distribution , Control System, Admin Bldg, | Network,Telecommunication | Communications Equipment |  | PA | http://www.toronto.ca/TWONTO#public_annoucement_speaker
62428 | THC-ITS-PA-1710 | IDF Panel, Public Address System, Tunnel 19 | THC-ITS-MDF-1000 | Public Address System, Master Distribution , Control System, Admin Bldg, | Network,Telecommunication | Communications Equipment |  | PA | http://www.toronto.ca/TWONTO#public_annoucement_speaker
62429 | THC-ITS-PA-1910 | IDF Panel, Public Address System, Tunnel 31 | THC-ITS-MDF-1000 | Public Address System, Master Distribution , Control System, Admin Bldg, | Network,Telecommunication | Communications Equipment |  | PA | http://www.toronto.ca/TWONTO#public_annoucement_speaker
62430 | THC-ITS-PA-2010 | IDF Panel, Public Address System, Tunnel 33 | THC-ITS-MDF-1000 | Public Address System, Master Distribution , Control System, Admin Bldg, | Network,Telecommunication | Communications Equipment |  | PA | http://www.toronto.ca/TWONTO#public_annoucement_speaker
62431 | THC-ITS-PA-2110 | IDF Panel, Public Address System, Bldg. U | THC-ITS-MDF-1000 | Public Address System, Master Distribution , Control System, Admin Bldg, | Network,Telecommunication | Communications Equipment |  | PA | http://www.toronto.ca/TWONTO#public_annoucement_speaker
62432 | THC-ITS-PA-2310 | IDF Panel, Public Address System, Bldg E | THC-ITS-MDF-1000 | Public Address System, Master Distribution , Control System, Admin Bldg, | Network,Telecommunication | Communications Equipment |  | PA | http://www.toronto.ca/TWONTO#public_annoucement_speaker
62433 | THC-ITS-PA-2410 | IDF Panel, Public Address System, Hygiene Bldg | THC-ITS-MDF-1000 | Public Address System, Master Distribution , Control System, Admin Bldg, | Network,Telecommunication | Communications Equipment |  | PA | http://www.toronto.ca/TWONTO#public_annoucement_speaker
62434 | THC-ITS-PA-2710 | IDF Panel, Public Address System, Aeration Tanks 13-16 Elec room | THC-ITS-MDF-1000 | Public Address System, Master Distribution , Control System, Admin Bldg, | Network,Telecommunication | Communications Equipment |  | PA | http://www.toronto.ca/TWONTO#public_annoucement_speaker
62435 | THC-ITS-PA-2711 | Speaker, Public Address System, Aeration Tanks A15 and A16 | THC-ITS-MDF-1000 | Public Address System, Master Distribution , Control System, Admin Bldg, | Network,Telecommunication | Communications Equipment |  | PA | http://www.toronto.ca/TWONTO#public_annoucement_speaker
62436 | THC-ITS-PA-2716 | Speaker, Public Address System, Aeration Tanks A15 and A16 | THC-ITS-MDF-1000 | Public Address System, Master Distribution , Control System, Admin Bldg, | Network,Telecommunication | Communications Equipment |  | PA | http://www.toronto.ca/TWONTO#public_annoucement_speaker
62437 | THC-ITS-PA-2970 | IDF Panel, Public Address System, Bldg. U | THC-ITS-MDF-1000 | Public Address System, Master Distribution , Control System, Admin Bldg, | Network,Telecommunication | Communications Equipment |  | PA | http://www.toronto.ca/TWONTO#public_annoucement_speaker
62438 | THC-ITS-PA-3140 | IDF Panel, Public Address System, Old Digesters | THC-ITS-MDF-1000 | Public Address System, Master Distribution , Control System, Admin Bldg, | Network,Telecommunication | Communications Equipment |  | PA | http://www.toronto.ca/TWONTO#public_annoucement_speaker
62439 | THC-ITS-PA-3210 | IDF Panel, Public Address System, Old Blower BLDG MCC Room | THC-ITS-MDF-1000 | Public Address System, Master Distribution , Control System, Admin Bldg, | Network,Telecommunication | Communications Equipment |  | PA | http://www.toronto.ca/TWONTO#public_annoucement_speaker
62440 | THC-ITS-PA-3241 | Speaker, Public Address System, Old Blower BLDG MCC Room | THC-ITS-MDF-1000 | Public Address System, Master Distribution , Control System, Admin Bldg, | Network,Telecommunication | Communications Equipment |  | PA | http://www.toronto.ca/TWONTO#public_annoucement_speaker
62441 | THC-ITS-PA-3242 | Speaker, Public Address System, Old Blower BLDG MCC Room | THC-ITS-MDF-1000 | Public Address System, Master Distribution , Control System, Admin Bldg, | Network,Telecommunication | Communications Equipment |  | PA | http://www.toronto.ca/TWONTO#public_annoucement_speaker
62442 | THC-ITS-PA-3243 | Speaker, Public Address System, Old Blower BLDG MCC Room | THC-ITS-MDF-1000 | Public Address System, Master Distribution , Control System, Admin Bldg, | Network,Telecommunication | Communications Equipment |  | PA | http://www.toronto.ca/TWONTO#public_annoucement_speaker
62443 | THC-ITS-PA-3244 | Speaker, Public Address System, Old Blower BLDG MCC Room | THC-ITS-MDF-1000 | Public Address System, Master Distribution , Control System, Admin Bldg, | Network,Telecommunication | Communications Equipment |  | PA | http://www.toronto.ca/TWONTO#public_annoucement_speaker
62475 | THC-ITS-PA-3310 | IDF Panel, Public Address System, Aeration Tanks 1-8 | THC-ITS-MDF-1000 | Public Address System, Master Distribution , Control System, Admin Bldg, | Network,Telecommunication | Communications Equipment |  | PA | http://www.toronto.ca/TWONTO#public_annoucement_speaker
62476 | THC-ITS-PA-3340 | IDF Panel, Public Address System, Aeration Tanks 1-8 | THC-ITS-MDF-1000 | Public Address System, Master Distribution , Control System, Admin Bldg, | Network,Telecommunication | Communications Equipment |  | PA | http://www.toronto.ca/TWONTO#public_annoucement_speaker
62477 | THC-ITS-PA-3510 | IDF Panel, Public Address System, , Bldg. M | THC-ITS-MDF-1000 | Public Address System, Master Distribution , Control System, Admin Bldg, | Network,Telecommunication | Communications Equipment |  | PA | http://www.toronto.ca/TWONTO#public_annoucement_speaker
62478 | THC-ITS-PA-3610 | IDF Panel, Public Address System, , Bldg. M | THC-ITS-MDF-1000 | Public Address System, Master Distribution , Control System, Admin Bldg, | Network,Telecommunication | Communications Equipment |  | PA | http://www.toronto.ca/TWONTO#public_annoucement_speaker
62479 | THC-ITS-PA-3640 | IDF Panel, Public Address System, , Bldg. M | THC-ITS-MDF-1000 | Public Address System, Master Distribution , Control System, Admin Bldg, | Network,Telecommunication | Communications Equipment |  | PA | http://www.toronto.ca/TWONTO#public_annoucement_speaker
62480 | THC-ITS-PA-3710 | IDF Panel, Public Address System, , Bldg. M | THC-ITS-MDF-1000 | Public Address System, Master Distribution , Control System, Admin Bldg, | Network,Telecommunication | Communications Equipment |  | PA | http://www.toronto.ca/TWONTO#public_annoucement_speaker
62481 | THC-ITS-PA-3740 | IDF Panel, Public Address System, , Bldg. M | THC-ITS-MDF-1000 | Public Address System, Master Distribution , Control System, Admin Bldg, | Network,Telecommunication | Communications Equipment |  | PA | http://www.toronto.ca/TWONTO#public_annoucement_speaker
62482 | THC-ITS-PA-3770 | IDF Panel, Public Address System, , Bldg. M | THC-ITS-MDF-1000 | Public Address System, Master Distribution , Control System, Admin Bldg, | Network,Telecommunication | Communications Equipment |  | PA | http://www.toronto.ca/TWONTO#public_annoucement_speaker
62483 | THC-ITS-PA-3840 | IDF Panel, Public Address System, , Bldg. M | THC-ITS-MDF-1000 | Public Address System, Master Distribution , Control System, Admin Bldg, | Network,Telecommunication | Communications Equipment |  | PA | http://www.toronto.ca/TWONTO#public_annoucement_speaker
62484 | THC-ITS-PA-3910 | IDF Panel, Public Address System, , Bldg. M | THC-ITS-MDF-1000 | Public Address System, Master Distribution , Control System, Admin Bldg, | Network,Telecommunication | Communications Equipment |  | PA | http://www.toronto.ca/TWONTO#public_annoucement_speaker
62485 | THC-ITS-PA-3940 | IDF Panel, Public Address System, , Bldg. M | THC-ITS-MDF-1000 | Public Address System, Master Distribution , Control System, Admin Bldg, | Network,Telecommunication | Communications Equipment |  | PA | http://www.toronto.ca/TWONTO#public_annoucement_speaker
66963 | THC-THK-OIT-1607 | Operator Interface Terminal,Polymer FeedRPU-1605,WAS Thickening Building | THC-THK-RPU-1605 | RPU,Polymer Make-up,WAS Thickening Building (1) | Control Panel,Operator | Communications Equipment |  | OIT | http://www.toronto.ca/TWONTO#operator_interface_terminal
66962 | THC-THK-OIT-1606 | Operator Interface Terminal,Polymer Make Up RPU-1605,WAS Thickening Building | THC-THK-RPU-1605 | RPU,Polymer Make-up,WAS Thickening Building (1) | Control Panel,Operator | Communications Equipment |  | OIT | http://www.toronto.ca/TWONTO#operator_interface_terminal
129212 | THC-THK-OIT-1605 | Operator Interface Terminal,Polymer Make Up RPU-1605,WAS Thickening Building | THC-THK-RPU-1605 | RPU,Polymer Make-up,WAS Thickening Building (1) | Control Panel,Operator | Communications Equipment |  | OIT | http://www.toronto.ca/TWONTO#operator_interface_terminal
83810 | WTR-316-COM-0006 | Panel, Communication | WTR-316-CH-0006 | Chamber,Revenue Meter,McCowan-Steeles (Magmeter) | Control Panel,Instrumentation | Communications Equipment |  | COM | http://www.toronto.ca/TWONTO#network_panel
54015 | TAB-SPC-COM-3602 | Panel, Communication, Termination Panel, Digester 5-12 Electrical Control Building | TAB-DIG-ELQ-T9-12 | Digester Tanks 9-12, Electrical Equipment |  | Communications Equipment |  | COM | termination_panel
29548 | FIS-ITS-COM-2200 | Panel, Telecom Enclosure, IT/SCADA Room | FIS COMMUNICATIONS | FIS Communications |  | Communications Equipment |  | COM | http://www.toronto.ca/TWONTO#network_panel
97335 | FIS-ITS-COM-2200 | Panel, Telecom Enclosure, IT/SCADA Room | FIS-MARINE-BUILDING | FIS Marine Yard Building |  | Communications Equipment |  | COM | http://www.toronto.ca/TWONTO#network_panel
126353 | THC-ITS-PA-0001 | PBX Phone System, Weridom 1, Control System, Admin Bldg, | THC-ITS | Information Technology Systems, Plant wide | Network,Telecommunication | Communications Equipment |  | PA | telephone_system
62425 | THC-ITS-PA-0003 | PBX Phone System, Weridom 1, Control System, Digester Bldg, | THC-ITS | Information Technology Systems, Plant wide | Network,Telecommunication | Communications Equipment |  | PA | telephone_system
62424 | THC-ITS-PA-0002 | PBX Phone System, Weridom 1, Control System, Incineration Bldg, | THC-ITS | Information Technology Systems, Plant wide | Network,Telecommunication | Communications Equipment |  | PA | telephone_system
134645 | THR-ELS-COM-0002 | Plant External & Internal Telephone System | THR-ELS-COMM | Plant External & Internal Phone System | Public Address System | Communications Equipment |  | COM | telephone_system
17625 | FHA-RADIO-0001 | Radio, Walkie Talkie | FHA-GRK-COM-0001 | Telephone and Paging System |  | Communications Equipment |  | RADIO | radio_system
17626 | FHA-RADIO-0006 | Radio, Walkie Talkie | FHA-GRK-COM-0001 | Telephone and Paging System |  | Communications Equipment |  | RADIO | radio_system
17627 | FHA-RADIO-0007 | Radio, Walkie Talkie | FHA-GRK-COM-0001 | Telephone and Paging System |  | Communications Equipment |  | RADIO | radio_system
17628 | FHA-RADIO-0008 | Radio, Walkie Talkie | FHA-GRK-COM-0001 | Telephone and Paging System |  | Communications Equipment |  | RADIO | radio_system
17629 | FHA-RADIO-0009 | Radio, Walkie Talkie | FHA-GRK-COM-0001 | Telephone and Paging System |  | Communications Equipment |  | RADIO | radio_system
78753 | FHA-RADIO-0002 | Radio, Walkie Talkie | FHA-GRK-COM-0001 | Telephone and Paging System |  | Communications Equipment |  | RADIO | radio_system
78754 | FHA-RADIO-0003 | Radio, Walkie Talkie | FHA-GRK-COM-0001 | Telephone and Paging System |  | Communications Equipment |  | RADIO | radio_system
78755 | FHA-RADIO-0004 | Radio, Walkie Talkie | FHA-GRK-COM-0001 | Telephone and Paging System |  | Communications Equipment |  | RADIO | radio_system
78756 | FHA-RADIO-0005 | Radio, Walkie Talkie | FHA-GRK-COM-0001 | Telephone and Paging System |  | Communications Equipment |  | RADIO | radio_system
78757 | FHA-RADIO-0010 | Radio, Walkie Talkie | FHA-GRK-COM-0001 | Telephone and Paging System |  | Communications Equipment |  | RADIO | radio_system
77572 | THR-PRM-COM-0010 | Reciever, Radio | THR-PRM-COM-1001 | Transmitter, Radio,Bridge 1002 Kiosk | Public Address System | Communications Equipment |  | COM | radio_system
77573 | THR-PRM-COM-0011 | Reciever, Radio | THR-PRM-COM-1101 | Transmitter, Radio,Bridge 1101 Kiosk | Public Address System | Communications Equipment |  | COM | radio_system
67281 | THC-TPA-PA-6010A | Paging Panel, Headworks, Electrical Room, Ground Floor | THC-PLT-BLDG-0001 | New Head House, preliminary process | Public Address System | Communications Equipment |  | PA | http://www.toronto.ca/TWONTO#public_annoucement_speaker
13638 | FCL-ITS-TEL | RL Clark Wi Fi Phones, | FCL-ITS | Integrated Technology Support |  | Communications Equipment |  |  | telephone_system
63302 | FCL-ITS-TEL | RL Clark Wi Fi Phones, | FCL-ELS-COM | Phone, Intercom, & Page System UPS |  | Communications Equipment |  |  | telephone_system
94972 | FHO-SPC-COM-0001 | Router, Admin Building, L1, Server Room | FHO-SPC | Process Control Systems - Services Area |  | Communications Equipment |  | COM | http://www.toronto.ca/TWONTO#network_router
130422 | THR-ACC-RPU-0006 | RPU, Engine Room South side near stairs, A-B SLC-5/05, 172.22.37.134, THRPSN11, Engine Room South side near stairs, Eng. Room roof ventilation | THR-ELS | Electrical Power System |  | Communications Equipment |  | RPU | http://www.toronto.ca/TWONTO#RPU_panel
66413 | THC-SPC-CPU-1202 | SCADA Operator Workstation, SE Plant Blowers Part 1 and Train #8 | THC-SPC-COM-1211 | SCADA Operator Workstation,Centrifuge Floor,WAS Thickening Building | SCADA | Communications Equipment |  | CPU | http://www.toronto.ca/TWONTO#operator_interface_terminal
66403 | THC-SPC-COM-1211 | SCADA Operator Workstation,Centrifuge Floor,WAS Thickening Building | THC-THK-CF-0200 | Centrifuge,WAS Thickening | SCADA | Communications Equipment |  | COM | http://www.toronto.ca/TWONTO#operator_interface_terminal
66414 | THC-SPC-CPU-1601 | SCADA Operator Workstation,Centrifuge Floor,WAS Thickening Building | THC-THK-CF-0200 | Centrifuge,WAS Thickening | SCADA | Communications Equipment |  | CPU | http://www.toronto.ca/TWONTO#operator_interface_terminal
129491 | THC-TPA-PA-6009 | Speaker, Headworks, 2nd Floor, Mech Room #1 Middle E | THC-TPA-PA-6010A | Paging Panel, Headworks, Electrical Room, Ground Floor | Public Address System | Communications Equipment |  | PA | http://www.toronto.ca/TWONTO#public_annoucement_speaker
67280 | THC-TPA-PA-6008 | Speaker, Headworks, 2nd Floor, Mech Room #1 Middle W | THC-TPA-PA-6010A | Paging Panel, Headworks, Electrical Room, Ground Floor | Public Address System | Communications Equipment |  | PA | http://www.toronto.ca/TWONTO#public_annoucement_speaker
67282 | THC-TPA-PA-6011 | Speaker, Headworks, 2nd Floor, Mech Room #1 N/E | THC-TPA-PA-6010A | Paging Panel, Headworks, Electrical Room, Ground Floor | Public Address System | Communications Equipment |  | PA | http://www.toronto.ca/TWONTO#public_annoucement_speaker
129492 | THC-TPA-PA-6010 | Speaker, Headworks, 2nd Floor, Mech Room #1 N/W | THC-TPA-PA-6010A | Paging Panel, Headworks, Electrical Room, Ground Floor | Public Address System | Communications Equipment |  | PA | http://www.toronto.ca/TWONTO#public_annoucement_speaker
129490 | THC-TPA-PA-6007 | Speaker, Headworks, 2nd Floor, Mech Room #1 S/E | THC-TPA-PA-6010A | Paging Panel, Headworks, Electrical Room, Ground Floor | Public Address System | Communications Equipment |  | PA | http://www.toronto.ca/TWONTO#public_annoucement_speaker
67283 | THC-TPA-PA-6013 | Speaker, Headworks, 2nd Floor, Mech Room #2 N/E | THC-TPA-PA-6010A | Paging Panel, Headworks, Electrical Room, Ground Floor | Public Address System | Communications Equipment |  | PA | http://www.toronto.ca/TWONTO#public_annoucement_speaker
129493 | THC-TPA-PA-6012 | Speaker, Headworks, 2nd Floor, Mech Room #2 S/W | THC-TPA-PA-6010A | Paging Panel, Headworks, Electrical Room, Ground Floor | Public Address System | Communications Equipment |  | PA | http://www.toronto.ca/TWONTO#public_annoucement_speaker
67291 | THC-TPA-PA-6030 | Speaker, Headworks, Ground Floor, Control Room | THC-TPA-PA-6010A | Paging Panel, Headworks, Electrical Room, Ground Floor | Public Address System | Communications Equipment |  | PA | http://www.toronto.ca/TWONTO#public_annoucement_speaker
129502 | THC-TPA-PA-6029 | Speaker, Headworks, Ground Floor, Corridor to Control Room | THC-TPA-PA-6010A | Paging Panel, Headworks, Electrical Room, Ground Floor | Public Address System | Communications Equipment |  | PA | http://www.toronto.ca/TWONTO#public_annoucement_speaker
67292 | THC-TPA-PA-6032 | Speaker, Headworks, Ground Floor, Electrical Room, N/E | THC-TPA-PA-6010A | Paging Panel, Headworks, Electrical Room, Ground Floor | Public Address System | Communications Equipment |  | PA | http://www.toronto.ca/TWONTO#public_annoucement_speaker
129503 | THC-TPA-PA-6031 | Speaker, Headworks, Ground Floor, Electrical Room, S | THC-TPA-PA-6010A | Paging Panel, Headworks, Electrical Room, Ground Floor | Public Address System | Communications Equipment |  | PA | http://www.toronto.ca/TWONTO#public_annoucement_speaker
67285 | THC-TPA-PA-6018 | Speaker, Headworks, Ground Floor, Screen Room S/W | THC-TPA-PA-6010A | Paging Panel, Headworks, Electrical Room, Ground Floor | Public Address System | Communications Equipment |  | PA | http://www.toronto.ca/TWONTO#public_annoucement_speaker
67289 | THC-TPA-PA-6026 | Speaker, Headworks, Ground Floor, Screen Room E | THC-TPA-PA-6010A | Paging Panel, Headworks, Electrical Room, Ground Floor | Public Address System | Communications Equipment |  | PA | http://www.toronto.ca/TWONTO#public_annoucement_speaker
67288 | THC-TPA-PA-6024 | Speaker, Headworks, Ground Floor, Screen Room N Middle | THC-TPA-PA-6010A | Paging Panel, Headworks, Electrical Room, Ground Floor | Public Address System | Communications Equipment |  | PA | http://www.toronto.ca/TWONTO#public_annoucement_speaker
73600 | THR-ELS-COM-0001 | Public Address Speaker System | THR-ELS-COMM | Plant External & Internal Phone System | Public Address System | Communications Equipment |  | COM | http://www.toronto.ca/TWONTO#public_annoucement_speaker
129498 | THC-TPA-PA-6022 | Speaker, Headworks, Ground Floor, Screen Room N Middle | THC-TPA-PA-6010A | Paging Panel, Headworks, Electrical Room, Ground Floor | Public Address System | Communications Equipment |  | PA | http://www.toronto.ca/TWONTO#public_annoucement_speaker
67286 | THC-TPA-PA-6020 | Speaker, Headworks, Ground Floor, Screen Room N/W | THC-TPA-PA-6010A | Paging Panel, Headworks, Electrical Room, Ground Floor | Public Address System | Communications Equipment |  | PA | http://www.toronto.ca/TWONTO#public_annoucement_speaker
78461 | FHA-GRK-COM-0001 | Telephone and Paging System | FHA-GRK-PRTY-0001 | Buildings Maintenance | Public Address System | Communications Equipment |  | COM | http://www.toronto.ca/TWONTO#public_annoucement_speaker
78476 | FHA-GRK-PA-0001 | Intercom & Paging Systems | FHA-GRK-PRTY-0001 | Buildings Maintenance | Public Address System | Communications Equipment |  | PA | http://www.toronto.ca/TWONTO#public_annoucement_speaker
129501 | THC-TPA-PA-6027 | Speaker, Headworks, Ground Floor, Screen Room N/W | THC-TPA-PA-6010A | Paging Panel, Headworks, Electrical Room, Ground Floor | Public Address System | Communications Equipment |  | PA | http://www.toronto.ca/TWONTO#public_annoucement_speaker
67287 | THC-TPA-PA-6021 | Speaker, Headworks, Ground Floor, Screen Room S Middle | THC-TPA-PA-6010A | Paging Panel, Headworks, Electrical Room, Ground Floor | Public Address System | Communications Equipment |  | PA | http://www.toronto.ca/TWONTO#public_annoucement_speaker
129499 | THC-TPA-PA-6023 | Speaker, Headworks, Ground Floor, Screen Room S Middle | THC-TPA-PA-6010A | Paging Panel, Headworks, Electrical Room, Ground Floor | Public Address System | Communications Equipment |  | PA | http://www.toronto.ca/TWONTO#public_annoucement_speaker
129500 | THC-TPA-PA-6025 | Speaker, Headworks, Ground Floor, Screen Room S/E | THC-TPA-PA-6010A | Paging Panel, Headworks, Electrical Room, Ground Floor | Public Address System | Communications Equipment |  | PA | http://www.toronto.ca/TWONTO#public_annoucement_speaker
129497 | THC-TPA-PA-6019 | Speaker, Headworks, Ground Floor, Screen Room W | THC-TPA-PA-6010A | Paging Panel, Headworks, Electrical Room, Ground Floor | Public Address System | Communications Equipment |  | PA | http://www.toronto.ca/TWONTO#public_annoucement_speaker
67290 | THC-TPA-PA-6028 | Speaker, Headworks, Ground Floor, Storage Room | THC-TPA-PA-6010A | Paging Panel, Headworks, Electrical Room, Ground Floor | Public Address System | Communications Equipment |  | PA | http://www.toronto.ca/TWONTO#public_annoucement_speaker
129505 | THC-TPA-PA-6036 | Speaker, Headworks, lower Level 1, Truck Load Bay, Middle E | THC-TPA-PA-6010A | Paging Panel, Headworks, Electrical Room, Ground Floor | Public Address System | Communications Equipment |  | PA | http://www.toronto.ca/TWONTO#public_annoucement_speaker
93416 | FHO-GRK-PA-0001 | Intercom & Paging System | FHO-GRK | Buildings & Grounds | Security System,Intercom | Communications Equipment |  | PA | http://www.toronto.ca/TWONTO#public_annoucement_speaker
129504 | THC-TPA-PA-6035 | Speaker, Headworks, lower Level 1, Truck Load Bay, Middle W | THC-TPA-PA-6010A | Paging Panel, Headworks, Electrical Room, Ground Floor | Public Address System | Communications Equipment |  | PA | http://www.toronto.ca/TWONTO#public_annoucement_speaker
67296 | THC-TPA-PA-6038 | Speaker, Headworks, lower Level 1, Truck Load Bay, N/E | THC-TPA-PA-6010A | Paging Panel, Headworks, Electrical Room, Ground Floor | Public Address System | Communications Equipment |  | PA | http://www.toronto.ca/TWONTO#public_annoucement_speaker
67295 | THC-TPA-PA-6037 | Speaker, Headworks, lower Level 1, Truck Load Bay, N/W | THC-TPA-PA-6010A | Paging Panel, Headworks, Electrical Room, Ground Floor | Public Address System | Communications Equipment |  | PA | http://www.toronto.ca/TWONTO#public_annoucement_speaker
67294 | THC-TPA-PA-6034 | Speaker, Headworks, lower Level 1, Truck Load Bay, S/E | THC-TPA-PA-6010A | Paging Panel, Headworks, Electrical Room, Ground Floor | Public Address System | Communications Equipment |  | PA | http://www.toronto.ca/TWONTO#public_annoucement_speaker
67293 | THC-TPA-PA-6033 | Speaker, Headworks, lower Level 1, Truck Load Bay, S/W | THC-TPA-PA-6010A | Paging Panel, Headworks, Electrical Room, Ground Floor | Public Address System | Communications Equipment |  | PA | http://www.toronto.ca/TWONTO#public_annoucement_speaker
67299 | THC-TPA-PA-6048 | Speaker, Headworks, Lower Level 2, Blower Room Middle | THC-TPA-PA-6010A | Paging Panel, Headworks, Electrical Room, Ground Floor | Public Address System | Communications Equipment |  | PA | http://www.toronto.ca/TWONTO#public_annoucement_speaker
129511 | THC-TPA-PA-6047 | Speaker, Headworks, Lower Level 2, Blower Room Middle | THC-TPA-PA-6010A | Paging Panel, Headworks, Electrical Room, Ground Floor | Public Address System | Communications Equipment |  | PA | http://www.toronto.ca/TWONTO#public_annoucement_speaker
129512 | THC-TPA-PA-6049 | Speaker, Headworks, Lower Level 2, Blower Room N | THC-TPA-PA-6010A | Paging Panel, Headworks, Electrical Room, Ground Floor | Public Address System | Communications Equipment |  | PA | http://www.toronto.ca/TWONTO#public_annoucement_speaker
67298 | THC-TPA-PA-6046 | Speaker, Headworks, Lower Level 2, Blower Room S | THC-TPA-PA-6010A | Paging Panel, Headworks, Electrical Room, Ground Floor | Public Address System | Communications Equipment |  | PA | http://www.toronto.ca/TWONTO#public_annoucement_speaker
129506 | THC-TPA-PA-6041 | Speaker, Headworks, Lower Level 2, Pipe Gallery N Middle | THC-TPA-PA-6010A | Paging Panel, Headworks, Electrical Room, Ground Floor | Public Address System | Communications Equipment |  | PA | http://www.toronto.ca/TWONTO#public_annoucement_speaker
129507 | THC-TPA-PA-6042 | Speaker, Headworks, Lower Level 2, Pipe Gallery N/E | THC-TPA-PA-6010A | Paging Panel, Headworks, Electrical Room, Ground Floor | Public Address System | Communications Equipment |  | PA | http://www.toronto.ca/TWONTO#public_annoucement_speaker
67301 | THC-TPA-PA-6060 | Speaker, Headworks, Lower Level 2, Pipe Gallery N/W | THC-TPA-PA-6010A | Paging Panel, Headworks, Electrical Room, Ground Floor | Public Address System | Communications Equipment |  | PA | http://www.toronto.ca/TWONTO#public_annoucement_speaker
67297 | THC-TPA-PA-6039 | Speaker, Headworks, Lower Level 2, Pipe Gallery W | THC-TPA-PA-6010A | Paging Panel, Headworks, Electrical Room, Ground Floor | Public Address System | Communications Equipment |  | PA | http://www.toronto.ca/TWONTO#public_annoucement_speaker
129513 | THC-TPA-PA-6050 | Speaker, Headworks, Lower Level 2, Underground Walkway S | THC-TPA-PA-6010A | Paging Panel, Headworks, Electrical Room, Ground Floor | Public Address System | Communications Equipment |  | PA | http://www.toronto.ca/TWONTO#public_annoucement_speaker
129510 | THC-TPA-PA-6045 | Speaker, Headworks, Lower Level 2, Vortex Gallery E | THC-TPA-PA-6010A | Paging Panel, Headworks, Electrical Room, Ground Floor | Public Address System | Communications Equipment |  | PA | http://www.toronto.ca/TWONTO#public_annoucement_speaker
129509 | THC-TPA-PA-6044 | Speaker, Headworks, Lower Level 2, Vortex Gallery S | THC-TPA-PA-6010A | Paging Panel, Headworks, Electrical Room, Ground Floor | Public Address System | Communications Equipment |  | PA | http://www.toronto.ca/TWONTO#public_annoucement_speaker
129508 | THC-TPA-PA-6043 | Speaker, Headworks, Lower Level 2, Vortex Gallery W | THC-TPA-PA-6010A | Paging Panel, Headworks, Electrical Room, Ground Floor | Public Address System | Communications Equipment |  | PA | http://www.toronto.ca/TWONTO#public_annoucement_speaker
67277 | THC-TPA-PA-6003 | Speaker, Headworks, Second Floor, Conveyor Platform Middle | THC-TPA-PA-6010A | Paging Panel, Headworks, Electrical Room, Ground Floor | Public Address System | Communications Equipment |  | PA | http://www.toronto.ca/TWONTO#public_annoucement_speaker
67278 | THC-TPA-PA-6005 | Speaker, Headworks, Second Floor, Conveyor Platform N/E | THC-TPA-PA-6010A | Paging Panel, Headworks, Electrical Room, Ground Floor | Public Address System | Communications Equipment |  | PA | http://www.toronto.ca/TWONTO#public_annoucement_speaker
129489 | THC-TPA-PA-6004 | Speaker, Headworks, Second Floor, Conveyor Platform N/E | THC-TPA-PA-6010A | Paging Panel, Headworks, Electrical Room, Ground Floor | Public Address System | Communications Equipment |  | PA | http://www.toronto.ca/TWONTO#public_annoucement_speaker
67275 | THC-TPA-PA-6001 | Speaker, Headworks, Second Floor, Conveyor Platform S | THC-TPA-PA-6010A | Paging Panel, Headworks, Electrical Room, Ground Floor | Public Address System | Communications Equipment |  | PA | http://www.toronto.ca/TWONTO#public_annoucement_speaker
67276 | THC-TPA-PA-6002 | Speaker, Headworks, Second Floor, Conveyor Platform S/E | THC-TPA-PA-6010A | Paging Panel, Headworks, Electrical Room, Ground Floor | Public Address System | Communications Equipment |  | PA | http://www.toronto.ca/TWONTO#public_annoucement_speaker
129496 | THC-TPA-PA-6017 | Speaker, Headworks, Stair "A", Ground Floor | THC-TPA-PA-6010A | Paging Panel, Headworks, Electrical Room, Ground Floor | Public Address System | Communications Equipment |  | PA | http://www.toronto.ca/TWONTO#public_annoucement_speaker
67284 | THC-TPA-PA-6016 | Speaker, Headworks, Stair "A", Lower Level 2 | THC-TPA-PA-6010A | Paging Panel, Headworks, Electrical Room, Ground Floor | Public Address System | Communications Equipment |  | PA | http://www.toronto.ca/TWONTO#public_annoucement_speaker
129495 | THC-TPA-PA-6015 | Speaker, Headworks, Stair "B", Ground Floor | THC-TPA-PA-6010A | Paging Panel, Headworks, Electrical Room, Ground Floor | Public Address System | Communications Equipment |  | PA | http://www.toronto.ca/TWONTO#public_annoucement_speaker
129494 | THC-TPA-PA-6014 | Speaker, Headworks, Stair "B", Lower Level 2 | THC-TPA-PA-6010A | Paging Panel, Headworks, Electrical Room, Ground Floor | Public Address System | Communications Equipment |  | PA | http://www.toronto.ca/TWONTO#public_annoucement_speaker
67300 | THC-TPA-PA-6052 | Speaker, Headworks, Stair "C", Ground Floor | THC-TPA-PA-6010A | Paging Panel, Headworks, Electrical Room, Ground Floor | Public Address System | Communications Equipment |  | PA | http://www.toronto.ca/TWONTO#public_annoucement_speaker
129514 | THC-TPA-PA-6051 | Speaker, Headworks, Stair "C", Lower Level 1 | THC-TPA-PA-6010A | Paging Panel, Headworks, Electrical Room, Ground Floor | Public Address System | Communications Equipment |  | PA | http://www.toronto.ca/TWONTO#public_annoucement_speaker
98319 | FIS-SPC-CPU-0214 | Computer, Backup SCADA Server (FISPSB02), Chemical Feed, Admin Bldg, Server Room COM-0400 | FIS-RAW WATER BLDG | Building Location |  | Communications Equipment |  | CPU | http://www.toronto.ca/TWONTO#operator_interface_terminal
98320 | FIS-SPC-CPU-0215 | Computer, Backup SCADA Server (FISPSB03), Raw Water & Preliminary, Admin Bldg, Server Room COM-0400 | FIS-CHEMICAL BLDG | Building Location |  | Communications Equipment |  | CPU | http://www.toronto.ca/TWONTO#operator_interface_terminal
98321 | FIS-SPC-CPU-1310 | Computer, Client SCADA Server, Filter Building, Filter Gallery | FIS-ADM BLDG | Building Location |  | Communications Equipment |  | CPU | http://www.toronto.ca/TWONTO#operator_interface_terminal
98322 | FIS-SPC-CPU-1410 | Computer, Client SCADA Server, Ammonia Building, Storage Room | FIS-METERING BLDG | Building Location |  | Communications Equipment |  | CPU | http://www.toronto.ca/TWONTO#operator_interface_terminal
98323 | FIS-SPC-CPU-1510 | Computer, Client SCADA Server (FISPSC04), Workshop Building, Switchgear Area | FIS-ADM BLDG | Building Location |  | Communications Equipment |  | CPU | http://www.toronto.ca/TWONTO#operator_interface_terminal
98324 | FIS-SPC-CPU-1610 | Computer, Client SCADA Server, Gaseous Chemical Building, Entrance | FIS-AMMONIA STORAGE | Building Location |  | Communications Equipment |  | CPU | http://www.toronto.ca/TWONTO#operator_interface_terminal
98325 | FIS-SPC-CPU-1710 | Computer, Client SCADA Server, Raw Water Pumping Station, South | FIS-FILTER BLDG | Building Location |  | Communications Equipment |  | CPU | http://www.toronto.ca/TWONTO#operator_interface_terminal
98326 | FIS-SPC-CPU-1911 | Computer, Client SCADA Server, Admin Building, Computer Room Console | FIS-ADM BLDG | Building Location |  | Communications Equipment |  | CPU | http://www.toronto.ca/TWONTO#operator_interface_terminal
98327 | FIS-SPC-CPU-1912 | Computer, Client SCADA Server, Admin Building, Computer Room Console | FIS-ADM BLDG | Building Location |  | Communications Equipment |  | CPU | http://www.toronto.ca/TWONTO#operator_interface_terminal
98328 | FIS-SPC-CPU-1913 | Computer, Client SCADA Server, Admin Building, Computer Room Console | FIS-ADM BLDG | Building Location |  | Communications Equipment |  | CPU | http://www.toronto.ca/TWONTO#operator_interface_terminal
98370 | FIS-TPA-CP-4001 | Panel, Paging, Paging System, IT/SCADA Room | FIS-MARINE-BUILDING | FIS Marine Yard Building |  | Communications Equipment |  | CP | http://www.toronto.ca/TWONTO#public_annoucement_speaker
105168 | PA50258 | Paging/Intercom System, P Bldg Prelim Treatment | TAB-PLT-P | P Building - Preliminary Treatment | Public Address System | Communications Equipment |  |  | http://www.toronto.ca/TWONTO#public_annoucement_speaker
105169 | PA50273 | Paging/Intercom System, T Bldg | TAB-RSP-ELQ | T Building - Electrical Equipment | Public Address System | Communications Equipment |  |  | http://www.toronto.ca/TWONTO#public_annoucement_speaker
105170 | PA50283 | Paging/Intercom System, Auxiliary Bldg | TAB-AUX-STRC | Auxiliary Building - Drains, Electrical Service(110/220V), Lighting, Plumbing |  | Communications Equipment |  |  | http://www.toronto.ca/TWONTO#public_annoucement_speaker
105171 | PA50285 | Paging/Intercom System, Pelletizer Bldg | TAB-SLD-STRC | Pelletizer Bldg - Building Services, Drains, Electrical Service(110/220V), Lighting, Plumbing |  | Communications Equipment |  |  | http://www.toronto.ca/TWONTO#public_annoucement_speaker
105172 | PA50286 | Paging/Intercom System, Truck Loading Facility | TAB-SLO-STRC-TLF | Truck Loading Facility - Drains, Electrical Service(110/220V), Lighting, Plumbing |  | Communications Equipment |  |  | http://www.toronto.ca/TWONTO#public_annoucement_speaker
105173 | PA50289 | Paging/Intercom System, Flotation/Z Bldg | TAB-THK-STRC | THK-STRC |  | Communications Equipment |  |  | http://www.toronto.ca/TWONTO#public_annoucement_speaker
105174 | PA50290 | Paging/Intercom System, Digestion Pipe Gallery | TAB-DIG-STRC | Digestion Pipe Gallery - Drains, Walls, Lighting, Bldg, Services, PA System, Plumbing, Safety Equipments |  | Communications Equipment |  |  | http://www.toronto.ca/TWONTO#public_annoucement_speaker
105175 | PA50291 | Paging/Intercom System, Digestion Tanks 1-4 | TAB-DIG-STRC-T1-4 | Digester Tanks 1-4 - Drains, Electrical Service(110/220V), Lighting, Plumbing |  | Communications Equipment |  |  | http://www.toronto.ca/TWONTO#public_annoucement_speaker
105176 | PA50293 | Paging/Intercom System, Digestion Tanks 9-12 | TAB-DIG-STRC-T9-12 | Digester Tanks 9-12 - Structure, Drains, Electrical Service(110/220V), Lighting, Plumbing, Grounds |  | Communications Equipment |  |  | http://www.toronto.ca/TWONTO#public_annoucement_speaker
105177 | PA50295 | Paging/Intercom System, Digestion Tanks 19-22 | TAB-DIG-STRC-19-22 | Digester Tanks 19-22 - Drains, Electrical Service(110/220V), UPS,Lighting, Plumbing |  | Communications Equipment |  |  | http://www.toronto.ca/TWONTO#public_annoucement_speaker
105179 | PA50748 | Paging/Intercom System, Boiler Rms/Z Bldg | TAB-WA6 | Common to Projects, Bldg. Services, Z Building |  | Communications Equipment |  |  | http://www.toronto.ca/TWONTO#public_annoucement_speaker
67279 | THC-TPA-PA-6006 | Speaker, Headworks, Stair "D", Ground Floor | THC-TPA-PA-6010A | Paging Panel, Headworks, Electrical Room, Ground Floor | Public Address System | Communications Equipment |  | PA | http://www.toronto.ca/TWONTO#public_annoucement_speaker
112774 | TAB-EL1-PA-300 | Panel, Paging, Electrical Room No. 4, P Bldg. | TAB-EL1-MCC-6634 | Motor Control Centre 600V - Galery 9 | Control Panel,Security | Communications Equipment |  | PA | http://www.toronto.ca/TWONTO#public_annoucement_speaker
113413 | TAB-ELS-PA-0001 | Public Address System , Plant wide | 52349 | TAB Power Distribution | Public Address System | Communications Equipment |  | PA | http://www.toronto.ca/TWONTO#public_annoucement_speaker
113414 | TAB-ELS-PA-0001 | Public Address System , Plant wide | TAB-ELS-ESQ | Electrical Safety Equipment | Public Address System | Communications Equipment |  | PA | http://www.toronto.ca/TWONTO#public_annoucement_speaker
4436 | COL-PGA-COM-0001 | Switch,Networking,WAN,Grey Abbey SPS | COL-PGA | Greyabbey Sewage Pumping Station | Computer Equipment | Communications Equipment |  | COM | http://www.toronto.ca/TWONTO#network_switch
13821 | COL-PGA-COM-0001 | Switch,Networking,WAN,Grey Abbey SPS | COL-PGA-MISC | Miscellaneous Equipment | Computer Equipment | Communications Equipment |  | COM | http://www.toronto.ca/TWONTO#network_switch
27 | 32017 | TAB External Telephone System | 52349 | TAB Power Distribution |  | Communications Equipment |  |  | telephone_system
126379 | THC-ITS-TEL-6004 | Telephone Outlet and Phone, Headworks, Ground Floor, Control Room, E Wall N | THC-TPA-PA-6010A | Paging Panel, Headworks, Electrical Room, Ground Floor | Network,Telecommunication | Communications Equipment |  | TEL | telephone_system
118376 | TAB-SPC-CPU-0060 | BAS (Building Automation System) Server Computer, 'M' Building, Control Room | TAB-RSP-INQ-M | M Building - Instrumentation Equipment | Building Service | Communications Equipment |  | CPU | http://www.toronto.ca/TWONTO#building_automation_system_controller
118377 | TAB-SPC-CPU-0061 | BAS (Building Automation System) Server Computer, 'T' Building, Control Room | TAB-RSP-INQ | T Building - Instrumentation | Building Service | Communications Equipment |  | CPU | http://www.toronto.ca/TWONTO#building_automation_system_controller
118378 | TAB-SPC-CPU-0062 | BAS (Building Automation System) Server Computer, New 'D' Building, Control Room | TAB-PLT-INQ-D | D Building - Instrumentation Equipment | Building Service | Communications Equipment |  | CPU | http://www.toronto.ca/TWONTO#building_automation_system_controller
118379 | TAB-SPC-CPU-0063 | BAS (Building Automation System) Server Computer, 'Z' Building, Control Room | TAB-THK-INQ | Floatation - Instrumentation Equipment | Building Service | Communications Equipment |  | CPU | http://www.toronto.ca/TWONTO#building_automation_system_controller
119551 | TAB-TPA-PA-2200 | Speaker, Paging/Intercom System, PRS Bldg | TAB-PRS-INQ | Instrumentation Equipment | Control Panel,Instrumentation | Communications Equipment |  | PA | http://www.toronto.ca/TWONTO#public_annoucement_speaker
119552 | TAB-TPA-PA-2201 | Speaker, Paging/Intercom System, PRS Bldg | TAB-PRS-INQ | Instrumentation Equipment | Control Panel,Instrumentation | Communications Equipment |  | PA | http://www.toronto.ca/TWONTO#public_annoucement_speaker
119553 | TAB-TPA-PA-2202 | Speaker, Paging/Intercom System, PRS Bldg | TAB-PRS-INQ | Instrumentation Equipment | Control Panel,Instrumentation | Communications Equipment |  | PA | http://www.toronto.ca/TWONTO#public_annoucement_speaker
119554 | TAB-TPA-PA-2220 | Speaker, Paging/Intercom System, Tunnel 'H' | TAB-PRS-INQ | Instrumentation Equipment | Control Panel,Instrumentation | Communications Equipment |  | PA | http://www.toronto.ca/TWONTO#public_annoucement_speaker
119555 | TAB-TPA-PA-2221 | Speaker, Paging/Intercom System, Tunnel 'H' | TAB-PRS-INQ | Instrumentation Equipment | Control Panel,Instrumentation | Communications Equipment |  | PA | http://www.toronto.ca/TWONTO#public_annoucement_speaker
62491 | THC-ITS-TEL-6005 | Telephone Outlet and Phone, Headworks, Ground Floor, Electrical Room, E Wall N | THC-TPA-PA-6010A | Paging Panel, Headworks, Electrical Room, Ground Floor | Network,Telecommunication | Communications Equipment |  | TEL | telephone_system
126382 | THC-ITS-TEL-6010 | Telephone Outlet and Phone, Headworks, Ground Floor, Screen Room, S Wall E | THC-TPA-PA-6010A | Paging Panel, Headworks, Electrical Room, Ground Floor | Network,Telecommunication | Communications Equipment |  | TEL | telephone_system
62492 | THC-ITS-TEL-6007 | Telephone Outlet and Phone, Headworks, Lower Level 1, Truck Load Bay, E Wall N | THC-TPA-PA-6010A | Paging Panel, Headworks, Electrical Room, Ground Floor | Network,Telecommunication | Communications Equipment |  | TEL | telephone_system
126380 | THC-ITS-TEL-6006 | Telephone Outlet and Phone, Headworks, Lower Level 1, Truck Load Bay, W Wall S | THC-TPA-PA-6010A | Paging Panel, Headworks, Electrical Room, Ground Floor | Network,Telecommunication | Communications Equipment |  | TEL | telephone_system
126381 | THC-ITS-TEL-6008 | Telephone Outlet and Phone, Headworks, Lower Level 2, Blower Room, E Wall | THC-TPA-PA-6010A | Paging Panel, Headworks, Electrical Room, Ground Floor | Network,Telecommunication | Communications Equipment |  | TEL | telephone_system
126352 | THC-ITS-MDF-1000 | Public Address System, Master Distribution , Control System, Admin Bldg, | THC-ITS-PA-0001 | PBX Phone System, Weridom 1, Control System, Admin Bldg, | Network,Telecommunication | Communications Equipment |  | MDF | http://www.toronto.ca/TWONTO#public_annoucement_speaker
62493 | THC-ITS-TEL-6009 | Telephone Outlet and Phone, Headworks, Lower Level 2, Pipe Gallery, S Wall Middle | THC-TPA-PA-6010A | Paging Panel, Headworks, Electrical Room, Ground Floor | Network,Telecommunication | Communications Equipment |  | TEL | telephone_system
126354 | THC-ITS-PA-1210 | IDF Panel , Public Address System, Tunnel 12 | THC-ITS-MDF-1000 | Public Address System, Master Distribution , Control System, Admin Bldg, | Network,Telecommunication | Communications Equipment |  | PA | http://www.toronto.ca/TWONTO#public_annoucement_speaker
126355 | THC-ITS-PA-1410 | IDF Panel, Public Address System, Tunnel 14 | THC-ITS-MDF-1000 | Public Address System, Master Distribution , Control System, Admin Bldg, | Network,Telecommunication | Communications Equipment |  | PA | http://www.toronto.ca/TWONTO#public_annoucement_speaker
126356 | THC-ITS-PA-1610 | IDF Panel, Public Address System, Tunnel 18 | THC-ITS-MDF-1000 | Public Address System, Master Distribution , Control System, Admin Bldg, | Network,Telecommunication | Communications Equipment |  | PA | http://www.toronto.ca/TWONTO#public_annoucement_speaker
126357 | THC-ITS-PA-2210 | IDF Panel, Public Address System, Bldg K | THC-ITS-MDF-1000 | Public Address System, Master Distribution , Control System, Admin Bldg, | Network,Telecommunication | Communications Equipment |  | PA | http://www.toronto.ca/TWONTO#public_annoucement_speaker
126358 | THC-ITS-PA-24010 | IDF Panel, Public Address System, Hygiene Bldg | THC-ITS-MDF-1000 | Public Address System, Master Distribution , Control System, Admin Bldg, | Network,Telecommunication | Communications Equipment |  | PA | http://www.toronto.ca/TWONTO#public_annoucement_speaker
126359 | THC-ITS-PA-2510 | IDF Panel, Public Address System, Bldg J | THC-ITS-MDF-1000 | Public Address System, Master Distribution , Control System, Admin Bldg, | Network,Telecommunication | Communications Equipment |  | PA | http://www.toronto.ca/TWONTO#public_annoucement_speaker
126360 | THC-ITS-PA-2610 | IDF Panel, Public Address System, Aeration Tanks 9-12 | THC-ITS-MDF-1000 | Public Address System, Master Distribution , Control System, Admin Bldg, | Network,Telecommunication | Communications Equipment |  | PA | http://www.toronto.ca/TWONTO#public_annoucement_speaker
126361 | THC-ITS-PA-2810 | IDF Panel, Public Address System, New Blower BLDG | THC-ITS-MDF-1000 | Public Address System, Master Distribution , Control System, Admin Bldg, | Network,Telecommunication | Communications Equipment |  | PA | http://www.toronto.ca/TWONTO#public_annoucement_speaker
126362 | THC-ITS-PA-2910 | IDF Panel, Public Address System, Bldg. U | THC-ITS-MDF-1000 | Public Address System, Master Distribution , Control System, Admin Bldg, | Network,Telecommunication | Communications Equipment |  | PA | http://www.toronto.ca/TWONTO#public_annoucement_speaker
126363 | THC-ITS-PA-2940 | IDF Panel, Public Address System, Bldg. U | THC-ITS-MDF-1000 | Public Address System, Master Distribution , Control System, Admin Bldg, | Network,Telecommunication | Communications Equipment |  | PA | http://www.toronto.ca/TWONTO#public_annoucement_speaker
126366 | THC-ITS-PA-3110 | IDF Panel, Public Address System, Anaerobic filters ELEC Room | THC-ITS-MDF-1000 | Public Address System, Master Distribution , Control System, Admin Bldg, | Network,Telecommunication | Communications Equipment |  | PA | http://www.toronto.ca/TWONTO#public_annoucement_speaker
126367 | THC-ITS-PA-3240 | IDF Panel , Public Address System, Old Blower BLDG MCC Room | THC-ITS-MDF-1000 | Public Address System, Master Distribution , Control System, Admin Bldg, | Network,Telecommunication | Communications Equipment |  | PA | http://www.toronto.ca/TWONTO#public_annoucement_speaker
126368 | THC-ITS-PA-3245 | Speaker, Public Address System, Old Blower BLDG MCC Room | THC-ITS-MDF-1000 | Public Address System, Master Distribution , Control System, Admin Bldg, | Network,Telecommunication | Communications Equipment |  | PA | http://www.toronto.ca/TWONTO#public_annoucement_speaker
126369 | THC-ITS-PA-3246 | Speaker, Public Address System, Old Blower BLDG MCC Room | THC-ITS-MDF-1000 | Public Address System, Master Distribution , Control System, Admin Bldg, | Network,Telecommunication | Communications Equipment |  | PA | http://www.toronto.ca/TWONTO#public_annoucement_speaker
126370 | THC-ITS-PA-3247 | Speaker, Public Address System, , Bldg. A | THC-ITS-MDF-1000 | Public Address System, Master Distribution , Control System, Admin Bldg, | Network,Telecommunication | Communications Equipment |  | PA | http://www.toronto.ca/TWONTO#public_annoucement_speaker
126371 | THC-ITS-PA-3410 | IDF Panel, Public Address System, Head House | THC-ITS-MDF-1000 | Public Address System, Master Distribution , Control System, Admin Bldg, | Network,Telecommunication | Communications Equipment |  | PA | http://www.toronto.ca/TWONTO#public_annoucement_speaker
126372 | THC-ITS-PA-3440 | IDF Panel, Public Address System, Head House | THC-ITS-MDF-1000 | Public Address System, Master Distribution , Control System, Admin Bldg, | Network,Telecommunication | Communications Equipment |  | PA | http://www.toronto.ca/TWONTO#public_annoucement_speaker
126373 | THC-ITS-PA-3810 | IDF Panel, Public Address System, , Bldg. M | THC-ITS-MDF-1000 | Public Address System, Master Distribution , Control System, Admin Bldg, | Network,Telecommunication | Communications Equipment |  | PA | http://www.toronto.ca/TWONTO#public_annoucement_speaker
126374 | THC-ITS-PA-4010 | IDF Panel, Public Address System, , Bldg. M | THC-ITS-MDF-1000 | Public Address System, Master Distribution , Control System, Admin Bldg, | Network,Telecommunication | Communications Equipment |  | PA | http://www.toronto.ca/TWONTO#public_annoucement_speaker
62489 | THC-ITS-TEL-6002 | Telephone Outlet and Phone, Headworks, Second Floor, Mech Room #1, E Wall N | THC-TPA-PA-6010A | Paging Panel, Headworks, Electrical Room, Ground Floor | Network,Telecommunication | Communications Equipment |  | TEL | telephone_system
126378 | THC-ITS-TEL-6001 | Telephone Outlet and Phone, Headworks, Second Floor, Mech Room #1, E Wall S | THC-TPA-PA-6010A | Paging Panel, Headworks, Electrical Room, Ground Floor | Network,Telecommunication | Communications Equipment |  | TEL | telephone_system
62490 | THC-ITS-TEL-6003 | Telephone Outlet and Phone, Headworks, Second Floor, Mech Room #2, N Wall E | THC-TPA-PA-6010A | Paging Panel, Headworks, Electrical Room, Ground Floor | Network,Telecommunication | Communications Equipment |  | TEL | telephone_system
24027 | FHO-GRK-COM-0001 | Telephone System and P A System | FHO-GRK-PRTY-0001 | Building Maintenance |  | Communications Equipment |  | COM | http://www.toronto.ca/TWONTO#public_annoucement_speaker
60419 | THC-DIS-OIT-1801 | Terminal, Operator Interface, Control Panel, Chlorination Bldg | THC-DIS-RPU-1801 | Remote Processing Unit, Control Panel | Control Panel,Operator | Communications Equipment |  | OIT | http://www.toronto.ca/TWONTO#operator_interface_terminal
94987 | FHO-SPC-COM-1601 | Termination Panel, Clarifier Building, S2, Main Foyer, N/E | FHO-SPC | Process Control Systems - Services Area |  | Communications Equipment |  | COM | termination_panel
26452 | FHO-SPC-COM-1102 | Termination Panel, Admin Building, S4, Main Electrical Room, South | FHO-SPC | Process Control Systems - Services Area |  | Communications Equipment |  | COM | termination_panel
94976 | FHO-SPC-COM-1101 | Termination Panel, Admin Building, S4, Main Electrical Room, South Wall | FHO-SPC | Process Control Systems - Services Area |  | Communications Equipment |  | COM | termination_panel
26456 | FHO-SPC-COM-1301 | Termination Panel, Chemical Building, L1, Chemical Workshop | FHO-SPC | Process Control Systems - Services Area |  | Communications Equipment |  | COM | termination_panel
94981 | FHO-SPC-COM-1302 | Termination Panel, Chemical Building, L1, Chemical Workshop | FHO-SPC | Process Control Systems - Services Area |  | Communications Equipment |  | COM | termination_panel
94980 | FHO-SPC-COM-1205 | Termination Panel, Chemical Building, S2, former PAC Area | FHO-SPC | Process Control Systems - Services Area |  | Communications Equipment |  | COM | termination_panel
26454 | FHO-SPC-COM-1203 | Termination Panel, Chemical Building, S4, Chemical Gallery | FHO-SPC | Process Control Systems - Services Area |  | Communications Equipment |  | COM | termination_panel
94978 | FHO-SPC-COM-1202 | Termination Panel, Chemical Building, S4, Chemical Gallery | FHO-SPC | Process Control Systems - Services Area |  | Communications Equipment |  | COM | termination_panel
94979 | FHO-SPC-COM-1204 | Termination Panel, Chemical Building, S4, Chemical Gallery, North Wall | FHO-SPC | Process Control Systems - Services Area |  | Communications Equipment |  | COM | termination_panel
94988 | FHO-SPC-COM-1602 | Termination Panel, Clarifier Buildoing, S2, Corridor | FHO-SPC | Process Control Systems - Services Area |  | Communications Equipment |  | COM | termination_panel
26459 | FHO-SPC-COM-1702 | Termination Panel, Filter 1-8 Building, S2, Filter Pipe Gallery, East Wall | FHO-SPC | Process Control Systems - Services Area |  | Communications Equipment |  | COM | termination_panel
26461 | FHO-SPC-COM-1705 | Termination Panel, Filter 1-8 Building, S2, Filter Pipe Gallery, East Wall | FHO-SPC | Process Control Systems - Services Area |  | Communications Equipment |  | COM | termination_panel
94991 | FHO-SPC-COM-1703 | Termination Panel, Filter 1-8 Building, S2, Filter Pipe Gallery, East Wall | FHO-SPC | Process Control Systems - Services Area |  | Communications Equipment |  | COM | termination_panel
94992 | FHO-SPC-COM-1706 | Termination Panel, Filter 1-8 Building, S2, Filter Pipe Gallery, East Wall | FHO-SPC | Process Control Systems - Services Area |  | Communications Equipment |  | COM | termination_panel
26460 | FHO-SPC-COM-1704 | Termination Panel, Filter Building, L1, Filter Gallery | FHO-SPC | Process Control Systems - Services Area |  | Communications Equipment |  | COM | termination_panel
94990 | FHO-SPC-COM-1701 | Termination Panel, Filter Building, S2, Filter Pipe Gallery, West Wall | FHO-SPC | Process Control Systems - Services Area |  | Communications Equipment |  | COM | termination_panel
94993 | FHO-SPC-COM-1707 | Termination Panel, Filter Gallery1-8 HVAC, Filter Building, S2, HVAC Room | FHO-SPC | Process Control Systems - Services Area |  | Communications Equipment |  | COM | termination_panel
128803 | THC-SPC-COM-1803 | Termination Panel, Network,Phase IV - Aeration MCC Room | THC-SPC-COM-1802 | SCADA & Computer | SCADA | Communications Equipment |  | COM | termination_panel
128804 | THC-SPC-COM-1810 | Termination Panel, Network,Phase IV - Aeration MCC Room | THC-SPC-COM-1802 | SCADA & Computer | SCADA | Communications Equipment |  | COM | termination_panel
66407 | THC-SPC-COM-1806 | Termination Panel, Network,Phase IV Primary Treatment Area, TunnelT19 | THC-SPC-COM-1802 | SCADA & Computer | SCADA | Communications Equipment |  | COM | termination_panel
94998 | FHO-SPC-COM-2002 | Termination Panel, Ozone Building, L1, Electrical Room | FHO-SPC | Process Control Systems - Services Area |  | Communications Equipment |  | COM | termination_panel
94997 | FHO-SPC-COM-2001 | Termination Panel, Ozone Building, L1, Electrical Room, West Wall | FHO-SPC | Process Control Systems - Services Area |  | Communications Equipment |  | COM | termination_panel
94996 | FHO-SPC-COM-1902 | Termination Panel, Ozone Building, L1, Ozone Equipment Room | FHO-SPC | Process Control Systems - Services Area |  | Communications Equipment |  | COM | termination_panel
26462 | FHO-SPC-COM-1901 | Termination Panel, Ozone Building, L1, Ozone Equipment Room, West Wall | FHO-SPC | Process Control Systems - Services Area |  | Communications Equipment |  | COM | termination_panel
26463 | FHO-SPC-COM-1903 | Termination Panel, Ozone Building, L1, Ozone Equipment Room, West Wall | FHO-SPC | Process Control Systems - Services Area |  | Communications Equipment |  | COM | termination_panel
94983 | FHO-SPC-COM-1402 | Termination Panel, Raw Water Building, S10, Raw Water Pump Basement | FHO-SPC | Process Control Systems - Services Area |  | Communications Equipment |  | COM | termination_panel
94982 | FHO-SPC-COM-1401 | Termination Panel, Raw Water Building, S7, Electrical Room | FHO-SPC | Process Control Systems - Services Area |  | Communications Equipment |  | COM | termination_panel
26458 | FHO-SPC-COM-1502 | Termination Panel, Standby Power Building, S2, Electrical Room | FHO-SPC | Process Control Systems - Services Area |  | Communications Equipment |  | COM | termination_panel
94985 | FHO-SPC-COM-1501 | Termination Panel, Surge Building, S2, Compressor Room | FHO-SPC | Process Control Systems - Services Area |  | Communications Equipment |  | COM | termination_panel
137700 | THR-PRM-COM-0901 | Transmitter, Radio,Bridge 0902 Kiosk | THR-ELS-COMM | Plant External & Internal Phone System | Public Address System | Communications Equipment |  | COM | radio_system
137701 | THR-PRM-COM-1001 | Transmitter, Radio,Bridge 1002 Kiosk | THR-ELS-COMM | Plant External & Internal Phone System | Public Address System | Communications Equipment |  | COM | radio_system
137702 | THR-PRM-COM-1101 | Transmitter, Radio,Bridge 1101 Kiosk | THR-ELS-COMM | Plant External & Internal Phone System | Public Address System | Communications Equipment |  | COM | radio_system
68690 | THR-ACC-UPS-0006 | UPS for RPU(THR-ACC-RPU-0006), Engine Room South side near stairs, A-B SLC-5/05, 172.22.37.134, THRPSN11, Engine Room South side near stairs, Eng. Room roof ventilation | THR-ACC-RPU-0006 | RPU, Engine Room South side near stairs, A-B SLC-5/05, 172.22.37.134, THRPSN11, Engine Room South side near stairs, Eng. Room roof ventilation |  | Communications Equipment |  | UPS | http://www.toronto.ca/TWONTO#UPS
60459 | THC-DIS-UPS-1801 | UPS, Control Panel, Chlorination Bldg | THC-DIS-RPU-1801 | Remote Processing Unit, Control Panel | Control Panel,Operator | Communications Equipment |  | UPS | http://www.toronto.ca/TWONTO#UPS
126383 | THC-ITS-WAP-6010 | Wireless Phone Base Station, Headworks, Ground Floor, Control Room, N Wall E | THC-TPA-PA-6010A | Paging Panel, Headworks, Electrical Room, Ground Floor | Network,Telecommunication | Communications Equipment |  | WAP | telephone_system
126384 | THC-ITS-WAP-6011 | Wireless Phone Base Station, Headworks, Lower Level 1, Sump/Storage Room, E Wall | THC-TPA-PA-6010A | Paging Panel, Headworks, Electrical Room, Ground Floor | Network,Telecommunication | Communications Equipment |  | WAP | telephone_system
62496 | THC-ITS-WAP-6013 | Wireless Phone Base Station, Headworks, Lower Level 2, Pipe Gallery, N Wall Middle | THC-TPA-PA-6010A | Paging Panel, Headworks, Electrical Room, Ground Floor | Network,Telecommunication | Communications Equipment |  | WAP | telephone_system
62497 | THC-ITS-WAP-6014 | Wireless Phone Base Station, Headworks, Lower Level 2, Pipe Gallery, S Wall Middle | THC-TPA-PA-6010A | Paging Panel, Headworks, Electrical Room, Ground Floor | Network,Telecommunication | Communications Equipment |  | WAP | telephone_system
62494 | THC-ITS-WAP-6001 | Wireless Phone Base Station, Headworks, Second Floor, Mech Room #1, E Wall | THC-TPA-PA-6010A | Paging Panel, Headworks, Electrical Room, Ground Floor | Network,Telecommunication | Communications Equipment |  | WAP | telephone_system
62495 | THC-ITS-WAP-6002 | Wireless Phone Base Station, Headworks, Second Floor, Mech Room #2, N Wall E | THC-TPA-PA-6010A | Paging Panel, Headworks, Electrical Room, Ground Floor | Network,Telecommunication | Communications Equipment |  | WAP | telephone_system

## Drain_Pivot (hidden)
Row Labels | Count of Valid_Class
? | 4
http://www.toronto.ca/TWONTO#collection_of_assets | 8
http://www.toronto.ca/TWONTO#condensate_trap | 2
http://www.toronto.ca/TWONTO#drain | 34
http://www.toronto.ca/TWONTO#trap_priming_device | 2
sediment_trap | 7
Grand Total | 57

## Drain (hidden)
Column1 | Entity_number | Description | Parent | Parent_Description | Category | Class | Suspended | Tag | Valid_Class
9799 | DRN-53787 | Drains | TNT-GRK-PRTY-1000 | Building Services | Building Service,Floor Drain | Drain |  |  | http://www.toronto.ca/TWONTO#drain
9805 | DRN18469 | Drains, Floor, Digestion Tanks 1-4 | TAB-DIG-STRC-T1-4 | Digester Tanks 1-4 - Drains, Electrical Service(110/220V), Lighting, Plumbing | Drain | Drain |  |  | http://www.toronto.ca/TWONTO#drain
9806 | DRN18470 | Drains, Floor, Digestion Tanks 5-8 | TAB-DIG-STRC-T5-8 | Digester Tanks 5-8 - Drains, Electrical Service(110/220V), Lighting, Plumbing | Drain | Drain |  |  | http://www.toronto.ca/TWONTO#drain
9807 | DRN18472 | Drains, Floor, Digestion Tanks 13-16 | TAB-DIG-STRC-T13-16 | Digester Tanks 13-16, Drains, Electrical Service(110/220V), Lighting, Plumbing | Drain | Drain |  |  | http://www.toronto.ca/TWONTO#drain
9808 | DRN18473 | Drains, Floor, Digestion Tanks 19-22 | TAB-DIG-STRC-19-22 | Digester Tanks 19-22 - Drains, Electrical Service(110/220V), UPS,Lighting, Plumbing | Drain | Drain |  |  | http://www.toronto.ca/TWONTO#drain
16580 | FHA-DRN-53792 | Drains | FHA-GRK-PRTY-1000 | CMS Work Orders | Building Service,Floor Drain | Drain |  | DRN | http://www.toronto.ca/TWONTO#drain
16954 | FHA-FEQ-DT-0003 | Firesystem Sprinkler drain trap, RMF-Near polymer room by eyewash station | FHA-SES-FEQ-1 | Fire Sprinkler System | Drain | Drain |  | DT | http://www.toronto.ca/TWONTO#drain
16955 | FHA-FEQ-DT-0004 | Firesystem Sprinkler drain trap, Garage # 6 Attached with air handling equipment | FHA-SES-FEQ-1 | Fire Sprinkler System | Drain | Drain |  | DT | http://www.toronto.ca/TWONTO#drain
16956 | FHA-FEQ-DT-0007 | Firesystem Sprinkler drain trap, RMF North chemical corridor outside ammonia room | FHA-SES-FEQ-1 | Fire Sprinkler System | Drain | Drain |  | DT | http://www.toronto.ca/TWONTO#drain
16957 | FHA-FEQ-DT-0008 | Firesystem Sprinkler drain trap, RMF North chemical corridor outside room 'E' | FHA-SES-FEQ-1 | Fire Sprinkler System | Drain | Drain |  | DT | http://www.toronto.ca/TWONTO#drain
16958 | FHA-FEQ-DT-0009 | Firesystem Sprinkler drain trap, RMF South east corner room E | FHA-SES-FEQ-1 | Fire Sprinkler System | Drain | Drain |  | DT | http://www.toronto.ca/TWONTO#drain
16959 | FHA-FEQ-DT-0010 | Firesystem Sprinkler drain trap, RMF-East end of south chemical corridor | FHA-SES-FEQ-1 | Fire Sprinkler System | Drain | Drain |  | DT | http://www.toronto.ca/TWONTO#drain
16960 | FHA-FEQ-DT-0011 | Firesystem Sprinkler drain trap, RMF-East end of north chemical corridor by stairs and elevator | FHA-SES-FEQ-1 | Fire Sprinkler System | Drain | Drain |  | DT | http://www.toronto.ca/TWONTO#drain
16961 | FHA-FEQ-DT-0012 | Firesystem Sprinkler drain trap, RMF-In hoisting access room north chemical corridor | FHA-SES-FEQ-1 | Fire Sprinkler System | Drain | Drain |  | DT | http://www.toronto.ca/TWONTO#drain
17551 | FHA-GRK-DRN-0101 | Drains | FHA-GRK-PRTY-0001 | Buildings Maintenance | Building Service,Floor Drain | Drain |  | DRN | http://www.toronto.ca/TWONTO#drain
24285 | FHO-LAB-TPD-0001 | Electronic trap pirmer- Operators' Lab | FHO | F.J. Horgan Water Treatment Plant |  | Drain |  | TPD | http://www.toronto.ca/TWONTO#trap_priming_device
24286 | FHO-LAB-TPD-0001 | Electronic trap pirmer- Operators' Lab | FHO-LABCHEM | Lab Chemical Inventory |  | Drain |  | TPD | http://www.toronto.ca/TWONTO#trap_priming_device
40323 | DRN18421 | Drains, Floor, Flotation/Z Bldg | TAB-THK-STRC | THK-STRC | Drain | Drain |  |  | http://www.toronto.ca/TWONTO#drain
40324 | DRN18468 | Drains, Floor, Digestion Pipe Gallery | TAB-DIG-STRC | Digestion Pipe Gallery - Drains, Walls, Lighting, Bldg, Services, PA System, Plumbing, Safety Equipments | Drain | Drain |  |  | http://www.toronto.ca/TWONTO#drain
40325 | DRN18471 | Drains, Floor, Digestion Tanks 9-12 | TAB-DIG-STRC-T9-12 | Digester Tanks 9-12 - Structure, Drains, Electrical Service(110/220V), Lighting, Plumbing, Grounds | Drain | Drain |  |  | http://www.toronto.ca/TWONTO#drain
44914 | TAB-DIG-DT-0980 | Drain, Moisture/Sediment Trap, Digester 9-12 Gas Discharge, Digester 9-12 Control Building Second Floor | TAB-DIG-T-0900 | Tank, Digester tank, Digester 9 | Drain | Drain |  | DT | sediment_trap
44915 | TAB-DIG-DT-0990 | Drain, Moisture/Sediment Trap, Digester 9-12 Gas Discharge, Digester 9-12 Control Building Second Floor | TAB-DIG-T-0900 | Tank, Digester tank, Digester 9 | Drain | Drain |  | DT | sediment_trap
59272 | THC-DIG-DT-0001 | Isolation Facility, enclosure and Drip Trap, HP Dry Digested Gas (Hazardous Area ) | THC-DIG-PIP-0001 | Piping,Digester Gas,Digesters to Plant Wide |  | Drain |  | DT | http://www.toronto.ca/TWONTO#condensate_trap
59273 | THC-DIG-DT-0001 | Isolation Facility, enclosure and Drip Trap, HP Dry Digested Gas (Hazardous Area ) | THC-DIG-PIP-0003 | Piping, HP Dry Digester Gas to Hot Water Boilers, Plant wide |  | Drain |  | DT | http://www.toronto.ca/TWONTO#condensate_trap
61931 | THC-GRK-DRN-0001 | Drains | THC-GRK-MAINT | Building Maintenance | Building Service,Floor Drain | Drain |  | DRN | http://www.toronto.ca/TWONTO#drain
61932 | THC-GRK-DRN-0001 | Drains | THC-GRK-PRTY-0001 | Grounds and Property - THC | Building Service,Floor Drain | Drain |  | DRN | http://www.toronto.ca/TWONTO#drain
61948 | THC-GRK-G-0002 | Inflatable stop gate balloon, Storm drainage system | THC-SUSPENDED | Suspended entity | Building Service,Floor Drain | Drain | 33977 | G | ?
66829 | THC-STW | Storm Water | THC-GRK-DRN-0001 | Drains | Building Service,Floor Drain | Drain |  |  | http://www.toronto.ca/TWONTO#collection_of_assets
73251 | THR-DRN-AER | Aeration, Work Area 4 | THR-DRN-WA4 | Drains, Work Area 4 |  | Drain |  |  | http://www.toronto.ca/TWONTO#collection_of_assets
73252 | THR-DRN-DIS | Disinfection, Work Area 4 | THR-DRN-WA1 | Drains, Work Area 1 |  | Drain |  |  | http://www.toronto.ca/TWONTO#collection_of_assets
73255 | THR-DRN-RSPS | Returns Sludge Pumping Station, Work Area 4 | THR-DRN-WA4 | Drains, Work Area 4 |  | Drain |  |  | http://www.toronto.ca/TWONTO#collection_of_assets
76292 | FHA-FEQ-DT-0001 | Firesystem Sprinkler drain trap,Garage #1 West wall | FHA-SES-FEQ-1 | Fire Sprinkler System | Drain | Drain |  | DT | http://www.toronto.ca/TWONTO#drain
76293 | FHA-FEQ-DT-0002 | Firesystem Sprinkler drain trap, RMF-Behind bins near the compressors | FHA-SES-FEQ-1 | Fire Sprinkler System | Drain | Drain |  | DT | http://www.toronto.ca/TWONTO#drain
76294 | FHA-FEQ-DT-0005 | Firesystem Sprinkler drain trap, RMF At top of west stairs by door to south chemical corridor | FHA-SES-FEQ-1 | Fire Sprinkler System | Drain | Drain |  | DT | http://www.toronto.ca/TWONTO#drain
76295 | FHA-FEQ-DT-0006 | Firesystem Sprinkler drain trap, RMF North chemical corridor outside sodium bisulphate room | FHA-SES-FEQ-1 | Fire Sprinkler System | Drain | Drain |  | DT | http://www.toronto.ca/TWONTO#drain
76296 | FHA-FEQ-DT-0013 | Firesystem Sprinkler drain trap, RMF-In between decant tanks #2 and #3 | FHA-SES-FEQ-1 | Fire Sprinkler System | Drain | Drain |  | DT | http://www.toronto.ca/TWONTO#drain
76297 | FHA-FEQ-DT-0014 | Firesystem Sprinkler drain trap, R MF-In between decant tanks #8 and #9 | FHA-SES-FEQ-1 | Fire Sprinkler System | Drain | Drain |  | DT | http://www.toronto.ca/TWONTO#drain
87535 | WTR-PRH-DRN-0001 | Drain, Auto, SCR-1200 ,Generator Room | WTR-PRH-SCR-1200 | Selective Catalytic Reduction, Reactor , Generator Room |  | Drain |  | DRN | http://www.toronto.ca/TWONTO#drain
90116 | YTF-GRK-DRN-1000 | Building Roof Drains | YTF-GRK-PRTY-1000 | Building Maintenance |  | Drain |  | DRN | http://www.toronto.ca/TWONTO#drain
93413 | FHO-GRK-DRN-0101 | Drains | FHO-GRK-PRTY-0001 | Building Maintenance | Building Service,Floor Drain | Drain |  | DRN | http://www.toronto.ca/TWONTO#drain
96543 | FIS-DRN-53798 | Drains | FIS-GRK-PRTY-1000 | CMS Work Orders | Building Service,Floor Drain | Drain |  | DRN | http://www.toronto.ca/TWONTO#drain
104791 | NON-DOS-STM-WC | NO DOS entity related work area for SWM Management / Watercourse | SWM-NON-DOS | Non DOS Entity related work area for spill treatment and maintenance chambers |  | Drain |  |  | http://www.toronto.ca/TWONTO#collection_of_assets
109385 | TAB-DEW-DRN | Drains, Floor, Dewatering Bldg | TAB-DEW-SERVICES | Dewatering Building Service & Safety Systems | Piping | Drain |  |  | http://www.toronto.ca/TWONTO#drain
110552 | TAB-DIG-DT-1080 | Drain, Moisture/Sediment Trap, Digester 9-12 Gas Discharge, Digester 9-12 Control Building Second Floor | TAB-DIG-T-1000 | Tank, Digester tank, Digester 10 | Drain | Drain |  | DT | sediment_trap
110553 | TAB-DIG-DT-1090 | Drain, Moisture/Sediment Trap, Digester 9-12 Gas Discharge, Digester 9-12 Control Building Second Floor | TAB-DIG-T-1000 | Tank, Digester tank, Digester 10 | Drain | Drain |  | DT | sediment_trap
110554 | TAB-DIG-DT-1180 | Drain, Moisture/Sediment Trap, Digester 9-12 Gas Discharge, Digester 9-12 Control Building Second Floor | TAB-DIG-T-1100 | Tank, Digester tank, Digester 11 | Drain | Drain |  | DT | sediment_trap
110555 | TAB-DIG-DT-1280 | Drain, Moisture/Sediment Trap, Digester 9-12 Gas Discharge, Digester 9-12 Control Building Second Floor | TAB-DIG-T-1200 | Tank, Digester tank, Digester 12 | Drain | Drain |  | DT | sediment_trap
110556 | TAB-DIG-DT-5070 | Drain, Continuous Flow Drip Trap, Digester Control Building Second Floor | TAB-DIG-T-0900 | Tank, Digester tank, Digester 9 | Drain | Drain |  | DT | sediment_trap
125954 | THC-GRK-G-0001 | Inflatable stop gate balloon, Storm drainage system | THC-STW | Storm Water | Building Service,Floor Drain | Drain | 33976 | G | ?
125955 | THC-GRK-G-0001 | Inflatable stop gate balloon, Storm drainage system | THC-SUSPENDED | Suspended entity | Building Service,Floor Drain | Drain | 33976 | G | ?
125956 | THC-GRK-G-0002 | Inflatable stop gate balloon, Storm drainage system | THC-STW | Storm Water | Building Service,Floor Drain | Drain | 33977 | G | ?
129108 | THC-STW | Storm Water | THCLIQMNT | THC Liquids Maintenance | Building Service,Floor Drain | Drain |  |  | http://www.toronto.ca/TWONTO#collection_of_assets
134339 | THR-DRN-DIS | Disinfection, Work Area 4 | THR-DRN-WA4 | Drains, Work Area 4 |  | Drain |  |  | http://www.toronto.ca/TWONTO#collection_of_assets
134341 | THR-DRN-FT | Final Tanks, Work Area 4 | THR-DRN-WA4 | Drains, Work Area 4 |  | Drain |  |  | http://www.toronto.ca/TWONTO#collection_of_assets
138971 | THR-THK-DRN1 | Drains, Thickening, Work Area 1 | THR-GRK-GQ-WA1 | Building & Grounds Equipment, Work Area 1 |  | Drain |  |  | http://www.toronto.ca/TWONTO#drain
138972 | THR-THK-DRN1 | Drains, Thickening, Work Area 1 | THR-THK-GRK1 | Thickening, Ground & Structural |  | Drain |  |  | http://www.toronto.ca/TWONTO#drain
145811 | WTR-PRH-DRN-1100 | Drain, Auto, SCR-1100, Generator Room | WTR-PRH-SCR-1100 | Selective Catalytic Reduction, Reactor, Generator Room |  | Drain |  | DRN | http://www.toronto.ca/TWONTO#drain

## Drive_Mechanism_Pivot (hidden)
Row Labels | Count of Valid_Class
http://www.toronto.ca/TWONTO#collector_mechanism | 2
http://www.toronto.ca/TWONTO#golf_cart | 2
http://www.toronto.ca/TWONTO#hydraulic_power_pack | 5
http://www.toronto.ca/TWONTO#travelling_bridge_collector | 3
http://www.toronto.ca/TWONTO#VSD | 6
Grand Total | 18

## Drive_mechanism (hidden)
Column1 | Entity_number | Description | Parent | Parent_Description | Category | Class | Suspended | Tag | Valid_Class
4013 | COL-PCU-DRV-0100 | Drive, Variable Speed Elec, Discharge Pump #1 | COL-PCU-AUX-ELEC | Electrical Equipment | Drive,Variable Speed Electrical | Drive mechanism |  | DRV | http://www.toronto.ca/TWONTO#VSD
4014 | COL-PCU-DRV-0100 | Drive, Variable Speed Elec, Discharge Pump #1 | COL-PCU-P-0100 | Pump, Centrifugal, Discharge Pump #1, Pump Floor | Drive,Variable Speed Electrical | Drive mechanism |  | DRV | http://www.toronto.ca/TWONTO#VSD
4015 | COL-PCU-DRV-0200 | Drive, Variable Speed Elec, Discharge Pump #2 | COL-PCU-P-0100 | Pump, Centrifugal, Discharge Pump #1, Pump Floor | Drive,Variable Speed Electrical | Drive mechanism |  | DRV | http://www.toronto.ca/TWONTO#VSD
4016 | COL-PCU-DRV-0300 | Drive, Variable Speed Elec, Discharge Pump #3 | COL-PCU-AUX-ELEC | Electrical Equipment | Drive,Variable Speed Electrical | Drive mechanism |  | DRV | http://www.toronto.ca/TWONTO#VSD
12308 | COL-PCU-DRV-0200 | Drive, Variable Speed Elec, Discharge Pump #2 | COL-PCU-AUX-ELEC | Electrical Equipment | Drive,Variable Speed Electrical | Drive mechanism |  | DRV | http://www.toronto.ca/TWONTO#VSD
12309 | COL-PCU-DRV-0300 | Drive, Variable Speed Elec, Discharge Pump #3 | COL-PCU-P-0100 | Pump, Centrifugal, Discharge Pump #1, Pump Floor | Drive,Variable Speed Electrical | Drive mechanism |  | DRV | http://www.toronto.ca/TWONTO#VSD
48698 | TAB-MCS-MEQ-0110 | Cleaning Machine, Floor | TAB-STR-STRC | Blower Bldg Services - Drains, Electrical Service(110/220V), Lighting, Plumbing | Vehicle,Unlicensed | Drive mechanism |  | MEQ | http://www.toronto.ca/TWONTO#golf_cart
63638 | THC-PLT-HD-0121 | Drive, Hydraulic, for Conveyor, Grit Tank 0100 | THC-PLT-CV-0120 | Conveyor, Grit Tank 0100 |  | Drive mechanism |  | HD | http://www.toronto.ca/TWONTO#hydraulic_power_pack
63639 | THC-PLT-HD-0421 | Drive, Hydraulic, for Conveyor, Grit Tank 0400 | THC-PLT-CV-0420 | Conveyor, Grit Tank 0400 |  | Drive mechanism |  | HD | http://www.toronto.ca/TWONTO#hydraulic_power_pack
64102 | THC-PRM-CLR-0930 | Sludge Bottom Scraper Mechanism, Primary Clarifier 1000, SW Plant | THC-PRM-T-0900 | Tank, Primary Clarifier |  | Drive mechanism |  | CLR | http://www.toronto.ca/TWONTO#collector_mechanism
64104 | THC-PRM-CLR-1030 | Sludge Bottom Scraper Mechanism, Tank 1000, Primary Clarifier | THC-PRM-T-1000 | Tank, Primary Clarifier |  | Drive mechanism |  | CLR | http://www.toronto.ca/TWONTO#collector_mechanism
64105 | THC-PRM-CLR-1030SUSP | Bridge Drive Mechanism, Tank 1000, Primary Clarifier | THC-PRM-T-1000 | Tank, Primary Clarifier | Collector,Bridge | Drive mechanism | 43019 | CLR | http://www.toronto.ca/TWONTO#travelling_bridge_collector
113779 | TAB-MCS-MEQ-0111 | Cleaning Machine, Floor | TAB-STR-STRC | Blower Bldg Services - Drains, Electrical Service(110/220V), Lighting, Plumbing | Vehicle,Unlicensed | Drive mechanism |  | MEQ | http://www.toronto.ca/TWONTO#golf_cart
127125 | THC-PLT-HD-0221 | Drive, Hydraulic, for Conveyor, Grit Tank 0200 | THC-PLT-CV-0220 | Conveyor, Grit Tank 0200 |  | Drive mechanism |  | HD | http://www.toronto.ca/TWONTO#hydraulic_power_pack
127126 | THC-PLT-HD-0321 | Drive, Hydraulic, for Conveyor, Grit Tank 0300 | THC-PLT-CV-0320 | Conveyor, Grit Tank 0300 |  | Drive mechanism |  | HD | http://www.toronto.ca/TWONTO#hydraulic_power_pack
127127 | THC-PLT-HD-0521 | Drive, Hydraulic, for Conveyor, Grit Tank 0500 | THC-PLT-CV-0520 | Conveyor, Grit Tank 0500 |  | Drive mechanism |  | HD | http://www.toronto.ca/TWONTO#hydraulic_power_pack
127462 | THC-PRM-CLR-0900SUSP | Bridge Drive Mechanism, Tank 0900, Primary Clarifier | THC-PRM-T-0900 | Tank, Primary Clarifier | Collector,Bridge | Drive mechanism | 43020 | CLR | http://www.toronto.ca/TWONTO#travelling_bridge_collector
127464 | THC-PRM-CLR-1130SUSP | Bridge Drive Mechanism, Tank 1100, Primary Clarifier | THC-PRM-T-1100 | Tank, Primary Clarifier | Collector,Bridge | Drive mechanism | 39553 | CLR | http://www.toronto.ca/TWONTO#travelling_bridge_collector

## Evaporator_Pivot (hidden)
Row Labels | Count of Valid_Class
ambient_vapourizer | 2
http://www.toronto.ca/TWONTO#chlorinator_system | 35
lab_equipment | 3
Grand Total | 40

## Evaporator (hidden)
Column1 | Entity_number | Description | Parent | Parent_Description | Category | Class | Suspended | Tag | Valid_Class
20985 | FHO-CLA-EV-0101 | Evaporator, Pre Chlorination Train 1, Chemical Building, Main floor, Machine Room | FHO-CLA-CHL-0101 | Chlorinator, Pre Chlorination Train 1, Chemical Building, L1, Machine Room | Evaporator,Chlorine | Evaporator |  | EV | http://www.toronto.ca/TWONTO#chlorinator_system
20987 | FHO-CLA-EV-0201 | Evaporator, Pre Chlorination Train 2, Chemical Building, Main Floor, Machine Room | FHO-CLA-CHL-0201 | Chlorinator, Pre Chlorination Train 2, Chemical Building, L1, Machine Room | Evaporator,Chlorine | Evaporator |  | EV | http://www.toronto.ca/TWONTO#chlorinator_system
21090 | FHO-CLB-EV-0201 | Evaporator, Post Chlorination Train 2 West, Main Floor, Chemical Machine Room | FHO-CLB-CHL-0201-KQ | Post Chlorination Train 2 | Evaporator,Chlorine | Evaporator |  | EV | http://www.toronto.ca/TWONTO#chlorinator_system
21094 | FHO-CLB-EV-0301 | Evaporator, Post Chlorination Train 3 East, Main Floor, Chemical Machine Room | FHO-CLB-CHL-0301 | Chlorinator, Post Chlorination East Train 3, Chemical Building, L1, Evaporator Room | Heater,Process | Evaporator |  | EV | http://www.toronto.ca/TWONTO#chlorinator_system
21095 | FHO-CLB-EV-0301 | Evaporator, Post Chlorination Train 3 East, Main Floor, Chemical Machine Room | FHO-CLC-CHL-0201-KQ | Trim ChlorinationTrain 2 | Heater,Process | Evaporator |  | EV | http://www.toronto.ca/TWONTO#chlorinator_system
21096 | FHO-CLB-EV-0401 | Evaporator, Post Chlorination Train 4 East, Main Floor, Chemical Machine Room | FHO-CLB | Post Chlorination System | Heater,Process | Evaporator |  | EV | http://www.toronto.ca/TWONTO#chlorinator_system
21097 | FHO-CLB-EV-0401 | Evaporator, Post Chlorination Train 4 East, Main Floor, Chemical Machine Room | FHO-CLB-CHL-0401 | Chlorinator, Post Chlorination East Train 4,Chemical Building, L1, Evaporator Room | Heater,Process | Evaporator |  | EV | http://www.toronto.ca/TWONTO#chlorinator_system
21098 | FHO-CLB-EV-0401 | Evaporator, Post Chlorination Train 4 East, Main Floor, Chemical Machine Room | FHO-DCL-SO-0101-KQ | Dechlorination Train 1 | Heater,Process | Evaporator |  | EV | http://www.toronto.ca/TWONTO#chlorinator_system
21258 | FHO-CLC-EV-0101 | Evaporator,Trim Chlorination Train 1, Chemical Building, Main Floor, Machine Room | FHO-CLC-CHL-0101 | Chlorinator, Trim Chlorination Train 1, Chemical Building, L1, Machine Room | Evaporator,Chlorine | Evaporator |  | EV | http://www.toronto.ca/TWONTO#chlorinator_system
21259 | FHO-CLC-EV-0101 | Evaporator,Trim Chlorination Train 1, Chemical Building, Main Floor, Machine Room | FHO-CLC-CHL-0101-KQ | Trim Chlorination Train 1 | Evaporator,Chlorine | Evaporator |  | EV | http://www.toronto.ca/TWONTO#chlorinator_system
21310 | FHO-DCL-EV-0201 | Evaporator, Dechlorination Train 2, Chemical Building, Main Floor, Machine Room | FHO-DCL-SO-0101-KQ | Dechlorination Train 1 | Evaporator,SO2 | Evaporator |  | EV | http://www.toronto.ca/TWONTO#chlorinator_system
21311 | FHO-DCL-EV-0201 | Evaporator, Dechlorination Train 2, Chemical Building, Main Floor, Machine Room | FHO-DCL-SO-0201 | Sulphonator, Dechlorination Train 2, Chemical Building, Main Floor, Machine Room | Evaporator,SO2 | Evaporator |  | EV | http://www.toronto.ca/TWONTO#chlorinator_system
21312 | FHO-DCL-EV-0201 | Evaporator, Dechlorination Train 2, Chemical Building, Main Floor, Machine Room | FHO-DCL-SO-0201-KQ | Dechlorination Train 2 | Evaporator,SO2 | Evaporator |  | EV | http://www.toronto.ca/TWONTO#chlorinator_system
21315 | FHO-DCL-EV-0301 | Evaporator, Dechlorination Train 3, Chemical Building, Main Floor, Machine Room | FHO-DCL-SO-0301-KQ | Dechlorination Train 3 | Evaporator,SO2 | Evaporator |  | EV | http://www.toronto.ca/TWONTO#chlorinator_system
21532 | FHO-DOZ-EV-0300 | Ambient Vapourizer, LOX Tanks Outlet, LOX Storage Area | FHO-LOX | Liquid Oxygen System |  | Evaporator |  | EV | ambient_vapourizer
21533 | FHO-DOZ-EV-0400 | Ambient Vapourizer, LOX Tanks Outlet, LOX Storage Area | FHO-LOX | Liquid Oxygen System |  | Evaporator |  | EV | ambient_vapourizer
46620 | TAB-DIS-EV-1301 | Evaporator #3 | TAB-DIS-CHL-3 | ChlorinatIon Train #3 | Evaporator | Evaporator |  | EV | http://www.toronto.ca/TWONTO#chlorinator_system
46621 | TAB-DIS-EV-1401 | Evaporator #4 | TAB-DIS-CHL-4 | Chlorination Train #4 | Evaporator | Evaporator |  | EV | http://www.toronto.ca/TWONTO#chlorinator_system
46622 | TAB-DIS-EV-1701 | Evaporator #7 | TAB-DIS-CHL-7 | Chlorination Train #7 | Evaporator | Evaporator |  | EV | http://www.toronto.ca/TWONTO#chlorinator_system
46623 | TAB-DIS-EV-1801 | Evaporator #8 | TAB-DIS-CHL-8 | Chlorination Train #8 | Evaporator | Evaporator |  | EV | http://www.toronto.ca/TWONTO#chlorinator_system
67037 | FCL-TRW-DIST-0001 | Distiller, Treated water | FCL-MCS | Mechanical Services |  | Evaporator |  | DIST | lab_equipment
67038 | FCL-TRW-DIST-0001 | Distiller, Treated water | FCL-MCS-3 | Service Water and Backflow Prevention |  | Evaporator |  | DIST | lab_equipment
72797 | THR-DIS-EV-1110 | Evaporator, Chlorine, Chlorination Building, Disinfection, Chlorination System | THR-DIS-EV | Disinfection, Chlorine Evaporator | Evaporator,Chlorine | Evaporator | 34318 | EV | http://www.toronto.ca/TWONTO#chlorinator_system
72798 | THR-DIS-EV-1120 | Evaporator, Chlorine, Chlorination Building, Disinfection, Chlorination System | THR-DIS-EV | Disinfection, Chlorine Evaporator | Evaporator,Chlorine | Evaporator | 34319 | EV | http://www.toronto.ca/TWONTO#chlorinator_system
72799 | THR-DIS-EV-1130 | Evaporator, Chlorine, Chlorination Building, Disinfection, Chlorination System | THR-S-E | SUSPENDED ENTITY | Evaporator,Chlorine | Evaporator | 34320 | EV | http://www.toronto.ca/TWONTO#chlorinator_system
72800 | THR-DIS-EV-1140 | Evaporator, Chlorine, Chlorination Building, Disinfection, Chlorination System | THR-S-E | SUSPENDED ENTITY | Evaporator,Chlorine | Evaporator | 34321 | EV | http://www.toronto.ca/TWONTO#chlorinator_system
90727 | FHO-CLA-EV-0101 | Evaporator, Pre Chlorination Train 1, Chemical Building, Main floor, Machine Room | FHO-CLA-CHL-0101-KQ | Pre Chlorination Train 1 | Evaporator,Chlorine | Evaporator |  | EV | http://www.toronto.ca/TWONTO#chlorinator_system
90729 | FHO-CLA-EV-0201 | Evaporator, Pre Chlorination Train 2, Chemical Building, Main Floor, Machine Room | FHO-CLA-CHL-0201-KQ | Pre Chlorination Train 2 | Evaporator,Chlorine | Evaporator |  | EV | http://www.toronto.ca/TWONTO#chlorinator_system
90839 | FHO-CLB-EV-0101 | Evaporator, Post Chlorination Train 1 West, Main Floor, Chemical Machine Room | FHO-CLB-CHL-0101 | Chlorinator, Post Chlorination Train 1 West, Chemical Building, L1, Evaporator Room | Evaporator,Chlorine | Evaporator |  | EV | http://www.toronto.ca/TWONTO#chlorinator_system
90840 | FHO-CLB-EV-0101 | Evaporator, Post Chlorination Train 1 West, Main Floor, Chemical Machine Room | FHO-CLB-CHL-0101-KQ | Post ChlorinationTrain 1 | Evaporator,Chlorine | Evaporator |  | EV | http://www.toronto.ca/TWONTO#chlorinator_system
90843 | FHO-CLB-EV-0201 | Evaporator, Post Chlorination Train 2 West, Main Floor, Chemical Machine Room | FHO-CLB-CHL-0201 | Chlorinator, Post Chlorination Train 2 West, Chemical Building, L1, Evaporator Room | Evaporator,Chlorine | Evaporator |  | EV | http://www.toronto.ca/TWONTO#chlorinator_system
91041 | FHO-DCL-EV-0301 | Evaporator, Dechlorination Train 3, Chemical Building, Main Floor, Machine Room | FHO-DCL-SO-0301 | Sulphonator, Dechlorination Train 3, Chemical Building, Main Floor, Machine Room | Evaporator,SO2 | Evaporator |  | EV | http://www.toronto.ca/TWONTO#chlorinator_system
112178 | TAB-DIS-EV-1201 | Evaporator #2 | TAB-DIS-CHL-2 | Chlorination Train #2 | Evaporator | Evaporator |  | EV | http://www.toronto.ca/TWONTO#chlorinator_system
112179 | TAB-DIS-EV-1501 | Evaporator #5 | TAB-DIS-CHL-5 | Chlorination Train #5 | Evaporator | Evaporator |  | EV | http://www.toronto.ca/TWONTO#chlorinator_system
112180 | TAB-DIS-EV-1601 | Evaporator #6 | TAB-DIS-CHL-6 | Chlorination Train #6 | Evaporator | Evaporator |  | EV | http://www.toronto.ca/TWONTO#chlorinator_system
126390 | THC-LAB-DIST-0001 | Distiler, Water, MEGA-PURE 3A Water Still, Series 675 | THC-LAB | Laboratory Equipment |  | Evaporator | 43529 | DIST | lab_equipment
133873 | THR-DIS-EV-1110 | Evaporator, Chlorine, Chlorination Building, Disinfection, Chlorination System | THR-S-E | SUSPENDED ENTITY | Evaporator,Chlorine | Evaporator | 34318 | EV | http://www.toronto.ca/TWONTO#chlorinator_system
133874 | THR-DIS-EV-1120 | Evaporator, Chlorine, Chlorination Building, Disinfection, Chlorination System | THR-S-E | SUSPENDED ENTITY | Evaporator,Chlorine | Evaporator | 34319 | EV | http://www.toronto.ca/TWONTO#chlorinator_system
133875 | THR-DIS-EV-1130 | Evaporator, Chlorine, Chlorination Building, Disinfection, Chlorination System | THR-DIS-EV | Disinfection, Chlorine Evaporator | Evaporator,Chlorine | Evaporator | 34320 | EV | http://www.toronto.ca/TWONTO#chlorinator_system
133876 | THR-DIS-EV-1140 | Evaporator, Chlorine, Chlorination Building, Disinfection, Chlorination System | THR-DIS-EV | Disinfection, Chlorine Evaporator | Evaporator,Chlorine | Evaporator | 34321 | EV | http://www.toronto.ca/TWONTO#chlorinator_system

## Gas_Collection_Pivot (hidden)
Row Labels | Count of Valid_Class
heat_trace | 18
http://www.toronto.ca/TWONTO#air_damper | 24
http://www.toronto.ca/TWONTO#blower | 7
http://www.toronto.ca/TWONTO#collection_of_assets | 1
http://www.toronto.ca/TWONTO#heater | 2
http://www.toronto.ca/TWONTO#humidier | 1
http://www.toronto.ca/TWONTO#incinerator | 2
http://www.toronto.ca/TWONTO#pump | 2
media_based_filter | 3
Grand Total | 60

## Gas_Collection (hidden)
Column1 | Entity_number | Description | Parent | Parent_Description | Category | Class | Suspended | Tag | Valid_Class
49016 | TAB-OCS-DM-6601 | Damper, Booster Fan FN-6620/6630, Suction, Biofilter Area, P Bldg. | TAB-OCS-FN-6620 | Fan, Booster, Odourous Air from Truck Loading Bay, Biofilter Area, P Bldg. | Damper/Louver | Gas Collection |  | DM | http://www.toronto.ca/TWONTO#air_damper
49017 | TAB-OCS-DM-6612 | Damper, Booster Fan FN-6610, Discharge, Screen Effluent Channel Roof, P Bldg. | TAB-OCS-FN-6610 | Fan, Booster, Odourous Air from Screenings Area, Screen Effluent Channel Roof, P Bldg. | Damper/Louver | Gas Collection |  | DM | http://www.toronto.ca/TWONTO#air_damper
49018 | TAB-OCS-DM-6621 | Damper, Actuated, Booster Fan FN-6620, Suction, Biofilter Area, P Bldg. | TAB-OCS-FN-6620 | Fan, Booster, Odourous Air from Truck Loading Bay, Biofilter Area, P Bldg. | Damper/Louver | Gas Collection |  | DM | http://www.toronto.ca/TWONTO#air_damper
49019 | TAB-OCS-DM-6622 | Damper, Booster Fan FN-6620, Discharge, Biofilter Area, P Bldg. | TAB-OCS-FN-6620 | Fan, Booster, Odourous Air from Truck Loading Bay, Biofilter Area, P Bldg. | Damper/Louver | Gas Collection |  | DM | http://www.toronto.ca/TWONTO#air_damper
49020 | TAB-OCS-DM-6631 | Damper, Actuated, Booster Fan FN-6630 Suction, Biofilter Area, P Bldg. | TAB-OCS-FN-6630 | Fan, Booster, Odourous Air from Truck Loading Bay, Biofilter Area, P Bldg. | Damper/Louver | Gas Collection |  | DM | http://www.toronto.ca/TWONTO#air_damper
49021 | TAB-OCS-DM-6641 | Damper, Actuated, Booster Fan FN-6640 Suction, Grit Tank Bldg. Roof, P Bldg. | TAB-OCS-FN-6640 | Fan, Booster, Odourous Air from Grit Tanks, Grit Tank Bldg. Roof, P Bldg. | Damper/Louver | Gas Collection |  | DM | http://www.toronto.ca/TWONTO#air_damper
49022 | TAB-OCS-DM-6642 | Damper, Booster Fan FN-6640, Discharge, Grit Tank Bldg. Roof, P Bldg. | TAB-OCS-FN-6640 | Fan, Booster, Odourous Air from Grit Tanks, Grit Tank Bldg. Roof, P Bldg. | Damper/Louver | Gas Collection |  | DM | http://www.toronto.ca/TWONTO#air_damper
49023 | TAB-OCS-DM-6702 | Damper, Foul Air, Humidification Unit Bypass, Biofilter Area, P Bldg. | TAB-OCS-HU-6710 | Humidifier, Humidification Chamber, Biofilter Area, P Bldg. | Damper/Louver | Gas Collection |  | DM | http://www.toronto.ca/TWONTO#air_damper
49024 | TAB-OCS-DM-6703 | Damper, Foul Air, Humidification Unit Outlet, Biofilter Area, P Bldg. | TAB-OCS-HU-6710 | Humidifier, Humidification Chamber, Biofilter Area, P Bldg. | Damper/Louver | Gas Collection |  | DM | http://www.toronto.ca/TWONTO#air_damper
49025 | TAB-OCS-DM-6751 | Damper, Foul Air, Biofilter F-6750 Inlet, Biofilter Area, P Bldg. | TAB-OCS-F-6750 | Biofilter, Odour Control, Biofilter Area, P Bldg,. | Damper/Louver | Gas Collection |  | DM | http://www.toronto.ca/TWONTO#air_damper
49026 | TAB-OCS-DM-6752 | Damper, Foul Air, Biofilter F-6750 Outlet, Biofilter Area, P Bldg. | TAB-OCS-F-6750 | Biofilter, Odour Control, Biofilter Area, P Bldg,. | Damper/Louver | Gas Collection |  | DM | http://www.toronto.ca/TWONTO#air_damper
49027 | TAB-OCS-DM-6761 | Damper, Foul Air, Biofilter F-6760 Inlet, Biofilter Area, P Bldg. | TAB-OCS-F-6760 | Biofilter, Odour Control, Biofilter Area, P Bldg,. | Damper/Louver | Gas Collection |  | DM | http://www.toronto.ca/TWONTO#air_damper
49028 | TAB-OCS-DM-6782 | Damper, Biofilter Fan FN-6780, Discharge, Biofilter Area, P Bldg. | TAB-OCS-FN-6780 | Fan, Centrifugal, Air to Stack, Biofilter Area, P Bldg. | Damper/Louver | Gas Collection |  | DM | http://www.toronto.ca/TWONTO#air_damper
49069 | TAB-OCS-F-6740 | Biofilter, Odour Control, Biofilter Area, P Bldg,. | TAB-OCS-PBLDG | P Building - Odour control System, Fans | Filter | Gas Collection |  | F | media_based_filter
49070 | TAB-OCS-F-6760 | Biofilter, Odour Control, Biofilter Area, P Bldg,. | TAB-OCS-PBLDG | P Building - Odour control System, Fans | Filter | Gas Collection |  | F | media_based_filter
49091 | TAB-OCS-FN-6650 | Fan, Booster, Odourous Air from Primary Tanks, Grit Tank Bldg. Roof, P Bldg. | TAB-OCS-PBLDG | P Building - Odour control System, Fans | Fan | Gas Collection |  | FN | http://www.toronto.ca/TWONTO#blower
49099 | TAB-OCS-HTR-6641 | Heater, Heat Tracing, Odour Control Booster Fan FN-6640 Drain, P Bldg. | TAB-OCS-FN-6640 | Fan, Booster, Odourous Air from Grit Tanks, Grit Tank Bldg. Roof, P Bldg. | Heater | Gas Collection |  | HTR | heat_trace
49100 | TAB-OCS-HTR-6701 | Heater, Biofilter Humidification Unit HU-6710, Biofilter Area, P Bldg. | TAB-OCS-HU-6710 | Humidifier, Humidification Chamber, Biofilter Area, P Bldg. | Heater | Gas Collection |  | HTR | http://www.toronto.ca/TWONTO#heater
49101 | TAB-OCS-HTR-6703 | Controller, Temp, Heat Tracing, Separated Potable Water to Biofilter, Biofilter Area, P Bldg. | TAB-OCS-PBLDG | P Building - Odour control System, Fans | Heater | Gas Collection |  | HTR | heat_trace
49102 | TAB-OCS-HTR-6705 | Controller, Temp, Heat Tracing, Separated Potable Water to Biofilter, Biofilter Area, P Bldg. | TAB-OCS-PBLDG | P Building - Odour control System, Fans | Heater | Gas Collection |  | HTR | heat_trace
49103 | TAB-OCS-HTR-6706 | Controller, Temp, Heat Tracing, Separated Potable Water to Biofilter, Biofilter Area, P Bldg. | TAB-OCS-PBLDG | P Building - Odour control System, Fans | Heater | Gas Collection |  | HTR | heat_trace
49104 | TAB-OCS-HTR-6708 | Controller, Temp, Heat Tracing, Separated Potable Water to Biofilter, Biofilter Area, P Bldg. | TAB-OCS-PBLDG | P Building - Odour control System, Fans | Heater | Gas Collection |  | HTR | heat_trace
49105 | TAB-OCS-HTR-6751 | Controller, Temp, Heat Tracing, Separated Potable Water to Biofilter, Biofilter Area, P Bldg. | TAB-OCS-PBLDG | P Building - Odour control System, Fans | Heater | Gas Collection |  | HTR | heat_trace
49106 | TAB-OCS-HTR-6771 | Controller, Temp, Heat Tracing, Separated Potable Water to Biofilter, Biofilter Area, P Bldg. | TAB-OCS-PBLDG | P Building - Odour control System, Fans | Heater | Gas Collection |  | HTR | heat_trace
49107 | TAB-OCS-HTR-6781 | Controller, Temp, Heat Tracing, Separated Potable Water to Biofilter, Biofilter Area, P Bldg. | TAB-OCS-PBLDG | P Building - Odour control System, Fans | Heater | Gas Collection |  | HTR | heat_trace
49108 | TAB-OCS-HTR-6782 | Controller, Temp, Heat Tracing, Separated Potable Water to Biofilter, Biofilter Area, P Bldg. | TAB-OCS-PBLDG | P Building - Odour control System, Fans | Heater | Gas Collection |  | HTR | heat_trace
49115 | TAB-OCS-P-6720 | Pump, Recirculation, Humidification Unit, Biofilter Area, P Bldg. | TAB-OCS-HU-6710 | Humidifier, Humidification Chamber, Biofilter Area, P Bldg. | Pump | Gas Collection |  | P | http://www.toronto.ca/TWONTO#pump
49116 | TAB-OCS-P-6730 | Pump, Recirculation, Humidification Unit, Biofilter Area, P Bldg. | TAB-OCS-HU-6710 | Humidifier, Humidification Chamber, Biofilter Area, P Bldg. | Pump | Gas Collection |  | P | http://www.toronto.ca/TWONTO#pump
70007 | THR-CG-G | Co-Generation,,Gas Systems | THR-CG | Co-Generation |  | Gas Collection |  |  | http://www.toronto.ca/TWONTO#collection_of_assets
113954 | TAB-OCS-DM-6611 | Damper, Actuated, Booster Fan FN-6610, Suction, Screen Effluent Channel Roof, P Bldg. | TAB-OCS-FN-6610 | Fan, Booster, Odourous Air from Screenings Area, Screen Effluent Channel Roof, P Bldg. | Damper/Louver | Gas Collection |  | DM | http://www.toronto.ca/TWONTO#air_damper
113955 | TAB-OCS-DM-6632 | Damper, Booster Fan FN-6630, Discharge, Biofilter Area, P Bldg. | TAB-OCS-FN-6630 | Fan, Booster, Odourous Air from Truck Loading Bay, Biofilter Area, P Bldg. | Damper/Louver | Gas Collection |  | DM | http://www.toronto.ca/TWONTO#air_damper
113956 | TAB-OCS-DM-6651 | Damper, Actuated, Booster Fan FN-6650, Suction, Grit Tank Bldg. Roof, P Bldg. | TAB-OCS-FN-6650 | Fan, Booster, Odourous Air from Primary Tanks, Grit Tank Bldg. Roof, P Bldg. | Damper/Louver | Gas Collection |  | DM | http://www.toronto.ca/TWONTO#air_damper
113957 | TAB-OCS-DM-6652 | Damper, Booster Fan FN-6650, Discharge, Grit Tank Bldg. Roof, P Bldg. | TAB-OCS-FN-6650 | Fan, Booster, Odourous Air from Primary Tanks, Grit Tank Bldg. Roof, P Bldg. | Damper/Louver | Gas Collection |  | DM | http://www.toronto.ca/TWONTO#air_damper
113958 | TAB-OCS-DM-6701 | Damper, Foul Air, Humidification Unit Inlet, Biofilter Area, P Bldg. | TAB-OCS-HU-6710 | Humidifier, Humidification Chamber, Biofilter Area, P Bldg. | Damper/Louver | Gas Collection |  | DM | http://www.toronto.ca/TWONTO#air_damper
113959 | TAB-OCS-DM-6741 | Damper, Foul Air, Biofilter F-6740 Inlet, Biofilter Area, P Bldg. | TAB-OCS-F-6740 | Biofilter, Odour Control, Biofilter Area, P Bldg,. | Damper/Louver | Gas Collection |  | DM | http://www.toronto.ca/TWONTO#air_damper
113960 | TAB-OCS-DM-6742 | Damper, Foul Air, Biofilter F-6740 Outlet, Biofilter Area, P Bldg. | TAB-OCS-F-6740 | Biofilter, Odour Control, Biofilter Area, P Bldg,. | Damper/Louver | Gas Collection |  | DM | http://www.toronto.ca/TWONTO#air_damper
113961 | TAB-OCS-DM-6762 | Damper, Foul Air, Biofilter F-6760 Outlet, Biofilter Area, P Bldg. | TAB-OCS-F-6760 | Biofilter, Odour Control, Biofilter Area, P Bldg,. | Damper/Louver | Gas Collection |  | DM | http://www.toronto.ca/TWONTO#air_damper
113962 | TAB-OCS-DM-6771 | Damper, Motorized, Biofilter Fan FN-6770, Suction, Biofilter Area, P Bldg. | TAB-OCS-FN-6770 | Fan, Centrifugal, Air to Stack, Biofilter Area, P Bldg. | Damper/Louver | Gas Collection |  | DM | http://www.toronto.ca/TWONTO#air_damper
113963 | TAB-OCS-DM-6772 | Damper, Biofilter Fan FN-6770, Discharge, Biofilter Area, P Bldg. | TAB-OCS-FN-6770 | Fan, Centrifugal, Air to Stack, Biofilter Area, P Bldg. | Damper/Louver | Gas Collection |  | DM | http://www.toronto.ca/TWONTO#air_damper
113964 | TAB-OCS-DM-6781 | Damper, Motorized, Biofilter Fan FN-6780, Suction, Biofilter Area, P Bldg. | TAB-OCS-FN-6780 | Fan, Centrifugal, Air to Stack, Biofilter Area, P Bldg. | Damper/Louver | Gas Collection |  | DM | http://www.toronto.ca/TWONTO#air_damper
114010 | TAB-OCS-F-6750 | Biofilter, Odour Control, Biofilter Area, P Bldg,. | TAB-OCS-PBLDG | P Building - Odour control System, Fans | Filter | Gas Collection |  | F | media_based_filter
114032 | TAB-OCS-FN-6610 | Fan, Booster, Odourous Air from Screenings Area, Screen Effluent Channel Roof, P Bldg. | TAB-OCS-PBLDG | P Building - Odour control System, Fans | Fan | Gas Collection |  | FN | http://www.toronto.ca/TWONTO#blower
114033 | TAB-OCS-FN-6620 | Fan, Booster, Odourous Air from Truck Loading Bay, Biofilter Area, P Bldg. | TAB-OCS-PBLDG | P Building - Odour control System, Fans | Fan | Gas Collection |  | FN | http://www.toronto.ca/TWONTO#blower
114034 | TAB-OCS-FN-6630 | Fan, Booster, Odourous Air from Truck Loading Bay, Biofilter Area, P Bldg. | TAB-OCS-PBLDG | P Building - Odour control System, Fans | Fan | Gas Collection |  | FN | http://www.toronto.ca/TWONTO#blower
114035 | TAB-OCS-FN-6640 | Fan, Booster, Odourous Air from Grit Tanks, Grit Tank Bldg. Roof, P Bldg. | TAB-OCS-PBLDG | P Building - Odour control System, Fans | Fan | Gas Collection |  | FN | http://www.toronto.ca/TWONTO#blower
114036 | TAB-OCS-FN-6770 | Fan, Centrifugal, Air to Stack, Biofilter Area, P Bldg. | TAB-OCS-PBLDG | P Building - Odour control System, Fans | Fan | Gas Collection |  | FN | http://www.toronto.ca/TWONTO#blower
114037 | TAB-OCS-FN-6780 | Fan, Centrifugal, Air to Stack, Biofilter Area, P Bldg. | TAB-OCS-PBLDG | P Building - Odour control System, Fans | Fan | Gas Collection |  | FN | http://www.toronto.ca/TWONTO#blower
114044 | TAB-OCS-HTR-6611 | Heater, Heat Tracing, Odour Control Booster Fan FN-6610 Drain, P Bldg. | TAB-OCS-FN-6610 | Fan, Booster, Odourous Air from Screenings Area, Screen Effluent Channel Roof, P Bldg. | Heater | Gas Collection |  | HTR | heat_trace
114045 | TAB-OCS-HTR-6621 | Heater, Heat Tracing, Odour Control Booster Fan FN-6620 Drain, P Bldg. | TAB-OCS-FN-6620 | Fan, Booster, Odourous Air from Truck Loading Bay, Biofilter Area, P Bldg. | Heater | Gas Collection |  | HTR | heat_trace
114046 | TAB-OCS-HTR-6631 | Controller, Temperature, Heat Tracing, Odour Control Booster Fan FN-6630 Drain, P Bldg. | TAB-OCS-FN-6630 | Fan, Booster, Odourous Air from Truck Loading Bay, Biofilter Area, P Bldg. | Heater | Gas Collection |  | HTR | heat_trace
114047 | TAB-OCS-HTR-6651 | Heater, Heat Tracing, Odour Control Booster Fan FN-6650 Drain, P Bldg. | TAB-OCS-FN-6650 | Fan, Booster, Odourous Air from Primary Tanks, Grit Tank Bldg. Roof, P Bldg. | Heater | Gas Collection |  | HTR | heat_trace
114048 | TAB-OCS-HTR-6702 | Heater, Biofilter Humidification Unit HU-6710, Biofilter Area, P Bldg. | TAB-OCS-HU-6710 | Humidifier, Humidification Chamber, Biofilter Area, P Bldg. | Heater | Gas Collection |  | HTR | http://www.toronto.ca/TWONTO#heater
114049 | TAB-OCS-HTR-6704 | Controller, Temp, Heat Tracing, Separated Potable Water to Biofilter, Biofilter Area, P Bldg. | TAB-OCS-PBLDG | P Building - Odour control System, Fans | Heater | Gas Collection |  | HTR | heat_trace
114050 | TAB-OCS-HTR-6707 | Controller, Temp, Heat Tracing, Separated Potable Water to Biofilter, Biofilter Area, P Bldg. | TAB-OCS-PBLDG | P Building - Odour control System, Fans | Heater | Gas Collection |  | HTR | heat_trace
114051 | TAB-OCS-HTR-6740 | Controller, Temp, Heat Tracing, Separated Potable Water to Biofilter, Biofilter Area, P Bldg. | TAB-OCS-PBLDG | P Building - Odour control System, Fans | Heater | Gas Collection |  | HTR | heat_trace
114052 | TAB-OCS-HTR-6741 | Heater, Heat Tracing, Separated Potable Water to Biofilter, Biofilter Area, P Bldg. | TAB-OCS-PBLDG | P Building - Odour control System, Fans | Heater | Gas Collection |  | HTR | heat_trace
114053 | TAB-OCS-HTR-6761 | Controller, Temp, Heat Tracing, Separated Potable Water to Biofilter, Biofilter Area, P Bldg. | TAB-OCS-PBLDG | P Building - Odour control System, Fans | Heater | Gas Collection |  | HTR | heat_trace
114055 | TAB-OCS-HU-6710 | Humidifier, Humidification Chamber, Biofilter Area, P Bldg. | TAB-OCS-PBLDG | P Building - Odour control System, Fans | Heat Exchanger | Gas Collection |  | HU | http://www.toronto.ca/TWONTO#humidier
126135 | THC-INC-IG-0001 | Natural Gas System, Incinerator 1000 | THC-INC-FU-1000 | Furnace, Incinerator 1000 |  | Gas Collection |  | IG | http://www.toronto.ca/TWONTO#incinerator
126136 | THC-INC-IG-0002 | Natural Gas System, Incinerator 2000 | THC-INC-FU-2000 | Furnace, Incinerator 2000 |  | Gas Collection |  | IG | http://www.toronto.ca/TWONTO#incinerator

## Grounds_Pivot (hidden)
Row Labels | Count of Valid_Class
? | 2
activity | 45
http://www.toronto.ca/TWONTO#collection_of_assets | 1
http://www.toronto.ca/TWONTO#door | 2
http://www.toronto.ca/TWONTO#forklift | 2
http://www.toronto.ca/TWONTO#golf_cart | 2
http://www.toronto.ca/TWONTO#ground_and_test_device | 3
http://www.toronto.ca/TWONTO#process_control_panel | 1
http://www.toronto.ca/TWONTO#pump | 1
http://www.toronto.ca/TWONTO#road_segment | 1
space | 51
Grand Total | 111

## Grounds (hidden)
Column1 | Entity_number | Description | Parent | Parent_Description | Category | Class | Suspended | Tag | Valid_Class
29 | 34558 | Security Gate, North | TAB-GRK-DR-34556 | Security Gate, North |  | Grounds |  |  | http://www.toronto.ca/TWONTO#door
30 | 34559 | Security Gate, South | TAB-GRK-DR-34557 | Security Gate, South |  | Grounds |  |  | http://www.toronto.ca/TWONTO#door
7599 | COL-PST-GRF-0001 | Ground Fault Indicator | COL-PST-MCC-0001 | Motor Control Center |  | Grounds |  | GRF | http://www.toronto.ca/TWONTO#ground_and_test_device
17545 | FHA-GQ-53791 | R C Harris Grounds and Roadways | FHA-GRK-PRTY-1000 | CMS Work Orders |  | Grounds |  | GQ | http://www.toronto.ca/TWONTO#road_segment
17559 | FHA-GRK-LWN-0101 | Lawn & Exterior Grounds Maintenance | FHA-GRK-PRTY-0002 | Grounds Maintenance | Groundskeeping | Grounds |  | LWN | activity
24260 | FHO-GRK-LWN-0101 | Lawn & Exterior Grounds Maintenance | FHO-GRK-PRTY-0002 | Grounds Maintenance | Groundskeeping | Grounds |  | LWN | activity
26670 | COL-PST-GRF-0001 | Ground Fault Indicator | COL-PST | Strachan Pumping Station |  | Grounds |  | GRF | http://www.toronto.ca/TWONTO#ground_and_test_device
26671 | COL-PST-GRF-0001 | Ground Fault Indicator | COL-PST-MISC | Miscellaneous Equipment |  | Grounds |  | GRF | http://www.toronto.ca/TWONTO#ground_and_test_device
29521 | FIS-GRK-GROUNDS MTC | Grounds | FIS-DRN-53798 | Drains |  | Grounds |  |  | space
29522 | FIS-GRK-GROUNDS MTC | Grounds | FIS-GRK-PRTY-1000 | CMS Work Orders |  | Grounds |  |  | space
29523 | FIS-GRK-LWN-0101 | Lawn & Exterior Grounds Maintenance | FIS-GRK-PRTY-1000 | CMS Work Orders | Groundskeeping | Grounds |  | LWN | activity
29531 | FIS-GRK-PRTY-1000 | CMS Work Orders | FIS-GRK | FIS Buildings & Grounds |  | Grounds |  | PRTY | activity
46846 | TAB-DRN-53219 | TAB-Drains (CMS Work Orders) | TAB-CMS | CMS Work Orders |  | Grounds |  | DRN | http://www.toronto.ca/TWONTO#collection_of_assets
49436 | TAB-PLQ-53220 | TAB Plumbing (CMS Work Orders) | TAB-CMS | CMS Work Orders |  | Grounds |  | PLQ | activity
54918 | TAB-STRC-53221 | TAB Walls,Ceilings,Roofs, Floors and Doors (CMS Work Orders) | TAB-CMS | CMS Work Orders |  | Grounds |  | STRC | activity
56920 | THC-ACC-IRG-5201 | Irigation System, control panel, Janitor room, Building X | THC-ACC-AC-5201 | Air Conditioning, Split, IT room | Air Handling Unit | Grounds |  | IRG | http://www.toronto.ca/TWONTO#process_control_panel
61963 | THC-GRK-PRTY-0001 | Grounds and Property - THC | THC-GRK | Buildings & Grounds |  | Grounds |  | PRTY | space
61965 | THC-GRK-PRTY-0100 | Grounds - CMS | THC-GRK-PRTY | Groundskeeping (CMS) |  | Grounds |  | PRTY | space
61966 | THC-GRK-PRTY-0100K | Grounds - CMS | THC-GRK-PRTY | Groundskeeping (CMS) |  | Grounds | 32425 | PRTY | space
61967 | THC-GRK-PRTY-0200 | Groundskeeping Tank Cleaning - CMS | THC-GRK-PRTY | Groundskeeping (CMS) |  | Grounds |  | PRTY | activity
62025 | THC-GRK-VEH-329026 | Vehicle, 2008 Clark C35L Fork Lift (WA1) | THC-GRK-VEHICLES | Vehicles | Forklift,Gas/Propane Dual Fuel | Grounds | 43530 | VEH | http://www.toronto.ca/TWONTO#forklift
62027 | THC-GRK-VEH-329072 | Vehicle, Model 2EPC6000 Fork Lift (WA1) | THC-GRK-VEHICLES | Vehicles | Forklift,Gas/Propane Dual Fuel | Grounds |  | VEH | http://www.toronto.ca/TWONTO#forklift
75800 | THR-GQ-EPS | Effluent Pumping Stations, Work Area 4 | THR-GQ-WA4 | Grounds, Work Area 4 |  | Grounds |  |  | space
75802 | THR-GQ-WA2 | Grounds, Work Area 2 | THR-GRK-PRTY-WA2 | WA2 Property, Humber T. P. for DOS Work Orders |  | Grounds |  |  | space
75804 | THR-GRK-AI | Intrument Air Compressor Building | THR-GRK-PRTY4 | Groundskeeping for Waste Water Worker |  | Grounds |  |  | space
75806 | THR-GRK-DIG | Digester Grounds, Basement & Galleries, WTP Groundskeeping | THR-GRK-PRTY-0104 | Groundskeeping, General Labour |  | Grounds |  |  | space
75823 | THR-GRK-FPW | Filtered Plant Water and Ferrous Chloride Building | THR-GRK-PRTY-0404 | Groundskeeping, General Labour |  | Grounds |  |  | space
75824 | THR-GRK-FT | Final Tanks, Galleries T-16, T-18, T-21 and T-20 | THR-GRK-PRTY-0404 | Groundskeeping, General Labour |  | Grounds |  |  | space
75852 | THR-GRK-HPBB | High Pressure Blower Building, Mezzanine and Basement, WTP Groundskeeping | THR-GRK-PRTY-0204 | Groundskeeping, General Labour |  | Grounds |  |  | space
75921 | THR-GRK-OCS | Odour Control Building & Galleries, WTP Groundskeeping | THR-GRK-PRTY-0104 | Groundskeeping, General Labour |  | Grounds |  |  | space
75922 | THR-GRK-PRM1 | Primaries, North Primary Treatment Tanks, Work Area 2, WTP Groundskeeping | THR-GRK-PRTY-0204 | Groundskeeping, General Labour |  | Grounds |  |  | space
75923 | THR-GRK-PRTY-0101 | Groundskeeping, Snow Removal | THR-GRK-PRTY1 | Groundskeeping for Waste Water Worker |  | Grounds |  | PRTY | activity
75924 | THR-GRK-PRTY-0104 | Groundskeeping, General Labour | THR-GRK-PRTY1 | Groundskeeping for Waste Water Worker |  | Grounds |  | PRTY | activity
75925 | THR-GRK-PRTY-0202 | Groundskeeping, Grass Cutting | THR-GRK-PRTY2 | Groundskeeping for Waste Water Worker |  | Grounds |  | PRTY | activity
75926 | THR-GRK-PRTY-0204 | Groundskeeping, General Labour | THR-GRK-PRTY2 | Groundskeeping for Waste Water Worker |  | Grounds |  | PRTY | activity
75927 | THR-GRK-PRTY-0301 | Groundskeeping, Snow Removal | THR-GRK-PRTY3 | Groundskeeping for Waste Water Worker |  | Grounds |  | PRTY | activity
75928 | THR-GRK-PRTY-0302 | Groundskeeping, Grass Cutting | THR-GRK-PRTY3 | Groundskeeping for Waste Water Worker |  | Grounds |  | PRTY | activity
75929 | THR-GRK-PRTY-0303 | Groundskeeping, Tank Cleaning | THR-GRK-PRTY3 | Groundskeeping for Waste Water Worker |  | Grounds |  | PRTY | activity
75930 | THR-GRK-PRTY-0401 | Groundskeeping, Snow Removal | THR-GRK-PRTY4 | Groundskeeping for Waste Water Worker |  | Grounds |  | PRTY | activity
75931 | THR-GRK-PRTY-0402 | Groundskeeping, Grass Cutting | THR-GRK-PRTY4 | Groundskeeping for Waste Water Worker |  | Grounds |  | PRTY | activity
75932 | THR-GRK-PRTY-0403 | Groundskeeping, Tank Cleaning | THR-GRK-PRTY4 | Groundskeeping for Waste Water Worker |  | Grounds |  | PRTY | activity
75934 | THR-GRK-PRTY4 | Groundskeeping for Waste Water Worker | THR-GRK-WA4 | Building & Grounds Work Area 4 |  | Grounds |  |  | activity
75935 | THR-GRK-STB | Sludge Thickening Building & Basement, WTP Groundskeeping | THR-GRK-PRTY-0104 | Groundskeeping, General Labour |  | Grounds |  |  | activity
75959 | THR-GRK-WA1 | Building & Grounds Work Area 1 | THR WORK AREA 1 | Solid Handling |  | Grounds |  |  | space
75960 | THR-GRK-WA3 | Buildings & Grounds, Work Area 3 | THR WORK AREA 3 | Plant Services |  | Grounds |  |  | space
75961 | THR-GRK-WA3 | Buildings & Grounds, Work Area 3 | THR-OCS-NEW | Odour Control, Biofilter |  | Grounds |  |  | space
79348 | THR-THK-GQ1 | Grounds, Thickening, Work Area 1 | THR-GRK-GQ-WA1 | Building & Grounds Equipment, Work Area 1 |  | Grounds |  |  | space
79349 | THR-THK-GQ1 | Grounds, Thickening, Work Area 1 | THR-THK-GRK1 | Thickening, Ground & Structural |  | Grounds |  |  | space
81773 | TR-GRK-ES | Machine Shop, WTP Housekeeping | THR-STRC-WA3 | Structural, Walls, Floors, Roofs, Ceiling, Work Area 3 |  | Grounds |  |  | space
89884 | YDE-HLG | Haulage | YDE | Dee Avenue Yard |  | Grounds |  |  | activity
89888 | YFI-GRD | Grounds | YFI | Finch Yard |  | Grounds |  |  | space
89889 | YFI-HLG | Haulage | YFI | Finch Yard |  | Grounds |  |  | activity
89893 | YKP-GRD | Collections - 435 Kipling Ave. Grounds | COL-PROTECH | Project and Technical Contract & Services |  | Grounds |  |  | space
89894 | YKP-HLG | Collections - 435 Kipling Ave. Haulage | COL-PROTECH | Project and Technical Contract & Services |  | Grounds |  |  | space
89895 | YME-HLG | Haulage | YME-DOS | Merton Yard |  | Grounds |  |  | activity
89901 | YNO-HLG | Haulage | YNO | Northline Yard |  | Grounds |  |  | activity
97313 | FIS-GRK-LWN-0101 | Lawn & Exterior Grounds Maintenance | FIS-GRK-0002 | Grounds Maintenance | Groundskeeping | Grounds |  | LWN | activity
98801 | GQ-53786 | Grounds | TNT-GRK-PRTY-1000 | Building Services | Building Service | Grounds |  |  | space
113539 | TAB-GQ-53215 | TAB Grounds (CMS Work Orders) | TAB-CMS | CMS Work Orders |  | Grounds |  | GQ | space
113547 | TAB-GRK-GQ-0002 | Flagpole, Main Gate, Leslie and Commissioners | TAB-GRK | Grounds Equipment, Building Services-WA7 | Weather Station | Grounds |  | GQ | ?
125967 | THC-GRK-PRTY-0001 | Grounds and Property - THC | THC-GRK-MAINT | Building Maintenance |  | Grounds |  | PRTY | space
125968 | THC-GRK-PRTY-0001 | Grounds and Property - THC | THC-GRK-MCS | Mechanical Services |  | Grounds |  | PRTY | space
125969 | THC-GRK-PRTY-0100K | Grounds - CMS | THC-SUSPENDED | Suspended entity |  | Grounds | 32425 | PRTY | space
125970 | THC-GRK-PRTY-0300 | Groundskeeping General Labour - CMS | THC-GRK-PRTY | Groundskeeping (CMS) |  | Grounds |  | PRTY | activity
125971 | THC-GRK-PRTY-0400 | Grounds and property, general maintenance | THC-GRK-MAINT | Building Maintenance |  | Grounds |  | PRTY | activity
126006 | THC-GRK-VEH-396094 | Lawnmower Riding | THC-GRK-VEHICLES | Vehicles | Groundskeeping,Lawnmower,Ride on | Grounds | 34012 | VEH | http://www.toronto.ca/TWONTO#golf_cart
126007 | THC-GRK-VEH-396094 | Lawnmower Riding | THC-SUSPENDED | Suspended entity | Groundskeeping,Lawnmower,Ride on | Grounds | 34012 | VEH | http://www.toronto.ca/TWONTO#golf_cart
126506 | THC-MCS-P-5201 | Pump, Centrifugal, Pressure Wash System, Workshop, Building X | THC-ACC-AC-5201 | Air Conditioning, Split, IT room | Air Handling Unit | Grounds |  | P | http://www.toronto.ca/TWONTO#pump
136440 | THR-GQ-AER | Aeration, Work Area 4 | THR-GQ-WA4 | Grounds, Work Area 4 |  | Grounds |  |  | space
136442 | THR-GQ-FT | Final Tanks, Work Area 4 | THR-GQ-WA4 | Grounds, Work Area 4 |  | Grounds |  |  | space
136446 | THR-GQ-RSPS | Returns Sludge Pumping Station, Work Area 4 | THR-GQ-WA4 | Grounds, Work Area 4 |  | Grounds |  |  | space
136448 | THR-GQ-WA1 | Grounds, Work Area 1 | THR-GRK-PRTY-WA1 | WA1 Property, Humber T. P. for DOS Work Orders |  | Grounds |  |  | space
136449 | THR-GQ-WA3 | Grounds, Work Area 3 | THR-GRK-PRTY-WA3 | WA3 Property, Humber T. P. for DOS Work Orders |  | Grounds |  |  | space
136450 | THR-GQ-WA4 | Grounds, Work Area 4 | THR-GRK-PRTY-WA4 | WA4 Property, Humber T. P. for DOS Work Oders |  | Grounds |  |  | space
136451 | THR-GQ-WA4 | Grounds, Work Area 4 | THR-GRK-WA4 | Building & Grounds Work Area 4 |  | Grounds |  |  | space
136452 | THR-GRK-AER | Aeration Tanks, Galleries T-14 and T-17 | THR-GRK-PRTY-0404 | Groundskeeping, General Labour |  | Grounds |  |  | space
136453 | THR-GRK-AI | Intrument Air Compressor Building | THR-GRK-PRTY-0304 | Groundskeeping, General Labour |  | Grounds |  |  | space
136455 | THR-GRK-DGC | Digester Gas Compressor Building & Basement, WTP Groundskeeping | THR-GRK-PRTY-0104 | Groundskeeping, General Labour |  | Grounds |  |  | space
136456 | THR-GRK-DIS | Chlorine and Dechlorination Building, WTP Groundskeeping | THR-GRK-PRTY-0104 | Groundskeeping, General Labour |  | Grounds |  |  | space
136468 | THR-GRK-EMB | East Maintenance Building and Basement | THR-GRK-PRTY-0404 | Groundskeeping, General Labour |  | Grounds |  |  | space
136469 | THR-GRK-ER | Engine Room and Basement,North Boiler Room | THR-GRK-PRTY-0204 | Groundskeeping, General Labour |  | Grounds |  |  | space
136471 | THR-GRK-FP-0002S | Flag and Pole | THR-GRK-GQ-WA2 | Building & Grounds Equipment, Work Area 2 |  | Grounds | 46849 | FP | ?
136475 | THR-GRK-GH | Guard House,Security, Building | THR-GRK-PRTY-0404 | Groundskeeping, General Labour |  | Grounds |  |  | space
136476 | THR-GRK-GH | Guard House,Security, Building | THR-GRK-WA3 | Buildings & Grounds, Work Area 3 |  | Grounds |  |  | space
136503 | THR-GRK-GRIT | Grit Building, Basement and T-12 North | THR-GRK-PRTY-0204 | Groundskeeping, General Labour |  | Grounds |  |  | space
136504 | THR-GRK-HH | Headhouse, Basement and T-12 Mid Section, WTP Groundskeeping | THR-GRK-PRTY-0204 | Groundskeeping, General Labour |  | Grounds |  |  | activity
136505 | THR-GRK-HPBB | High Pressure Blower Building, Mezzanine and Basement, WTP Groundskeeping | THR-GRK-PRTY-0304 | Groundskeeping, General Labour |  | Grounds |  |  | activity
136534 | THR-GRK-PRM | Primaries, South Pumping Stations, Basement and T-12 South, WTP Groundskeeping | THR-GRK-PRTY-0204 | Groundskeeping, General Labour |  | Grounds |  |  | activity
136535 | THR-GRK-PRM1 | Primaries, North Primary Treatment Tanks, Work Area 2, WTP Groundskeeping | THR-GQ-WA2 | Grounds, Work Area 2 |  | Grounds |  |  | activity
136536 | THR-GRK-PRTY-0102 | Groundskeeping, Grass Cutting | THR-GRK-PRTY1 | Groundskeeping for Waste Water Worker |  | Grounds |  | PRTY | activity
136537 | THR-GRK-PRTY-0103 | Groundskeeping, Tank Cleaning | THR-GRK-PRTY1 | Groundskeeping for Waste Water Worker |  | Grounds |  | PRTY | activity
136538 | THR-GRK-PRTY-0201 | Groundskeeping, Snow Removal | THR-GRK-PRTY2 | Groundskeeping for Waste Water Worker |  | Grounds |  | PRTY | activity
136539 | THR-GRK-PRTY-0203 | Groundskeeping, Tank Cleaning | THR-GRK-PRTY2 | Groundskeeping for Waste Water Worker |  | Grounds |  | PRTY | activity
136540 | THR-GRK-PRTY-0304 | Groundskeeping, General Labour | THR-GRK-PRTY3 | Groundskeeping for Waste Water Worker |  | Grounds |  | PRTY | activity
136541 | THR-GRK-PRTY-0404 | Groundskeeping, General Labour | THR-GRK-PRTY4 | Groundskeeping for Waste Water Worker |  | Grounds |  | PRTY | activity
136546 | THR-GRK-PRTY1 | Groundskeeping for Waste Water Worker | THR-GRK-WA1 | Building & Grounds Work Area 1 |  | Grounds |  |  | activity
136547 | THR-GRK-PRTY2 | Groundskeeping for Waste Water Worker | THR-GRK-WA2 | Building & Grounds Work Area 2 |  | Grounds |  |  | activity
136548 | THR-GRK-PRTY3 | Groundskeeping for Waste Water Worker | THR-GRK-GQ-WA3 | Building & Grounds Equipment, Work Area 3 |  | Grounds |  |  | activity
136549 | THR-GRK-PRTY3 | Groundskeeping for Waste Water Worker | THR-GRK-PRTY-WA3 | WA3 Property, Humber T. P. for DOS Work Orders |  | Grounds |  |  | activity
136550 | THR-GRK-PRTY3 | Groundskeeping for Waste Water Worker | THR-GRK-WA3 | Buildings & Grounds, Work Area 3 |  | Grounds |  |  | activity
136551 | THR-GRK-RSPS | Return Sludge Pumping Station, GalleriesT-13, 15, 19 and 20 | THR-GRK-PRTY-0404 | Groundskeeping, General Labour |  | Grounds |  |  | space
136552 | THR-GRK-SM | Machine Shop, WTP Housekeeping | THR-GRK-PRTY-WA2 | WA2 Property, Humber T. P. for DOS Work Orders |  | Grounds |  |  | activity
136553 | THR-GRK-SM | Machine Shop, WTP Housekeeping | THR-STRC-WA2 | Structural, Walls, Floors, Roofs, Ceiling, Work Area 2 |  | Grounds |  |  | activity
136574 | THR-GRK-WA2 | Building & Grounds Work Area 2 | THR WORK AREA 2 | Liquid Handling |  | Grounds |  |  | space
147577 | YDE-GRD | Grounds | YDE | Dee Avenue Yard |  | Grounds |  |  | space
147579 | YDI-GRD | Grounds | YDI | Disco Yard |  | Grounds |  |  | space
147580 | YDI-HLG | Haulage | YDI | Disco Yard |  | Grounds |  |  | activity
147584 | YME-GRD | Grounds | YME-DOS | Merton Yard |  | Grounds |  |  | space
147591 | YNO-GRD | Grounds | YNO | Northline Yard |  | Grounds |  |  | space
147781 | YTF-GRD | Grounds | YTF-DOS | Tiffield Yard - 60 Tiffield Road |  | Grounds |  |  | space
147783 | YTF-HLG | Haulage | YTF-DOS | Tiffield Yard - 60 Tiffield Road |  | Grounds |  |  | activity

## Hyrdraulic_System_Pivot (hidden)
Row Labels | Count of Valid_Class
grease_gun | 5
http://www.toronto.ca/TWONTO#hydraulic_power_pack | 95
http://www.toronto.ca/TWONTO#hydraulic_system | 33
http://www.toronto.ca/TWONTO#pressure_relief_valve | 2
http://www.toronto.ca/TWONTO#pump | 24
http://www.toronto.ca/TWONTO#solenoid | 8
sprinkler | 2
Grand Total | 169

## Hydraulic_System (hidden)
Column1 | Entity_number | Description | Parent | Parent_Description | Category | Class | Suspended | Tag | Valid_Class
2650 | COL-120-HPU-0701 | Hydraulic Power Unit, Coxwell Control Chamber #7 | COL-120-CH-0700 | Coxwell Control Chamber #7 | Actuator,Hydraulic | Hydraulic System |  | HPU | http://www.toronto.ca/TWONTO#hydraulic_power_pack
2958 | COL-MTI-HPU-2001 | Hydraulic Power Unit, Victoria St. Control Chamber #20 | COL-MTI-CH-2000 | Chamber,Victoria St. Control Chamber No.20, MTI |  | Hydraulic System |  | HPU | http://www.toronto.ca/TWONTO#hydraulic_power_pack
2959 | COL-MTI-HPU-2301B | Hydraulic Power Unit, Simcoe Control Chamber #23B | COL-MTI-CH-2300 | Chamber,Simcoe Control Chamber No.23,MTI | Actuator,Hydraulic | Hydraulic System |  | HPU | http://www.toronto.ca/TWONTO#hydraulic_power_pack
2960 | COL-MTI-HPU-2401 | Hydraulic Power Unit, Spadina Control Chamber #24 | COL-MTI-CH-2400 | Chamber,Spadina Control Chamber No.24, MTI |  | Hydraulic System |  | HPU | http://www.toronto.ca/TWONTO#hydraulic_power_pack
2961 | COL-MTI-HPU-2701B | Hydraulic Power Unit, Manifold Assembly, Strachan St. Control Chamber #27B | COL-MTI-CH-2700B | Chamber,Strachan St. Control Chamber No.27B, MTI |  | Hydraulic System |  | HPU | http://www.toronto.ca/TWONTO#hydraulic_power_pack
2962 | COL-MTI-HPU-2901 | Hydraulic Power Unit, Roxton St. Control Chamber #29 | COL-MTI-CH-2900 | Chamber,Roxton St. Control Chamber No.29, MTI | Actuator,Hydraulic | Hydraulic System |  | HPU | http://www.toronto.ca/TWONTO#hydraulic_power_pack
2963 | COL-MTI-HPU-3401 | Hydraulic Power Unit, Parkside St. Control Chamber #34 | COL-MTI-CH-3400 | Chamber,Parkside St. Control Chamber No.34, MTI | Actuator,Hydraulic | Hydraulic System |  | HPU | http://www.toronto.ca/TWONTO#hydraulic_power_pack
10146 | COL-MTI-HPU-0101 | Hydraulic Power Unit, Manifold Assembly, Hiawatha Control Chamber #1 | COL-MTI-CH-0100 | Chamber,Hiawatha Control Chamber No.1, MTI |  | Hydraulic System |  | HPU | http://www.toronto.ca/TWONTO#hydraulic_power_pack
10147 | COL-MTI-HPU-1401 | Hydraulic Power Unit, Parliament Dome Chamber #14 | COL-MTI-CH-1400 | Parliament Dome Chamber No.14,MTI |  | Hydraulic System |  | HPU | http://www.toronto.ca/TWONTO#hydraulic_power_pack
10148 | COL-MTI-HPU-1401C | Hydraulic Power Unit, Rosedale Valley Control Chamber #14C | COL-MTI-CH-1400C | Chamber,Rosedale Valley Control Chamber No.14C, MTI |  | Hydraulic System |  | HPU | http://www.toronto.ca/TWONTO#hydraulic_power_pack
10149 | COL-MTI-HPU-2001C | Hydraulic Power Unit, Manifold Assembly , Scott Control Chamber #20C | COL-MTI-CH-2000C | Chamber,Scott Control Chamber No.20C, MTI |  | Hydraulic System |  | HPU | http://www.toronto.ca/TWONTO#hydraulic_power_pack
10150 | COL-MTI-HPU-2301B | Hydraulic Power Unit, Simcoe Control Chamber #23B | COL-MTI-CH-2300B | Chamber,Simcoe Control Chamber No.23B, MTI | Actuator,Hydraulic | Hydraulic System |  | HPU | http://www.toronto.ca/TWONTO#hydraulic_power_pack
10151 | COL-MTI-HPU-2301D | Hydraulic Power Unit, Simcoe Control Chamber No.2300D, MTI | COL-MTI-CH-2300 | Chamber,Simcoe Control Chamber No.23,MTI | Actuator,Hydraulic | Hydraulic System |  | HPU | http://www.toronto.ca/TWONTO#hydraulic_power_pack
10411 | COL-MTI-T-1400C | Hyduraulic Power Unit Reservoir,Rosedale Valley Control Chamber No.14C, MTI | COL-MTI-CH-1400C | Chamber,Rosedale Valley Control Chamber No.14C, MTI |  | Hydraulic System |  | T | http://www.toronto.ca/TWONTO#hydraulic_power_pack
24259 | FHO-GRK-IRG-0201 | Lawn Sprinkler | FHO-GRK-PRTY-0001 | Building Maintenance | Irrigation System,Automated | Hydraulic System |  | IRG | sprinkler
39165 | SWM-SOS-HPU-0100 | Drive, Hydraulic system | SWM-SOS | Old Sheppard Park Storm Water Tank | Drive | Hydraulic System |  | HPU | http://www.toronto.ca/TWONTO#hydraulic_power_pack
43688 | TAB-DEW-HPU-6001 | Power Pack, Hydraulic, Sludge Cake Power Pack for Conveyor DEW-CV-6017 & Pump DEW-P-6001, DEW Level 2 | TAB-DEW-T-6001 | Tank, Dewatered Solids Silo DEW-T-6001 West, DEW Bsmt | Tank | Hydraulic System |  | HPU | http://www.toronto.ca/TWONTO#hydraulic_power_pack
43689 | TAB-DEW-HPU-6002 | Power Pack, Hydraulic, Sludge Cake Power Pack for Conveyor DEW-CV-6018 & Pump DEW-P-6002, DEW Level 2 | TAB-DEW-T-6002 | Tank, Dewatered Solids Silo DEW-T-6002 West, DEW Bsmt | Tank | Hydraulic System |  | HPU | http://www.toronto.ca/TWONTO#hydraulic_power_pack
43690 | TAB-DEW-HPU-6004 | Power Pack, Hydraulic, Sludge Cake Power Pack for Conveyor DEW-CV-6020 & Pump DEW-P-6004, DEW Level 2 | TAB-DEW-T-6004 | Tank, Dewatered Solids Silo DEW-T-6004 East, DEW Bsmt | Tank | Hydraulic System |  | HPU | http://www.toronto.ca/TWONTO#hydraulic_power_pack
43691 | TAB-DEW-HPU-6006 | Power Pack, Hydraulic, Sliding Frame for Silo DEW-T-6002, DEW Level Bsmt | TAB-DEW-T-6002 | Tank, Dewatered Solids Silo DEW-T-6002 West, DEW Bsmt | Tank | Hydraulic System |  | HPU | http://www.toronto.ca/TWONTO#hydraulic_power_pack
43692 | TAB-DEW-HPU-6007 | Power Pack, Hydraulic, Sliding Frame for Silo DEW-T-6003, DEW Level Bsmt | TAB-DEW-T-6003 | Tank, Dewatered Solids Silo DEW-T-6003 East, DEW Bsmt | Tank | Hydraulic System |  | HPU | http://www.toronto.ca/TWONTO#hydraulic_power_pack
43770 | TAB-DEW-P-0131 | Pump,DW Sludge | TAB-DEW SLUDGE CAKE | Sludge Cake Pumping | Pump | Hydraulic System | 33575 | P | http://www.toronto.ca/TWONTO#pump
43772 | TAB-DEW-P-0231 | Pump, Sludge Cake Transfer, Baby Schwing #2, Dewater. Bldg, 2/F SW | TAB-SUSPENDED ENTITY | Suspended entities | Pump | Hydraulic System | 33574 | P | http://www.toronto.ca/TWONTO#pump
43775 | TAB-DEW-P-0431 | Pump, Baby Schwing #4, Sludge Cake Transfer, Dewater. Bldg, 2/F SE Middle | TAB-DEW SLUDGE CAKE | Sludge Cake Pumping | Pump | Hydraulic System | 33572 | P | http://www.toronto.ca/TWONTO#pump
43776 | TAB-DEW-P-0431 | Pump, Baby Schwing #4, Sludge Cake Transfer, Dewater. Bldg, 2/F SE Middle | TAB-SUSPENDED ENTITY | Suspended entities | Pump | Hydraulic System | 33572 | P | http://www.toronto.ca/TWONTO#pump
43779 | TAB-DEW-P-0531 | Pump, Sludge Cake Transfer, Baby Schwing #5, Dewater. Bldg, 2/F NW middle | TAB-DEW SLUDGE CAKE | Sludge Cake Pumping | Pump | Hydraulic System | 33571 | P | http://www.toronto.ca/TWONTO#pump
43780 | TAB-DEW-P-0531 | Pump, Sludge Cake Transfer, Baby Schwing #5, Dewater. Bldg, 2/F NW middle | TAB-SUSPENDED ENTITY | Suspended entities | Pump | Hydraulic System | 33571 | P | http://www.toronto.ca/TWONTO#pump
43782 | TAB-DEW-P-0631 | Pump, Sludge Cake Transfer, Baby Schwing #6, Dewater. Bldg, 2/F NW | TAB-DEW SLUDGE CAKE | Sludge Cake Pumping | Pump | Hydraulic System | 33570 | P | http://www.toronto.ca/TWONTO#pump
43791 | TAB-DEW-P-2201 | Pump, Sludge Cake Transfer, Schwing #6, | TAB-SUSPENDED ENTITY | Suspended entities | Pump,Positive Displacement,Piston | Hydraulic System |  | P | http://www.toronto.ca/TWONTO#pump
43793 | TAB-DEW-P-2401 | Pump, Sludge Cake Transfer, Big Schwing #8, Dewater. Bldg, Bsmt S. | TAB-DEW SLUDGE CAKE | Sludge Cake Pumping | Pump | Hydraulic System |  | P | http://www.toronto.ca/TWONTO#pump
43794 | TAB-DEW-P-2401 | Pump, Sludge Cake Transfer, Big Schwing #8, Dewater. Bldg, Bsmt S. | TAB-SUSPENDED ENTITY | Suspended entities | Pump | Hydraulic System |  | P | http://www.toronto.ca/TWONTO#pump
43795 | TAB-DEW-P-2501 | Pump, Sludge Cake Transfer, Big Schwing #9, Dewater. Bldg, 2/F, Center E. | TAB-SUSPENDED ENTITY | Suspended entities | Pump | Hydraulic System |  | P | http://www.toronto.ca/TWONTO#pump
43796 | TAB-DEW-P-2601 | Pump, Sludge Cake Transfer, Big Schwing #10, Dewater. Bldg, 2/F, Center W. | TAB-DEW SLUDGE CAKE | Sludge Cake Pumping | Pump | Hydraulic System |  | P | http://www.toronto.ca/TWONTO#pump
43988 | TAB-DEW-PS-0131 | Power Pack, Hydraulic, DWS Pump#0131 | TAB-DEW-P-0131 | Pump,DW Sludge | Power Pack,Hydraulic | Hydraulic System |  | PS | http://www.toronto.ca/TWONTO#hydraulic_power_pack
43989 | TAB-DEW-PS-0431 | Power Pack, Hydraulic, DWS Pump#0431 | TAB-DEW-P-0431 | Pump, Baby Schwing #4, Sludge Cake Transfer, Dewater. Bldg, 2/F SE Middle | Power Pack,Hydraulic | Hydraulic System |  | PS | http://www.toronto.ca/TWONTO#hydraulic_power_pack
43990 | TAB-DEW-PS-0631 | Power Pack, Hydraulic, DWS Pump#0631 | TAB-DEW-P-0631 | Pump, Sludge Cake Transfer, Baby Schwing #6, Dewater. Bldg, 2/F NW | Power Pack,Hydraulic | Hydraulic System |  | PS | http://www.toronto.ca/TWONTO#hydraulic_power_pack
43991 | TAB-DEW-PS-0731 | Power Pack, Hydraulic, DWS Pump#0731 | TAB-DEW-P-0731 | Pump, Sludge Cake Transfer, Baby Schwing #7, Dewater. Bldg, 2/F NE | Power Pack,Hydraulic | Hydraulic System |  | PS | http://www.toronto.ca/TWONTO#hydraulic_power_pack
43992 | TAB-DEW-PS-2401 | Power Pack, Hydraulic, DWS Pump#2301 | TAB-DEW-P-2401 | Pump, Sludge Cake Transfer, Big Schwing #8, Dewater. Bldg, Bsmt S. | Power Pack,Hydraulic | Hydraulic System |  | PS | http://www.toronto.ca/TWONTO#hydraulic_power_pack
52862 | TAB-RSP-HPU-2203 | Power Unit, Hydraulic, Check Valve V-2203D, RSP M Building Area, Low Level Wet Well | TAB-RSP-V-2203D | Valve, Check, Raw Sewage Pump #3 |  | Hydraulic System |  | HPU | http://www.toronto.ca/TWONTO#hydraulic_power_pack
52926 | TAB-RSP-PS-2201D | Power Supply, Hydraulic, Valve | TAB-RSP-P-2201 | Pump, Raw Sewage #1 |  | Hydraulic System |  | PS | http://www.toronto.ca/TWONTO#hydraulic_power_pack
52927 | TAB-RSP-PS-2201D | Power Supply, Hydraulic, Valve | TAB-RSP-V-2201D | Valve, Check, Raw Sewage Pump #1 |  | Hydraulic System |  | PS | http://www.toronto.ca/TWONTO#hydraulic_power_pack
52928 | TAB-RSP-PS-2202D | Power Supply, Hydraulic, Valve | TAB-RSP-P-2202 | Pump, Raw Sewage #2 |  | Hydraulic System |  | PS | http://www.toronto.ca/TWONTO#hydraulic_power_pack
52929 | TAB-RSP-PS-2205D | Power Supply, Hydraulic,Valve | TAB-RSP-P-2205 | Pump, Raw Sewage #5 |  | Hydraulic System |  | PS | http://www.toronto.ca/TWONTO#hydraulic_power_pack
52930 | TAB-RSP-PS-2206D | Power Supply, Hydraulic,Valve | TAB-RSP-P-2206 | Pump, Raw Sewage #6 |  | Hydraulic System |  | PS | http://www.toronto.ca/TWONTO#hydraulic_power_pack
52963 | TAB-RSP-PS-2206D | Power Supply, Hydraulic,Valve | TAB-RSP-V-2206D | Valve, Check, Raw Sewage Pump P-2206 |  | Hydraulic System |  | PS | http://www.toronto.ca/TWONTO#hydraulic_power_pack
52964 | TAB-RSP-PS-2207D | Power Supply, Hydraulic, Valve | TAB-RSP-P-2207 | Pump, Raw Sewage #7 |  | Hydraulic System |  | PS | http://www.toronto.ca/TWONTO#hydraulic_power_pack
52965 | TAB-RSP-PS-2208D | Power Supply, Hydraulic, Valve | TAB-RSP-V-2208D | Valve, Check, Raw Sewage Pump P-2208 |  | Hydraulic System |  | PS | http://www.toronto.ca/TWONTO#hydraulic_power_pack
52966 | TAB-RSP-PS-2209D | Power Supply, Hydraulic, Valve | TAB-RSP-V-2209D | Valve, Check, Raw Sewage Pump P-2209 |  | Hydraulic System |  | PS | http://www.toronto.ca/TWONTO#hydraulic_power_pack
52967 | TAB-RSP-PS-2210D | Power Supply, Hydraulic, Valve | TAB-RSP-P-2210 | Pump, Raw Sewage #10 |  | Hydraulic System |  | PS | http://www.toronto.ca/TWONTO#hydraulic_power_pack
58626 | THC-DEW-HPU | Hydraulic Power Pack,Sliding Frame, Solids Treatment, virtual entity used as Entity Link for PM Tasks management | THC-DEW-SLFR | Sliding Frame, Solids Treatment, virtual entity used as Entity Link for PM Tasks management |  | Hydraulic System |  |  | http://www.toronto.ca/TWONTO#hydraulic_power_pack
58627 | THC-DEW-HPU-6410 | Hydraulic Power Pack,Sliding Frame,BTU Hopper 6400,Solids Treatment | THC-DEW-T-6400 | Tank,BTU 1000 Hopper,Solid Treatment | Tank,Non-Pressurized | Hydraulic System |  | HPU | http://www.toronto.ca/TWONTO#hydraulic_power_pack
58628 | THC-DEW-HPU-6710 | Hydraulic Power Pack,DEW Biosolids Pump 6710 (Schwing),Solid Treatment | THC-DEW-P-6710 | Pump,Dewatered Biosolids, Schwing type,Solid Treatment | Motor Starter | Hydraulic System |  | HPU | http://www.toronto.ca/TWONTO#hydraulic_power_pack
65076 | THC-PRM-V-1111A | Valve, Solenoid, Collect, Valve 1111 | THC-PRM-V-1111 | Valve, Hydraulic Cylinder, Bottom Scraper, Primary Clarifier 1100, NW Plant | Transmitter,Level | Hydraulic System |  | V | http://www.toronto.ca/TWONTO#solenoid
65077 | THC-PRM-V-1112 | Valve, Hydraulic Cylinder, Bottom Scraper, Primary Clarifier 1100, NW Plant | THC-PRM-CLR-1130 | Sludge Bottom Scraper Mechanism, Primary Clarifier 1100, NW Plant | Actuator,Hydraulic,Cylinder | Hydraulic System |  | V | http://www.toronto.ca/TWONTO#hydraulic_power_pack
65078 | THC-PRM-V-1112B | Valve, Solenoid, Return, Valve 1112 | THC-PRM-V-1112 | Valve, Hydraulic Cylinder, Bottom Scraper, Primary Clarifier 1100, NW Plant | Transmitter,Level | Hydraulic System |  | V | http://www.toronto.ca/TWONTO#solenoid
65079 | THC-PRM-V-1113A | Valve, Solenoid, Collect, Valve 1113 | THC-PRM-V-1113 | Valve, Hydraulic Cylinder, Bottom Scraper, Primary Clarifier 1100, NW Plant | Transmitter,Level | Hydraulic System |  | V | http://www.toronto.ca/TWONTO#solenoid
65080 | THC-PRM-V-1114 | Valve, Hydraulic Cylinder, Bottom Scraper, Primary Clarifier 1100, NW Plant | THC-PRM-CLR-1130 | Sludge Bottom Scraper Mechanism, Primary Clarifier 1100, NW Plant | Actuator,Hydraulic,Cylinder | Hydraulic System |  | V | http://www.toronto.ca/TWONTO#hydraulic_power_pack
65092 | THC-PRM-V-1173 | Valve, Hydraulic Cylinder, Scum Skimmer, Tank 1100, Primary Clarifier, Phase IV | THC-PRM-CM-1150 | Scum Skimmer System, Tank 1100, Primary Clarifier | Actuator,Hydraulic,Cylinder | Hydraulic System |  | V | http://www.toronto.ca/TWONTO#hydraulic_power_pack
65109 | THC-PRM-V-1211 | Valve, Hydraulic Cylinder, Bottom Scraper, Primary Clarifier 1200, NW Plant | THC-PRM-T-1200 | Tank, Primary Clarifier | Actuator,Hydraulic,Cylinder | Hydraulic System |  | V | http://www.toronto.ca/TWONTO#hydraulic_power_pack
65110 | THC-PRM-V-1212 | Valve, Hydraulic Cylinder, Bottom Scraper, Primary Clarifier 1200, NW Plant | THC-PRM-CLR-1230SUSP | Sludge Bottom Scraper Mechanism, Tank 1200, Primary Clarifier | Actuator,Hydraulic,Cylinder | Hydraulic System |  | V | http://www.toronto.ca/TWONTO#hydraulic_power_pack
65113 | THC-PRM-V-1214 | Valve, Hydraulic Cylinder, Bottom Scraper, Primary Clarifier 1200, NW Plant | THC-PRM-CLR-1230 | Sludge Bottom Scraper Mechanism, Primary Clarifier 1200, NW Plant | Actuator,Hydraulic,Cylinder | Hydraulic System |  | V | http://www.toronto.ca/TWONTO#hydraulic_power_pack
65114 | THC-PRM-V-1214 | Valve, Hydraulic Cylinder, Bottom Scraper, Primary Clarifier 1200, NW Plant | THC-PRM-CLR-1230SUSP | Sludge Bottom Scraper Mechanism, Tank 1200, Primary Clarifier | Actuator,Hydraulic,Cylinder | Hydraulic System |  | V | http://www.toronto.ca/TWONTO#hydraulic_power_pack
65115 | THC-PRM-V-1214 | Valve, Hydraulic Cylinder, Bottom Scraper, Primary Clarifier 1200, NW Plant | THC-PRM-T-1200 | Tank, Primary Clarifier | Actuator,Hydraulic,Cylinder | Hydraulic System |  | V | http://www.toronto.ca/TWONTO#hydraulic_power_pack
65165 | THC-PRM-V-1272 | Valve, Hydraulic Cylinder, Scum Skimmer, Primary Clarifier 1200, NW Plant | THC-PRM-CM-1250 | Scum Skimmer System, Tank 1200, Primary Clarifier | Actuator,Hydraulic,Cylinder | Hydraulic System |  | V | http://www.toronto.ca/TWONTO#hydraulic_power_pack
65166 | THC-PRM-V-1272 | Valve, Hydraulic Cylinder, Scum Skimmer, Primary Clarifier 1200, NW Plant | THC-PRM-P-1270SP | Pump, Centrifugal, Primary Sludge, NW Plant | Actuator,Hydraulic,Cylinder | Hydraulic System |  | V | http://www.toronto.ca/TWONTO#hydraulic_power_pack
65167 | THC-PRM-V-1272 | Valve, Hydraulic Cylinder, Scum Skimmer, Primary Clarifier 1200, NW Plant | THC-PRM-T-1200 | Tank, Primary Clarifier | Actuator,Hydraulic,Cylinder | Hydraulic System |  | V | http://www.toronto.ca/TWONTO#hydraulic_power_pack
65171 | THC-PRM-V-1273 | Valve, Hydraulic Cylinder, Scum Skimmer, Primary Clarifier 1200, NW Plant | THC-PRM-CM-1250 | Scum Skimmer System, Tank 1200, Primary Clarifier | Actuator,Hydraulic,Cylinder | Hydraulic System |  | V | http://www.toronto.ca/TWONTO#hydraulic_power_pack
65172 | THC-PRM-V-1273 | Valve, Hydraulic Cylinder, Scum Skimmer, Primary Clarifier 1200, NW Plant | THC-PRM-CM-1250SUPS | Scum Skimmer System, Primary Clarifier 1200, NW Plant | Actuator,Hydraulic,Cylinder | Hydraulic System |  | V | http://www.toronto.ca/TWONTO#hydraulic_power_pack
76934 | THR-PLT-HPU-0511 | Hydraulic Power Unit for Sparger Lift, Grit Bldg. | THR-S-E | SUSPENDED ENTITY | Tank,Reservoir | Hydraulic System | 34418 | HPU | http://www.toronto.ca/TWONTO#hydraulic_power_pack
76956 | THR-PLT-LD-2132A | Lifting Device, Sparger Arm, Tank 100, Grit Bldg. | THR-PLT-LD-0100 | Lifting Devices, Sparger Arms, Tank 100, Grit Bldg. | Lifting Device | Hydraulic System | 35252 | LD | http://www.toronto.ca/TWONTO#hydraulic_system
76957 | THR-PLT-LD-2132B | Lifting Device, Sparger Arm, Tank 100, Grit Bldg. | THR-PLT-T-0100 | Tank, Grit Removal, Grit Tank, North Grit Building | Lifting Device | Hydraulic System | 35253 | LD | http://www.toronto.ca/TWONTO#hydraulic_system
76958 | THR-PLT-LD-2132C | Lifting Device, Sparger Arm, Tank 100, Grit Bldg. | THR-PLT-LD-0100 | Lifting Devices, Sparger Arms, Tank 100, Grit Bldg. | Lifting Device | Hydraulic System | 35254 | LD | http://www.toronto.ca/TWONTO#hydraulic_system
76959 | THR-PLT-LD-2132D | Lifting Device, Sparger Arm, Tank 100, Grit Bldg. | THR-PLT-T-0100 | Tank, Grit Removal, Grit Tank, North Grit Building | Lifting Device | Hydraulic System | 35255 | LD | http://www.toronto.ca/TWONTO#hydraulic_system
76960 | THR-PLT-LD-2132E | Lifting Device, Sparger Arm, Tank 100, Grit Bldg. | THR-PLT-LD-0100 | Lifting Devices, Sparger Arms, Tank 100, Grit Bldg. | Lifting Device | Hydraulic System | 35256 | LD | http://www.toronto.ca/TWONTO#hydraulic_system
76961 | THR-PLT-LD-2142B | Lifting Device, Sparger Arm, Tank 200, Grit Bldg. | THR-PLT-T-0200 | Tank, Grit Removal, Grit Tank, North Grit Building | Lifting Device | Hydraulic System | 35258 | LD | http://www.toronto.ca/TWONTO#hydraulic_system
76962 | THR-PLT-LD-2142D | Lifting Device, Sparger Arm, Tank 200, Grit Bldg. | THR-PLT-T-0200 | Tank, Grit Removal, Grit Tank, North Grit Building | Lifting Device | Hydraulic System | 35260 | LD | http://www.toronto.ca/TWONTO#hydraulic_system
76963 | THR-PLT-LD-2152A | Lifting Device, Sparger Arm, Tank 300, Grit Bldg. | THR-PLT-LD-0300 | Lifting Devices, Sparger Arms, Tank 300, Grit Bldg. | Lifting Device | Hydraulic System | 35262 | LD | http://www.toronto.ca/TWONTO#hydraulic_system
76964 | THR-PLT-LD-2152A | Lifting Device, Sparger Arm, Tank 300, Grit Bldg. | THR-PLT-T-0300 | Tank, Grit Removal, Grit Tanks, North Grit Building | Lifting Device | Hydraulic System | 35262 | LD | http://www.toronto.ca/TWONTO#hydraulic_system
76965 | THR-PLT-LD-2152B | Lifting Device, Sparger Arm, Tank 300, Grit Bldg. | THR-PLT-LD-0300 | Lifting Devices, Sparger Arms, Tank 300, Grit Bldg. | Lifting Device | Hydraulic System | 35263 | LD | http://www.toronto.ca/TWONTO#hydraulic_system
76966 | THR-PLT-LD-2152B | Lifting Device, Sparger Arm, Tank 300, Grit Bldg. | THR-PLT-T-0300 | Tank, Grit Removal, Grit Tanks, North Grit Building | Lifting Device | Hydraulic System | 35263 | LD | http://www.toronto.ca/TWONTO#hydraulic_system
76967 | THR-PLT-LD-2152E | Lifting Device, Sparger Arm, Tank 300, Grit Bldg. | THR-PLT-LD-0300 | Lifting Devices, Sparger Arms, Tank 300, Grit Bldg. | Lifting Device | Hydraulic System | 35266 | LD | http://www.toronto.ca/TWONTO#hydraulic_system
76968 | THR-PLT-LD-2152E | Lifting Device, Sparger Arm, Tank 300, Grit Bldg. | THR-PLT-T-0300 | Tank, Grit Removal, Grit Tanks, North Grit Building | Lifting Device | Hydraulic System | 35266 | LD | http://www.toronto.ca/TWONTO#hydraulic_system
93415 | FHO-GRK-IRG-0201 | Lawn Sprinkler | FHO-GRK-PRTY-0002 | Grounds Maintenance | Irrigation System,Automated | Hydraulic System |  | IRG | sprinkler
109538 | TAB-DEW-HPU-6003 | Power Pack, Hydraulic, Sludge Cake Power Pack for Conveyor DEW-CV-6019 & Pump DEW-P-6003, DEW Level 2 | TAB-DEW-T-6003 | Tank, Dewatered Solids Silo DEW-T-6003 East, DEW Bsmt | Tank | Hydraulic System |  | HPU | http://www.toronto.ca/TWONTO#hydraulic_power_pack
109539 | TAB-DEW-HPU-6004 | Power Pack, Hydraulic, Sludge Cake Power Pack for Conveyor DEW-CV-6020 & Pump DEW-P-6004, DEW Level 2 | TAB-DEW-T-6003 | Tank, Dewatered Solids Silo DEW-T-6003 East, DEW Bsmt | Tank | Hydraulic System |  | HPU | http://www.toronto.ca/TWONTO#hydraulic_power_pack
109540 | TAB-DEW-HPU-6005 | Power Pack, Hydraulic, Sliding Frame for Silo DEW-T-6001, DEW Level Bsmt | TAB-DEW-T-6001 | Tank, Dewatered Solids Silo DEW-T-6001 West, DEW Bsmt | Tank | Hydraulic System |  | HPU | http://www.toronto.ca/TWONTO#hydraulic_power_pack
109541 | TAB-DEW-HPU-6006 | Power Pack, Hydraulic, Sliding Frame for Silo DEW-T-6002, DEW Level Bsmt | TAB-DEW-T-6001 | Tank, Dewatered Solids Silo DEW-T-6001 West, DEW Bsmt | Tank | Hydraulic System |  | HPU | http://www.toronto.ca/TWONTO#hydraulic_power_pack
109542 | TAB-DEW-HPU-6008 | Power Pack, Hydraulic, Sliding Frame for Silo DEW-T-6004, DEW Level Bsmt | TAB-DEW-T-6003 | Tank, Dewatered Solids Silo DEW-T-6003 East, DEW Bsmt | Tank | Hydraulic System |  | HPU | http://www.toronto.ca/TWONTO#hydraulic_power_pack
109543 | TAB-DEW-HPU-6008 | Power Pack, Hydraulic, Sliding Frame for Silo DEW-T-6004, DEW Level Bsmt | TAB-DEW-T-6004 | Tank, Dewatered Solids Silo DEW-T-6004 East, DEW Bsmt | Tank | Hydraulic System |  | HPU | http://www.toronto.ca/TWONTO#hydraulic_power_pack
109638 | TAB-DEW-P-0131 | Pump,DW Sludge | TAB-SUSPENDED ENTITY | Suspended entities | Pump | Hydraulic System | 33575 | P | http://www.toronto.ca/TWONTO#pump
109640 | TAB-DEW-P-0231 | Pump, Sludge Cake Transfer, Baby Schwing #2, Dewater. Bldg, 2/F SW | TAB-DEW SLUDGE CAKE | Sludge Cake Pumping | Pump | Hydraulic System | 33574 | P | http://www.toronto.ca/TWONTO#pump
109642 | TAB-DEW-P-0331 | Pump, Baby Schwing #3, Sludge Cake Transfer, Dewater. Bldg, 2/F SE | TAB-DEW SLUDGE CAKE | Sludge Cake Pumping | Pump | Hydraulic System | 33573 | P | http://www.toronto.ca/TWONTO#pump
109643 | TAB-DEW-P-0331 | Pump, Baby Schwing #3, Sludge Cake Transfer, Dewater. Bldg, 2/F SE | TAB-SUSPENDED ENTITY | Suspended entities | Pump | Hydraulic System | 33573 | P | http://www.toronto.ca/TWONTO#pump
109646 | TAB-DEW-P-0631 | Pump, Sludge Cake Transfer, Baby Schwing #6, Dewater. Bldg, 2/F NW | TAB-SUSPENDED ENTITY | Suspended entities | Pump | Hydraulic System | 33570 | P | http://www.toronto.ca/TWONTO#pump
109650 | TAB-DEW-P-0831 | Pump, Sludge Cake Transfer, Baby Schwing #8, Dewater. Bldg, 2/F NE middle | TAB-DEW SLUDGE CAKE | Sludge Cake Pumping | Pump | Hydraulic System | 33568 | P | http://www.toronto.ca/TWONTO#pump
109651 | TAB-DEW-P-0831 | Pump, Sludge Cake Transfer, Baby Schwing #8, Dewater. Bldg, 2/F NE middle | TAB-SUSPENDED ENTITY | Suspended entities | Pump | Hydraulic System | 33568 | P | http://www.toronto.ca/TWONTO#pump
109657 | TAB-DEW-P-2201 | Pump, Sludge Cake Transfer, Schwing #6, | TAB-DEW SLUDGE CAKE | Sludge Cake Pumping | Pump,Positive Displacement,Piston | Hydraulic System |  | P | http://www.toronto.ca/TWONTO#pump
109659 | TAB-DEW-P-2501 | Pump, Sludge Cake Transfer, Big Schwing #9, Dewater. Bldg, 2/F, Center E. | TAB-DEW SLUDGE CAKE | Sludge Cake Pumping | Pump | Hydraulic System |  | P | http://www.toronto.ca/TWONTO#pump
109660 | TAB-DEW-P-2601 | Pump, Sludge Cake Transfer, Big Schwing #10, Dewater. Bldg, 2/F, Center W. | TAB-SUSPENDED ENTITY | Suspended entities | Pump | Hydraulic System |  | P | http://www.toronto.ca/TWONTO#pump
109719 | TAB-DEW-PS-0231 | Power Pack, Hydraulic, DWS Pump#0231 | TAB-DEW-P-0231 | Pump, Sludge Cake Transfer, Baby Schwing #2, Dewater. Bldg, 2/F SW | Power Pack,Hydraulic | Hydraulic System |  | PS | http://www.toronto.ca/TWONTO#hydraulic_power_pack
109720 | TAB-DEW-PS-0331 | Power Pack, Hydraulic, DWS Pump#0331 | TAB-DEW-P-0331 | Pump, Baby Schwing #3, Sludge Cake Transfer, Dewater. Bldg, 2/F SE | Power Pack,Hydraulic | Hydraulic System |  | PS | http://www.toronto.ca/TWONTO#hydraulic_power_pack
109721 | TAB-DEW-PS-0531 | Power Pack, Hydraulic, DWS Pump#0531 | TAB-DEW-P-0531 | Pump, Sludge Cake Transfer, Baby Schwing #5, Dewater. Bldg, 2/F NW middle | Power Pack,Hydraulic | Hydraulic System |  | PS | http://www.toronto.ca/TWONTO#hydraulic_power_pack
109722 | TAB-DEW-PS-0831 | Power Pack, Hydraulic, DWS Pump#0831 | TAB-DEW-P-0831 | Pump, Sludge Cake Transfer, Baby Schwing #8, Dewater. Bldg, 2/F NE middle | Power Pack,Hydraulic | Hydraulic System |  | PS | http://www.toronto.ca/TWONTO#hydraulic_power_pack
109723 | TAB-DEW-PS-2101 | Power Pack, Hydraulic, DWS Pump#2101 | TAB-DEW-P-2101 | Pump, Sludge Cake Transfer, Big Schwing #5, KSP-50 | Power Pack,Hydraulic | Hydraulic System |  | PS | http://www.toronto.ca/TWONTO#hydraulic_power_pack
109724 | TAB-DEW-PS-2201 | Power Pack, Hydraulic, DWS Pump#2201 | TAB-DEW-P-2201 | Pump, Sludge Cake Transfer, Schwing #6, | Power Pack,Hydraulic | Hydraulic System |  | PS | http://www.toronto.ca/TWONTO#hydraulic_power_pack
109725 | TAB-DEW-PS-2301 | Power Pack, Hydraulic, DWS Pump#2301 | TAB-DEW-P-2301 | Pump, Sludge Cake Transfer #2301 | Power Pack,Hydraulic | Hydraulic System |  | PS | http://www.toronto.ca/TWONTO#hydraulic_power_pack
113774 | TAB-MCS-MEQ-0101 | Grease Gun,Hydraulic, High Pressure | TAB-AUX | Gas Services, Natural Gas, Digester Gas |  | Hydraulic System |  | MEQ | grease_gun
113775 | TAB-MCS-MEQ-0102 | Grease Gun,Hydraulic, High Pressure | TAB-AUX | Gas Services, Natural Gas, Digester Gas |  | Hydraulic System |  | MEQ | grease_gun
113776 | TAB-MCS-MEQ-0103 | Grease Gun,Hydraulic, High Pressure | TAB-AUX | Gas Services, Natural Gas, Digester Gas |  | Hydraulic System |  | MEQ | grease_gun
113777 | TAB-MCS-MEQ-0104 | Grease Gun,Hydraulic, High Pressure | TAB-AUX | Gas Services, Natural Gas, Digester Gas |  | Hydraulic System |  | MEQ | grease_gun
113778 | TAB-MCS-MEQ-0105 | Oil Gun,Hydraulic, High Pressure | TAB-AUX | Gas Services, Natural Gas, Digester Gas |  | Hydraulic System |  | MEQ | grease_gun
117252 | TAB-RSP-HPU-2203 | Power Unit, Hydraulic, Check Valve V-2203D, RSP M Building Area, Low Level Wet Well | TAB-RSP-P-2203 | Pump, Raw Sewage #3 |  | Hydraulic System |  | HPU | http://www.toronto.ca/TWONTO#hydraulic_power_pack
117253 | TAB-RSP-HPU-2204 | Power Unit, Hydraulic, Check Valve V-2204D, RSP M Building Area, Main Floor | TAB-RSP-V-2204D | Valve, Check, Raw Sewage Pump P-2204 |  | Hydraulic System |  | HPU | http://www.toronto.ca/TWONTO#hydraulic_power_pack
117330 | TAB-RSP-PS-2202D | Power Supply, Hydraulic, Valve | TAB-RSP-V-2202D | Valve, Check, Raw Sewage Pump #2 |  | Hydraulic System |  | PS | http://www.toronto.ca/TWONTO#hydraulic_power_pack
117331 | TAB-RSP-PS-2203D | Power Supply, Hydraulic, Valve | TAB-RSP-P-2203 | Pump, Raw Sewage #3 |  | Hydraulic System |  | PS | http://www.toronto.ca/TWONTO#hydraulic_power_pack
117332 | TAB-RSP-PS-2204D | Power Supply, Hydraulic, Valve | TAB-RSP-P-2204 | Pump, Raw Sewage #4 |  | Hydraulic System |  | PS | http://www.toronto.ca/TWONTO#hydraulic_power_pack
117333 | TAB-RSP-PS-2204D | Power Supply, Hydraulic, Valve | TAB-RSP-V-2204D | Valve, Check, Raw Sewage Pump P-2204 |  | Hydraulic System |  | PS | http://www.toronto.ca/TWONTO#hydraulic_power_pack
117334 | TAB-RSP-PS-2205D | Power Supply, Hydraulic,Valve | TAB-RSP-V-2205D | Valve, Check, Raw Sewage Pump P-2205 |  | Hydraulic System |  | PS | http://www.toronto.ca/TWONTO#hydraulic_power_pack
117335 | TAB-RSP-PS-2207D | Power Supply, Hydraulic, Valve | TAB-RSP-V-2207D | Valve, Check, Raw Sewage Pump P-2207 |  | Hydraulic System |  | PS | http://www.toronto.ca/TWONTO#hydraulic_power_pack
117336 | TAB-RSP-PS-2208D | Power Supply, Hydraulic, Valve | TAB-RSP-P-2208 | Pump, Raw Sewage #8 |  | Hydraulic System |  | PS | http://www.toronto.ca/TWONTO#hydraulic_power_pack
117337 | TAB-RSP-PS-2209D | Power Supply, Hydraulic, Valve | TAB-RSP-P-2209 | Pump, Raw Sewage #9 |  | Hydraulic System |  | PS | http://www.toronto.ca/TWONTO#hydraulic_power_pack
117338 | TAB-RSP-PS-2210D | Power Supply, Hydraulic, Valve | TAB-RSP-V-2210D | Valve, Check, Raw Sewage Pump P-2210 |  | Hydraulic System |  | PS | http://www.toronto.ca/TWONTO#hydraulic_power_pack
122754 | THC-DEW-HPU-6510 | Hydraulic Power Pack,Sliding Frame,BTU Hopper 6500,Solids Treatment | THC-DEW-T-6500 | Tank,BTU 2000 Hopper,Solid Treatment |  | Hydraulic System |  | HPU | http://www.toronto.ca/TWONTO#hydraulic_power_pack
122755 | THC-DEW-HPU-6810 | Hydraulic Power Pack,DEW Biosolids Pump 6810 (Schwing),Solid Treatment | THC-DEW-P-6810 | Pump,Dewatered Biosolids,Solid Treatment | Motor Starter | Hydraulic System |  | HPU | http://www.toronto.ca/TWONTO#hydraulic_power_pack
127201 | THC-PLT-P-5820 | Pump, Hydraulic Pack, Conveyors, Grit Tanks | THC-PLT-T-5810 | Reservoire, Oil, Hydraulic Pack, Conveyors, Grit Tanks | Pump,Positive Displacement,Piston | Hydraulic System | 40017 | P | http://www.toronto.ca/TWONTO#pump
127202 | THC-PLT-P-5830 | Pump, Hydraulic Pack, Conveyors, Grit Tanks | THC-PLT-T-5810 | Reservoire, Oil, Hydraulic Pack, Conveyors, Grit Tanks | Pump,Positive Displacement,Piston | Hydraulic System | 40018 | P | http://www.toronto.ca/TWONTO#pump
127416 | THC-PLT-V-5820 | Valve, PRV for pump P-5820, Hydraulic Pack, Conveyors, Grit Tanks | THC-PLT-P-5820 | Pump, Hydraulic Pack, Conveyors, Grit Tanks | Valve,Pressure Relief | Hydraulic System |  | V | http://www.toronto.ca/TWONTO#pressure_relief_valve
127417 | THC-PLT-V-5830 | Valve, PRV for pump P-5830, Hydraulic Pack, Conveyors, Grit Tanks | THC-PLT-P-5830 | Pump, Hydraulic Pack, Conveyors, Grit Tanks | Valve,Pressure Relief | Hydraulic System |  | V | http://www.toronto.ca/TWONTO#pressure_relief_valve
127818 | THC-PRM-V-1111 | Valve, Hydraulic Cylinder, Bottom Scraper, Primary Clarifier 1100, NW Plant | THC-PRM-CLR-1130 | Sludge Bottom Scraper Mechanism, Primary Clarifier 1100, NW Plant | Actuator,Hydraulic,Cylinder | Hydraulic System |  | V | http://www.toronto.ca/TWONTO#hydraulic_power_pack
127819 | THC-PRM-V-1111B | Valve, Solenoid, Return, Valve 1111 | THC-PRM-V-1111 | Valve, Hydraulic Cylinder, Bottom Scraper, Primary Clarifier 1100, NW Plant | Transmitter,Level | Hydraulic System |  | V | http://www.toronto.ca/TWONTO#solenoid
127820 | THC-PRM-V-1112A | Valve, Solenoid, Collect, Valve 1112 | THC-PRM-V-1112 | Valve, Hydraulic Cylinder, Bottom Scraper, Primary Clarifier 1100, NW Plant | Transmitter,Level | Hydraulic System |  | V | http://www.toronto.ca/TWONTO#solenoid
127821 | THC-PRM-V-1113 | Valve, Hydraulic Cylinder, Bottom Scraper, Primary Clarifier 1100, NW Plant | THC-PRM-CLR-1130 | Sludge Bottom Scraper Mechanism, Primary Clarifier 1100, NW Plant | Actuator,Hydraulic,Cylinder | Hydraulic System |  | V | http://www.toronto.ca/TWONTO#hydraulic_power_pack
127822 | THC-PRM-V-1113B | Valve, Solenoid, Return, Valve 1113 | THC-PRM-V-1113 | Valve, Hydraulic Cylinder, Bottom Scraper, Primary Clarifier 1100, NW Plant | Transmitter,Level | Hydraulic System |  | V | http://www.toronto.ca/TWONTO#solenoid
127823 | THC-PRM-V-1114A | Valve, Solenoid, Collect, Valve 1114 | THC-PRM-V-1114 | Valve, Hydraulic Cylinder, Bottom Scraper, Primary Clarifier 1100, NW Plant | Transmitter,Level | Hydraulic System |  | V | http://www.toronto.ca/TWONTO#solenoid
127824 | THC-PRM-V-1114B | Valve, Solenoid, Return, Valve 1114 | THC-PRM-V-1114 | Valve, Hydraulic Cylinder, Bottom Scraper, Primary Clarifier 1100, NW Plant | Transmitter,Level | Hydraulic System |  | V | http://www.toronto.ca/TWONTO#solenoid
127830 | THC-PRM-V-1171 | Valve, Hydraulic Cylinder, Scum Skimmer, Tank 1100, Primary Clarifier, Phase IV | THC-PRM-CM-1150 | Scum Skimmer System, Tank 1100, Primary Clarifier | Actuator,Hydraulic,Cylinder | Hydraulic System |  | V | http://www.toronto.ca/TWONTO#hydraulic_power_pack
127837 | THC-PRM-V-1172 | Valve, Hydraulic Cylinder, Scum Skimmer, Tank 1100, Primary Clarifier, Phase IV | THC-PRM-CM-1150 | Scum Skimmer System, Tank 1100, Primary Clarifier | Actuator,Hydraulic,Cylinder | Hydraulic System |  | V | http://www.toronto.ca/TWONTO#hydraulic_power_pack
127858 | THC-PRM-V-1211 | Valve, Hydraulic Cylinder, Bottom Scraper, Primary Clarifier 1200, NW Plant | THC-PRM-CLR-1230 | Sludge Bottom Scraper Mechanism, Primary Clarifier 1200, NW Plant | Actuator,Hydraulic,Cylinder | Hydraulic System |  | V | http://www.toronto.ca/TWONTO#hydraulic_power_pack
127859 | THC-PRM-V-1211 | Valve, Hydraulic Cylinder, Bottom Scraper, Primary Clarifier 1200, NW Plant | THC-PRM-CLR-1230SUSP | Sludge Bottom Scraper Mechanism, Tank 1200, Primary Clarifier | Actuator,Hydraulic,Cylinder | Hydraulic System |  | V | http://www.toronto.ca/TWONTO#hydraulic_power_pack
127862 | THC-PRM-V-1212 | Valve, Hydraulic Cylinder, Bottom Scraper, Primary Clarifier 1200, NW Plant | THC-PRM-CLR-1230 | Sludge Bottom Scraper Mechanism, Primary Clarifier 1200, NW Plant | Actuator,Hydraulic,Cylinder | Hydraulic System |  | V | http://www.toronto.ca/TWONTO#hydraulic_power_pack
127863 | THC-PRM-V-1212 | Valve, Hydraulic Cylinder, Bottom Scraper, Primary Clarifier 1200, NW Plant | THC-PRM-T-1200 | Tank, Primary Clarifier | Actuator,Hydraulic,Cylinder | Hydraulic System |  | V | http://www.toronto.ca/TWONTO#hydraulic_power_pack
127865 | THC-PRM-V-1213 | Valve, Hydraulic Cylinder, Bottom Scraper, Primary Clarifier 1200, NW Plant | THC-PRM-CLR-1230 | Sludge Bottom Scraper Mechanism, Primary Clarifier 1200, NW Plant | Actuator,Hydraulic,Cylinder | Hydraulic System |  | V | http://www.toronto.ca/TWONTO#hydraulic_power_pack
127866 | THC-PRM-V-1213 | Valve, Hydraulic Cylinder, Bottom Scraper, Primary Clarifier 1200, NW Plant | THC-PRM-CLR-1230SUSP | Sludge Bottom Scraper Mechanism, Tank 1200, Primary Clarifier | Actuator,Hydraulic,Cylinder | Hydraulic System |  | V | http://www.toronto.ca/TWONTO#hydraulic_power_pack
127867 | THC-PRM-V-1213 | Valve, Hydraulic Cylinder, Bottom Scraper, Primary Clarifier 1200, NW Plant | THC-PRM-T-1200 | Tank, Primary Clarifier | Actuator,Hydraulic,Cylinder | Hydraulic System |  | V | http://www.toronto.ca/TWONTO#hydraulic_power_pack
127876 | THC-PRM-V-1271 | Valve, Hydraulic Cylinder, Scum Skimmer, Primary Clarifier 1200, NW Plant | THC-PRM-CM-1250 | Scum Skimmer System, Tank 1200, Primary Clarifier | Actuator,Hydraulic,Cylinder | Hydraulic System |  | V | http://www.toronto.ca/TWONTO#hydraulic_power_pack
127877 | THC-PRM-V-1271 | Valve, Hydraulic Cylinder, Scum Skimmer, Primary Clarifier 1200, NW Plant | THC-PRM-CM-1250SUPS | Scum Skimmer System, Primary Clarifier 1200, NW Plant | Actuator,Hydraulic,Cylinder | Hydraulic System |  | V | http://www.toronto.ca/TWONTO#hydraulic_power_pack
127878 | THC-PRM-V-1271 | Valve, Hydraulic Cylinder, Scum Skimmer, Primary Clarifier 1200, NW Plant | THC-PRM-T-1200 | Tank, Primary Clarifier | Actuator,Hydraulic,Cylinder | Hydraulic System |  | V | http://www.toronto.ca/TWONTO#hydraulic_power_pack
127883 | THC-PRM-V-1272 | Valve, Hydraulic Cylinder, Scum Skimmer, Primary Clarifier 1200, NW Plant | THC-PRM-CM-1250SUPS | Scum Skimmer System, Primary Clarifier 1200, NW Plant | Actuator,Hydraulic,Cylinder | Hydraulic System |  | V | http://www.toronto.ca/TWONTO#hydraulic_power_pack
137334 | THR-PLT-HPU-0511 | Hydraulic Power Unit for Sparger Lift, Grit Bldg. | THR-PLT-GRITS | Gate,Sluice,Preliminary Treatment, Grit Building | Tank,Reservoir | Hydraulic System | 34418 | HPU | http://www.toronto.ca/TWONTO#hydraulic_power_pack
137359 | THR-PLT-LD-0100 | Lifting Devices, Sparger Arms, Tank 100, Grit Bldg. | THR-PLT-T-0100 | Tank, Grit Removal, Grit Tank, North Grit Building | Lifting Device | Hydraulic System | 35249 | LD | http://www.toronto.ca/TWONTO#hydraulic_system
137360 | THR-PLT-LD-0200 | Lifting Devices, Sparger Arms, Tank200, Grit Bldg. | THR-PLT-T-0200 | Tank, Grit Removal, Grit Tank, North Grit Building | Lifting Device | Hydraulic System | 35250 | LD | http://www.toronto.ca/TWONTO#hydraulic_system
137361 | THR-PLT-LD-0300 | Lifting Devices, Sparger Arms, Tank 300, Grit Bldg. | THR-PLT-T-0300 | Tank, Grit Removal, Grit Tanks, North Grit Building | Lifting Device | Hydraulic System | 35251 | LD | http://www.toronto.ca/TWONTO#hydraulic_system
137362 | THR-PLT-LD-2132A | Lifting Device, Sparger Arm, Tank 100, Grit Bldg. | THR-PLT-T-0100 | Tank, Grit Removal, Grit Tank, North Grit Building | Lifting Device | Hydraulic System | 35252 | LD | http://www.toronto.ca/TWONTO#hydraulic_system
137363 | THR-PLT-LD-2132B | Lifting Device, Sparger Arm, Tank 100, Grit Bldg. | THR-PLT-LD-0100 | Lifting Devices, Sparger Arms, Tank 100, Grit Bldg. | Lifting Device | Hydraulic System | 35253 | LD | http://www.toronto.ca/TWONTO#hydraulic_system
137364 | THR-PLT-LD-2132C | Lifting Device, Sparger Arm, Tank 100, Grit Bldg. | THR-PLT-T-0100 | Tank, Grit Removal, Grit Tank, North Grit Building | Lifting Device | Hydraulic System | 35254 | LD | http://www.toronto.ca/TWONTO#hydraulic_system
137365 | THR-PLT-LD-2132D | Lifting Device, Sparger Arm, Tank 100, Grit Bldg. | THR-PLT-LD-0100 | Lifting Devices, Sparger Arms, Tank 100, Grit Bldg. | Lifting Device | Hydraulic System | 35255 | LD | http://www.toronto.ca/TWONTO#hydraulic_system
137366 | THR-PLT-LD-2132E | Lifting Device, Sparger Arm, Tank 100, Grit Bldg. | THR-PLT-T-0100 | Tank, Grit Removal, Grit Tank, North Grit Building | Lifting Device | Hydraulic System | 35256 | LD | http://www.toronto.ca/TWONTO#hydraulic_system
137367 | THR-PLT-LD-2142A | Lifting Device, Sparger Arm, Tank 200, Grit Bldg. | THR-PLT-LD-0200 | Lifting Devices, Sparger Arms, Tank200, Grit Bldg. | Lifting Device | Hydraulic System | 35257 | LD | http://www.toronto.ca/TWONTO#hydraulic_system
137368 | THR-PLT-LD-2142A | Lifting Device, Sparger Arm, Tank 200, Grit Bldg. | THR-PLT-T-0200 | Tank, Grit Removal, Grit Tank, North Grit Building | Lifting Device | Hydraulic System | 35257 | LD | http://www.toronto.ca/TWONTO#hydraulic_system
137369 | THR-PLT-LD-2142B | Lifting Device, Sparger Arm, Tank 200, Grit Bldg. | THR-PLT-LD-0200 | Lifting Devices, Sparger Arms, Tank200, Grit Bldg. | Lifting Device | Hydraulic System | 35258 | LD | http://www.toronto.ca/TWONTO#hydraulic_system
137370 | THR-PLT-LD-2142C | Lifting Device, Sparger Arm, Tank 200, Grit Bldg. | THR-PLT-LD-0200 | Lifting Devices, Sparger Arms, Tank200, Grit Bldg. | Lifting Device | Hydraulic System | 35259 | LD | http://www.toronto.ca/TWONTO#hydraulic_system
137371 | THR-PLT-LD-2142C | Lifting Device, Sparger Arm, Tank 200, Grit Bldg. | THR-PLT-T-0200 | Tank, Grit Removal, Grit Tank, North Grit Building | Lifting Device | Hydraulic System | 35259 | LD | http://www.toronto.ca/TWONTO#hydraulic_system
137372 | THR-PLT-LD-2142D | Lifting Device, Sparger Arm, Tank 200, Grit Bldg. | THR-PLT-LD-0200 | Lifting Devices, Sparger Arms, Tank200, Grit Bldg. | Lifting Device | Hydraulic System | 35260 | LD | http://www.toronto.ca/TWONTO#hydraulic_system
137373 | THR-PLT-LD-2142E | Lifting Device, Sparger Arm, Tank 200, Grit Bldg. | THR-PLT-LD-0200 | Lifting Devices, Sparger Arms, Tank200, Grit Bldg. | Lifting Device | Hydraulic System | 35261 | LD | http://www.toronto.ca/TWONTO#hydraulic_system
137374 | THR-PLT-LD-2142E | Lifting Device, Sparger Arm, Tank 200, Grit Bldg. | THR-PLT-T-0200 | Tank, Grit Removal, Grit Tank, North Grit Building | Lifting Device | Hydraulic System | 35261 | LD | http://www.toronto.ca/TWONTO#hydraulic_system
137375 | THR-PLT-LD-2152C | Lifting Device, Sparger Arm, Tank 300, Grit Bldg. | THR-PLT-LD-0300 | Lifting Devices, Sparger Arms, Tank 300, Grit Bldg. | Lifting Device | Hydraulic System | 35264 | LD | http://www.toronto.ca/TWONTO#hydraulic_system
137376 | THR-PLT-LD-2152C | Lifting Device, Sparger Arm, Tank 300, Grit Bldg. | THR-PLT-T-0300 | Tank, Grit Removal, Grit Tanks, North Grit Building | Lifting Device | Hydraulic System | 35264 | LD | http://www.toronto.ca/TWONTO#hydraulic_system
137377 | THR-PLT-LD-2152D | Lifting Device, Sparger Arm, Tank 300, Grit Bldg. | THR-PLT-LD-0300 | Lifting Devices, Sparger Arms, Tank 300, Grit Bldg. | Lifting Device | Hydraulic System | 35265 | LD | http://www.toronto.ca/TWONTO#hydraulic_system
137378 | THR-PLT-LD-2152D | Lifting Device, Sparger Arm, Tank 300, Grit Bldg. | THR-PLT-T-0300 | Tank, Grit Removal, Grit Tanks, North Grit Building | Lifting Device | Hydraulic System | 35265 | LD | http://www.toronto.ca/TWONTO#hydraulic_system

## Lifting_Device_Pivot (hidden)
Row Labels | Count of Valid_Class
? | 1
chain_sling | 29
fall_arrest_lanyard | 7
http://www.toronto.ca/TWONTO#collection_of_assets | 24
http://www.toronto.ca/TWONTO#crane | 35
http://www.toronto.ca/TWONTO#fall_arrest_Davit_arm | 45
http://www.toronto.ca/TWONTO#fall_arrest_harness | 30
http://www.toronto.ca/TWONTO#fall_protection_sling | 238
http://www.toronto.ca/TWONTO#forklift | 2
http://www.toronto.ca/TWONTO#lifting_equipment_hoist | 279
http://www.toronto.ca/TWONTO#man_lift | 5
http://www.toronto.ca/TWONTO#portable_ladder | 11
hydraulic_jack | 1
lift_truck | 28
lifting_device_cable | 16
lifting_device_support | 79
synthetic_web_sling | 408
winch | 126
wire-rope_sling | 91
davit_base | 10
self_retracting_line | 3
Grand Total | 1468

## Lifting_Device (hidden)
Column1 | Entity_number | Description | Parent | Parent_Description | Category | Class | Suspended | Tag | Valid_Class
76213 | THR-MCS-LD-9861 | (this is Gantry Crane(make;eme) ,2200lbs,, top of South Aeration Tanks(this is a Fall Arrest Davit and not to be load tested) | THR-LD-WA4 | Lifting Devices, Chain Hoist, Come Along & Slings | Lifting Device,Hoist,Manual | Lifting Device |  | LD | http://www.toronto.ca/TWONTO#fall_arrest_Davit_arm
55588 | TAB-WA2-SQ-1275 | 1/2" Steel Cable | TAB-SES-LD | WA2 Lifting devices | Lifting Device,Sling | Lifting Device |  | SQ | lifting_device_cable
55353 | TAB-WA1-LD-1251 | A Frame | TAB-WA1-SQ-1000 | WA1 Lifting Devices and Slings | Lifting Device | Lifting Device |  | LD | lifting_device_support
119587 | TAB-WA1-LD-1252 | A Frame | TAB-WA1-SQ-1000 | WA1 Lifting Devices and Slings | Lifting Device | Lifting Device |  | LD | lifting_device_support
119588 | TAB-WA1-LD-1253 | A Frame | TAB-WA1-SQ-1000 | WA1 Lifting Devices and Slings | Lifting Device | Lifting Device |  | LD | lifting_device_support
119589 | TAB-WA1-LD-1254 | A Frame | TAB-WA1-SQ-1000 | WA1 Lifting Devices and Slings | Lifting Device | Lifting Device |  | LD | lifting_device_support
76210 | THR-MCS-LD-9856 | A Frame for Reciirculation pump,2000Lbs,ER basement | THR-LD-WA3 | Lifting Devices, Chain Hoist, Come Along & Slings | Lifting Device,Hoist,Manual | Lifting Device |  | LD | lifting_device_support
136750 | THR-MCS-LD-9855 | A Frame for Reciirculation pump,2000Lbs,ER basement | THR-LD-WA3 | Lifting Devices, Chain Hoist, Come Along & Slings | Lifting Device,Hoist,Manual | Lifting Device |  | LD | lifting_device_support
136752 | THR-MCS-LD-9860 | A Frame, Gantry Crane(make;eme),1T, Machine shop Fan Room | THR-LD-WA3 | Lifting Devices, Chain Hoist, Come Along & Slings | Lifting Device,Hoist,Manual | Lifting Device |  | LD | lifting_device_support
136751 | THR-MCS-LD-9859 | A Frame,PORTA GANTRY,,1/2T, Polymer room, STB | THR-LD-WA1 | Lifting Devices, Chain Hoist, Come Along & Slings | Lifting Device,Hoist,Manual | Lifting Device |  | LD | lifting_device_support
90117 | YTF-GRK-MEQ-1000 | Accessability Lift | YTF-GRK-PRTY-1000 | Building Maintenance | Pump | Lifting Device |  | MEQ | http://www.toronto.ca/TWONTO#lifting_equipment_hoist
140594 | TNT-MCS-LD-0001 | A-Frame | TNT-MCS-LD | Lifting Devices , cranes/ Portable crane/hoists, come alongs, slings, wire rope, chains | Lifting Device | Lifting Device |  | LD | lifting_device_support
81369 | TNT-MCS-LD-0002 | Beam | TNT-MCS-LD | Lifting Devices , cranes/ Portable crane/hoists, come alongs, slings, wire rope, chains | Lifting Device | Lifting Device |  | LD | lifting_device_support
81370 | TNT-MCS-LD-0003 | Beam | TNT-MCS-LD | Lifting Devices , cranes/ Portable crane/hoists, come alongs, slings, wire rope, chains | Lifting Device | Lifting Device |  | LD | lifting_device_support
81371 | TNT-MCS-LD-0004 | Beam | TNT-MCS-LD | Lifting Devices , cranes/ Portable crane/hoists, come alongs, slings, wire rope, chains | Lifting Device | Lifting Device |  | LD | lifting_device_support
81373 | TNT-MCS-LD-0010 | Beam | TNT-MCS-LD | Lifting Devices , cranes/ Portable crane/hoists, come alongs, slings, wire rope, chains | Lifting Device | Lifting Device |  | LD | lifting_device_support
140595 | TNT-MCS-LD-0005 | Beam | TNT-MCS-LD | Lifting Devices , cranes/ Portable crane/hoists, come alongs, slings, wire rope, chains | Lifting Device | Lifting Device |  | LD | lifting_device_support
140596 | TNT-MCS-LD-0007 | Beam | TNT-MCS-LD | Lifting Devices , cranes/ Portable crane/hoists, come alongs, slings, wire rope, chains | Lifting Device | Lifting Device |  | LD | lifting_device_support
140597 | TNT-MCS-LD-0008 | Beam | TNT-MCS-LD | Lifting Devices , cranes/ Portable crane/hoists, come alongs, slings, wire rope, chains | Lifting Device | Lifting Device |  | LD | lifting_device_support
140598 | TNT-MCS-LD-0009 | Beam | TNT-MCS-LD | Lifting Devices , cranes/ Portable crane/hoists, come alongs, slings, wire rope, chains | Lifting Device | Lifting Device |  | LD | lifting_device_support
55520 | TAB-WA2-LD-1011 | Beam Clamp | TAB-SES-LD | WA2 Lifting devices | Lifting Device,Spreader Beam | Lifting Device |  | LD | lifting_device_support
62560 | THC-MCS-LD-1119-008 | BELOW THE HOOK ATTACHMENT DRUM LIFTER (insp Liftsafe) | THC-MCS-LD | Mechanical Services, Lifting Device | Lifting Device | Lifting Device |  | LD | http://www.toronto.ca/TWONTO#fall_protection_sling
126454 | THC-MCS-LD-0619-001 | BELOW THE HOOK ATTACHMENT DRUM LIFTER (insp Liftsafe) | THC-MCS-LD | Mechanical Services, Lifting Device | Lifting Device | Lifting Device |  | LD | http://www.toronto.ca/TWONTO#fall_protection_sling
62602 | THC-MCS-LD-1603288 | BELOW THE HOOK ATTACHMENT SKID LIFTER (insp Liftsafe) | THC-MCS-LD | Mechanical Services, Lifting Device | Lifting Device | Lifting Device |  | LD | http://www.toronto.ca/TWONTO#fall_protection_sling
62522 | THC-MCS-LD-0000000004 | BELOW THE HOOK ATTACHMENT SPREADER BAR (insp Liftsafe) | THC-MCS-LD | Mechanical Services, Lifting Device | Lifting Device | Lifting Device |  | LD | http://www.toronto.ca/TWONTO#fall_protection_sling
126408 | THC-MCS-LD-0000000002 | BELOW THE HOOK ATTACHMENT SPREADER BAR (insp Liftsafe) | THC-MCS-LD | Mechanical Services, Lifting Device | Lifting Device | Lifting Device |  | LD | http://www.toronto.ca/TWONTO#fall_protection_sling
126409 | THC-MCS-LD-0000000003 | BELOW THE HOOK ATTACHMENT SPREADER BAR (insp Liftsafe) | THC-MCS-LD | Mechanical Services, Lifting Device | Lifting Device | Lifting Device |  | LD | http://www.toronto.ca/TWONTO#fall_protection_sling
126410 | THC-MCS-LD-0000000005 | BELOW THE HOOK ATTACHMENT SPREADER BAR (insp Liftsafe) | THC-MCS-LD | Mechanical Services, Lifting Device | Lifting Device | Lifting Device |  | LD | http://www.toronto.ca/TWONTO#fall_protection_sling
126407 | THC-MCS-LD-0000000001 | BELOW THE HOOK ATTACHMENT SPREADER BAR\BAG LIFTER (insp Liftsafe) | THC-MCS-LD | Mechanical Services, Lifting Device | Lifting Device | Lifting Device |  | LD | http://www.toronto.ca/TWONTO#fall_protection_sling
136656 | THR-MCS-LD-0339 | Cable Hoist, Electric,3/4T, Work Area 1, | THR-LD-WA1 | Lifting Devices, Chain Hoist, Come Along & Slings | Lifting Device | Lifting Device |  | LD | http://www.toronto.ca/TWONTO#lifting_equipment_hoist
13678 | FCL-MCS-LD-0009 | Chain Block 1 Ton | FCL-MCS-LD | Lifting Devices | Lifting Device | Lifting Device |  | LD | http://www.toronto.ca/TWONTO#lifting_equipment_hoist
63409 | FCL-MCS-LD-0009 | Chain Block 1 Ton | FCL-MCS-7 | Vehicles | Lifting Device | Lifting Device |  | LD | http://www.toronto.ca/TWONTO#lifting_equipment_hoist
13676 | FCL-MCS-LD-0007 | Chain Block 3 Ton | FCL-MCS-7 | Vehicles | Lifting Device | Lifting Device |  | LD | http://www.toronto.ca/TWONTO#lifting_equipment_hoist
13677 | FCL-MCS-LD-0008 | Chain Block 3 Ton | FCL-MCS-7 | Vehicles | Lifting Device | Lifting Device |  | LD | http://www.toronto.ca/TWONTO#lifting_equipment_hoist
63407 | FCL-MCS-LD-0007 | Chain Block 3 Ton | FCL-MCS-LD | Lifting Devices | Lifting Device | Lifting Device |  | LD | http://www.toronto.ca/TWONTO#lifting_equipment_hoist
63408 | FCL-MCS-LD-0008 | Chain Block 3 Ton | FCL-MCS-LD | Lifting Devices | Lifting Device | Lifting Device |  | LD | http://www.toronto.ca/TWONTO#lifting_equipment_hoist
55755 | TAB-WA5-LD-6D01 | Chain Block, 1 ton Ingersol Rand | TAB-WA5-SQ | WA5 Safety Equipment | PPE | Lifting Device |  | LD | http://www.toronto.ca/TWONTO#lifting_equipment_hoist
119913 | TAB-WA4-LD-4294 | Chain Block, 1 1/2 Ton S/N 174294 | TAB-WA4-SQ-0010 | WA4 Fall arrest systems | Lifting Device | Lifting Device |  | LD | http://www.toronto.ca/TWONTO#lifting_equipment_hoist
55676 | TAB-WA4-LD-0303 | Chain Block, 1 Ton | TAB-WA4-SQ-0010 | WA4 Fall arrest systems | Lifting Device | Lifting Device |  | LD | http://www.toronto.ca/TWONTO#lifting_equipment_hoist
55678 | TAB-WA4-LD-0873 | Chain Block, 1 Ton S/N 080873 | TAB-WA4-SQ-0010 | WA4 Fall arrest systems | Lifting Device | Lifting Device |  | LD | http://www.toronto.ca/TWONTO#lifting_equipment_hoist
55675 | TAB-WA4-LD-0102 | Chain Block, 1/2 Ton | TAB-WA4-SQ-0010 | WA4 Fall arrest systems | Lifting Device | Lifting Device |  | LD | http://www.toronto.ca/TWONTO#lifting_equipment_hoist
55677 | TAB-WA4-LD-0404 | Chain Block, 1/2 Ton | TAB-WA4-SQ-0010 | WA4 Fall arrest systems | Lifting Device | Lifting Device |  | LD | http://www.toronto.ca/TWONTO#lifting_equipment_hoist
55679 | TAB-WA4-LD-6242 | Chain Block, 1/2 Ton | TNT-MCS-LD | Lifting Devices , cranes/ Portable crane/hoists, come alongs, slings, wire rope, chains | Lifting Device | Lifting Device |  | LD | http://www.toronto.ca/TWONTO#lifting_equipment_hoist
55680 | TAB-WA4-LD-7001 | Chain Block, 1/2 Ton | TAB-WA4-SQ-0010 | WA4 Fall arrest systems | Lifting Device | Lifting Device |  | LD | http://www.toronto.ca/TWONTO#lifting_equipment_hoist
55681 | TAB-WA4-LD-7006 | Chain Block, 1/2 Ton | TAB-WA4-SQ-0010 | WA4 Fall arrest systems | Lifting Device | Lifting Device |  | LD | http://www.toronto.ca/TWONTO#lifting_equipment_hoist
55682 | TAB-WA4-LD-7009 | Chain Block, 1/2 Ton | TAB-WA4-SQ-0010 | WA4 Fall arrest systems | Lifting Device | Lifting Device |  | LD | http://www.toronto.ca/TWONTO#lifting_equipment_hoist
55683 | TAB-WA4-LD-7017 | Chain Block, 1/2 Ton | TAB-WA4-SQ-0010 | WA4 Fall arrest systems | Lifting Device | Lifting Device |  | LD | http://www.toronto.ca/TWONTO#lifting_equipment_hoist
55684 | TAB-WA4-LD-8088 | Chain Block, 1/2 Ton | TAB-WA4-SQ-0010 | WA4 Fall arrest systems | Lifting Device | Lifting Device |  | LD | http://www.toronto.ca/TWONTO#lifting_equipment_hoist
119910 | TAB-WA4-LD-0245 | Chain Block, 1/2 Ton | TAB-WA4-SQ-0010 | WA4 Fall arrest systems | Lifting Device | Lifting Device |  | LD | http://www.toronto.ca/TWONTO#lifting_equipment_hoist
119914 | TAB-WA4-LD-6034 | Chain Block, 1/2 Ton | TAB-WA4-SQ-0010 | WA4 Fall arrest systems | Lifting Device | Lifting Device |  | LD | http://www.toronto.ca/TWONTO#lifting_equipment_hoist
119915 | TAB-WA4-LD-6242 | Chain Block, 1/2 Ton | TAB-WA4-SQ-0010 | WA4 Fall arrest systems | Lifting Device | Lifting Device |  | LD | http://www.toronto.ca/TWONTO#lifting_equipment_hoist
119916 | TAB-WA4-LD-6265 | Chain Block, 1/2 Ton | TAB-WA4-SQ-0010 | WA4 Fall arrest systems | Lifting Device | Lifting Device |  | LD | http://www.toronto.ca/TWONTO#lifting_equipment_hoist
55292 | TAB-WA1-LD-1202 | Chain Fall | TAB-WA1-SQ-1000 | WA1 Lifting Devices and Slings | Lifting Device | Lifting Device |  | LD | http://www.toronto.ca/TWONTO#lifting_equipment_hoist
55293 | TAB-WA1-LD-1203 | Chain Fall | TAB-WA1-SQ-1000 | WA1 Lifting Devices and Slings | Lifting Device | Lifting Device |  | LD | http://www.toronto.ca/TWONTO#lifting_equipment_hoist
55294 | TAB-WA1-LD-1204 | Chain Fall | TAB-WA1-SQ-1000 | WA1 Lifting Devices and Slings | Lifting Device | Lifting Device |  | LD | http://www.toronto.ca/TWONTO#lifting_equipment_hoist
119563 | TAB-WA1-LD-1205 | Chain Fall | TAB-WA1-SQ-1000 | WA1 Lifting Devices and Slings | Lifting Device | Lifting Device |  | LD | http://www.toronto.ca/TWONTO#lifting_equipment_hoist
62523 | THC-MCS-LD-0000000007 | CHAIN FALL (insp Liftsafe) | THC-MCS-LD | Mechanical Services, Lifting Device | Lifting Device | Lifting Device |  | LD | http://www.toronto.ca/TWONTO#lifting_equipment_hoist
62555 | THC-MCS-LD-1-B | CHAIN FALL (insp Liftsafe) | THC-MCS-LD | Mechanical Services, Lifting Device | Lifting Device | Lifting Device |  | LD | http://www.toronto.ca/TWONTO#lifting_equipment_hoist
62556 | THC-MCS-LD-1-B | CHAIN FALL (insp Liftsafe) | THC-MCS-LD-M | Lifting Devices & Elevators, Building M | Lifting Device | Lifting Device |  | LD | http://www.toronto.ca/TWONTO#lifting_equipment_hoist
62561 | THC-MCS-LD-11374 | CHAIN FALL (insp Liftsafe) | THC-MCS-LD | Mechanical Services, Lifting Device | Lifting Device | Lifting Device |  | LD | http://www.toronto.ca/TWONTO#lifting_equipment_hoist
62600 | THC-MCS-LD-140707035 | CHAIN FALL (insp Liftsafe) | THC-MCS-LD | Mechanical Services, Lifting Device | Lifting Device | Lifting Device |  | LD | http://www.toronto.ca/TWONTO#lifting_equipment_hoist
62601 | THC-MCS-LD-150708238 | CHAIN FALL (insp Liftsafe) | THC-MCS-LD | Mechanical Services, Lifting Device | Lifting Device | Lifting Device |  | LD | http://www.toronto.ca/TWONTO#lifting_equipment_hoist
62605 | THC-MCS-LD-20 | CHAIN FALL (insp Liftsafe) | THC-MCS-LD | Mechanical Services, Lifting Device | Lifting Device | Lifting Device |  | LD | http://www.toronto.ca/TWONTO#lifting_equipment_hoist
62606 | THC-MCS-LD-2084 | CHAIN FALL (insp Liftsafe) | THC-MCS-LD | Mechanical Services, Lifting Device | Lifting Device | Lifting Device |  | LD | http://www.toronto.ca/TWONTO#lifting_equipment_hoist
62611 | THC-MCS-LD-603618 | CHAIN FALL (insp Liftsafe) | THC-MCS-LD | Mechanical Services, Lifting Device | Lifting Device | Lifting Device |  | LD | http://www.toronto.ca/TWONTO#lifting_equipment_hoist
62616 | THC-MCS-LD-81879 | CHAIN FALL (insp Liftsafe) | THC-MCS-LD | Mechanical Services, Lifting Device | Lifting Device | Lifting Device |  | LD | http://www.toronto.ca/TWONTO#lifting_equipment_hoist
62622 | THC-MCS-LD-G1241122 | CHAIN FALL (insp Liftsafe) | THC-MCS-LD | Mechanical Services, Lifting Device | Lifting Device | Lifting Device |  |  | http://www.toronto.ca/TWONTO#lifting_equipment_hoist
62632 | THC-MCS-LD-WA0114 | CHAIN FALL (insp Liftsafe) | THC-MCS-LD | Mechanical Services, Lifting Device | Lifting Device | Lifting Device |  |  | http://www.toronto.ca/TWONTO#lifting_equipment_hoist
126457 | THC-MCS-LD-1456 | CHAIN FALL (insp Liftsafe) | THC-MCS-LD | Mechanical Services, Lifting Device | Lifting Device | Lifting Device |  | LD | http://www.toronto.ca/TWONTO#lifting_equipment_hoist
126458 | THC-MCS-LD-150506266 | CHAIN FALL (insp Liftsafe) | THC-MCS-LD | Mechanical Services, Lifting Device | Lifting Device | Lifting Device |  | LD | http://www.toronto.ca/TWONTO#lifting_equipment_hoist
126459 | THC-MCS-LD-150607146 | CHAIN FALL (insp Liftsafe) | THC-MCS-LD | Mechanical Services, Lifting Device | Lifting Device | Lifting Device |  | LD | http://www.toronto.ca/TWONTO#lifting_equipment_hoist
126460 | THC-MCS-LD-150708221 | CHAIN FALL (insp Liftsafe) | THC-MCS-LD | Mechanical Services, Lifting Device | Lifting Device | Lifting Device |  | LD | http://www.toronto.ca/TWONTO#lifting_equipment_hoist
126461 | THC-MCS-LD-16110025 | CHAIN FALL (insp Liftsafe) | THC-MCS-LD | Mechanical Services, Lifting Device | Lifting Device | Lifting Device |  | LD | http://www.toronto.ca/TWONTO#lifting_equipment_hoist
126467 | THC-MCS-LD-543313 | CHAIN FALL (insp Liftsafe) | THC-MCS-LD | Mechanical Services, Lifting Device | Lifting Device | Lifting Device |  | LD | http://www.toronto.ca/TWONTO#lifting_equipment_hoist
126468 | THC-MCS-LD-603615 | CHAIN FALL (insp Liftsafe) | THC-MCS-LD | Mechanical Services, Lifting Device | Lifting Device | Lifting Device |  | LD | http://www.toronto.ca/TWONTO#lifting_equipment_hoist
126473 | THC-MCS-LD-91987 | CHAIN FALL (insp Liftsafe) | THC-MCS-LD | Mechanical Services, Lifting Device | Lifting Device | Lifting Device |  | LD | http://www.toronto.ca/TWONTO#lifting_equipment_hoist
126486 | THC-MCS-LD-S4608XK | CHAIN FALL (insp Liftsafe) | THC-MCS-LD | Mechanical Services, Lifting Device | Lifting Device | Lifting Device |  |  | http://www.toronto.ca/TWONTO#lifting_equipment_hoist
24296 | FHO-MCS-CRN-0701 | Chain Fall, 5 Ton, Surge Building | FHO-MCS-LD | Lifting Devices & Elevators | Crane,Overhead | Lifting Device |  | CRN | http://www.toronto.ca/TWONTO#lifting_equipment_hoist
55295 | TAB-WA1-LD-1210 | Chain Hoist | TAB-WA1-SQ-1000 | WA1 Lifting Devices and Slings | Lifting Device,Hoist,Electrical | Lifting Device |  | LD | http://www.toronto.ca/TWONTO#lifting_equipment_hoist
55296 | TAB-WA1-LD-1211 | Chain Hoist | TAB-WA1-SQ-1000 | WA1 Lifting Devices and Slings | Lifting Device,Hoist,Electrical | Lifting Device |  | LD | http://www.toronto.ca/TWONTO#lifting_equipment_hoist
81421 | TNT-MCS-LD-0023 | Chain Hoist | TNT-MCS-LD | Lifting Devices , cranes/ Portable crane/hoists, come alongs, slings, wire rope, chains | Lifting Device,Chain | Lifting Device |  | LD | http://www.toronto.ca/TWONTO#lifting_equipment_hoist
81422 | TNT-MCS-LD-0024 | Chain Hoist | TNT-MCS-LD | Lifting Devices , cranes/ Portable crane/hoists, come alongs, slings, wire rope, chains | Lifting Device,Chain | Lifting Device |  | LD | http://www.toronto.ca/TWONTO#lifting_equipment_hoist
81423 | TNT-MCS-LD-0026 | Chain Hoist | TNT-MCS-LD | Lifting Devices , cranes/ Portable crane/hoists, come alongs, slings, wire rope, chains | Lifting Device,Chain | Lifting Device |  | LD | http://www.toronto.ca/TWONTO#lifting_equipment_hoist
81424 | TNT-MCS-LD-0029 | Chain Hoist | TNT-MCS-LD | Lifting Devices , cranes/ Portable crane/hoists, come alongs, slings, wire rope, chains | Lifting Device,Chain | Lifting Device |  | LD | http://www.toronto.ca/TWONTO#lifting_equipment_hoist
81425 | TNT-MCS-LD-0034 | Chain Hoist | TNT-MCS-LD | Lifting Devices , cranes/ Portable crane/hoists, come alongs, slings, wire rope, chains | Lifting Device,Chain | Lifting Device |  | LD | http://www.toronto.ca/TWONTO#lifting_equipment_hoist
81426 | TNT-MCS-LD-0035 | Chain Hoist | TNT-MCS-LD | Lifting Devices , cranes/ Portable crane/hoists, come alongs, slings, wire rope, chains | Lifting Device,Chain | Lifting Device |  | LD | http://www.toronto.ca/TWONTO#lifting_equipment_hoist
81427 | TNT-MCS-LD-0036 | Chain Hoist | TNT-MCS-LD | Lifting Devices , cranes/ Portable crane/hoists, come alongs, slings, wire rope, chains | Lifting Device,Chain | Lifting Device |  | LD | http://www.toronto.ca/TWONTO#lifting_equipment_hoist
140605 | TNT-MCS-LD-0022 | Chain Hoist | TNT-MCS-LD | Lifting Devices , cranes/ Portable crane/hoists, come alongs, slings, wire rope, chains | Lifting Device,Chain | Lifting Device |  | LD | http://www.toronto.ca/TWONTO#lifting_equipment_hoist
140606 | TNT-MCS-LD-0025 | Chain Hoist | TNT-MCS-LD | Lifting Devices , cranes/ Portable crane/hoists, come alongs, slings, wire rope, chains | Lifting Device,Chain | Lifting Device |  | LD | http://www.toronto.ca/TWONTO#lifting_equipment_hoist
140607 | TNT-MCS-LD-0027 | Chain Hoist | TNT-MCS-LD | Lifting Devices , cranes/ Portable crane/hoists, come alongs, slings, wire rope, chains | Lifting Device,Chain | Lifting Device |  | LD | http://www.toronto.ca/TWONTO#lifting_equipment_hoist
140608 | TNT-MCS-LD-0028 | Chain Hoist | TNT-MCS-LD | Lifting Devices , cranes/ Portable crane/hoists, come alongs, slings, wire rope, chains | Lifting Device,Chain | Lifting Device |  | LD | http://www.toronto.ca/TWONTO#lifting_equipment_hoist
140609 | TNT-MCS-LD-0030 | Chain Hoist | TNT-MCS-LD | Lifting Devices , cranes/ Portable crane/hoists, come alongs, slings, wire rope, chains | Lifting Device,Chain | Lifting Device |  | LD | http://www.toronto.ca/TWONTO#lifting_equipment_hoist
140610 | TNT-MCS-LD-0031 | Chain Hoist | TNT-MCS-LD | Lifting Devices , cranes/ Portable crane/hoists, come alongs, slings, wire rope, chains | Lifting Device,Chain | Lifting Device |  | LD | http://www.toronto.ca/TWONTO#lifting_equipment_hoist
140611 | TNT-MCS-LD-0032 | Chain Hoist | TNT-MCS-LD | Lifting Devices , cranes/ Portable crane/hoists, come alongs, slings, wire rope, chains | Lifting Device,Chain | Lifting Device |  | LD | http://www.toronto.ca/TWONTO#lifting_equipment_hoist
140612 | TNT-MCS-LD-0033 | Chain Hoist | TNT-MCS-LD | Lifting Devices , cranes/ Portable crane/hoists, come alongs, slings, wire rope, chains | Lifting Device,Chain | Lifting Device |  | LD | http://www.toronto.ca/TWONTO#lifting_equipment_hoist
140613 | TNT-MCS-LD-0037 | Chain Hoist | TNT-MCS-LD | Lifting Devices , cranes/ Portable crane/hoists, come alongs, slings, wire rope, chains | Lifting Device,Chain | Lifting Device |  | LD | http://www.toronto.ca/TWONTO#lifting_equipment_hoist
76206 | THR-MCS-LD-9850 | Chain Hoist Electric, Work Area 2 | THR-LD-WA2 | Lifting Devices, Chain Hoist, Come Along & Slings | Lifting Device,Hoist,Manual | Lifting Device |  | LD | http://www.toronto.ca/TWONTO#lifting_equipment_hoist
76207 | THR-MCS-LD-9851 | Chain Hoist Electric, Work Area 2-1/2T KITO | THR-LD-WA2 | Lifting Devices, Chain Hoist, Come Along & Slings | Lifting Device,Hoist,Manual | Lifting Device |  | LD | http://www.toronto.ca/TWONTO#lifting_equipment_hoist
76078 | THR-MCS-LD-0456 | Chain Hoist, (VGD) Manual 1/4 T, 5Ft, Work Area 3 | THR-LD-WA3 | Lifting Devices, Chain Hoist, Come Along & Slings | Lifting Device,Hoist,Manual | Lifting Device |  | LD | http://www.toronto.ca/TWONTO#lifting_equipment_hoist
76079 | THR-MCS-LD-0457 | Chain Hoist, (VGD) Manual 1/4 T, 5Ft, Work Area 3 | THR-LD-WA3 | Lifting Devices, Chain Hoist, Come Along & Slings | Lifting Device,Hoist,Manual | Lifting Device |  | LD | http://www.toronto.ca/TWONTO#lifting_equipment_hoist
76066 | THR-MCS-LD-0090 | Chain Hoist, ,CYCLONE | THR-LD-WA3 | Lifting Devices, Chain Hoist, Come Along & Slings | Lifting Device,Hoist,Manual | Lifting Device |  | LD | http://www.toronto.ca/TWONTO#lifting_equipment_hoist
76072 | THR-MCS-LD-0102 | Chain Hoist, 20800 LBS | THR-LD-WA3 | Lifting Devices, Chain Hoist, Come Along & Slings | Lifting Device,Hoist,Manual | Lifting Device |  | LD | http://www.toronto.ca/TWONTO#lifting_equipment_hoist
76211 | THR-MCS-LD-9857 | Chain Hoist, Electric, 650Ib,Ruger,Work Area 3,ER Basement | THR-LD-WA3 | Lifting Devices, Chain Hoist, Come Along & Slings | Lifting Device,Hoist,Electrical | Lifting Device |  | LD | http://www.toronto.ca/TWONTO#lifting_equipment_hoist
136674 | THR-MCS-LD-0551 | Chain Hoist, Electric, Digester 9-10, Work Area 1 | THR-LD-WA1 | Lifting Devices, Chain Hoist, Come Along & Slings | Lifting Device,Hoist,Electrical | Lifting Device |  | LD | http://www.toronto.ca/TWONTO#lifting_equipment_hoist
76146 | THR-MCS-LD-0626 | Chain Hoist, Electric, Work Area 1 | THR-LD-WA3 | Lifting Devices, Chain Hoist, Come Along & Slings | Lifting Device,Hoist,Electrical | Lifting Device |  | LD | http://www.toronto.ca/TWONTO#lifting_equipment_hoist
136677 | THR-MCS-LD-0626 | Chain Hoist, Electric, Work Area 1 | THR-LD-WA1 | Lifting Devices, Chain Hoist, Come Along & Slings | Lifting Device,Hoist,Electrical | Lifting Device |  | LD | http://www.toronto.ca/TWONTO#lifting_equipment_hoist
76203 | THR-MCS-LD-9513 | Chain Hoist, Electric, Work Area 3 | THR-LD-WA3 | Lifting Devices, Chain Hoist, Come Along & Slings | Lifting Device,Hoist,Electrical | Lifting Device |  | LD | http://www.toronto.ca/TWONTO#lifting_equipment_hoist
76068 | THR-MCS-LD-0093 | Chain Hoist, Electric,5T | THR-LD-WA3 | Lifting Devices, Chain Hoist, Come Along & Slings | Lifting Device,Hoist,Manual | Lifting Device |  | LD | http://www.toronto.ca/TWONTO#lifting_equipment_hoist
136646 | THR-MCS-LD-0097 | Chain Hoist, JET,1/2 T | THR-LD-WA3 | Lifting Devices, Chain Hoist, Come Along & Slings | Lifting Device,Hoist,Manual | Lifting Device |  | LD | http://www.toronto.ca/TWONTO#lifting_equipment_hoist
136647 | THR-MCS-LD-0100 | Chain Hoist, JET,3/4T | THR-LD-WA3 | Lifting Devices, Chain Hoist, Come Along & Slings | Lifting Device,Hoist,Manual | Lifting Device |  | LD | http://www.toronto.ca/TWONTO#lifting_equipment_hoist
76071 | THR-MCS-LD-0099 | Chain Hoist, LIFT ALL, | THR-LD-WA3 | Lifting Devices, Chain Hoist, Come Along & Slings | Lifting Device,Hoist,Manual | Lifting Device |  | LD | http://www.toronto.ca/TWONTO#lifting_equipment_hoist
136736 | THR-MCS-LD-8225 | Chain Hoist, Manual, Chlorine Bldg. | THR-LD-WA1 | Lifting Devices, Chain Hoist, Come Along & Slings | Lifting Device | Lifting Device |  | LD | http://www.toronto.ca/TWONTO#lifting_equipment_hoist
136737 | THR-MCS-LD-8225 | Chain Hoist, Manual, Chlorine Bldg. | THR-LD-WA4 | Lifting Devices, Chain Hoist, Come Along & Slings | Lifting Device | Lifting Device |  | LD | http://www.toronto.ca/TWONTO#lifting_equipment_hoist
136707 | THR-MCS-LD-1979 | Chain Hoist, Manual, East Maintenence, Work Area 4 | THR-LD-WA4 | Lifting Devices, Chain Hoist, Come Along & Slings | Lifting Device,Hoist,Manual | Lifting Device |  | LD | http://www.toronto.ca/TWONTO#lifting_equipment_hoist
76196 | THR-MCS-LD-7920 | Chain Hoist, Manual, Engine Room Basement, Hot Water Pumps | THR-LD-WA3 | Lifting Devices, Chain Hoist, Come Along & Slings | Lifting Device,Hoist,Manual | Lifting Device |  | LD | http://www.toronto.ca/TWONTO#lifting_equipment_hoist
136733 | THR-MCS-LD-7920 | Chain Hoist, Manual, Engine Room Basement, Hot Water Pumps | THR-LD-WA2 | Lifting Devices, Chain Hoist, Come Along & Slings | Lifting Device,Hoist,Manual | Lifting Device |  | LD | http://www.toronto.ca/TWONTO#lifting_equipment_hoist
136643 | THR-MCS-LD-0091 | Chain Hoist, Manual, Engine Room Basement, West Wall, Glycol Skid | THR-LD-WA3 | Lifting Devices, Chain Hoist, Come Along & Slings | Lifting Device,Hoist,Manual | Lifting Device |  | LD | http://www.toronto.ca/TWONTO#lifting_equipment_hoist
76133 | THR-MCS-LD-0528 | Chain Hoist, Manual, Machine Shop | THR-LD-WA3 | Lifting Devices, Chain Hoist, Come Along & Slings | Lifting Device | Lifting Device |  | LD | http://www.toronto.ca/TWONTO#lifting_equipment_hoist
136661 | THR-MCS-LD-0512B | Chain Hoist, Manual, Overhead | THR-CRN-WA1 | Cranes, Overhead Lifting Devices,WA1 | Lifting Device,Hoist,Manual | Lifting Device |  | LD | http://www.toronto.ca/TWONTO#lifting_equipment_hoist
136662 | THR-MCS-LD-0512B | Chain Hoist, Manual, Overhead | THR-CRN-WA3 | Cranes, Overhead Lifting Devices,WA3 | Lifting Device,Hoist,Manual | Lifting Device |  | LD | http://www.toronto.ca/TWONTO#lifting_equipment_hoist
136712 | THR-MCS-LD-2423 | Chain Hoist, Manual, STB, Work Area 1 | THR-LD-WA1 | Lifting Devices, Chain Hoist, Come Along & Slings | Lifting Device | Lifting Device |  | LD | http://www.toronto.ca/TWONTO#lifting_equipment_hoist
76080 | THR-MCS-LD-0510 | Chain Hoist, Manual, with Monorail, Primary Pumping Station 1, Work Area 2-Susp | THR-LD-WA2 | Lifting Devices, Chain Hoist, Come Along & Slings | Lifting Device,Chain | Lifting Device | 36028 | LD | http://www.toronto.ca/TWONTO#lifting_equipment_hoist
136660 | THR-MCS-LD-0510 | Chain Hoist, Manual, with Monorail, Primary Pumping Station 1, Work Area 2-Susp | THR-LD-WA3 | Lifting Devices, Chain Hoist, Come Along & Slings | Lifting Device,Chain | Lifting Device | 36028 | LD | http://www.toronto.ca/TWONTO#lifting_equipment_hoist
76131 | THR-MCS-LD-0511 | Chain Hoist, Manual, with Monorail, Primary Pumping Station 2, Work Area 2-Susp | THR-LD-WA2 | Lifting Devices, Chain Hoist, Come Along & Slings | Lifting Device,Hoist,Manual | Lifting Device | 36029 | LD | http://www.toronto.ca/TWONTO#lifting_equipment_hoist
76132 | THR-MCS-LD-0511 | Chain Hoist, Manual, with Monorail, Primary Pumping Station 2, Work Area 2-Susp | THR-LD-WA3 | Lifting Devices, Chain Hoist, Come Along & Slings | Lifting Device,Hoist,Manual | Lifting Device | 36029 | LD | http://www.toronto.ca/TWONTO#lifting_equipment_hoist
136649 | THR-MCS-LD-0201 | Chain Hoist, Manual, Work Area 1 | THR-LD-WA1 | Lifting Devices, Chain Hoist, Come Along & Slings | Lifting Device,Hoist,Manual | Lifting Device |  | LD | http://www.toronto.ca/TWONTO#lifting_equipment_hoist
76157 | THR-MCS-LD-1108 | Chain Hoist, Manual, Work Area 2 | THR-S-E | SUSPENDED ENTITY | Lifting Device,Hoist,Manual | Lifting Device | 34732 | LD | http://www.toronto.ca/TWONTO#lifting_equipment_hoist
76161 | THR-MCS-LD-1537S | Chain Hoist, Manual, Work Area 2 | THR-LD-WA3 | Lifting Devices, Chain Hoist, Come Along & Slings | Lifting Device,Hoist,Manual | Lifting Device | 36133 | LD | http://www.toronto.ca/TWONTO#lifting_equipment_hoist
76162 | THR-MCS-LD-1539 | Chain Hoist, Manual, Work Area 2 | THR-LD-WA2 | Lifting Devices, Chain Hoist, Come Along & Slings | Lifting Device,Hoist,Manual | Lifting Device |  | LD | http://www.toronto.ca/TWONTO#lifting_equipment_hoist
76163 | THR-MCS-LD-1541 | Chain Hoist, Manual, Work Area 2 | THR-LD-WA2 | Lifting Devices, Chain Hoist, Come Along & Slings | Lifting Device,Hoist,Manual | Lifting Device |  | LD | http://www.toronto.ca/TWONTO#lifting_equipment_hoist
76164 | THR-MCS-LD-1542 | Chain Hoist, Manual, Work Area 2 | THR-LD-WA2 | Lifting Devices, Chain Hoist, Come Along & Slings | Lifting Device,Hoist,Manual | Lifting Device |  | LD | http://www.toronto.ca/TWONTO#lifting_equipment_hoist
76165 | THR-MCS-LD-1543 | Chain Hoist, Manual, Work Area 2 | THR-LD-WA2 | Lifting Devices, Chain Hoist, Come Along & Slings | Lifting Device,Hoist,Manual | Lifting Device |  | LD | http://www.toronto.ca/TWONTO#lifting_equipment_hoist
76166 | THR-MCS-LD-1544 | Chain Hoist, Manual, Work Area 2 | THR-LD-WA2 | Lifting Devices, Chain Hoist, Come Along & Slings | Lifting Device,Hoist,Manual | Lifting Device |  | LD | http://www.toronto.ca/TWONTO#lifting_equipment_hoist
76182 | THR-MCS-LD-5907 | Chain Hoist, Manual, Work Area 2 | THR-LD-WA2 | Lifting Devices, Chain Hoist, Come Along & Slings | Lifting Device,Hoist,Manual | Lifting Device |  | LD | http://www.toronto.ca/TWONTO#lifting_equipment_hoist
76183 | THR-MCS-LD-5907 | Chain Hoist, Manual, Work Area 2 | THR-LD-WA3 | Lifting Devices, Chain Hoist, Come Along & Slings | Lifting Device,Hoist,Manual | Lifting Device |  | LD | http://www.toronto.ca/TWONTO#lifting_equipment_hoist
76204 | THR-MCS-LD-9848 | Chain Hoist, Manual, Work Area 2 | THR-LD-WA2 | Lifting Devices, Chain Hoist, Come Along & Slings | Lifting Device,Hoist,Manual | Lifting Device |  | LD | http://www.toronto.ca/TWONTO#lifting_equipment_hoist
76205 | THR-MCS-LD-9848 | Chain Hoist, Manual, Work Area 2 | THR-LD-WA3 | Lifting Devices, Chain Hoist, Come Along & Slings | Lifting Device,Hoist,Manual | Lifting Device |  | LD | http://www.toronto.ca/TWONTO#lifting_equipment_hoist
136639 | THR-MCS-LD-0002 | Chain Hoist, Manual, Work Area 2 | THR-LD-WA2 | Lifting Devices, Chain Hoist, Come Along & Slings | Lifting Device,Hoist,Manual | Lifting Device |  | LD | http://www.toronto.ca/TWONTO#lifting_equipment_hoist
136689 | THR-MCS-LD-1108 | Chain Hoist, Manual, Work Area 2 | THR-LD-WA2 | Lifting Devices, Chain Hoist, Come Along & Slings | Lifting Device,Hoist,Manual | Lifting Device | 34732 | LD | http://www.toronto.ca/TWONTO#lifting_equipment_hoist
136690 | THR-MCS-LD-1108 | Chain Hoist, Manual, Work Area 2 | THR-LD-WA3 | Lifting Devices, Chain Hoist, Come Along & Slings | Lifting Device,Hoist,Manual | Lifting Device | 34732 | LD | http://www.toronto.ca/TWONTO#lifting_equipment_hoist
136697 | THR-MCS-LD-1537 | Chain Hoist, Manual, Work Area 2 | THR-LD-WA2 | Lifting Devices, Chain Hoist, Come Along & Slings | Lifting Device,Hoist,Manual | Lifting Device |  | LD | http://www.toronto.ca/TWONTO#lifting_equipment_hoist
136698 | THR-MCS-LD-1537S | Chain Hoist, Manual, Work Area 2 | THR-LD-WA2 | Lifting Devices, Chain Hoist, Come Along & Slings | Lifting Device,Hoist,Manual | Lifting Device | 36133 | LD | http://www.toronto.ca/TWONTO#lifting_equipment_hoist
136699 | THR-MCS-LD-1537S | Chain Hoist, Manual, Work Area 2 | THR-S-E | SUSPENDED ENTITY | Lifting Device,Hoist,Manual | Lifting Device | 36133 | LD | http://www.toronto.ca/TWONTO#lifting_equipment_hoist
136700 | THR-MCS-LD-1538 | Chain Hoist, Manual, Work Area 2 | THR-LD-WA2 | Lifting Devices, Chain Hoist, Come Along & Slings | Lifting Device,Hoist,Manual | Lifting Device |  | LD | http://www.toronto.ca/TWONTO#lifting_equipment_hoist
136701 | THR-MCS-LD-1540 | Chain Hoist, Manual, Work Area 2 | THR-LD-WA2 | Lifting Devices, Chain Hoist, Come Along & Slings | Lifting Device,Hoist,Manual | Lifting Device |  | LD | http://www.toronto.ca/TWONTO#lifting_equipment_hoist
136702 | THR-MCS-LD-1545 | Chain Hoist, Manual, Work Area 2 | THR-LD-WA2 | Lifting Devices, Chain Hoist, Come Along & Slings | Lifting Device,Hoist,Manual | Lifting Device |  | LD | http://www.toronto.ca/TWONTO#lifting_equipment_hoist
136703 | THR-MCS-LD-1546 | Chain Hoist, Manual, Work Area 2 | THR-LD-WA2 | Lifting Devices, Chain Hoist, Come Along & Slings | Lifting Device,Hoist,Manual | Lifting Device |  | LD | http://www.toronto.ca/TWONTO#lifting_equipment_hoist
136704 | THR-MCS-LD-1547 | Chain Hoist, Manual, Work Area 2 | THR-LD-WA2 | Lifting Devices, Chain Hoist, Come Along & Slings | Lifting Device,Hoist,Manual | Lifting Device |  | LD | http://www.toronto.ca/TWONTO#lifting_equipment_hoist
136738 | THR-MCS-LD-8435S | Chain Hoist, Manual, Work Area 2 | THR-LD-WA2 | Lifting Devices, Chain Hoist, Come Along & Slings | Lifting Device,Hoist,Manual | Lifting Device | 46670 | LD | http://www.toronto.ca/TWONTO#lifting_equipment_hoist
136739 | THR-MCS-LD-8435S | Chain Hoist, Manual, Work Area 2 | THR-LD-WA3 | Lifting Devices, Chain Hoist, Come Along & Slings | Lifting Device,Hoist,Manual | Lifting Device | 46670 | LD | http://www.toronto.ca/TWONTO#lifting_equipment_hoist
76077 | THR-MCS-LD-0455 | Chain Hoist, Manual, Work Area 3 | THR-LD-WA3 | Lifting Devices, Chain Hoist, Come Along & Slings | Lifting Device,Hoist,Manual | Lifting Device |  | LD | http://www.toronto.ca/TWONTO#lifting_equipment_hoist
76144 | THR-MCS-LD-0604 | Chain Hoist, Manual, Work Area 3 | THR-LD-WA3 | Lifting Devices, Chain Hoist, Come Along & Slings | Lifting Device,Hoist,Manual | Lifting Device |  | LD | http://www.toronto.ca/TWONTO#lifting_equipment_hoist
76153 | THR-MCS-LD-0924 | Chain Hoist, Manual, Work Area 3 | THR-LD-WA3 | Lifting Devices, Chain Hoist, Come Along & Slings | Lifting Device,Hoist,Manual | Lifting Device |  | LD | http://www.toronto.ca/TWONTO#lifting_equipment_hoist
76181 | THR-MCS-LD-5634 | Chain Hoist, Manual, Work Area 3 | THR-LD-WA3 | Lifting Devices, Chain Hoist, Come Along & Slings | Lifting Device,Hoist,Manual | Lifting Device |  | LD | http://www.toronto.ca/TWONTO#lifting_equipment_hoist
136651 | THR-MCS-LD-0327 | Chain Hoist, Manual, Work Area 3 | THR-LD-WA3 | Lifting Devices, Chain Hoist, Come Along & Slings | Lifting Device,Hoist,Manual | Lifting Device |  | LD | http://www.toronto.ca/TWONTO#lifting_equipment_hoist
136724 | THR-MCS-LD-5062 | Chain Hoist, Manual, Work Area 3 | THR-LD-WA3 | Lifting Devices, Chain Hoist, Come Along & Slings | Lifting Device,Hoist,Manual | Lifting Device |  | LD | http://www.toronto.ca/TWONTO#lifting_equipment_hoist
136729 | THR-MCS-LD-7200 | Chain Hoist, Manual, Work Area 3 | THR-LD-WA3 | Lifting Devices, Chain Hoist, Come Along & Slings | Lifting Device,Hoist,Manual | Lifting Device |  | LD | http://www.toronto.ca/TWONTO#lifting_equipment_hoist
136731 | THR-MCS-LD-7784 | Chain Hoist, Manual, Work Area 3 | THR-LD-WA3 | Lifting Devices, Chain Hoist, Come Along & Slings | Lifting Device,Hoist,Manual | Lifting Device |  | LD | http://www.toronto.ca/TWONTO#lifting_equipment_hoist
136747 | THR-MCS-LD-9702 | Chain Hoist, Manual, Work Area 3 | THR-LD-WA3 | Lifting Devices, Chain Hoist, Come Along & Slings | Lifting Device,Hoist,Manual | Lifting Device |  | LD | http://www.toronto.ca/TWONTO#lifting_equipment_hoist
76145 | THR-MCS-LD-0611 | Chain Hoist, Manual, Work Area 4 | THR-LD-WA4 | Lifting Devices, Chain Hoist, Come Along & Slings | Lifting Device,Hoist,Manual | Lifting Device |  | LD | http://www.toronto.ca/TWONTO#lifting_equipment_hoist
76150 | THR-MCS-LD-0657 | Chain Hoist, Manual, Work Area 4 | THR-LD-WA3 | Lifting Devices, Chain Hoist, Come Along & Slings | Lifting Device,Hoist,Manual | Lifting Device |  | LD | http://www.toronto.ca/TWONTO#lifting_equipment_hoist
76152 | THR-MCS-LD-0811 | Chain Hoist, Manual, Work Area 4 | THR-LD-WA4 | Lifting Devices, Chain Hoist, Come Along & Slings | Lifting Device,Hoist,Manual | Lifting Device |  | LD | http://www.toronto.ca/TWONTO#lifting_equipment_hoist
76159 | THR-MCS-LD-1349 | Chain Hoist, Manual, Work Area 4 | THR-LD-WA3 | Lifting Devices, Chain Hoist, Come Along & Slings | Lifting Device,Hoist,Manual | Lifting Device |  | LD | http://www.toronto.ca/TWONTO#lifting_equipment_hoist
76202 | THR-MCS-LD-9075 | Chain Hoist, Manual, Work Area 4 | THR-LD-WA3 | Lifting Devices, Chain Hoist, Come Along & Slings | Lifting Device,Hoist,Manual | Lifting Device |  | LD | http://www.toronto.ca/TWONTO#lifting_equipment_hoist
136680 | THR-MCS-LD-0657 | Chain Hoist, Manual, Work Area 4 | THR-LD-WA4 | Lifting Devices, Chain Hoist, Come Along & Slings | Lifting Device,Hoist,Manual | Lifting Device |  | LD | http://www.toronto.ca/TWONTO#lifting_equipment_hoist
136693 | THR-MCS-LD-1349 | Chain Hoist, Manual, Work Area 4 | THR-CRN-WA3 | Cranes, Overhead Lifting Devices,WA3 | Lifting Device,Hoist,Manual | Lifting Device |  | LD | http://www.toronto.ca/TWONTO#lifting_equipment_hoist
136694 | THR-MCS-LD-1349 | Chain Hoist, Manual, Work Area 4 | THR-LD-WA4 | Lifting Devices, Chain Hoist, Come Along & Slings | Lifting Device,Hoist,Manual | Lifting Device |  | LD | http://www.toronto.ca/TWONTO#lifting_equipment_hoist
136746 | THR-MCS-LD-9075 | Chain Hoist, Manual, Work Area 4 | THR-LD-WA4 | Lifting Devices, Chain Hoist, Come Along & Slings | Lifting Device,Hoist,Manual | Lifting Device |  | LD | http://www.toronto.ca/TWONTO#lifting_equipment_hoist
136730 | THR-MCS-LD-7300 | Chain Hoist, Manual,1/2 T, STB, Work Area 1 | THR-LD-WA1 | Lifting Devices, Chain Hoist, Come Along & Slings | Lifting Device | Lifting Device |  | LD | http://www.toronto.ca/TWONTO#lifting_equipment_hoist
76075 | THR-MCS-LD-0337 | Chain Hoist, Manual,1/2tT, Work Area 1, | THR-LD-WA1 | Lifting Devices, Chain Hoist, Come Along & Slings | Lifting Device | Lifting Device |  | LD | http://www.toronto.ca/TWONTO#lifting_equipment_hoist
136652 | THR-MCS-LD-0334 | Chain Hoist, Manual,1/2tT, Work Area 1, | THR-LD-WA1 | Lifting Devices, Chain Hoist, Come Along & Slings | Lifting Device | Lifting Device |  | LD | http://www.toronto.ca/TWONTO#lifting_equipment_hoist
136653 | THR-MCS-LD-0335 | Chain Hoist, Manual,1/2tT, Work Area 1, | THR-LD-WA1 | Lifting Devices, Chain Hoist, Come Along & Slings | Lifting Device | Lifting Device |  | LD | http://www.toronto.ca/TWONTO#lifting_equipment_hoist
136654 | THR-MCS-LD-0336 | Chain Hoist, Manual,1/2tT, Work Area 1, | THR-LD-WA1 | Lifting Devices, Chain Hoist, Come Along & Slings | Lifting Device | Lifting Device |  | LD | http://www.toronto.ca/TWONTO#lifting_equipment_hoist
76187 | THR-MCS-LD-6194 | Chain Hoist, Manual,3/4T, STB, Work Area 1 | THR-LD-WA1 | Lifting Devices, Chain Hoist, Come Along & Slings | Lifting Device | Lifting Device |  | LD | http://www.toronto.ca/TWONTO#lifting_equipment_hoist
136655 | THR-MCS-LD-0338 | Chain Hoist, Manual,3/4T, Work Area 1, | THR-LD-WA1 | Lifting Devices, Chain Hoist, Come Along & Slings | Lifting Device | Lifting Device |  | LD | http://www.toronto.ca/TWONTO#lifting_equipment_hoist
136657 | THR-MCS-LD-0340 | CHAIN Hoist, Manual,400 Lbs, Work Area 1, | THR-LD-WA1 | Lifting Devices, Chain Hoist, Come Along & Slings | Lifting Device | Lifting Device |  | LD | http://www.toronto.ca/TWONTO#lifting_equipment_hoist
136641 | THR-MCS-LD-0088 | Chain Hoist, Manual,5100 LBS, Work Area 3 | THR-LD-WA3 | Lifting Devices, Chain Hoist, Come Along & Slings | Lifting Device,Hoist,Manual | Lifting Device |  | LD | http://www.toronto.ca/TWONTO#lifting_equipment_hoist
76067 | THR-MCS-LD-0092 | Chain Hoist, Power Fist | THR-LD-WA3 | Lifting Devices, Chain Hoist, Come Along & Slings | Lifting Device,Hoist,Manual | Lifting Device |  | LD | http://www.toronto.ca/TWONTO#lifting_equipment_hoist
136644 | THR-MCS-LD-0095 | Chain Hoist, Power Fist | THR-LD-WA3 | Lifting Devices, Chain Hoist, Come Along & Slings | Lifting Device,Hoist,Manual | Lifting Device |  | LD | http://www.toronto.ca/TWONTO#lifting_equipment_hoist
76069 | THR-MCS-LD-0094 | Chain Hoist, VERMETTE | THR-LD-WA3 | Lifting Devices, Chain Hoist, Come Along & Slings | Lifting Device,Hoist,Manual | Lifting Device |  | LD | http://www.toronto.ca/TWONTO#lifting_equipment_hoist
136645 | THR-MCS-LD-0096 | Chain Hoist, VERMETTE | THR-LD-WA3 | Lifting Devices, Chain Hoist, Come Along & Slings | Lifting Device,Hoist,Manual | Lifting Device |  | LD | http://www.toronto.ca/TWONTO#lifting_equipment_hoist
101468 | LD50897 | Chain Hoist, Vulcan, 1 t, Tag # 7, WA2 | TAB-SES-LD | WA2 Lifting devices | Lifting Device | Lifting Device |  |  | http://www.toronto.ca/TWONTO#lifting_equipment_hoist
136648 | THR-MCS-LD-0101 | Chain Hoist, WESTWARD,2T | THR-LD-WA3 | Lifting Devices, Chain Hoist, Come Along & Slings | Lifting Device,Hoist,Manual | Lifting Device |  | LD | http://www.toronto.ca/TWONTO#lifting_equipment_hoist
55302 | TAB-WA1-LD-1223 | Chain Pulley Block | TAB-WA1-SQ-1000 | WA1 Lifting Devices and Slings | Lifting Device | Lifting Device |  | LD | http://www.toronto.ca/TWONTO#lifting_equipment_hoist
55303 | TAB-WA1-LD-1225 | Chain Pulley Block | TAB-WA1-SQ-1000 | WA1 Lifting Devices and Slings | Lifting Device | Lifting Device |  | LD | http://www.toronto.ca/TWONTO#lifting_equipment_hoist
55304 | TAB-WA1-LD-1228 | Chain Pulley Block | TAB-WA1-SQ-1000 | WA1 Lifting Devices and Slings | Lifting Device | Lifting Device |  | LD | http://www.toronto.ca/TWONTO#lifting_equipment_hoist
55305 | TAB-WA1-LD-1231 | Chain Pulley Block | TAB-WA1-SQ-1000 | WA1 Lifting Devices and Slings | Lifting Device | Lifting Device |  | LD | http://www.toronto.ca/TWONTO#lifting_equipment_hoist
55306 | TAB-WA1-LD-1232 | Chain Pulley Block | TAB-WA1-SQ-1000 | WA1 Lifting Devices and Slings | Lifting Device | Lifting Device |  | LD | http://www.toronto.ca/TWONTO#lifting_equipment_hoist
55307 | TAB-WA1-LD-1233 | Chain Pulley Block | TAB-WA1-SQ-1000 | WA1 Lifting Devices and Slings | Lifting Device | Lifting Device |  | LD | http://www.toronto.ca/TWONTO#lifting_equipment_hoist
119574 | TAB-WA1-LD-1224 | Chain Pulley Block | TAB-WA1-SQ-1000 | WA1 Lifting Devices and Slings | Lifting Device | Lifting Device |  | LD | http://www.toronto.ca/TWONTO#lifting_equipment_hoist
119575 | TAB-WA1-LD-1226 | Chain Pulley Block | TAB-WA1-SQ-1000 | WA1 Lifting Devices and Slings | Lifting Device | Lifting Device |  | LD | http://www.toronto.ca/TWONTO#lifting_equipment_hoist
119576 | TAB-WA1-LD-1227 | Chain Pulley Block | TAB-WA1-SQ-1000 | WA1 Lifting Devices and Slings | Lifting Device | Lifting Device |  | LD | http://www.toronto.ca/TWONTO#lifting_equipment_hoist
119577 | TAB-WA1-LD-1229 | Chain Pulley Block | TAB-WA1-SQ-1000 | WA1 Lifting Devices and Slings | Lifting Device | Lifting Device |  | LD | http://www.toronto.ca/TWONTO#lifting_equipment_hoist
119578 | TAB-WA1-LD-1230 | Chain Pulley Block | TAB-WA1-SQ-1000 | WA1 Lifting Devices and Slings | Lifting Device | Lifting Device |  | LD | http://www.toronto.ca/TWONTO#lifting_equipment_hoist
119579 | TAB-WA1-LD-1234 | Chain Pulley Block | TAB-WA1-SQ-1000 | WA1 Lifting Devices and Slings | Lifting Device | Lifting Device |  | LD | http://www.toronto.ca/TWONTO#lifting_equipment_hoist
55469 | TAB-WA1-SQ-1173 | Chain Sling | TAB-WA1-SQ-1000 | WA1 Lifting Devices and Slings | Lifting Device,Sling | Lifting Device |  | SQ | chain_sling
55470 | TAB-WA1-SQ-1178 | Chain Sling | TAB-WA1-SQ-1000 | WA1 Lifting Devices and Slings | Lifting Device,Sling | Lifting Device |  | SQ | chain_sling
119708 | TAB-WA1-SQ-1174 | Chain Sling | TAB-WA1-SQ-1000 | WA1 Lifting Devices and Slings | Lifting Device,Sling | Lifting Device |  | SQ | chain_sling
119709 | TAB-WA1-SQ-1175 | Chain Sling | TAB-WA1-SQ-1000 | WA1 Lifting Devices and Slings | Lifting Device,Sling | Lifting Device |  | SQ | chain_sling
119710 | TAB-WA1-SQ-1176 | Chain Sling | TAB-WA1-SQ-1000 | WA1 Lifting Devices and Slings | Lifting Device,Sling | Lifting Device |  | SQ | chain_sling
119711 | TAB-WA1-SQ-1177 | Chain Sling | TAB-WA1-SQ-1000 | WA1 Lifting Devices and Slings | Lifting Device,Sling | Lifting Device |  | SQ | chain_sling
139505 | THR-WA3-LD-0038 | Chain Sling,LIFTALL,2100Ibs,WA3 (1/2" X 6') | THR-LD-WIRE-WA3 | Slings, Wire Rope, Work Area 3 | Lifting Device,Sling | Lifting Device |  | LD | chain_sling
62625 | THC-MCS-LD-IR12188 | CHAIN SLING/WIRE MESH (insp Liftsafe) | THC-MCS-LD | Mechanical Services, Lifting Device | Lifting Device | Lifting Device |  |  | chain_sling
126411 | THC-MCS-LD-0000000006 | CHAIN SLING/WIRE MESH (insp Liftsafe) | THC-MCS-LD | Mechanical Services, Lifting Device | Lifting Device | Lifting Device |  | LD | chain_sling
77591 | THR-PRM-CRN-0511 | Chainfall, Morris-3T, Overhead, Monorail, Manual, PS # 2 | THR-CRN-WA2 | Cranes, Overhead Lifting Devices,WA2 | Crane,Overhead,Travelling | Lifting Device |  | CRN | http://www.toronto.ca/TWONTO#lifting_equipment_hoist
77592 | THR-PRM-CRN-0511 | Chainfall, Morris-3T, Overhead, Monorail, Manual, PS # 2 | THR-LD-WA2 | Lifting Devices, Chain Hoist, Come Along & Slings | Crane,Overhead,Travelling | Lifting Device |  | CRN | http://www.toronto.ca/TWONTO#lifting_equipment_hoist
77589 | THR-PRM-CRN-0510 | Chainfall, Morris- 3T, Overhead, Monorail, Manual, PS # 1 | THR-CRN-WA2 | Cranes, Overhead Lifting Devices,WA2 | Crane,Overhead,Travelling | Lifting Device |  | CRN | http://www.toronto.ca/TWONTO#lifting_equipment_hoist
77590 | THR-PRM-CRN-0510 | Chainfall, Morris- 3T, Overhead, Monorail, Manual, PS # 1 | THR-LD-WA2 | Lifting Devices, Chain Hoist, Come Along & Slings | Crane,Overhead,Travelling | Lifting Device |  | CRN | http://www.toronto.ca/TWONTO#lifting_equipment_hoist
55516 | TAB-WA2-LD-1005 | Cleton Come Along | TAB-SES-LD | WA2 Lifting devices | Lifting Device | Lifting Device |  | LD | winch
119759 | TAB-WA2-LD-1006 | Cleton Come Along | TAB-SES-LD | WA2 Lifting devices | Lifting Device | Lifting Device |  | LD | winch
24319 | FHO-MCS-LD-0216 | CM Hoist Trolley, Surge Building | FHO-MCS-LD | Lifting Devices & Elevators | Lifting Device,Hoist,Manual | Lifting Device |  | LD | http://www.toronto.ca/TWONTO#lifting_equipment_hoist
24320 | FHO-MCS-LD-0217 | CM Hoist Trolley, Surge Building | FHO-MCS-LD | Lifting Devices & Elevators | Lifting Device,Hoist,Manual | Lifting Device |  | LD | http://www.toronto.ca/TWONTO#lifting_equipment_hoist
24315 | FHO-MCS-LD-0209 | CM Puller (Come Along) | FHO-MCS-LD | Lifting Devices & Elevators | Lifting Device,Hoist,Manual | Lifting Device |  | LD | winch
55517 | TAB-WA2-LD-1007 | Come Along | TAB-SES-LD | WA2 Lifting devices | Lifting Device | Lifting Device |  | LD | winch
119760 | TAB-WA2-LD-1008 | Come Along | TAB-SES-LD | WA2 Lifting devices | Lifting Device | Lifting Device |  | LD | winch
76175 | THR-MCS-LD-4305 | Come Along, 1 1/2T, STB, Work Area 1 | THR-LD-WA1 | Lifting Devices, Chain Hoist, Come Along & Slings | Lifting Device,Hoist,Electrical | Lifting Device |  | LD | winch
76070 | THR-MCS-LD-0098 | Come Along, 3/4 T,JET | THR-LD-WA3 | Lifting Devices, Chain Hoist, Come Along & Slings | Lifting Device,Chain | Lifting Device |  | LD | winch
136679 | THR-MCS-LD-0644 | Come Along, 5T, Work Area 3 | THR-LD-WA3 | Lifting Devices, Chain Hoist, Come Along & Slings | Lifting Device,Chain | Lifting Device |  | LD | winch
76149 | THR-MCS-LD-0642 | Come Along, 6T, Work Area 3 (Suspended) | THR-LD-WA3 | Lifting Devices, Chain Hoist, Come Along & Slings | Lifting Device,Chain | Lifting Device | 35926 | LD | winch
119861 | TAB-WA3-LD-7069 | Come Along, Gray Tools | TAB-DEW-SAFETY | Safety Equipment | PPE | Lifting Device |  | LD | winch
136642 | THR-MCS-LD-0089 | Come Along, Machine Shop | THR-LD-WA3 | Lifting Devices, Chain Hoist, Come Along & Slings | Lifting Device,Chain | Lifting Device |  | LD | winch
76158 | THR-MCS-LD-1280 | Come Along, Manual, Work Area 2 | THR-LD-WA2 | Lifting Devices, Chain Hoist, Come Along & Slings | Lifting Device,Chain | Lifting Device | 34734 | LD | winch
136692 | THR-MCS-LD-1280 | Come Along, Manual, Work Area 2 | THR-S-E | SUSPENDED ENTITY | Lifting Device,Chain | Lifting Device | 34734 | LD | winch
136713 | THR-MCS-LD-2551S | Come Along, Manual, Work Area 2 | THR-LD-WA2 | Lifting Devices, Chain Hoist, Come Along & Slings | Lifting Device,Chain | Lifting Device | 46669 | LD | winch
136714 | THR-MCS-LD-2570 | Come Along, Manual, Work Area 2 | THR-LD-WA2 | Lifting Devices, Chain Hoist, Come Along & Slings | Lifting Device,Chain | Lifting Device | 34736 | LD | winch
136715 | THR-MCS-LD-2570 | Come Along, Manual, Work Area 2 | THR-S-E | SUSPENDED ENTITY | Lifting Device,Chain | Lifting Device | 34736 | LD | winch
136716 | THR-MCS-LD-2756 | Come Along, Manual, Work Area 2 | THR-LD-WA2 | Lifting Devices, Chain Hoist, Come Along & Slings | Lifting Device,Chain | Lifting Device |  | LD | winch
76160 | THR-MCS-LD-1395 | Come Along, Work Area 1 | THR-LD-WA3 | Lifting Devices, Chain Hoist, Come Along & Slings | Lifting Device,Chain | Lifting Device |  | LD | winch
136691 | THR-MCS-LD-1276 | Come Along, Work Area 1 | THR-LD-WA1 | Lifting Devices, Chain Hoist, Come Along & Slings | Lifting Device,Hoist,Electrical | Lifting Device |  | LD | winch
136696 | THR-MCS-LD-1395 | Come Along, Work Area 1 | THR-LD-WA1 | Lifting Devices, Chain Hoist, Come Along & Slings | Lifting Device,Chain | Lifting Device |  | LD | winch
76156 | THR-MCS-LD-1037 | Come Along, Work Area 1 (SUSPENDED-FAILED TEST AND SCRAPPED) | THR-LD-WA3 | Lifting Devices, Chain Hoist, Come Along & Slings | Lifting Device | Lifting Device | 35369 | LD | winch
136687 | THR-MCS-LD-1037 | Come Along, Work Area 1 (SUSPENDED-FAILED TEST AND SCRAPPED) | THR-LD-WA1 | Lifting Devices, Chain Hoist, Come Along & Slings | Lifting Device | Lifting Device | 35369 | LD | winch
56030 | TGHR-MCS-LD-2154 | Come Along, Work Area 2 | THR-SES-LD | Lifting Device, Safety Equipment | Lifting Device,Chain | Lifting Device |  | LD | winch
76138 | THR-MCS-LD-0541 | Come Along, Work Area 2 | THR-LD-WA2 | Lifting Devices, Chain Hoist, Come Along & Slings | Lifting Device,Chain | Lifting Device |  | LD | winch
76139 | THR-MCS-LD-0541 | Come Along, Work Area 2 | THR-SES-LD | Lifting Device, Safety Equipment | Lifting Device,Chain | Lifting Device |  | LD | winch
76140 | THR-MCS-LD-0543 | Come Along, Work Area 2 | THR-LD-WA2 | Lifting Devices, Chain Hoist, Come Along & Slings | Lifting Device,Chain | Lifting Device |  | LD | winch
76147 | THR-MCS-LD-0628 | Come Along, Work Area 2 | THR-LD-WA3 | Lifting Devices, Chain Hoist, Come Along & Slings | Lifting Device,Chain | Lifting Device | 35380 | LD | winch
76169 | THR-MCS-LD-2004 | Come Along, Work Area 2 | THR-S-E | SUSPENDED ENTITY | Lifting Device,Chain | Lifting Device | 34735 | LD | winch
76173 | THR-MCS-LD-3861 | Come Along, Work Area 2 | THR-LD-WA2 | Lifting Devices, Chain Hoist, Come Along & Slings | Lifting Device,Chain | Lifting Device |  | LD | winch
76176 | THR-MCS-LD-4621 | Come Along, Work Area 2 | THR-LD-WA3 | Lifting Devices, Chain Hoist, Come Along & Slings | Lifting Device,Chain | Lifting Device |  | LD | winch
76179 | THR-MCS-LD-5428 | Come Along, Work Area 2 | THR-LD-WA3 | Lifting Devices, Chain Hoist, Come Along & Slings | Lifting Device,Chain | Lifting Device | 34737 | LD | winch
76180 | THR-MCS-LD-5428 | Come Along, Work Area 2 | THR-S-E | SUSPENDED ENTITY | Lifting Device,Chain | Lifting Device | 34737 | LD | winch
76185 | THR-MCS-LD-6099S | Come Along, Work Area 2 | THR-SES-LD | Lifting Device, Safety Equipment | Lifting Device,Chain | Lifting Device | 47393 | LD | winch
76186 | THR-MCS-LD-6100S | Come Along, Work Area 2 | THR-SES-LD | Lifting Device, Safety Equipment | Lifting Device,Chain | Lifting Device | 47392 | LD | winch
76188 | THR-MCS-LD-6245S | Come Along, Work Area 2 | THR-LD-WA2 | Lifting Devices, Chain Hoist, Come Along & Slings | Lifting Device,Chain | Lifting Device | 41081 | LD | winch
76189 | THR-MCS-LD-6245S | Come Along, Work Area 2 | THR-SES-LD | Lifting Device, Safety Equipment | Lifting Device,Chain | Lifting Device | 41081 | LD | winch
76190 | THR-MCS-LD-6246S | Come Along, Work Area 2 | THR-LD-WA2 | Lifting Devices, Chain Hoist, Come Along & Slings | Lifting Device,Chain | Lifting Device | 47395 | LD | winch
76191 | THR-MCS-LD-6246S | Come Along, Work Area 2 | THR-SES-LD | Lifting Device, Safety Equipment | Lifting Device,Chain | Lifting Device | 47395 | LD | winch
76192 | THR-MCS-LD-6652 | Come Along, Work Area 2 | THR-LD-WA2 | Lifting Devices, Chain Hoist, Come Along & Slings | Lifting Device,Chain | Lifting Device | 34738 | LD | winch
76193 | THR-MCS-LD-6652 | Come Along, Work Area 2 | THR-S-E | SUSPENDED ENTITY | Lifting Device,Chain | Lifting Device | 34738 | LD | winch
76194 | THR-MCS-LD-6694 | Come Along, Work Area 2 | THR-LD-WA2 | Lifting Devices, Chain Hoist, Come Along & Slings | Lifting Device,Chain | Lifting Device | 34739 | LD | winch
76197 | THR-MCS-LD-8102 | Come Along, Work Area 2 | THR-LD-WA2 | Lifting Devices, Chain Hoist, Come Along & Slings | Lifting Device,Chain | Lifting Device | 34740 | LD | winch
76217 | THR-MCS-LD-9868 | Come Along, Work Area 2 | THR-LD-WA2 | Lifting Devices, Chain Hoist, Come Along & Slings | Lifting Device,Chain | Lifting Device |  | LD | winch
76218 | THR-MCS-LD-9870S | Come Along, Work Area 2 | THR-LD-WA2 | Lifting Devices, Chain Hoist, Come Along & Slings | Lifting Device,Chain | Lifting Device | 47394 | LD | winch
120243 | TGHR-MCS-LD-2154 | Come Along, Work Area 2 | THR-LD-WA2 | Lifting Devices, Chain Hoist, Come Along & Slings | Lifting Device,Chain | Lifting Device |  | LD | winch
136669 | THR-MCS-LD-0542S | Come Along, Work Area 2 | THR-LD-WA2 | Lifting Devices, Chain Hoist, Come Along & Slings | Lifting Device,Chain | Lifting Device | 41080 | LD | winch
136670 | THR-MCS-LD-0542S | Come Along, Work Area 2 | THR-SES-LD | Lifting Device, Safety Equipment | Lifting Device,Chain | Lifting Device | 41080 | LD | winch
136671 | THR-MCS-LD-0543 | Come Along, Work Area 2 | THR-SES-LD | Lifting Device, Safety Equipment | Lifting Device,Chain | Lifting Device |  | LD | winch
136678 | THR-MCS-LD-0628 | Come Along, Work Area 2 | THR-LD-WA2 | Lifting Devices, Chain Hoist, Come Along & Slings | Lifting Device,Chain | Lifting Device | 35380 | LD | winch
136708 | THR-MCS-LD-2004 | Come Along, Work Area 2 | THR-LD-WA2 | Lifting Devices, Chain Hoist, Come Along & Slings | Lifting Device,Chain | Lifting Device | 34735 | LD | winch
136721 | THR-MCS-LD-4621 | Come Along, Work Area 2 | THR-LD-WA2 | Lifting Devices, Chain Hoist, Come Along & Slings | Lifting Device,Chain | Lifting Device |  | LD | winch
136725 | THR-MCS-LD-5428 | Come Along, Work Area 2 | THR-LD-WA2 | Lifting Devices, Chain Hoist, Come Along & Slings | Lifting Device,Chain | Lifting Device | 34737 | LD | winch
136726 | THR-MCS-LD-6099S | Come Along, Work Area 2 | THR-LD-WA2 | Lifting Devices, Chain Hoist, Come Along & Slings | Lifting Device,Chain | Lifting Device | 47393 | LD | winch
136727 | THR-MCS-LD-6100S | Come Along, Work Area 2 | THR-LD-WA2 | Lifting Devices, Chain Hoist, Come Along & Slings | Lifting Device,Chain | Lifting Device | 47392 | LD | winch
136728 | THR-MCS-LD-6694 | Come Along, Work Area 2 | THR-LD-WA3 | Lifting Devices, Chain Hoist, Come Along & Slings | Lifting Device,Chain | Lifting Device | 34739 | LD | winch
136734 | THR-MCS-LD-8102 | Come Along, Work Area 2 | THR-LD-WA3 | Lifting Devices, Chain Hoist, Come Along & Slings | Lifting Device,Chain | Lifting Device | 34740 | LD | winch
136735 | THR-MCS-LD-8102 | Come Along, Work Area 2 | THR-S-E | SUSPENDED ENTITY | Lifting Device,Chain | Lifting Device | 34740 | LD | winch
136744 | THR-MCS-LD-9058 | Come Along, Work Area 2 | THR-LD-WA2 | Lifting Devices, Chain Hoist, Come Along & Slings | Lifting Device,Chain | Lifting Device |  | LD | winch
136745 | THR-MCS-LD-9058 | Come Along, Work Area 2 | THR-LD-WA3 | Lifting Devices, Chain Hoist, Come Along & Slings | Lifting Device,Chain | Lifting Device |  | LD | winch
136756 | THR-MCS-LD-9869 | Come Along, Work Area 2 | THR-LD-WA2 | Lifting Devices, Chain Hoist, Come Along & Slings | Lifting Device,Chain | Lifting Device |  | LD | winch
76170 | THR-MCS-LD-2129 | Come Along, Work Area 2 (SN. 40202129, 1000LBS) | THR-SES-LD | Lifting Device, Safety Equipment | Lifting Device,Chain | Lifting Device |  | LD | winch
136709 | THR-MCS-LD-2129 | Come Along, Work Area 2 (SN. 40202129, 1000LBS) | THR-LD-WA2 | Lifting Devices, Chain Hoist, Come Along & Slings | Lifting Device,Chain | Lifting Device |  | LD | winch
136710 | THR-MCS-LD-2154 | Come Along, Work Area 2 (SN. 40202154, 1000LBS) | THR-LD-WA2 | Lifting Devices, Chain Hoist, Come Along & Slings | Lifting Device,Chain | Lifting Device |  | LD | winch
136711 | THR-MCS-LD-2154 | Come Along, Work Area 2 (SN. 40202154, 1000LBS) | THR-SES-LD | Lifting Device, Safety Equipment | Lifting Device,Chain | Lifting Device |  | LD | winch
76171 | THR-MCS-LD-2134 | Come Along, Work Area 2 (Sno 30352134, 1500lbs) | THR-LD-WA2 | Lifting Devices, Chain Hoist, Come Along & Slings | Lifting Device,Chain | Lifting Device |  | LD | winch
136718 | THR-MCS-LD-3461 | Come Along, Work Area 2 (Sno. 20683461, 1500lbs) | THR-LD-WA2 | Lifting Devices, Chain Hoist, Come Along & Slings | Lifting Device,Chain | Lifting Device |  | LD | winch
136719 | THR-MCS-LD-3461 | Come Along, Work Area 2 (Sno. 20683461, 1500lbs) | THR-SES-LD | Lifting Device, Safety Equipment | Lifting Device,Chain | Lifting Device |  | LD | winch
76073 | THR-MCS-LD-0235 | Come Along, Work Area 3 | THR-LD-WA3 | Lifting Devices, Chain Hoist, Come Along & Slings | Lifting Device,Hoist,Manual | Lifting Device |  | LD | winch
76148 | THR-MCS-LD-0641 | Come Along, Work Area 3 | THR-LD-WA3 | Lifting Devices, Chain Hoist, Come Along & Slings | Lifting Device,Chain | Lifting Device |  | LD | winch
76172 | THR-MCS-LD-2904 | Come Along, Work Area 3 | THR-LD-WA3 | Lifting Devices, Chain Hoist, Come Along & Slings | Lifting Device,Hoist,Manual | Lifting Device |  | LD | winch
76195 | THR-MCS-LD-6760 | Come Along, Work Area 3 | THR-LD-WA3 | Lifting Devices, Chain Hoist, Come Along & Slings | Lifting Device,Chain | Lifting Device |  | LD | winch
136650 | THR-MCS-LD-0253 | Come Along, Work Area 3 | THR-LD-WA3 | Lifting Devices, Chain Hoist, Come Along & Slings | Lifting Device,Hoist,Manual | Lifting Device |  | LD | winch
136664 | THR-MCS-LD-0530 | Come Along, Work Area 3 | THR-LD-WA3 | Lifting Devices, Chain Hoist, Come Along & Slings | Lifting Device | Lifting Device |  | LD | winch
136717 | THR-MCS-LD-2903 | Come Along, Work Area 3 | THR-LD-WA3 | Lifting Devices, Chain Hoist, Come Along & Slings | Lifting Device,Hoist,Manual | Lifting Device |  | LD | winch
76076 | THR-MCS-LD-0393 | Come Along, Work Area 4 | THR-LD-WA4 | Lifting Devices, Chain Hoist, Come Along & Slings | Lifting Device,Chain | Lifting Device |  | LD | winch
76143 | THR-MCS-LD-0603 | Come Along, Work Area 4 | THR-LD-WA3 | Lifting Devices, Chain Hoist, Come Along & Slings | Lifting Device,Chain | Lifting Device |  | LD | winch
76155 | THR-MCS-LD-0985 | Come Along, Work Area 4 | THR-LD-WA3 | Lifting Devices, Chain Hoist, Come Along & Slings | Lifting Device,Chain | Lifting Device |  | LD | winch
136658 | THR-MCS-LD-0393 | Come Along, Work Area 4 | THR-LD-WA3 | Lifting Devices, Chain Hoist, Come Along & Slings | Lifting Device,Chain | Lifting Device |  | LD | winch
136676 | THR-MCS-LD-0603 | Come Along, Work Area 4 | THR-LD-WA4 | Lifting Devices, Chain Hoist, Come Along & Slings | Lifting Device,Chain | Lifting Device |  | LD | winch
136686 | THR-MCS-LD-0985 | Come Along, Work Area 4 | THR-LD-WA4 | Lifting Devices, Chain Hoist, Come Along & Slings | Lifting Device,Chain | Lifting Device |  | LD | winch
76167 | THR-MCS-LD-1718 | Come Along,1/2T, Work Area 1 | THR-LD-WA1 | Lifting Devices, Chain Hoist, Come Along & Slings | Lifting Device,Hoist,Manual | Lifting Device |  | LD | winch
136705 | THR-MCS-LD-1713 | Come Along,1/2T, Work Area 1 | THR-LD-WA1 | Lifting Devices, Chain Hoist, Come Along & Slings | Lifting Device,Hoist,Manual | Lifting Device |  | LD | winch
136706 | THR-MCS-LD-1713 | Come Along,1/2T, Work Area 1 | THR-LD-WA3 | Lifting Devices, Chain Hoist, Come Along & Slings | Lifting Device,Hoist,Manual | Lifting Device |  | LD | winch
136754 | THR-MCS-LD-9865 | Come Along,1/2T, Work Area 1 | THR-LD-WA1 | Lifting Devices, Chain Hoist, Come Along & Slings | Lifting Device,Hoist,Manual | Lifting Device |  | LD | winch
76174 | THR-MCS-LD-4008 | Come Along,3/4T, Work Area 1 | THR-LD-WA1 | Lifting Devices, Chain Hoist, Come Along & Slings | Lifting Device | Lifting Device |  | LD | winch
76215 | THR-MCS-LD-9864 | Come Along,3/4T, Work Area 1 | THR-LD-WA1 | Lifting Devices, Chain Hoist, Come Along & Slings | Lifting Device,Hoist,Manual | Lifting Device |  | LD | winch
119564 | TAB-WA1-LD-1206 | Come-along | TAB-WA1-SQ-1000 | WA1 Lifting Devices and Slings | Lifting Device | Lifting Device |  | LD | winch
119565 | TAB-WA1-LD-1207 | Come-along | TAB-WA1-SQ-1000 | WA1 Lifting Devices and Slings | Lifting Device | Lifting Device |  | LD | winch
55754 | TAB-WA5-LD-0175 | Come-Along, 1 1/2 ton Kleton | TAB-WA5-SQ | WA5 Safety Equipment | Lifting Device,Chain | Lifting Device |  | LD | winch
119996 | TAB-WA5-LD-5150 | Come-Along, 1 1/2 ton Mini-Mite | TAB-WA5-SQ | WA5 Safety Equipment | Lifting Device,Chain | Lifting Device |  | LD | winch
119995 | TAB-WA5-LD-0790 | Come-Along, 1 1/2 ton Tiger | TAB-WA5-SQ | WA5 Safety Equipment | Lifting Device,Chain | Lifting Device |  | LD | winch
24295 | FHO-MCS-CRN-0501 | Crane, Overhead, Travelling, 15 Ton, S9, Raw Water Pump Room | FHO-MCS-LD | Lifting Devices & Elevators | Crane,Overhead | Lifting Device |  | CRN | http://www.toronto.ca/TWONTO#crane
93441 | FHO-MCS-CRN-0601 | Crane, Overhead, Travelling, 2 Ton, Chemical Building, S2, Chlorine Storage Room | FHO-MCS-LD | Lifting Devices & Elevators | Crane,Overhead | Lifting Device |  | CRN | http://www.toronto.ca/TWONTO#crane
24292 | FHO-MCS-CRN-0101 | Crane, Overhead, Travelling, 20 Ton, S2, TRW Pump Station | FHO-MCS-LD | Lifting Devices & Elevators | Crane,Overhead | Lifting Device |  | CRN | http://www.toronto.ca/TWONTO#crane
24294 | FHO-MCS-CRN-0401 | Crane, Overhead, Travelling, 3 Ton, S2, Filter Pipe Gallery | FHO-MCS-LD | Lifting Devices & Elevators | Crane,Overhead | Lifting Device |  | CRN | http://www.toronto.ca/TWONTO#crane
93440 | FHO-MCS-CRN-0201 | Crane, Overhead, Travelling, 3 Ton, S6, Ring Header Room | FHO-MCS-LD | Lifting Devices & Elevators | Crane,Overhead | Lifting Device |  | CRN | http://www.toronto.ca/TWONTO#crane
24293 | FHO-MCS-CRN-0301 | Crane, Overhead, Travelling, 7.5 Ton, S2, Wash Water Pump Room | FHO-MCS-LD | Lifting Devices & Elevators | Crane,Overhead | Lifting Device |  | CRN | http://www.toronto.ca/TWONTO#crane
93442 | FHO-MCS-CRN-0801 | Crane, Overhead, Travelling, 8 Ton, Ozone Building, S2, Service Platform 2 | FHO-MCS-LD | Lifting Devices & Elevators | Crane,Overhead | Lifting Device |  | CRN | http://www.toronto.ca/TWONTO#crane
93444 | FHO-MCS-CRN-1501 | Crane, Overhead, Travelling, Ozone Building, S3, Filter Pipe Gallery | FHO-MCS-LD | Lifting Devices & Elevators | Crane,Overhead | Lifting Device |  | CRN | http://www.toronto.ca/TWONTO#crane
114362 | TAB-PLT-CRN-0061 | Crane,11kW,Fed From MCC-6963,Grit&Screenings Handling Areas,Screen Build,P Building | TAB-MCS-CRN-P BLDG | Cranes - P Building | Lifting Device | Lifting Device |  | CRN | http://www.toronto.ca/TWONTO#crane
114360 | TAB-PLT-CRN-0025 | Crane,Overhead,11kW,Fed From MCC-6926,Ground Floor,Grit Building,P Building | TAB-MCS-CRN-P BLDG | Cranes - P Building | Lifting Device | Lifting Device |  | CRN | http://www.toronto.ca/TWONTO#crane
13687 | FCL-MCS-LD-1000 | Davit Arm | FCL-MCS-DAVIT | Davit Arms | Lifting Device | Lifting Device |  | LD | http://www.toronto.ca/TWONTO#fall_arrest_Davit_arm
13689 | FCL-MCS-LD-1003 | Davit Arm | FCL-MCS-DAVIT | Davit Arms | Lifting Device | Lifting Device |  | LD | http://www.toronto.ca/TWONTO#fall_arrest_Davit_arm
29640 | FIS-MCS-LD-0023 | Davit Arm | FIS-MCS | Mechanical Services | Lifting Device | Lifting Device |  | LD | http://www.toronto.ca/TWONTO#fall_arrest_Davit_arm
29641 | FIS-MCS-LD-0050 | Davit Arm | FIS-MCS | Mechanical Services | Lifting Device | Lifting Device |  | LD | http://www.toronto.ca/TWONTO#fall_arrest_Davit_arm
63421 | FCL-MCS-LD-1004 | Davit Arm | FCL-MCS-DAVIT | Davit Arms | Lifting Device | Lifting Device |  | LD | http://www.toronto.ca/TWONTO#fall_arrest_Davit_arm
63423 | FCL-MCS-LD-1007 | Davit Arm | FCL-MCS-DAVIT | Davit Arms | Lifting Device | Lifting Device |  | LD | http://www.toronto.ca/TWONTO#fall_arrest_Davit_arm
97362 | FIS-MCS-LD-0044 | Davit Arm | FIS-MCS | Mechanical Services | Lifting Device | Lifting Device |  | LD | http://www.toronto.ca/TWONTO#fall_arrest_Davit_arm
13690 | FCL-MCS-LD-1006 | Davit Arm Polymer Room | FCL-MCS-DAVIT | Davit Arms | Lifting Device | Lifting Device |  | LD | http://www.toronto.ca/TWONTO#fall_arrest_Davit_arm
63422 | FCL-MCS-LD-1005 | Davit Arm Polymer Room | FCL-MCS-DAVIT | Davit Arms | Lifting Device | Lifting Device |  | LD | http://www.toronto.ca/TWONTO#fall_arrest_Davit_arm
136684 | THR-MCS-LD-0950 | Davit Arm with Hoist, Electric, Effluent Bldg. | THR-LD-WA4 | Lifting Devices, Chain Hoist, Come Along & Slings | Lifting Device,Hoist,Manual | Lifting Device |  | LD | http://www.toronto.ca/TWONTO#fall_arrest_Davit_arm
136685 | THR-MCS-LD-0960 | Davit Arm with Hoist, Electric, Effluent Bldg. | THR-LD-WA4 | Lifting Devices, Chain Hoist, Come Along & Slings | Lifting Device,Hoist,Manual | Lifting Device |  | LD | http://www.toronto.ca/TWONTO#fall_arrest_Davit_arm
76065 | THR-MCS-LD--9867 | Davit Arm with Hoist, Manual, Main Sub Station | THR-LD-WA3 | Lifting Devices, Chain Hoist, Come Along & Slings | Lifting Device,Hoist,Manual | Lifting Device |  |  | http://www.toronto.ca/TWONTO#fall_arrest_Davit_arm
136681 | THR-MCS-LD-0910 | Davit Arm with Hoist, Manual, Mixer-0910 | THR-LD-WA4 | Lifting Devices, Chain Hoist, Come Along & Slings | Lifting Device,Hoist,Manual | Lifting Device |  | LD | http://www.toronto.ca/TWONTO#fall_arrest_Davit_arm
136682 | THR-MCS-LD-0920 | Davit Arm with Hoist, Manual, Mixer-0920 | THR-LD-WA4 | Lifting Devices, Chain Hoist, Come Along & Slings | Lifting Device,Hoist,Manual | Lifting Device |  | LD | http://www.toronto.ca/TWONTO#fall_arrest_Davit_arm
76154 | THR-MCS-LD-0930 | Davit Arm with Hoist, Manual, Mixer-0930 | THR-LD-WA4 | Lifting Devices, Chain Hoist, Come Along & Slings | Lifting Device,Hoist,Manual | Lifting Device |  | LD | http://www.toronto.ca/TWONTO#fall_arrest_Davit_arm
136683 | THR-MCS-LD-0940 | Davit Arm with Hoist, Manual, Mixer-0940 | THR-LD-WA4 | Lifting Devices, Chain Hoist, Come Along & Slings | Lifting Device,Hoist,Manual | Lifting Device |  | LD | http://www.toronto.ca/TWONTO#fall_arrest_Davit_arm
76216 | THR-MCS-LD-9866 | Davit Arm with Hoist, Manual,Portable, Main Sub Station | THR-LD-WA3 | Lifting Devices, Chain Hoist, Come Along & Slings | Lifting Device,Hoist,Manual | Lifting Device |  | LD | http://www.toronto.ca/TWONTO#fall_arrest_Davit_arm
136755 | THR-MCS-LD-9867 | Davit Arm with Hoist, Manual,Portable, Main Sub Station | THR-LD-WA3 | Lifting Devices, Chain Hoist, Come Along & Slings | Lifting Device,Hoist,Manual | Lifting Device |  | LD | http://www.toronto.ca/TWONTO#fall_arrest_Davit_arm
29642 | FIS-MCS-LD-3000 | Davit arm, Portable, Pump-lifting, Transfer pump stations | FIS-MCS | Mechanical Services | Safety | Lifting Device |  | LD | http://www.toronto.ca/TWONTO#fall_arrest_Davit_arm
97354 | FIS-MCS-LD-0004 | Davit Arm, Stores | FIS-MCS | Mechanical Services | Lifting Device | Lifting Device |  | LD | http://www.toronto.ca/TWONTO#fall_arrest_Davit_arm
29649 | FIS-MCS-MEQ-3008 | Davit base, wall-mounted, pump-lifting, Transfer pump station 7 | FIS-MCS | Mechanical Services | Safety | Lifting Device |  | MEQ | davit_base
29646 | FIS-MCS-MEQ-3003 | Davit base, flush-mounted, man-entry, Access Building 5/7 | FIS-MCS | Mechanical Services | Safety | Lifting Device |  | MEQ | davit_base
97363 | FIS-MCS-MEQ-3004 | Davit base, flush-mounted, man-entry, Access Building 9/11 | FIS-MCS | Mechanical Services | Safety | Lifting Device |  | MEQ | davit_base
29644 | FIS-MCS-MEQ-3001 | Davit base, wall-mounted, man-entry, Control Chamber A | FIS-MCS | Mechanical Services | Safety | Lifting Device |  | MEQ | davit_base
29645 | FIS-MCS-MEQ-3002 | Davit base, wall-mounted, man-entry, Control Chamber B | FIS-MCS | Mechanical Services | Safety | Lifting Device |  | MEQ | davit_base
97364 | FIS-MCS-MEQ-3005 | Davit base, wall-mounted, man-entry, Transfer pump station 5 | FIS-MCS | Mechanical Services | Safety | Lifting Device |  | MEQ | davit_base
29648 | FIS-MCS-MEQ-3007 | Davit base, wall-mounted, man-entry, Transfer pump station 7 | FIS-MCS | Mechanical Services | Safety | Lifting Device |  | MEQ | davit_base
97365 | FIS-MCS-MEQ-3009 | Davit base, wall-mounted, man-entry, Transfer pump station 9 | FIS-MCS | Mechanical Services | Safety | Lifting Device |  | MEQ | davit_base
29647 | FIS-MCS-MEQ-3006 | Davit base, wall-mounted, pump-lifting, Transfer pump station 5 | FIS-MCS | Mechanical Services | Safety | Lifting Device |  | MEQ | davit_base
97366 | FIS-MCS-MEQ-3010 | Davit base, wall-mounted, pump-lifting, Transfer pump station 9 | FIS-MCS | Mechanical Services | Safety | Lifting Device |  | MEQ | davit_base
81436 | TNT-MCS-LD-4001 | Davit, Lifting, Drain Pumps, Dry Pit Pumping Station | TNT-MCS-LD | Lifting Devices , cranes/ Portable crane/hoists, come alongs, slings, wire rope, chains | Lifting Device | Lifting Device |  | LD | http://www.toronto.ca/TWONTO#fall_arrest_Davit_arm
55308 | TAB-WA1-LD-1235 | Devit Arm | TAB-WA1-SQ-1000 | WA1 Lifting Devices and Slings | Lifting Device | Lifting Device |  | LD | http://www.toronto.ca/TWONTO#fall_arrest_Davit_arm
55309 | TAB-WA1-LD-1236 | Devit Arm | TAB-WA1-SQ-1000 | WA1 Lifting Devices and Slings | Lifting Device | Lifting Device |  | LD | http://www.toronto.ca/TWONTO#fall_arrest_Davit_arm
119580 | TAB-WA1-LD-1237 | Devit Arm | TAB-WA1-SQ-1000 | WA1 Lifting Devices and Slings | Lifting Device | Lifting Device |  | LD | http://www.toronto.ca/TWONTO#fall_arrest_Davit_arm
119581 | TAB-WA1-LD-1238 | Devit Arm | TAB-WA1-SQ-1000 | WA1 Lifting Devices and Slings | Lifting Device | Lifting Device |  | LD | http://www.toronto.ca/TWONTO#fall_arrest_Davit_arm
119582 | TAB-WA1-LD-1239 | Devit Arm | TAB-WA1-SQ-1000 | WA1 Lifting Devices and Slings | Lifting Device | Lifting Device |  | LD | http://www.toronto.ca/TWONTO#fall_arrest_Davit_arm
119583 | TAB-WA1-LD-1240 | Devit Arm | TAB-WA1-SQ-1000 | WA1 Lifting Devices and Slings | Lifting Device | Lifting Device |  | LD | http://www.toronto.ca/TWONTO#fall_arrest_Davit_arm
119584 | TAB-WA1-LD-1241 | Devit Arm | TAB-WA1-SQ-1000 | WA1 Lifting Devices and Slings | Lifting Device | Lifting Device |  | LD | http://www.toronto.ca/TWONTO#fall_arrest_Davit_arm
62524 | THC-MCS-LD-0000000008 | DIE CART/PUMP CART (insp Liftsafe) | THC-MCS-LD | Mechanical Services, Lifting Device | Lifting Device | Lifting Device |  | LD | lift_truck
126412 | THC-MCS-LD-0000000009 | DIE CART/PUMP CART (insp Liftsafe) | THC-MCS-LD | Mechanical Services, Lifting Device | Lifting Device | Lifting Device |  | LD | lift_truck
126413 | THC-MCS-LD-0000000010 | DIE CART/PUMP CART (insp Liftsafe) | THC-MCS-LD | Mechanical Services, Lifting Device | Lifting Device | Lifting Device |  | LD | lift_truck
126414 | THC-MCS-LD-0000000011 | DIE CART/PUMP CART (insp Liftsafe) | THC-MCS-LD | Mechanical Services, Lifting Device | Lifting Device | Lifting Device |  | LD | lift_truck
126415 | THC-MCS-LD-0000000012 | DIE CART/PUMP CART (insp Liftsafe) | THC-MCS-LD | Mechanical Services, Lifting Device | Lifting Device | Lifting Device |  | LD | lift_truck
126471 | THC-MCS-LD-781 | DIE CART/PUMP CART (insp Liftsafe) | THC-MCS-LD | Mechanical Services, Lifting Device | Lifting Device | Lifting Device |  | LD | lift_truck
126482 | THC-MCS-LD-L-10097 | DIE CART/PUMP CART (insp Liftsafe) | THC-MCS-LD | Mechanical Services, Lifting Device | Lifting Device | Lifting Device |  | L | lift_truck
119810 | TAB-WA2-SQ-1257 | DOS - Type Chain Sling - 2 - Leg | TAB-SES-LD | WA2 Lifting devices | Lifting Device,Sling | Lifting Device |  | SQ | chain_sling
139540 | THR-WA3-LD-0117S | Drum Sling, Nylon, 1000 LBS - SEMAP -Work Area 3 | THR-LD-NYLN-WA3 | Slings, Nylon, Work Area 3 | Lifting Device,Sling | Lifting Device | 40285 | LD | synthetic_web_sling
80025 | THR-WA3-LD-0062 | Drum Sling, Nylon, 1000 LBS - SEMAP -Work Area 3 ( 2" X 4') | THR-LD-NYLN-WA3 | Slings, Nylon, Work Area 3 | Lifting Device,Sling | Lifting Device |  | LD | synthetic_web_sling
119811 | TAB-WA2-SQ-1258 | EE - 902 1/2" Steel Cable | TAB-SES-LD | WA2 Lifting devices | Lifting Device,Sling | Lifting Device |  | SQ | lifting_device_cable
55581 | TAB-WA2-SQ-1259 | EE1 - 601 D 1/2" Steel Cable | TAB-SES-LD | WA2 Lifting devices | Lifting Device,Sling | Lifting Device |  | SQ | lifting_device_cable
119812 | TAB-WA2-SQ-1260 | EE1 - 602D T3 1/2" Steel Cable | TAB-SES-LD | WA2 Lifting devices | Lifting Device,Sling | Lifting Device |  | SQ | lifting_device_cable
119813 | TAB-WA2-SQ-1261 | EE1 - 801 DNylon Sling | TAB-SES-LD | WA2 Lifting devices | Lifting Device,Sling | Lifting Device |  | SQ | synthetic_web_sling
119814 | TAB-WA2-SQ-1262 | EE1 - 801 DNylon Sling | TAB-SES-LD | WA2 Lifting devices | Lifting Device,Sling | Lifting Device |  | SQ | synthetic_web_sling
119815 | TAB-WA2-SQ-1263 | EE1 - 801D T3 1/2" Steel Cable | TAB-SES-LD | WA2 Lifting devices | Lifting Device,Sling | Lifting Device |  | SQ | lifting_device_cable
119816 | TAB-WA2-SQ-1264 | EE1 - 802 D1/2" Steel Cable | TAB-SES-LD | WA2 Lifting devices | Lifting Device,Sling | Lifting Device |  | SQ | lifting_device_cable
119817 | TAB-WA2-SQ-1265 | EE1 - 802 D1/2" Steel Cable | TAB-SES-LD | WA2 Lifting devices | Lifting Device,Sling | Lifting Device |  | SQ | lifting_device_cable
55582 | TAB-WA2-SQ-1266 | EE1 - 901 1/2" Steel Cable | TAB-SES-LD | WA2 Lifting devices | Lifting Device,Sling | Lifting Device |  | SQ | lifting_device_cable
55583 | TAB-WA2-SQ-1267 | EE1 - 901 1/2" Steel Cable | TAB-SES-LD | WA2 Lifting devices | Lifting Device,Sling | Lifting Device |  | SQ | lifting_device_cable
55584 | TAB-WA2-SQ-1268 | EE1 - 901 1/2" Steel Cable | TAB-SES-LD | WA2 Lifting devices | Lifting Device,Sling | Lifting Device |  | SQ | lifting_device_cable
55585 | TAB-WA2-SQ-1269 | EE1 - 901 T3 1/2" Steel Cable | TAB-SES-LD | WA2 Lifting devices | Lifting Device,Sling | Lifting Device |  | SQ | lifting_device_cable
119818 | TAB-WA2-SQ-1270 | EE1 - 902 1/2" Steel Cable | TAB-SES-LD | WA2 Lifting devices | Lifting Device,Sling | Lifting Device |  | SQ | lifting_device_cable
119819 | TAB-WA2-SQ-1271 | EE2 - 801 T4 1/2" Steel Cable | TAB-SES-LD | WA2 Lifting devices | Lifting Device,Sling | Lifting Device |  | SQ | lifting_device_cable
55586 | TAB-WA2-SQ-1272 | EE2 - 802 1/2" Steel Cable | TAB-SES-LD | WA2 Lifting devices | Lifting Device,Sling | Lifting Device |  | SQ | lifting_device_cable
55587 | TAB-WA2-SQ-1273 | EE2 - 802 1/2" Steel Cable | TAB-SES-LD | WA2 Lifting devices | Lifting Device,Sling | Lifting Device |  | SQ | lifting_device_cable
55550 | TAB-WA2-SQ-1201 | EE2 - 802 D Nylon Sling | TAB-SES-LD | WA2 Lifting devices | Lifting Device,Sling | Lifting Device |  | SQ | synthetic_web_sling
119820 | TAB-WA2-SQ-1274 | EE2 - 802 T3 1/2" Steel Cable | TAB-SES-LD | WA2 Lifting devices | Lifting Device,Sling | Lifting Device |  | SQ | lifting_device_cable
119785 | TAB-WA2-SQ-1202 | EE2 - 802D Nylon Sling | TAB-SES-LD | WA2 Lifting devices | Lifting Device,Sling | Lifting Device |  | SQ | synthetic_web_sling
55551 | TAB-WA2-SQ-1203 | EE2 - 901 T4 Nylon Sling | TAB-SES-LD | WA2 Lifting devices | Lifting Device,Sling | Lifting Device |  | SQ | synthetic_web_sling
55552 | TAB-WA2-SQ-1205 | EE2 - 901 T4 Nylon Sling | TAB-SES-LD | WA2 Lifting devices | Lifting Device,Sling | Lifting Device |  | SQ | synthetic_web_sling
119786 | TAB-WA2-SQ-1204 | EE2 - 901 T4 Nylon Sling | TAB-SES-LD | WA2 Lifting devices | Lifting Device,Sling | Lifting Device |  | SQ | synthetic_web_sling
119787 | TAB-WA2-SQ-1206 | EE2 - 901 T4 Nylon Sling | TAB-SES-LD | WA2 Lifting devices | Lifting Device,Sling | Lifting Device |  | SQ | synthetic_web_sling
119788 | TAB-WA2-SQ-1207 | EE2 - 901 T4 Nylon Sling | TAB-SES-LD | WA2 Lifting devices | Lifting Device,Sling | Lifting Device |  | SQ | synthetic_web_sling
119789 | TAB-WA2-SQ-1208 | EE2 - 901 T4 Nylon Sling | TAB-SES-LD | WA2 Lifting devices | Lifting Device,Sling | Lifting Device |  | SQ | synthetic_web_sling
55553 | TAB-WA2-SQ-1209 | EE2 - 902 Nylon Sling | TAB-SES-LD | WA2 Lifting devices | Lifting Device,Sling | Lifting Device |  | SQ | synthetic_web_sling
55554 | TAB-WA2-SQ-1210 | EE2 - 902 T3 Nylon Sling | TAB-SES-LD | WA2 Lifting devices | Lifting Device,Sling | Lifting Device |  | SQ | synthetic_web_sling
55555 | TAB-WA2-SQ-1211 | EE2 - 902 T3 Nylon Sling | TAB-SES-LD | WA2 Lifting devices | Lifting Device,Sling | Lifting Device |  | SQ | synthetic_web_sling
55556 | TAB-WA2-SQ-1213 | EE2 - 902 T3 Nylon Sling | TAB-SES-LD | WA2 Lifting devices | Lifting Device,Sling | Lifting Device |  | SQ | synthetic_web_sling
55557 | TAB-WA2-SQ-1216 | EE2 - 902 T3 Nylon Sling | TAB-SES-LD | WA2 Lifting devices | Lifting Device,Sling | Lifting Device |  | SQ | synthetic_web_sling
55558 | TAB-WA2-SQ-1218 | EE2 - 902 T3 Nylon Sling | TAB-SES-LD | WA2 Lifting devices | Lifting Device,Sling | Lifting Device |  | SQ | synthetic_web_sling
55559 | TAB-WA2-SQ-1219 | EE2 - 902 T3 Nylon Sling | TAB-SES-LD | WA2 Lifting devices | Lifting Device,Sling | Lifting Device |  | SQ | synthetic_web_sling
55560 | TAB-WA2-SQ-1220 | EE2 - 902 T3 Nylon Sling | TAB-SES-LD | WA2 Lifting devices | Lifting Device,Sling | Lifting Device |  | SQ | synthetic_web_sling
55561 | TAB-WA2-SQ-1221 | EE2 - 902 T3 Nylon Sling | TAB-SES-LD | WA2 Lifting devices | Lifting Device,Sling | Lifting Device |  | SQ | synthetic_web_sling
55562 | TAB-WA2-SQ-1222 | EE2 - 902 T3 Nylon Sling | TAB-SES-LD | WA2 Lifting devices | Lifting Device,Sling | Lifting Device |  | SQ | synthetic_web_sling
55563 | TAB-WA2-SQ-1223 | EE2 - 902 T3 Nylon Sling | TAB-SES-LD | WA2 Lifting devices | Lifting Device,Sling | Lifting Device |  | SQ | synthetic_web_sling
119790 | TAB-WA2-SQ-1212 | EE2 - 902 T3 Nylon Sling | TAB-SES-LD | WA2 Lifting devices | Lifting Device,Sling | Lifting Device |  | SQ | synthetic_web_sling
119791 | TAB-WA2-SQ-1214 | EE2 - 902 T3 Nylon Sling | TAB-SES-LD | WA2 Lifting devices | Lifting Device,Sling | Lifting Device |  | SQ | synthetic_web_sling
119792 | TAB-WA2-SQ-1215 | EE2 - 902 T3 Nylon Sling | TAB-SES-LD | WA2 Lifting devices | Lifting Device,Sling | Lifting Device |  | SQ | synthetic_web_sling
119793 | TAB-WA2-SQ-1217 | EE2 - 902 T3 Nylon Sling | TAB-SES-LD | WA2 Lifting devices | Lifting Device,Sling | Lifting Device |  | SQ | synthetic_web_sling
119794 | TAB-WA2-SQ-1224 | EE2 - 902 T3 Nylon Sling | TAB-SES-LD | WA2 Lifting devices | Lifting Device,Sling | Lifting Device |  | SQ | synthetic_web_sling
119795 | TAB-WA2-SQ-1225 | EE2 - 902 T3 Nylon Sling | TAB-SES-LD | WA2 Lifting devices | Lifting Device,Sling | Lifting Device |  | SQ | synthetic_web_sling
119796 | TAB-WA2-SQ-1226 | EE2 - 902 T3 Nylon Sling | TAB-SES-LD | WA2 Lifting devices | Lifting Device,Sling | Lifting Device |  | SQ | synthetic_web_sling
55564 | TAB-WA2-SQ-1228 | EE2 - 903 Nylon Sling | TAB-SES-LD | WA2 Lifting devices | Lifting Device,Sling | Lifting Device |  | SQ | synthetic_web_sling
55565 | TAB-WA2-SQ-1229 | EE2 - 903 Nylon Sling | TAB-SES-LD | WA2 Lifting devices | Lifting Device,Sling | Lifting Device |  | SQ | synthetic_web_sling
55566 | TAB-WA2-SQ-1231 | EE2 - 903 Nylon Sling | TAB-SES-LD | WA2 Lifting devices | Lifting Device,Sling | Lifting Device |  | SQ | synthetic_web_sling
55567 | TAB-WA2-SQ-1232 | EE2 - 903 Nylon Sling | TAB-SES-LD | WA2 Lifting devices | Lifting Device,Sling | Lifting Device |  | SQ | synthetic_web_sling
55568 | TAB-WA2-SQ-1233 | EE2 - 903 Nylon Sling | TAB-SES-LD | WA2 Lifting devices | Lifting Device,Sling | Lifting Device |  | SQ | synthetic_web_sling
119797 | TAB-WA2-SQ-1227 | EE2 - 903 Nylon Sling | TAB-SES-LD | WA2 Lifting devices | Lifting Device,Sling | Lifting Device |  | SQ | synthetic_web_sling
119798 | TAB-WA2-SQ-1230 | EE2 - 903 Nylon Sling | TAB-SES-LD | WA2 Lifting devices | Lifting Device,Sling | Lifting Device |  | SQ | synthetic_web_sling
55569 | TAB-WA2-SQ-1235 | EF2 - 901 T4 Nylon Sling | TAB-SES-LD | WA2 Lifting devices | Lifting Device,Sling | Lifting Device |  | SQ | synthetic_web_sling
55570 | TAB-WA2-SQ-1236 | EF2 - 901 T4 Nylon Sling | TAB-SES-LD | WA2 Lifting devices | Lifting Device,Sling | Lifting Device |  | SQ | synthetic_web_sling
55571 | TAB-WA2-SQ-1237 | EF2 - 901 T4 Nylon Sling | TAB-SES-LD | WA2 Lifting devices | Lifting Device,Sling | Lifting Device |  | SQ | synthetic_web_sling
55572 | TAB-WA2-SQ-1238 | EF2 - 901 T4 Nylon Sling | TAB-SES-LD | WA2 Lifting devices | Lifting Device,Sling | Lifting Device |  | SQ | synthetic_web_sling
55573 | TAB-WA2-SQ-1240 | EF2 - 901 T4 Nylon Sling | TAB-SES-LD | WA2 Lifting devices | Lifting Device,Sling | Lifting Device |  | SQ | synthetic_web_sling
55574 | TAB-WA2-SQ-1245 | EF2 - 901 T4 Nylon Sling | TAB-SES-LD | WA2 Lifting devices | Lifting Device,Sling | Lifting Device |  | SQ | synthetic_web_sling
55575 | TAB-WA2-SQ-1246 | EF2 - 901 T4 Nylon Sling | TAB-SES-LD | WA2 Lifting devices | Lifting Device,Sling | Lifting Device |  | SQ | synthetic_web_sling
55576 | TAB-WA2-SQ-1248 | EF2 - 901 T4 Nylon Sling | TAB-SES-LD | WA2 Lifting devices | Lifting Device,Sling | Lifting Device |  | SQ | synthetic_web_sling
119799 | TAB-WA2-SQ-1234 | EF2 - 901 T4 Nylon Sling | TAB-SES-LD | WA2 Lifting devices | Lifting Device,Sling | Lifting Device |  | SQ | synthetic_web_sling
119800 | TAB-WA2-SQ-1239 | EF2 - 901 T4 Nylon Sling | TAB-SES-LD | WA2 Lifting devices | Lifting Device,Sling | Lifting Device |  | SQ | synthetic_web_sling
119801 | TAB-WA2-SQ-1241 | EF2 - 901 T4 Nylon Sling | TAB-SES-LD | WA2 Lifting devices | Lifting Device,Sling | Lifting Device |  | SQ | synthetic_web_sling
119802 | TAB-WA2-SQ-1242 | EF2 - 901 T4 Nylon Sling | TAB-SES-LD | WA2 Lifting devices | Lifting Device,Sling | Lifting Device |  | SQ | synthetic_web_sling
119803 | TAB-WA2-SQ-1243 | EF2 - 901 T4 Nylon Sling | TAB-SES-LD | WA2 Lifting devices | Lifting Device,Sling | Lifting Device |  | SQ | synthetic_web_sling
119804 | TAB-WA2-SQ-1244 | EF2 - 901 T4 Nylon Sling | TAB-SES-LD | WA2 Lifting devices | Lifting Device,Sling | Lifting Device |  | SQ | synthetic_web_sling
119805 | TAB-WA2-SQ-1247 | EF2 - 901 T4 Nylon Sling | TAB-SES-LD | WA2 Lifting devices | Lifting Device,Sling | Lifting Device |  | SQ | synthetic_web_sling
119806 | TAB-WA2-SQ-1249 | EF2 - 901 T4 Nylon Sling | TAB-SES-LD | WA2 Lifting devices | Lifting Device,Sling | Lifting Device |  | SQ | synthetic_web_sling
24310 | FHO-MCS-LD-0117 | Electric Chain Hoist | FHO-MCS-LD | Lifting Devices & Elevators | Lifting Device,Hoist,Manual | Lifting Device |  | LD | http://www.toronto.ca/TWONTO#lifting_equipment_hoist
55515 | TAB-WA2-LD-1003 | Electric Chain Hoist | TAB-SES-LD | WA2 Lifting devices | Lifting Device,Hoist,Electrical | Lifting Device |  | LD | http://www.toronto.ca/TWONTO#lifting_equipment_hoist
81428 | TNT-MCS-LD-0038 | Electric Chain Hoist | TNT-MCS-LD | Lifting Devices , cranes/ Portable crane/hoists, come alongs, slings, wire rope, chains | Lifting Device,Hoist,Electrical | Lifting Device |  | LD | http://www.toronto.ca/TWONTO#lifting_equipment_hoist
81429 | TNT-MCS-LD-0039 | Electric Chain Hoist | TNT-MCS-LD | Lifting Devices , cranes/ Portable crane/hoists, come alongs, slings, wire rope, chains | Lifting Device,Hoist,Electrical | Lifting Device |  | LD | http://www.toronto.ca/TWONTO#lifting_equipment_hoist
81430 | TNT-MCS-LD-0040 | Electric Chain Hoist | TNT-MCS-LD | Lifting Devices , cranes/ Portable crane/hoists, come alongs, slings, wire rope, chains | Lifting Device,Hoist,Electrical | Lifting Device |  | LD | http://www.toronto.ca/TWONTO#lifting_equipment_hoist
24307 | FHO-MCS-LD-0112 | Electric Chain Hoist, PAC Tent | FHO-MCS-LD | Lifting Devices & Elevators | Lifting Device,Hoist,Manual | Lifting Device |  | LD | http://www.toronto.ca/TWONTO#lifting_equipment_hoist
93458 | FHO-MCS-LD-0113 | Electric Chain Hoist, PAC Tent | FHO-MCS-LD | Lifting Devices & Elevators | Lifting Device,Hoist,Manual | Lifting Device |  | LD | http://www.toronto.ca/TWONTO#lifting_equipment_hoist
93459 | FHO-MCS-LD-0114 | Electric Chain Hoist, PAC Tent | FHO-MCS-LD | Lifting Devices & Elevators | Lifting Device,Hoist,Manual | Lifting Device |  | LD | http://www.toronto.ca/TWONTO#lifting_equipment_hoist
62557 | THC-MCS-LD-10041452 | ELECTRIC HOIST (insp Liftsafe) | THC-MCS-LD | Mechanical Services, Lifting Device | Lifting Device | Lifting Device |  | LD | http://www.toronto.ca/TWONTO#lifting_equipment_hoist
62598 | THC-MCS-LD-1312302753 | ELECTRIC HOIST (insp Liftsafe) | THC-MCS-LD | Mechanical Services, Lifting Device | Lifting Device | Lifting Device |  | LD | http://www.toronto.ca/TWONTO#lifting_equipment_hoist
62609 | THC-MCS-LD-494100 | ELECTRIC HOIST (insp Liftsafe) | THC-MCS-LD | Mechanical Services, Lifting Device | Lifting Device | Lifting Device |  | LD | http://www.toronto.ca/TWONTO#lifting_equipment_hoist
62610 | THC-MCS-LD-5123985 | ELECTRIC HOIST (insp Liftsafe) | THC-MCS-LD | Mechanical Services, Lifting Device | Lifting Device | Lifting Device |  | LD | http://www.toronto.ca/TWONTO#lifting_equipment_hoist
62612 | THC-MCS-LD-61215972 | ELECTRIC HOIST (insp Liftsafe) | THC-MCS-LD | Mechanical Services, Lifting Device | Lifting Device | Lifting Device |  | LD | http://www.toronto.ca/TWONTO#lifting_equipment_hoist
62613 | THC-MCS-LD-61817106 | ELECTRIC HOIST (insp Liftsafe) | THC-MCS-LD | Mechanical Services, Lifting Device | Lifting Device | Lifting Device |  | LD | http://www.toronto.ca/TWONTO#lifting_equipment_hoist
62621 | THC-MCS-LD-EC1E3710VX | ELECTRIC HOIST (insp Liftsafe) | THC-MCS-LD | Mechanical Services, Lifting Device | Lifting Device | Lifting Device |  |  | http://www.toronto.ca/TWONTO#lifting_equipment_hoist
62623 | THC-MCS-LD-GJMA0102AF | ELECTRIC HOIST (insp Liftsafe) | THC-MCS-LD | Mechanical Services, Lifting Device | Lifting Device | Lifting Device |  |  | http://www.toronto.ca/TWONTO#lifting_equipment_hoist
62626 | THC-MCS-LD-JMA3846WB | ELECTRIC HOIST (insp Liftsafe) | THC-MCS-LD | Mechanical Services, Lifting Device | Lifting Device | Lifting Device |  |  | http://www.toronto.ca/TWONTO#lifting_equipment_hoist
126416 | THC-MCS-LD-0000000013 | ELECTRIC HOIST (insp Liftsafe) | THC-MCS-LD | Mechanical Services, Lifting Device | Lifting Device | Lifting Device |  | LD | http://www.toronto.ca/TWONTO#lifting_equipment_hoist
126464 | THC-MCS-LD-173869 | ELECTRIC HOIST (insp Liftsafe) | THC-MCS-LD | Mechanical Services, Lifting Device | Lifting Device | Lifting Device |  | LD | http://www.toronto.ca/TWONTO#lifting_equipment_hoist
126465 | THC-MCS-LD-206218 | ELECTRIC HOIST (insp Liftsafe) | THC-MCS-LD | Mechanical Services, Lifting Device | Lifting Device | Lifting Device |  | LD | http://www.toronto.ca/TWONTO#lifting_equipment_hoist
126466 | THC-MCS-LD-21153 | ELECTRIC HOIST (insp Liftsafe) | THC-MCS-LD | Mechanical Services, Lifting Device | Lifting Device | Lifting Device |  | LD | http://www.toronto.ca/TWONTO#lifting_equipment_hoist
126469 | THC-MCS-LD-61510249 | ELECTRIC HOIST (insp Liftsafe) | THC-MCS-LD | Mechanical Services, Lifting Device | Lifting Device | Lifting Device |  | LD | http://www.toronto.ca/TWONTO#lifting_equipment_hoist
126470 | THC-MCS-LD-61803715 | ELECTRIC HOIST (insp Liftsafe) | THC-MCS-LD | Mechanical Services, Lifting Device | Lifting Device | Lifting Device |  | LD | http://www.toronto.ca/TWONTO#lifting_equipment_hoist
126481 | THC-MCS-LD-JMA3845WB | ELECTRIC HOIST (insp Liftsafe) | THC-MCS-LD | Mechanical Services, Lifting Device | Lifting Device | Lifting Device |  |  | http://www.toronto.ca/TWONTO#lifting_equipment_hoist
126483 | THC-MCS-LD-L6L95SJ | ELECTRIC HOIST (insp Liftsafe) | THC-MCS-LD | Mechanical Services, Lifting Device | Lifting Device | Lifting Device |  |  | http://www.toronto.ca/TWONTO#lifting_equipment_hoist
126484 | THC-MCS-LD-LC-001EB | ELECTRIC HOIST (insp Liftsafe) | THC-MCS-LD | Mechanical Services, Lifting Device | Lifting Device | Lifting Device |  |  | http://www.toronto.ca/TWONTO#lifting_equipment_hoist
29631 | FIS-MCS-LD-0010 | Electric hoist 800 lbs | FIS-MCS | Mechanical Services | Lifting Device | Lifting Device |  | LD | http://www.toronto.ca/TWONTO#lifting_equipment_hoist
29632 | FIS-MCS-LD-0011 | Electric hoist 800 lbs | FIS-MCS | Mechanical Services | Lifting Device | Lifting Device |  | LD | http://www.toronto.ca/TWONTO#lifting_equipment_hoist
85646 | WTR-PHL-LD-0001 | Electric Pallet Truck (EFET33N) | WTR-CENTRAL-SES | Safety & Lifting Devices | Lifting Device,Electric Pallet Truck | Lifting Device |  | LD | lift_truck
62525 | THC-MCS-LD-0000000014 | ENGINE HOIST (insp Liftsafe) | THC-MCS-LD | Mechanical Services, Lifting Device | Lifting Device | Lifting Device |  | LD | http://www.toronto.ca/TWONTO#lifting_equipment_hoist
76212 | THR-MCS-LD-9858 | Engine Hoist.,2T,Head House, Work Area 2 | THR-LD-WA2 | Lifting Devices, Chain Hoist, Come Along & Slings | Lifting Device,Hoist,Manual | Lifting Device |  | LD | http://www.toronto.ca/TWONTO#lifting_equipment_hoist
81431 | TNT-MCS-LD-0041 | Engine lift | TNT-MCS-LD | Lifting Devices , cranes/ Portable crane/hoists, come alongs, slings, wire rope, chains | Lifting Device | Lifting Device |  | LD | http://www.toronto.ca/TWONTO#lifting_equipment_hoist
13675 | FCL-MCS-LD-0006 | Engine Lift 2 Ton | FCL-MCS-7 | Vehicles | Lifting Device | Lifting Device |  | LD | http://www.toronto.ca/TWONTO#lifting_equipment_hoist
63406 | FCL-MCS-LD-0006 | Engine Lift 2 Ton | FCL-MCS-LD | Lifting Devices | Lifting Device | Lifting Device |  | LD | http://www.toronto.ca/TWONTO#lifting_equipment_hoist
76074 | THR-MCS-LD-0270 | Engine Lifter, Digeter 9-10 Lower Level | THR-LD-WA1 | Lifting Devices, Chain Hoist, Come Along & Slings | Lifting Device | Lifting Device |  | LD | http://www.toronto.ca/TWONTO#lifting_equipment_hoist
136732 | THR-MCS-LD-7866 | Engine Lifter, Digeter 9-10 Lower Level | THR-LD-WA1 | Lifting Devices, Chain Hoist, Come Along & Slings | Lifting Device | Lifting Device |  | LD | http://www.toronto.ca/TWONTO#lifting_equipment_hoist
136659 | THR-MCS-LD-0404 | Engine Lifter, EMS, (ZP404) Work Area 4 | THR-LD-WA4 | Lifting Devices, Chain Hoist, Come Along & Slings | Lifting Device,Hoist,Manual | Lifting Device |  | LD | http://www.toronto.ca/TWONTO#lifting_equipment_hoist
76168 | THR-MCS-LD-2000 | Engine Lifter, Mobile, Work Area 1 | THR-LD-WA1 | Lifting Devices, Chain Hoist, Come Along & Slings | Lifting Device,Hoist,Electrical | Lifting Device |  | LD | http://www.toronto.ca/TWONTO#lifting_equipment_hoist
66346 | THC-SES-MEQ-8005 | FALL ARREST- BEAM STRAP (insp Liftsafe) | THC-MCS-LD | Mechanical Services, Lifting Device | PPE | Lifting Device |  | MEQ | lifting_device_support
66336 | THC-SES-MEQ-123927 | FALL ARREST- HARNESS (insp Liftsafe) | THC-MCS-LD | Mechanical Services, Lifting Device | PPE | Lifting Device |  | MEQ | http://www.toronto.ca/TWONTO#fall_arrest_harness
66337 | THC-SES-MEQ-127852 | FALL ARREST- HARNESS (insp Liftsafe) | THC-MCS-LD | Mechanical Services, Lifting Device | PPE | Lifting Device |  | MEQ | http://www.toronto.ca/TWONTO#fall_arrest_harness
66338 | THC-SES-MEQ-23D9B0 | FALL ARREST- HARNESS (insp Liftsafe) | THC-MCS-LD | Mechanical Services, Lifting Device | PPE | Lifting Device |  | MEQ | http://www.toronto.ca/TWONTO#fall_arrest_harness
66339 | THC-SES-MEQ-553225 | FALL ARREST- HARNESS (insp Liftsafe) | THC-MCS-LD | Mechanical Services, Lifting Device | PPE | Lifting Device |  | MEQ | http://www.toronto.ca/TWONTO#fall_arrest_harness
66348 | THC-SES-MEQ-957990 | FALL ARREST- HARNESS (insp Liftsafe) | THC-MCS-LD | Mechanical Services, Lifting Device | PPE | Lifting Device |  | MEQ | http://www.toronto.ca/TWONTO#fall_arrest_harness
66350 | THC-SES-MEQ-B3AB8E | FALL ARREST- HARNESS (insp Liftsafe) | THC-MCS-LD | Mechanical Services, Lifting Device | PPE | Lifting Device |  |  | http://www.toronto.ca/TWONTO#fall_arrest_harness
66351 | THC-SES-MEQ-B7E368 | FALL ARREST- HARNESS (insp Liftsafe) | THC-MCS-LD | Mechanical Services, Lifting Device | PPE | Lifting Device |  |  | http://www.toronto.ca/TWONTO#fall_arrest_harness
66353 | THC-SES-MEQ-F9B860 | FALL ARREST- HARNESS (insp Liftsafe) | THC-MCS-LD | Mechanical Services, Lifting Device | PPE | Lifting Device |  |  | http://www.toronto.ca/TWONTO#fall_arrest_harness
66355 | THC-SES-MEQ-H359276 | FALL ARREST- HARNESS (insp Liftsafe) | THC-MCS-LD | Mechanical Services, Lifting Device | PPE | Lifting Device |  |  | http://www.toronto.ca/TWONTO#fall_arrest_harness
128754 | THC-SES-MEQ-442225 | FALL ARREST- HARNESS (insp Liftsafe) | THC-MCS-LD | Mechanical Services, Lifting Device | PPE | Lifting Device |  | MEQ | http://www.toronto.ca/TWONTO#fall_arrest_harness
128757 | THC-SES-MEQ-805655 | FALL ARREST- HARNESS (insp Liftsafe) | THC-MCS-LD | Mechanical Services, Lifting Device | PPE | Lifting Device |  | MEQ | http://www.toronto.ca/TWONTO#fall_arrest_harness
128758 | THC-SES-MEQ-81EB102 | FALL ARREST- HARNESS (insp Liftsafe) | THC-MCS-LD | Mechanical Services, Lifting Device | PPE | Lifting Device |  | MEQ | http://www.toronto.ca/TWONTO#fall_arrest_harness
66345 | THC-SES-MEQ-702723 | FALL ARREST- HARNESS (insp Liftsafe) - B.S | THC-MCS-LD | Mechanical Services, Lifting Device | PPE | Lifting Device |  | MEQ | http://www.toronto.ca/TWONTO#fall_arrest_harness
128763 | THC-SES-MEQ-B8C69F | FALL ARREST- HARNESS (insp Liftsafe) - Ben H | THC-MCS-LD | Mechanical Services, Lifting Device | PPE | Lifting Device |  |  | http://www.toronto.ca/TWONTO#fall_arrest_harness
128762 | THC-SES-MEQ-ACBB51 | FALL ARREST- HARNESS (insp Liftsafe) - BRUNO M | THC-MCS-LD | Mechanical Services, Lifting Device | PPE | Lifting Device |  |  | http://www.toronto.ca/TWONTO#fall_arrest_harness
128764 | THC-SES-MEQ-BEE502E | FALL ARREST- HARNESS (insp Liftsafe) - Joe L | THC-MCS-LD | Mechanical Services, Lifting Device | PPE | Lifting Device |  |  | http://www.toronto.ca/TWONTO#fall_arrest_harness
128752 | THC-SES-MEQ-308B7F | FALL ARREST- HARNESS (insp Liftsafe) - Khristopher M | THC-MCS-LD | Mechanical Services, Lifting Device | PPE | Lifting Device |  | MEQ | http://www.toronto.ca/TWONTO#fall_arrest_harness
66347 | THC-SES-MEQ-8B4942 | FALL ARREST- HARNESS (insp Liftsafe) - PAUL B | THC-MCS-LD | Mechanical Services, Lifting Device | PPE | Lifting Device |  | MEQ | http://www.toronto.ca/TWONTO#fall_arrest_harness
128765 | THC-SES-MEQ-EDD866 | FALL ARREST- HARNESS (insp Liftsafe) - Pedro C | THC-MCS-LD | Mechanical Services, Lifting Device | PPE | Lifting Device |  |  | http://www.toronto.ca/TWONTO#fall_arrest_harness
66357 | THC-SES-MEQ-Q1090800 | FALL ARREST- HARNESS (insp Liftsafe) - RAUL P | THC-MCS-LD | Mechanical Services, Lifting Device | PPE | Lifting Device |  |  | http://www.toronto.ca/TWONTO#fall_arrest_harness
128753 | THC-SES-MEQ-3108DD | FALL ARREST- HARNESS (insp Liftsafe) - SAM KESWICK | THC-MCS-LD | Mechanical Services, Lifting Device | PPE | Lifting Device |  | MEQ | http://www.toronto.ca/TWONTO#fall_arrest_harness
128769 | THC-SES-MEQ-Q1191557 | FALL ARREST- HARNESS (insp Liftsafe) - SCOTT KIRKTON | THC-MCS-LD | Mechanical Services, Lifting Device | PPE | Lifting Device |  |  | http://www.toronto.ca/TWONTO#fall_arrest_harness
66352 | THC-SES-MEQ-BD6F1F | FALL ARREST- HARNESS (insp Liftsafe) - SHAWN | THC-MCS-LD | Mechanical Services, Lifting Device | PPE | Lifting Device |  |  | http://www.toronto.ca/TWONTO#fall_arrest_harness
128768 | THC-SES-MEQ-H683023 | FALL ARREST- HARNESS (insp Liftsafe) - SONYA | THC-MCS-LD | Mechanical Services, Lifting Device | PPE | Lifting Device |  |  | http://www.toronto.ca/TWONTO#fall_arrest_harness
128766 | THC-SES-MEQ-EE52B4 | FALL ARREST- HARNESS (insp Liftsafe) - STEVE P. | THC-MCS-LD | Mechanical Services, Lifting Device | PPE | Lifting Device |  |  | http://www.toronto.ca/TWONTO#fall_arrest_harness
66356 | THC-SES-MEQ-H705144 | FALL ARREST- HARNESS (insp Liftsafe)- John Guy | THC-MCS-LD | Mechanical Services, Lifting Device | PPE | Lifting Device |  |  | http://www.toronto.ca/TWONTO#fall_arrest_harness
66358 | THC-SES-MEQ-Q1168827 | FALL ARREST- HARNESS (insp Liftsafe)- Not assigned | THC-MCS-LD | Mechanical Services, Lifting Device | PPE | Lifting Device |  |  | http://www.toronto.ca/TWONTO#fall_arrest_harness
66359 | THC-SES-MEQ-Q1191588 | FALL ARREST- HARNESS (insp Liftsafe)-Brad S | THC-MCS-LD | Mechanical Services, Lifting Device | PPE | Lifting Device |  |  | http://www.toronto.ca/TWONTO#fall_arrest_harness
128759 | THC-SES-MEQ-905710 | FALL ARREST- HARNESS (insp Liftsafe)-LEO | THC-MCS-LD | Mechanical Services, Lifting Device | PPE | Lifting Device |  | MEQ | http://www.toronto.ca/TWONTO#fall_arrest_harness
66354 | THC-SES-MEQ-H177984 | FALL ARREST- HARNESS+LANYARD (insp Liftsafe) | THC-MCS-LD | Mechanical Services, Lifting Device | PPE | Lifting Device |  |  | http://www.toronto.ca/TWONTO#fall_arrest_harness
66349 | THC-SES-MEQ-95895 | FALL ARREST- LANYARD (insp Liftsafe) | THC-MCS-LD | Mechanical Services, Lifting Device | PPE | Lifting Device |  | MEQ | fall_arrest_lanyard
128756 | THC-SES-MEQ-748F3991 | FALL ARREST- LANYARD (insp Liftsafe) | THC-MCS-LD | Mechanical Services, Lifting Device | PPE | Lifting Device |  | MEQ | fall_arrest_lanyard
128761 | THC-SES-MEQ-95829 | FALL ARREST- LANYARD (insp Liftsafe) | THC-MCS-LD | Mechanical Services, Lifting Device | PPE | Lifting Device |  | MEQ | fall_arrest_lanyard
128767 | THC-SES-MEQ-FPD20819\4 | FALL ARREST- LANYARD (insp Liftsafe) | THC-MCS-LD | Mechanical Services, Lifting Device | PPE | Lifting Device |  |  | fall_arrest_lanyard
128770 | THC-SES-MEQ-Q19092319 | FALL ARREST- LANYARD (insp Liftsafe) - BRAD S | THC-MCS-LD | Mechanical Services, Lifting Device | PPE | Lifting Device |  |  | fall_arrest_lanyard
66344 | THC-SES-MEQ-5B2950 | FALL ARREST- LANYARD (insp Liftsafe) - BRAD S. | THC-MCS-LD | Mechanical Services, Lifting Device | PPE | Lifting Device |  | MEQ | fall_arrest_lanyard
128760 | THC-SES-MEQ-95497 | FALL ARREST- LANYARD (insp Liftsafe) - VITALY | THC-MCS-LD | Mechanical Services, Lifting Device | PPE | Lifting Device |  | MEQ | fall_arrest_lanyard
24335 | FHO-MCS-LD-0401 | Fork Lift, Electric Model 2 FB CA20 | FHO-MCS | Mechanical Services | Forklift,Electric | Lifting Device |  | LD | http://www.toronto.ca/TWONTO#forklift
93482 | FHO-MCS-LD-0401 | Fork Lift, Electric Model 2 FB CA20 | FHO-MCS-LD | Lifting Devices & Elevators | Forklift,Electric | Lifting Device |  | LD | http://www.toronto.ca/TWONTO#forklift
140614 | TNT-MCS-LD-0042 | Gantry Beam | TNT-MCS-LD | Lifting Devices , cranes/ Portable crane/hoists, come alongs, slings, wire rope, chains | Lifting Device,Spreader Beam | Lifting Device |  | LD | lifting_device_support
120037 | TAB-WA6-LD-1001 | GANTRY CRANE | TAB-WA6-LD-1000 | WA6 portable cranes/hoists, come alongs, slings, wire rope, chains, etc., | Lifting Device,Spreader Beam | Lifting Device |  | LD | http://www.toronto.ca/TWONTO#crane
13674 | FCL-MCS-LD-0005 | Gantry Crane w/ Trolley 2 Ton | FCL-MCS-LD | Lifting Devices | Lifting Device | Lifting Device |  | LD | http://www.toronto.ca/TWONTO#crane
63405 | FCL-MCS-LD-0005 | Gantry Crane w/ Trolley 2 Ton | FCL-MCS-7 | Vehicles | Lifting Device | Lifting Device |  | LD | http://www.toronto.ca/TWONTO#crane
76214 | THR-MCS-LD-9862 | Gantry Crane(make;eme) ,2200lbs,, top of South Aeration Tanks(this is a Fall Arrest Davit and not to be load tested) | THR-LD-WA4 | Lifting Devices, Chain Hoist, Come Along & Slings | Lifting Device,Hoist,Manual | Lifting Device |  | LD | http://www.toronto.ca/TWONTO#crane
136753 | THR-MCS-LD-9863 | Gantry Crane(make;eme),,2200lbs,, top of South Aeration Tanks(this is a Fall Arrest Davit and not to be load tested) | THR-LD-WA4 | Lifting Devices, Chain Hoist, Come Along & Slings | Lifting Device,Hoist,Manual | Lifting Device |  | LD | http://www.toronto.ca/TWONTO#crane
76199 | THR-MCS-LD-8661 | Gantry, 4400LB/2000 KG, Grit Building, Work Area 2 | THR-LD-WA2 | Lifting Devices, Chain Hoist, Come Along & Slings | Lifting Device,Hoist | Lifting Device |  | LD | lifting_device_support
136743 | THR-MCS-LD-8661 | Gantry, 4400LB/2000 KG, Grit Building, Work Area 2 | THR-SES-LD | Lifting Device, Safety Equipment | Lifting Device,Hoist | Lifting Device |  | LD | lifting_device_support
76151 | THR-MCS-LD-0678 | Gantry, A-Frame for Chain Hoist | THR-LD-WA3 | Lifting Devices, Chain Hoist, Come Along & Slings | Lifting Device | Lifting Device |  | LD | lifting_device_support
76137 | THR-MCS-LD-0534 | Gantry, Fixed, Primary Tank, Work Area (REMOVED FROM SERVICE) | THR-S-E | SUSPENDED ENTITY | Lifting Device | Lifting Device | 34751 | LD | lifting_device_support
136667 | THR-MCS-LD-0534 | Gantry, Fixed, Primary Tank, Work Area (REMOVED FROM SERVICE) | THR-LD-WA2 | Lifting Devices, Chain Hoist, Come Along & Slings | Lifting Device | Lifting Device | 34751 | LD | lifting_device_support
136668 | THR-MCS-LD-0534 | Gantry, Fixed, Primary Tank, Work Area (REMOVED FROM SERVICE) | THR-LD-WA3 | Lifting Devices, Chain Hoist, Come Along & Slings | Lifting Device | Lifting Device | 34751 | LD | lifting_device_support
76198 | THR-MCS-LD-8659 | Gantry, Portable, 2000LB/907KG Work Area 2 | THR-SES-LD | Lifting Device, Safety Equipment | Lifting Device,Hoist | Lifting Device |  | LD | lifting_device_support
136740 | THR-MCS-LD-8659 | Gantry, Portable, 2000LB/907KG Work Area 2 | THR-LD-WA2 | Lifting Devices, Chain Hoist, Come Along & Slings | Lifting Device,Hoist | Lifting Device |  | LD | lifting_device_support
136741 | THR-MCS-LD-8660 | Gantry, Portable, 2200LB/1000 KG, Grit Tank Basement, Work Area 2 | THR-LD-WA2 | Lifting Devices, Chain Hoist, Come Along & Slings | Lifting Device,Hoist | Lifting Device |  | LD | lifting_device_support
136742 | THR-MCS-LD-8660 | Gantry, Portable, 2200LB/1000 KG, Grit Tank Basement, Work Area 2 | THR-SES-LD | Lifting Device, Safety Equipment | Lifting Device,Hoist | Lifting Device |  | LD | lifting_device_support
136673 | THR-MCS-LD-0550 | Gantry, Portable, Digester 9-10, Work Area 1 | THR-LD-WA1 | Lifting Devices, Chain Hoist, Come Along & Slings | Lifting Device,Hoist,Electrical | Lifting Device |  | LD | lifting_device_support
76142 | THR-MCS-LD-0553 | Gantry, Portable, East Maintenance Shop, Work Area 4 | THR-LD-WA4 | Lifting Devices, Chain Hoist, Come Along & Slings | Lifting Device,Hoist,Electrical | Lifting Device |  | LD | lifting_device_support
76200 | THR-MCS-LD-8662 | Gantry, Portable, EME-1100LB/1000 KG, Bar Screen Area- HH | THR-LD-WA2 | Lifting Devices, Chain Hoist, Come Along & Slings | Lifting Device,Hoist | Lifting Device |  | LD | lifting_device_support
76201 | THR-MCS-LD-8662 | Gantry, Portable, EME-1100LB/1000 KG, Bar Screen Area- HH | THR-SES-LD | Lifting Device, Safety Equipment | Lifting Device,Hoist | Lifting Device |  | LD | lifting_device_support
76141 | THR-MCS-LD-0548 | Gantry, Portable,1500Lbs, Digester, Work Area 1 | THR-LD-WA1 | Lifting Devices, Chain Hoist, Come Along & Slings | Lifting Device,Hoist,Electrical | Lifting Device |  | LD | lifting_device_support
136672 | THR-MCS-LD-0549 | Gantry, Portable,1T, Digester, Work Area 1 | THR-LD-WA1 | Lifting Devices, Chain Hoist, Come Along & Slings | Lifting Device,Hoist,Electrical | Lifting Device |  | LD | lifting_device_support
126423 | THC-MCS-LD-0000000030 | GENERAL EQUIPMENT - GANTRY (insp Liftsafe) | THC-MCS-LD | Mechanical Services, Lifting Device | Lifting Device | Lifting Device |  | LD | http://www.toronto.ca/TWONTO#collection_of_assets
62532 | THC-MCS-LD-0000000028 | GENERAL EQUIPMENT - LIFT TABLE WITH MANUAL WINCH (insp Liftsafe) | THC-MCS-LD | Mechanical Services, Lifting Device | Lifting Device | Lifting Device |  | LD | http://www.toronto.ca/TWONTO#collection_of_assets
62617 | THC-MCS-LD-A7530 | GENERAL EQUIPMENT - WIRE ROPE (insp Liftsafe) | THC-MCS-LD | Mechanical Services, Lifting Device | Lifting Device | Lifting Device |  |  | http://www.toronto.ca/TWONTO#collection_of_assets
126472 | THC-MCS-LD-9101539633 | GENERAL EQUIPMENT (insp Liftsafe) | THC-MCS-LD | Mechanical Services, Lifting Device | Lifting Device | Lifting Device |  | LD | http://www.toronto.ca/TWONTO#collection_of_assets
55297 | TAB-WA1-LD-1213 | Hoist | TAB-WA1-SQ-1000 | WA1 Lifting Devices and Slings | Lifting Device,Hoist | Lifting Device |  | LD | http://www.toronto.ca/TWONTO#lifting_equipment_hoist
55298 | TAB-WA1-LD-1214 | Hoist | TAB-WA1-SQ-1000 | WA1 Lifting Devices and Slings | Lifting Device,Hoist | Lifting Device |  | LD | http://www.toronto.ca/TWONTO#lifting_equipment_hoist
55299 | TAB-WA1-LD-1215 | Hoist | TAB-WA1-SQ-1000 | WA1 Lifting Devices and Slings | Lifting Device,Hoist | Lifting Device |  | LD | http://www.toronto.ca/TWONTO#lifting_equipment_hoist
55300 | TAB-WA1-LD-1216 | Hoist | TAB-WA1-SQ-1000 | WA1 Lifting Devices and Slings | Lifting Device,Hoist | Lifting Device |  | LD | http://www.toronto.ca/TWONTO#lifting_equipment_hoist
55301 | TAB-WA1-LD-1222 | Hoist | TAB-WA1-SQ-1000 | WA1 Lifting Devices and Slings | Lifting Device,Hoist | Lifting Device |  | LD | http://www.toronto.ca/TWONTO#lifting_equipment_hoist
119562 | TAB-WA1-LD-1201 | Hoist | TAB-WA1-SQ-1000 | WA1 Lifting Devices and Slings | Lifting Device,Hoist | Lifting Device |  | LD | http://www.toronto.ca/TWONTO#lifting_equipment_hoist
119568 | TAB-WA1-LD-1212 | Hoist | TAB-WA1-SQ-1000 | WA1 Lifting Devices and Slings | Lifting Device,Hoist | Lifting Device |  | LD | http://www.toronto.ca/TWONTO#lifting_equipment_hoist
119569 | TAB-WA1-LD-1217 | Hoist | TAB-WA1-SQ-1000 | WA1 Lifting Devices and Slings | Lifting Device,Hoist | Lifting Device |  | LD | http://www.toronto.ca/TWONTO#lifting_equipment_hoist
119570 | TAB-WA1-LD-1218 | Hoist | TAB-WA1-SQ-1000 | WA1 Lifting Devices and Slings | Lifting Device,Hoist | Lifting Device |  | LD | http://www.toronto.ca/TWONTO#lifting_equipment_hoist
119571 | TAB-WA1-LD-1219 | Hoist | TAB-WA1-SQ-1000 | WA1 Lifting Devices and Slings | Lifting Device,Hoist | Lifting Device |  | LD | http://www.toronto.ca/TWONTO#lifting_equipment_hoist
119572 | TAB-WA1-LD-1220 | Hoist | TAB-WA1-SQ-1000 | WA1 Lifting Devices and Slings | Lifting Device,Hoist | Lifting Device |  | LD | http://www.toronto.ca/TWONTO#lifting_equipment_hoist
119573 | TAB-WA1-LD-1221 | Hoist | TAB-WA1-SQ-1000 | WA1 Lifting Devices and Slings | Lifting Device,Hoist | Lifting Device |  | LD | http://www.toronto.ca/TWONTO#lifting_equipment_hoist
17588 | FHA-MCS-LD-1201 | Hoist Chain - CAP.: 1Ton | FHA-MCS-LD | Lifting Devices | Lifting Device,Hoist,Manual | Lifting Device | 34060 | LD | http://www.toronto.ca/TWONTO#lifting_equipment_hoist
78728 | FHA-MCS-LD-1101 | Hoist Chain Type - CAP.: 1/2 Ton - 15 ft. Lift | FHA-MCS-LD | Lifting Devices | Lifting Device,Hoist,Manual | Lifting Device | 34059 | LD | http://www.toronto.ca/TWONTO#lifting_equipment_hoist
78724 | FHA-MCS-LD-0101 | Hoist Chain Type - CAP: 1/2 TON - 8 FT Lift | FHA-MCS-LD | Lifting Devices | Lifting Device,Hoist,Manual | Lifting Device | 34057 | LD | http://www.toronto.ca/TWONTO#lifting_equipment_hoist
78725 | FHA-MCS-LD-0301 | Hoist Chain Type - CAP: 3 Ton - 10 ft Lift | FHA-MCS-LD | Lifting Devices | Lifting Device,Hoist,Manual | Lifting Device | 34058 | LD | http://www.toronto.ca/TWONTO#lifting_equipment_hoist
119909 | TAB-WA4-LD-0007 | Hoist, Come-Along 1/2 Ton S/N 000007 | TAB-WA4-SQ-0010 | WA4 Fall arrest systems | Lifting Device | Lifting Device |  | LD | http://www.toronto.ca/TWONTO#lifting_equipment_hoist
119911 | TAB-WA4-LD-2503 | Hoist, Come-Along 1/2 Ton S/N 0002503 | TAB-WA4-SQ-0010 | WA4 Fall arrest systems | Lifting Device | Lifting Device |  | LD | http://www.toronto.ca/TWONTO#lifting_equipment_hoist
119912 | TAB-WA4-LD-3616 | Hoist, Come-Along 1/2 Ton S/N 0003616 | TAB-WA4-SQ-0010 | WA4 Fall arrest systems | Lifting Device | Lifting Device |  | LD | http://www.toronto.ca/TWONTO#lifting_equipment_hoist
119917 | TAB-WA4-LD-7012 | Hoist, Come-Along 3/4 Ton S/N 1207012 | TAB-WA4-SQ-0010 | WA4 Fall arrest systems | Lifting Device | Lifting Device |  | LD | http://www.toronto.ca/TWONTO#lifting_equipment_hoist
119994 | TAB-WA5-LD-005L | Hoist, Kito | TAB-WA5-SQ | WA5 Safety Equipment | PPE | Lifting Device |  | LD | http://www.toronto.ca/TWONTO#lifting_equipment_hoist
55756 | TAB-WA5-LD-8069 | Hoist, Kone | TAB-WA5-SQ | WA5 Safety Equipment | PPE | Lifting Device |  | LD | http://www.toronto.ca/TWONTO#lifting_equipment_hoist
119594 | TAB-WA1-LD-1260 | Hydraulic Lifter | TAB-WA1-SQ-1000 | WA1 Lifting Devices and Slings | Lifting Device | Lifting Device |  | LD | lift_truck
119595 | TAB-WA1-LD-1261 | Hydraulic Lifter | TAB-WA1-SQ-1000 | WA1 Lifting Devices and Slings | Lifting Device | Lifting Device |  | LD | lift_truck
55354 | TAB-WA1-LD-1258 | Hydraulic Pallet Truck | TAB-WA1-SQ-1000 | WA1 Lifting Devices and Slings | Lifting Device | Lifting Device |  | LD | lift_truck
119590 | TAB-WA1-LD-1255 | Hydraulic Pallet Truck | TAB-WA1-SQ-1000 | WA1 Lifting Devices and Slings | Lifting Device | Lifting Device |  | LD | lift_truck
119591 | TAB-WA1-LD-1256 | Hydraulic Pallet Truck | TAB-WA1-SQ-1000 | WA1 Lifting Devices and Slings | Lifting Device | Lifting Device |  | LD | lift_truck
119592 | TAB-WA1-LD-1257 | Hydraulic Pallet Truck | TAB-WA1-SQ-1000 | WA1 Lifting Devices and Slings | Lifting Device | Lifting Device |  | LD | lift_truck
119593 | TAB-WA1-LD-1259 | Hydraulic Pallet Truck | TAB-WA1-SQ-1000 | WA1 Lifting Devices and Slings | Lifting Device | Lifting Device |  | LD | lift_truck
136688 | THR-MCS-LD-1083 | IP Clamp, Work Area 2 | THR-LD-WA2 | Lifting Devices, Chain Hoist, Come Along & Slings | Lifting Device | Lifting Device |  | LD | lifting_device_support
136723 | THR-MCS-LD-4750 | IP Clamp, Work Area 2 | THR-LD-WA2 | Lifting Devices, Chain Hoist, Come Along & Slings | Lifting Device,Chain | Lifting Device |  | LD | lifting_device_support
55514 | TAB-WA2-LD-1002 | JET Model FA1 - 25 Electric Chain Hoist | TAB-SES-LD | WA2 Lifting devices | Lifting Device,Hoist,Electrical | Lifting Device |  | LD | http://www.toronto.ca/TWONTO#lifting_equipment_hoist
76134 | THR-MCS-LD-0528A | Jib Crane, 0.5 T, ,for Chain Hoist LD-528 | THR-CRN-WA3 | Cranes, Overhead Lifting Devices,WA3 | Lifting Device,Hoist,Manual | Lifting Device |  | LD | http://www.toronto.ca/TWONTO#crane
76135 | THR-MCS-LD-0528A | Jib Crane, 0.5 T, ,for Chain Hoist LD-528 | THR-LD-WA3 | Lifting Devices, Chain Hoist, Come Along & Slings | Lifting Device,Hoist,Manual | Lifting Device |  | LD | http://www.toronto.ca/TWONTO#crane
76184 | THR-MCS-LD-6069 | Jib Crane, Chlorine Bldg. Workshop, Work Area 4 | THR-LD-WA4 | Lifting Devices, Chain Hoist, Come Along & Slings | Lifting Device,Hoist,Manual | Lifting Device |  | LD | http://www.toronto.ca/TWONTO#crane
136663 | THR-MCS-LD-0525S | Jib Crane, for Chain Hoist | THR-LD-WA3 | Lifting Devices, Chain Hoist, Come Along & Slings | Lifting Device,Hoist,Manual | Lifting Device | 35769 | LD | http://www.toronto.ca/TWONTO#crane
140615 | TNT-MCS-LD-0043 | Kinshofer Lifting Device | TNT-MCS-LD | Lifting Devices , cranes/ Portable crane/hoists, come alongs, slings, wire rope, chains | Lifting Device,Spreader Beam | Lifting Device |  | LD | ?
55518 | TAB-WA2-LD-1009 | KITO 0623 Come Along | TAB-SES-LD | WA2 Lifting devices | Lifting Device | Lifting Device |  | LD | winch
55513 | TAB-WA2-LD-1001 | KITO Chain Hoist | TAB-SES-LD | WA2 Lifting devices | Lifting Device,Hoist,Manual | Lifting Device |  | LD | http://www.toronto.ca/TWONTO#lifting_equipment_hoist
119758 | TAB-WA2-LD-1004 | KITO Electric Chain Hoist | TAB-SES-LD | WA2 Lifting devices | Lifting Device,Hoist,Electrical | Lifting Device |  | LD | http://www.toronto.ca/TWONTO#lifting_equipment_hoist
119997 | TAB-WA5-LDR-0210 | Ladder, Nylon, Featherlite | TAB-WA5-SQ | WA5 Safety Equipment | PPE | Lifting Device |  | LDR | http://www.toronto.ca/TWONTO#portable_ladder
120003 | TAB-WA5-LDR-6410 | Ladder, Nylon, Featherlite | TAB-WA5-SQ | WA5 Safety Equipment | PPE | Lifting Device |  | LDR | http://www.toronto.ca/TWONTO#portable_ladder
55757 | TAB-WA5-LDR-6606 | Ladder,Nylon, Featherlite | TAB-WA5-SQ | WA5 Safety Equipment | PPE | Lifting Device |  | LDR | http://www.toronto.ca/TWONTO#portable_ladder
119998 | TAB-WA5-LDR-4412 | Ladder,Nylon, Featherlite | TAB-WA5-SQ | WA5 Safety Equipment | PPE | Lifting Device |  | LDR | http://www.toronto.ca/TWONTO#portable_ladder
119999 | TAB-WA5-LDR-4608 | Ladder,Nylon, Featherlite | TAB-WA5-SQ | WA5 Safety Equipment | PPE | Lifting Device |  | LDR | http://www.toronto.ca/TWONTO#portable_ladder
120002 | TAB-WA5-LDR-6406 | Ladder,Nylon, Featherlite | TAB-WA5-SQ | WA5 Safety Equipment | PPE | Lifting Device |  | LDR | http://www.toronto.ca/TWONTO#portable_ladder
120004 | TAB-WA5-LDR-6812 | Ladder,Nylon, Featherlite | TAB-WA5-SQ | WA5 Safety Equipment | PPE | Lifting Device |  | LDR | http://www.toronto.ca/TWONTO#portable_ladder
120005 | TAB-WA5-LDR-8340 | Ladder,Nylon, Featherlite | TAB-WA5-SQ | WA5 Safety Equipment | PPE | Lifting Device |  | LDR | http://www.toronto.ca/TWONTO#portable_ladder
120006 | TAB-WA5-LFR-6812 | Ladder,Nylon, Featherlite | TAB-WA5-SQ | WA5 Safety Equipment | PPE | Lifting Device |  | LFR | http://www.toronto.ca/TWONTO#portable_ladder
120000 | TAB-WA5-LDR-6208 | Ladder,Nylon, Werner | TAB-WA5-SQ | WA5 Safety Equipment | PPE | Lifting Device |  | LDR | http://www.toronto.ca/TWONTO#portable_ladder
120001 | TAB-WA5-LDR-6258 | Ladder,Nylon, Werner | TAB-WA5-SQ | WA5 Safety Equipment | PPE | Lifting Device |  | LDR | http://www.toronto.ca/TWONTO#portable_ladder
56921 | THC-ACC-LD-0311 | Leveller,SE Truck Dock,Incineration Building M | THC-MCS-LD-M | Lifting Devices & Elevators, Building M | Lifting Device,Dock | Lifting Device |  | LD | lifting_device_support
78726 | FHA-MCS-LD-0501 SU | Lever Puller - Link Hoist Chain Type - CAP: 3 Ton - 5 FT Lift | FHA-MCS-LD | Lifting Devices | Lifting Device,Hoist,Manual | Lifting Device | 34052 | LD | http://www.toronto.ca/TWONTO#lifting_equipment_hoist
29630 | FIS-MCS-LD-0006 | Lift 1500 lbs | FIS-MCS | Mechanical Services | Lifting Device | Lifting Device |  | LD | lift_truck
126449 | THC-MCS-LD-0030 | Lift table, for MCC breaker removal | THC-MCS-LD-T | Lifting Devices, Building T | Lifting Device,Hoist,Electrical | Lifting Device |  | LD | lift_truck
126450 | THC-MCS-LD-0031 | Lift table, for MCC breaker removal, Bldg. S | THC-MCS-LD-T | Lifting Devices, Building T | Lifting Device,Hoist,Electrical | Lifting Device |  | LD | lift_truck
136675 | THR-MCS-LD-0557 | Lift Table, Machine Shop | THR-LD-WA3 | Lifting Devices, Chain Hoist, Come Along & Slings | Lifting Device | Lifting Device |  | LD | lift_truck
8539 | COL-RBB-LD-0002 | Lifting Device | COL-RBB-MISC | Miscellaneous Equipment |  | Lifting Device |  | LD | http://www.toronto.ca/TWONTO#collection_of_assets
8693 | COL-RBC-LD-0001 | Lifting Device | COL-RBC-MISC | Miscellaneous Equipment |  | Lifting Device |  | LD | http://www.toronto.ca/TWONTO#collection_of_assets
8722 | COL-RBG-LD-0001 | Lifting Device | COL-RBG-MISC | Miscellaneous Equipment |  | Lifting Device |  | LD | http://www.toronto.ca/TWONTO#collection_of_assets
31431 | COL-RBB-LD-0001 | Lifting Device | COL-RBB-MISC | Miscellaneous Equipment |  | Lifting Device |  | LD | http://www.toronto.ca/TWONTO#collection_of_assets
63403 | FCL-MCS-LD-0004 | Lifting Device, 2 Wheel Cart | FCL-MCS-7 | Vehicles | Lifting Device | Lifting Device |  | LD | lift_truck
63404 | FCL-MCS-LD-0004 | Lifting Device, 2 Wheel Cart | FCL-MCS-LD | Lifting Devices | Lifting Device | Lifting Device |  | LD | lift_truck
17591 | FHA-MCS-LD-1701 | Lifting Device, Hoist, Chain Type, 0.5 Ton, Stores | FHA-MCS-LD | Lifting Devices | Lifting Device,Hoist,Manual | Lifting Device |  | LD | http://www.toronto.ca/TWONTO#lifting_equipment_hoist
17596 | FHA-MCS-LD-2401 | Lifting Device, Hoist, Chain Type, 0.5 Ton, Stores | FHA-MCS-LD | Lifting Devices | Lifting Device,Hoist,Manual | Lifting Device |  | LD | http://www.toronto.ca/TWONTO#lifting_equipment_hoist
17597 | FHA-MCS-LD-2501 | Lifting Device, Hoist, Chain Type, 0.5 Ton, Stores | FHA-MCS-LD | Lifting Devices | Lifting Device,Hoist,Manual | Lifting Device |  | LD | http://www.toronto.ca/TWONTO#lifting_equipment_hoist
78730 | FHA-MCS-LD-1601 | Lifting Device, Hoist, Chain Type, 0.5 Ton, Stores | FHA-MCS-LD | Lifting Devices | Lifting Device,Hoist,Manual | Lifting Device |  | LD | http://www.toronto.ca/TWONTO#lifting_equipment_hoist
17592 | FHA-MCS-LD-1801 | Lifting Device, Hoist, Chain Type, 1 Ton, Filter Building, Pipe Gallery Middle, West Side | FHA-MCS-LD | Lifting Devices | Lifting Device,Hoist,Manual | Lifting Device |  | LD | http://www.toronto.ca/TWONTO#lifting_equipment_hoist
17598 | FHA-MCS-LD-2701 | Lifting Device, Hoist, Chain Type, 1 Ton, Stores | FHA-MCS-LD | Lifting Devices | Lifting Device,Hoist,Manual | Lifting Device |  | LD | http://www.toronto.ca/TWONTO#lifting_equipment_hoist
17590 | FHA-MCS-LD-1401 | Lifting Device, Hoist, Chain Type, 1.5 Ton, RMF, Central Thickening Gallery | FHA-MCS-LD | Lifting Devices | Lifting Device,Hoist,Manual | Lifting Device |  | LD | http://www.toronto.ca/TWONTO#lifting_equipment_hoist
17586 | FHA-MCS-LD-0201 | Lifting Device, Hoist, Chain Type, 1.5 Ton, Stores | FHA-MCS-LD | Lifting Devices | Lifting Device,Chain | Lifting Device |  | LD | http://www.toronto.ca/TWONTO#lifting_equipment_hoist
17595 | FHA-MCS-LD-2201 | Lifting Device, Hoist, Chain Type, 1.8 Ton, RMF, 4th Floor, Pipe Gallery | FHA-MCS-LD | Lifting Devices | Lifting Device,Hoist,Manual | Lifting Device |  | LD | http://www.toronto.ca/TWONTO#lifting_equipment_hoist
78729 | FHA-MCS-LD-1501 | Lifting Device, Hoist, Chain Type, 1.8 Ton, RMF, Decant Tank Gallery | FHA-MCS-LD | Lifting Devices | Lifting Device,Hoist,Manual | Lifting Device |  | LD | http://www.toronto.ca/TWONTO#lifting_equipment_hoist
17587 | FHA-MCS-LD-1001 | Lifting Device, Hoist, Chain Type, Stores | FHA-MCS-LD | Lifting Devices | Lifting Device,Hoist,Manual | Lifting Device |  | LD | http://www.toronto.ca/TWONTO#lifting_equipment_hoist
78727 | FHA-MCS-LD-0901 | Lifting Device, Hoist, Chain Type, Stores | FHA-MCS-LD | Lifting Devices | Lifting Device,Hoist,Manual | Lifting Device |  | LD | http://www.toronto.ca/TWONTO#lifting_equipment_hoist
93481 | FHO-MCS-LD-0304 | Lifting device, Jack pallet hydraulic Model # PTW 80 | FHO-MCS-LD | Lifting Devices & Elevators | Lifting Device | Lifting Device |  | LD | lift_truck
93480 | FHO-MCS-LD-0303 | Lifting Device, JLG Manlift JLG 20 DUL -Sr# 013000 7854 | FHO-MCS-LD | Lifting Devices & Elevators | Lifting Device | Lifting Device |  | LD | http://www.toronto.ca/TWONTO#man_lift
17600 | FHA-MCS-LD-2901 | Lifting Device, Puller, 1.5 Ton, Service Building, Stores | FHA-MCS-LD | Lifting Devices | Lifting Device,Hoist,Manual | Lifting Device |  | LD | winch
17594 | FHA-MCS-LD-2101 | Lifting Device, Puller, 1.5 Ton, Stores | FHA-MCS-LD | Lifting Devices | Lifting Device,Hoist,Manual | Lifting Device |  | LD | winch
78731 | FHA-MCS-LD-1901 | Lifting Device, Puller, 3 Ton, Filter Building, Pipe Gallery, West | FHA-MCS-LD | Lifting Devices | Lifting Device,Hoist,Manual | Lifting Device |  | LD | winch
17601 | FHA-MCS-LD-3001 | Lifting Device, Puller, 3 Ton, Service Building, Stores | FHA-MCS-LD | Lifting Devices | Lifting Device,Hoist,Manual | Lifting Device |  | LD | winch
17593 | FHA-MCS-LD-2001 | Lifting Device, Puller, 3 Ton, Stores | FHA-MCS-LD | Lifting Devices | Lifting Device,Hoist,Manual | Lifting Device |  | LD | winch
93479 | FHO-MCS-LD-0302 | Lifting device, Scissor Lift - Skyjack Model SJ3226 -Sr # 275042 | FHO-MCS-LD | Lifting Devices & Elevators | Lifting Device,Scissor Lift | Lifting Device |  | LD | http://www.toronto.ca/TWONTO#man_lift
24333 | FHO-MCS-LD-0301 | Lifting Device, Scissor Lift, Hefty Herman Model 2034 HT- Sr # 8100491 | FHO-MCS-LD | Lifting Devices & Elevators | Lifting Device,Scissor Lift | Lifting Device |  | LD | http://www.toronto.ca/TWONTO#man_lift
93477 | FHO-MCS-LD-0301 | Lifting Device, Scissor Lift, Hefty Herman Model 2034 HT- Sr # 8100491 | FHO-MCS | Mechanical Services | Lifting Device,Scissor Lift | Lifting Device |  | LD | http://www.toronto.ca/TWONTO#man_lift
93478 | FHO-MCS-LD-0301 | Lifting Device, Scissor Lift, Hefty Herman Model 2034 HT- Sr # 8100491 | FHO-MCS-MEQ | Machine Shop & Equipment | Lifting Device,Scissor Lift | Lifting Device |  | LD | http://www.toronto.ca/TWONTO#man_lift
17589 | FHA-MCS-LD-1301 | Lifting Device, Trolley, 1.5 Ton, RMF, Central Thickening Gallery on Gantry | FHA-MCS-LD | Lifting Devices | Lifting Device,Hoist,Manual | Lifting Device |  | LD | lifting_device_support
78733 | FHA-MCS-LD-2601 | Lifting Device, Trolley, 3 Ton, Stores | FHA-MCS-LD | Lifting Devices | Lifting Device,Hoist,Manual | Lifting Device |  | LD | lifting_device_support
48656 | TAB-MCS-LD-5803 | Lifting Device, Trolley, Gear type, 2 Ton, Truck Loading, 2nd Floor | TAB-MCS-CRN | TAB Cranes and Lifting Devices | Lifting Device,Hoist,Electrical | Lifting Device |  | LD | lifting_device_support
48657 | TAB-MCS-LD-5805 | Lifting Device, Trolley, Gear type, 2 Ton, Truck Loading, 2nd Floor | TAB-MCS-CRN | TAB Cranes and Lifting Devices | Lifting Device,Hoist,Electrical | Lifting Device |  | LD | lifting_device_support
48697 | TAB-MCS-LD-5806 | Lifting Device, Trolley, Gear type, 2 Ton, Truck Loading, 2nd Floor | TAB-MCS-CRN | TAB Cranes and Lifting Devices | Lifting Device,Hoist,Electrical | Lifting Device |  | LD | lifting_device_support
113771 | TAB-MCS-LD-5801 | Lifting Device, Trolley, Gear type, 2 Ton, Truck Loading, 2nd Floor | TAB-MCS-CRN | TAB Cranes and Lifting Devices | Lifting Device,Hoist,Electrical | Lifting Device |  | LD | lifting_device_support
113772 | TAB-MCS-LD-5802 | Lifting Device, Trolley, Gear type, 2 Ton, Truck Loading, 2nd Floor | TAB-MCS-CRN | TAB Cranes and Lifting Devices | Lifting Device,Hoist,Electrical | Lifting Device |  | LD | lifting_device_support
113773 | TAB-MCS-LD-5804 | Lifting Device, Trolley, Gear type, 2 Ton, Truck Loading, 2nd Floor | TAB-MCS-CRN | TAB Cranes and Lifting Devices | Lifting Device,Hoist,Electrical | Lifting Device |  | LD | lifting_device_support
81368 | TNT-MCS-LD | Lifting Devices , cranes/ Portable crane/hoists, come alongs, slings, wire rope, chains | TNT-MCS | Miscellaneous, including Storm Water Tanks | Lifting Device | Lifting Device |  |  | http://www.toronto.ca/TWONTO#collection_of_assets
76045 | THR-LD-WA1 | Lifting Devices, Chain Hoist, Come Along & Slings | THR-MCS-WA1 | Cranes, Lifting Devices, Machine Tools, Overhead Doors | Lifting Device,Sling | Lifting Device |  |  | http://www.toronto.ca/TWONTO#collection_of_assets
76046 | THR-LD-WA2 | Lifting Devices, Chain Hoist, Come Along & Slings | THR-MCS-WA2 | Cranes, Lifting Devices, Machine Tools, Overhead Doors | Lifting Device,Sling | Lifting Device |  |  | http://www.toronto.ca/TWONTO#collection_of_assets
76047 | THR-LD-WA3 | Lifting Devices, Chain Hoist, Come Along & Slings | THR-MCS-WA3 | Cranes, Lifting Devices, Machine Tools, Overhead doors, Welding Shops | Lifting Device,Sling | Lifting Device |  |  | http://www.toronto.ca/TWONTO#collection_of_assets
76048 | THR-LD-WA4 | Lifting Devices, Chain Hoist, Come Along & Slings | THR-GRK-WA4 | Building & Grounds Work Area 4 | Lifting Device,Sling | Lifting Device |  |  | http://www.toronto.ca/TWONTO#collection_of_assets
136621 | THR-LD-WA1 | Lifting Devices, Chain Hoist, Come Along & Slings | THR-GRK-WA1 | Building & Grounds Work Area 1 | Lifting Device,Sling | Lifting Device |  |  | http://www.toronto.ca/TWONTO#collection_of_assets
136622 | THR-LD-WA2 | Lifting Devices, Chain Hoist, Come Along & Slings | THR-GRK-WA2 | Building & Grounds Work Area 2 | Lifting Device,Sling | Lifting Device |  |  | http://www.toronto.ca/TWONTO#collection_of_assets
136623 | THR-LD-WA4 | Lifting Devices, Chain Hoist, Come Along & Slings | THR-MCS-WA4 | Cranes, Lifting Devices, Machine Tools, Mechanical/Welding Shops | Lifting Device,Sling | Lifting Device |  |  | http://www.toronto.ca/TWONTO#collection_of_assets
62529 | THC-MCS-LD-0000000022 | LIFTING SUPPORT STRUCTURE - A FRAME (insp Liftsafe) | THC-MCS-LD | Mechanical Services, Lifting Device | Lifting Device | Lifting Device |  | LD | lifting_device_support
126420 | THC-MCS-LD-0000000025 | LIFTING SUPPORT STRUCTURE - CMJ (insp Liftsafe) | THC-MCS-LD | Mechanical Services, Lifting Device | Lifting Device | Lifting Device |  | LD | lifting_device_support
126421 | THC-MCS-LD-0000000026 | LIFTING SUPPORT STRUCTURE - COLUMN MOUNTED JIB (insp Liftsafe) | THC-MCS-LD | Mechanical Services, Lifting Device | Lifting Device | Lifting Device |  | LD | lifting_device_support
62530 | THC-MCS-LD-0000000023 | LIFTING SUPPORT STRUCTURE - FLOOR JIB (insp Liftsafe) | THC-MCS-LD | Mechanical Services, Lifting Device | Lifting Device | Lifting Device |  | LD | lifting_device_support
62533 | THC-MCS-LD-0000000029 | LIFTING SUPPORT STRUCTURE - GANTRY (insp Liftsafe) | THC-MCS-LD | Mechanical Services, Lifting Device | Lifting Device | Lifting Device |  | LD | lifting_device_support
62630 | THC-MCS-LD-SO-S55845 | LIFTING SUPPORT STRUCTURE - GANTRY (insp Liftsafe) | THC-MCS-LD | Mechanical Services, Lifting Device | Lifting Device | Lifting Device |  |  | lifting_device_support
126419 | THC-MCS-LD-0000000020 | LIFTING SUPPORT STRUCTURE - GANTRY (insp Liftsafe) | THC-MCS-LD | Mechanical Services, Lifting Device | Lifting Device | Lifting Device |  | LD | lifting_device_support
126422 | THC-MCS-LD-0000000027 | LIFTING SUPPORT STRUCTURE - JIB WITH KBK 2 RAIL (insp Liftsafe) | THC-MCS-LD | Mechanical Services, Lifting Device | Lifting Device | Lifting Device |  | LD | lifting_device_support
62526 | THC-MCS-LD-0000000016 | LIFTING SUPPORT STRUCTURE - MONORAIL (insp Liftsafe) | THC-MCS-LD | Mechanical Services, Lifting Device | Lifting Device | Lifting Device |  | LD | lifting_device_support
62527 | THC-MCS-LD-0000000017 | LIFTING SUPPORT STRUCTURE - MONORAIL (insp Liftsafe) | THC-MCS-LD | Mechanical Services, Lifting Device | Lifting Device | Lifting Device |  | LD | lifting_device_support
62528 | THC-MCS-LD-0000000021 | LIFTING SUPPORT STRUCTURE - MONORAIL (insp Liftsafe) | THC-MCS-LD | Mechanical Services, Lifting Device | Lifting Device | Lifting Device |  | LD | lifting_device_support
62531 | THC-MCS-LD-0000000024 | LIFTING SUPPORT STRUCTURE - MONORAIL (insp Liftsafe) | THC-MCS-LD | Mechanical Services, Lifting Device | Lifting Device | Lifting Device |  | LD | lifting_device_support
126417 | THC-MCS-LD-0000000018 | LIFTING SUPPORT STRUCTURE - MONORAIL (insp Liftsafe) | THC-MCS-LD | Mechanical Services, Lifting Device | Lifting Device | Lifting Device |  | LD | lifting_device_support
126418 | THC-MCS-LD-0000000019 | LIFTING SUPPORT STRUCTURE - MONORAIL (insp Liftsafe) | THC-MCS-LD | Mechanical Services, Lifting Device | Lifting Device | Lifting Device |  | LD | lifting_device_support
129200 | THC-THK-M-1100 | LIFTING SUPPORT STRUCTURE - MONORAIL (insp Liftsafe) Motor,Polymer Bag Hoist,Polymer Makeup System 1,Thickening Building | THC-THK-T-1100 | Tank,Make-up,Polymer Make-up System-1100,Thickening Building | Lifting Device | Lifting Device |  | M | lifting_device_support
125391 | THC-ELS-WR-2405 | LIFTING SUPPORT STRUCTURE MONORAIL and ELECTRIC HOIST427682 (insp Liftsafe) | THC-MCS-LD | Mechanical Services, Lifting Device | Lifting Device | Lifting Device |  | WR | lifting_device_support
29629 | FIS-MCS-LD-0005 | Long Ram Jack 1 Ton | FIS-MCS | Mechanical Services | Lifting Device | Lifting Device |  | LD | hydraulic_jack
24308 | FHO-MCS-LD-0115 | Manual Chain Hoist | FHO-MCS-LD | Lifting Devices & Elevators | Lifting Device,Hoist,Manual | Lifting Device |  | LD | http://www.toronto.ca/TWONTO#lifting_equipment_hoist
24309 | FHO-MCS-LD-0116 | Manual Chain Hoist | FHO-MCS-LD | Lifting Devices & Elevators | Lifting Device,Hoist,Manual | Lifting Device |  | LD | http://www.toronto.ca/TWONTO#lifting_equipment_hoist
24311 | FHO-MCS-LD-0118 | Manual Chain Hoist | FHO-MCS-LD | Lifting Devices & Elevators | Lifting Device,Hoist,Manual | Lifting Device |  | LD | http://www.toronto.ca/TWONTO#lifting_equipment_hoist
24313 | FHO-MCS-LD-0120 | Manual Chain Hoist | FHO-MCS-LD | Lifting Devices & Elevators | Lifting Device,Hoist,Manual | Lifting Device |  | LD | http://www.toronto.ca/TWONTO#lifting_equipment_hoist
24314 | FHO-MCS-LD-0121 | Manual Chain Hoist | FHO-MCS-LD | Lifting Devices & Elevators | Lifting Device,Hoist,Manual | Lifting Device |  | LD | http://www.toronto.ca/TWONTO#lifting_equipment_hoist
93463 | FHO-MCS-LD-0119 | Manual Chain Hoist | FHO-MCS-LD | Lifting Devices & Elevators | Lifting Device,Hoist,Manual | Lifting Device |  | LD | http://www.toronto.ca/TWONTO#lifting_equipment_hoist
76209 | THR-MCS-LD-9853 | Manual Chain Host,Engine Room, North Wall | THR-LD-WA3 | Lifting Devices, Chain Hoist, Come Along & Slings | Lifting Device,Hoist,Manual | Lifting Device |  | LD | http://www.toronto.ca/TWONTO#lifting_equipment_hoist
97361 | FIS-MCS-LD-0022 | Manual hoist -Chain fall 0.5 Ton | FIS-MCS | Mechanical Services | Lifting Device | Lifting Device |  | LD | http://www.toronto.ca/TWONTO#lifting_equipment_hoist
29639 | FIS-MCS-LD-0021 | Manual hoist -Chain fall 0.75 Ton | FIS-MCS | Mechanical Services | Lifting Device | Lifting Device |  | LD | http://www.toronto.ca/TWONTO#lifting_equipment_hoist
29634 | FIS-MCS-LD-0016 | Manual hoist -Chain fall 1 Ton | FIS-MCS | Mechanical Services | Lifting Device | Lifting Device |  | LD | http://www.toronto.ca/TWONTO#lifting_equipment_hoist
29635 | FIS-MCS-LD-0017 | Manual hoist -Chain fall 1 Ton | FIS-MCS | Mechanical Services | Lifting Device | Lifting Device |  | LD | http://www.toronto.ca/TWONTO#lifting_equipment_hoist
29636 | FIS-MCS-LD-0018 | Manual hoist -Chain fall 1 Ton | FIS-MCS | Mechanical Services | Lifting Device | Lifting Device |  | LD | http://www.toronto.ca/TWONTO#lifting_equipment_hoist
29637 | FIS-MCS-LD-0019 | Manual hoist -Chain fall 1 Ton | FIS-MCS | Mechanical Services | Lifting Device | Lifting Device |  | LD | http://www.toronto.ca/TWONTO#lifting_equipment_hoist
29638 | FIS-MCS-LD-0020 | Manual hoist -Chain fall 1 Ton | FIS-MCS | Mechanical Services | Lifting Device | Lifting Device |  | LD | http://www.toronto.ca/TWONTO#lifting_equipment_hoist
29633 | FIS-MCS-LD-0015 | Manual hoist -Chain fall 2 Ton | FIS-MCS | Mechanical Services | Lifting Device | Lifting Device |  | LD | http://www.toronto.ca/TWONTO#lifting_equipment_hoist
97359 | FIS-MCS-LD-0013 | Manual hoist -Chain fall 2 Ton | FIS-MCS | Mechanical Services | Lifting Device | Lifting Device |  | LD | http://www.toronto.ca/TWONTO#lifting_equipment_hoist
97360 | FIS-MCS-LD-0014 | Manual hoist -Chain fall 2 Ton | FIS-MCS | Mechanical Services | Lifting Device | Lifting Device |  | LD | http://www.toronto.ca/TWONTO#lifting_equipment_hoist
97358 | FIS-MCS-LD-0012 | Manual hoist -Chain fall 3 Ton | FIS-MCS | Mechanical Services | Lifting Device | Lifting Device |  | LD | http://www.toronto.ca/TWONTO#lifting_equipment_hoist
76208 | THR-MCS-LD-9852 | Mono Rail Push Trolley, Work Area 2 | THR-LD-WA2 | Lifting Devices, Chain Hoist, Come Along & Slings | Lifting Device,Hoist,Manual | Lifting Device |  | LD | lifting_device_support
136748 | THR-MCS-LD-9849 | Mono Rail Push Trolley, Work Area 2 | THR-LD-WA2 | Lifting Devices, Chain Hoist, Come Along & Slings | Lifting Device,Hoist,Manual | Lifting Device |  | LD | lifting_device_support
24297 | FHO-MCS-CRN-1001 | Monorail, Electric Hoist, 2 T, Ozone Building, L1, Loading Room 1 | FHO-MCS-LD | Lifting Devices & Elevators | Crane,Overhead | Lifting Device |  | CRN | http://www.toronto.ca/TWONTO#lifting_equipment_hoist
24298 | FHO-MCS-CRN-1101 | Monorail, Electric Hoist, 2 T, Ozone Building, L1, Loading Room 2 | FHO-MCS-LD | Lifting Devices & Elevators | Crane,Overhead | Lifting Device |  | CRN | http://www.toronto.ca/TWONTO#lifting_equipment_hoist
93443 | FHO-MCS-CRN-0901 | Monorail, Electric Hoist, 2 T, Ozone Building, S2. Service Platform# 4 | FHO-MCS-LD | Lifting Devices & Elevators | Crane,Overhead | Lifting Device |  | CRN | http://www.toronto.ca/TWONTO#lifting_equipment_hoist
81432 | TNT-MCS-LD-0044 | Over Head Crane | TNT-MCS-LD | Lifting Devices , cranes/ Portable crane/hoists, come alongs, slings, wire rope, chains | Lifting Device | Lifting Device |  | LD | http://www.toronto.ca/TWONTO#crane
81433 | TNT-MCS-LD-0045 | Over Head Crane | TNT-MCS-LD | Lifting Devices , cranes/ Portable crane/hoists, come alongs, slings, wire rope, chains | Lifting Device | Lifting Device |  | LD | http://www.toronto.ca/TWONTO#crane
76136 | THR-MCS-LD-0532 | Overhead on Pole and Swing I-Beam With Electric Hoist, OCS | THR-CRN-WA1 | Cranes, Overhead Lifting Devices,WA1 | Crane,Overhead,Travelling | Lifting Device |  | LD | http://www.toronto.ca/TWONTO#lifting_equipment_hoist
136665 | THR-MCS-LD-0532 | Overhead on Pole and Swing I-Beam With Electric Hoist, OCS | THR-DR-WA3 | Overhead Doors, Work Area3 | Crane,Overhead,Travelling | Lifting Device |  | LD | http://www.toronto.ca/TWONTO#lifting_equipment_hoist
136666 | THR-MCS-LD-0532 | Overhead on Pole and Swing I-Beam With Electric Hoist, OCS | THR-LD-WA1 | Lifting Devices, Chain Hoist, Come Along & Slings | Crane,Overhead,Travelling | Lifting Device |  | LD | http://www.toronto.ca/TWONTO#lifting_equipment_hoist
55789 | TAB-WA6-LD-1003 | PALLET JACK TRUCK | TAB-WA6-LD-1000 | WA6 portable cranes/hoists, come alongs, slings, wire rope, chains, etc., | Lifting Device,Electric Pallet Truck | Lifting Device |  | LD | lift_truck
120038 | TAB-WA6-LD-1002 | PALLET JACK TRUCK | TAB-WA6-LD-1000 | WA6 portable cranes/hoists, come alongs, slings, wire rope, chains, etc., | Lifting Device,Electric Pallet Truck | Lifting Device |  | LD | lift_truck
24318 | FHO-MCS-LD-0215 | Pallet Pump Truck, Mobile Elevating Device | FHO-MCS-LD | Lifting Devices & Elevators | Lifting Device,Hoist,Manual | Lifting Device |  | LD | lift_truck
93468 | FHO-MCS-LD-0214 | Pallet Pump Truck, Mobile Elevating Device | FHO-MCS-LD | Lifting Devices & Elevators | Lifting Device,Hoist,Manual | Lifting Device |  | LD | lift_truck
93449 | FHO-MCS-FLT | Plant wide -Mobile Elevating devices | FHO-MCS | Mechanical Services |  | Lifting Device |  |  | http://www.toronto.ca/TWONTO#collection_of_assets
81732 | TNT-WA9-LD-1000? | portable cranes/hoists, come alongs, slings, wire rope, chains | TAB-SUSPENDED ENTITY | Suspended entities | Lifting Device | Lifting Device |  | LD | http://www.toronto.ca/TWONTO#collection_of_assets
81733 | TNT-WA9-LD-1000? | portable cranes/hoists, come alongs, slings, wire rope, chains | TNT-GRK | Groundskeeping, Building services, Safety Equipment | Lifting Device | Lifting Device |  | LD | http://www.toronto.ca/TWONTO#collection_of_assets
78732 | FHA-MCS-LD-2301 | Puller - CAP: .25 TON | FHA-MCS-LD | Lifting Devices | Lifting Device,Hoist,Manual | Lifting Device | 34054 | LD | winch
17599 | FHA-MCS-LD-2801 | Puller - CAP: 1.5 TON | FHA-MCS-LD | Lifting Devices | Lifting Device,Hoist,Manual | Lifting Device | 34055 | LD | winch
62559 | THC-MCS-LD-11157199 | PULLER/LEVER HOIST - STEEL BODY (insp Liftsafe) | THC-MCS-LD | Mechanical Services, Lifting Device | Lifting Device | Lifting Device |  | LD | http://www.toronto.ca/TWONTO#lifting_equipment_hoist
62599 | THC-MCS-LD-14040247 | PULLER/LEVER HOIST - STEEL BODY (insp Liftsafe) | THC-MCS-LD | Mechanical Services, Lifting Device | Lifting Device | Lifting Device |  | LD | http://www.toronto.ca/TWONTO#lifting_equipment_hoist
62607 | THC-MCS-LD-36650015 | PULLER/LEVER HOIST - STEEL BODY (insp Liftsafe) | THC-MCS-LD | Mechanical Services, Lifting Device | Lifting Device | Lifting Device |  | LD | http://www.toronto.ca/TWONTO#lifting_equipment_hoist
62628 | THC-MCS-LD-P2675 | PULLER/LEVER HOIST - STEEL BODY (insp Liftsafe) | THC-MCS-LD | Mechanical Services, Lifting Device | Lifting Device | Lifting Device |  |  | http://www.toronto.ca/TWONTO#lifting_equipment_hoist
81434 | TNT-MCS-LD-0046 | Pump Truck | TNT-MCS-LD | Lifting Devices , cranes/ Portable crane/hoists, come alongs, slings, wire rope, chains | Lifting Device,Electric Pallet Truck | Lifting Device |  | LD | lift_truck
81435 | TNT-MCS-LD-0047 | Pump Truck | TNT-MCS-LD | Lifting Devices , cranes/ Portable crane/hoists, come alongs, slings, wire rope, chains | Lifting Device,Electric Pallet Truck | Lifting Device |  | LD | lift_truck
119567 | TAB-WA1-LD-1209 | Rescue Tripod | TAB-WA1-SQ-1000 | WA1 Lifting Devices and Slings | Lifting Device | Lifting Device |  | LD | http://www.toronto.ca/TWONTO#fall_arrest_Davit_arm
119566 | TAB-WA1-LD-1208 | Rescue Winch | TAB-WA1-SQ-1000 | WA1 Lifting Devices and Slings | Lifting Device,Hoist,Manual | Lifting Device |  | LD | winch
78691 | THR-SES-LD-RWD | Retractable Winches, Davit Arms, WA2 | THR-LD-WA2 | Lifting Devices, Chain Hoist, Come Along & Slings | Lifting Device,Sling | Lifting Device |  |  | http://www.toronto.ca/TWONTO#collection_of_assets
55577 | TAB-WA2-SQ-1250 | RIG - IT - RITE Nylon Sling | TAB-SES-LD | WA2 Lifting devices | Lifting Device,Sling | Lifting Device |  | SQ | synthetic_web_sling
55578 | TAB-WA2-SQ-1251 | RIG - IT - RITE Nylon Sling | TAB-SES-LD | WA2 Lifting devices | Lifting Device,Sling | Lifting Device |  | SQ | synthetic_web_sling
55579 | TAB-WA2-SQ-1252 | RIG - IT - RITE Nylon Sling | TAB-SES-LD | WA2 Lifting devices | Lifting Device,Sling | Lifting Device |  | SQ | synthetic_web_sling
97355 | FIS-MCS-LD-0007 | Self retracting line with winch 900 lbs | FIS-MCS | Mechanical Services | Lifting Device | Lifting Device |  | LD | self_retracting_line
97356 | FIS-MCS-LD-0008 | Self retracting line with winch 900 lbs | FIS-MCS | Mechanical Services | Lifting Device | Lifting Device |  | LD | self_retracting_line
97357 | FIS-MCS-LD-0009 | Self retracting line with winch 900 lbs | FIS-MCS | Mechanical Services | Lifting Device | Lifting Device |  | LD | self_retracting_line
55381 | TAB-WA1-SQ-1001 | Sling | TAB-WA1-SQ-1000 | WA1 Lifting Devices and Slings | Lifting Device,Sling | Lifting Device |  | SQ | http://www.toronto.ca/TWONTO#fall_protection_sling
55382 | TAB-WA1-SQ-1002 | Sling | TAB-WA1-SQ | Safety Equipment & Supplies Common to WA1 | Lifting Device,Sling | Lifting Device |  | SQ | http://www.toronto.ca/TWONTO#fall_protection_sling
55383 | TAB-WA1-SQ-1003 | Sling | TAB-WA1-SQ-1000 | WA1 Lifting Devices and Slings | Lifting Device,Sling | Lifting Device |  | SQ | http://www.toronto.ca/TWONTO#fall_protection_sling
55384 | TAB-WA1-SQ-1004 | Sling | TAB-WA1-SQ | Safety Equipment & Supplies Common to WA1 | Lifting Device,Sling | Lifting Device |  | SQ | http://www.toronto.ca/TWONTO#fall_protection_sling
55385 | TAB-WA1-SQ-1005 | Sling | TAB-WA1-SQ | Safety Equipment & Supplies Common to WA1 | Lifting Device,Sling | Lifting Device |  | SQ | http://www.toronto.ca/TWONTO#fall_protection_sling
55386 | TAB-WA1-SQ-1006 | Sling | TAB-WA1-SQ-1000 | WA1 Lifting Devices and Slings | Lifting Device,Sling | Lifting Device |  | SQ | http://www.toronto.ca/TWONTO#fall_protection_sling
55387 | TAB-WA1-SQ-1007 | Sling | TAB-WA1-SQ | Safety Equipment & Supplies Common to WA1 | Lifting Device,Sling | Lifting Device |  | SQ | http://www.toronto.ca/TWONTO#fall_protection_sling
55388 | TAB-WA1-SQ-1008 | Sling | TAB-WA1-SQ-1000 | WA1 Lifting Devices and Slings | Lifting Device,Sling | Lifting Device |  | SQ | http://www.toronto.ca/TWONTO#fall_protection_sling
55389 | TAB-WA1-SQ-1009 | Sling | TAB-WA1-SQ-1000 | WA1 Lifting Devices and Slings | Lifting Device,Sling | Lifting Device |  | SQ | http://www.toronto.ca/TWONTO#fall_protection_sling
55390 | TAB-WA1-SQ-1010 | Sling | TAB-WA1-SQ-1000 | WA1 Lifting Devices and Slings | Lifting Device,Sling | Lifting Device |  | SQ | http://www.toronto.ca/TWONTO#fall_protection_sling
55391 | TAB-WA1-SQ-1011 | Sling | TAB-WA1-SQ-1000 | WA1 Lifting Devices and Slings | Lifting Device,Sling | Lifting Device |  | SQ | http://www.toronto.ca/TWONTO#fall_protection_sling
55392 | TAB-WA1-SQ-1012 | Sling | TAB-WA1-SQ-1000 | WA1 Lifting Devices and Slings | Lifting Device,Sling | Lifting Device |  | SQ | http://www.toronto.ca/TWONTO#fall_protection_sling
55393 | TAB-WA1-SQ-1013 | Sling | TAB-WA1-SQ-1000 | WA1 Lifting Devices and Slings | Lifting Device,Sling | Lifting Device |  | SQ | http://www.toronto.ca/TWONTO#fall_protection_sling
55394 | TAB-WA1-SQ-1018 | Sling | TAB-WA1-SQ-1000 | WA1 Lifting Devices and Slings | Lifting Device,Sling | Lifting Device |  | SQ | http://www.toronto.ca/TWONTO#fall_protection_sling
55395 | TAB-WA1-SQ-1019 | Sling | TAB-WA1-SQ-1000 | WA1 Lifting Devices and Slings | Lifting Device,Sling | Lifting Device |  | SQ | http://www.toronto.ca/TWONTO#fall_protection_sling
55396 | TAB-WA1-SQ-1020 | Sling | TAB-WA1-SQ-1000 | WA1 Lifting Devices and Slings | Lifting Device,Sling | Lifting Device |  | SQ | http://www.toronto.ca/TWONTO#fall_protection_sling
55397 | TAB-WA1-SQ-1021 | Sling | TAB-WA1-SQ-1000 | WA1 Lifting Devices and Slings | Lifting Device,Sling | Lifting Device |  | SQ | http://www.toronto.ca/TWONTO#fall_protection_sling
55398 | TAB-WA1-SQ-1026 | Sling | TAB-WA1-SQ-1000 | WA1 Lifting Devices and Slings | Lifting Device,Sling | Lifting Device |  | SQ | http://www.toronto.ca/TWONTO#fall_protection_sling
55399 | TAB-WA1-SQ-1027 | Sling | TAB-WA1-SQ-1000 | WA1 Lifting Devices and Slings | Lifting Device,Sling | Lifting Device |  | SQ | http://www.toronto.ca/TWONTO#fall_protection_sling
55400 | TAB-WA1-SQ-1028 | Sling | TAB-WA1-SQ-1000 | WA1 Lifting Devices and Slings | Lifting Device,Sling | Lifting Device |  | SQ | http://www.toronto.ca/TWONTO#fall_protection_sling
55401 | TAB-WA1-SQ-1030 | Sling | TAB-WA1-SQ-1000 | WA1 Lifting Devices and Slings | Lifting Device,Sling | Lifting Device |  | SQ | http://www.toronto.ca/TWONTO#fall_protection_sling
55402 | TAB-WA1-SQ-1035 | Sling | TAB-WA1-SQ-1000 | WA1 Lifting Devices and Slings | Lifting Device,Sling | Lifting Device |  | SQ | http://www.toronto.ca/TWONTO#fall_protection_sling
55403 | TAB-WA1-SQ-1036 | Sling | TAB-WA1-SQ-1000 | WA1 Lifting Devices and Slings | Lifting Device,Sling | Lifting Device |  | SQ | http://www.toronto.ca/TWONTO#fall_protection_sling
55404 | TAB-WA1-SQ-1038 | Sling | TAB-WA1-SQ-1000 | WA1 Lifting Devices and Slings | Lifting Device,Sling | Lifting Device |  | SQ | http://www.toronto.ca/TWONTO#fall_protection_sling
55405 | TAB-WA1-SQ-1041 | Sling | TAB-WA1-SQ-1000 | WA1 Lifting Devices and Slings | Lifting Device,Sling | Lifting Device |  | SQ | http://www.toronto.ca/TWONTO#fall_protection_sling
55406 | TAB-WA1-SQ-1043 | Sling | TAB-WA1-SQ-1000 | WA1 Lifting Devices and Slings | Lifting Device,Sling | Lifting Device |  | SQ | http://www.toronto.ca/TWONTO#fall_protection_sling
55407 | TAB-WA1-SQ-1044 | Sling | TAB-WA1-SQ-1000 | WA1 Lifting Devices and Slings | Lifting Device,Sling | Lifting Device |  | SQ | http://www.toronto.ca/TWONTO#fall_protection_sling
55408 | TAB-WA1-SQ-1046 | Sling | TAB-WA1-SQ-1000 | WA1 Lifting Devices and Slings | Lifting Device,Sling | Lifting Device |  | SQ | http://www.toronto.ca/TWONTO#fall_protection_sling
55409 | TAB-WA1-SQ-1049 | Sling | TAB-WA1-SQ-1000 | WA1 Lifting Devices and Slings | Lifting Device,Sling | Lifting Device |  | SQ | http://www.toronto.ca/TWONTO#fall_protection_sling
55410 | TAB-WA1-SQ-1053 | Sling | TAB-WA1-SQ-1000 | WA1 Lifting Devices and Slings | Lifting Device,Sling | Lifting Device |  | SQ | http://www.toronto.ca/TWONTO#fall_protection_sling
55411 | TAB-WA1-SQ-1054 | Sling | TAB-WA1-SQ-1000 | WA1 Lifting Devices and Slings | Lifting Device,Sling | Lifting Device |  | SQ | http://www.toronto.ca/TWONTO#fall_protection_sling
55412 | TAB-WA1-SQ-1055 | Sling | TAB-WA1-SQ-1000 | WA1 Lifting Devices and Slings | Lifting Device,Sling | Lifting Device |  | SQ | http://www.toronto.ca/TWONTO#fall_protection_sling
55413 | TAB-WA1-SQ-1060 | Sling | TAB-WA1-SQ-1000 | WA1 Lifting Devices and Slings | Lifting Device,Sling | Lifting Device |  | SQ | http://www.toronto.ca/TWONTO#fall_protection_sling
55414 | TAB-WA1-SQ-1061 | Sling | TAB-WA1-SQ-1000 | WA1 Lifting Devices and Slings | Lifting Device,Sling | Lifting Device |  | SQ | http://www.toronto.ca/TWONTO#fall_protection_sling
55415 | TAB-WA1-SQ-1062 | Sling | TAB-WA1-SQ-1000 | WA1 Lifting Devices and Slings | Lifting Device,Sling | Lifting Device |  | SQ | http://www.toronto.ca/TWONTO#fall_protection_sling
55416 | TAB-WA1-SQ-1067 | Sling | TAB-WA1-SQ-1000 | WA1 Lifting Devices and Slings | Lifting Device,Sling | Lifting Device |  | SQ | http://www.toronto.ca/TWONTO#fall_protection_sling
55417 | TAB-WA1-SQ-1068 | Sling | TAB-WA1-SQ-1000 | WA1 Lifting Devices and Slings | Lifting Device,Sling | Lifting Device |  | SQ | http://www.toronto.ca/TWONTO#fall_protection_sling
55418 | TAB-WA1-SQ-1069 | Sling | TAB-WA1-SQ-1000 | WA1 Lifting Devices and Slings | Lifting Device,Sling | Lifting Device |  | SQ | http://www.toronto.ca/TWONTO#fall_protection_sling
55419 | TAB-WA1-SQ-1074 | Sling | TAB-WA1-SQ-1000 | WA1 Lifting Devices and Slings | Lifting Device,Sling | Lifting Device |  | SQ | http://www.toronto.ca/TWONTO#fall_protection_sling
55420 | TAB-WA1-SQ-1075 | Sling | TAB-WA1-SQ-1000 | WA1 Lifting Devices and Slings | Lifting Device,Sling | Lifting Device |  | SQ | http://www.toronto.ca/TWONTO#fall_protection_sling
55421 | TAB-WA1-SQ-1076 | Sling | TAB-WA1-SQ-1000 | WA1 Lifting Devices and Slings | Lifting Device,Sling | Lifting Device |  | SQ | http://www.toronto.ca/TWONTO#fall_protection_sling
55422 | TAB-WA1-SQ-1077 | Sling | TAB-WA1-SQ-1000 | WA1 Lifting Devices and Slings | Lifting Device,Sling | Lifting Device |  | SQ | http://www.toronto.ca/TWONTO#fall_protection_sling
55423 | TAB-WA1-SQ-1082 | Sling | TAB-WA1-SQ-1000 | WA1 Lifting Devices and Slings | Lifting Device,Sling | Lifting Device |  | SQ | http://www.toronto.ca/TWONTO#fall_protection_sling
55424 | TAB-WA1-SQ-1083 | Sling | TAB-WA1-SQ-1000 | WA1 Lifting Devices and Slings | Lifting Device,Sling | Lifting Device |  | SQ | http://www.toronto.ca/TWONTO#fall_protection_sling
55425 | TAB-WA1-SQ-1085 | Sling | TAB-WA1-SQ-1000 | WA1 Lifting Devices and Slings | Lifting Device,Sling | Lifting Device |  | SQ | http://www.toronto.ca/TWONTO#fall_protection_sling
55426 | TAB-WA1-SQ-1088 | Sling | TAB-WA1-SQ-1000 | WA1 Lifting Devices and Slings | Lifting Device,Sling | Lifting Device |  | SQ | http://www.toronto.ca/TWONTO#fall_protection_sling
55427 | TAB-WA1-SQ-1092 | Sling | TAB-WA1-SQ-1000 | WA1 Lifting Devices and Slings | Lifting Device,Sling | Lifting Device |  | SQ | http://www.toronto.ca/TWONTO#fall_protection_sling
55428 | TAB-WA1-SQ-1093 | Sling | TAB-WA1-SQ-1000 | WA1 Lifting Devices and Slings | Lifting Device,Sling | Lifting Device |  | SQ | http://www.toronto.ca/TWONTO#fall_protection_sling
55429 | TAB-WA1-SQ-1094 | Sling | TAB-WA1-SQ-1000 | WA1 Lifting Devices and Slings | Lifting Device,Sling | Lifting Device |  | SQ | http://www.toronto.ca/TWONTO#fall_protection_sling
55430 | TAB-WA1-SQ-1095 | Sling | TAB-WA1-SQ-1000 | WA1 Lifting Devices and Slings | Lifting Device,Sling | Lifting Device |  | SQ | http://www.toronto.ca/TWONTO#fall_protection_sling
55431 | TAB-WA1-SQ-1100 | Sling | TAB-WA1-SQ-1000 | WA1 Lifting Devices and Slings | Lifting Device,Sling | Lifting Device |  | SQ | http://www.toronto.ca/TWONTO#fall_protection_sling
55432 | TAB-WA1-SQ-1101 | Sling | TAB-WA1-SQ-1000 | WA1 Lifting Devices and Slings | Lifting Device,Sling | Lifting Device |  | SQ | http://www.toronto.ca/TWONTO#fall_protection_sling
55433 | TAB-WA1-SQ-1106 | Sling | TAB-WA1-SQ-1000 | WA1 Lifting Devices and Slings | Lifting Device,Sling | Lifting Device |  | SQ | http://www.toronto.ca/TWONTO#fall_protection_sling
55434 | TAB-WA1-SQ-1107 | Sling | TAB-WA1-SQ-1000 | WA1 Lifting Devices and Slings | Lifting Device,Sling | Lifting Device |  | SQ | http://www.toronto.ca/TWONTO#fall_protection_sling
55435 | TAB-WA1-SQ-1114 | Sling | TAB-WA1-SQ-1000 | WA1 Lifting Devices and Slings | Lifting Device,Sling | Lifting Device |  | SQ | http://www.toronto.ca/TWONTO#fall_protection_sling
55436 | TAB-WA1-SQ-1115 | Sling | TAB-WA1-SQ-1000 | WA1 Lifting Devices and Slings | Lifting Device,Sling | Lifting Device |  | SQ | http://www.toronto.ca/TWONTO#fall_protection_sling
55437 | TAB-WA1-SQ-1116 | Sling | TAB-WA1-SQ-1000 | WA1 Lifting Devices and Slings | Lifting Device,Sling | Lifting Device |  | SQ | http://www.toronto.ca/TWONTO#fall_protection_sling
55438 | TAB-WA1-SQ-1117 | Sling | TAB-WA1-SQ-1000 | WA1 Lifting Devices and Slings | Lifting Device,Sling | Lifting Device |  | SQ | http://www.toronto.ca/TWONTO#fall_protection_sling
55439 | TAB-WA1-SQ-1119 | Sling | TAB-WA1-SQ-1000 | WA1 Lifting Devices and Slings | Lifting Device,Sling | Lifting Device |  | SQ | http://www.toronto.ca/TWONTO#fall_protection_sling
55440 | TAB-WA1-SQ-1120 | Sling | TAB-WA1-SQ-1000 | WA1 Lifting Devices and Slings | Lifting Device,Sling | Lifting Device |  | SQ | http://www.toronto.ca/TWONTO#fall_protection_sling
55441 | TAB-WA1-SQ-1121 | Sling | TAB-WA1-SQ-1000 | WA1 Lifting Devices and Slings | Lifting Device,Sling | Lifting Device |  | SQ | http://www.toronto.ca/TWONTO#fall_protection_sling
55442 | TAB-WA1-SQ-1122 | Sling | TAB-WA1-SQ-1000 | WA1 Lifting Devices and Slings | Lifting Device,Sling | Lifting Device |  | SQ | http://www.toronto.ca/TWONTO#fall_protection_sling
55443 | TAB-WA1-SQ-1129 | Sling | TAB-WA1-SQ-1000 | WA1 Lifting Devices and Slings | Lifting Device,Sling | Lifting Device |  | SQ | http://www.toronto.ca/TWONTO#fall_protection_sling
55444 | TAB-WA1-SQ-1131 | Sling | TAB-WA1-SQ-1000 | WA1 Lifting Devices and Slings | Lifting Device,Sling | Lifting Device |  | SQ | http://www.toronto.ca/TWONTO#fall_protection_sling
55445 | TAB-WA1-SQ-1132 | Sling | TAB-WA1-SQ-1000 | WA1 Lifting Devices and Slings | Lifting Device,Sling | Lifting Device |  | SQ | http://www.toronto.ca/TWONTO#fall_protection_sling
55446 | TAB-WA1-SQ-1133 | Sling | TAB-WA1-SQ-1000 | WA1 Lifting Devices and Slings | Lifting Device,Sling | Lifting Device |  | SQ | http://www.toronto.ca/TWONTO#fall_protection_sling
55447 | TAB-WA1-SQ-1134 | Sling | TAB-WA1-SQ-1000 | WA1 Lifting Devices and Slings | Lifting Device,Sling | Lifting Device |  | SQ | http://www.toronto.ca/TWONTO#fall_protection_sling
55448 | TAB-WA1-SQ-1137 | Sling | TAB-WA1-SQ-1000 | WA1 Lifting Devices and Slings | Lifting Device,Sling | Lifting Device |  | SQ | http://www.toronto.ca/TWONTO#fall_protection_sling
55449 | TAB-WA1-SQ-1138 | Sling | TAB-WA1-SQ-1000 | WA1 Lifting Devices and Slings | Lifting Device,Sling | Lifting Device |  | SQ | http://www.toronto.ca/TWONTO#fall_protection_sling
55450 | TAB-WA1-SQ-1139 | Sling | TAB-WA1-SQ-1000 | WA1 Lifting Devices and Slings | Lifting Device,Sling | Lifting Device |  | SQ | http://www.toronto.ca/TWONTO#fall_protection_sling
55451 | TAB-WA1-SQ-1141 | Sling | TAB-WA1-SQ-1000 | WA1 Lifting Devices and Slings | Lifting Device,Sling | Lifting Device |  | SQ | http://www.toronto.ca/TWONTO#fall_protection_sling
55452 | TAB-WA1-SQ-1142 | Sling | TAB-WA1-SQ-1000 | WA1 Lifting Devices and Slings | Lifting Device,Sling | Lifting Device |  | SQ | http://www.toronto.ca/TWONTO#fall_protection_sling
55453 | TAB-WA1-SQ-1143 | Sling | TAB-WA1-SQ-1000 | WA1 Lifting Devices and Slings | Lifting Device,Sling | Lifting Device |  | SQ | http://www.toronto.ca/TWONTO#fall_protection_sling
55454 | TAB-WA1-SQ-1144 | Sling | TAB-WA1-SQ-1000 | WA1 Lifting Devices and Slings | Lifting Device,Sling | Lifting Device |  | SQ | http://www.toronto.ca/TWONTO#fall_protection_sling
55455 | TAB-WA1-SQ-1147 | Sling | TAB-WA1-SQ-1000 | WA1 Lifting Devices and Slings | Lifting Device,Sling | Lifting Device |  | SQ | http://www.toronto.ca/TWONTO#fall_protection_sling
55456 | TAB-WA1-SQ-1148 | Sling | TAB-WA1-SQ-1000 | WA1 Lifting Devices and Slings | Lifting Device,Sling | Lifting Device |  | SQ | http://www.toronto.ca/TWONTO#fall_protection_sling
55457 | TAB-WA1-SQ-1150 | Sling | TAB-WA1-SQ-1000 | WA1 Lifting Devices and Slings | Lifting Device,Sling | Lifting Device |  | SQ | http://www.toronto.ca/TWONTO#fall_protection_sling
55458 | TAB-WA1-SQ-1151 | Sling | TAB-WA1-SQ-1000 | WA1 Lifting Devices and Slings | Lifting Device,Sling | Lifting Device |  | SQ | http://www.toronto.ca/TWONTO#fall_protection_sling
55459 | TAB-WA1-SQ-1152 | Sling | TAB-WA1-SQ-1000 | WA1 Lifting Devices and Slings | Lifting Device,Sling | Lifting Device |  | SQ | http://www.toronto.ca/TWONTO#fall_protection_sling
55460 | TAB-WA1-SQ-1157 | Sling | TAB-WA1-SQ-1000 | WA1 Lifting Devices and Slings | Lifting Device,Sling | Lifting Device |  | SQ | http://www.toronto.ca/TWONTO#fall_protection_sling
55461 | TAB-WA1-SQ-1159 | Sling | TAB-WA1-SQ-1000 | WA1 Lifting Devices and Slings | Lifting Device,Sling | Lifting Device |  | SQ | http://www.toronto.ca/TWONTO#fall_protection_sling
55462 | TAB-WA1-SQ-1162 | Sling | TAB-WA1-SQ-1000 | WA1 Lifting Devices and Slings | Lifting Device,Sling | Lifting Device |  | SQ | http://www.toronto.ca/TWONTO#fall_protection_sling
55463 | TAB-WA1-SQ-1164 | Sling | TAB-WA1-SQ-1000 | WA1 Lifting Devices and Slings | Lifting Device,Sling | Lifting Device |  | SQ | http://www.toronto.ca/TWONTO#fall_protection_sling
55464 | TAB-WA1-SQ-1165 | Sling | TAB-WA1-SQ-1000 | WA1 Lifting Devices and Slings | Lifting Device,Sling | Lifting Device |  | SQ | http://www.toronto.ca/TWONTO#fall_protection_sling
55465 | TAB-WA1-SQ-1167 | Sling | TAB-WA1-SQ-1000 | WA1 Lifting Devices and Slings | Lifting Device,Sling | Lifting Device |  | SQ | http://www.toronto.ca/TWONTO#fall_protection_sling
55466 | TAB-WA1-SQ-1170 | Sling | TAB-WA1-SQ-1000 | WA1 Lifting Devices and Slings | Lifting Device,Sling | Lifting Device |  | SQ | http://www.toronto.ca/TWONTO#fall_protection_sling
55467 | TAB-WA1-SQ-1171 | Sling | TAB-WA1-SQ-1000 | WA1 Lifting Devices and Slings | Lifting Device,Sling | Lifting Device |  | SQ | http://www.toronto.ca/TWONTO#fall_protection_sling
55468 | TAB-WA1-SQ-1172 | Sling | TAB-WA1-SQ-1000 | WA1 Lifting Devices and Slings | Lifting Device,Sling | Lifting Device |  | SQ | http://www.toronto.ca/TWONTO#fall_protection_sling
81442 | TNT-MCS-SQ-1004 | Sling | TNT-MCS-LD | Lifting Devices , cranes/ Portable crane/hoists, come alongs, slings, wire rope, chains | Lifting Device,Sling | Lifting Device |  | SQ | http://www.toronto.ca/TWONTO#fall_protection_sling
81443 | TNT-MCS-SQ-1005 | Sling | TNT-MCS-LD | Lifting Devices , cranes/ Portable crane/hoists, come alongs, slings, wire rope, chains | Lifting Device,Sling | Lifting Device |  | SQ | http://www.toronto.ca/TWONTO#fall_protection_sling
81444 | TNT-MCS-SQ-1006 | Sling | TNT-MCS-LD | Lifting Devices , cranes/ Portable crane/hoists, come alongs, slings, wire rope, chains | Lifting Device,Sling | Lifting Device |  | SQ | http://www.toronto.ca/TWONTO#fall_protection_sling
81445 | TNT-MCS-SQ-1007 | Sling | TNT-MCS-LD | Lifting Devices , cranes/ Portable crane/hoists, come alongs, slings, wire rope, chains | Lifting Device,Sling | Lifting Device |  | SQ | http://www.toronto.ca/TWONTO#fall_protection_sling
81446 | TNT-MCS-SQ-1011 | Sling | TNT-MCS-LD | Lifting Devices , cranes/ Portable crane/hoists, come alongs, slings, wire rope, chains | Lifting Device,Sling | Lifting Device |  | SQ | http://www.toronto.ca/TWONTO#fall_protection_sling
81447 | TNT-MCS-SQ-1012 | Sling | TNT-MCS-LD | Lifting Devices , cranes/ Portable crane/hoists, come alongs, slings, wire rope, chains | Lifting Device,Sling | Lifting Device |  | SQ | http://www.toronto.ca/TWONTO#fall_protection_sling
81448 | TNT-MCS-SQ-1013 | Sling | TNT-MCS-LD | Lifting Devices , cranes/ Portable crane/hoists, come alongs, slings, wire rope, chains | Lifting Device,Sling | Lifting Device |  | SQ | http://www.toronto.ca/TWONTO#fall_protection_sling
81449 | TNT-MCS-SQ-1014 | Sling | TNT-MCS-LD | Lifting Devices , cranes/ Portable crane/hoists, come alongs, slings, wire rope, chains | Lifting Device,Sling | Lifting Device |  | SQ | http://www.toronto.ca/TWONTO#fall_protection_sling
81450 | TNT-MCS-SQ-1018 | Sling | TNT-MCS-LD | Lifting Devices , cranes/ Portable crane/hoists, come alongs, slings, wire rope, chains | Lifting Device,Sling | Lifting Device |  | SQ | http://www.toronto.ca/TWONTO#fall_protection_sling
81451 | TNT-MCS-SQ-1019 | Sling | TNT-MCS-LD | Lifting Devices , cranes/ Portable crane/hoists, come alongs, slings, wire rope, chains | Lifting Device,Sling | Lifting Device |  | SQ | http://www.toronto.ca/TWONTO#fall_protection_sling
81452 | TNT-MCS-SQ-1023 | Sling | TNT-MCS-LD | Lifting Devices , cranes/ Portable crane/hoists, come alongs, slings, wire rope, chains | Lifting Device,Sling | Lifting Device |  | SQ | http://www.toronto.ca/TWONTO#fall_protection_sling
81453 | TNT-MCS-SQ-1024 | Sling | TNT-MCS-LD | Lifting Devices , cranes/ Portable crane/hoists, come alongs, slings, wire rope, chains | Lifting Device,Sling | Lifting Device |  | SQ | http://www.toronto.ca/TWONTO#fall_protection_sling
81454 | TNT-MCS-SQ-1025 | Sling | TNT-MCS-LD | Lifting Devices , cranes/ Portable crane/hoists, come alongs, slings, wire rope, chains | Lifting Device,Sling | Lifting Device |  | SQ | http://www.toronto.ca/TWONTO#fall_protection_sling
81455 | TNT-MCS-SQ-1026 | Sling | TNT-MCS-LD | Lifting Devices , cranes/ Portable crane/hoists, come alongs, slings, wire rope, chains | Lifting Device,Sling | Lifting Device |  | SQ | http://www.toronto.ca/TWONTO#fall_protection_sling
81456 | TNT-MCS-SQ-1027 | Sling | TNT-MCS-LD | Lifting Devices , cranes/ Portable crane/hoists, come alongs, slings, wire rope, chains | Lifting Device,Sling | Lifting Device |  | SQ | http://www.toronto.ca/TWONTO#fall_protection_sling
81502 | TNT-MCS-SQ-1030 | Sling | TNT-MCS-LD | Lifting Devices , cranes/ Portable crane/hoists, come alongs, slings, wire rope, chains | Lifting Device,Sling | Lifting Device |  | SQ | http://www.toronto.ca/TWONTO#fall_protection_sling
81503 | TNT-MCS-SQ-1033 | Sling | TNT-MCS-LD | Lifting Devices , cranes/ Portable crane/hoists, come alongs, slings, wire rope, chains | Lifting Device,Sling | Lifting Device |  | SQ | http://www.toronto.ca/TWONTO#fall_protection_sling
81504 | TNT-MCS-SQ-1035 | Sling | TNT-MCS-LD | Lifting Devices , cranes/ Portable crane/hoists, come alongs, slings, wire rope, chains | Lifting Device,Sling | Lifting Device |  | SQ | http://www.toronto.ca/TWONTO#fall_protection_sling
81505 | TNT-MCS-SQ-1036 | Sling | TNT-MCS-LD | Lifting Devices , cranes/ Portable crane/hoists, come alongs, slings, wire rope, chains | Lifting Device,Sling | Lifting Device |  | SQ | http://www.toronto.ca/TWONTO#fall_protection_sling
81506 | TNT-MCS-SQ-1038 | Sling | TNT-MCS-LD | Lifting Devices , cranes/ Portable crane/hoists, come alongs, slings, wire rope, chains | Lifting Device,Sling | Lifting Device |  | SQ | http://www.toronto.ca/TWONTO#fall_protection_sling
81507 | TNT-MCS-SQ-1040 | Sling | TNT-MCS-LD | Lifting Devices , cranes/ Portable crane/hoists, come alongs, slings, wire rope, chains | Lifting Device,Sling | Lifting Device |  | SQ | http://www.toronto.ca/TWONTO#fall_protection_sling
81508 | TNT-MCS-SQ-1043 | Sling | TNT-MCS-LD | Lifting Devices , cranes/ Portable crane/hoists, come alongs, slings, wire rope, chains | Lifting Device,Sling | Lifting Device |  | SQ | http://www.toronto.ca/TWONTO#fall_protection_sling
119614 | TAB-WA1-SQ-1001 | Sling | TAB-WA1-SQ | Safety Equipment & Supplies Common to WA1 | Lifting Device,Sling | Lifting Device |  | SQ | http://www.toronto.ca/TWONTO#fall_protection_sling
119615 | TAB-WA1-SQ-1002 | Sling | TAB-WA1-SQ-1000 | WA1 Lifting Devices and Slings | Lifting Device,Sling | Lifting Device |  | SQ | http://www.toronto.ca/TWONTO#fall_protection_sling
119616 | TAB-WA1-SQ-1003 | Sling | TAB-WA1-SQ | Safety Equipment & Supplies Common to WA1 | Lifting Device,Sling | Lifting Device |  | SQ | http://www.toronto.ca/TWONTO#fall_protection_sling
119617 | TAB-WA1-SQ-1004 | Sling | TAB-WA1-SQ-1000 | WA1 Lifting Devices and Slings | Lifting Device,Sling | Lifting Device |  | SQ | http://www.toronto.ca/TWONTO#fall_protection_sling
119618 | TAB-WA1-SQ-1005 | Sling | TAB-WA1-SQ-1000 | WA1 Lifting Devices and Slings | Lifting Device,Sling | Lifting Device |  | SQ | http://www.toronto.ca/TWONTO#fall_protection_sling
119619 | TAB-WA1-SQ-1006 | Sling | TAB-WA1-SQ | Safety Equipment & Supplies Common to WA1 | Lifting Device,Sling | Lifting Device |  | SQ | http://www.toronto.ca/TWONTO#fall_protection_sling
119620 | TAB-WA1-SQ-1007 | Sling | TAB-WA1-SQ-1000 | WA1 Lifting Devices and Slings | Lifting Device,Sling | Lifting Device |  | SQ | http://www.toronto.ca/TWONTO#fall_protection_sling
119621 | TAB-WA1-SQ-1008 | Sling | TAB-WA1-SQ | Safety Equipment & Supplies Common to WA1 | Lifting Device,Sling | Lifting Device |  | SQ | http://www.toronto.ca/TWONTO#fall_protection_sling
119622 | TAB-WA1-SQ-1009 | Sling | TAB-WA1-SQ | Safety Equipment & Supplies Common to WA1 | Lifting Device,Sling | Lifting Device |  | SQ | http://www.toronto.ca/TWONTO#fall_protection_sling
119623 | TAB-WA1-SQ-1010 | Sling | TAB-WA1-SQ | Safety Equipment & Supplies Common to WA1 | Lifting Device,Sling | Lifting Device |  | SQ | http://www.toronto.ca/TWONTO#fall_protection_sling
119624 | TAB-WA1-SQ-1014 | Sling | TAB-WA1-SQ-1000 | WA1 Lifting Devices and Slings | Lifting Device,Sling | Lifting Device |  | SQ | http://www.toronto.ca/TWONTO#fall_protection_sling
119625 | TAB-WA1-SQ-1015 | Sling | TAB-WA1-SQ-1000 | WA1 Lifting Devices and Slings | Lifting Device,Sling | Lifting Device |  | SQ | http://www.toronto.ca/TWONTO#fall_protection_sling
119626 | TAB-WA1-SQ-1016 | Sling | TAB-WA1-SQ-1000 | WA1 Lifting Devices and Slings | Lifting Device,Sling | Lifting Device |  | SQ | http://www.toronto.ca/TWONTO#fall_protection_sling
119627 | TAB-WA1-SQ-1017 | Sling | TAB-WA1-SQ-1000 | WA1 Lifting Devices and Slings | Lifting Device,Sling | Lifting Device |  | SQ | http://www.toronto.ca/TWONTO#fall_protection_sling
119628 | TAB-WA1-SQ-1022 | Sling | TAB-WA1-SQ-1000 | WA1 Lifting Devices and Slings | Lifting Device,Sling | Lifting Device |  | SQ | http://www.toronto.ca/TWONTO#fall_protection_sling
119629 | TAB-WA1-SQ-1023 | Sling | TAB-WA1-SQ-1000 | WA1 Lifting Devices and Slings | Lifting Device,Sling | Lifting Device |  | SQ | http://www.toronto.ca/TWONTO#fall_protection_sling
119630 | TAB-WA1-SQ-1024 | Sling | TAB-WA1-SQ-1000 | WA1 Lifting Devices and Slings | Lifting Device,Sling | Lifting Device |  | SQ | http://www.toronto.ca/TWONTO#fall_protection_sling
119631 | TAB-WA1-SQ-1025 | Sling | TAB-WA1-SQ-1000 | WA1 Lifting Devices and Slings | Lifting Device,Sling | Lifting Device |  | SQ | http://www.toronto.ca/TWONTO#fall_protection_sling
119632 | TAB-WA1-SQ-1029 | Sling | TAB-WA1-SQ-1000 | WA1 Lifting Devices and Slings | Lifting Device,Sling | Lifting Device |  | SQ | http://www.toronto.ca/TWONTO#fall_protection_sling
119633 | TAB-WA1-SQ-1031 | Sling | TAB-WA1-SQ-1000 | WA1 Lifting Devices and Slings | Lifting Device,Sling | Lifting Device |  | SQ | http://www.toronto.ca/TWONTO#fall_protection_sling
119634 | TAB-WA1-SQ-1032 | Sling | TAB-WA1-SQ-1000 | WA1 Lifting Devices and Slings | Lifting Device,Sling | Lifting Device |  | SQ | http://www.toronto.ca/TWONTO#fall_protection_sling
119635 | TAB-WA1-SQ-1033 | Sling | TAB-WA1-SQ-1000 | WA1 Lifting Devices and Slings | Lifting Device,Sling | Lifting Device |  | SQ | http://www.toronto.ca/TWONTO#fall_protection_sling
119636 | TAB-WA1-SQ-1034 | Sling | TAB-WA1-SQ-1000 | WA1 Lifting Devices and Slings | Lifting Device,Sling | Lifting Device |  | SQ | http://www.toronto.ca/TWONTO#fall_protection_sling
119637 | TAB-WA1-SQ-1037 | Sling | TAB-WA1-SQ-1000 | WA1 Lifting Devices and Slings | Lifting Device,Sling | Lifting Device |  | SQ | http://www.toronto.ca/TWONTO#fall_protection_sling
119638 | TAB-WA1-SQ-1039 | Sling | TAB-WA1-SQ-1000 | WA1 Lifting Devices and Slings | Lifting Device,Sling | Lifting Device |  | SQ | http://www.toronto.ca/TWONTO#fall_protection_sling
119639 | TAB-WA1-SQ-1040 | Sling | TAB-WA1-SQ-1000 | WA1 Lifting Devices and Slings | Lifting Device,Sling | Lifting Device |  | SQ | http://www.toronto.ca/TWONTO#fall_protection_sling
119640 | TAB-WA1-SQ-1042 | Sling | TAB-WA1-SQ-1000 | WA1 Lifting Devices and Slings | Lifting Device,Sling | Lifting Device |  | SQ | http://www.toronto.ca/TWONTO#fall_protection_sling
119641 | TAB-WA1-SQ-1045 | Sling | TAB-WA1-SQ-1000 | WA1 Lifting Devices and Slings | Lifting Device,Sling | Lifting Device |  | SQ | http://www.toronto.ca/TWONTO#fall_protection_sling
119642 | TAB-WA1-SQ-1047 | Sling | TAB-WA1-SQ-1000 | WA1 Lifting Devices and Slings | Lifting Device,Sling | Lifting Device |  | SQ | http://www.toronto.ca/TWONTO#fall_protection_sling
119643 | TAB-WA1-SQ-1048 | Sling | TAB-WA1-SQ-1000 | WA1 Lifting Devices and Slings | Lifting Device,Sling | Lifting Device |  | SQ | http://www.toronto.ca/TWONTO#fall_protection_sling
119644 | TAB-WA1-SQ-1050 | Sling | TAB-WA1-SQ-1000 | WA1 Lifting Devices and Slings | Lifting Device,Sling | Lifting Device |  | SQ | http://www.toronto.ca/TWONTO#fall_protection_sling
119645 | TAB-WA1-SQ-1051 | Sling | TAB-WA1-SQ-1000 | WA1 Lifting Devices and Slings | Lifting Device,Sling | Lifting Device |  | SQ | http://www.toronto.ca/TWONTO#fall_protection_sling
119646 | TAB-WA1-SQ-1052 | Sling | TAB-WA1-SQ-1000 | WA1 Lifting Devices and Slings | Lifting Device,Sling | Lifting Device |  | SQ | http://www.toronto.ca/TWONTO#fall_protection_sling
119647 | TAB-WA1-SQ-1056 | Sling | TAB-WA1-SQ-1000 | WA1 Lifting Devices and Slings | Lifting Device,Sling | Lifting Device |  | SQ | http://www.toronto.ca/TWONTO#fall_protection_sling
119648 | TAB-WA1-SQ-1057 | Sling | TAB-WA1-SQ-1000 | WA1 Lifting Devices and Slings | Lifting Device,Sling | Lifting Device |  | SQ | http://www.toronto.ca/TWONTO#fall_protection_sling
119649 | TAB-WA1-SQ-1058 | Sling | TAB-WA1-SQ-1000 | WA1 Lifting Devices and Slings | Lifting Device,Sling | Lifting Device |  | SQ | http://www.toronto.ca/TWONTO#fall_protection_sling
119650 | TAB-WA1-SQ-1059 | Sling | TAB-WA1-SQ-1000 | WA1 Lifting Devices and Slings | Lifting Device,Sling | Lifting Device |  | SQ | http://www.toronto.ca/TWONTO#fall_protection_sling
119651 | TAB-WA1-SQ-1063 | Sling | TAB-WA1-SQ-1000 | WA1 Lifting Devices and Slings | Lifting Device,Sling | Lifting Device |  | SQ | http://www.toronto.ca/TWONTO#fall_protection_sling
119652 | TAB-WA1-SQ-1064 | Sling | TAB-WA1-SQ-1000 | WA1 Lifting Devices and Slings | Lifting Device,Sling | Lifting Device |  | SQ | http://www.toronto.ca/TWONTO#fall_protection_sling
119653 | TAB-WA1-SQ-1065 | Sling | TAB-WA1-SQ-1000 | WA1 Lifting Devices and Slings | Lifting Device,Sling | Lifting Device |  | SQ | http://www.toronto.ca/TWONTO#fall_protection_sling
119654 | TAB-WA1-SQ-1066 | Sling | TAB-WA1-SQ-1000 | WA1 Lifting Devices and Slings | Lifting Device,Sling | Lifting Device |  | SQ | http://www.toronto.ca/TWONTO#fall_protection_sling
119655 | TAB-WA1-SQ-1070 | Sling | TAB-WA1-SQ-1000 | WA1 Lifting Devices and Slings | Lifting Device,Sling | Lifting Device |  | SQ | http://www.toronto.ca/TWONTO#fall_protection_sling
119656 | TAB-WA1-SQ-1071 | Sling | TAB-WA1-SQ-1000 | WA1 Lifting Devices and Slings | Lifting Device,Sling | Lifting Device |  | SQ | http://www.toronto.ca/TWONTO#fall_protection_sling
119657 | TAB-WA1-SQ-1072 | Sling | TAB-WA1-SQ-1000 | WA1 Lifting Devices and Slings | Lifting Device,Sling | Lifting Device |  | SQ | http://www.toronto.ca/TWONTO#fall_protection_sling
119658 | TAB-WA1-SQ-1073 | Sling | TAB-WA1-SQ-1000 | WA1 Lifting Devices and Slings | Lifting Device,Sling | Lifting Device |  | SQ | http://www.toronto.ca/TWONTO#fall_protection_sling
119659 | TAB-WA1-SQ-1078 | Sling | TAB-WA1-SQ-1000 | WA1 Lifting Devices and Slings | Lifting Device,Sling | Lifting Device |  | SQ | http://www.toronto.ca/TWONTO#fall_protection_sling
119660 | TAB-WA1-SQ-1079 | Sling | TAB-WA1-SQ-1000 | WA1 Lifting Devices and Slings | Lifting Device,Sling | Lifting Device |  | SQ | http://www.toronto.ca/TWONTO#fall_protection_sling
119661 | TAB-WA1-SQ-1080 | Sling | TAB-WA1-SQ-1000 | WA1 Lifting Devices and Slings | Lifting Device,Sling | Lifting Device |  | SQ | http://www.toronto.ca/TWONTO#fall_protection_sling
119662 | TAB-WA1-SQ-1081 | Sling | TAB-WA1-SQ-1000 | WA1 Lifting Devices and Slings | Lifting Device,Sling | Lifting Device |  | SQ | http://www.toronto.ca/TWONTO#fall_protection_sling
119663 | TAB-WA1-SQ-1084 | Sling | TAB-WA1-SQ-1000 | WA1 Lifting Devices and Slings | Lifting Device,Sling | Lifting Device |  | SQ | http://www.toronto.ca/TWONTO#fall_protection_sling
119664 | TAB-WA1-SQ-1086 | Sling | TAB-WA1-SQ-1000 | WA1 Lifting Devices and Slings | Lifting Device,Sling | Lifting Device |  | SQ | http://www.toronto.ca/TWONTO#fall_protection_sling
119665 | TAB-WA1-SQ-1087 | Sling | TAB-WA1-SQ-1000 | WA1 Lifting Devices and Slings | Lifting Device,Sling | Lifting Device |  | SQ | http://www.toronto.ca/TWONTO#fall_protection_sling
119666 | TAB-WA1-SQ-1089 | Sling | TAB-WA1-SQ-1000 | WA1 Lifting Devices and Slings | Lifting Device,Sling | Lifting Device |  | SQ | http://www.toronto.ca/TWONTO#fall_protection_sling
119667 | TAB-WA1-SQ-1090 | Sling | TAB-WA1-SQ-1000 | WA1 Lifting Devices and Slings | Lifting Device,Sling | Lifting Device |  | SQ | http://www.toronto.ca/TWONTO#fall_protection_sling
119668 | TAB-WA1-SQ-1091 | Sling | TAB-WA1-SQ-1000 | WA1 Lifting Devices and Slings | Lifting Device,Sling | Lifting Device |  | SQ | http://www.toronto.ca/TWONTO#fall_protection_sling
119669 | TAB-WA1-SQ-1096 | Sling | TAB-WA1-SQ-1000 | WA1 Lifting Devices and Slings | Lifting Device,Sling | Lifting Device |  | SQ | http://www.toronto.ca/TWONTO#fall_protection_sling
119670 | TAB-WA1-SQ-1097 | Sling | TAB-WA1-SQ-1000 | WA1 Lifting Devices and Slings | Lifting Device,Sling | Lifting Device |  | SQ | http://www.toronto.ca/TWONTO#fall_protection_sling
119671 | TAB-WA1-SQ-1098 | Sling | TAB-WA1-SQ-1000 | WA1 Lifting Devices and Slings | Lifting Device,Sling | Lifting Device |  | SQ | http://www.toronto.ca/TWONTO#fall_protection_sling
119672 | TAB-WA1-SQ-1099 | Sling | TAB-WA1-SQ-1000 | WA1 Lifting Devices and Slings | Lifting Device,Sling | Lifting Device |  | SQ | http://www.toronto.ca/TWONTO#fall_protection_sling
119673 | TAB-WA1-SQ-1102 | Sling | TAB-WA1-SQ-1000 | WA1 Lifting Devices and Slings | Lifting Device,Sling | Lifting Device |  | SQ | http://www.toronto.ca/TWONTO#fall_protection_sling
119674 | TAB-WA1-SQ-1103 | Sling | TAB-WA1-SQ-1000 | WA1 Lifting Devices and Slings | Lifting Device,Sling | Lifting Device |  | SQ | http://www.toronto.ca/TWONTO#fall_protection_sling
119675 | TAB-WA1-SQ-1104 | Sling | TAB-WA1-SQ-1000 | WA1 Lifting Devices and Slings | Lifting Device,Sling | Lifting Device |  | SQ | http://www.toronto.ca/TWONTO#fall_protection_sling
119676 | TAB-WA1-SQ-1105 | Sling | TAB-WA1-SQ-1000 | WA1 Lifting Devices and Slings | Lifting Device,Sling | Lifting Device |  | SQ | http://www.toronto.ca/TWONTO#fall_protection_sling
119677 | TAB-WA1-SQ-1108 | Sling | TAB-WA1-SQ-1000 | WA1 Lifting Devices and Slings | Lifting Device,Sling | Lifting Device |  | SQ | http://www.toronto.ca/TWONTO#fall_protection_sling
119678 | TAB-WA1-SQ-1109 | Sling | TAB-WA1-SQ-1000 | WA1 Lifting Devices and Slings | Lifting Device,Sling | Lifting Device |  | SQ | http://www.toronto.ca/TWONTO#fall_protection_sling
119679 | TAB-WA1-SQ-1110 | Sling | TAB-WA1-SQ-1000 | WA1 Lifting Devices and Slings | Lifting Device,Sling | Lifting Device |  | SQ | http://www.toronto.ca/TWONTO#fall_protection_sling
119680 | TAB-WA1-SQ-1111 | Sling | TAB-WA1-SQ-1000 | WA1 Lifting Devices and Slings | Lifting Device,Sling | Lifting Device |  | SQ | http://www.toronto.ca/TWONTO#fall_protection_sling
119681 | TAB-WA1-SQ-1112 | Sling | TAB-WA1-SQ-1000 | WA1 Lifting Devices and Slings | Lifting Device,Sling | Lifting Device |  | SQ | http://www.toronto.ca/TWONTO#fall_protection_sling
119682 | TAB-WA1-SQ-1113 | Sling | TAB-WA1-SQ-1000 | WA1 Lifting Devices and Slings | Lifting Device,Sling | Lifting Device |  | SQ | http://www.toronto.ca/TWONTO#fall_protection_sling
119683 | TAB-WA1-SQ-1118 | Sling | TAB-WA1-SQ-1000 | WA1 Lifting Devices and Slings | Lifting Device,Sling | Lifting Device |  | SQ | http://www.toronto.ca/TWONTO#fall_protection_sling
119684 | TAB-WA1-SQ-1123 | Sling | TAB-WA1-SQ-1000 | WA1 Lifting Devices and Slings | Lifting Device,Sling | Lifting Device |  | SQ | http://www.toronto.ca/TWONTO#fall_protection_sling
119685 | TAB-WA1-SQ-1124 | Sling | TAB-WA1-SQ-1000 | WA1 Lifting Devices and Slings | Lifting Device,Sling | Lifting Device |  | SQ | http://www.toronto.ca/TWONTO#fall_protection_sling
119686 | TAB-WA1-SQ-1125 | Sling | TAB-WA1-SQ-1000 | WA1 Lifting Devices and Slings | Lifting Device,Sling | Lifting Device |  | SQ | http://www.toronto.ca/TWONTO#fall_protection_sling
119687 | TAB-WA1-SQ-1126 | Sling | TAB-WA1-SQ-1000 | WA1 Lifting Devices and Slings | Lifting Device,Sling | Lifting Device |  | SQ | http://www.toronto.ca/TWONTO#fall_protection_sling
119688 | TAB-WA1-SQ-1127 | Sling | TAB-WA1-SQ-1000 | WA1 Lifting Devices and Slings | Lifting Device,Sling | Lifting Device |  | SQ | http://www.toronto.ca/TWONTO#fall_protection_sling
119689 | TAB-WA1-SQ-1128 | Sling | TAB-WA1-SQ-1000 | WA1 Lifting Devices and Slings | Lifting Device,Sling | Lifting Device |  | SQ | http://www.toronto.ca/TWONTO#fall_protection_sling
119690 | TAB-WA1-SQ-1130 | Sling | TAB-WA1-SQ-1000 | WA1 Lifting Devices and Slings | Lifting Device,Sling | Lifting Device |  | SQ | http://www.toronto.ca/TWONTO#fall_protection_sling
119691 | TAB-WA1-SQ-1135 | Sling | TAB-WA1-SQ-1000 | WA1 Lifting Devices and Slings | Lifting Device,Sling | Lifting Device |  | SQ | http://www.toronto.ca/TWONTO#fall_protection_sling
119692 | TAB-WA1-SQ-1136 | Sling | TAB-WA1-SQ-1000 | WA1 Lifting Devices and Slings | Lifting Device,Sling | Lifting Device |  | SQ | http://www.toronto.ca/TWONTO#fall_protection_sling
119693 | TAB-WA1-SQ-1140 | Sling | TAB-WA1-SQ-1000 | WA1 Lifting Devices and Slings | Lifting Device,Sling | Lifting Device |  | SQ | http://www.toronto.ca/TWONTO#fall_protection_sling
119694 | TAB-WA1-SQ-1145 | Sling | TAB-WA1-SQ-1000 | WA1 Lifting Devices and Slings | Lifting Device,Sling | Lifting Device |  | SQ | http://www.toronto.ca/TWONTO#fall_protection_sling
119695 | TAB-WA1-SQ-1146 | Sling | TAB-WA1-SQ-1000 | WA1 Lifting Devices and Slings | Lifting Device,Sling | Lifting Device |  | SQ | http://www.toronto.ca/TWONTO#fall_protection_sling
119696 | TAB-WA1-SQ-1149 | Sling | TAB-WA1-SQ-1000 | WA1 Lifting Devices and Slings | Lifting Device,Sling | Lifting Device |  | SQ | http://www.toronto.ca/TWONTO#fall_protection_sling
119697 | TAB-WA1-SQ-1153 | Sling | TAB-WA1-SQ-1000 | WA1 Lifting Devices and Slings | Lifting Device,Sling | Lifting Device |  | SQ | http://www.toronto.ca/TWONTO#fall_protection_sling
119698 | TAB-WA1-SQ-1154 | Sling | TAB-WA1-SQ-1000 | WA1 Lifting Devices and Slings | Lifting Device,Sling | Lifting Device |  | SQ | http://www.toronto.ca/TWONTO#fall_protection_sling
119699 | TAB-WA1-SQ-1155 | Sling | TAB-WA1-SQ-1000 | WA1 Lifting Devices and Slings | Lifting Device,Sling | Lifting Device |  | SQ | http://www.toronto.ca/TWONTO#fall_protection_sling
119700 | TAB-WA1-SQ-1156 | Sling | TAB-WA1-SQ-1000 | WA1 Lifting Devices and Slings | Lifting Device,Sling | Lifting Device |  | SQ | http://www.toronto.ca/TWONTO#fall_protection_sling
119701 | TAB-WA1-SQ-1158 | Sling | TAB-WA1-SQ-1000 | WA1 Lifting Devices and Slings | Lifting Device,Sling | Lifting Device |  | SQ | http://www.toronto.ca/TWONTO#fall_protection_sling
119702 | TAB-WA1-SQ-1160 | Sling | TAB-WA1-SQ-1000 | WA1 Lifting Devices and Slings | Lifting Device,Sling | Lifting Device |  | SQ | http://www.toronto.ca/TWONTO#fall_protection_sling
119703 | TAB-WA1-SQ-1161 | Sling | TAB-WA1-SQ-1000 | WA1 Lifting Devices and Slings | Lifting Device,Sling | Lifting Device |  | SQ | http://www.toronto.ca/TWONTO#fall_protection_sling
119704 | TAB-WA1-SQ-1163 | Sling | TAB-WA1-SQ-1000 | WA1 Lifting Devices and Slings | Lifting Device,Sling | Lifting Device |  | SQ | http://www.toronto.ca/TWONTO#fall_protection_sling
119705 | TAB-WA1-SQ-1166 | Sling | TAB-WA1-SQ-1000 | WA1 Lifting Devices and Slings | Lifting Device,Sling | Lifting Device |  | SQ | http://www.toronto.ca/TWONTO#fall_protection_sling
119706 | TAB-WA1-SQ-1168 | Sling | TAB-WA1-SQ-1000 | WA1 Lifting Devices and Slings | Lifting Device,Sling | Lifting Device |  | SQ | http://www.toronto.ca/TWONTO#fall_protection_sling
119707 | TAB-WA1-SQ-1169 | Sling | TAB-WA1-SQ-1000 | WA1 Lifting Devices and Slings | Lifting Device,Sling | Lifting Device |  | SQ | http://www.toronto.ca/TWONTO#fall_protection_sling
140619 | TNT-MCS-SQ-1001 | Sling | TNT-MCS-LD | Lifting Devices , cranes/ Portable crane/hoists, come alongs, slings, wire rope, chains | Lifting Device,Sling | Lifting Device |  | SQ | http://www.toronto.ca/TWONTO#fall_protection_sling
140620 | TNT-MCS-SQ-1002 | Sling | TNT-MCS-LD | Lifting Devices , cranes/ Portable crane/hoists, come alongs, slings, wire rope, chains | Lifting Device,Sling | Lifting Device |  | SQ | http://www.toronto.ca/TWONTO#fall_protection_sling
140621 | TNT-MCS-SQ-1003 | Sling | TNT-MCS-LD | Lifting Devices , cranes/ Portable crane/hoists, come alongs, slings, wire rope, chains | Lifting Device,Sling | Lifting Device |  | SQ | http://www.toronto.ca/TWONTO#fall_protection_sling
140622 | TNT-MCS-SQ-1008 | Sling | TNT-MCS-LD | Lifting Devices , cranes/ Portable crane/hoists, come alongs, slings, wire rope, chains | Lifting Device,Sling | Lifting Device |  | SQ | http://www.toronto.ca/TWONTO#fall_protection_sling
140623 | TNT-MCS-SQ-1009 | Sling | TNT-MCS-LD | Lifting Devices , cranes/ Portable crane/hoists, come alongs, slings, wire rope, chains | Lifting Device,Sling | Lifting Device |  | SQ | http://www.toronto.ca/TWONTO#fall_protection_sling
140624 | TNT-MCS-SQ-1010 | Sling | TNT-MCS-LD | Lifting Devices , cranes/ Portable crane/hoists, come alongs, slings, wire rope, chains | Lifting Device,Sling | Lifting Device |  | SQ | http://www.toronto.ca/TWONTO#fall_protection_sling
140625 | TNT-MCS-SQ-1015 | Sling | TNT-MCS-LD | Lifting Devices , cranes/ Portable crane/hoists, come alongs, slings, wire rope, chains | Lifting Device,Sling | Lifting Device |  | SQ | http://www.toronto.ca/TWONTO#fall_protection_sling
140626 | TNT-MCS-SQ-1016 | Sling | TNT-MCS-LD | Lifting Devices , cranes/ Portable crane/hoists, come alongs, slings, wire rope, chains | Lifting Device,Sling | Lifting Device |  | SQ | http://www.toronto.ca/TWONTO#fall_protection_sling
140627 | TNT-MCS-SQ-1017 | Sling | TNT-MCS-LD | Lifting Devices , cranes/ Portable crane/hoists, come alongs, slings, wire rope, chains | Lifting Device,Sling | Lifting Device |  | SQ | http://www.toronto.ca/TWONTO#fall_protection_sling
140628 | TNT-MCS-SQ-1020 | Sling | TNT-MCS-LD | Lifting Devices , cranes/ Portable crane/hoists, come alongs, slings, wire rope, chains | Lifting Device,Sling | Lifting Device |  | SQ | http://www.toronto.ca/TWONTO#fall_protection_sling
140629 | TNT-MCS-SQ-1021 | Sling | TNT-MCS-LD | Lifting Devices , cranes/ Portable crane/hoists, come alongs, slings, wire rope, chains | Lifting Device,Sling | Lifting Device |  | SQ | http://www.toronto.ca/TWONTO#fall_protection_sling
140630 | TNT-MCS-SQ-1022 | Sling | TNT-MCS-LD | Lifting Devices , cranes/ Portable crane/hoists, come alongs, slings, wire rope, chains | Lifting Device,Sling | Lifting Device |  | SQ | http://www.toronto.ca/TWONTO#fall_protection_sling
140631 | TNT-MCS-SQ-1028 | Sling | TNT-MCS-LD | Lifting Devices , cranes/ Portable crane/hoists, come alongs, slings, wire rope, chains | Lifting Device,Sling | Lifting Device |  | SQ | http://www.toronto.ca/TWONTO#fall_protection_sling
140632 | TNT-MCS-SQ-1029 | Sling | TNT-MCS-LD | Lifting Devices , cranes/ Portable crane/hoists, come alongs, slings, wire rope, chains | Lifting Device,Sling | Lifting Device |  | SQ | http://www.toronto.ca/TWONTO#fall_protection_sling
140633 | TNT-MCS-SQ-1031 | Sling | TNT-MCS-LD | Lifting Devices , cranes/ Portable crane/hoists, come alongs, slings, wire rope, chains | Lifting Device,Sling | Lifting Device |  | SQ | http://www.toronto.ca/TWONTO#fall_protection_sling
140634 | TNT-MCS-SQ-1032 | Sling | TNT-MCS-LD | Lifting Devices , cranes/ Portable crane/hoists, come alongs, slings, wire rope, chains | Lifting Device,Sling | Lifting Device |  | SQ | http://www.toronto.ca/TWONTO#fall_protection_sling
140635 | TNT-MCS-SQ-1034 | Sling | TNT-MCS-LD | Lifting Devices , cranes/ Portable crane/hoists, come alongs, slings, wire rope, chains | Lifting Device,Sling | Lifting Device |  | SQ | http://www.toronto.ca/TWONTO#fall_protection_sling
140636 | TNT-MCS-SQ-1037 | Sling | TNT-MCS-LD | Lifting Devices , cranes/ Portable crane/hoists, come alongs, slings, wire rope, chains | Lifting Device,Sling | Lifting Device |  | SQ | http://www.toronto.ca/TWONTO#fall_protection_sling
140637 | TNT-MCS-SQ-1039 | Sling | TNT-MCS-LD | Lifting Devices , cranes/ Portable crane/hoists, come alongs, slings, wire rope, chains | Lifting Device,Sling | Lifting Device |  | SQ | http://www.toronto.ca/TWONTO#fall_protection_sling
140638 | TNT-MCS-SQ-1041 | Sling | TNT-MCS-LD | Lifting Devices , cranes/ Portable crane/hoists, come alongs, slings, wire rope, chains | Lifting Device,Sling | Lifting Device |  | SQ | http://www.toronto.ca/TWONTO#fall_protection_sling
140639 | TNT-MCS-SQ-1042 | Sling | TNT-MCS-LD | Lifting Devices , cranes/ Portable crane/hoists, come alongs, slings, wire rope, chains | Lifting Device,Sling | Lifting Device |  | SQ | http://www.toronto.ca/TWONTO#fall_protection_sling
79768 | THR-WA1-LD-0024 | Sling, Braided Wire Rope, Work Area 1 ( WIRE ROPE SLING SIZE; 3/8" X 6') | THR-LD-WIRE-WA1 | Slings, Wire Rope, Work Area 1 | Lifting Device,Sling | Lifting Device |  | LD | wire-rope_sling
139380 | THR-WA1-LD-0025 | Sling, Braided Wire Rope, Work Area 1 ( WIRE ROPE SLING SIZE; 3/8" X 6') | THR-LD-WIRE-WA1 | Slings, Wire Rope, Work Area 1 | Lifting Device,Sling | Lifting Device |  | LD | wire-rope_sling
79796 | THR-WA1-LD-799-2 | Sling, Braided Wire Rope, Work Area 1 (NYLON SLING SIZE; 2" X 4', CAPACITY 6400 LBS., SN 1045799-2) A | THR-LD-WIRE-WA1 | Slings, Wire Rope, Work Area 1 | Lifting Device,Sling | Lifting Device |  | LD | wire-rope_sling
139376 | THR-WA1-LD-0015 | Sling, Braided Wire Rope, Work Area 1 (WIRE ROPE SLING SIZE; 3/8" X2') | THR-LD-WIRE-WA1 | Slings, Wire Rope, Work Area 1 | Lifting Device,Sling | Lifting Device |  | LD | wire-rope_sling
79894 | THR-WA2-LD-0020 | Sling, Chain, Work Area 2 | THR-LD-WIRE-WA2 | Slings, Wire Rope, Work Area 2 | Lifting Device,Sling | Lifting Device |  | LD | chain_sling
79896 | THR-WA2-LD-0021 | Sling, Chain, Work Area 2 | THR-LD-WIRE-WA2 | Slings, Wire Rope, Work Area 2 | Lifting Device,Sling | Lifting Device |  | LD | chain_sling
79898 | THR-WA2-LD-0023 | Sling, Chain, Work Area 2 | THR-LD-NYLN-WA2 | Slings, Nylon, Work Area 2 | Lifting Device,Sling | Lifting Device |  | LD | chain_sling
79900 | THR-WA2-LD-0024 | Sling, Chain, Work Area 2 | THR-LD-NYLN-WA2 | Slings, Nylon, Work Area 2 | Lifting Device,Sling | Lifting Device |  | LD | chain_sling
79901 | THR-WA2-LD-0025 | Sling, Chain, Work Area 2 | THR-LD-NYLN-WA2 | Slings, Nylon, Work Area 2 | Lifting Device,Sling | Lifting Device |  | LD | chain_sling
139432 | THR-WA2-LD-0022 | Sling, Chain, Work Area 2 | THR-LD-WIRE-WA2 | Slings, Wire Rope, Work Area 2 | Lifting Device,Sling | Lifting Device |  | LD | chain_sling
79895 | THR-WA2-LD-0020S | Sling, Chain, Work Area 2 (SUSPENDED) | THR-S-E | SUSPENDED ENTITY | Lifting Device,Sling | Lifting Device |  | LD | chain_sling
79897 | THR-WA2-LD-0021S | Sling, Chain, Work Area 2 (SUSPENDED) | THR-S-E | SUSPENDED ENTITY | Lifting Device,Sling | Lifting Device |  | LD | chain_sling
79899 | THR-WA2-LD-0023S | Sling, Chain, Work Area 2 (SUSPENDED) | THR-LD-NYLN-WA2 | Slings, Nylon, Work Area 2 | Lifting Device,Sling | Lifting Device |  | LD | chain_sling
79902 | THR-WA2-LD-0025S | Sling, Chain, Work Area 2 (SUSPENDED) | THR-LD-NYLN-WA2 | Slings, Nylon, Work Area 2 | Lifting Device,Sling | Lifting Device |  | LD | chain_sling
79903 | THR-WA2-LD-0025S | Sling, Chain, Work Area 2 (SUSPENDED) | THR-S-E | SUSPENDED ENTITY | Lifting Device,Sling | Lifting Device |  | LD | chain_sling
139430 | THR-WA2-LD-0020S | Sling, Chain, Work Area 2 (SUSPENDED) | THR-LD-WIRE-WA2 | Slings, Wire Rope, Work Area 2 | Lifting Device,Sling | Lifting Device |  | LD | chain_sling
139431 | THR-WA2-LD-0021S | Sling, Chain, Work Area 2 (SUSPENDED) | THR-LD-WIRE-WA2 | Slings, Wire Rope, Work Area 2 | Lifting Device,Sling | Lifting Device |  | LD | chain_sling
139433 | THR-WA2-LD-0022S | Sling, Chain, Work Area 2 (SUSPENDED) | THR-LD-WIRE-WA2 | Slings, Wire Rope, Work Area 2 | Lifting Device,Sling | Lifting Device |  | LD | chain_sling
139434 | THR-WA2-LD-0022S | Sling, Chain, Work Area 2 (SUSPENDED) | THR-S-E | SUSPENDED ENTITY | Lifting Device,Sling | Lifting Device |  | LD | chain_sling
139435 | THR-WA2-LD-0023S | Sling, Chain, Work Area 2 (SUSPENDED) | THR-S-E | SUSPENDED ENTITY | Lifting Device,Sling | Lifting Device |  | LD | chain_sling
80044 | THR-WA3-LD-0121 | Sling, Chain, Work Area 3 | THR-LD-WIRE-WA3 | Slings, Wire Rope, Work Area 3 | Lifting Device,Sling | Lifting Device |  | LD | chain_sling
139526 | THR-WA3-LD-0073S | Sling, Grab Rope + Hooks 100', 1/2" DIA, Work Area 3 | THR-LD-WIRE-WA3 | Slings, Wire Rope, Work Area 3 | Lifting Device,Sling | Lifting Device | 40277 | LD | http://www.toronto.ca/TWONTO#fall_protection_sling
80043 | THR-WA3-LD-0119 | Sling, Nylon(Anchor), Work Area 3 | THR-LD-NYLN-WA3 | Slings, Nylon, Work Area 3 | Lifting Device,Sling | Lifting Device |  | LD | synthetic_web_sling
139541 | THR-WA3-LD-0118S | Sling, Nylon(Anchor), Work Area 3 | THR-LD-NYLN-WA3 | Slings, Nylon, Work Area 3 | Lifting Device,Sling | Lifting Device | 40286 | LD | synthetic_web_sling
55620 | TAB-WA3-LD-2360 | Sling, Nylon, 10 FT | TAB-DEW-SAFETY | Safety Equipment | PPE | Lifting Device |  | LD | synthetic_web_sling
55621 | TAB-WA3-LD-2368 | Sling, Nylon, 10 FT | TAB-DEW-SAFETY | Safety Equipment | PPE | Lifting Device |  | LD | synthetic_web_sling
55622 | TAB-WA3-LD-2369 | Sling, Nylon, 10 FT | TAB-DEW-SAFETY | Safety Equipment | PPE | Lifting Device |  | LD | synthetic_web_sling
55640 | TAB-WA3-LD-8512 | Sling, Nylon, 10 FT | TAB-DEW-SAFETY | Safety Equipment | PPE | Lifting Device |  | LD | synthetic_web_sling
55615 | TAB-WA3-LD-1352 | Sling, Nylon, 12 FT | TAB-DEW-SAFETY | Safety Equipment | PPE | Lifting Device |  | LD | synthetic_web_sling
55616 | TAB-WA3-LD-1355 | Sling, Nylon, 12 FT | TAB-DEW-SAFETY | Safety Equipment | PPE | Lifting Device |  | LD | synthetic_web_sling
55619 | TAB-WA3-LD-2356 | Sling, Nylon, 12 FT | TAB-DEW-SAFETY | Safety Equipment | PPE | Lifting Device |  | LD | synthetic_web_sling
55653 | TAB-WA3-LF-2357 | Sling, Nylon, 12 FT | TAB-DEW-SAFETY | Safety Equipment | PPE | Lifting Device |  | LF | synthetic_web_sling
119852 | TAB-WA3-LD-1354 | Sling, Nylon, 12 FT | TAB-DEW-SAFETY | Safety Equipment | PPE | Lifting Device |  | LD | synthetic_web_sling
119853 | TAB-WA3-LD-1357 | Sling, Nylon, 12 FT | TAB-DEW-SAFETY | Safety Equipment | PPE | Lifting Device |  | LD | synthetic_web_sling
119855 | TAB-WA3-LD-2358 | Sling, Nylon, 12 FT | TAB-DEW-SAFETY | Safety Equipment | PPE | Lifting Device |  | LD | synthetic_web_sling
139525 | THR-WA3-LD-0072S | Sling, Nylon, 2'x1", 3100 LBS, Work Area 3 | THR-LD-NYLN-WA3 | Slings, Nylon, Work Area 3 | Lifting Device,Sling | Lifting Device | 40276 | LD | synthetic_web_sling
55617 | TAB-WA3-LD-1902 | Sling, Nylon, 3 FT | TAB-DEW-SAFETY | Safety Equipment | PPE | Lifting Device |  | LD | synthetic_web_sling
119854 | TAB-WA3-LD-1416 | Sling, Nylon, 3 FT | TAB-DEW-SAFETY | Safety Equipment | PPE | Lifting Device |  | LD | synthetic_web_sling
80027 | THR-WA3-LD-0066 | Sling, Nylon, 3'L, W2"--6200 lbs-Work Area 3 ( 2" X 3') | THR-LD-NYLN-WA3 | Slings, Nylon, Work Area 3 | Lifting Device,Sling | Lifting Device |  | LD | synthetic_web_sling
80028 | THR-WA3-LD-0067 | Sling, Nylon, 3'L, W2"--6200 lbs-Work Area 3 ( 2" X 3') | THR-LD-NYLN-WA3 | Slings, Nylon, Work Area 3 | Lifting Device,Sling | Lifting Device |  | LD | synthetic_web_sling
80029 | THR-WA3-LD-0068 | Sling, Nylon, 3'L, W2"--6200 lbs-Work Area 3 ( 2" X 3') | THR-LD-NYLN-WA3 | Slings, Nylon, Work Area 3 | Lifting Device,Sling | Lifting Device |  | LD | synthetic_web_sling
139522 | THR-WA3-LD-0065 | Sling, Nylon, 3'L, W2"--6200 lbs-Work Area 3 ( 2" X 3') | THR-LD-NYLN-WA3 | Slings, Nylon, Work Area 3 | Lifting Device,Sling | Lifting Device |  | LD | synthetic_web_sling
55632 | TAB-WA3-LD-3247 | Sling, Nylon, 4 FT | TAB-DEW-SAFETY | Safety Equipment | PPE | Lifting Device |  | LD | synthetic_web_sling
55636 | TAB-WA3-LD-6616 | Sling, Nylon, 4 FT | TAB-DEW-SAFETY | Safety Equipment | PPE | Lifting Device |  | LD | synthetic_web_sling
119860 | TAB-WA3-LD-3252 | Sling, Nylon, 4 FT | TAB-DEW-SAFETY | Safety Equipment | PPE | Lifting Device |  | LD | synthetic_web_sling
80030 | THR-WA3-LD-0070 | Sling, Nylon, 4'x 2", 36000 lbs -Work Area 3 ( 2" X 4',) | THR-LD-NYLN-WA3 | Slings, Nylon, Work Area 3 | Lifting Device,Sling | Lifting Device |  | LD | synthetic_web_sling
139524 | THR-WA3-LD-0071 | Sling, Nylon, 4'x2", 3200 LBS, Work Area 3 ( 2" X 4',) | THR-LD-NYLN-WA3 | Slings, Nylon, Work Area 3 | Lifting Device,Sling | Lifting Device |  | LD | synthetic_web_sling
55618 | TAB-WA3-LD-2300 | Sling, Nylon, 6 FT | TAB-DEW-SAFETY | Safety Equipment | PPE | Lifting Device |  | LD | synthetic_web_sling
55627 | TAB-WA3-LD-2380 | Sling, Nylon, 6 FT | TAB-DEW-SAFETY | Safety Equipment | PPE | Lifting Device |  | LD | synthetic_web_sling
55628 | TAB-WA3-LD-2381 | Sling, Nylon, 6 FT | TAB-DEW-SAFETY | Safety Equipment | PPE | Lifting Device |  | LD | synthetic_web_sling
55629 | TAB-WA3-LD-2383 | Sling, Nylon, 6 FT | TAB-DEW-SAFETY | Safety Equipment | PPE | Lifting Device |  | LD | synthetic_web_sling
55630 | TAB-WA3-LD-2388 | Sling, Nylon, 6 FT | TAB-DEW-SAFETY | Safety Equipment | PPE | Lifting Device |  | LD | synthetic_web_sling
55631 | TAB-WA3-LD-3207 | Sling, Nylon, 6 FT | TAB-DEW-SAFETY | Safety Equipment | PPE | Lifting Device |  | LD | synthetic_web_sling
119859 | TAB-WA3-LD-2384 | Sling, Nylon, 6 FT | TAB-DEW-SAFETY | Safety Equipment | PPE | Lifting Device |  | LD | synthetic_web_sling
119862 | TAB-WA3-LD-9537 | Sling, Nylon, 6 FT | TAB-DEW-SAFETY | Safety Equipment | PPE | Lifting Device |  | LD | synthetic_web_sling
55623 | TAB-WA3-LD-2370 | Sling, Nylon, 8 FT | TAB-DEW-SAFETY | Safety Equipment | PPE | Lifting Device |  | LD | synthetic_web_sling
55624 | TAB-WA3-LD-2371 | Sling, Nylon, 8 FT | TAB-DEW-SAFETY | Safety Equipment | PPE | Lifting Device |  | LD | synthetic_web_sling
55625 | TAB-WA3-LD-2372 | Sling, Nylon, 8 FT | TAB-DEW-SAFETY | Safety Equipment | PPE | Lifting Device |  | LD | synthetic_web_sling
55626 | TAB-WA3-LD-2378 | Sling, Nylon, 8 FT | TAB-DEW-SAFETY | Safety Equipment | PPE | Lifting Device |  | LD | synthetic_web_sling
55633 | TAB-WA3-LD-4951 | Sling, Nylon, 8 FT | TAB-DEW-SAFETY | Safety Equipment | PPE | Lifting Device |  | LD | synthetic_web_sling
55634 | TAB-WA3-LD-4958 | Sling, Nylon, 8 FT | TAB-DEW-SAFETY | Safety Equipment | PPE | Lifting Device |  | LD | synthetic_web_sling
55635 | TAB-WA3-LD-5518 | Sling, Nylon, 8 FT | TAB-DEW-SAFETY | Safety Equipment | PPE | Lifting Device |  | LD | synthetic_web_sling
55637 | TAB-WA3-LD-7410 | Sling, Nylon, 8 FT | TAB-DEW-SAFETY | Safety Equipment | PPE | Lifting Device |  | LD | synthetic_web_sling
55638 | TAB-WA3-LD-7411 | Sling, Nylon, 8 FT | TAB-DEW-SAFETY | Safety Equipment | PPE | Lifting Device |  | LD | synthetic_web_sling
55639 | TAB-WA3-LD-8508 | Sling, Nylon, 8 FT | TAB-DEW-SAFETY | Safety Equipment | PPE | Lifting Device |  | LD | synthetic_web_sling
119856 | TAB-WA3-LD-2363 | Sling, Nylon, 8 FT | TAB-DEW-SAFETY | Safety Equipment | PPE | Lifting Device |  | LD | synthetic_web_sling
119857 | TAB-WA3-LD-2376 | Sling, Nylon, 8 FT | TAB-DEW-SAFETY | Safety Equipment | PPE | Lifting Device |  | LD | synthetic_web_sling
119858 | TAB-WA3-LD-2377 | Sling, Nylon, 8 FT | TAB-DEW-SAFETY | Safety Equipment | PPE | Lifting Device |  | LD | synthetic_web_sling
119940 | TAB-WA4-SQ-1222 | Sling, Nylon, Black & McDonald EE2-902, 10 Ft. (S/N 46725-134) | TAB-WA4-SQ-0010 | WA4 Fall arrest systems |  | Lifting Device |  | SQ | synthetic_web_sling
119934 | TAB-WA4-SQ-1212 | Sling, Nylon, Guillevin (S/N 90623-41) 3 Ft. | TAB-WA4-SQ-0010 | WA4 Fall arrest systems |  | Lifting Device |  | SQ | synthetic_web_sling
119941 | TAB-WA4-SQ-1224 | Sling, Nylon, Rig It Rite Ttpe 3, 12 Ft. (S/N NOV-12351) | TAB-WA4-SQ-0010 | WA4 Fall arrest systems |  | Lifting Device |  | SQ | synthetic_web_sling
55701 | TAB-WA4-SQ-1211 | Sling, Nylon, Sling Tech (S/N 28213) 3 Ft. | TAB-WA4-SQ-0010 | WA4 Fall arrest systems |  | Lifting Device |  | SQ | synthetic_web_sling
55699 | TAB-WA4-SQ-1204 | Sling, Nylon, Sling Tech (S/N 42630-01) 2 Ft. | TAB-WA4-SQ-0010 | WA4 Fall arrest systems |  | Lifting Device |  | SQ | synthetic_web_sling
119929 | TAB-WA4-SQ-1205 | Sling, Nylon, Sling Tech (S/N 74170-06) 2 Ft. | TAB-WA4-SQ-0010 | WA4 Fall arrest systems |  | Lifting Device |  | SQ | synthetic_web_sling
55698 | TAB-WA4-SQ-1201 | Sling, Nylon, Sling Tech (S/N 77812-05) 2 Ft. | TAB-WA4-SQ-0010 | WA4 Fall arrest systems |  | Lifting Device |  | SQ | synthetic_web_sling
119933 | TAB-WA4-SQ-1210 | Sling, Nylon, Sling Tech (S/N VCO 151412-01) 3 Ft. | TAB-WA4-SQ-0010 | WA4 Fall arrest systems |  | Lifting Device |  | SQ | synthetic_web_sling
119931 | TAB-WA4-SQ-1207 | Sling, Nylon, Sling Tech (S/N VCO 151412-03) 3 Ft. | TAB-WA4-SQ-0010 | WA4 Fall arrest systems |  | Lifting Device |  | SQ | synthetic_web_sling
55700 | TAB-WA4-SQ-1209 | Sling, Nylon, Sling Tech (S/N VCO 151412-04) 3 Ft. | TAB-WA4-SQ-0010 | WA4 Fall arrest systems |  | Lifting Device |  | SQ | synthetic_web_sling
119930 | TAB-WA4-SQ-1206 | Sling, Nylon, Sling Tech (S/N VCO 151412-05) 3 Ft. | TAB-WA4-SQ-0010 | WA4 Fall arrest systems |  | Lifting Device |  | SQ | synthetic_web_sling
119932 | TAB-WA4-SQ-1208 | Sling, Nylon, Sling Tech (S/N VCO 151412-06) 3 Ft. | TAB-WA4-SQ-0010 | WA4 Fall arrest systems |  | Lifting Device |  | SQ | synthetic_web_sling
119927 | TAB-WA4-SQ-1202 | Sling, Nylon, Sling Tech (S/N VCO-151412-13) 2 Ft. | TAB-WA4-SQ-0010 | WA4 Fall arrest systems |  | Lifting Device |  | SQ | synthetic_web_sling
119928 | TAB-WA4-SQ-1203 | Sling, Nylon, Sling Tech (S/N VCO-151412-14) 2 Ft. | TAB-WA4-SQ-0010 | WA4 Fall arrest systems |  | Lifting Device |  | SQ | synthetic_web_sling
55702 | TAB-WA4-SQ-1213 | Sling, Nylon, Sling Tech EE1-902-T3, 3 Ft. | TAB-WA4-SQ-0010 | WA4 Fall arrest systems |  | Lifting Device |  | SQ | synthetic_web_sling
55706 | TAB-WA4-SQ-1223 | Sling, Nylon, Sling Tech EE2-902-T3, 12 Ft. (S/N 59374-15) | TAB-WA4-SQ-0010 | WA4 Fall arrest systems |  | Lifting Device |  | SQ | synthetic_web_sling
55703 | TAB-WA4-SQ-1217 | Sling, Nylon, Sling Tech EE2-902-T3, 5 Ft. (S/N 84506-06 | TAB-WA4-SQ-0010 | WA4 Fall arrest systems |  | Lifting Device |  | SQ | synthetic_web_sling
55705 | TAB-WA4-SQ-1219 | Sling, Nylon, Sling Tech EE2-902-T3, 6 Ft. (S/N 59374-05) | TAB-WA4-SQ-0010 | WA4 Fall arrest systems |  | Lifting Device |  | SQ | synthetic_web_sling
55704 | TAB-WA4-SQ-1218 | Sling, Nylon, Sling Tech EE2-902-T3, 6 Ft. (S/N RE2-902 | TAB-WA4-SQ-0010 | WA4 Fall arrest systems |  | Lifting Device |  | SQ | synthetic_web_sling
119939 | TAB-WA4-SQ-1221 | Sling, Nylon, Sling Tech EE2-902-T3, 8 Ft. | TAB-WA4-SQ-0010 | WA4 Fall arrest systems |  | Lifting Device |  | SQ | synthetic_web_sling
119935 | TAB-WA4-SQ-1214 | Sling, Nylon, Sling Tech EE-902-T3, 3 Ft. | TAB-WA4-SQ-0010 | WA4 Fall arrest systems |  | Lifting Device |  | SQ | synthetic_web_sling
119936 | TAB-WA4-SQ-1215 | Sling, Nylon, Sling Tech EE-903-T3, 4 Ft. (S/N 25759) | TAB-WA4-SQ-0010 | WA4 Fall arrest systems |  | Lifting Device |  | SQ | synthetic_web_sling
119937 | TAB-WA4-SQ-1216 | Sling, Nylon, Tuff Edge Type 3 EE2-802T, 4 Ft. (S/N 936432-17) | TAB-WA4-SQ-0010 | WA4 Fall arrest systems |  | Lifting Device |  | SQ | synthetic_web_sling
80026 | THR-WA3-LD-0063S | Sling, Nylon, Uni Rope-4'-22000 LBS,Work Area 3 (Suspended) | THR-LD-NYLN-WA3 | Slings, Nylon, Work Area 3 | Lifting Device,Sling | Lifting Device | 35925 | LD | synthetic_web_sling
139521 | THR-WA3-LD-0064 | Sling, Nylon, Uni Rope-4'-22000 LBS,Work Area 3 ( 2" X 4') | THR-LD-NYLN-WA3 | Slings, Nylon, Work Area 3 | Lifting Device,Sling | Lifting Device |  | LD | synthetic_web_sling
119938 | TAB-WA4-SQ-1220 | Sling, Nylon, Uni-web EE1-902-T3, 6 Ft. | TAB-WA4-SQ-0010 | WA4 Fall arrest systems |  | Lifting Device |  | SQ | synthetic_web_sling
79892 | THR-WA1-LD-98-22 | Sling, Nylon, Work Area 1 (NYLON BELT SLING SIZE; 1' X 2', CAPACITY 3200 LBS, SN 1073598-22) A | THR-LD-NYLN-WA1 | Slings, Nylon, Work Area 1 | Lifting Device,Sling | Lifting Device |  | LD | synthetic_web_sling
139422 | THR-WA1-LD-98-22 | Sling, Nylon, Work Area 1 (NYLON BELT SLING SIZE; 1' X 2', CAPACITY 3200 LBS, SN 1073598-22) A | THR-LD-WIRE-WA1 | Slings, Wire Rope, Work Area 1 | Lifting Device,Sling | Lifting Device |  | LD | synthetic_web_sling
79792 | THR-WA1-LD-75-12 | Sling, Nylon, Work Area 1 (NYLON BELT SLING SIZE; 1' X 2', CAPACITY 3200 LBS, SN 895875-12) A | THR-LD-NYLN-WA1 | Slings, Nylon, Work Area 1 | Lifting Device,Sling | Lifting Device |  | LD | synthetic_web_sling
79793 | THR-WA1-LD-75-14 | Sling, Nylon, Work Area 1 (NYLON BELT SLING SIZE; 1' X 2', CAPACITY 3200 LBS, SN 895875-14) A | THR-LD-NYLN-WA1 | Slings, Nylon, Work Area 1 | Lifting Device,Sling | Lifting Device |  | LD | synthetic_web_sling
79802 | THR-WA1-LD-875-5 | Sling, Nylon, Work Area 1 (NYLON BELT SLING SIZE; 1' X 2', CAPACITY 3200 LBS, SN 895875-5) A | THR-LD-NYLN-WA1 | Slings, Nylon, Work Area 1 | Lifting Device,Sling | Lifting Device |  | LD | synthetic_web_sling
79882 | THR-WA1-LD-875-9 | Sling, Nylon, Work Area 1 (NYLON BELT SLING SIZE; 1' X 2', CAPACITY 3200 LBS, SN 895875-9) A | THR-LD-NYLN-WA1 | Slings, Nylon, Work Area 1 | Lifting Device,Sling | Lifting Device |  | LD | synthetic_web_sling
79790 | THR-WA1-LD-598-3 | Sling, Nylon, Work Area 1 (NYLON BELT SLING SIZE; 1" X 2`, CAPACITY 3200 LBS. SN 1073598-3) A | THR-LD-NYLN-WA1 | Slings, Nylon, Work Area 1 | Lifting Device,Sling | Lifting Device |  | LD | synthetic_web_sling
139401 | THR-WA1-LD-329-19 | Sling, Nylon, Work Area 1 (NYLON BELT SLING SIZE; 1" X 3', CAPACITY 3200 LBS,SN 1453329-19) A | THR-LD-NYLN-WA1 | Slings, Nylon, Work Area 1 | Lifting Device,Sling | Lifting Device |  | LD | synthetic_web_sling
139402 | THR-WA1-LD-329-2 | Sling, Nylon, Work Area 1 (NYLON BELT SLING SIZE; 1" X 3', CAPACITY 3200 LBS,SN 1453329-2) A | THR-LD-NYLN-WA1 | Slings, Nylon, Work Area 1 | Lifting Device,Sling | Lifting Device |  | LD | synthetic_web_sling
139399 | THR-WA1-LD-29-22 | Sling, Nylon, Work Area 1 (NYLON BELT SLING SIZE; 1" X 3', CAPACITY 3200 LBS,SN 1453329-22) A | THR-LD-NYLN-WA1 | Slings, Nylon, Work Area 1 | Lifting Device,Sling | Lifting Device |  | LD | synthetic_web_sling
139400 | THR-WA1-LD-29-28 | Sling, Nylon, Work Area 1 (NYLON BELT SLING SIZE; 1" X 3', CAPACITY 3200 LBS,SN 1453329-28) A | THR-LD-NYLN-WA1 | Slings, Nylon, Work Area 1 | Lifting Device,Sling | Lifting Device |  | LD | synthetic_web_sling
79884 | THR-WA1-LD-92-10 | Sling, Nylon, Work Area 1 (NYLON BELT SLING SIZE; 1" X 3', CAPACITY 3200 LBS,SN 1497892-10) A | THR-LD-NYLN-WA1 | Slings, Nylon, Work Area 1 | Lifting Device,Sling | Lifting Device |  | LD | synthetic_web_sling
79776 | THR-WA1-LD-0033 | Sling, Nylon, Work Area 1 (NYLON BELT SLING SIZE; 1" X 4', CAPACITY 1800 LBS,) A | THR-LD-NYLN-WA1 | Slings, Nylon, Work Area 1 | Lifting Device,Sling | Lifting Device |  | LD | synthetic_web_sling
139384 | THR-WA1-LD-0033 | Sling, Nylon, Work Area 1 (NYLON BELT SLING SIZE; 1" X 4', CAPACITY 1800 LBS,) A | THR-LD-WIRE-WA1 | Slings, Wire Rope, Work Area 1 | Lifting Device,Sling | Lifting Device |  | LD | synthetic_web_sling
139393 | THR-WA1-LD-03-20 | Sling, Nylon, Work Area 1 (NYLON BELT SLING SIZE; 1" X 4', CAPACITY 1800 LBS,SN 1156503-20) A | THR-LD-NYLN-WA1 | Slings, Nylon, Work Area 1 | Lifting Device,Sling | Lifting Device |  | LD | synthetic_web_sling
79885 | THR-WA1-LD-92-17 | Sling, Nylon, Work Area 1 (NYLON BELT SLING SIZE; 1" X 4', CAPACITY 1800 LBS,SN 1497892-17) A | THR-LD-NYLN-WA1 | Slings, Nylon, Work Area 1 | Lifting Device,Sling | Lifting Device |  | LD | synthetic_web_sling
79886 | THR-WA1-LD-92-24 | Sling, Nylon, Work Area 1 (NYLON BELT SLING SIZE; 1" X 4', CAPACITY 1800 LBS,SN 1497892-24) A | THR-LD-NYLN-WA1 | Slings, Nylon, Work Area 1 | Lifting Device,Sling | Lifting Device |  | LD | synthetic_web_sling
79883 | THR-WA1-LD-892-4 | Sling, Nylon, Work Area 1 (NYLON BELT SLING SIZE; 1" X 4', CAPACITY 1800 LBS,SN 1497892-4) A | THR-LD-NYLN-WA1 | Slings, Nylon, Work Area 1 | Lifting Device,Sling | Lifting Device |  | LD | synthetic_web_sling
79887 | THR-WA1-LD-92-52 | Sling, Nylon, Work Area 1 (NYLON BELT SLING SIZE; 1" X 4', CAPACITY 1800 LBS,SN 1497892-52) A | THR-LD-NYLN-WA1 | Slings, Nylon, Work Area 1 | Lifting Device,Sling | Lifting Device |  | LD | synthetic_web_sling
139416 | THR-WA1-LD-90-13 | Sling, Nylon, Work Area 1 (NYLON BELT SLING SIZE; 1" X 4', CAPACITY 1800 LBS,SN 841990-13) A | THR-LD-NYLN-WA1 | Slings, Nylon, Work Area 1 | Lifting Device,Sling | Lifting Device |  | LD | synthetic_web_sling
139423 | THR-WA1-LD-990-5 | Sling, Nylon, Work Area 1 (NYLON BELT SLING SIZE; 1" X 4', CAPACITY 1800 LBS,SN 841990-5) A | THR-LD-NYLN-WA1 | Slings, Nylon, Work Area 1 | Lifting Device,Sling | Lifting Device |  | LD | synthetic_web_sling
139398 | THR-WA1-LD-281-2 | Sling, Nylon, Work Area 1 (NYLON BELT SLING SIZE; 1" X 6', CAPACITY 3200 LBS,SN 1115281-2) A | THR-LD-NYLN-WA1 | Slings, Nylon, Work Area 1 | Lifting Device,Sling | Lifting Device |  | LD | synthetic_web_sling
79785 | THR-WA1-LD-492-1 | Sling, Nylon, Work Area 1 (NYLON BELT SLING SIZE; 1" X 6', CAPACITY 3200 LBS,SN 1382492-1) A | THR-LD-NYLN-WA1 | Slings, Nylon, Work Area 1 | Lifting Device,Sling | Lifting Device |  | LD | synthetic_web_sling
139406 | THR-WA1-LD-56-19 | Sling, Nylon, Work Area 1 (NYLON BELT SLING SIZE; 2" X 10` 6400 LBS. CAPACITY, SN 413856-19) A | THR-LD-NYLN-WA1 | Slings, Nylon, Work Area 1 | Lifting Device,Sling | Lifting Device |  | LD | synthetic_web_sling
79800 | THR-WA1-LD-86-58 | Sling, Nylon, Work Area 1 (NYLON BELT SLING SIZE; 2" X 12', CAPACITY 6400 LBS, SN 5033486-58) A | THR-LD-NYLN-WA1 | Slings, Nylon, Work Area 1 | Lifting Device,Sling | Lifting Device |  | LD | synthetic_web_sling
139415 | THR-WA1-LD-86-58 | Sling, Nylon, Work Area 1 (NYLON BELT SLING SIZE; 2" X 12', CAPACITY 6400 LBS, SN 5033486-58) A | THR-LD-WIRE-WA1 | Slings, Wire Rope, Work Area 1 | Lifting Device,Sling | Lifting Device |  | LD | synthetic_web_sling
139404 | THR-WA1-LD-457-1 | Sling, Nylon, Work Area 1 (NYLON BELT SLING SIZE; 2" X 12`, CAPACITY 6400 LBS, SN 1553457-1) A | THR-LD-NYLN-WA1 | Slings, Nylon, Work Area 1 | Lifting Device,Sling | Lifting Device |  | LD | synthetic_web_sling
139407 | THR-WA1-LD-57-10 | Sling, Nylon, Work Area 1 (NYLON BELT SLING SIZE; 2" X 12`, CAPACITY 6400 LBS, SN 1553457-10) A | THR-LD-NYLN-WA1 | Slings, Nylon, Work Area 1 | Lifting Device,Sling | Lifting Device |  | LD | synthetic_web_sling
79756 | THR-WA1-57-11 | Sling, Nylon, Work Area 1 (NYLON BELT SLING SIZE; 2" X 12`, CAPACITY 6400 LBS, SN 1553457-11) A | THR-LD-NYLN-WA1 | Slings, Nylon, Work Area 1 | Lifting Device,Sling | Lifting Device |  |  | synthetic_web_sling
139366 | THR-WA1-57-15 | Sling, Nylon, Work Area 1 (NYLON BELT SLING SIZE; 2" X 12`, CAPACITY 6400 LBS, SN 1553457-15) A | THR-LD-NYLN-WA1 | Slings, Nylon, Work Area 1 | Lifting Device,Sling | Lifting Device |  |  | synthetic_web_sling
139408 | THR-WA1-LD-57-18 | Sling, Nylon, Work Area 1 (NYLON BELT SLING SIZE; 2" X 12`, CAPACITY 6400 LBS, SN 1553457-18) A | THR-LD-NYLN-WA1 | Slings, Nylon, Work Area 1 | Lifting Device,Sling | Lifting Device |  | LD | synthetic_web_sling
79789 | THR-WA1-LD-57-26 | Sling, Nylon, Work Area 1 (NYLON BELT SLING SIZE; 2" X 12`, CAPACITY 6400 LBS, SN 1553457-26) A | THR-LD-NYLN-WA1 | Slings, Nylon, Work Area 1 | Lifting Device,Sling | Lifting Device |  | LD | synthetic_web_sling
139405 | THR-WA1-LD-457-3 | Sling, Nylon, Work Area 1 (NYLON BELT SLING SIZE; 2" X 12`, CAPACITY 6400 LBS, SN 1553457-3) A | THR-LD-NYLN-WA1 | Slings, Nylon, Work Area 1 | Lifting Device,Sling | Lifting Device |  | LD | synthetic_web_sling
139365 | THR-WA1-457-7 | Sling, Nylon, Work Area 1 (NYLON BELT SLING SIZE; 2" X 12`, CAPACITY 6400 LBS, SN 1553457-7) A | THR-LD-NYLN-WA1 | Slings, Nylon, Work Area 1 | Lifting Device,Sling | Lifting Device |  |  | synthetic_web_sling
79784 | THR-WA1-LD-486-5 | Sling, Nylon, Work Area 1 (NYLON BELT SLING SIZE; 2" X 12`, CAPACITY 6400 LBS, SN 5033486-5) A | THR-LD-NYLN-WA1 | Slings, Nylon, Work Area 1 | Lifting Device,Sling | Lifting Device |  | LD | synthetic_web_sling
79788 | THR-WA1-LD-549-5 | Sling, Nylon, Work Area 1 (NYLON BELT SLING SIZE; 2" X 2', CAPACITY 6400 LBS, SN 1234549-5) A | THR-LD-NYLN-WA1 | Slings, Nylon, Work Area 1 | Lifting Device,Sling | Lifting Device |  | LD | synthetic_web_sling
139395 | THR-WA1-LD-11-18 | Sling, Nylon, Work Area 1 (NYLON BELT SLING SIZE; 2" X 2', CAPACITY 6400 LBS, SN 1392011-18) A | THR-LD-NYLN-WA1 | Slings, Nylon, Work Area 1 | Lifting Device,Sling | Lifting Device |  | LD | synthetic_web_sling
139388 | THR-WA1-LD-011-2 | Sling, Nylon, Work Area 1 (NYLON BELT SLING SIZE; 2" X 2', CAPACITY 6400 LBS, SN 1392011-2) A | THR-LD-NYLN-WA1 | Slings, Nylon, Work Area 1 | Lifting Device,Sling | Lifting Device |  | LD | synthetic_web_sling
139389 | THR-WA1-LD-011-9 | Sling, Nylon, Work Area 1 (NYLON BELT SLING SIZE; 2" X 2', CAPACITY 6400 LBS, SN 1392011-9) A | THR-LD-NYLN-WA1 | Slings, Nylon, Work Area 1 | Lifting Device,Sling | Lifting Device |  | LD | synthetic_web_sling
79786 | THR-WA1-LD-535-1 | Sling, Nylon, Work Area 1 (NYLON BELT SLING SIZE; 2" X 2', CAPACITY 6400 LBS, SN 1421535-1) A | THR-LD-NYLN-WA1 | Slings, Nylon, Work Area 1 | Lifting Device,Sling | Lifting Device |  | LD | synthetic_web_sling
79787 | THR-WA1-LD-535-2 | Sling, Nylon, Work Area 1 (NYLON BELT SLING SIZE; 2" X 2', CAPACITY 6400 LBS, SN 1421535-2) A | THR-LD-NYLN-WA1 | Slings, Nylon, Work Area 1 | Lifting Device,Sling | Lifting Device |  | LD | synthetic_web_sling
79797 | THR-WA1-LD-799-3 | Sling, Nylon, Work Area 1 (NYLON BELT SLING SIZE; 2" X 4', CAPACITY 6400 LBS, SN 1045799-3) A | THR-LD-NYLN-WA1 | Slings, Nylon, Work Area 1 | Lifting Device,Sling | Lifting Device |  | LD | synthetic_web_sling
139413 | THR-WA1-LD-799-9 | Sling, Nylon, Work Area 1 (NYLON BELT SLING SIZE; 2" X 4', CAPACITY 6400 LBS, SN 1045799-9) A | THR-LD-NYLN-WA1 | Slings, Nylon, Work Area 1 | Lifting Device,Sling | Lifting Device |  | LD | synthetic_web_sling
79791 | THR-WA1-LD-63-33 | Sling, Nylon, Work Area 1 (NYLON BELT SLING SIZE; 2" X 6' CAPACITY 6400LBS SN 010263-33) A | THR-LD-WIRE-WA1 | Slings, Wire Rope, Work Area 1 | Lifting Device,Sling | Lifting Device |  | LD | synthetic_web_sling
139410 | THR-WA1-LD-63-33 | Sling, Nylon, Work Area 1 (NYLON BELT SLING SIZE; 2" X 6' CAPACITY 6400LBS SN 010263-33) A | THR-LD-NYLN-WA1 | Slings, Nylon, Work Area 1 | Lifting Device,Sling | Lifting Device |  | LD | synthetic_web_sling
139392 | THR-WA1-LD-02-37 | Sling, Nylon, Work Area 1 (NYLON BELT SLING SIZE; 2" X 6' CAPACITY 6400Lbs SN 033302-37)) A | THR-LD-NYLN-WA1 | Slings, Nylon, Work Area 1 | Lifting Device,Sling | Lifting Device |  | LD | synthetic_web_sling
139391 | THR-WA1-LD-02-33 | Sling, Nylon, Work Area 1 (NYLON BELT SLING SIZE; 2" X 6', CAPACITY 6400 LBS.SN 033302-32) A | THR-LD-NYLN-WA1 | Slings, Nylon, Work Area 1 | Lifting Device,Sling | Lifting Device |  | LD | synthetic_web_sling
139390 | THR-WA1-LD-02-32 | Sling, Nylon, Work Area 1 (NYLON BELT SLING SIZE; 2" X 6', CAPACITY 6400 LBS.SN 033302-332 A | THR-LD-NYLN-WA1 | Slings, Nylon, Work Area 1 | Lifting Device,Sling | Lifting Device |  | LD | synthetic_web_sling
139414 | THR-WA1-LD-811-1 | Sling, Nylon, Work Area 1 (NYLON BELT SLING SIZE; 2" X 6', CAPACITY 6400 LBS.SN 039811-1) A | THR-LD-NYLN-WA1 | Slings, Nylon, Work Area 1 | Lifting Device,Sling | Lifting Device |  | LD | synthetic_web_sling
79799 | THR-WA1-LD-86-45 | Sling, Nylon, Work Area 1 (NYLON BELT SLING SIZE; 2" X 6', CAPACITY 6400 LBS.SN 1543386-45) A | THR-LD-NYLN-WA1 | Slings, Nylon, Work Area 1 | Lifting Device,Sling | Lifting Device |  | LD | synthetic_web_sling
79888 | THR-WA1-LD-95-15 | Sling, Nylon, Work Area 1 (NYLON BELT SLING SIZE; 2" X 8' CAPACITY 6400Lbs SN 1538295-15) | THR-LD-NYLN-WA1 | Slings, Nylon, Work Area 1 | Lifting Device,Sling | Lifting Device |  | LD | synthetic_web_sling
79889 | THR-WA1-LD-95-15 | Sling, Nylon, Work Area 1 (NYLON BELT SLING SIZE; 2" X 8' CAPACITY 6400Lbs SN 1538295-15) | THR-LD-WIRE-WA1 | Slings, Wire Rope, Work Area 1 | Lifting Device,Sling | Lifting Device |  | LD | synthetic_web_sling
79890 | THR-WA1-LD-95-21 | Sling, Nylon, Work Area 1 (NYLON BELT SLING SIZE; 2" X 8' CAPACITY 6400Lbs SN 1538295-21) | THR-LD-NYLN-WA1 | Slings, Nylon, Work Area 1 | Lifting Device,Sling | Lifting Device |  | LD | synthetic_web_sling
139420 | THR-WA1-LD-95-45 | Sling, Nylon, Work Area 1 (NYLON BELT SLING SIZE; 2" X 8' CAPACITY 6400Lbs SN 1538295-45) | THR-LD-NYLN-WA1 | Slings, Nylon, Work Area 1 | Lifting Device,Sling | Lifting Device |  | LD | synthetic_web_sling
139385 | THR-WA1-LD-0034 | Sling, Nylon, Work Area 1 (NYLON BELT SLING SIZE; 2" X 8', CAPACITY 6300 LBS,) | THR-LD-NYLN-WA1 | Slings, Nylon, Work Area 1 | Lifting Device,Sling | Lifting Device |  | LD | synthetic_web_sling
79777 | THR-WA1-LD-0039 | Sling, Nylon, Work Area 1 (NYLON BELT SLING SIZE; 3" X 10` CAPACITY 4800Lbs SN )) | THR-LD-NYLN-WA1 | Slings, Nylon, Work Area 1 | Lifting Device,Sling | Lifting Device |  | LD | synthetic_web_sling
139386 | THR-WA1-LD-0038 | Sling, Nylon, Work Area 1 (NYLON BELT SLING SIZE; 3" X 10`, CAPACITY 4800 LBS SN )) | THR-LD-NYLN-WA1 | Slings, Nylon, Work Area 1 | Lifting Device,Sling | Lifting Device |  | LD | synthetic_web_sling
79770 | THR-WA1-LD-0027 | Sling, Nylon, Work Area 1 (NYLON BELT SLING SIZE; 3" X 6', CAPACITY 4800 LBS, SN ) | THR-LD-NYLN-WA1 | Slings, Nylon, Work Area 1 | Lifting Device,Sling | Lifting Device |  | LD | synthetic_web_sling
139381 | THR-WA1-LD-0027 | Sling, Nylon, Work Area 1 (NYLON BELT SLING SIZE; 3" X 6', CAPACITY 4800 LBS, SN ) | THR-LD-WIRE-WA1 | Slings, Wire Rope, Work Area 1 | Lifting Device,Sling | Lifting Device |  | LD | synthetic_web_sling
79769 | THR-WA1-LD-0026 | Sling, Nylon, Work Area 1 (NYLON BELT SLING SIZE; 3" X 6', CAPACITY 4800 LBS,SN ) | THR-LD-NYLN-WA1 | Slings, Nylon, Work Area 1 | Lifting Device,Sling | Lifting Device |  | LD | synthetic_web_sling
139396 | THR-WA1-LD-115-1 | Sling, Nylon, Work Area 1 (NYLON BELT SLING SIZE; 4" X 4` 11500 LBS. CAPACITY, SN 532115-1) | THR-LD-NYLN-WA1 | Slings, Nylon, Work Area 1 | Lifting Device,Sling | Lifting Device |  | LD | synthetic_web_sling
79778 | THR-WA1-LD-0040 | Sling, Nylon, Work Area 1 (NYLON BELT SLING SIZE; 6" X 12`) (NA) | THR-LD-NYLN-WA1 | Slings, Nylon, Work Area 1 | Lifting Device,Sling | Lifting Device |  | LD | synthetic_web_sling
79779 | THR-WA1-LD-0050 | Sling, Nylon, Work Area 1 (NYLON BELT SLING SIZE; 6" X 13` CAPACITY 16800Lbs ) | THR-LD-NYLN-WA1 | Slings, Nylon, Work Area 1 | Lifting Device,Sling | Lifting Device |  | LD | synthetic_web_sling
79780 | THR-WA1-LD-0051 | Sling, Nylon, Work Area 1 (NYLON BELT SLING SIZE; 6" X 13` CAPACITY 16800Lbs ) | THR-LD-NYLN-WA1 | Slings, Nylon, Work Area 1 | Lifting Device,Sling | Lifting Device |  | LD | synthetic_web_sling
79782 | THR-WA1-LD-115-2 | Sling, Nylon, Work Area 1 (NYLON SLING 4" X 4', CAPACITY 11500 LBS, SN 523115-2) | THR-LD-WIRE-WA1 | Slings, Wire Rope, Work Area 1 | Lifting Device,Sling | Lifting Device |  | LD | synthetic_web_sling
139397 | THR-WA1-LD-115-2 | Sling, Nylon, Work Area 1 (NYLON SLING 4" X 4', CAPACITY 11500 LBS, SN 523115-2) | THR-LD-NYLN-WA1 | Slings, Nylon, Work Area 1 | Lifting Device,Sling | Lifting Device |  | LD | synthetic_web_sling
79781 | THR-WA1-LD-0700 | Sling, Nylon, Work Area 1 (NYLON SLING 6' X 13', CAPACITY 16800 LBS SN 1350700.) | THR-LD-WIRE-WA1 | Slings, Wire Rope, Work Area 1 | Lifting Device,Sling | Lifting Device |  | LD | synthetic_web_sling
139394 | THR-WA1-LD-0700 | Sling, Nylon, Work Area 1 (NYLON SLING 6' X 13', CAPACITY 16800 LBS SN 1350700.) | THR-LD-NYLN-WA1 | Slings, Nylon, Work Area 1 | Lifting Device,Sling | Lifting Device |  | LD | synthetic_web_sling
79783 | THR-WA1-LD-3702 | Sling, Nylon, Work Area 1 (NYLON SLING 6" X 13' , CAPACITY 16500 LBS SN 20733702) | THR-LD-WIRE-WA1 | Slings, Wire Rope, Work Area 1 | Lifting Device,Sling | Lifting Device |  | LD | synthetic_web_sling
139403 | THR-WA1-LD-3702 | Sling, Nylon, Work Area 1 (NYLON SLING 6" X 13' , CAPACITY 16500 LBS SN 20733702) | THR-LD-NYLN-WA1 | Slings, Nylon, Work Area 1 | Lifting Device,Sling | Lifting Device |  | LD | synthetic_web_sling
79795 | THR-WA1-LD-79-24 | Sling, Nylon, Work Area 1 (NYLON SLING SIZE; 1" X 2', CAPACITY 3200 LBS. SN 513179-24) (NA) | THR-LD-WIRE-WA1 | Slings, Wire Rope, Work Area 1 | Lifting Device,Sling | Lifting Device |  | LD | synthetic_web_sling
139411 | THR-WA1-LD-799-1 | Sling, Nylon, Work Area 1 (NYLON SLING SIZE; 2" X 4', CAPACITY 6400 LBS, SN 1045799-1) A | THR-LD-WIRE-WA1 | Slings, Wire Rope, Work Area 1 | Lifting Device,Sling | Lifting Device |  | LD | synthetic_web_sling
139412 | THR-WA1-LD-799-5 | Sling, Nylon, Work Area 1 (NYLON SLING SIZE; 2" X 4', CAPACITY 6400 LBS, SN 1045799-5) A | THR-LD-WIRE-WA1 | Slings, Wire Rope, Work Area 1 | Lifting Device,Sling | Lifting Device |  | LD | synthetic_web_sling
79798 | THR-WA1-LD-799-7 | Sling, Nylon, Work Area 1 (NYLON SLING SIZE; 2" X 4', CAPACITY 6400 LBS, SN 1045799-7) A | THR-LD-WIRE-WA1 | Slings, Wire Rope, Work Area 1 | Lifting Device,Sling | Lifting Device |  | LD | synthetic_web_sling
139417 | THR-WA1-LD-95-12 | Sling, Nylon, Work Area 1 (NYLON SLING SIZE; 2" X 4', CAPACITY 6400 LBS, SN 1547395-12) A | THR-LD-WIRE-WA1 | Slings, Wire Rope, Work Area 1 | Lifting Device,Sling | Lifting Device |  | LD | synthetic_web_sling
139418 | THR-WA1-LD-95-24 | Sling, Nylon, Work Area 1 (NYLON SLING SIZE; 2" X 4', CAPACITY 6400 LBS, SN 1547395-24) A | THR-LD-WIRE-WA1 | Slings, Wire Rope, Work Area 1 | Lifting Device,Sling | Lifting Device |  | LD | synthetic_web_sling
139419 | THR-WA1-LD-95-36 | Sling, Nylon, Work Area 1 (NYLON SLING SIZE; 2" X 4', CAPACITY 6400 LBS, SN 1547395-36) A | THR-LD-WIRE-WA1 | Slings, Wire Rope, Work Area 1 | Lifting Device,Sling | Lifting Device |  | LD | synthetic_web_sling
139421 | THR-WA1-LD-95-47 | Sling, Nylon, Work Area 1 (NYLON SLING SIZE; 2" X 4', CAPACITY 6400 LBS, SN 1547395-47) A | THR-LD-WIRE-WA1 | Slings, Wire Rope, Work Area 1 | Lifting Device,Sling | Lifting Device |  | LD | synthetic_web_sling
79891 | THR-WA1-LD-95-50 | Sling, Nylon, Work Area 1 (NYLON SLING SIZE; 2" X 4', CAPACITY 6400 LBS, SN 1547395-50) A | THR-LD-WIRE-WA1 | Slings, Wire Rope, Work Area 1 | Lifting Device,Sling | Lifting Device |  | LD | synthetic_web_sling
79801 | THR-WA1-LD-87-13 | Sling, Nylon, Work Area 1 (NYLON SLING SIZE; 2" X 4', CAPACITY 6400 LBS, SN 91787-13) A | THR-LD-WIRE-WA1 | Slings, Wire Rope, Work Area 1 | Lifting Device,Sling | Lifting Device |  | LD | synthetic_web_sling
139409 | THR-WA1-LD-60-48 | Sling, Nylon, Work Area 1 (NYLON SLING SIZE; 2" X 4', CAPACITY 6400 LBS., SN 112360-48) A | THR-LD-WIRE-WA1 | Slings, Wire Rope, Work Area 1 | Lifting Device,Sling | Lifting Device |  | LD | synthetic_web_sling
139387 | THR-WA1-LD-0049 | Sling, Nylon, Work Area 1 (vNYLON BELT SLING SIZE; 2" X 8` 6400 LBS. CAPACITY, SN 507012-122) (NA) | THR-LD-NYLN-WA1 | Slings, Nylon, Work Area 1 | Lifting Device,Sling | Lifting Device |  | LD | synthetic_web_sling
79794 | THR-WA1-LD-75-22 | Sling, Nylon, Work Area 1(NYLON BELT SLING SIZE; 2" X 10', CAPACITY 6400 LBS, SN 518975-22) A | THR-LD-NYLN-WA1 | Slings, Nylon, Work Area 1 | Lifting Device,Sling | Lifting Device |  | LD | synthetic_web_sling
79893 | THR-WA2-LD-0004 | Sling, Nylon, Work Area 2 | THR-LD-NYLN-WA2 | Slings, Nylon, Work Area 2 | Lifting Device,Sling | Lifting Device |  | LD | synthetic_web_sling
79908 | THR-WA2-LD-0037 | Sling, Nylon, Work Area 2 | THR-LD-NYLN-WA2 | Slings, Nylon, Work Area 2 | Lifting Device,Sling | Lifting Device |  | LD | synthetic_web_sling
139427 | THR-WA2-LD-0009 | Sling, Nylon, Work Area 2 | THR-LD-NYLN-WA2 | Slings, Nylon, Work Area 2 | Lifting Device,Sling | Lifting Device |  | LD | synthetic_web_sling
139429 | THR-WA2-LD-0015 | Sling, Nylon, Work Area 2 | THR-LD-NYLN-WA2 | Slings, Nylon, Work Area 2 | Lifting Device,Sling | Lifting Device |  | LD | synthetic_web_sling
139440 | THR-WA2-LD-0037 | Sling, Nylon, Work Area 2 | THR-SES-LD | Lifting Device, Safety Equipment | Lifting Device,Sling | Lifting Device |  | LD | synthetic_web_sling
38429 | REMOVED FROM SERVICE | Sling, Nylon, Work Area 2 SIZE; 1" X 8', | THR-LD-WIRE-WA2 | Slings, Wire Rope, Work Area 2 | Lifting Device,Sling | Lifting Device |  |  | synthetic_web_sling
38430 | REMOVED FROM SERVICE | Sling, Nylon, Work Area 2 SIZE; 1" X 8', | THR-SES-LD | Lifting Device, Safety Equipment | Lifting Device,Sling | Lifting Device |  |  | synthetic_web_sling
79933 | THR-WA2-LD-57-14 | Sling, Nylon, Work Area 2 (Sr 1416457-14) SIZE; 2" X 16', | THR-LD-NYLN-WA2 | Slings, Nylon, Work Area 2 | Lifting Device,Sling | Lifting Device |  | LD | synthetic_web_sling
79907 | THR-WA2-LD-0028S | Sling, Nylon, Work Area 2 SIZE; 2" X 3', | THR-SES-LD | Lifting Device, Safety Equipment | Lifting Device,Sling | Lifting Device | 40043 | LD | synthetic_web_sling
139437 | THR-WA2-LD-0028S | Sling, Nylon, Work Area 2 SIZE; 2" X 3', | THR-LD-WIRE-WA2 | Slings, Wire Rope, Work Area 2 | Lifting Device,Sling | Lifting Device | 40043 | LD | synthetic_web_sling
79952 | THR-WA2-LD-87-27 | Sling, Nylon, Work Area 2 (Sr 1387787-27) SIZE; 1" X 3', | THR-SES-LD | Lifting Device, Safety Equipment | Lifting Device,Sling | Lifting Device |  | LD | synthetic_web_sling
139475 | THR-WA2-LD-87-27 | Sling, Nylon, Work Area 2 (Sr 1387787-27) SIZE; 1" X 3', | THR-LD-NYLN-WA2 | Slings, Nylon, Work Area 2 | Lifting Device,Sling | Lifting Device |  | LD | synthetic_web_sling
79913 | THR-WA2-LD-153-4 | Sling, Nylon, Work Area 2 (Sr 1462153-4) SIZE; 2" X 16', | THR-LD-NYLN-WA2 | Slings, Nylon, Work Area 2 | Lifting Device,Sling | Lifting Device |  | LD | synthetic_web_sling
79914 | THR-WA2-LD-153-4 | Sling, Nylon, Work Area 2 (Sr 1462153-4) SIZE; 2" X 16', | THR-S-E | SUSPENDED ENTITY | Lifting Device,Sling | Lifting Device |  | LD | synthetic_web_sling
79954 | THR-WA2-LD-95-23 | Sling, Nylon, Work Area 2 (Sr 1469395-23) SIZE; 2" X 4', | THR-S-E | SUSPENDED ENTITY | Lifting Device,Sling | Lifting Device |  | LD | synthetic_web_sling
139478 | THR-WA2-LD-95-23 | Sling, Nylon, Work Area 2 (Sr 1469395-23) SIZE; 2" X 4', | THR-LD-NYLN-WA2 | Slings, Nylon, Work Area 2 | Lifting Device,Sling | Lifting Device |  | LD | synthetic_web_sling
139481 | THR-WA2-LD-96-11 | Sling, Nylon, Work Area 2 (Sr 1469396-11) SIZE; 2" X 8', | THR-LD-NYLN-WA2 | Slings, Nylon, Work Area 2 | Lifting Device,Sling | Lifting Device |  | LD | synthetic_web_sling
139482 | THR-WA2-LD-96-14 | Sling, Nylon, Work Area 2 (Sr 1469396-14) SIZE; 2" X 8', | THR-LD-NYLN-WA2 | Slings, Nylon, Work Area 2 | Lifting Device,Sling | Lifting Device |  | LD | synthetic_web_sling
79947 | THR-WA2-LD-744-4 | Sling, Nylon, Work Area 2 (Sr 1472744-4) SIZE; 1" X 4', | THR-LD-NYLN-WA2 | Slings, Nylon, Work Area 2 | Lifting Device,Sling | Lifting Device |  | LD | synthetic_web_sling
79939 | THR-WA2-LD-63-21 | Sling, Nylon, Work Area 2 (Sr 1472763-21) SIZE; 1" X 3', | THR-LD-NYLN-WA2 | Slings, Nylon, Work Area 2 | Lifting Device,Sling | Lifting Device |  | LD | synthetic_web_sling
79940 | THR-WA2-LD-63-21 | Sling, Nylon, Work Area 2 (Sr 1472763-21) SIZE; 1" X 3', | THR-SES-LD | Lifting Device, Safety Equipment | Lifting Device,Sling | Lifting Device |  | LD | synthetic_web_sling
79941 | THR-WA2-LD-63-25 | Sling, Nylon, Work Area 2 (Sr 1472763-25) SIZE; 1" X 3', | THR-LD-NYLN-WA2 | Slings, Nylon, Work Area 2 | Lifting Device,Sling | Lifting Device |  | LD | synthetic_web_sling
139469 | THR-WA2-LD-63-25 | Sling, Nylon, Work Area 2 (Sr 1472763-25) SIZE; 1" X 3', | THR-SES-LD | Lifting Device, Safety Equipment | Lifting Device,Sling | Lifting Device |  | LD | synthetic_web_sling
79920 | THR-WA2-LD-34-41 | Sling, Nylon, Work Area 2 (Sr 1472763-46) SIZE; 1" X 3', | THR-SES-LD | Lifting Device, Safety Equipment | Lifting Device,Sling | Lifting Device |  | LD | synthetic_web_sling
79942 | THR-WA2-LD-63-46 | Sling, Nylon, Work Area 2 (Sr 1472763-46) SIZE; 1" X 3', | THR-LD-NYLN-WA2 | Slings, Nylon, Work Area 2 | Lifting Device,Sling | Lifting Device |  | LD | synthetic_web_sling
79943 | THR-WA2-LD-63-46 | Sling, Nylon, Work Area 2 (Sr 1472763-46) SIZE; 1" X 3', | THR-SES-LD | Lifting Device, Safety Equipment | Lifting Device,Sling | Lifting Device |  | LD | synthetic_web_sling
139455 | THR-WA2-LD-34-41 | Sling, Nylon, Work Area 2 (Sr 1472763-46) SIZE; 1" X 3', | THR-LD-NYLN-WA2 | Slings, Nylon, Work Area 2 | Lifting Device,Sling | Lifting Device |  | LD | synthetic_web_sling
79944 | THR-WA2-LD-64-23 | Sling, Nylon, Work Area 2 (Sr 1472764-23) SIZE; 1" X 4', | THR-LD-NYLN-WA2 | Slings, Nylon, Work Area 2 | Lifting Device,Sling | Lifting Device |  | LD | synthetic_web_sling
139470 | THR-WA2-LD-64-23 | Sling, Nylon, Work Area 2 (Sr 1472764-23) SIZE; 1" X 4', | THR-SES-LD | Lifting Device, Safety Equipment | Lifting Device,Sling | Lifting Device |  | LD | synthetic_web_sling
79945 | THR-WA2-LD-64-38 | Sling, Nylon, Work Area 2 (Sr 1472764-38) SIZE; 1" X 4', | THR-LD-NYLN-WA2 | Slings, Nylon, Work Area 2 | Lifting Device,Sling | Lifting Device |  | LD | synthetic_web_sling
139471 | THR-WA2-LD-64-38 | Sling, Nylon, Work Area 2 (Sr 1472764-38) SIZE; 1" X 4', | THR-SES-LD | Lifting Device, Safety Equipment | Lifting Device,Sling | Lifting Device |  | LD | synthetic_web_sling
79946 | THR-WA2-LD-64-58 | Sling, Nylon, Work Area 2 (Sr 1479764-58) SIZE; 1" X 4', | THR-LD-NYLN-WA2 | Slings, Nylon, Work Area 2 | Lifting Device,Sling | Lifting Device |  | LD | synthetic_web_sling
139472 | THR-WA2-LD-64-58 | Sling, Nylon, Work Area 2 (Sr 1479764-58) SIZE; 1" X 4', | THR-SES-LD | Lifting Device, Safety Equipment | Lifting Device,Sling | Lifting Device |  | LD | synthetic_web_sling
139464 | THR-WA2-LD-52-12 | Sling, Nylon, Work Area 2 (Sr 1480052-12) SIZE; 2" X 6', | THR-LD-NYLN-WA2 | Slings, Nylon, Work Area 2 | Lifting Device,Sling | Lifting Device |  | LD | synthetic_web_sling
79928 | THR-WA2-LD-52-36 | Sling, Nylon, Work Area 2 (Sr 1480052-36) SIZE; 2" X 6', | THR-LD-NYLN-WA2 | Slings, Nylon, Work Area 2 | Lifting Device,Sling | Lifting Device |  | LD | synthetic_web_sling
79929 | THR-WA2-LD-52-36 | Sling, Nylon, Work Area 2 (Sr 1480052-36) SIZE; 2" X 6', | THR-S-E | SUSPENDED ENTITY | Lifting Device,Sling | Lifting Device |  | LD | synthetic_web_sling
79930 | THR-WA2-LD-52-37 | Sling, Nylon, Work Area 2 (Sr 1480052-37) SIZE; 2" X 6', | THR-LD-NYLN-WA2 | Slings, Nylon, Work Area 2 | Lifting Device,Sling | Lifting Device |  | LD | synthetic_web_sling
139465 | THR-WA2-LD-52-37 | Sling, Nylon, Work Area 2 (Sr 1480052-37) SIZE; 2" X 6', | THR-S-E | SUSPENDED ENTITY | Lifting Device,Sling | Lifting Device |  | LD | synthetic_web_sling
139466 | THR-WA2-LD-56-18 | Sling, Nylon, Work Area 2 (Sr 1480056-18) SIZE; 1" X 6', | THR-LD-NYLN-WA2 | Slings, Nylon, Work Area 2 | Lifting Device,Sling | Lifting Device |  | LD | synthetic_web_sling
79931 | THR-WA2-LD-56-19 | Sling, Nylon, Work Area 2 (Sr 1480056-19) SIZE; 1" X 6', | THR-LD-NYLN-WA2 | Slings, Nylon, Work Area 2 | Lifting Device,Sling | Lifting Device |  | LD | synthetic_web_sling
79932 | THR-WA2-LD-56-22 | Sling, Nylon, Work Area 2 (Sr 1480056-22) SIZE; 1" X 6', | THR-LD-NYLN-WA2 | Slings, Nylon, Work Area 2 | Lifting Device,Sling | Lifting Device |  | LD | synthetic_web_sling
139467 | THR-WA2-LD-56-23 | Sling, Nylon, Work Area 2 (Sr 1480056-23) SIZE; 1" X 6', | THR-LD-NYLN-WA2 | Slings, Nylon, Work Area 2 | Lifting Device,Sling | Lifting Device |  | LD | synthetic_web_sling
79948 | THR-WA2-LD-800-2 | Sling, Nylon, Work Area 2 (Sr 1657800-2) SIZE; 2" X 3', | THR-LD-NYLN-WA2 | Slings, Nylon, Work Area 2 | Lifting Device,Sling | Lifting Device |  | LD | synthetic_web_sling
79949 | THR-WA2-LD-800-2 | Sling, Nylon, Work Area 2 (Sr 1657800-2) SIZE; 2" X 3', | THR-S-E | SUSPENDED ENTITY | Lifting Device,Sling | Lifting Device |  | LD | synthetic_web_sling
79950 | THR-WA2-LD-832-2 | Sling, Nylon, Work Area 2 (Sr 1657832-2) SIZE; 2" X 3', | THR-LD-NYLN-WA2 | Slings, Nylon, Work Area 2 | Lifting Device,Sling | Lifting Device |  | LD | synthetic_web_sling
79951 | THR-WA2-LD-832-2 | Sling, Nylon, Work Area 2 (Sr 1657832-2) SIZE; 2" X 3', | THR-S-E | SUSPENDED ENTITY | Lifting Device,Sling | Lifting Device |  | LD | synthetic_web_sling
139473 | THR-WA2-LD-832-3 | Sling, Nylon, Work Area 2 (Sr 1657832-3) SIZE; 2" X 3', | THR-LD-NYLN-WA2 | Slings, Nylon, Work Area 2 | Lifting Device,Sling | Lifting Device |  | LD | synthetic_web_sling
139474 | THR-WA2-LD-832-3 | Sling, Nylon, Work Area 2 (Sr 1657832-3) SIZE; 2" X 3', | THR-LD-WIRE-WA2 | Slings, Wire Rope, Work Area 2 | Lifting Device,Sling | Lifting Device |  | LD | synthetic_web_sling
79912 | THR-WA2-LD-034-1 | Sling, Nylon, Work Area 2 (Sr 1678034-1) SIZE; 2" X 3', | THR-LD-NYLN-WA2 | Slings, Nylon, Work Area 2 | Lifting Device,Sling | Lifting Device |  | LD | synthetic_web_sling
139448 | THR-WA2-LD-034-1 | Sling, Nylon, Work Area 2 (Sr 1678034-1) SIZE; 2" X 3', | THR-S-E | SUSPENDED ENTITY | Lifting Device,Sling | Lifting Device |  | LD | synthetic_web_sling
139462 | THR-WA2-LD-503-1 | Sling, Nylon, Work Area 2 (Sr 1856503-1 SIZE; 2" X 3', | THR-S-E | SUSPENDED ENTITY | Lifting Device,Sling | Lifting Device |  | LD | synthetic_web_sling
139463 | THR-WA2-LD-503-4 | Sling, Nylon, Work Area 2 (Sr 1856503-4 SIZE; 2" X 3', | THR-S-E | SUSPENDED ENTITY | Lifting Device,Sling | Lifting Device |  | LD | synthetic_web_sling
79919 | THR-WA2-LD-21-3 | Sling, Nylon, Work Area 2 (Sr 1868521-3 SIZE; 1" X 8', | THR-S-E | SUSPENDED ENTITY | Lifting Device,Sling | Lifting Device |  | LD | synthetic_web_sling
139449 | THR-WA2-LD-12-48 | Sling, Nylon, Work Area 2 (Sr 2251291-12-48) SIZE; 1" X 4', | THR-LD-NYLN-WA2 | Slings, Nylon, Work Area 2 | Lifting Device,Sling | Lifting Device |  | LD | synthetic_web_sling
139450 | THR-WA2-LD-12-48 | Sling, Nylon, Work Area 2 (Sr 2251291-12-48) SIZE; 1" X 4', | THR-SES-LD | Lifting Device, Safety Equipment | Lifting Device,Sling | Lifting Device |  | LD | synthetic_web_sling
79915 | THR-WA2-LD-18-54 | Sling, Nylon, Work Area 2 (Sr 2258160-18-54) SIZE; 1" X 4', | THR-SES-LD | Lifting Device, Safety Equipment | Lifting Device,Sling | Lifting Device |  | LD | synthetic_web_sling
139451 | THR-WA2-LD-18-54 | Sling, Nylon, Work Area 2 (Sr 2258160-18-54) SIZE; 1" X 4', | THR-LD-NYLN-WA2 | Slings, Nylon, Work Area 2 | Lifting Device,Sling | Lifting Device |  | LD | synthetic_web_sling
79916 | THR-WA2-LD-18-57 | Sling, Nylon, Work Area 2 (Sr 2258160-18-57) SIZE; 1" X 4', | THR-LD-NYLN-WA2 | Slings, Nylon, Work Area 2 | Lifting Device,Sling | Lifting Device |  | LD | synthetic_web_sling
139452 | THR-WA2-LD-18-57 | Sling, Nylon, Work Area 2 (Sr 2258160-18-57) SIZE; 1" X 4', | THR-SES-LD | Lifting Device, Safety Equipment | Lifting Device,Sling | Lifting Device |  | LD | synthetic_web_sling
79955 | THR-WA2-LD-963-1 | Sling, Nylon, Work Area 2 (Sr 696963-1) SIZE; 2" X 3', | THR-LD-NYLN-WA2 | Slings, Nylon, Work Area 2 | Lifting Device,Sling | Lifting Device |  | LD | synthetic_web_sling
139477 | THR-WA2-LD-89-14 | Sling, Nylon, Work Area 2 (Sr 78888-14 SIZE; 1" X 8', | THR-S-E | SUSPENDED ENTITY | Lifting Device,Sling | Lifting Device |  | LD | synthetic_web_sling
79953 | THR-WA2-LD-889-7 | Sling, Nylon, Work Area 2 (Sr 788889-7) SIZE; 1" X 8', | THR-SES-LD | Lifting Device, Safety Equipment | Lifting Device,Sling | Lifting Device |  | LD | synthetic_web_sling
139476 | THR-WA2-LD-889-7 | Sling, Nylon, Work Area 2 (Sr 788889-7) SIZE; 1" X 8', | THR-LD-WIRE-WA2 | Slings, Wire Rope, Work Area 2 | Lifting Device,Sling | Lifting Device |  | LD | synthetic_web_sling
139458 | THR-WA2-LD-496-10 | Sling, Nylon, Work Area 2 (Sr 903496-10) SIZE; 2" X 4', | THR-LD-NYLN-WA2 | Slings, Nylon, Work Area 2 | Lifting Device,Sling | Lifting Device |  | LD | synthetic_web_sling
79927 | THR-WA2-LD-496-6 | Sling, Nylon, Work Area 2 (Sr 903496-6) SIZE; 2" X 4', | THR-LD-WA1 | Lifting Devices, Chain Hoist, Come Along & Slings | Lifting Device,Sling | Lifting Device |  | LD | synthetic_web_sling
139459 | THR-WA2-LD-496-6 | Sling, Nylon, Work Area 2 (Sr 903496-6) SIZE; 2" X 4', | THR-LD-NYLN-WA2 | Slings, Nylon, Work Area 2 | Lifting Device,Sling | Lifting Device |  | LD | synthetic_web_sling
139460 | THR-WA2-LD-496-6 | Sling, Nylon, Work Area 2 (Sr 903496-6) SIZE; 2" X 4', | THR-S-E | SUSPENDED ENTITY | Lifting Device,Sling | Lifting Device |  | LD | synthetic_web_sling
139461 | THR-WA2-LD-496-8 | Sling, Nylon, Work Area 2 (Sr 903496-8) SIZE; 2" X 4', | THR-LD-NYLN-WA2 | Slings, Nylon, Work Area 2 | Lifting Device,Sling | Lifting Device |  | LD | synthetic_web_sling
139425 | THR-WA2-LD-0004S | Sling, Nylon, Work Area 2 (SUSPENDED) | THR-LD-NYLN-WA2 | Slings, Nylon, Work Area 2 | Lifting Device,Sling | Lifting Device | 38892 | LD | synthetic_web_sling
139426 | THR-WA2-LD-0004S | Sling, Nylon, Work Area 2 (SUSPENDED) | THR-S-E | SUSPENDED ENTITY | Lifting Device,Sling | Lifting Device | 38892 | LD | synthetic_web_sling
79910 | THR-WA2-LD-0051S | Sling, Nylon, Work Area 2 SIZE; 1" X 3', | THR-LD-NYLN-WA2 | Slings, Nylon, Work Area 2 | Lifting Device,Sling | Lifting Device | 40046 | LD | synthetic_web_sling
79911 | THR-WA2-LD-0051S | Sling, Nylon, Work Area 2 SIZE; 1" X 3', | THR-SES-LD | Lifting Device, Safety Equipment | Lifting Device,Sling | Lifting Device | 40046 | LD | synthetic_web_sling
139442 | THR-WA2-LD-0050S | Sling, Nylon, Work Area 2 SIZE; 1" X 3', | THR-LD-NYLN-WA2 | Slings, Nylon, Work Area 2 | Lifting Device,Sling | Lifting Device | 40045 | LD | synthetic_web_sling
139443 | THR-WA2-LD-0050S | Sling, Nylon, Work Area 2 SIZE; 1" X 3', | THR-SES-LD | Lifting Device, Safety Equipment | Lifting Device,Sling | Lifting Device | 40045 | LD | synthetic_web_sling
139444 | THR-WA2-LD-0052S | Sling, Nylon, Work Area 2 SIZE; 1" X 3', | THR-LD-NYLN-WA2 | Slings, Nylon, Work Area 2 | Lifting Device,Sling | Lifting Device | 40047 | LD | synthetic_web_sling
139445 | THR-WA2-LD-0052S | Sling, Nylon, Work Area 2 SIZE; 1" X 3', | THR-SES-LD | Lifting Device, Safety Equipment | Lifting Device,Sling | Lifting Device | 40047 | LD | synthetic_web_sling
79909 | THR-WA2-LD-0044S | Sling, Nylon, Work Area 2 SIZE; 1" X 4', | THR-LD-NYLN-WA2 | Slings, Nylon, Work Area 2 | Lifting Device,Sling | Lifting Device | 40044 | LD | synthetic_web_sling
139441 | THR-WA2-LD-0044S | Sling, Nylon, Work Area 2 SIZE; 1" X 4', | THR-SES-LD | Lifting Device, Safety Equipment | Lifting Device,Sling | Lifting Device | 40044 | LD | synthetic_web_sling
139428 | THR-WA2-LD-0010S | Sling, Nylon, Work Area 2 SIZE; 2" X 6', | THR-LD-NYLN-WA2 | Slings, Nylon, Work Area 2 | Lifting Device,Sling | Lifting Device | 40042 | LD | synthetic_web_sling
79961 | THR-WA3-LD-0011S | Sling, Nylon, Work Area 3 | THR-LD-NYLN-WA3 | Slings, Nylon, Work Area 3 | Lifting Device,Sling | Lifting Device | 40288 | LD | synthetic_web_sling
79963 | THR-WA3-LD-0013S | Sling, Nylon, Work Area 3 | THR-LD-NYLN-WA3 | Slings, Nylon, Work Area 3 | Lifting Device,Sling | Lifting Device | 40289 | LD | synthetic_web_sling
80006 | THR-WA3-LD-0019S | Sling, Nylon, Work Area 3 | THR-LD-NYLN-WA3 | Slings, Nylon, Work Area 3 | Lifting Device,Sling | Lifting Device | 40266 | LD | synthetic_web_sling
80007 | THR-WA3-LD-0020S | Sling, Nylon, Work Area 3 | THR-LD-NYLN-WA3 | Slings, Nylon, Work Area 3 | Lifting Device,Sling | Lifting Device | 40267 | LD | synthetic_web_sling
80008 | THR-WA3-LD-0023S | Sling, Nylon, Work Area 3 | THR-LD-NYLN-WA3 | Slings, Nylon, Work Area 3 | Lifting Device,Sling | Lifting Device | 40270 | LD | synthetic_web_sling
80009 | THR-WA3-LD-0024S | Sling, Nylon, Work Area 3 | THR-LD-NYLN-WA3 | Slings, Nylon, Work Area 3 | Lifting Device,Sling | Lifting Device | 40271 | LD | synthetic_web_sling
80036 | THR-WA3-LD-0097S | Sling, Nylon, Work Area 3 | THR-LD-NYLN-WA3 | Slings, Nylon, Work Area 3 | Lifting Device,Sling | Lifting Device | 40279 | LD | synthetic_web_sling
139484 | THR-WA3-LD-0001 | Sling, Nylon, Work Area 3 | THR-LD-NYLN-WA3 | Slings, Nylon, Work Area 3 | Lifting Device,Sling | Lifting Device |  | LD | synthetic_web_sling
139486 | THR-WA3-LD-0007 | Sling, Nylon, Work Area 3 | THR-LD-NYLN-WA3 | Slings, Nylon, Work Area 3 | Lifting Device,Sling | Lifting Device | 35424 | LD | synthetic_web_sling
139488 | THR-WA3-LD-0010S | Sling, Nylon, Work Area 3 | THR-LD-NYLN-WA3 | Slings, Nylon, Work Area 3 | Lifting Device,Sling | Lifting Device | 40287 | LD | synthetic_web_sling
139493 | THR-WA3-LD-0021S | Sling, Nylon, Work Area 3 | THR-LD-NYLN-WA3 | Slings, Nylon, Work Area 3 | Lifting Device,Sling | Lifting Device | 40268 | LD | synthetic_web_sling
139494 | THR-WA3-LD-0022S | Sling, Nylon, Work Area 3 | THR-LD-NYLN-WA3 | Slings, Nylon, Work Area 3 | Lifting Device,Sling | Lifting Device | 40269 | LD | synthetic_web_sling
139495 | THR-WA3-LD-0025S | Sling, Nylon, Work Area 3 | THR-LD-NYLN-WA3 | Slings, Nylon, Work Area 3 | Lifting Device,Sling | Lifting Device | 40272 | LD | synthetic_web_sling
139496 | THR-WA3-LD-0026S | Sling, Nylon, Work Area 3 | THR-LD-NYLN-WA3 | Slings, Nylon, Work Area 3 | Lifting Device,Sling | Lifting Device | 40273 | LD | synthetic_web_sling
139497 | THR-WA3-LD-0027S | Sling, Nylon, Work Area 3 | THR-LD-NYLN-WA3 | Slings, Nylon, Work Area 3 | Lifting Device,Sling | Lifting Device | 40274 | LD | synthetic_web_sling
139498 | THR-WA3-LD-0028S | Sling, Nylon, Work Area 3 | THR-LD-NYLN-WA3 | Slings, Nylon, Work Area 3 | Lifting Device,Sling | Lifting Device | 40275 | LD | synthetic_web_sling
139499 | THR-WA3-LD-0029 | Sling, Nylon, Work Area 3 | THR-LD-NYLN-WA3 | Slings, Nylon, Work Area 3 | Lifting Device,Sling | Lifting Device | 35423 | LD | synthetic_web_sling
139529 | THR-WA3-LD-0101S | Sling, Nylon, Work Area 3 | THR-LD-NYLN-WA3 | Slings, Nylon, Work Area 3 | Lifting Device,Sling | Lifting Device | 40280 | LD | synthetic_web_sling
139530 | THR-WA3-LD-0102S | Sling, Nylon, Work Area 3 | THR-LD-NYLN-WA3 | Slings, Nylon, Work Area 3 | Lifting Device,Sling | Lifting Device | 40281 | LD | synthetic_web_sling
139535 | THR-WA3-LD-0109S | Sling, Nylon, Work Area 3 | THR-LD-NYLN-WA3 | Slings, Nylon, Work Area 3 | Lifting Device,Sling | Lifting Device | 40283 | LD | synthetic_web_sling
139536 | THR-WA3-LD-0111S | Sling, Nylon, Work Area 3 | THR-LD-NYLN-WA3 | Slings, Nylon, Work Area 3 | Lifting Device,Sling | Lifting Device | 40282 | LD | synthetic_web_sling
139539 | THR-WA3-LD-0116S | Sling, Nylon, Work Area 3 | THR-LD-NYLN-WA3 | Slings, Nylon, Work Area 3 | Lifting Device,Sling | Lifting Device | 40284 | LD | synthetic_web_sling
80038 | THR-WA3-LD-0100 | Sling, Nylon, Work Area 3 (2" X 4') | THR-LD-NYLN-WA3 | Slings, Nylon, Work Area 3 | Lifting Device,Sling | Lifting Device |  | LD | synthetic_web_sling
80042 | THR-WA3-LD-0115 | Sling, Nylon, Work Area 3 (2" X 8') | THR-LD-NYLN-WA3 | Slings, Nylon, Work Area 3 | Lifting Device,Sling | Lifting Device |  | LD | synthetic_web_sling
139531 | THR-WA3-LD-0103 | Sling, Nylon, Work Area 3 (1" X 3') | THR-LD-NYLN-WA3 | Slings, Nylon, Work Area 3 | Lifting Device,Sling | Lifting Device |  | LD | synthetic_web_sling
139538 | THR-WA3-LD-0114 | Sling, Nylon, Work Area 3 (1" X 3') | THR-LD-NYLN-WA3 | Slings, Nylon, Work Area 3 | Lifting Device,Sling | Lifting Device |  | LD | synthetic_web_sling
80031 | THR-WA3-LD-0075 | Sling, Nylon, Work Area 3 (1" X 4') | THR-LD-NYLN-WA3 | Slings, Nylon, Work Area 3 | Lifting Device,Sling | Lifting Device |  | LD | synthetic_web_sling
80041 | THR-WA3-LD-0110 | Sling, Nylon, Work Area 3 (1" X 4') | THR-LD-NYLN-WA3 | Slings, Nylon, Work Area 3 | Lifting Device,Sling | Lifting Device |  | LD | synthetic_web_sling
139537 | THR-WA3-LD-0112 | Sling, Nylon, Work Area 3 (1" X 4') | THR-LD-NYLN-WA3 | Slings, Nylon, Work Area 3 | Lifting Device,Sling | Lifting Device |  | LD | synthetic_web_sling
80037 | THR-WA3-LD-0098 | Sling, Nylon, Work Area 3 (2" X 4') | THR-LD-NYLN-WA3 | Slings, Nylon, Work Area 3 | Lifting Device,Sling | Lifting Device |  | LD | synthetic_web_sling
139528 | THR-WA3-LD-0099 | Sling, Nylon, Work Area 3 (2" X 4') | THR-LD-NYLN-WA3 | Slings, Nylon, Work Area 3 | Lifting Device,Sling | Lifting Device |  | LD | synthetic_web_sling
80040 | THR-WA3-LD-0108 | Sling, Nylon, Work Area 3 (2" X 8') | THR-LD-NYLN-WA3 | Slings, Nylon, Work Area 3 | Lifting Device,Sling | Lifting Device |  | LD | synthetic_web_sling
139534 | THR-WA3-LD-0107 | Sling, Nylon, Work Area 3 (2" X 8') | THR-LD-NYLN-WA3 | Slings, Nylon, Work Area 3 | Lifting Device,Sling | Lifting Device |  | LD | synthetic_web_sling
80016 | THR-WA3-LD-0049S | Sling, Nylon, Work Area 3 (Suspended) | THR-LD-NYLN-WA3 | Slings, Nylon, Work Area 3 | Lifting Device,Sling | Lifting Device | 35924 | LD | synthetic_web_sling
79964 | THR-WA3-LD-0017 | Sling, Nylon, Work Area 3 ( 1" X 3') | THR-LD-NYLN-WA3 | Slings, Nylon, Work Area 3 | Lifting Device,Sling | Lifting Device |  | LD | synthetic_web_sling
139490 | THR-WA3-LD-0015 | Sling, Nylon, Work Area 3 ( 1" X 3') | THR-LD-NYLN-WA3 | Slings, Nylon, Work Area 3 | Lifting Device,Sling | Lifting Device |  | LD | synthetic_web_sling
139491 | THR-WA3-LD-0016 | Sling, Nylon, Work Area 3 ( 1" X 3') | THR-LD-NYLN-WA3 | Slings, Nylon, Work Area 3 | Lifting Device,Sling | Lifting Device |  | LD | synthetic_web_sling
80023 | THR-WA3-LD-0060 | Sling, Nylon, Work Area 3 ( 2" X 4') | THR-LD-NYLN-WA3 | Slings, Nylon, Work Area 3 | Lifting Device,Sling | Lifting Device |  | LD | synthetic_web_sling
80024 | THR-WA3-LD-0061 | Sling, Nylon, Work Area 3 ( 2" X 4') | THR-LD-NYLN-WA3 | Slings, Nylon, Work Area 3 | Lifting Device,Sling | Lifting Device |  | LD | synthetic_web_sling
139518 | THR-WA3-LD-0058 | Sling, Nylon, Work Area 3 ( 2" X 4') | THR-LD-NYLN-WA3 | Slings, Nylon, Work Area 3 | Lifting Device,Sling | Lifting Device |  | LD | synthetic_web_sling
139519 | THR-WA3-LD-0059 | Sling, Nylon, Work Area 3 ( 2" X 4') | THR-LD-NYLN-WA3 | Slings, Nylon, Work Area 3 | Lifting Device,Sling | Lifting Device |  | LD | synthetic_web_sling
139520 | THR-WA3-LD-0063 | Sling, Nylon, Work Area 3 ( 2" X 4') | THR-LD-NYLN-WA3 | Slings, Nylon, Work Area 3 | Lifting Device,Sling | Lifting Device |  | LD | synthetic_web_sling
80017 | THR-WA3-LD-0050 | Sling, Nylon, Work Area 3 ( 2" X 6') | THR-LD-NYLN-WA3 | Slings, Nylon, Work Area 3 | Lifting Device,Sling | Lifting Device |  | LD | synthetic_web_sling
80018 | THR-WA3-LD-0051 | Sling, Nylon, Work Area 3 ( 2" X 6') | THR-LD-NYLN-WA3 | Slings, Nylon, Work Area 3 | Lifting Device,Sling | Lifting Device |  | LD | synthetic_web_sling
139515 | THR-WA3-LD-0050 | Sling, Nylon, Work Area 3 ( 2" X 6') | THR-SES-LD | Lifting Device, Safety Equipment | Lifting Device,Sling | Lifting Device |  | LD | synthetic_web_sling
139516 | THR-WA3-LD-0052 | Sling, Nylon, Work Area 3 ( 2" X 6') | THR-LD-NYLN-WA3 | Slings, Nylon, Work Area 3 | Lifting Device,Sling | Lifting Device |  | LD | synthetic_web_sling
139517 | THR-WA3-LD-0053 | Sling, Nylon, Work Area 3 ( 2" X 6') | THR-LD-NYLN-WA3 | Slings, Nylon, Work Area 3 | Lifting Device,Sling | Lifting Device |  | LD | synthetic_web_sling
139485 | THR-WA3-LD-0002 | Sling, Nylon, Work Area 3 ( 4" X 4',) | THR-LD-NYLN-WA3 | Slings, Nylon, Work Area 3 | Lifting Device,Sling | Lifting Device |  | LD | synthetic_web_sling
139492 | THR-WA3-LD-0018 | Sling, Nylon, Work Area 3 (1" X 2') | THR-LD-NYLN-WA3 | Slings, Nylon, Work Area 3 | Lifting Device,Sling | Lifting Device |  | LD | synthetic_web_sling
79962 | THR-WA3-LD-0012 | Sling, Nylon, Work Area 3 (1" X 6') | THR-LD-NYLN-WA3 | Slings, Nylon, Work Area 3 | Lifting Device,Sling | Lifting Device |  | LD | synthetic_web_sling
80010 | THR-WA3-LD-0030 | Sling, Nylon, Work Area 3 (2" X 2') | THR-LD-NYLN-WA3 | Slings, Nylon, Work Area 3 | Lifting Device,Sling | Lifting Device |  | LD | synthetic_web_sling
139489 | THR-WA3-LD-0014 | Sling, Nylon, Work Area 3 (2" X 3') | THR-LD-NYLN-WA3 | Slings, Nylon, Work Area 3 | Lifting Device,Sling | Lifting Device |  | LD | synthetic_web_sling
139513 | THR-WA3-LD-0048 | Sling, Nylon, Work Area 3 (2" X 4') | THR-LD-NYLN-WA3 | Slings, Nylon, Work Area 3 | Lifting Device,Sling | Lifting Device |  | LD | synthetic_web_sling
79960 | THR-WA3-LD-0009 | Sling, Nylon, Work Area 3 (2" X 4',) | THR-LD-NYLN-WA3 | Slings, Nylon, Work Area 3 | Lifting Device,Sling | Lifting Device |  | LD | synthetic_web_sling
80019 | THR-WA3-LD-0054 | Sling, Nylon, Work Area 3 (2" X 5') | THR-LD-NYLN-WA3 | Slings, Nylon, Work Area 3 | Lifting Device,Sling | Lifting Device |  | LD | synthetic_web_sling
80020 | THR-WA3-LD-0055 | Sling, Nylon, Work Area 3 (2" X 5') | THR-LD-NYLN-WA3 | Slings, Nylon, Work Area 3 | Lifting Device,Sling | Lifting Device |  | LD | synthetic_web_sling
80021 | THR-WA3-LD-0056 | Sling, Nylon, Work Area 3 (2" X 5') | THR-LD-NYLN-WA3 | Slings, Nylon, Work Area 3 | Lifting Device,Sling | Lifting Device |  | LD | synthetic_web_sling
80022 | THR-WA3-LD-0057 | Sling, Nylon, Work Area 3 (2" X 5') | THR-LD-NYLN-WA3 | Slings, Nylon, Work Area 3 | Lifting Device,Sling | Lifting Device |  | LD | synthetic_web_sling
139487 | THR-WA3-LD-0008 | Sling, Nylon, Work Area 3 (2" X 8') | THR-LD-NYLN-WA3 | Slings, Nylon, Work Area 3 | Lifting Device,Sling | Lifting Device |  | LD | synthetic_web_sling
79957 | THR-WA3-LD-0004 | Sling, Nylon, Work Area 3 (3" X 3') | THR-LD-NYLN-WA3 | Slings, Nylon, Work Area 3 | Lifting Device,Sling | Lifting Device |  | LD | synthetic_web_sling
79956 | THR-WA3-LD-0003 | Sling, Nylon, Work Area 3 (4" X 4') | THR-LD-NYLN-WA3 | Slings, Nylon, Work Area 3 | Lifting Device,Sling | Lifting Device |  | LD | synthetic_web_sling
79958 | THR-WA3-LD-0005 | Sling, Nylon, Work Area 3 (4" X 4') | THR-LD-NYLN-WA3 | Slings, Nylon, Work Area 3 | Lifting Device,Sling | Lifting Device |  | LD | synthetic_web_sling
79959 | THR-WA3-LD-0006 | Sling, Nylon, Work Area 3 (4" X 4') | THR-LD-NYLN-WA3 | Slings, Nylon, Work Area 3 | Lifting Device,Sling | Lifting Device |  | LD | synthetic_web_sling
139564 | THR-WA4-LD-0028 | Sling, Nylon, Work Area 4 ( 2" X 6') | THR-LD-NYLN-WA4 | Slings, Nylon, Work Area 4 | Lifting Device,Sling | Lifting Device |  | LD | synthetic_web_sling
80093 | THR-WA4-LD-0029 | Sling, Nylon, Work Area 4 ( 2" X 8') | THR-LD-NYLN-WA4 | Slings, Nylon, Work Area 4 | Lifting Device,Sling | Lifting Device |  | LD | synthetic_web_sling
139565 | THR-WA4-LD-0031 | Sling, Nylon, Work Area 4 ( 2" X 8') | THR-LD-NYLN-WA4 | Slings, Nylon, Work Area 4 | Lifting Device,Sling | Lifting Device |  | LD | synthetic_web_sling
80048 | THR-WA4-LD-0007 | Sling, Nylon, Work Area 4 (1" X 4') | THR-LD-NYLN-WA4 | Slings, Nylon, Work Area 4 | Lifting Device,Sling | Lifting Device |  | LD | synthetic_web_sling
139545 | THR-WA4-LD-0005 | Sling, Nylon, Work Area 4 (1" X 4') | THR-LD-NYLN-WA4 | Slings, Nylon, Work Area 4 | Lifting Device,Sling | Lifting Device |  | LD | synthetic_web_sling
139546 | THR-WA4-LD-0006 | Sling, Nylon, Work Area 4 (1" X 4') | THR-LD-NYLN-WA4 | Slings, Nylon, Work Area 4 | Lifting Device,Sling | Lifting Device |  | LD | synthetic_web_sling
139547 | THR-WA4-LD-0008 | Sling, Nylon, Work Area 4 (1" X 4') | THR-LD-NYLN-WA4 | Slings, Nylon, Work Area 4 | Lifting Device,Sling | Lifting Device |  | LD | synthetic_web_sling
139553 | THR-WA4-LD-0015 | Sling, Nylon, Work Area 4 (1" X 8') | THR-LD-NYLN-WA4 | Slings, Nylon, Work Area 4 | Lifting Device,Sling | Lifting Device |  | LD | synthetic_web_sling
139554 | THR-WA4-LD-0016 | Sling, Nylon, Work Area 4 (1" X 8') | THR-LD-NYLN-WA4 | Slings, Nylon, Work Area 4 | Lifting Device,Sling | Lifting Device |  | LD | synthetic_web_sling
80096 | THR-WA4-LD-0033 | Sling, Nylon, Work Area 4 (2" X 10') | THR-LD-NYLN-WA4 | Slings, Nylon, Work Area 4 | Lifting Device,Sling | Lifting Device |  | LD | synthetic_web_sling
139566 | THR-WA4-LD-0035 | Sling, Nylon, Work Area 4 (2" X 12') | THR-LD-NYLN-WA4 | Slings, Nylon, Work Area 4 | Lifting Device,Sling | Lifting Device |  | LD | synthetic_web_sling
80046 | THR-WA4-LD-0002 | Sling, Nylon, Work Area 4 ( 1" X 3') | THR-LD-NYLN-WA4 | Slings, Nylon, Work Area 4 | Lifting Device,Sling | Lifting Device |  | LD | synthetic_web_sling
80047 | THR-WA4-LD-0004 | Sling, Nylon, Work Area 4 ( 1" X 3') | THR-LD-NYLN-WA4 | Slings, Nylon, Work Area 4 | Lifting Device,Sling | Lifting Device |  | LD | synthetic_web_sling
139544 | THR-WA4-LD-0003 | Sling, Nylon, Work Area 4 ( 1" X 3') | THR-LD-NYLN-WA4 | Slings, Nylon, Work Area 4 | Lifting Device,Sling | Lifting Device |  | LD | synthetic_web_sling
139561 | THR-WA4-LD-0025 | Sling, Nylon, Work Area 4 ( 2" X 6') | THR-LD-NYLN-WA4 | Slings, Nylon, Work Area 4 | Lifting Device,Sling | Lifting Device |  | LD | synthetic_web_sling
139562 | THR-WA4-LD-0026 | Sling, Nylon, Work Area 4 ( 2" X 6') | THR-LD-NYLN-WA4 | Slings, Nylon, Work Area 4 | Lifting Device,Sling | Lifting Device |  | LD | synthetic_web_sling
139563 | THR-WA4-LD-0027 | Sling, Nylon, Work Area 4 ( 2" X 6') | THR-LD-NYLN-WA4 | Slings, Nylon, Work Area 4 | Lifting Device,Sling | Lifting Device |  | LD | synthetic_web_sling
80094 | THR-WA4-LD-0030 | Sling, Nylon, Work Area 4 ( 2" X 8') | THR-LD-NYLN-WA4 | Slings, Nylon, Work Area 4 | Lifting Device,Sling | Lifting Device |  | LD | synthetic_web_sling
80095 | THR-WA4-LD-0032 | Sling, Nylon, Work Area 4 ( 2" X 8') | THR-LD-NYLN-WA4 | Slings, Nylon, Work Area 4 | Lifting Device,Sling | Lifting Device |  | LD | synthetic_web_sling
80049 | THR-WA4-LD-0012 | Sling, Nylon, Work Area 4 (1" X 6') | THR-LD-NYLN-WA4 | Slings, Nylon, Work Area 4 | Lifting Device,Sling | Lifting Device |  | LD | synthetic_web_sling
139548 | THR-WA4-LD-0009 | Sling, Nylon, Work Area 4 (1" X 6') | THR-LD-NYLN-WA4 | Slings, Nylon, Work Area 4 | Lifting Device,Sling | Lifting Device |  | LD | synthetic_web_sling
139549 | THR-WA4-LD-0010 | Sling, Nylon, Work Area 4 (1" X 6') | THR-LD-NYLN-WA4 | Slings, Nylon, Work Area 4 | Lifting Device,Sling | Lifting Device |  | LD | synthetic_web_sling
139550 | THR-WA4-LD-0011 | Sling, Nylon, Work Area 4 (1" X 6') | THR-LD-NYLN-WA4 | Slings, Nylon, Work Area 4 | Lifting Device,Sling | Lifting Device |  | LD | synthetic_web_sling
139551 | THR-WA4-LD-0013 | Sling, Nylon, Work Area 4 (1" X 8') | THR-LD-NYLN-WA4 | Slings, Nylon, Work Area 4 | Lifting Device,Sling | Lifting Device |  | LD | synthetic_web_sling
139552 | THR-WA4-LD-0014 | Sling, Nylon, Work Area 4 (1" X 8') | THR-LD-NYLN-WA4 | Slings, Nylon, Work Area 4 | Lifting Device,Sling | Lifting Device |  | LD | synthetic_web_sling
80097 | THR-WA4-LD-0034 | Sling, Nylon, Work Area 4 (2" X 10') | THR-LD-NYLN-WA4 | Slings, Nylon, Work Area 4 | Lifting Device,Sling | Lifting Device |  | LD | synthetic_web_sling
139567 | THR-WA4-LD-0036 | Sling, Nylon, Work Area 4 (2" X 12') | THR-LD-NYLN-WA4 | Slings, Nylon, Work Area 4 | Lifting Device,Sling | Lifting Device |  | LD | synthetic_web_sling
80050 | THR-WA4-LD-0019 | Sling, Nylon, Work Area 4 (2" X 3') | THR-LD-NYLN-WA4 | Slings, Nylon, Work Area 4 | Lifting Device,Sling | Lifting Device |  | LD | synthetic_web_sling
80092 | THR-WA4-LD-0020 | Sling, Nylon, Work Area 4 (2" X 3') | THR-LD-NYLN-WA4 | Slings, Nylon, Work Area 4 | Lifting Device,Sling | Lifting Device |  | LD | synthetic_web_sling
139555 | THR-WA4-LD-0017 | Sling, Nylon, Work Area 4 (2" X 3') | THR-LD-NYLN-WA4 | Slings, Nylon, Work Area 4 | Lifting Device,Sling | Lifting Device |  | LD | synthetic_web_sling
139556 | THR-WA4-LD-0018 | Sling, Nylon, Work Area 4 (2" X 3') | THR-LD-NYLN-WA4 | Slings, Nylon, Work Area 4 | Lifting Device,Sling | Lifting Device |  | LD | synthetic_web_sling
139557 | THR-WA4-LD-0021 | Sling, Nylon, Work Area 4 (2" X 4') | THR-LD-NYLN-WA4 | Slings, Nylon, Work Area 4 | Lifting Device,Sling | Lifting Device |  | LD | synthetic_web_sling
139558 | THR-WA4-LD-0022 | Sling, Nylon, Work Area 4 (2" X 4') | THR-LD-NYLN-WA4 | Slings, Nylon, Work Area 4 | Lifting Device,Sling | Lifting Device |  | LD | synthetic_web_sling
139559 | THR-WA4-LD-0023 | Sling, Nylon, Work Area 4 (2" X 4') | THR-LD-NYLN-WA4 | Slings, Nylon, Work Area 4 | Lifting Device,Sling | Lifting Device |  | LD | synthetic_web_sling
139560 | THR-WA4-LD-0024 | Sling, Nylon, Work Area 4 (2" X 4') | THR-LD-NYLN-WA4 | Slings, Nylon, Work Area 4 | Lifting Device,Sling | Lifting Device |  | LD | synthetic_web_sling
139543 | THR-WA4-LD-0001 | Sling, Nylon, Work Area 4 ( 1" X 3') | THR-LD-NYLN-WA4 | Slings, Nylon, Work Area 4 | Lifting Device,Sling | Lifting Device |  | LD | synthetic_web_sling
55709 | TAB-WA4-SQ-1233 | Sling, Nylon,Guillevin EE1-901-T3, 6 Ft. (S/N 64826-05) | TAB-WA4-SQ-0010 | WA4 Fall arrest systems |  | Lifting Device |  | SQ | synthetic_web_sling
119948 | TAB-WA4-SQ-1235 | Sling, Nylon,Guillevin EE1-901-T3, 8 Ft. (S/N 64826-09) | TAB-WA4-SQ-0010 | WA4 Fall arrest systems |  | Lifting Device |  | SQ | synthetic_web_sling
119949 | TAB-WA4-SQ-1236 | Sling, Nylon,Guillevin EE1-901-T3, 8 Ft. (S/N 64826-10) | TAB-WA4-SQ-0010 | WA4 Fall arrest systems |  | Lifting Device |  | SQ | synthetic_web_sling
55708 | TAB-WA4-SQ-1230 | Sling, Nylon,Guillevin EE2-902-T3, 3 Ft. (S/N VCO- 156403-02) | TAB-WA4-SQ-0010 | WA4 Fall arrest systems |  | Lifting Device |  | SQ | synthetic_web_sling
119945 | TAB-WA4-SQ-1228 | Sling, Nylon,LiftAll EE2-801T, 2 Ft. (S/N 1651911-12) | TAB-WA4-SQ-0010 | WA4 Fall arrest systems |  | Lifting Device |  | SQ | synthetic_web_sling
55697 | TAB-WA4-SQ-1115 | Sling, Nylon,LiftAll EE2-801T, 2 Ft. (S/N 1651911-15) | TAB-WA4-SQ-0010 | WA4 Fall arrest systems |  | Lifting Device |  | SQ | synthetic_web_sling
55711 | TAB-WA4-SQ-1237 | Sling, Nylon,LiftAll EE2-803D, 8 Ft. (S/N 927834-78) | TAB-WA4-SQ-0010 | WA4 Fall arrest systems |  | Lifting Device |  | SQ | synthetic_web_sling
119946 | TAB-WA4-SQ-1231 | Sling, Nylon,LiftAll EE2-802D-T3, 6 Ft. (S/N 1504511-22) | TAB-WA4-SQ-0010 | WA4 Fall arrest systems |  | Lifting Device |  | SQ | synthetic_web_sling
55744 | TAB-WA4-SQ-8622 | Sling, Nylon,LiftAll EE2-802D-T3, 6 Ft. (S/N 1543386-22) | TAB-WA4-SQ-0010 | WA4 Fall arrest systems |  | Lifting Device |  | SQ | synthetic_web_sling
119943 | TAB-WA4-SQ-1226 | Sling, Nylon,LiftAll Type 4 EE2-804, 16 Ft. #0002 | TAB-WA4-SQ-0010 | WA4 Fall arrest systems |  | Lifting Device |  | SQ | synthetic_web_sling
55710 | TAB-WA4-SQ-1234 | Sling, Nylon,Sling tech EE2-902-T3, 6 Ft. (S/N 59374-01) | TAB-WA4-SQ-0010 | WA4 Fall arrest systems |  | Lifting Device |  | SQ | synthetic_web_sling
55707 | TAB-WA4-SQ-1229 | Sling, Nylon,Sling tech EE2-901-T3, 3 Ft. (S/N 151412-17) | TAB-WA4-SQ-0010 | WA4 Fall arrest systems |  | Lifting Device |  | SQ | synthetic_web_sling
55712 | TAB-WA4-SQ-1238 | Sling, Nylon,Sling tech EE2-902-T3, 12 Ft. (S/N 59374-17) | TAB-WA4-SQ-0010 | WA4 Fall arrest systems |  | Lifting Device |  | SQ | synthetic_web_sling
119942 | TAB-WA4-SQ-1225 | Sling, Nylon,Sling Teck EE2-902 T3, 16 Ft. (S/N 59374-19) | TAB-WA4-SQ-0010 | WA4 Fall arrest systems |  | Lifting Device |  | SQ | synthetic_web_sling
139523 | THR-WA3-LD-0069 | Sling, Polyester, 1" X 6', 3100 LBS-Work Area 3 ( 1" X 6'') | THR-LD-NYLN-WA3 | Slings, Nylon, Work Area 3 | Lifting Device,Sling | Lifting Device |  | LD | synthetic_web_sling
80015 | THR-WA3-LD-0043 | Sling, Wire Rope, Work Area (3/4" X 3') | THR-LD-WIRE-WA3 | Slings, Wire Rope, Work Area 3 | Lifting Device,Sling | Lifting Device |  | LD | wire-rope_sling
139368 | THR-WA1-LD-0003 | Sling, Wire Rope, Work Area 1 | THR-LD-WIRE-WA1 | Slings, Wire Rope, Work Area 1 | Lifting Device,Sling | Lifting Device |  | LD | wire-rope_sling
139369 | THR-WA1-LD-0003 | Sling, Wire Rope, Work Area 1 | THR-S-E | SUSPENDED ENTITY | Lifting Device,Sling | Lifting Device |  | LD | wire-rope_sling
79774 | THR-WA1-LD-0030 | Sling, Wire Rope, Work Area 1 ( WIRE ROPE SLING SIZE; 1/2" X 10') | THR-LD-WIRE-WA1 | Slings, Wire Rope, Work Area 1 | Lifting Device,Sling | Lifting Device |  | LD | wire-rope_sling
79775 | THR-WA1-LD-0031 | Sling, Wire Rope, Work Area 1 ( WIRE ROPE SLING SIZE; 1/2" X 10') | THR-LD-WIRE-WA1 | Slings, Wire Rope, Work Area 1 | Lifting Device,Sling | Lifting Device |  | LD | wire-rope_sling
139383 | THR-WA1-LD-0030 | Sling, Wire Rope, Work Area 1 ( WIRE ROPE SLING SIZE; 1/2" X 10') | THR-LD-NYLN-WA1 | Slings, Nylon, Work Area 1 | Lifting Device,Sling | Lifting Device |  | LD | wire-rope_sling
79762 | THR-WA1-LD-0014 | Sling, Wire Rope, Work Area 1 ( WIRE ROPE SLING SIZE; 3/8" X 2') | THR-LD-WIRE-WA1 | Slings, Wire Rope, Work Area 1 | Lifting Device,Sling | Lifting Device |  | LD | wire-rope_sling
79771 | THR-WA1-LD-0028 | Sling, Wire Rope, Work Area 1 ( WIRE ROPE SLING SIZE; 3/8" X 6') | THR-LD-WIRE-WA1 | Slings, Wire Rope, Work Area 1 | Lifting Device,Sling | Lifting Device |  | LD | wire-rope_sling
79772 | THR-WA1-LD-0029 | Sling, Wire Rope, Work Area 1 ( WIRE ROPE SLING SIZE; 3/8" X 6') | THR-LD-NYLN-WA1 | Slings, Nylon, Work Area 1 | Lifting Device,Sling | Lifting Device |  | LD | wire-rope_sling
79773 | THR-WA1-LD-0029 | Sling, Wire Rope, Work Area 1 ( WIRE ROPE SLING SIZE; 3/8" X 6') | THR-LD-WIRE-WA1 | Slings, Wire Rope, Work Area 1 | Lifting Device,Sling | Lifting Device |  | LD | wire-rope_sling
139379 | THR-WA1-LD-0023 | Sling, Wire Rope, Work Area 1 ( WIRE ROPE SLING SIZE; 3/8" X 6') | THR-LD-WIRE-WA1 | Slings, Wire Rope, Work Area 1 | Lifting Device,Sling | Lifting Device |  | LD | wire-rope_sling
139382 | THR-WA1-LD-0028 | Sling, Wire Rope, Work Area 1 ( WIRE ROPE SLING SIZE; 3/8" X 6') | THR-LD-NYLN-WA1 | Slings, Nylon, Work Area 1 | Lifting Device,Sling | Lifting Device |  | LD | wire-rope_sling
79758 | THR-WA1-LD-0005 | Sling, Wire Rope, Work Area 1 (WIRE ROPE SLING SIZE; 1/2" X 2' ) | THR-LD-WIRE-WA1 | Slings, Wire Rope, Work Area 1 | Lifting Device,Sling | Lifting Device |  | LD | wire-rope_sling
139367 | THR-WA1-LD-0002 | Sling, Wire Rope, Work Area 1 (WIRE ROPE SLING SIZE; 1/2" X 2' ) | THR-LD-WIRE-WA1 | Slings, Wire Rope, Work Area 1 | Lifting Device,Sling | Lifting Device |  | LD | wire-rope_sling
139370 | THR-WA1-LD-0004 | Sling, Wire Rope, Work Area 1 (WIRE ROPE SLING SIZE; 1/2" X 2' ) | THR-LD-WIRE-WA1 | Slings, Wire Rope, Work Area 1 | Lifting Device,Sling | Lifting Device |  | LD | wire-rope_sling
79759 | THR-WA1-LD-0009 | Sling, Wire Rope, Work Area 1 (WIRE ROPE SLING SIZE; 1/2" X 4' ) | THR-LD-WIRE-WA1 | Slings, Wire Rope, Work Area 1 | Lifting Device,Sling | Lifting Device |  | LD | wire-rope_sling
79760 | THR-WA1-LD-0010 | Sling, Wire Rope, Work Area 1 (WIRE ROPE SLING SIZE; 1/2" X 4' ) | THR-LD-WIRE-WA1 | Slings, Wire Rope, Work Area 1 | Lifting Device,Sling | Lifting Device |  | LD | wire-rope_sling
79761 | THR-WA1-LD-0011 | Sling, Wire Rope, Work Area 1 (WIRE ROPE SLING SIZE; 1/2" X 4' ) | THR-LD-WIRE-WA1 | Slings, Wire Rope, Work Area 1 | Lifting Device,Sling | Lifting Device |  | LD | wire-rope_sling
79763 | THR-WA1-LD-0016 | Sling, Wire Rope, Work Area 1 (WIRE ROPE SLING SIZE; 1/2" X 4' ) | THR-LD-WIRE-WA1 | Slings, Wire Rope, Work Area 1 | Lifting Device,Sling | Lifting Device |  | LD | wire-rope_sling
79764 | THR-WA1-LD-0019 | Sling, Wire Rope, Work Area 1 (WIRE ROPE SLING SIZE; 1/2" X 4' ) | THR-LD-WIRE-WA1 | Slings, Wire Rope, Work Area 1 | Lifting Device,Sling | Lifting Device |  | LD | wire-rope_sling
79767 | THR-WA1-LD-0022 | Sling, Wire Rope, Work Area 1 (WIRE ROPE SLING SIZE; 1/2" X 4' ) | THR-LD-WIRE-WA1 | Slings, Wire Rope, Work Area 1 | Lifting Device,Sling | Lifting Device |  | LD | wire-rope_sling
139374 | THR-WA1-LD-0012 | Sling, Wire Rope, Work Area 1 (WIRE ROPE SLING SIZE; 1/2" X 4' ) | THR-LD-WIRE-WA1 | Slings, Wire Rope, Work Area 1 | Lifting Device,Sling | Lifting Device |  | LD | wire-rope_sling
139375 | THR-WA1-LD-0013 | Sling, Wire Rope, Work Area 1 (WIRE ROPE SLING SIZE; 1/2" X 4' ) | THR-LD-WIRE-WA1 | Slings, Wire Rope, Work Area 1 | Lifting Device,Sling | Lifting Device |  | LD | wire-rope_sling
139373 | THR-WA1-LD-0008 | Sling, Wire Rope, Work Area 1 (WIRE ROPE SLING SIZE; 1/2" X 4' ) | THR-LD-WIRE-WA1 | Slings, Wire Rope, Work Area 1 | Lifting Device,Sling | Lifting Device |  | LD | wire-rope_sling
79766 | THR-WA1-LD-0021 | Sling, Wire Rope, Work Area 1 (WIRE ROPE SLING SIZE; 1/2" X 8' ) | THR-LD-WIRE-WA1 | Slings, Wire Rope, Work Area 1 | Lifting Device,Sling | Lifting Device |  | LD | wire-rope_sling
79765 | THR-WA1-LD-0020 | Sling, Wire Rope, Work Area 1 (WIRE ROPE SLING SIZE; 1/2" X 8') | THR-LD-WIRE-WA1 | Slings, Wire Rope, Work Area 1 | Lifting Device,Sling | Lifting Device |  | LD | wire-rope_sling
139371 | THR-WA1-LD-0006 | Sling, Wire Rope, Work Area 1 (WIRE ROPE SLING SIZE; 3/8" X 4' SN ) | THR-LD-WIRE-WA1 | Slings, Wire Rope, Work Area 1 | Lifting Device,Sling | Lifting Device |  | LD | wire-rope_sling
139377 | THR-WA1-LD-0017 | Sling, Wire Rope, Work Area 1 (WIRE ROPE SLING SIZE; 3/8" X 6' ) | THR-LD-WIRE-WA1 | Slings, Wire Rope, Work Area 1 | Lifting Device,Sling | Lifting Device |  | LD | wire-rope_sling
139378 | THR-WA1-LD-0018 | Sling, Wire Rope, Work Area 1 (WIRE ROPE SLING SIZE; 3/8" X 6' ) | THR-LD-WIRE-WA1 | Slings, Wire Rope, Work Area 1 | Lifting Device,Sling | Lifting Device |  | LD | wire-rope_sling
139372 | THR-WA1-LD-0007 | Sling, Wire Rope, Work Area 1 (WIRE ROPE SLING, 3/8" X4' SN ) | THR-LD-WIRE-WA1 | Slings, Wire Rope, Work Area 1 | Lifting Device,Sling | Lifting Device |  | LD | wire-rope_sling
79904 | THR-WA2-LD-0027 | Sling, Wire Rope, Work Area 2 | THR-LD-WIRE-WA2 | Slings, Wire Rope, Work Area 2 | Lifting Device,Sling | Lifting Device |  | LD | wire-rope_sling
139438 | THR-WA2-LD-0030 | Sling, Wire Rope, Work Area 2 | THR-LD-WIRE-WA2 | Slings, Wire Rope, Work Area 2 | Lifting Device,Sling | Lifting Device |  | LD | wire-rope_sling
139439 | THR-WA2-LD-0030 | Sling, Wire Rope, Work Area 2 | THR-SES-LD | Lifting Device, Safety Equipment | Lifting Device,Sling | Lifting Device |  | LD | wire-rope_sling
79934 | THR-WA2-LD-57-25 | Sling, Wire Rope, Work Area 2 (Sr 1279457-25) SIZE; 3/8" X 4', | THR-SES-LD | Lifting Device, Safety Equipment | Lifting Device,Sling | Lifting Device |  | LD | wire-rope_sling
139468 | THR-WA2-LD-57-25 | Sling, Wire Rope, Work Area 2 (Sr 1279457-25) SIZE; 3/8" X 4', | THR-LD-NYLN-WA2 | Slings, Nylon, Work Area 2 | Lifting Device,Sling | Lifting Device |  | LD | wire-rope_sling
79935 | THR-WA2-LD-57-26 | Sling, Wire Rope, Work Area 2 (Sr 1279457-26) SIZE; 3/8" X 4', | THR-LD-NYLN-WA2 | Slings, Nylon, Work Area 2 | Lifting Device,Sling | Lifting Device |  | LD | wire-rope_sling
79936 | THR-WA2-LD-57-26 | Sling, Wire Rope, Work Area 2 (Sr 1279457-26) SIZE; 3/8" X 4', | THR-SES-LD | Lifting Device, Safety Equipment | Lifting Device,Sling | Lifting Device |  | LD | wire-rope_sling
79937 | THR-WA2-LD-57-27 | Sling, Wire Rope, Work Area 2 (Sr 1279457-27) SIZE; 3/8" X 4', | THR-LD-NYLN-WA2 | Slings, Nylon, Work Area 2 | Lifting Device,Sling | Lifting Device |  | LD | wire-rope_sling
79938 | THR-WA2-LD-57-27 | Sling, Wire Rope, Work Area 2 (Sr 1279457-27) SIZE; 3/8" X 4', | THR-SES-LD | Lifting Device, Safety Equipment | Lifting Device,Sling | Lifting Device |  | LD | wire-rope_sling
79917 | THR-WA2-LD-195-1 | Sling, Wire Rope, Work Area 2 (Sr 263195-1) SIZE; 3/8" X 6', | THR-LD-NYLN-WA2 | Slings, Nylon, Work Area 2 | Lifting Device,Sling | Lifting Device |  | LD | wire-rope_sling
79918 | THR-WA2-LD-195-1 | Sling, Wire Rope, Work Area 2 (Sr 263195-1) SIZE; 3/8" X 6', | THR-SES-LD | Lifting Device, Safety Equipment | Lifting Device,Sling | Lifting Device |  | LD | wire-rope_sling
139479 | THR-WA2-LD-95-37 | Sling, Wire Rope, Work Area 2 (Sr 263195-37) SIZE; 3/8" X 6', | THR-LD-NYLN-WA2 | Slings, Nylon, Work Area 2 | Lifting Device,Sling | Lifting Device |  | LD | wire-rope_sling
139480 | THR-WA2-LD-95-37 | Sling, Wire Rope, Work Area 2 (Sr 263195-37) SIZE; 3/8" X 6', | THR-SES-LD | Lifting Device, Safety Equipment | Lifting Device,Sling | Lifting Device |  | LD | wire-rope_sling
139453 | THR-WA2-LD-195-6 | Sling, Wire Rope, Work Area 2 (Sr 263195-6) SIZE; 3/8" X 6', | THR-LD-NYLN-WA2 | Slings, Nylon, Work Area 2 | Lifting Device,Sling | Lifting Device |  | LD | wire-rope_sling
139454 | THR-WA2-LD-195-6 | Sling, Wire Rope, Work Area 2 (Sr 263195-6) SIZE; 3/8" X 6', | THR-SES-LD | Lifting Device, Safety Equipment | Lifting Device,Sling | Lifting Device |  | LD | wire-rope_sling
79921 | THR-WA2-LD-4080-1 | Sling, Wire Rope, Work Area 2 (Sr LS#514080) SIZE; 3/8" X 4', | THR-SES-LD | Lifting Device, Safety Equipment | Lifting Device,Sling | Lifting Device |  | LD | wire-rope_sling
79922 | THR-WA2-LD-4080-2 | Sling, Wire Rope, Work Area 2 (Sr LS#514080) SIZE; 3/8" X 4', | THR-SES-LD | Lifting Device, Safety Equipment | Lifting Device,Sling | Lifting Device |  | LD | wire-rope_sling
79923 | THR-WA2-LD-4080-3 | Sling, Wire Rope, Work Area 2 (Sr LS#514080) SIZE; 3/8" X 4', | THR-LD-NYLN-WA2 | Slings, Nylon, Work Area 2 | Lifting Device,Sling | Lifting Device |  | LD | wire-rope_sling
79924 | THR-WA2-LD-4080-3 | Sling, Wire Rope, Work Area 2 (Sr LS#514080) SIZE; 3/8" X 4', | THR-SES-LD | Lifting Device, Safety Equipment | Lifting Device,Sling | Lifting Device |  | LD | wire-rope_sling
79925 | THR-WA2-LD-4080-4 | Sling, Wire Rope, Work Area 2 (Sr LS#514080) SIZE; 3/8" X 4', | THR-LD-NYLN-WA2 | Slings, Nylon, Work Area 2 | Lifting Device,Sling | Lifting Device |  | LD | wire-rope_sling
79926 | THR-WA2-LD-4080-4 | Sling, Wire Rope, Work Area 2 (Sr LS#514080) SIZE; 3/8" X 4', | THR-SES-LD | Lifting Device, Safety Equipment | Lifting Device,Sling | Lifting Device |  | LD | wire-rope_sling
139456 | THR-WA2-LD-4080-1 | Sling, Wire Rope, Work Area 2 (Sr LS#514080) SIZE; 3/8" X 4', | THR-LD-NYLN-WA2 | Slings, Nylon, Work Area 2 | Lifting Device,Sling | Lifting Device |  | LD | wire-rope_sling
139457 | THR-WA2-LD-4080-2 | Sling, Wire Rope, Work Area 2 (Sr LS#514080) SIZE; 3/8" X 4', | THR-LD-NYLN-WA2 | Slings, Nylon, Work Area 2 | Lifting Device,Sling | Lifting Device |  | LD | wire-rope_sling
79905 | THR-WA2-LD-0027S | Sling, Wire Rope, Work Area 2 (SUSPENDED) | THR-LD-WIRE-WA2 | Slings, Wire Rope, Work Area 2 | Lifting Device,Sling | Lifting Device |  | LD | wire-rope_sling
79906 | THR-WA2-LD-0027S | Sling, Wire Rope, Work Area 2 (SUSPENDED) | THR-S-E | SUSPENDED ENTITY | Lifting Device,Sling | Lifting Device |  | LD | wire-rope_sling
139436 | THR-WA2-LD-0027S | Sling, Wire Rope, Work Area 2 (SUSPENDED) | THR-LD-NYLN-WA2 | Slings, Nylon, Work Area 2 | Lifting Device,Sling | Lifting Device |  | LD | wire-rope_sling
139446 | THR-WA2-LD-0070S | Sling, Wire Rope, Work Area 2 SIZE; 3/8" X 6', | THR-LD-NYLN-WA2 | Slings, Nylon, Work Area 2 | Lifting Device,Sling | Lifting Device | 40048 | LD | wire-rope_sling
139447 | THR-WA2-LD-0070S | Sling, Wire Rope, Work Area 2 SIZE; 3/8" X 6', | THR-SES-LD | Lifting Device, Safety Equipment | Lifting Device,Sling | Lifting Device | 40048 | LD | wire-rope_sling
80013 | THR-WA3-LD-0040S | Sling, Wire Rope, Work Area 3 | THR-LD-WIRE-WA3 | Slings, Wire Rope, Work Area 3 | Lifting Device,Sling | Lifting Device | 40290 | LD | wire-rope_sling
80035 | THR-WA3-LD-0096S | Sling, Wire Rope, Work Area 3 | THR-LD-WIRE-WA3 | Slings, Wire Rope, Work Area 3 | Lifting Device,Sling | Lifting Device | 40278 | LD | wire-rope_sling
80039 | THR-WA3-LD-0104 | Sling, Wire Rope, Work Area 3 | THR-LD-WIRE-WA3 | Slings, Wire Rope, Work Area 3 | Lifting Device,Sling | Lifting Device |  | LD | wire-rope_sling
80102 | THR3-WA3-LD | Sling, Wire Rope, Work Area 3 | THR-LD-WIRE-WA3 | Slings, Wire Rope, Work Area 3 | Lifting Device,Sling | Lifting Device |  |  | wire-rope_sling
139500 | THR-WA3-LD-0033 | Sling, Wire Rope, Work Area 3 | THR-LD-NYLN-WA3 | Slings, Nylon, Work Area 3 | Lifting Device,Sling | Lifting Device |  | LD | wire-rope_sling
139510 | THR-WA3-LD-0045S | Sling, Wire Rope, Work Area 3 | THR-LD-WIRE-WA3 | Slings, Wire Rope, Work Area 3 | Lifting Device,Sling | Lifting Device | 35426 | LD | wire-rope_sling
139532 | THR-WA3-LD-0105 | Sling, Wire Rope, Work Area 3 | THR-LD-WIRE-WA3 | Slings, Wire Rope, Work Area 3 | Lifting Device,Sling | Lifting Device |  | LD | wire-rope_sling
139533 | THR-WA3-LD-0106 | Sling, Wire Rope, Work Area 3 | THR-LD-WIRE-WA3 | Slings, Wire Rope, Work Area 3 | Lifting Device,Sling | Lifting Device |  | LD | wire-rope_sling
139527 | THR-WA3-LD-0086 | Sling, Wire Rope, Work Area 3 (1/2"x4 legs) | THR-LD-WIRE-WA3 | Slings, Wire Rope, Work Area 3 | Lifting Device,Sling | Lifting Device |  | LD | wire-rope_sling
139542 | THR-WA3-LD-0120 | Sling, Wire Rope, Work Area 3 (1/2"x4') | THR-LD-WIRE-WA3 | Slings, Wire Rope, Work Area 3 | Lifting Device,Sling | Lifting Device |  | LD | wire-rope_sling
80032 | THR-WA3-LD-0076 | Sling, Wire Rope, Work Area 3 (3/4"x6') | THR-LD-WIRE-WA3 | Slings, Wire Rope, Work Area 3 | Lifting Device,Sling | Lifting Device |  | LD | wire-rope_sling
80033 | THR-WA3-LD-0078 | Sling, Wire Rope, Work Area 3 (3/4"x6') | THR-LD-WIRE-WA3 | Slings, Wire Rope, Work Area 3 | Lifting Device,Sling | Lifting Device |  | LD | wire-rope_sling
80034 | THR-WA3-LD-0079 | Sling, Wire Rope, Work Area 3 (3/4"x6') | THR-LD-WIRE-WA3 | Slings, Wire Rope, Work Area 3 | Lifting Device,Sling | Lifting Device |  | LD | wire-rope_sling
80012 | THR-WA3-LD-0039S | Sling, Wire Rope, Work Area 3 (Suspended) | THR-LD-WIRE-WA3 | Slings, Wire Rope, Work Area 3 | Lifting Device,Sling | Lifting Device | 35923 | LD | wire-rope_sling
139506 | THR-WA3-LD-0038S | Sling, Wire Rope, Work Area 3 (Suspended) | THR-LD-WIRE-WA3 | Slings, Wire Rope, Work Area 3 | Lifting Device,Sling | Lifting Device | 35922 | LD | wire-rope_sling
80014 | THR-WA3-LD-0042 | Sling, Wire Rope, Work Area 3 (1/2" X 3") | THR-LD-WIRE-WA3 | Slings, Wire Rope, Work Area 3 | Lifting Device,Sling | Lifting Device |  | LD | wire-rope_sling
139507 | THR-WA3-LD-0041 | Sling, Wire Rope, Work Area 3 (1/2" X 4') | THR-LD-WIRE-WA3 | Slings, Wire Rope, Work Area 3 | Lifting Device,Sling | Lifting Device |  | LD | wire-rope_sling
139508 | THR-WA3-LD-0044 | Sling, Wire Rope, Work Area 3 (1/2" X 6') | THR-LD-WIRE-WA3 | Slings, Wire Rope, Work Area 3 | Lifting Device,Sling | Lifting Device |  | LD | wire-rope_sling
139511 | THR-WA3-LD-0046 | Sling, Wire Rope, Work Area 3 (3/4" X 3') | THR-LD-WIRE-WA3 | Slings, Wire Rope, Work Area 3 | Lifting Device,Sling | Lifting Device |  | LD | wire-rope_sling
139512 | THR-WA3-LD-0047 | Sling, Wire Rope, Work Area 3 (3/8" X 4') | THR-LD-WIRE-WA3 | Slings, Wire Rope, Work Area 3 | Lifting Device,Sling | Lifting Device |  | LD | wire-rope_sling
139504 | THR-WA3-LD-0037S | Sling, Wire Rope, Work Area 3 (Suspended) | THR-LD-WIRE-WA3 | Slings, Wire Rope, Work Area 3 | Lifting Device,Sling | Lifting Device | 35921 | LD | wire-rope_sling
139501 | THR-WA3-LD-0034 | Sling, Wire Rope,5T, LIFTALL,Work Area 3(SNo.1363240-12) (1/2" X 6') | THR-LD-WIRE-WA3 | Slings, Wire Rope, Work Area 3 | Lifting Device,Sling | Lifting Device |  | LD | wire-rope_sling
139502 | THR-WA3-LD-0035 | Sling, Wire Rope,5T, LIFTALLWork Area 3(SNo.1363240-14) (1/2" X 6') | THR-LD-WIRE-WA3 | Slings, Wire Rope, Work Area 3 | Lifting Device,Sling | Lifting Device |  | LD | wire-rope_sling
139503 | THR-WA3-LD-0036 | Sling, Wire Rope,5T, LIFTALLWork Area 3(SNo.1363240-16) (1/2" X 6') | THR-LD-WIRE-WA3 | Slings, Wire Rope, Work Area 3 | Lifting Device,Sling | Lifting Device |  | LD | wire-rope_sling
80011 | THR-WA3-LD-0037 | Sling, Wire Rope,5T, LIFTALLWork Area 3(SNo.1363240-17) (1/2" X 6') | THR-LD-WIRE-WA3 | Slings, Wire Rope, Work Area 3 | Lifting Device,Sling | Lifting Device |  | LD | wire-rope_sling
139514 | THR-WA3-LD-0049 | Sling,Anchor,2ft,Polyester Work Area 3 (2" X 4') | THR-LD-NYLN-WA3 | Slings, Nylon, Work Area 3 | Lifting Device,Sling | Lifting Device |  | LD | http://www.toronto.ca/TWONTO#fall_protection_sling
139509 | THR-WA3-LD-0045 | Sling,Anchor,2ft,Polyester Work Area 3 (2" X 4',) | THR-LD-NYLN-WA3 | Slings, Nylon, Work Area 3 | Lifting Device,Sling | Lifting Device |  | LD | http://www.toronto.ca/TWONTO#fall_protection_sling
119807 | TAB-WA2-SQ-1253 | Slings | TAB-SES-LD | WA2 Lifting devices | Lifting Device,Sling | Lifting Device |  | SQ | http://www.toronto.ca/TWONTO#fall_protection_sling
119808 | TAB-WA2-SQ-1254 | Slings | TAB-SES-LD | WA2 Lifting devices | Lifting Device,Sling | Lifting Device |  | SQ | http://www.toronto.ca/TWONTO#fall_protection_sling
136618 | THR-LD-NYLN-WA1 | Slings, Nylon, Work Area 1 | THR-LD-WA1 | Lifting Devices, Chain Hoist, Come Along & Slings | Lifting Device,Sling | Lifting Device |  |  | synthetic_web_sling
136619 | THR-LD-NYLN-WA2 | Slings, Nylon, Work Area 2 | THR-LD-WA2 | Lifting Devices, Chain Hoist, Come Along & Slings | Lifting Device,Sling | Lifting Device |  |  | synthetic_web_sling
76044 | THR-LD-NYLN-WA3 | Slings, Nylon, Work Area 3 | THR-LD-WA3 | Lifting Devices, Chain Hoist, Come Along & Slings | Lifting Device,Sling | Lifting Device |  |  | synthetic_web_sling
136620 | THR-LD-NYLN-WA4 | Slings, Nylon, Work Area 4 | THR-LD-WA4 | Lifting Devices, Chain Hoist, Come Along & Slings | Lifting Device,Sling | Lifting Device |  |  | synthetic_web_sling
136624 | THR-LD-WIRE-WA1 | Slings, Wire Rope, Work Area 1 | THR-LD-WA1 | Lifting Devices, Chain Hoist, Come Along & Slings | Lifting Device,Sling | Lifting Device |  |  | wire-rope_sling
136625 | THR-LD-WIRE-WA2 | Slings, Wire Rope, Work Area 2 | THR-LD-WA2 | Lifting Devices, Chain Hoist, Come Along & Slings | Lifting Device,Sling | Lifting Device |  |  | wire-rope_sling
76049 | THR-LD-WIRE-WA3 | Slings, Wire Rope, Work Area 3 | THR-LD-WA3 | Lifting Devices, Chain Hoist, Come Along & Slings | Lifting Device,Sling | Lifting Device |  |  | wire-rope_sling
136626 | THR-LD-WIRE-WA4 | Slings, Wire Rope, Work Area 4 | THR-LD-WA4 | Lifting Devices, Chain Hoist, Come Along & Slings | Lifting Device,Sling | Lifting Device |  |  | wire-rope_sling
55580 | TAB-WA2-SQ-1255 | TOS Type - Size - 9/32" Chain Sling - 3 - Leg | TAB-SES-LD | WA2 Lifting devices | Lifting Device,Sling | Lifting Device |  | SQ | chain_sling
55310 | TAB-WA1-LD-1243 | Tripod | TAB-WA1-SQ-1000 | WA1 Lifting Devices and Slings | Lifting Device | Lifting Device |  | LD | http://www.toronto.ca/TWONTO#fall_arrest_Davit_arm
55311 | TAB-WA1-LD-1244 | Tripod | TAB-WA1-SQ-1000 | WA1 Lifting Devices and Slings | Lifting Device | Lifting Device |  | LD | http://www.toronto.ca/TWONTO#fall_arrest_Davit_arm
55312 | TAB-WA1-LD-1245 | Tripod | TAB-WA1-SQ-1000 | WA1 Lifting Devices and Slings | Lifting Device | Lifting Device |  | LD | http://www.toronto.ca/TWONTO#fall_arrest_Davit_arm
119585 | TAB-WA1-LD-1242 | Tripod | TAB-WA1-SQ-1000 | WA1 Lifting Devices and Slings | Lifting Device | Lifting Device |  | LD | http://www.toronto.ca/TWONTO#fall_arrest_Davit_arm
120039 | TAB-WA6-LD-1004 | TRIPOD | TAB-WA6-LD-1000 | WA6 portable cranes/hoists, come alongs, slings, wire rope, chains, etc., | Lifting Device | Lifting Device |  | LD | http://www.toronto.ca/TWONTO#fall_arrest_Davit_arm
29627 | FIS-MCS-LD-0001 | Tripod , Not in Service (Duplicate of FIS-MCS-CRN-0002) | FIS-MCS | Mechanical Services | Lifting Device | Lifting Device | 35799 | LD | http://www.toronto.ca/TWONTO#fall_arrest_Davit_arm
136749 | THR-MCS-LD-9854 | Tripod ,Engine Room, North Wall | THR-LD-WA3 | Lifting Devices, Chain Hoist, Come Along & Slings | Lifting Device,Hoist,Manual | Lifting Device |  | LD | http://www.toronto.ca/TWONTO#fall_arrest_Davit_arm
63424 | FCL-MCS-LD-2001 | Tripod 1 | FCL-MCS-LD | Lifting Devices | Lifting Device | Lifting Device |  | LD | http://www.toronto.ca/TWONTO#fall_arrest_Davit_arm
13691 | FCL-MCS-LD-2002 | Tripod 2 | FCL-MCS-LD | Lifting Devices | Lifting Device | Lifting Device |  | LD | http://www.toronto.ca/TWONTO#fall_arrest_Davit_arm
63425 | FCL-MCS-LD-2003 | Tripod 3 | FCL-MCS-LD | Lifting Devices | Lifting Device | Lifting Device |  | LD | http://www.toronto.ca/TWONTO#fall_arrest_Davit_arm
138638 | THR-SES-LD-6601 | Tripod, Rescue, Confine Space Room, Stores | THR-LD-WA3 | Lifting Devices, Chain Hoist, Come Along & Slings | Lifting Device | Lifting Device |  | LD | http://www.toronto.ca/TWONTO#fall_arrest_Davit_arm
138639 | THR-SES-LD-6601 | Tripod, Rescue, Confine Space Room, Stores | THR-SES-LD | Lifting Device, Safety Equipment | Lifting Device | Lifting Device |  | LD | http://www.toronto.ca/TWONTO#fall_arrest_Davit_arm
138640 | THR-SES-LD-6601 | Tripod, Rescue, Confine Space Room, Stores | THR-SES-SQ | Safety Equipment | Lifting Device | Lifting Device |  | LD | http://www.toronto.ca/TWONTO#fall_arrest_Davit_arm
29628 | FIS-MCS-LD-0002 | Tripod, Stores | FIS-MCS | Mechanical Services | Lifting Device | Lifting Device |  | LD | http://www.toronto.ca/TWONTO#fall_arrest_Davit_arm
97353 | FIS-MCS-LD-0003 | Tripod, Stores | FIS-MCS | Mechanical Services | Lifting Device | Lifting Device |  | LD | http://www.toronto.ca/TWONTO#fall_arrest_Davit_arm
81417 | TNT-MCS-LD-0012 | Trolley | TNT-MCS-LD | Lifting Devices , cranes/ Portable crane/hoists, come alongs, slings, wire rope, chains | Lifting Device | Lifting Device |  | LD | lifting_device_support
81418 | TNT-MCS-LD-0013 | Trolley | TNT-MCS-LD | Lifting Devices , cranes/ Portable crane/hoists, come alongs, slings, wire rope, chains | Lifting Device | Lifting Device |  | LD | lifting_device_support
81419 | TNT-MCS-LD-0015 | Trolley | TNT-MCS-LD | Lifting Devices , cranes/ Portable crane/hoists, come alongs, slings, wire rope, chains | Lifting Device | Lifting Device |  | LD | lifting_device_support
81420 | TNT-MCS-LD-0021 | Trolley | TNT-MCS-LD | Lifting Devices , cranes/ Portable crane/hoists, come alongs, slings, wire rope, chains | Lifting Device | Lifting Device |  | LD | lifting_device_support
140599 | TNT-MCS-LD-0014 | Trolley | TNT-MCS-LD | Lifting Devices , cranes/ Portable crane/hoists, come alongs, slings, wire rope, chains | Lifting Device | Lifting Device |  | LD | lifting_device_support
140600 | TNT-MCS-LD-0016 | Trolley | TNT-MCS-LD | Lifting Devices , cranes/ Portable crane/hoists, come alongs, slings, wire rope, chains | Lifting Device | Lifting Device |  | LD | lifting_device_support
140601 | TNT-MCS-LD-0017 | Trolley | TNT-MCS-LD | Lifting Devices , cranes/ Portable crane/hoists, come alongs, slings, wire rope, chains | Lifting Device | Lifting Device |  | LD | lifting_device_support
140602 | TNT-MCS-LD-0018 | Trolley | TNT-MCS-LD | Lifting Devices , cranes/ Portable crane/hoists, come alongs, slings, wire rope, chains | Lifting Device | Lifting Device |  | LD | lifting_device_support
140603 | TNT-MCS-LD-0019 | Trolley | TNT-MCS-LD | Lifting Devices , cranes/ Portable crane/hoists, come alongs, slings, wire rope, chains | Lifting Device | Lifting Device |  | LD | lifting_device_support
140604 | TNT-MCS-LD-0020 | Trolley | TNT-MCS-LD | Lifting Devices , cranes/ Portable crane/hoists, come alongs, slings, wire rope, chains | Lifting Device | Lifting Device |  | LD | lifting_device_support
136695 | THR-MCS-LD-1369 | Trolley for Chain Hoist, Digeter 9-10 Lower Level | THR-LD-WA1 | Lifting Devices, Chain Hoist, Come Along & Slings | Lifting Device | Lifting Device |  | LD | http://www.toronto.ca/TWONTO#lifting_equipment_hoist
136640 | THR-MCS-LD-0074 | Trolley for Gantry Chain Hoist, Digeter 9-10 Lower Level | THR-LD-WA1 | Lifting Devices, Chain Hoist, Come Along & Slings | Lifting Device | Lifting Device |  | LD | http://www.toronto.ca/TWONTO#lifting_equipment_hoist
76178 | THR-MCS-LD-4721 | Trolley, Mounted on Gantry Chain Hoist, STB Mixing Room | THR-LD-WA1 | Lifting Devices, Chain Hoist, Come Along & Slings | Lifting Device | Lifting Device |  | LD | http://www.toronto.ca/TWONTO#lifting_equipment_hoist
76177 | THR-MCS-LD-4675 | Trolley, Mounted on Gantry, Drainage Pumps, T-16 near T-21 | THR-LD-WA3 | Lifting Devices, Chain Hoist, Come Along & Slings | Lifting Device | Lifting Device |  | LD | lifting_device_support
136722 | THR-MCS-LD-4675 | Trolley, Mounted on Gantry, Drainage Pumps, T-16 near T-21 | THR-LD-WA4 | Lifting Devices, Chain Hoist, Come Along & Slings | Lifting Device | Lifting Device |  | LD | lifting_device_support
136720 | THR-MCS-LD-3648 | Trolley, Mounted on Gantry, Engine Room Basement, Hot Water Pumps | THR-LD-WA2 | Lifting Devices, Chain Hoist, Come Along & Slings | Lifting Device,Hoist,Manual | Lifting Device |  | LD | lifting_device_support
119809 | TAB-WA2-SQ-1256 | Type DOG - 1/4" - 9/32" Chain Sling - 2 - Leg | TAB-SES-LD | WA2 Lifting devices | Lifting Device,Sling | Lifting Device |  | SQ | chain_sling
24334 | FHO-MCS-LD-0305 | Universal plate clamp with Swivel hook ring (For Lifting ) -Camlok CY1 | FHO-MCS-LD | Lifting Devices & Elevators | Lifting Device,Hoist,Manual | Lifting Device |  | LD | lifting_device_support
55380 | TAB-WA1-SQ-1000 | WA1 Lifting Devices and Slings | TAB-WA1-SQ | Safety Equipment & Supplies Common to WA1 | Lifting Device | Lifting Device |  | SQ | http://www.toronto.ca/TWONTO#collection_of_assets
93457 | FHO-MCS-LD-0111 | Web Slings | FHO-MCS-LD | Lifting Devices & Elevators | Lifting Device,Sling | Lifting Device |  | LD | http://www.toronto.ca/TWONTO#collection_of_assets
126456 | THC-MCS-LD-1385140 | WEBSLING/EYEBOLT/FITTINGS (insp Liftsafe) | THC-MCS-LD | Mechanical Services, Lifting Device | Lifting Device | Lifting Device |  | LD | http://www.toronto.ca/TWONTO#collection_of_assets
55519 | TAB-WA2-LD-1010 | Westward 3/4T Tag# N.A Come Along | TAB-SES-LD | WA2 Lifting devices | Lifting Device | Lifting Device |  | LD | winch
55313 | TAB-WA1-LD-1247 | Winch | TAB-WA1-SQ-1000 | WA1 Lifting Devices and Slings | Lifting Device | Lifting Device |  | LD | winch
55350 | TAB-WA1-LD-1248 | Winch | TAB-WA1-SQ-1000 | WA1 Lifting Devices and Slings | Lifting Device | Lifting Device |  | LD | winch
55351 | TAB-WA1-LD-1249 | Winch | TAB-WA1-SQ-1000 | WA1 Lifting Devices and Slings | Lifting Device | Lifting Device |  | LD | winch
55352 | TAB-WA1-LD-1250 | Winch | TAB-WA1-SQ-1000 | WA1 Lifting Devices and Slings | Lifting Device | Lifting Device |  | LD | winch
119586 | TAB-WA1-LD-1246 | Winch | TAB-WA1-SQ-1000 | WA1 Lifting Devices and Slings | Lifting Device | Lifting Device |  | LD | winch
13688 | FCL-MCS-LD-1001 | Winch - CAP : - 60 FT cable | FCL-MCS-LD | Lifting Devices | Lifting Device,Hoist,Manual | Lifting Device |  | LD | winch
63420 | FCL-MCS-LD-1002 | Winch - CAP : - 60 FT cable | FCL-MCS-LD | Lifting Devices | Lifting Device,Hoist,Manual | Lifting Device |  | LD | winch
63418 | FCL-MCS-LD-0901 | Winch - CAP :350 lbs - 60 FT cable | FCL-MCS | Mechanical Services | Lifting Device,Hoist,Manual | Lifting Device |  | LD | winch
63419 | FCL-MCS-LD-0901 | Winch - CAP :350 lbs - 60 FT cable | FCL-MCS-LD | Lifting Devices | Lifting Device,Hoist,Manual | Lifting Device |  | LD | winch
13685 | FCL-MCS-LD-0801 | Winch - no CAP: - 40 FT cable | FCL-MCS | Mechanical Services | Lifting Device,Hoist,Manual | Lifting Device |  | LD | winch
13686 | FCL-MCS-LD-0801 | Winch - no CAP: - 40 FT cable | FCL-MCS-LD | Lifting Devices | Lifting Device,Hoist,Manual | Lifting Device |  | LD | winch
63416 | FCL-MCS-LD-0701 | Winch - no CAP: - 40 FT cable | FCL-MCS | Mechanical Services | Lifting Device,Hoist,Manual | Lifting Device |  | LD | winch
63417 | FCL-MCS-LD-0701 | Winch - no CAP: - 40 FT cable | FCL-MCS-LD | Lifting Devices | Lifting Device,Hoist,Manual | Lifting Device |  | LD | winch
13679 | FCL-MCS-LD-0101 | Winch - CAP: 310 lbs - 50 FT cable | FCL-MCS-LD | Lifting Devices | Lifting Device,Hoist,Manual | Lifting Device |  | LD | winch
13680 | FCL-MCS-LD-0201 | Winch - CAP: 310 lbs - 50 FT cable | FCL-MCS | Mechanical Services | Lifting Device,Hoist,Manual | Lifting Device |  | LD | winch
13681 | FCL-MCS-LD-0301 | Winch - CAP: 310 lbs - 50 FT cable | FCL-MCS | Mechanical Services | Lifting Device,Hoist,Manual | Lifting Device |  | LD | winch
13682 | FCL-MCS-LD-0401 | Winch - CAP: 310 lbs - 50 FT cable | FCL-MCS-LD | Lifting Devices | Lifting Device,Hoist,Manual | Lifting Device |  | LD | winch
13683 | FCL-MCS-LD-0501 | Winch - CAP: 310 lbs - 50 FT cable | FCL-MCS | Mechanical Services | Lifting Device,Hoist,Manual | Lifting Device |  | LD | winch
13684 | FCL-MCS-LD-0601 | Winch - CAP: 310 lbs - 50 FT cable | FCL-MCS | Mechanical Services | Lifting Device,Hoist,Manual | Lifting Device |  | LD | winch
63410 | FCL-MCS-LD-0101 | Winch - CAP: 310 lbs - 50 FT cable | FCL-MCS | Mechanical Services | Lifting Device,Hoist,Manual | Lifting Device |  | LD | winch
63411 | FCL-MCS-LD-0201 | Winch - CAP: 310 lbs - 50 FT cable | FCL-MCS-LD | Lifting Devices | Lifting Device,Hoist,Manual | Lifting Device |  | LD | winch
63412 | FCL-MCS-LD-0301 | Winch - CAP: 310 lbs - 50 FT cable | FCL-MCS-LD | Lifting Devices | Lifting Device,Hoist,Manual | Lifting Device |  | LD | winch
63413 | FCL-MCS-LD-0401 | Winch - CAP: 310 lbs - 50 FT cable | FCL-MCS | Mechanical Services | Lifting Device,Hoist,Manual | Lifting Device |  | LD | winch
63414 | FCL-MCS-LD-0501 | Winch - CAP: 310 lbs - 50 FT cable | FCL-MCS-LD | Lifting Devices | Lifting Device,Hoist,Manual | Lifting Device |  | LD | winch
63415 | FCL-MCS-LD-0601 | Winch - CAP: 310 lbs - 50 FT cable | FCL-MCS-LD | Lifting Devices | Lifting Device,Hoist,Manual | Lifting Device |  | LD | winch
126455 | THC-MCS-LD-10595 | WIRE ROPE CRANE - Monorail - SGUH\SWITCHABLE GIRDER AND RUNWAY (insp Liftsafe) | THC-MCS-LD | Mechanical Services, Lifting Device | Lifting Device | Lifting Device |  | LD | http://www.toronto.ca/TWONTO#crane
62603 | THC-MCS-LD-164876BW2 | WIRE ROPE CRANE - MONORAIL (insp Liftsafe) | THC-MCS-LD | Mechanical Services, Lifting Device | Lifting Device | Lifting Device |  | LD | http://www.toronto.ca/TWONTO#crane
62604 | THC-MCS-LD-164876BW4 | WIRE ROPE CRANE - MONORAIL (insp Liftsafe) | THC-MCS-LD | Mechanical Services, Lifting Device | Lifting Device | Lifting Device |  | LD | http://www.toronto.ca/TWONTO#crane
126462 | THC-MCS-LD-164876BW1 | WIRE ROPE CRANE - MONORAIL (insp Liftsafe) | THC-MCS-LD | Mechanical Services, Lifting Device | Lifting Device | Lifting Device |  | LD | http://www.toronto.ca/TWONTO#crane
126463 | THC-MCS-LD-164876BW3 | WIRE ROPE CRANE - MONORAIL (insp Liftsafe) | THC-MCS-LD | Mechanical Services, Lifting Device | Lifting Device | Lifting Device |  | LD | http://www.toronto.ca/TWONTO#crane
126476 | THC-MCS-LD-CW01205 | WIRE ROPE CRANE - MONORAIL (insp Liftsafe) | THC-MCS-LD | Mechanical Services, Lifting Device | Lifting Device | Lifting Device |  |  | http://www.toronto.ca/TWONTO#crane
62608 | THC-MCS-LD-401142 | WIRE ROPE CRANE - MONORAIL+SGUH (insp Liftsafe) | THC-MCS-LD | Mechanical Services, Lifting Device | Lifting Device | Lifting Device |  | LD | http://www.toronto.ca/TWONTO#crane
62619 | THC-MCS-LD-CK4448XG | WIRE ROPE CRANE - SGTP (insp Liftsafe) | THC-MCS-LD | Mechanical Services, Lifting Device | Lifting Device | Lifting Device |  |  | http://www.toronto.ca/TWONTO#crane
62614 | THC-MCS-LD-65C1123 | WIRE ROPE CRANE - SGTR (insp Liftsafe) | THC-MCS-LD | Mechanical Services, Lifting Device | Lifting Device | Lifting Device |  | LD | http://www.toronto.ca/TWONTO#crane
62618 | THC-MCS-LD-CK430XG | WIRE ROPE CRANE - SGTR (insp Liftsafe) | THC-MCS-LD | Mechanical Services, Lifting Device | Lifting Device | Lifting Device |  |  | http://www.toronto.ca/TWONTO#crane
62620 | THC-MCS-LD-CK4449XG | WIRE ROPE CRANE - SGTR (insp Liftsafe) | THC-MCS-LD | Mechanical Services, Lifting Device | Lifting Device | Lifting Device |  |  | http://www.toronto.ca/TWONTO#crane
62624 | THC-MCS-LD-HLW27185 | WIRE ROPE CRANE - SGTR (insp Liftsafe) | THC-MCS-LD | Mechanical Services, Lifting Device | Lifting Device | Lifting Device |  |  | http://www.toronto.ca/TWONTO#crane
62558 | THC-MCS-LD-10906950 | WIRE ROPE CRANE - SGUH (insp Liftsafe) | THC-MCS-LD | Mechanical Services, Lifting Device | Lifting Device | Lifting Device |  | LD | http://www.toronto.ca/TWONTO#crane
62615 | THC-MCS-LD-790208 | WIRE ROPE CRANE - SGUH (insp Liftsafe) | THC-MCS-LD | Mechanical Services, Lifting Device | Lifting Device | Lifting Device |  | LD | http://www.toronto.ca/TWONTO#crane
93456 | FHO-MCS-LD-0110 | Wire Rope Slings | FHO-MCS-LD | Lifting Devices & Elevators | Lifting Device,Sling | Lifting Device |  | LD | http://www.toronto.ca/TWONTO#collection_of_assets

## Plumbing_Pivot (hidden)
Row Labels | Count of Valid_Class
activity | 2
http://www.toronto.ca/TWONTO#backflow_preventer | 2
http://www.toronto.ca/TWONTO#drain | 22
http://www.toronto.ca/TWONTO#emergency_eyewash | 7
http://www.toronto.ca/TWONTO#emergency_eyewash_and_shower | 1
http://www.toronto.ca/TWONTO#foundation_of_building_or_structure | 2
http://www.toronto.ca/TWONTO#power_washer | 1
http://www.toronto.ca/TWONTO#public_annoucement_speaker | 3
http://www.toronto.ca/TWONTO#strainer | 12
http://www.toronto.ca/TWONTO#trap_priming_device | 44
plumbing | 40
sprinkler | 1
Grand Total | 137

## Plumbing (hidden)
Column1 | Entity_number | Description | Parent | Parent_Description | Category | Class | Suspended | Tag | Valid_Class
9800 | DRN18393 | Drains, Floor, Pelletizer Bldg | TAB-SLD-STRC | Pelletizer Bldg - Building Services, Drains, Electrical Service(110/220V), Lighting, Plumbing |  | Plumbing |  |  | http://www.toronto.ca/TWONTO#drain
9801 | DRN18403 | Drains, Floor, Truck Loading Facility | TAB-SLO-STRC-TLF | Truck Loading Facility - Drains, Electrical Service(110/220V), Lighting, Plumbing |  | Plumbing |  |  | http://www.toronto.ca/TWONTO#drain
9802 | DRN18409 | Drains, Floor, Biosolids Silo Bldg | TAB-SLO-STRC-BS | Biosolids Silo Bldg - Drains, Electrical Service(110/220V), Lighting, Plumbing |  | Plumbing |  |  | http://www.toronto.ca/TWONTO#drain
9803 | DRN18411 | Drains, Floor, Old Biosolids Bldg | TAB-SLO-STRC-OBS | Old Biosolids Bldg - Drains, Electrical Service(110/220V), Lighting, Plumbing |  | Plumbing |  |  | http://www.toronto.ca/TWONTO#drain
9804 | DRN18422 | Drains, Floor, Boiler Rms/Z Bldg | TAB-WA6 | Common to Projects, Bldg. Services, Z Building |  | Plumbing |  |  | http://www.toronto.ca/TWONTO#drain
9809 | DRN18541 | Drains, Floor, Seawall Substation | TAB-ELS-STRC-SW | Seawall Substation |  | Plumbing |  |  | http://www.toronto.ca/TWONTO#drain
9810 | DRN18542 | Drains, Floor, South Substation | TAB-ELS-STRC-S | South Substation |  | Plumbing |  |  | http://www.toronto.ca/TWONTO#drain
76595 | THR-PLQ-AER | Aeration, Work Area 4 | THR-PLQ-WA4 | Plumbing, Work Area 4 |  | Plumbing |  |  | plumbing
24287 | FHO-MCS-BFP-0101 | Backflow Preventer, RW Pump | FHO-MCS-PWA | Service Water & Backflow Prevention | Valve,Backflow Preventer,Reduced Pressure | Plumbing | 32077 | BFP | http://www.toronto.ca/TWONTO#backflow_preventer
20772 | FHO-AUX-TPD-1512 | Trap Prime Device, Ozone Building, S2, Ozone Pipe Gallery No.2 | FHO-AUX | Lab/Portable Testing Instruments |  | Plumbing |  | TPD | http://www.toronto.ca/TWONTO#trap_priming_device
21682 | FHO-DOZ-TPD-1501 | Trap Prime Device, S5 East Filter Water Channel, West Wall | FHO-DOZ | Ozonation System |  | Plumbing |  | TPD | http://www.toronto.ca/TWONTO#trap_priming_device
21683 | FHO-DOZ-TPD-1506 | Trap Prime Device, Ozone Building, S2, Ozone Pipe Gallery No.2 | FHO-DOZ | Ozonation System |  | Plumbing |  | TPD | http://www.toronto.ca/TWONTO#trap_priming_device
21684 | FHO-DOZ-TPD-1508 | Trap Prime Device, Ozone Building, S1, Observation Platform No. 1, North Wall | FHO-DOZ | Ozonation System |  | Plumbing |  | TPD | http://www.toronto.ca/TWONTO#trap_priming_device
21685 | FHO-DOZ-TPD-1509 | Trap Prime Device, Ozone Building, S1, Observation Platform No. 2 | FHO-DOZ | Ozonation System |  | Plumbing |  | TPD | http://www.toronto.ca/TWONTO#trap_priming_device
21686 | FHO-DOZ-TPD-1511 | Trap Prime Device, Ozone Building, L1, Gate Room | FHO-DOZ | Ozonation System |  | Plumbing |  | TPD | http://www.toronto.ca/TWONTO#trap_priming_device
21687 | FHO-DOZ-TPD-1513 | Trap Prime Device, Ozone Building, S2, Sample Area No.4 | FHO-DOZ | Ozonation System |  | Plumbing |  | TPD | http://www.toronto.ca/TWONTO#trap_priming_device
21688 | FHO-DOZ-TPD-1601 | Trap Prime Device, Ozone Building, S2, Standby Power Building, Janitor Room | FHO-DOZ | Ozonation System |  | Plumbing |  | TPD | http://www.toronto.ca/TWONTO#trap_priming_device
24288 | FHO-MCS-BFP-0101 | Backflow Preventer, RW Pump | FHO-OBSOLETE | Removed From Service | Valve,Backflow Preventer,Reduced Pressure | Plumbing | 32077 | BFP | http://www.toronto.ca/TWONTO#backflow_preventer
118819 | TAB-STR-PLQ-0201 | Blower Bldg- Plumbing | TAB-STR-STRC | Blower Bldg Services - Drains, Electrical Service(110/220V), Lighting, Plumbing | Building Service,Domestic Plumbing | Plumbing |  | PLQ | plumbing
29524 | FIS-GRK-MEQ-0101 | Building Maintenance | FIS-GRK-0001 | FIS, Building Maintenance | Building Service,Structure | Plumbing |  | MEQ | activity
29525 | FIS-GRK-MEQ-0101 | Building Maintenance | FIS-GRK-STRC-0001 | Walls,Ceilings,Roofs, Floors, Plumbing & Doors | Building Service,Structure | Plumbing |  | MEQ | activity
76596 | THR-PLQ-EPS | Effluent Pumping Station, Work Area 4 | THR-PLQ-WA4 | Plumbing, Work Area 4 |  | Plumbing |  |  | plumbing
137090 | THR-PLQ-FT | Final Tanks, Work Area 4 | THR-PLQ-WA4 | Plumbing, Work Area 4 |  | Plumbing |  |  | plumbing
40906 | TAB-ACC-MEQ-6501 | High Pressure Hot Water cleaning system, Mechanical Room No. 1, Screen Bldg., P Bldg. | TAB-PLT-PLQ-P | Plumbing, General, P Bldg Prelim Treatment | Building Service,Floor Drain | Plumbing |  | MEQ | http://www.toronto.ca/TWONTO#power_washer
17558 | FHA-GRK-IRG-0201 | Lawn Sprinkler | FHA-GRK-PRTY-0002 | Grounds Maintenance | Irrigation System,Automated | Plumbing |  | IRG | sprinkler
93453 | FHO-MCS-FTN-EX | Lobby Fountain External | FHO-MCS-PWA | Service Water & Backflow Prevention |  | Plumbing |  |  | http://www.toronto.ca/TWONTO#foundation_of_building_or_structure
93454 | FHO-MCS-FTN-IN | Lobby Fountain Interior | FHO-MCS-PWA | Service Water & Backflow Prevention |  | Plumbing |  |  | http://www.toronto.ca/TWONTO#foundation_of_building_or_structure
38281 | PA50303 | Paging/Intercom System, North Substation | TAB-ELS-STRC-N | North Substation, Sump Pump |  | Plumbing |  |  | http://www.toronto.ca/TWONTO#public_annoucement_speaker
38282 | PA50304 | Paging/Intercom System, Seawall Substation | TAB-ELS-STRC-SW | Seawall Substation |  | Plumbing |  |  | http://www.toronto.ca/TWONTO#public_annoucement_speaker
105178 | PA50305 | Paging/Intercom System, South Substation | TAB-ELS-STRC-S | South Substation |  | Plumbing |  |  | http://www.toronto.ca/TWONTO#public_annoucement_speaker
61961 | THC-GRK-PLQ-0001 | Plumbing | THC-GRK-PRTY-0001 | Grounds and Property - THC | Building Service,Domestic Plumbing | Plumbing |  | PLQ | plumbing
78748 | FHA-PLQ-53793 | Plumbing | FHA-GRK-PRTY-1000 | CMS Work Orders | Building Service,Domestic Plumbing | Plumbing |  | PLQ | plumbing
125966 | THC-GRK-PLQ-0001 | Plumbing | THC-GRK-MAINT | Building Maintenance | Building Service,Domestic Plumbing | Plumbing |  | PLQ | plumbing
13624 | FCL-GRK-PLQ-0001 | Plumbing Equipment | FCL-GRK | Buildings and Grounds |  | Plumbing |  | PLQ | plumbing
126507 | THC-MCS-PQL-K | Plumbing Equipment, Building K | THC-GRK-ELS-K | Building K |  | Plumbing | 35557 |  | plumbing
40322 | DRN18371 | Drains, Floor, Auxiliary Bldg | TAB-AUX-STRC | Auxiliary Building - Drains, Electrical Service(110/220V), Lighting, Plumbing |  | Plumbing |  |  | http://www.toronto.ca/TWONTO#drain
40905 | TAB-ACC-MEQ-6405 | Mechanical Equipment, Electronic Trap Priming Device, Pump Room, Grit Bldg., P Bldg. | TAB-PLT-PLQ-P | Plumbing, General, P Bldg Prelim Treatment | Building Service,Floor Drain | Plumbing |  | MEQ | http://www.toronto.ca/TWONTO#trap_priming_device
126508 | THC-MCS-PQL-K | Plumbing Equipment, Building K | THC-SUSPENDED | Suspended entity |  | Plumbing | 35557 |  | plumbing
40907 | TAB-ACC-MEQ-6508 | Mechanical Equipment, Electronic Trap Priming, Pump Room, Screen Bldg., P Bldg. | TAB-PLT-PLQ-P | Plumbing, General, P Bldg Prelim Treatment | Building Service,Floor Drain | Plumbing |  | MEQ | http://www.toronto.ca/TWONTO#trap_priming_device
40908 | TAB-ACC-MEQ-6509 | Mechanical Equipment, Electronic Trap Priming, Mechanical Room No. 3, Screen Bldg., P Bldg. | TAB-PLT-PLQ-P | Plumbing, General, P Bldg Prelim Treatment | Building Service,Floor Drain | Plumbing |  | MEQ | http://www.toronto.ca/TWONTO#trap_priming_device
40909 | TAB-ACC-MEQ-6513 | Mechanical Equipment, Electronic Trap Priming, Blower Room, Screen Bldg., P Bldg. | TAB-PLT-PLQ-P | Plumbing, General, P Bldg Prelim Treatment | Building Service,Floor Drain | Plumbing |  | MEQ | http://www.toronto.ca/TWONTO#trap_priming_device
41865 | DRN18530 | Drains, Floor WA2 | TAB-PWA-ELS | Plant Water - Electrical System |  | Plumbing |  |  | http://www.toronto.ca/TWONTO#drain
41866 | DRN18540 | Drains, Floor, North Substation | TAB-ELS-STRC-N | North Substation, Sump Pump |  | Plumbing |  |  | http://www.toronto.ca/TWONTO#drain
54484 | TAB-STR-PLQ-AG | Plumbing, General, Aeration Gallery | TAB-STR-STRC-AG | Aeration Gallery - Safety, Drains, Plumbing & PA System |  | Plumbing |  |  | plumbing
118820 | TAB-STR-PLQ-AT | Plumbing, General, Aeration Tanks | TAB-STR-STRC-AT | Aeration Tanks - Safety, Drains, Plumbing & PA System |  | Plumbing |  |  | plumbing
50771 | TAB-PRM-DRN-OPS | Drains, Floor, Old PS | TAB-PRM-STRC--OPS | Old PS Building - Drains, Plumbing, Walls | Building Service,Floor Drain | Plumbing |  |  | http://www.toronto.ca/TWONTO#drain
50772 | TAB-PRM-DRN-P | Drains, Floor, P Bldg | TAB-PRM-STRC-P | P Building - Drains, Plumbing, Walls | Building Service,Floor Drain | Plumbing |  |  | http://www.toronto.ca/TWONTO#drain
38319 | PLQ18374 | Plumbing, General, Auxiliary Bldg | TAB-AUX-STRC | Auxiliary Building - Drains, Electrical Service(110/220V), Lighting, Plumbing |  | Plumbing |  |  | plumbing
52733 | TAB-RSP-DRN-T | Drains, Floor, T Bldg | TAB-RSP-STRC-T | T Building - Safety Equipment,Wall, Ceiling & Floor | Building Service,Floor Drain | Plumbing |  |  | http://www.toronto.ca/TWONTO#drain
38322 | PLQ18416 | Plumbing, General, Biosolids Silo Bldg | TAB-SLO-STRC-BS | Biosolids Silo Bldg - Drains, Electrical Service(110/220V), Lighting, Plumbing |  | Plumbing |  |  | plumbing
38330 | PLQ50749 | Plumbing, General, Boiler Rms/Z Bldg | TAB-WA6 | Common to Projects, Bldg. Services, Z Building |  | Plumbing |  |  | plumbing
38327 | PLQ18538 | Plumbing, General, Chlorine Bldg | TAB-DIS-MEQ | Chlorine - Building Mechanical, Sump Pumps |  | Plumbing |  |  | plumbing
115548 | TAB-PRM-PLQ-D | Plumbing, General, D Bldg | TAB-PRM-STRC | D Building - Safety Equipments,Drains, Plumbing, Walls | Building Service,Domestic Plumbing | Plumbing |  |  | plumbing
114783 | TAB-PLT-PLQ-D | Plumbing, General, D Bldg Prelim Treatment | TAB-PLT-D | D Building - Preliminary Treatment | Building Service,Domestic Plumbing | Plumbing |  |  | plumbing
43986 | TAB-DEW-PLQ | Plumbing, General, Dewater Bldg | TAB-DEW-SERVICES | Dewatering Building Service & Safety Systems | Piping | Plumbing |  |  | plumbing
38325 | PLQ18489 | Plumbing, General, Digestion Tanks 13-16 | TAB-DIG-STRC-T13-16 | Digester Tanks 13-16, Drains, Electrical Service(110/220V), Lighting, Plumbing |  | Plumbing |  |  | plumbing
54204 | TAB-STR-DRN-AG | Drains, Floor, Aeration Gallery | TAB-STR-STRC-AG | Aeration Gallery - Safety, Drains, Plumbing & PA System |  | Plumbing |  |  | http://www.toronto.ca/TWONTO#drain
54205 | TAB-STR-DRN-AT | Drains, Floor, Aeration Tanks | TAB-STR-STRC-AT | Aeration Tanks - Safety, Drains, Plumbing & PA System |  | Plumbing |  |  | http://www.toronto.ca/TWONTO#drain
38324 | PLQ18486 | Plumbing, General, Digestion Tanks 1-4 | TAB-DIG-STRC-T1-4 | Digester Tanks 1-4 - Drains, Electrical Service(110/220V), Lighting, Plumbing |  | Plumbing |  |  | plumbing
58266 | THC-CW-TPD-5801 | Trap Primer Device,Plant Stores | THC-ACC-BLDG B | Mechanical Shop (Chlorine) Building HVAC |  | Plumbing |  | TPD | http://www.toronto.ca/TWONTO#trap_priming_device
58267 | THC-CW-TPD-5901 | Trap Primer Device,Disinfection Bldg,Compressor Room | THC-DIS | Disinfection (Chlorination) Process |  | Plumbing |  | TPD | http://www.toronto.ca/TWONTO#trap_priming_device
105210 | PLQ18490 | Plumbing, General, Digestion Tanks 19-22 | TAB-DIG-STRC-19-22 | Digester Tanks 19-22 - Drains, Electrical Service(110/220V), UPS,Lighting, Plumbing |  | Plumbing |  |  | plumbing
105208 | PLQ18487 | Plumbing, General, Digestion Tanks 5-8 | TAB-DIG-STRC-T5-8 | Digester Tanks 5-8 - Drains, Electrical Service(110/220V), Lighting, Plumbing |  | Plumbing |  |  | plumbing
105209 | PLQ18488 | Plumbing, General, Digestion Tanks 9-12 | TAB-DIG-STRC-T9-12 | Digester Tanks 9-12 - Structure, Drains, Electrical Service(110/220V), Lighting, Plumbing, Grounds |  | Plumbing |  |  | plumbing
38323 | PLQ18424 | Plumbing, General, Flotation/Z Bldg | TAB-THK-STRC | THK-STRC |  | Plumbing |  |  | plumbing
63800 | THC-PLT-TPD-6001 | Trap Priming Device, Electronic, Pipe Gallery, Headworks | THC-ELS-LP-4041A | Lighting Panel, Blower Room, Headworks | Piping | Plumbing |  | TPD | http://www.toronto.ca/TWONTO#trap_priming_device
63801 | THC-PLT-TPD-6002 | Trap Priming Device, Electronic, Vortex Grit Pipe Gallery, Headworks | THC-ELS-LP-4042A | Lighting Panel, Vortex Gallery, Headworks | Piping | Plumbing |  | TPD | http://www.toronto.ca/TWONTO#trap_priming_device
63802 | THC-PLT-TPD-6003 | Trap Priming Device, Electronic, Pipe Gallery, Headworks | THC-ELS-LP-4041A | Lighting Panel, Blower Room, Headworks | Piping | Plumbing |  | TPD | http://www.toronto.ca/TWONTO#trap_priming_device
63803 | THC-PLT-TPD-6005 | Trap Priming Device, Electronic, Washroom, Headworks | THC-ELS-LP-4024A | Lighting Panel, Electrical Room, Headworks | Piping | Plumbing |  | TPD | http://www.toronto.ca/TWONTO#trap_priming_device
63804 | THC-PLT-TPD-6006 | Trap Priming Device, Electronic, Mechanical Room 2, Headworks | THC-ELS-LP-4023A | Lighting Panel, Mechanical Room #2, Headworks | Piping | Plumbing |  | TPD | http://www.toronto.ca/TWONTO#trap_priming_device
63805 | THC-PLT-TPD-6008 | Trap Priming Device, Electronic, Mechanical Room 1, Headworks | THC-ELS-LP-4024C | Lighting Panel, Mechanical Room #1, Headworks | Piping | Plumbing |  | TPD | http://www.toronto.ca/TWONTO#trap_priming_device
63806 | THC-PLT-TPD-6009 | Trap Priming Device, Electronic, Mechanical Room 2, Headworks | THC-ELS-LP-4023A | Lighting Panel, Mechanical Room #2, Headworks | Piping | Plumbing |  | TPD | http://www.toronto.ca/TWONTO#trap_priming_device
63807 | THC-PLT-TPD-6010 | Trap Priming Device, Electronic, Mechanical Room 2, Headworks | THC-ELS-LP-4023A | Lighting Panel, Mechanical Room #2, Headworks | Piping | Plumbing |  | TPD | http://www.toronto.ca/TWONTO#trap_priming_device
70438 | THR-CW-PLQ-0002 | Plumbing Equipment, Kitchen Sink, Water Taps, Drains | THR-CW | City Water | Valve,Gate | Plumbing |  | PLQ | http://www.toronto.ca/TWONTO#drain
117329 | TAB-RSP-PLQ-M | Plumbing, General, M Bldg | TAB-RSP-STRC-M | M Building - Safety Equipment,Building Services,Drains, Plumbing | Building Service,Domestic Plumbing | Plumbing |  |  | plumbing
38326 | PLQ18515 | Plumbing, General, Old Admin Bldg | TAB-ADM-STRC | Old Admin Building - General |  | Plumbing |  |  | plumbing
105207 | PLQ18417 | Plumbing, General, Old Biosolids Bldg | TAB-SLO-STRC-OBS | Old Biosolids Bldg - Drains, Electrical Service(110/220V), Lighting, Plumbing |  | Plumbing |  |  | plumbing
50926 | TAB-PRM-PLQ-OPS | Plumbing, General, Old PS | TAB-PRM-STRC--OPS | Old PS Building - Drains, Plumbing, Walls | Building Service,Domestic Plumbing | Plumbing |  |  | plumbing
115549 | TAB-PRM-PLQ-P- | Plumbing, General, P Bldg | TAB-PRM-STRC-P | P Building - Drains, Plumbing, Walls | Building Service,Domestic Plumbing | Plumbing |  |  | plumbing
50087 | TAB-PLT-PLQ-P | Plumbing, General, P Bldg Prelim Treatment | TAB-PLT-P | P Building - Preliminary Treatment | Building Service,Domestic Plumbing | Plumbing |  |  | plumbing
86856 | WTR-PLW-PLQ-0001 | Drains | WTR-PLW-TRW | Treated Water (Transmission) |  | Plumbing |  | PLQ | http://www.toronto.ca/TWONTO#drain
91398 | FHO-DOZ-TPD-1502 | Trap Prime Device, S3, Filter Pipe Gallery, East Wall | FHO-DOZ | Ozonation System |  | Plumbing |  | TPD | http://www.toronto.ca/TWONTO#trap_priming_device
91399 | FHO-DOZ-TPD-1503 | Trap Prime Device, Ozone Building, S2, Raw Water Process Room, S/W Corner | FHO-DOZ | Ozonation System |  | Plumbing |  | TPD | http://www.toronto.ca/TWONTO#trap_priming_device
91400 | FHO-DOZ-TPD-1504 | Trap Prime Device, Ozone Building, S2, Raw Water Process Room, S/E Corner | FHO-DOZ | Ozonation System |  | Plumbing |  | TPD | http://www.toronto.ca/TWONTO#trap_priming_device
91401 | FHO-DOZ-TPD-1505 | Trap Prime Device, Ozone Building, S2, Raw Water Process Room | FHO-DOZ | Ozonation System |  | Plumbing |  | TPD | http://www.toronto.ca/TWONTO#trap_priming_device
91402 | FHO-DOZ-TPD-1507 | Trap Prime Device, Ozone Building, S2, Ozone Pipe Gallery No.2, South of Stairway 5 | FHO-DOZ | Ozonation System |  | Plumbing |  | TPD | http://www.toronto.ca/TWONTO#trap_priming_device
91403 | FHO-DOZ-TPD-1510 | Trap Prime Device, Ozone Building, L1, Mechanical Room No.1 | FHO-DOZ | Ozonation System |  | Plumbing |  | TPD | http://www.toronto.ca/TWONTO#trap_priming_device
91404 | FHO-DOZ-TPD-1514 | Trap Prime Device, Ozone Building, S2, Sample Area No.3 | FHO-DOZ | Ozonation System |  | Plumbing |  | TPD | http://www.toronto.ca/TWONTO#trap_priming_device
91405 | FHO-DOZ-TPD-1602 | Trap Prime Device, Standby Power Building, S4, Surge Tank Room, South of Stairway 1 | FHO-DOZ | Ozonation System |  | Plumbing |  | TPD | http://www.toronto.ca/TWONTO#trap_priming_device
38320 | PLQ18396 | Plumbing, General, Pelletizer Bldg | TAB-SLD-STRC | Pelletizer Bldg - Building Services, Drains, Electrical Service(110/220V), Lighting, Plumbing |  | Plumbing |  |  | plumbing
38328 | PLQ18550 | Plumbing, General, Seawall Substation | TAB-ELS-STRC-SW | Seawall Substation |  | Plumbing |  |  | plumbing
118218 | TAB-SLO-PLQ-0001 | Plumbing, General, Silo Bldg. | TAB-SLO-SILO | Sludge Transfer & Silos | Building Service,Domestic Plumbing | Plumbing |  | PLQ | plumbing
38329 | PLQ18551 | Plumbing, General, South Substation | TAB-ELS-STRC-S | South Substation |  | Plumbing |  |  | plumbing
52924 | TAB-RSP-PLQ-T | Plumbing, General, T Bldg | TAB-RSP-STRC-T | T Building - Safety Equipment,Wall, Ceiling & Floor | Building Service,Domestic Plumbing | Plumbing |  |  | plumbing
38321 | PLQ18406 | Plumbing, General, Truck Loading Facility | TAB-SLO-STRC-TLF | Truck Loading Facility - Drains, Electrical Service(110/220V), Lighting, Plumbing |  | Plumbing |  |  | plumbing
79448 | THR-THK-PLQ1 | Plumbing, Thickening, Work Area 1 | THR-GRK-GQ-WA1 | Building & Grounds Equipment, Work Area 1 |  | Plumbing |  |  | plumbing
107177 | TAB-ACC-MEQ-6402 | Mechanical Equipment, Electronic Trap Priming Device, Mech Room No. 5, Old Screen Bldg., P Bldg. | TAB-PLT-PLQ-P | Plumbing, General, P Bldg Prelim Treatment | Building Service,Floor Drain | Plumbing |  | MEQ | http://www.toronto.ca/TWONTO#trap_priming_device
107178 | TAB-ACC-MEQ-6403 | Mechanical Equipment, Electronic Trap Priming Device, Mech Room No. 5, Old Screen Bldg., P Bldg. | TAB-PLT-PLQ-P | Plumbing, General, P Bldg Prelim Treatment | Building Service,Floor Drain | Plumbing |  | MEQ | http://www.toronto.ca/TWONTO#trap_priming_device
107179 | TAB-ACC-MEQ-6404 | Mechanical Equipment, Electronic Trap Priming Device, Mech Room No. 5, Old Screen Bldg., P Bldg. | TAB-PLT-PLQ-P | Plumbing, General, P Bldg Prelim Treatment | Building Service,Floor Drain | Plumbing |  | MEQ | http://www.toronto.ca/TWONTO#trap_priming_device
107180 | TAB-ACC-MEQ-6502 | Mechanical Equipment, Electronic Trap Priming, WashRoom, Screen Bldg., P Bldg. | TAB-PLT-PLQ-P | Plumbing, General, P Bldg Prelim Treatment | Building Service,Floor Drain | Plumbing |  | MEQ | http://www.toronto.ca/TWONTO#trap_priming_device
107181 | TAB-ACC-MEQ-6503 | Mechanical Equipment, Electronic Trap Priming, WashRoom, Screen Bldg., P Bldg. | TAB-PLT-PLQ-P | Plumbing, General, P Bldg Prelim Treatment | Building Service,Floor Drain | Plumbing |  | MEQ | http://www.toronto.ca/TWONTO#trap_priming_device
107182 | TAB-ACC-MEQ-6504 | Mechanical Equipment, Electronic Trap Priming, Mechanical Room No. 1, Screen Bldg., P Bldg. | TAB-PLT-PLQ-P | Plumbing, General, P Bldg Prelim Treatment | Building Service,Floor Drain | Plumbing |  | MEQ | http://www.toronto.ca/TWONTO#trap_priming_device
107183 | TAB-ACC-MEQ-6505 | Mechanical Equipment, Electronic Trap Priming, Mechanical Room No. 2, Screen Bldg., P Bldg. | TAB-PLT-PLQ-P | Plumbing, General, P Bldg Prelim Treatment | Building Service,Floor Drain | Plumbing |  | MEQ | http://www.toronto.ca/TWONTO#trap_priming_device
107184 | TAB-ACC-MEQ-6506 | Mechanical Equipment, Electronic Trap Priming, Mechanical Room No. 2, Screen Bldg., P Bldg. | TAB-PLT-PLQ-P | Plumbing, General, P Bldg Prelim Treatment | Building Service,Floor Drain | Plumbing |  | MEQ | http://www.toronto.ca/TWONTO#trap_priming_device
107185 | TAB-ACC-MEQ-6507 | Mechanical Equipment, Electronic Trap Priming, Mechanical Room No. 2, Screen Bldg., P Bldg. | TAB-PLT-PLQ-P | Plumbing, General, P Bldg Prelim Treatment | Building Service,Floor Drain | Plumbing |  | MEQ | http://www.toronto.ca/TWONTO#trap_priming_device
107186 | TAB-ACC-MEQ-6510 | Mechanical Equipment, Electronic Trap Priming, Mechanical Room No. 3, Screen Bldg., P Bldg. | TAB-PLT-PLQ-P | Plumbing, General, P Bldg Prelim Treatment | Building Service,Floor Drain | Plumbing |  | MEQ | http://www.toronto.ca/TWONTO#trap_priming_device
107187 | TAB-ACC-MEQ-6511 | Mech. Equipment, Electronic Trap Priming Device, Workshop Janitors closet, Screen Bldg., P Bldg. | TAB-PLT-PLQ-P | Plumbing, General, P Bldg Prelim Treatment | Building Service,Floor Drain | Plumbing |  | MEQ | http://www.toronto.ca/TWONTO#trap_priming_device
107188 | TAB-ACC-MEQ-6512 | Mech. Equipment, Electronic Trap Priming Device, Workshop Janitors closet, Screen Bldg., P Bldg. | TAB-PLT-PLQ-P | Plumbing, General, P Bldg Prelim Treatment | Building Service,Floor Drain | Plumbing |  | MEQ | http://www.toronto.ca/TWONTO#trap_priming_device
79449 | THR-THK-PLQ1 | Plumbing, Thickening, Work Area 1 | THR-THK-GRK1 | Thickening, Ground & Structural |  | Plumbing |  |  | plumbing
115392 | TAB-PRM-DRN-D | Drains, Floor, D Bldg | TAB-PRM-STRC | D Building - Safety Equipments,Drains, Plumbing, Walls | Building Service,Floor Drain | Plumbing |  |  | http://www.toronto.ca/TWONTO#drain
76597 | THR-PLQ-RSPS | Returns Sludge Pumping Station, Work Area 4 | THR-PLQ-WA4 | Plumbing, Work Area 4 |  | Plumbing |  |  | plumbing
53665 | TAB-SES-SQ-0092 | Safety Equipment, Emergency Eye Wash Station, | TAB-PLT-SQ | P Building - Safety Equipment | Safety,Eye wash | Plumbing |  | SQ | http://www.toronto.ca/TWONTO#emergency_eyewash
117171 | TAB-RSP-DRN-M | Drains, Floor, M Bldg | TAB-RSP-STRC-M | M Building - Safety Equipment,Building Services,Drains, Plumbing | Building Service,Floor Drain | Plumbing |  |  | http://www.toronto.ca/TWONTO#drain
53668 | TAB-SES-SQ-0096 | Safety Equipment, Emergency Eye Wash Station, CEPT, Grit Bldg., P Bldg. | TAB-PLT-SQ | P Building - Safety Equipment | Safety | Plumbing |  | SQ | http://www.toronto.ca/TWONTO#emergency_eyewash
118038 | TAB-SES-SQ-0095 | Safety Equipment, Emergency Eye Wash Station, chemical Room, Grit Bldg. P Bldg. | TAB-PLT-SQ | P Building - Safety Equipment | Safety | Plumbing |  | SQ | http://www.toronto.ca/TWONTO#emergency_eyewash
53667 | TAB-SES-SQ-0094 | Safety Equipment, Emergency Eye Wash Station, Existing Primary Tank Operating Gallery, Eeast Side | TAB-PLT-SQ | P Building - Safety Equipment | Safety | Plumbing |  | SQ | http://www.toronto.ca/TWONTO#emergency_eyewash
53666 | TAB-SES-SQ-0093 | Safety Equipment, Emergency Eye Wash Station, Existing Primary Tank Operating Gallery, Wwest Side | TAB-PLT-SQ | P Building - Safety Equipment | Safety | Plumbing |  | SQ | http://www.toronto.ca/TWONTO#emergency_eyewash
53670 | TAB-SES-SQ-0098 | Safety Equipment, Emergency Eye Wash Station, maintenance Workshop, Screen Bldg., P Bldg. | TAB-PLT-SQ | P Building - Safety Equipment | Safety | Plumbing |  | SQ | http://www.toronto.ca/TWONTO#emergency_eyewash
53669 | TAB-SES-SQ-0097 | Safety Equipment, Emergency Eye Wash Station, Polymer Room, Old Screen Bldg., P Bldg. | TAB-PLT-SQ | P Building - Safety Equipment | Safety | Plumbing |  | SQ | http://www.toronto.ca/TWONTO#emergency_eyewash
118035 | TAB-SES-SQ-0085 | Safety Equipment, Eyewash & Shower, Operating Gallery West End, P Bldg. | TAB-PLT-SQ | P Building - Safety Equipment | Safety | Plumbing |  | SQ | http://www.toronto.ca/TWONTO#emergency_eyewash_and_shower
122370 | THC-CW-STR-6001 | Strainer, Flow Meter FIT-6000 Inlet, City Water, Lower Level 2, Headworks | THC-CW-FIT-6000 | Meter, Flow, Magnetic, City Water, Plant Services, Headworks | Filter | Plumbing |  | STR | http://www.toronto.ca/TWONTO#strainer
126919 | THC-OCS-STR-6046 | Strainer, Pump P-6040 Suction, Humidifier, Headworks Odour Control | THC-OCS-P-6040 | Pump, Recirculation, Humidification, Headworks, Biofilter, Headworks Odour Control | Filter | Plumbing |  | STR | http://www.toronto.ca/TWONTO#strainer
126920 | THC-OCS-STR-6056 | Strainer, Pump P-6050 Suction, Humidifier, Headworks Odour Control | THC-OCS-P-6050 | Pump, Recirculation, Humidification, Headworks, Biofilter, Headworks Odour Control | Filter | Plumbing |  | STR | http://www.toronto.ca/TWONTO#strainer
63263 | THC-OCS-STR-0116 | Strainer, Pump Suction Line, Humidification Pump #3, Phase I/IV Odour Control | THC-OCS-P-0110 | Pump, #3, Humidification Chamber #1, Phase I/IV Odour Control | Strainer,Self Cleaning Motorized | Plumbing |  | STR | http://www.toronto.ca/TWONTO#strainer
126913 | THC-OCS-STR-0126 | Strainer, Pump Suction Line, Humidification Pump #4, Phase I/IV Odour Control | THC-OCS-P-0120 | Pump, #4, Humidification Chamber #1, Phase I/IV Odour Control | Strainer,Self Cleaning Motorized | Plumbing |  | STR | http://www.toronto.ca/TWONTO#strainer
63264 | THC-OCS-STR-0416 | Strainer, Pump Suction Line, Humidification Pump #5, Phase I/IV Odour Control | THC-OCS-P-0410 | Pump, #5, Humidification, Phase I/IV Odour Control | Strainer,Self Cleaning Motorized | Plumbing |  | STR | http://www.toronto.ca/TWONTO#strainer
126914 | THC-OCS-STR-0416 | Strainer, Pump Suction Line, Humidification Pump #5, Phase I/IV Odour Control | THC-OCS-P-0420 | Pump, #6, Humidification, Phase I/IV Odour Control | Strainer,Self Cleaning Motorized | Plumbing |  | STR | http://www.toronto.ca/TWONTO#strainer
126915 | THC-OCS-STR-0426 | Strainer, Pump Suction Line, Humidification Pump #6, Phase I/IV Odour Control | THC-OCS-P-0420 | Pump, #6, Humidification, Phase I/IV Odour Control | Strainer,Self Cleaning Motorized | Plumbing |  | STR | http://www.toronto.ca/TWONTO#strainer
126916 | THC-OCS-STR-1021 | Strainer,Humidification Pump P-1020,Odour Control System,Thickening Building | THC-OCS-P-1020 | Pump,Centrifugal,Recirculation,Humidifier HU-1000,Odour Control System,Thickening Building | Filter | Plumbing |  | STR | http://www.toronto.ca/TWONTO#strainer
63265 | THC-OCS-STR-1031 | Strainer,Humidification Pump P-1030,Odour Control System,Thickening Building | THC-OCS-P-1030 | Pump,Centrifugal,Recirculation,Humidifier HU-1000,Odour Control System,Thickening Building | Filter | Plumbing |  | STR | http://www.toronto.ca/TWONTO#strainer
126917 | THC-OCS-STR-2021 | Strainer,Humidification Pump P-2020,Odour Control System,Sludge Storage Building | THC-OCS-P-2020 | Pump,Centrifugal,Recirculation,Humidifier HU-2000,Odour Control System,Sludge Storage Building | Filter | Plumbing |  | STR | http://www.toronto.ca/TWONTO#strainer
127271 | THC-PLT-TPD-6004 | Trap Priming Device, Electronic, Control Room, Headworks | THC-ELS-LP-4024A | Lighting Panel, Electrical Room, Headworks | Piping | Plumbing |  | TPD | http://www.toronto.ca/TWONTO#trap_priming_device
127272 | THC-PLT-TPD-6007 | Trap Priming Device, Electronic, Storage Room, Headworks | THC-ELS-LP-4043A | Lighting Panel, Storage Room, Headworks | Piping | Plumbing |  | TPD | http://www.toronto.ca/TWONTO#trap_priming_device
131894 | THR-CW-PLQ-0001 | Plumbing Equipment, Shower, Toilet, Urinals, Drains | THR-CW | City Water | Valve,Gate | Plumbing |  | PLQ | http://www.toronto.ca/TWONTO#drain
136464 | THR-GRK-DRN-WA1 | Drains, Floor, Work Area 1 | THR-GRK-WA1 | Building & Grounds Work Area 1 |  | Plumbing |  |  | http://www.toronto.ca/TWONTO#drain
126918 | THC-OCS-STR-2031 | Strainer,Humidification Pump P-2030,Odour Control System,Sludge Storage Building | THC-OCS-P-2030 | Pump,Centrifugal,Recirculation,Humidifier,Odour Control System,Sludge Storage Building | Filter | Plumbing |  | STR | http://www.toronto.ca/TWONTO#strainer
145138 | WTR-PLW-PLQ-0002 | Drains | WTR-PLW-TRW | Treated Water (Transmission) |  | Plumbing |  | PLQ | http://www.toronto.ca/TWONTO#drain

## Pneumatic_System_Pivot (hidden)
Row Labels | Count of Valid_Class
http://www.toronto.ca/TWONTO#damper_actuator | 2
http://www.toronto.ca/TWONTO#pneumatic_control_system | 11
Grand Total | 13

## Pneumatic_System (hidden)
Column1 | Entity_number | Description | Parent | Parent_Description | Category | Class | Suspended | Tag | Valid_Class
50009 | TAB-PLT-MEQ-0123 | Grit Hopper 1 Hood Opening Mechanism | TAB-PLT-T-0121 | Grit Hopper #1 | Actuator,Pneumatic,Cylinder | Pneumatic System |  | MEQ | http://www.toronto.ca/TWONTO#damper_actuator
63537 | THC-PLT-CP-0702 | Panel, Control, Pneumatic Valves, Conveyor Discharge, Screen Room, Screenings Conveyance | THC-PLT-CV-0710 | Conveyor, Screw, Screen Room, Screenings Conveyance | Control Panel,Operator | Pneumatic System |  | CP | http://www.toronto.ca/TWONTO#pneumatic_control_system
63538 | THC-PLT-CP-0904 | Panel, Control, Pneumatic Valves, Grit Pumping System, Screenings and Grit Conveyance | THC-PLT-P-0980 | Pump, Grit Slurry, Vortex Grit Pipe Gallery, Grit Removal | Control Panel,Operator | Pneumatic System |  | CP | http://www.toronto.ca/TWONTO#pneumatic_control_system
63540 | THC-PLT-CP-1101 | Panel, Control, Pneumatic Valves, Conveyor Discharge, Conveyor Area, Screenings and Grit Conveyance | THC-PLT-CV-1100 | Conveyor, Screw, Conveyor, Screenings and Grit Conveyance | Control Panel,Operator | Pneumatic System |  | CP | http://www.toronto.ca/TWONTO#pneumatic_control_system
63541 | THC-PLT-CP-1221 | Panel, Control, Pneumatic Valves, Conveyor Discharge, Conveyor Area, Screenings and Grit Conveyance | THC-PLT-CV-1220 | Conveyor, Screw, Conveyor, Truck Loading, Screenings and Grit Conveyance | Control Panel,Operator | Pneumatic System |  | CP | http://www.toronto.ca/TWONTO#pneumatic_control_system
114408 | TAB-PLT-DM-0212 | Hood Opening Mechanism, Grit Tank 2 | TAB-PLT-T-0201 | Tank, Grit Channel #2 | Actuator,Pneumatic,Cylinder | Pneumatic System |  | DM | http://www.toronto.ca/TWONTO#damper_actuator
127044 | THC-PLT-CP-0701 | Panel, Control, Pneumatic Valves, Conveyor Discharge, Screen Room, Screenings Conveyance | THC-PLT-CV-0710 | Conveyor, Screw, Screen Room, Screenings Conveyance | Control Panel,Operator | Pneumatic System |  | CP | http://www.toronto.ca/TWONTO#pneumatic_control_system
127045 | THC-PLT-CP-0801 | Panel, Control, Pneumatic Valves, Conveyor Discharge, Conveyor Area, Screenings Conveyance | THC-PLT-CV-0830 | Conveyor, Screw, Screen Room, Screenings Conveyance | Control Panel,Operator | Pneumatic System |  | CP | http://www.toronto.ca/TWONTO#pneumatic_control_system
127046 | THC-PLT-CP-0901 | Panel, Control, Pneumatic Valves, Grit Pumping System, Screenings and Grit Conveyance | THC-PLT-P-0920 | Pump, Grit Slurry, Vortex Grit Pipe Gallery, Grit Removal | Control Panel,Operator | Pneumatic System |  | CP | http://www.toronto.ca/TWONTO#pneumatic_control_system
127047 | THC-PLT-CP-0902 | Panel, Control, Pneumatic Valves, Grit Pumping System, Screenings and Grit Conveyance | THC-PLT-P-0940 | Pump, Grit Slurry, Vortex Grit Pipe Gallery, Grit Removal | Control Panel,Operator | Pneumatic System |  | CP | http://www.toronto.ca/TWONTO#pneumatic_control_system
127048 | THC-PLT-CP-0903 | Panel, Control, Pneumatic Valves, Grit Pumping System, Screenings and Grit Conveyance | THC-PLT-P-0960 | Pump, Grit Slurry, Vortex Grit Pipe Gallery, Grit Removal | Control Panel,Operator | Pneumatic System |  | CP | http://www.toronto.ca/TWONTO#pneumatic_control_system
127050 | THC-PLT-CP-1121 | Panel, Control, Pneumatic Valves, Conveyor Discharge, Conveyor Area, Screenings and Grit Conveyance | THC-PLT-CV-1120 | Conveyor, Screw, Conveyor, Truck Loading, Screenings and Grit Conveyance | Control Panel,Operator | Pneumatic System |  | CP | http://www.toronto.ca/TWONTO#pneumatic_control_system
128151 | THC-PWA-CP-1001 | Panel, Control, Pneumatic Valves, Headworks, Pipe Gallery | THC-PWA-STR-1010 | Filter, Plant Water, Plant Water System | Control Panel,Operator | Pneumatic System |  | CP | http://www.toronto.ca/TWONTO#pneumatic_control_system

## Power_Supply_Pivot (hidden)
Row Labels | Count of Valid_Class
http://www.toronto.ca/TWONTO#welding_receptacle | 1
power_supply | 10
Grand Total | 11

## Power_Supply_Unit (hidden)
Column1 | Entity_number | Description | Parent | Parent_Description | Category | Class | Suspended | Tag | Valid_Class
48081 | TAB-EL3-WR-6103B | Welding Receptacle, Plant Water Substation | TAB-EL3-MCC-6103 | Motor Control Unit, PWPS 600V | Welding Equipment | Power Supply Unit |  | WR | http://www.toronto.ca/TWONTO#welding_receptacle
85199 | WTR-PEL-PSU-1002 | Power Supply, 125VDC, LB-0104, Generator Building, Electrical Room | WTR-PEL-LB-0104 | Load Break Switch, Feed 1, Generator Switchgear, Generator Building, Electrical Room |  | Power Supply Unit |  | PSU | power_supply
85200 | WTR-PEL-PSU-1003 | Power Supply, 125VDC, LB-0204, Generator Building, Electrical Room | WTR-PEL-LB-0204 | Load Break Switch, Feed 2, Generator Switchgear, Generator Building, Electrical Room | UPS | Power Supply Unit |  | PSU | power_supply
85201 | WTR-PEL-PSU-1007 | Power Supply, 125VDC, Battery Charger BAT-1021, Generator Building, Electrical Room | WTR-PEL-BAT-1021 | Battery Charger, Power 125VDC, Generator Building, Generator Room |  | Power Supply Unit |  | PSU | power_supply
143710 | WTR-PEL-PSU-1001 | Power Supply, 125VDC, LB-0002, Generator Building, Electrical Room | WTR-PEL-LB-0002 | Load Break Switch, Bus-1002, Generator Switchgear, Generator Building, Electrical Room |  | Power Supply Unit |  | PSU | power_supply
143711 | WTR-PEL-PSU-1004 | Power Supply, 24VDC, Redundancy Module IN1, Generator Building, Electrical Room | WTR-PEL-PSU-1006 | Power Supply, 125VDC, Battery Charger BAT-1011, Generator Building, Electrical Room |  | Power Supply Unit |  | PSU | power_supply
143712 | WTR-PEL-PSU-1005 | Power Supply, 24VDC, Redundancy Module IN2, Generator Building, Electrical Room | WTR-PEL-PSU-1007 | Power Supply, 125VDC, Battery Charger BAT-1021, Generator Building, Electrical Room |  | Power Supply Unit |  | PSU | power_supply
143713 | WTR-PEL-PSU-1006 | Power Supply, 125VDC, Battery Charger BAT-1011, Generator Building, Electrical Room | WTR-PEL-BAT-1011 | Battery Charger, Power 125VDC, Generator Building, Generator Room |  | Power Supply Unit |  | PSU | power_supply
143714 | WTR-PEL-PSU-1100 | Power Supply, 125VDC, Generator 1100, Generator Building, Electrical Room | WTR-PEL-GEN-1100 | Generator, Electrical, Generator Building, Generator Room |  | Power Supply Unit |  | PSU | power_supply
143715 | WTR-PEL-PSU-1200 | Power Supply, 125VDC, Generator 1200, Generator Building, Electrical Room | WTR-PEL-GEN-1200 | Generator, Electrical, Generator Building, Generator Room |  | Power Supply Unit |  | PSU | power_supply
143716 | WTR-PEL-PSU-1300 | Power Supply, 125VDC, Generator 1300, Generator Building, Electrical Room | WTR-PEL-GEN-1300 | Generator, Electrical, Generator Building, Generator Room |  | Power Supply Unit |  | PSU | power_supply

## Rigging_Equipment_Pivot (hidden)
Row Labels | Count of Valid_Class
http://www.toronto.ca/TWONTO#collection_of_assets | 1
http://www.toronto.ca/TWONTO#lifting_equipment_hoist | 11
lifting_device_support | 3
manual_handling_device | 13
winch | 6
Grand Total | 34

## Rigging_Equipment (hidden)
Column1 | Entity_number | Description | Parent | Parent_Description | Category | Class | Suspended | Tag | Valid_Class
24312 | FHO-MCS-LD-0118-SU | Manual Chain Hoist | FHO-OBSOLETE | Removed From Service | Lifting Device,Hoist,Manual | Rigging Equipment |  | LD | http://www.toronto.ca/TWONTO#lifting_equipment_hoist
24316 | FHO-MCS-LD-0212 | Coffing Hoist Trolley | FHO-MCS-LD | Lifting Devices & Elevators | Lifting Device,Hoist,Manual | Rigging Equipment |  | LD | http://www.toronto.ca/TWONTO#lifting_equipment_hoist
24317 | FHO-MCS-LD-0213 | CM Hoist Trolley | FHO-MCS-LD | Lifting Devices & Elevators | Lifting Device,Hoist,Manual | Rigging Equipment |  | LD | http://www.toronto.ca/TWONTO#lifting_equipment_hoist
24321 | FHO-MCS-LD-0218 | CM Hoist Trolley | FHO-MCS-LD | Lifting Devices & Elevators | Lifting Device,Hoist,Manual | Rigging Equipment |  | LD | http://www.toronto.ca/TWONTO#lifting_equipment_hoist
24322 | FHO-MCS-LD-0219 | CM Puller (Come Along) | FHO-MCS-LD | Lifting Devices & Elevators | Lifting Device,Hoist,Manual | Rigging Equipment |  | LD | winch
24323 | FHO-MCS-LD-0219-SU | Yale Puller (Come Along) | FHO-MCS-LD | Lifting Devices & Elevators | Lifting Device,Hoist,Manual | Rigging Equipment |  | LD | winch
24324 | FHO-MCS-LD-0219-SU | Yale Puller (Come Along) | FHO-OBSOLETE | Removed From Service | Lifting Device,Hoist,Manual | Rigging Equipment |  | LD | winch
24325 | FHO-MCS-LD-0223-SU | Yale Puller (Come Along) | FHO-OBSOLETE | Removed From Service | Lifting Device,Hoist,Manual | Rigging Equipment |  | LD | winch
24326 | FHO-MCS-LD-0225 | Loading Dolly # 225 | FHO-MCS-LD | Lifting Devices & Elevators | Lifting Device,Hoist,Manual | Rigging Equipment |  | LD | manual_handling_device
24327 | FHO-MCS-LD-0226 | Loading Dolly # 226 | FHO-MCS-LD | Lifting Devices & Elevators | Lifting Device,Hoist,Manual | Rigging Equipment |  | LD | manual_handling_device
24328 | FHO-MCS-LD-0228 | Loading Dolly # 228 | FHO-MCS-LD | Lifting Devices & Elevators | Lifting Device,Hoist,Manual | Rigging Equipment |  | LD | manual_handling_device
24329 | FHO-MCS-LD-0231 | Loading Dolly # 231 | FHO-MCS-LD | Lifting Devices & Elevators | Lifting Device,Hoist,Manual | Rigging Equipment |  | LD | manual_handling_device
24330 | FHO-MCS-LD-0232 | Loading Dolly # 232 | FHO-MCS-LD | Lifting Devices & Elevators | Lifting Device,Hoist,Manual | Rigging Equipment |  | LD | manual_handling_device
24331 | FHO-MCS-LD-0235 | Loading Dolly # 235 | FHO-MCS-LD | Lifting Devices & Elevators | Lifting Device,Hoist,Manual | Rigging Equipment |  | LD | manual_handling_device
24332 | FHO-MCS-LD-0236 | Loading Dolly # 236 | FHO-MCS-LD | Lifting Devices & Elevators | Lifting Device,Hoist,Manual | Rigging Equipment |  | LD | manual_handling_device
81372 | TNT-MCS-LD-0006 | Beam | TNT-MCS-LD | Lifting Devices , cranes/ Portable crane/hoists, come alongs, slings, wire rope, chains | Lifting Device | Rigging Equipment |  | LD | lifting_device_support
81416 | TNT-MCS-LD-0011 | Trolley | TNT-MCS-LD | Lifting Devices , cranes/ Portable crane/hoists, come alongs, slings, wire rope, chains | Lifting Device | Rigging Equipment |  | LD | lifting_device_support
93448 | FHO-MCS-FAL | Plant wide -Fall protection equipments | FHO-MCS-LD | Lifting Devices & Elevators | Crane,Overhead,Travelling | Rigging Equipment |  |  | http://www.toronto.ca/TWONTO#collection_of_assets
93460 | FHO-MCS-LD-0116-SU | Manual Chain Hoist | FHO-MCS-LD | Lifting Devices & Elevators | Lifting Device,Hoist,Manual | Rigging Equipment |  | LD | http://www.toronto.ca/TWONTO#lifting_equipment_hoist
93461 | FHO-MCS-LD-0116-SU | Manual Chain Hoist | FHO-OBSOLETE | Removed From Service | Lifting Device,Hoist,Manual | Rigging Equipment |  | LD | http://www.toronto.ca/TWONTO#lifting_equipment_hoist
93462 | FHO-MCS-LD-0118-SU | Manual Chain Hoist | FHO-MCS-LD | Lifting Devices & Elevators | Lifting Device,Hoist,Manual | Rigging Equipment |  | LD | http://www.toronto.ca/TWONTO#lifting_equipment_hoist
93464 | FHO-MCS-LD-0119-SU | Manual Chain Hoist | FHO-MCS-LD | Lifting Devices & Elevators | Lifting Device,Hoist,Manual | Rigging Equipment |  | LD | http://www.toronto.ca/TWONTO#lifting_equipment_hoist
93465 | FHO-MCS-LD-0119-SU | Manual Chain Hoist | FHO-OBSOLETE | Removed From Service | Lifting Device,Hoist,Manual | Rigging Equipment |  | LD | http://www.toronto.ca/TWONTO#lifting_equipment_hoist
93466 | FHO-MCS-LD-0122 | Lifting Device, Spreader Beam, 2000 lbs, 77"L x 5"W x 20"H, Chemical Building, Tonner Room | FHO-MCS-LD | Lifting Devices & Elevators | Lifting Device,Spreader Beam | Rigging Equipment |  | LD | lifting_device_support
93467 | FHO-MCS-LD-0211 | CM Hoist Trolley | FHO-MCS-LD | Lifting Devices & Elevators | Lifting Device,Hoist,Manual | Rigging Equipment |  | LD | http://www.toronto.ca/TWONTO#lifting_equipment_hoist
93469 | FHO-MCS-LD-0223 | CM Puller (Come Along) | FHO-MCS-LD | Lifting Devices & Elevators | Lifting Device,Hoist,Manual | Rigging Equipment |  | LD | winch
93470 | FHO-MCS-LD-0223-SU | Yale Puller (Come Along) | FHO-MCS-LD | Lifting Devices & Elevators | Lifting Device,Hoist,Manual | Rigging Equipment |  | LD | winch
93471 | FHO-MCS-LD-0224 | Loading Dolly # 224 | FHO-MCS-LD | Lifting Devices & Elevators | Lifting Device,Hoist,Manual | Rigging Equipment |  | LD | manual_handling_device
93472 | FHO-MCS-LD-0227 | Loading Dolly # 227 | FHO-MCS-LD | Lifting Devices & Elevators | Lifting Device,Hoist,Manual | Rigging Equipment |  | LD | manual_handling_device
93473 | FHO-MCS-LD-0229 | Loading Dolly # 229 | FHO-MCS-LD | Lifting Devices & Elevators | Lifting Device,Hoist,Manual | Rigging Equipment |  | LD | manual_handling_device
93474 | FHO-MCS-LD-0230 | Loading Dolly # 230 | FHO-MCS-LD | Lifting Devices & Elevators | Lifting Device,Hoist,Manual | Rigging Equipment |  | LD | manual_handling_device
93475 | FHO-MCS-LD-0233 | Loading Dolly # 233 | FHO-MCS-LD | Lifting Devices & Elevators | Lifting Device,Hoist,Manual | Rigging Equipment |  | LD | manual_handling_device
93476 | FHO-MCS-LD-0234 | Loading Dolly # 234 | FHO-MCS-LD | Lifting Devices & Elevators | Lifting Device,Hoist,Manual | Rigging Equipment |  | LD | manual_handling_device
127474 | THC-PRM-CRN-1201 | Manual Hoist, Manual Trolley, 1.2 Tons, HPU1200 Building | THC-PRM-BLDG-HPU1200 | HPU Building 12 | Lifting Device,Hoist,Manual | Rigging Equipment |  | CRN | http://www.toronto.ca/TWONTO#lifting_equipment_hoist

## Safety_Eqipment_Pivot (hidden)
Row Labels | Count of Valid_Class
? | 127
activity | 4
chain_sling | 7
davit_base | 239
emergency_breathing_apparatus | 6
emergency_kit | 74
eye_wash_bottle | 97
fall_arrest_anchor | 38
heat_tracing | 2
http://www.toronto.ca/TWONTO#air_damper | 6
http://www.toronto.ca/TWONTO#annunciator_panel | 18
http://www.toronto.ca/TWONTO#automatic_external_defibrillator | 35
http://www.toronto.ca/TWONTO#chemical_suit | 29
http://www.toronto.ca/TWONTO#collection_of_asset_roles | 1
http://www.toronto.ca/TWONTO#collection_of_assets | 130
http://www.toronto.ca/TWONTO#compressed_gas_cylinder | 218
http://www.toronto.ca/TWONTO#emergency_eyewash | 181
http://www.toronto.ca/TWONTO#emergency_eyewash_and_shower | 216
http://www.toronto.ca/TWONTO#fall_arrest_Davit_arm | 282
http://www.toronto.ca/TWONTO#fall_arrest_harness | 403
http://www.toronto.ca/TWONTO#fall_arrest_system | 7
http://www.toronto.ca/TWONTO#fall_protection_sling | 8
http://www.toronto.ca/TWONTO#fall_restricting_system | 24
http://www.toronto.ca/TWONTO#first_aid_kit | 273
http://www.toronto.ca/TWONTO#first_aid_station_equipment | 51
http://www.toronto.ca/TWONTO#fixed_gas_detector | 5
http://www.toronto.ca/TWONTO#fixed_ladder | 15
http://www.toronto.ca/TWONTO#flame_arrestor | 26
http://www.toronto.ca/TWONTO#flame_or_combustion_sensing_instrument | 10
http://www.toronto.ca/TWONTO#flow_switch | 70
http://www.toronto.ca/TWONTO#ground_and_test_device | 8
http://www.toronto.ca/TWONTO#hot_stick | 8
http://www.toronto.ca/TWONTO#ladder | 160
http://www.toronto.ca/TWONTO#level_switch | 12
http://www.toronto.ca/TWONTO#life_ring | 101
http://www.toronto.ca/TWONTO#lifting_equipment_hoist | 12
http://www.toronto.ca/TWONTO#lighting_unit | 141
http://www.toronto.ca/TWONTO#personal_floatation_device | 32
http://www.toronto.ca/TWONTO#portable_gas_detector | 60
http://www.toronto.ca/TWONTO#portable_ladder | 31
http://www.toronto.ca/TWONTO#PPE | 10
http://www.toronto.ca/TWONTO#pressure_switch | 30
http://www.toronto.ca/TWONTO#process_control_panel | 2
http://www.toronto.ca/TWONTO#pump | 4
http://www.toronto.ca/TWONTO#rubber_insulating_gloves | 407
http://www.toronto.ca/TWONTO#self-contained_breathing_apparatus | 223
http://www.toronto.ca/TWONTO#space | 27
http://www.toronto.ca/TWONTO#spill_kit | 128
http://www.toronto.ca/TWONTO#tanked_hot_water_heater | 1
http://www.toronto.ca/TWONTO#voltage_tester | 9
lifeline | 277
lifting_device_support | 5
ppe_cabinet | 32
self_retracting_line | 162
sprinkler | 1
synthetic_web_sling | 7
winch | 71
Grand Total | 4563

## Safety_Equipment (hidden)
Column1 | Entity_number | Description | Parent | Parent_Description | Category | Class | Suspended | Tag | Valid_Class
18403 | FHA-SES-LD-0083 | 10' Ladder (Service building locker room) | FHA-SES | Safety & Environmental Services | Safety | Safety Equipment |  | LD | http://www.toronto.ca/TWONTO#fixed_ladder
81467 | FHA-SES-LD-0083 | 10' Ladder (Service building locker room) | FHA-SES-LD-1 | Ladders | Safety | Safety Equipment |  | LD | http://www.toronto.ca/TWONTO#fixed_ladder
18413 | FHA-SES-LD-0093 | 10' Single Ladder Fiberglass ( Dehumidifier) | FHA-SES | Safety & Environmental Services | Safety | Safety Equipment |  | LD | http://www.toronto.ca/TWONTO#fixed_ladder
81477 | FHA-SES-LD-0093 | 10' Single Ladder Fiberglass ( Dehumidifier) | FHA-SES-LD-1 | Ladders | Safety | Safety Equipment |  | LD | http://www.toronto.ca/TWONTO#fixed_ladder
18414 | FHA-SES-LD-0094 | 10' Single Ladder Fiberglass ( Filters ) | FHA-SES | Safety & Environmental Services | Safety | Safety Equipment |  | LD | http://www.toronto.ca/TWONTO#fixed_ladder
18415 | FHA-SES-LD-0094 | 10' Single Ladder Fiberglass ( Filters ) | FHA-SES-LD-1 | Ladders | Safety | Safety Equipment |  | LD | http://www.toronto.ca/TWONTO#fixed_ladder
18416 | FHA-SES-LD-0095 | 10' Single Ladder Fiberglass ( Filters ) | FHA-SES | Safety & Environmental Services | Safety | Safety Equipment |  | LD | http://www.toronto.ca/TWONTO#fixed_ladder
18417 | FHA-SES-LD-0095 | 10' Single Ladder Fiberglass ( Filters ) | FHA-SES-LD-1 | Ladders | Safety | Safety Equipment |  | LD | http://www.toronto.ca/TWONTO#fixed_ladder
18418 | FHA-SES-LD-0096 | 10' Single Ladder Fiberglass ( Filters ) | FHA-SES | Safety & Environmental Services | Safety | Safety Equipment |  | LD | http://www.toronto.ca/TWONTO#fixed_ladder
18419 | FHA-SES-LD-0096 | 10' Single Ladder Fiberglass ( Filters ) | FHA-SES-LD-1 | Ladders | Safety | Safety Equipment |  | LD | http://www.toronto.ca/TWONTO#fixed_ladder
81470 | FHA-SES-LD-0088 | 12' Ladder Fiberglass Step ladder Yellow -Filter #10 | FHA-SES | Safety & Environmental Services | Safety | Safety Equipment |  | LD | http://www.toronto.ca/TWONTO#fixed_ladder
81471 | FHA-SES-LD-0088 | 12' Ladder Fiberglass Step ladder Yellow -Filter #10 | FHA-SES-LD-1 | Ladders | Safety | Safety Equipment |  | LD | http://www.toronto.ca/TWONTO#portable_ladder
18412 | FHA-SES-LD-0092 | 16' Single Ladder Aluminum in RMF at spliter box | FHA-SES | Safety & Environmental Services | Safety | Safety Equipment |  | LD | http://www.toronto.ca/TWONTO#fixed_ladder
81476 | FHA-SES-LD-0092 | 16' Single Ladder Aluminum in RMF at spliter box | FHA-SES-LD-1 | Ladders | Safety | Safety Equipment |  | LD | http://www.toronto.ca/TWONTO#fixed_ladder
18404 | FHA-SES-LD-0084 | 3 Step rolling ladder Blue in Hydro vault | FHA-SES | Safety & Environmental Services | Safety | Safety Equipment |  | LD | http://www.toronto.ca/TWONTO#portable_ladder
18405 | FHA-SES-LD-0084 | 3 Step rolling ladder Blue in Hydro vault | FHA-SES-LD-1 | Ladders | Safety | Safety Equipment |  | LD | http://www.toronto.ca/TWONTO#portable_ladder
18406 | FHA-SES-LD-0085 | 3 Step rolling ladder Blue in Raw water basement | FHA-SES | Safety & Environmental Services | Safety | Safety Equipment |  | LD | http://www.toronto.ca/TWONTO#portable_ladder
81468 | FHA-SES-LD-0085 | 3 Step rolling ladder Blue in Raw water basement | FHA-SES-LD-1 | Ladders | Safety | Safety Equipment |  | LD | http://www.toronto.ca/TWONTO#portable_ladder
18420 | FHA-SES-LD-0097 | 3 Step rolling ladder Blue in Treated water basement | FHA-SES-LD-1 | Ladders | Safety | Safety Equipment |  | LD | http://www.toronto.ca/TWONTO#portable_ladder
18421 | FHA-SES-LD-0098 | 3 Step rolling ladder Blue in Treated water basement | FHA-SES | Safety & Environmental Services | Safety | Safety Equipment |  | LD | http://www.toronto.ca/TWONTO#portable_ladder
18422 | FHA-SES-LD-0098 | 3 Step rolling ladder Blue in Treated water basement | FHA-SES-LD-1 | Ladders | Safety | Safety Equipment |  | LD | http://www.toronto.ca/TWONTO#portable_ladder
18423 | FHA-SES-LD-0099 | 3 Step rolling ladder Blue in Treated water basement | FHA-SES | Safety & Environmental Services | Safety | Safety Equipment |  | LD | http://www.toronto.ca/TWONTO#portable_ladder
18424 | FHA-SES-LD-0099 | 3 Step rolling ladder Blue in Treated water basement | FHA-SES-LD-1 | Ladders | Safety | Safety Equipment |  | LD | http://www.toronto.ca/TWONTO#portable_ladder
81478 | FHA-SES-LD-0097 | 3 Step rolling ladder Blue in Treated water basement | FHA-SES | Safety & Environmental Services | Safety | Safety Equipment |  | LD | http://www.toronto.ca/TWONTO#portable_ladder
18425 | FHA-SES-LD-0100 | 3 Step rolling ladder Blue in Treated water basement -Scarborough pumps | FHA-SES-LD-1 | Ladders | Safety | Safety Equipment |  | LD | http://www.toronto.ca/TWONTO#portable_ladder
81479 | FHA-SES-LD-0100 | 3 Step rolling ladder Blue in Treated water basement -Scarborough pumps | FHA-SES | Safety & Environmental Services | Safety | Safety Equipment |  | LD | http://www.toronto.ca/TWONTO#portable_ladder
18670 | FHA-SES-SQ-0065 | 3M 6’ shock absorber lanyard Ser 15375 | FHA-SES | Safety & Environmental Services |  | Safety Equipment |  | SQ | lifeline
82865 | FHA-SES-SQ-0065 | 3M 6’ shock absorber lanyard Ser 15375 | FHA-SES-SQ-6 | Safety Fall Protection Equipment |  | Safety Equipment |  | SQ | lifeline
18485 | FHA-SES-LDR-0512 | 6' Ladder Fiberglass ( Outside Lab ) | FHA-SES | Safety & Environmental Services | Safety | Safety Equipment |  | LDR | http://www.toronto.ca/TWONTO#ladder
81895 | FHA-SES-LDR-0512 | 6' Ladder Fiberglass ( Outside Lab ) | FHA-SES-LD-1 | Ladders | Safety | Safety Equipment |  | LDR | http://www.toronto.ca/TWONTO#ladder
18402 | FHA-SES-LD-0062 | 6' Ladder Fiberglass ( Raw Water Basement ) | FHA-SES | Safety & Environmental Services | Safety | Safety Equipment |  | LD | http://www.toronto.ca/TWONTO#fixed_ladder
81466 | FHA-SES-LD-0062 | 6' Ladder Fiberglass ( Raw Water Basement ) | FHA-SES-LD-1 | Ladders | Safety | Safety Equipment |  | LD | http://www.toronto.ca/TWONTO#fixed_ladder
18407 | FHA-SES-LD-0086 | 6 Step rolling ladder Blue in Treated water basement | FHA-SES | Safety & Environmental Services | Safety | Safety Equipment |  | LD | http://www.toronto.ca/TWONTO#portable_ladder
81469 | FHA-SES-LD-0086 | 6 Step rolling ladder Blue in Treated water basement | FHA-SES-LD-1 | Ladders | Safety | Safety Equipment |  | LD | http://www.toronto.ca/TWONTO#portable_ladder
18410 | FHA-SES-LD-0090 | 8' Ladder Fiberglass Step ladder with platform Yellow in Chlorine Cylinder room | FHA-SES | Safety & Environmental Services | Safety | Safety Equipment |  | LD | http://www.toronto.ca/TWONTO#portable_ladder
81474 | FHA-SES-LD-0090 | 8' Ladder Fiberglass Step ladder with platform Yellow in Chlorine Cylinder room | FHA-SES-LD-1 | Ladders | Safety | Safety Equipment |  | LD | http://www.toronto.ca/TWONTO#portable_ladder
81472 | FHA-SES-LD-0089 | 8' Ladder Fiberglass Step ladder Yellow -Filter #10 | FHA-SES | Safety & Environmental Services | Safety | Safety Equipment |  | LD | http://www.toronto.ca/TWONTO#portable_ladder
81473 | FHA-SES-LD-0089 | 8' Ladder Fiberglass Step ladder Yellow -Filter #10 | FHA-SES-LD-1 | Ladders | Safety | Safety Equipment |  | LD | http://www.toronto.ca/TWONTO#portable_ladder
18411 | FHA-SES-LD-0091 | 8' Step Ladder Fiberglass Step ladder Yellow SBS ROOM | FHA-SES-LD-1 | Ladders | Safety | Safety Equipment |  | LD | http://www.toronto.ca/TWONTO#portable_ladder
81475 | FHA-SES-LD-0091 | 8' Step Ladder Fiberglass Step ladder Yellow SBS ROOM | FHA-SES | Safety & Environmental Services | Safety | Safety Equipment |  | LD | http://www.toronto.ca/TWONTO#portable_ladder
18408 | FHA-SES-LD-0087 | 9 Step rolling ladder Blue in Treated water basement | FHA-SES | Safety & Environmental Services | Safety | Safety Equipment |  | LD | http://www.toronto.ca/TWONTO#portable_ladder
18409 | FHA-SES-LD-0087 | 9 Step rolling ladder Blue in Treated water basement | FHA-SES-LD-1 | Ladders | Safety | Safety Equipment |  | LD | http://www.toronto.ca/TWONTO#portable_ladder
94902 | FHO-SES-SQ-8014 | Accident Investigation Kit- Control Room | FHO-SES-SQ-0004 | First Aid | Safety,First Aid Kit | Safety Equipment |  | SQ | emergency_kit
94903 | FHO-SES-SQ-8015 | Accident Investigation Kit- S2 Level | FHO-SES-SQ-0004 | First Aid | Safety,First Aid Kit | Safety Equipment |  | SQ | emergency_kit
75986 | THR-JHSC-ADM | Admin Bldg., Engine Room, and Sorrounding Area | THR-JHSC-WA3 | Joint Health & Safety Committee WA3 |  | Safety Equipment |  |  | http://www.toronto.ca/TWONTO#space
136598 | THR-JHSC-ADMSG | Admin Bldg., Switch Gear Room | THR-JHSC-WA3 | Joint Health & Safety Committee WA3 |  | Safety Equipment |  |  | http://www.toronto.ca/TWONTO#space
138301 | THR-SES-DEF-0001 | AED, Automatic External Defibrillator Maint. Shop (SNo. X21A335914) | THR-SES-WA3 | Safety & Environmental Services | Safety | Safety Equipment |  | DEF | http://www.toronto.ca/TWONTO#automatic_external_defibrillator
138302 | THR-SES-DEF-0002 | AED, Automatic External Defibrillator Temp A Bldg (Sno. .X16G851892) | THR-SES-WA3 | Safety & Environmental Services | Safety | Safety Equipment |  | DEF | http://www.toronto.ca/TWONTO#automatic_external_defibrillator
136597 | THR-JHSC-ACB | Air Comp. Bldg. and GENSETS | THR-JHSC-WA3 | Joint Health & Safety Committee WA3 |  | Safety Equipment |  |  | http://www.toronto.ca/TWONTO#space
46596 | TAB-DIS-ALP-0100 | Air Padding System for Chlorine Tank Cars | TAB-DIS-CHL | Chlorination Process | Safety | Safety Equipment |  | ALP | ?
46597 | TAB-DIS-ALP-0100 | Air Padding System for Chlorine Tank Cars | TAB-SUSPENDED ENTITY | Suspended entities | Safety | Safety Equipment |  | ALP | ?
126010 | THC-INC-AIT-0003 | Analyzer, Carbon Monoxide | THC-SES-GAS-M | Gas Detectors and Monitors, Building M | Atmosphere Monitoring Device,Stationary,H2S/CO/CL/Toxic/SO2/NH3 | Safety Equipment |  | AIT | http://www.toronto.ca/TWONTO#fixed_gas_detector
84452 | WTR-EAST-ANL | Analyzers, Air Monitors & Calibration Equipment - EWA | WTR-EAST-SES | Safety & Lifting Devices | Analyzer | Safety Equipment |  |  | http://www.toronto.ca/TWONTO#fixed_gas_detector
55604 | TAB-WA2-SQ-7321 | Anchor Sling Cross Arm Strap- Jagjit | TAB-WA2-SQ-0001 | Fall Arrest System , Tripod and SRL | PPE,Harness | Safety Equipment |  | SQ | fall_arrest_anchor
66324 | THC-SES-MEQ-0611 | Anchor, Fall Arrest, Electrical Building and RAS Pumphouse, Roof, SW Plant | THC-ACC-BLDG H | Phase I Aeration Building, HVAC |  | Safety Equipment |  | MEQ | fall_arrest_anchor
128739 | THC-SES-MEQ-0612 | Anchor, Fall Arrest, Electrical Building and RAS Pumphouse, Roof, SW Plant | THC-ACC-BLDG H | Phase I Aeration Building, HVAC |  | Safety Equipment |  | MEQ | fall_arrest_anchor
128740 | THC-SES-MEQ-0613 | Anchor, Fall Arrest, Electrical Building and RAS Pumphouse, Roof, SW Plant | THC-ACC-BLDG H | Phase I Aeration Building, HVAC |  | Safety Equipment |  | MEQ | fall_arrest_anchor
128741 | THC-SES-MEQ-0614 | Anchor, Fall Arrest, Electrical Building and RAS Pumphouse, Roof, SW Plant | THC-ACC-BLDG H | Phase I Aeration Building, HVAC |  | Safety Equipment |  | MEQ | fall_arrest_anchor
128742 | THC-SES-MEQ-0615 | Anchor, Fall Arrest, Electrical Building and RAS Pumphouse, Roof, SW Plant | THC-ACC-BLDG H | Phase I Aeration Building, HVAC |  | Safety Equipment |  | MEQ | fall_arrest_anchor
66340 | THC-SES-MEQ-5901 | Anchor,Fall Arrest,Disinfection Building,Roof | THC-MCS-LD-G | Lifting Devices, Chemical storage, Building G |  | Safety Equipment |  | MEQ | fall_arrest_anchor
66341 | THC-SES-MEQ-5902 | Anchor,Fall Arrest,Disinfection Building,Roof | THC-MCS-LD-G | Lifting Devices, Chemical storage, Building G |  | Safety Equipment |  | MEQ | fall_arrest_anchor
66342 | THC-SES-MEQ-5903 | Anchor,Fall Arrest,Disinfection Building,Roof | THC-MCS-LD-G | Lifting Devices, Chemical storage, Building G |  | Safety Equipment |  | MEQ | fall_arrest_anchor
66343 | THC-SES-MEQ-5904 | Anchor,Fall Arrest,Disinfection Building,Roof | THC-MCS-LD-G | Lifting Devices, Chemical storage, Building G |  | Safety Equipment |  | MEQ | fall_arrest_anchor
66327 | THC-SES-MEQ-1001 | Anchor,Fall Arrest,HPU0010 Building,Roof | THC-PRM-BLDG-HPU1000 | Phase IV, Tank 10, HPU Building | PPE | Safety Equipment |  | MEQ | fall_arrest_anchor
66328 | THC-SES-MEQ-1002 | Anchor,Fall Arrest,HPU0010 Building,Roof | THC-PRM-BLDG-HPU1000 | Phase IV, Tank 10, HPU Building | PPE | Safety Equipment |  | MEQ | fall_arrest_anchor
66329 | THC-SES-MEQ-1003 | Anchor,Fall Arrest,HPU0010 Building,Roof | THC-PRM-BLDG-HPU1000 | Phase IV, Tank 10, HPU Building | PPE | Safety Equipment |  | MEQ | fall_arrest_anchor
66330 | THC-SES-MEQ-1004 | Anchor,Fall Arrest,HPU0010 Building,Roof | THC-PRM-BLDG-HPU1000 | Phase IV, Tank 10, HPU Building | PPE | Safety Equipment |  | MEQ | fall_arrest_anchor
66331 | THC-SES-MEQ-1005 | Anchor,Fall Arrest,HPU0010 Building,Roof | THC-PRM-BLDG-HPU1000 | Phase IV, Tank 10, HPU Building | PPE | Safety Equipment |  | MEQ | fall_arrest_anchor
66325 | THC-SES-MEQ-0903 | Anchor,Fall Arrest,HPU0900 Building,Roof | THC-PRM-BLDG-HPU0900 | Phase IV, Tank 9, HPU Building | PPE | Safety Equipment |  | MEQ | fall_arrest_anchor
66326 | THC-SES-MEQ-0905 | Anchor,Fall Arrest,HPU0900 Building,Roof | THC-PRM-BLDG-HPU0900 | Phase IV, Tank 9, HPU Building | PPE | Safety Equipment |  | MEQ | fall_arrest_anchor
128743 | THC-SES-MEQ-0901 | Anchor,Fall Arrest,HPU0900 Building,Roof | THC-PRM-BLDG-HPU0900 | Phase IV, Tank 9, HPU Building | PPE | Safety Equipment |  | MEQ | fall_arrest_anchor
128744 | THC-SES-MEQ-0902 | Anchor,Fall Arrest,HPU0900 Building,Roof | THC-PRM-BLDG-HPU0900 | Phase IV, Tank 9, HPU Building | PPE | Safety Equipment |  | MEQ | fall_arrest_anchor
128745 | THC-SES-MEQ-0904 | Anchor,Fall Arrest,HPU0900 Building,Roof | THC-PRM-BLDG-HPU0900 | Phase IV, Tank 9, HPU Building | PPE | Safety Equipment |  | MEQ | fall_arrest_anchor
66332 | THC-SES-MEQ-1104 | Anchor,Fall Arrest,HPU1100 Building,Roof | THC-PRM-BLDG-HPU1100 | HPU Building 11 | PPE | Safety Equipment |  | MEQ | fall_arrest_anchor
66333 | THC-SES-MEQ-1105 | Anchor,Fall Arrest,HPU1100 Building,Roof | THC-PRM-BLDG-HPU1100 | HPU Building 11 | PPE | Safety Equipment |  | MEQ | fall_arrest_anchor
128746 | THC-SES-MEQ-1101 | Anchor,Fall Arrest,HPU1100 Building,Roof | THC-PRM-BLDG-HPU1100 | HPU Building 11 | PPE | Safety Equipment |  | MEQ | fall_arrest_anchor
128747 | THC-SES-MEQ-1102 | Anchor,Fall Arrest,HPU1100 Building,Roof | THC-PRM-BLDG-HPU1100 | HPU Building 11 | PPE | Safety Equipment |  | MEQ | fall_arrest_anchor
128748 | THC-SES-MEQ-1103 | Anchor,Fall Arrest,HPU1100 Building,Roof | THC-PRM-BLDG-HPU1100 | HPU Building 11 | PPE | Safety Equipment |  | MEQ | fall_arrest_anchor
66334 | THC-SES-MEQ-1201 | Anchor,Fall Arrest,HPU1200 Building,Roof | THC-PRM-BLDG-HPU1200 | HPU Building 12 | PPE | Safety Equipment |  | MEQ | fall_arrest_anchor
66335 | THC-SES-MEQ-1202 | Anchor,Fall Arrest,HPU1200 Building,Roof | THC-PRM-BLDG-HPU1200 | HPU Building 12 | PPE | Safety Equipment |  | MEQ | fall_arrest_anchor
128749 | THC-SES-MEQ-1203 | Anchor,Fall Arrest,HPU1200 Building,Roof | THC-PRM-BLDG-HPU1200 | HPU Building 12 | PPE | Safety Equipment |  | MEQ | fall_arrest_anchor
128750 | THC-SES-MEQ-1204 | Anchor,Fall Arrest,HPU1200 Building,Roof | THC-PRM-BLDG-HPU1200 | HPU Building 12 | PPE | Safety Equipment |  | MEQ | fall_arrest_anchor
128751 | THC-SES-MEQ-1205 | Anchor,Fall Arrest,HPU1200 Building,Roof | THC-PRM-BLDG-HPU1200 | HPU Building 12 | PPE | Safety Equipment |  | MEQ | fall_arrest_anchor
128736 | THC-SES-MEQ-0601 | Anchor,Fall Arrest,South Pumping Station,Ground Floor | THC-MCS-LD | Mechanical Services, Lifting Device |  | Safety Equipment |  | MEQ | fall_arrest_anchor
66323 | THC-SES-MEQ-0604 | Anchor,Fall Arrest,South Pumping Station,Intermediate Level | THC-MCS-LD | Mechanical Services, Lifting Device |  | Safety Equipment |  | MEQ | fall_arrest_anchor
128737 | THC-SES-MEQ-0602 | Anchor,Fall Arrest,South Pumping Station,Roof | THC-MCS-LD | Mechanical Services, Lifting Device |  | Safety Equipment |  | MEQ | fall_arrest_anchor
128738 | THC-SES-MEQ-0603 | Anchor,Fall Arrest,South Pumping Station,Roof | THC-MCS-LD | Mechanical Services, Lifting Device |  | Safety Equipment |  | MEQ | fall_arrest_anchor
14486 | FCL-SES-FA-0002-SUS | Annunciator Panel, Fire Alarm System, Admin Building, Vestibule (Room 100) East Wall | FCL-SES | Safety and Environmental Services |  | Safety Equipment | 46423 | FA | http://www.toronto.ca/TWONTO#annunciator_panel
14487 | FCL-SES-FA-0002-SUS | Annunciator Panel, Fire Alarm System, Admin Building, Vestibule (Room 100) East Wall | FCL-SES-SQ-0007 | Eyewash Station, Admin Building, Operators Lab,Eye wash station - main change room |  | Safety Equipment | 46423 | FA | http://www.toronto.ca/TWONTO#annunciator_panel
64779 | FCL-SES-FA-0002-SUS | Annunciator Panel, Fire Alarm System, Admin Building, Vestibule (Room 100) East Wall | FCL-SUSPENDED | Suspended entity |  | Safety Equipment | 46423 | FA | http://www.toronto.ca/TWONTO#annunciator_panel
30710 | FIS-SES-SQ-GLOVE1 | Asset Group, PPE, Electrical Personal Protection, Group 1 | FIS-SES_SQ | Asset Group, PPE, Electrical Personal Protection |  | Safety Equipment |  |  | http://www.toronto.ca/TWONTO#rubber_insulating_gloves
98264 | FIS-SES-SQ-GLOVE1 | Asset Group, PPE, Electrical Personal Protection, Group 1 | FIS-SES | Safety, Instrumentation & Environmental Services |  | Safety Equipment |  |  | http://www.toronto.ca/TWONTO#rubber_insulating_gloves
30711 | FIS-SES-SQ-GLOVE2 | Asset Group, PPE, Electrical Personal Protection, Group 2 | FIS-SES_SQ | Asset Group, PPE, Electrical Personal Protection |  | Safety Equipment |  |  | http://www.toronto.ca/TWONTO#rubber_insulating_gloves
98265 | FIS-SES-SQ-GLOVE2 | Asset Group, PPE, Electrical Personal Protection, Group 2 | FIS-SES | Safety, Instrumentation & Environmental Services |  | Safety Equipment |  |  | http://www.toronto.ca/TWONTO#rubber_insulating_gloves
78299 | THR-SES-AM-0002 | Atmosphere Monitoring, Wind Direction, Chlorine Building | THR-SES-WA3 | Safety & Environmental Services | Atmosphere Monitoring Device,Stationary | Safety Equipment |  | AM | ?
138295 | THR-SES-AM-0001 | Atmosphere Monitoring, Wind Speed, Chlorine Building | THR-SES-WA3 | Safety & Environmental Services | Atmosphere Monitoring Device,Stationary | Safety Equipment |  | AM | ?
52996 | TAB-RSP-SQ-M | Atmosphere Monitoring,Emerg. Eyewash and Shower Stations, First Aid Kits, M Bldg | TAB-RSP-STRC-M | M Building - Safety Equipment,Building Services,Drains, Plumbing | PPE,Eyewash Station | Safety Equipment |  |  | http://www.toronto.ca/TWONTO#collection_of_assets
40077 | DOS-SES-AED-0001 | Automated External Defibrilators - AED | FAC-YCM-SES | SAFETY & ENVIRONMENTAL SERVICES | Safety,Defibrillator | Safety Equipment |  | AED | http://www.toronto.ca/TWONTO#automatic_external_defibrillator
40078 | DOS-SES-AED-0002 | Automated External Defibrilators - AED | FAC-YCM-SES | SAFETY & ENVIRONMENTAL SERVICES | Safety,Defibrillator | Safety Equipment |  | AED | http://www.toronto.ca/TWONTO#automatic_external_defibrillator
81616 | TNT-SES-AED-0001 | Automated external defibrillator- AED | TNT-ELS | Instrument / Electrical | Safety,Defibrillator | Safety Equipment |  | AED | http://www.toronto.ca/TWONTO#automatic_external_defibrillator
53380 | TAB-SES-AED-0002 | Automated external defibrillators- AED | TAB-SES-AED | Safety Medical Instruments-AED | Safety,Defibrillator | Safety Equipment |  | AED | http://www.toronto.ca/TWONTO#automatic_external_defibrillator
53381 | TAB-SES-AED-0003 | Automated external defibrillators- AED | TAB-SES-AED | Safety Medical Instruments-AED | Safety,Defibrillator | Safety Equipment |  | AED | http://www.toronto.ca/TWONTO#automatic_external_defibrillator
53382 | TAB-SES-AED-0005 | Automated external defibrillators- AED | TAB-SES-AED | Safety Medical Instruments-AED | Safety,Defibrillator | Safety Equipment |  | AED | http://www.toronto.ca/TWONTO#automatic_external_defibrillator
85448 | WTR-PHL-AED-0001 | Automated external defibrillators- AED | WTR-CENTRAL-SES | Safety & Lifting Devices | Safety,Defibrillator | Safety Equipment |  | AED | http://www.toronto.ca/TWONTO#automatic_external_defibrillator
88128 | WTR-PSC-AED-0001 | Automated external defibrillators- AED | WTR-CENTRAL-SES | Safety & Lifting Devices | Safety,Defibrillator | Safety Equipment |  | AED | http://www.toronto.ca/TWONTO#automatic_external_defibrillator
117778 | TAB-SES-AED-0001 | Automated external defibrillators- AED | TAB-ELS-ESQ | Electrical Safety Equipment | Safety,Defibrillator | Safety Equipment |  | AED | http://www.toronto.ca/TWONTO#automatic_external_defibrillator
117779 | TAB-SES-AED-0001 | Automated external defibrillators- AED | TAB-SES-AED | Safety Medical Instruments-AED | Safety,Defibrillator | Safety Equipment |  | AED | http://www.toronto.ca/TWONTO#automatic_external_defibrillator
117780 | TAB-SES-AED-0004 | Automated external defibrillators- AED | TAB-SES-AED | Safety Medical Instruments-AED | Safety,Defibrillator | Safety Equipment |  | AED | http://www.toronto.ca/TWONTO#automatic_external_defibrillator
117781 | TAB-SES-AED-0006 | Automated external defibrillators- AED | TAB-SES-AED | Safety Medical Instruments-AED | Safety,Defibrillator | Safety Equipment |  | AED | http://www.toronto.ca/TWONTO#automatic_external_defibrillator
117782 | TAB-SES-AED-0007 | Automated external defibrillators- AED | TAB-SES-AED | Safety Medical Instruments-AED | Safety,Defibrillator | Safety Equipment |  | AED | http://www.toronto.ca/TWONTO#automatic_external_defibrillator
145025 | WTR-PLW-AED-0001 | Automated external defibrillators- AED | WTR-WEST-SES | Safety & Lifting Devices | Safety,Defibrillator | Safety Equipment |  | AED | http://www.toronto.ca/TWONTO#automatic_external_defibrillator
146251 | WTR-PSC-AED-0001 | Automated external defibrillators- AED | WTR-EAST-SES | Safety & Lifting Devices | Safety,Defibrillator | Safety Equipment |  | AED | http://www.toronto.ca/TWONTO#automatic_external_defibrillator
78666 | THR-SES-LD-0003S | Base, Embedded for Davit Arm, Primary Tank 1 | THR-LD-WA2 | Lifting Devices, Chain Hoist, Come Along & Slings | Safety | Safety Equipment | 42678 | LD | davit_base
138618 | THR-SES-LD-0001S | Base, Embedded for Davit Arm, Primary Tank 1 | THR-LD-WA2 | Lifting Devices, Chain Hoist, Come Along & Slings | Safety | Safety Equipment | 42677 | LD | davit_base
138620 | THR-SES-LD-0004S | Base, Embedded for Davit Arm, Primary Tank 2 | THR-LD-WA2 | Lifting Devices, Chain Hoist, Come Along & Slings | Safety | Safety Equipment | 42679 | LD | davit_base
138622 | THR-SES-LD-0006S | Base, Embedded for Davit Arm, Primary Tank 2 | THR-LD-WA2 | Lifting Devices, Chain Hoist, Come Along & Slings | Safety | Safety Equipment | 42680 | LD | davit_base
78671 | THR-SES-LD-0100 | Base, Exposed for Davit Arm, Grit Tank 1 | THR-LD-WA2 | Lifting Devices, Chain Hoist, Come Along & Slings | Safety | Safety Equipment |  | LD | davit_base
138627 | THR-SES-LD-0200 | Base, Exposed for Davit Arm, Grit Tank 2 | THR-LD-WA2 | Lifting Devices, Chain Hoist, Come Along & Slings | Safety | Safety Equipment |  | LD | davit_base
138629 | THR-SES-LD-0300 | Base, Exposed for Davit Arm, Grit Tank 3 | THR-LD-WA2 | Lifting Devices, Chain Hoist, Come Along & Slings | Safety | Safety Equipment |  | LD | davit_base
138619 | THR-SES-LD-0002S | Base, Exposed for Davit Arm, Primary Tank 1(SUSPENDED) | THR-LD-WA2 | Lifting Devices, Chain Hoist, Come Along & Slings | Safety | Safety Equipment | 36030 | LD | davit_base
138621 | THR-SES-LD-0005S | Base, Exposed for Davit Arm, Primary Tank 2(SUSPENDED) | THR-LD-WA2 | Lifting Devices, Chain Hoist, Come Along & Slings | Safety | Safety Equipment | 36031 | LD | davit_base
78667 | THR-SES-LD-0008 | Base, Exposed for Davit Arm, Primary Tank 3 | THR-LD-WA2 | Lifting Devices, Chain Hoist, Come Along & Slings | Safety | Safety Equipment |  | LD | davit_base
78668 | THR-SES-LD-0008S | Base, Exposed for Davit Arm, Primary Tank 3 (SUSPENDED) | THR-LD-WA2 | Lifting Devices, Chain Hoist, Come Along & Slings | Safety | Safety Equipment | 34759 | LD | davit_base
78669 | THR-SES-LD-0008S | Base, Exposed for Davit Arm, Primary Tank 3 (SUSPENDED) | THR-S-E | SUSPENDED ENTITY | Safety | Safety Equipment | 34759 | LD | davit_base
138623 | THR-SES-LD-0007S | Base, Exposed for Davit Arm, Primary Tank 3(SUSPENDED) | THR-LD-WA2 | Lifting Devices, Chain Hoist, Come Along & Slings | Safety | Safety Equipment | 36032 | LD | davit_base
138624 | THR-SES-LD-0009 | Base, Exposed for Davit Arm, Primary Tank 4 | THR-LD-WA2 | Lifting Devices, Chain Hoist, Come Along & Slings | Safety | Safety Equipment |  | LD | davit_base
138625 | THR-SES-LD-0009S | Base, Exposed for Davit Arm, Primary Tank 4 (SUSPENDED) | THR-LD-WA2 | Lifting Devices, Chain Hoist, Come Along & Slings | Safety | Safety Equipment | 34758 | LD | davit_base
138626 | THR-SES-LD-0009S | Base, Exposed for Davit Arm, Primary Tank 4 (SUSPENDED) | THR-S-E | SUSPENDED ENTITY | Safety | Safety Equipment | 34758 | LD | davit_base
78670 | THR-SES-LD-0010 | Base, Exposed for Davit Arm, Primary Tank 4(SUSPENDED) | THR-LD-WA2 | Lifting Devices, Chain Hoist, Come Along & Slings | Safety | Safety Equipment | 35765 | LD | davit_base
48210 | TAB-ELS-SQ-6010 | Binder, MSDS | TAB-ELS-ESQ | Electrical Safety Equipment | Safety,MSDS Binder | Safety Equipment |  | SQ | emergency_kit
48211 | TAB-ELS-SQ-6011 | Binder, MSDS | TAB-SUSPENDED ENTITY | Suspended entities | Safety,MSDS Binder | Safety Equipment | 35184 | SQ | emergency_kit
113457 | TAB-ELS-SQ-6010 | Binder, MSDS | TAB-SUSPENDED ENTITY | Suspended entities | Safety,MSDS Binder | Safety Equipment |  | SQ | emergency_kit
113458 | TAB-ELS-SQ-6011 | Binder, MSDS | TAB-ELS-ESQ | Electrical Safety Equipment | Safety,MSDS Binder | Safety Equipment | 35184 | SQ | emergency_kit
55663 | TAB-WA3-SQ-6003 | Binder, SDS | TAB-DEW-SAFETY | Safety Equipment | Safety,MSDS Binder | Safety Equipment |  | SQ | emergency_kit
55736 | TAB-WA4-SQ-6004 | Binder, SDS | TAB-SLO-SES | TABWA4 Health and Safety Equipment | Safety,MSDS Binder | Safety Equipment |  | SQ | emergency_kit
55771 | TAB-WA5-SQ-6008 | Binder, SDS | TAB-SES-WA8 | WA 8 Safety Equipment, | Safety,MSDS Binder | Safety Equipment |  | SQ | emergency_kit
55772 | TAB-WA5-SQ-6008 | Binder, SDS | TAB-WA5-SQ | WA5 Safety Equipment | Safety,MSDS Binder | Safety Equipment |  | SQ | emergency_kit
119744 | TAB-WA1-SQ-6001 | Binder, SDS | TAB-WA1-SQ | Safety Equipment & Supplies Common to WA1 | Safety,MSDS Binder | Safety Equipment |  | SQ | emergency_kit
119840 | TAB-WA2-SQ-6002 | Binder, SDS | TAB-STR-SQ | WA2 Safety Equipment,lifting devices, ladders, Eye Wash station, First Aid Kits, Lock out stations | Safety,MSDS Binder | Safety Equipment |  | SQ | emergency_kit
120022 | TAB-WA5-SQ-6005 | Binder, SDS | TAB-THK-SQ | WA5 Safety Equipment | Safety,MSDS Binder | Safety Equipment |  | SQ | emergency_kit
120076 | TAB-WA6-SQ-6006 | Binder, SDS | TAB-WA6-SQ | WA6 Safety Equipment | Safety,MSDS Binder | Safety Equipment |  | SQ | emergency_kit
120077 | TAB-WA6-SQ-6006 | Binder, SDS | TAB-WA6-SQ-0001 | Fall Arrest System | Safety,MSDS Binder | Safety Equipment |  | SQ | emergency_kit
81761 | TNT-WA9-SQ-6009 | Binder,SDS | TNT-GRK | Groundskeeping, Building services, Safety Equipment | Safety,MSDS Binder | Safety Equipment |  | SQ | emergency_kit
120132 | TAB-WA7-SQ-6007 | Binder,SDS | TAB-SES-SQ | WA7 Safety Equipment | Safety,MSDS Binder | Safety Equipment |  | SQ | emergency_kit
81957 | WA7-BH | Body Harness | TAB-SES-SQ | WA7 Safety Equipment | PPE | Safety Equipment |  |  | http://www.toronto.ca/TWONTO#fall_arrest_harness
119713 | TAB-WA1-SQ-1902 | Body Harness - Randy Cudrante | TAB-WA1-SQ-0001 | WA1 Fall Arrest System | PPE,Harness | Safety Equipment |  | SQ | http://www.toronto.ca/TWONTO#fall_arrest_harness
119714 | TAB-WA1-SQ-1903 | Body Harness - Shamun Mohamedali | TAB-WA1-SQ-0001 | WA1 Fall Arrest System | PPE,Harness | Safety Equipment |  | SQ | http://www.toronto.ca/TWONTO#fall_arrest_harness
119971 | TAB-WA4-SQ-68FB | Body Harness - Ahlook Chua | TAB-WA4-SQ-0010 | WA4 Fall arrest systems | PPE,Harness | Safety Equipment |  | SQ | http://www.toronto.ca/TWONTO#fall_arrest_harness
55475 | TAB-WA1-SQ-1911 | Body Harness- Gabriel Velasco, | TAB-WA1-SQ-0001 | WA1 Fall Arrest System | PPE,Harness | Safety Equipment |  | SQ | http://www.toronto.ca/TWONTO#fall_arrest_harness
55548 | TAB-WA2-SQ-1138 | Body Harness Georgi Grigorenko | TAB-WA2-SQ-0001 | Fall Arrest System , Tripod and SRL | PPE,Harness | Safety Equipment |  | SQ | http://www.toronto.ca/TWONTO#fall_arrest_harness
55668 | TAB-WA3-SQ-BF93 | Body Harness - Hemang Dave | TAB-DEW-SQ-0010 | WA3 Fall arrest systems portable cranes/hoists, come alongs, slings, wire rope, chains, electrical equipment etc., | PPE,Harness | Safety Equipment |  |  | http://www.toronto.ca/TWONTO#fall_arrest_harness
55738 | TAB-WA4-SQ-6770 | Body Harness - Jeff Shen | TAB-WA4-SQ-0010 | WA4 Fall arrest systems | PPE,Harness | Safety Equipment |  | SQ | http://www.toronto.ca/TWONTO#fall_arrest_harness
55747 | TAB-WA4-SQ-9549 | Body Harness - Jignesh Patel | TAB-WA4-SQ-0010 | WA4 Fall arrest systems | PPE,Harness | Safety Equipment |  | SQ | http://www.toronto.ca/TWONTO#fall_arrest_harness
119719 | TAB-WA1-SQ-1912 | Body Harness- Joe Xie, | TAB-WA1-SQ-0001 | WA1 Fall Arrest System | PPE,Harness | Safety Equipment |  | SQ | http://www.toronto.ca/TWONTO#fall_arrest_harness
119720 | TAB-WA1-SQ-1913 | Body Harness Large- Milan Suhagiya | TAB-WA1-SQ-0001 | WA1 Fall Arrest System | PPE,Harness | Safety Equipment |  | SQ | http://www.toronto.ca/TWONTO#fall_arrest_harness
119712 | TAB-WA1-SQ-1901 | Body Harness -Mukesh Kumar Patel | TAB-WA1-SQ-0001 | WA1 Fall Arrest System | PPE,Harness | Safety Equipment |  | SQ | http://www.toronto.ca/TWONTO#fall_arrest_harness
55662 | TAB-WA3-SQ-5DB5 | Body Harness - Su Huang | TAB-DEW-SQ-0010 | WA3 Fall arrest systems portable cranes/hoists, come alongs, slings, wire rope, chains, electrical equipment etc., | PPE,Harness | Safety Equipment |  | SQ | http://www.toronto.ca/TWONTO#fall_arrest_harness
113441 | TAB-ELS-SQ-32A6 | Body Harness - Yevgen Valavsky | TAB-ELS-SQ-FALL ARST | Fall Arrest -Safety Harness & Lanyard | PPE,Harness | Safety Equipment |  | SQ | http://www.toronto.ca/TWONTO#fall_arrest_harness
48197 | TAB-ELS-SQ-5010 | Body Harness ( Faim) | TAB-ELS-ESQ | Electrical Safety Equipment | PPE,Harness | Safety Equipment |  | SQ | http://www.toronto.ca/TWONTO#fall_arrest_harness
113445 | TAB-ELS-SQ-5010 | Body Harness ( Faim) | TAB-ELS-SQ-FALL ARST | Fall Arrest -Safety Harness & Lanyard | PPE,Harness | Safety Equipment |  | SQ | http://www.toronto.ca/TWONTO#fall_arrest_harness
48198 | TAB-ELS-SQ-5013 | Body Harness ( Jeff) | TAB-ELS-SQ-FALL ARST | Fall Arrest -Safety Harness & Lanyard | PPE,Harness | Safety Equipment |  | SQ | http://www.toronto.ca/TWONTO#fall_arrest_harness
48199 | TAB-ELS-SQ-5014 | Body Harness ( Wei) | TAB-ELS-SQ-FALL ARST | Fall Arrest -Safety Harness & Lanyard | PPE,Harness | Safety Equipment |  | SQ | http://www.toronto.ca/TWONTO#fall_arrest_harness
113446 | TAB-ELS-SQ-5012 | Body Harness ( Yul) | TAB-ELS-SQ-FALL ARST | Fall Arrest -Safety Harness & Lanyard | PPE,Harness | Safety Equipment |  | SQ | http://www.toronto.ca/TWONTO#fall_arrest_harness
113447 | TAB-ELS-SQ-5015 | Body Harness (Gomez) | TAB-ELS-SQ-FALL ARST | Fall Arrest -Safety Harness & Lanyard | PPE,Harness | Safety Equipment |  | SQ | http://www.toronto.ca/TWONTO#fall_arrest_harness
55667 | TAB-WA3-SQ-B956 | Body Harness- (Krzysztof Kowal) | TAB-DEW-SQ-0010 | WA3 Fall arrest systems portable cranes/hoists, come alongs, slings, wire rope, chains, electrical equipment etc., | PPE,Harness | Safety Equipment |  |  | http://www.toronto.ca/TWONTO#fall_arrest_harness
119901 | TAB-WA3-SQ-C0BB | Body Harness- (San Kim) | TAB-DEW-SQ-0010 | WA3 Fall arrest systems portable cranes/hoists, come alongs, slings, wire rope, chains, electrical equipment etc., | PPE,Harness | Safety Equipment |  |  | http://www.toronto.ca/TWONTO#fall_arrest_harness
55661 | TAB-WA3-SQ-53DD | Body Harness- (Spare) | TAB-DEW-SQ-0010 | WA3 Fall arrest systems portable cranes/hoists, come alongs, slings, wire rope, chains, electrical equipment etc., | PPE,Harness | Safety Equipment |  | SQ | http://www.toronto.ca/TWONTO#fall_arrest_harness
55471 | TAB-WA1-SQ-1906 | Body Harness- Abraham Castillo | TAB-WA1-SQ-0001 | WA1 Fall Arrest System | PPE,Harness | Safety Equipment |  | SQ | http://www.toronto.ca/TWONTO#fall_arrest_harness
119716 | TAB-WA1-SQ-1905 | Body Harness- Alex Bodgan | TAB-WA1-SQ-0001 | WA1 Fall Arrest System | PPE,Harness | Safety Equipment |  | SQ | http://www.toronto.ca/TWONTO#fall_arrest_harness
55671 | TAB-WA3-SQ-FECA | Body Harness- Francisco Das Chagas | TAB-DEW-SQ-0010 | WA3 Fall arrest systems portable cranes/hoists, come alongs, slings, wire rope, chains, electrical equipment etc., | PPE,Harness | Safety Equipment |  |  | http://www.toronto.ca/TWONTO#fall_arrest_harness
55474 | TAB-WA1-SQ-1910 | Body Harness- Gomez Forde | TAB-WA1-SQ-0001 | WA1 Fall Arrest System | PPE,Harness | Safety Equipment |  | SQ | http://www.toronto.ca/TWONTO#fall_arrest_harness
119891 | TAB-WA3-SQ-7146 | Body Harness- Ian Singh | TAB-DEW-SQ-0010 | WA3 Fall arrest systems portable cranes/hoists, come alongs, slings, wire rope, chains, electrical equipment etc., | PPE,Harness | Safety Equipment |  | SQ | http://www.toronto.ca/TWONTO#fall_arrest_harness
55610 | TAB-WA2-SQ-9755 | Body Harness- Jackie Whyte | TAB-WA2-SQ-0001 | Fall Arrest System , Tripod and SRL | PPE,Harness | Safety Equipment |  | SQ | http://www.toronto.ca/TWONTO#fall_arrest_harness
55600 | TAB-WA2-SQ-4357 | Body Harness- Jagjit | TAB-WA2-SQ-0001 | Fall Arrest System , Tripod and SRL | PPE,Harness | Safety Equipment |  | SQ | http://www.toronto.ca/TWONTO#fall_arrest_harness
55608 | TAB-WA2-SQ-8875 | Body Harness- Jaime | TAB-WA2-SQ-0001 | Fall Arrest System , Tripod and SRL | PPE,Harness | Safety Equipment |  | SQ | http://www.toronto.ca/TWONTO#fall_arrest_harness
119888 | TAB-WA3-SQ-6771 | Body Harness- James Liang | TAB-DEW-SQ-0010 | WA3 Fall arrest systems portable cranes/hoists, come alongs, slings, wire rope, chains, electrical equipment etc., | PPE,Harness | Safety Equipment |  | SQ | http://www.toronto.ca/TWONTO#fall_arrest_harness
55473 | TAB-WA1-SQ-1909 | Body Harness- Kandasamy Tharmendran | TAB-WA1-SQ-0001 | WA1 Fall Arrest System | PPE,Harness | Safety Equipment |  | SQ | http://www.toronto.ca/TWONTO#fall_arrest_harness
55547 | TAB-WA2-SQ-1137 | Body Harness Motiram | TAB-WA2-SQ-0001 | Fall Arrest System , Tripod and SRL | PPE,Harness | Safety Equipment |  | SQ | http://www.toronto.ca/TWONTO#fall_arrest_harness
119717 | TAB-WA1-SQ-1907 | Body Harness- Paul Coneicao | TAB-WA1-SQ-0001 | WA1 Fall Arrest System | PPE,Harness | Safety Equipment |  | SQ | http://www.toronto.ca/TWONTO#fall_arrest_harness
119718 | TAB-WA1-SQ-1907 | Body Harness- Paul Coneicao | TAB-WA2-SQ-0001 | Fall Arrest System , Tripod and SRL | PPE,Harness | Safety Equipment |  | SQ | http://www.toronto.ca/TWONTO#fall_arrest_harness
119893 | TAB-WA3-SQ-7595 | Body Harness- Paul Shi | TAB-DEW-SQ-0010 | WA3 Fall arrest systems portable cranes/hoists, come alongs, slings, wire rope, chains, electrical equipment etc., | PPE,Harness | Safety Equipment |  | SQ | http://www.toronto.ca/TWONTO#fall_arrest_harness
55669 | TAB-WA3-SQ-D992 | Body Harness- Raymond Martell | TAB-DEW-SQ-0010 | WA3 Fall arrest systems portable cranes/hoists, come alongs, slings, wire rope, chains, electrical equipment etc., | PPE,Harness | Safety Equipment |  |  | http://www.toronto.ca/TWONTO#fall_arrest_harness
55472 | TAB-WA1-SQ-1908 | Body Harness- San Kim | TAB-WA1-SQ-0001 | WA1 Fall Arrest System | PPE,Harness | Safety Equipment |  | SQ | http://www.toronto.ca/TWONTO#fall_arrest_harness
119835 | TAB-WA2-SQ-3500 | Body Harness- Scott | TAB-WA2-SQ-0001 | Fall Arrest System , Tripod and SRL | PPE,Harness | Safety Equipment |  | SQ | http://www.toronto.ca/TWONTO#fall_arrest_harness
119848 | TAB-WA2-SQ-8682 | Body Harness- Scott | TAB-WA2-SQ-0001 | Fall Arrest System , Tripod and SRL | PPE,Harness | Safety Equipment |  | SQ | http://www.toronto.ca/TWONTO#fall_arrest_harness
119881 | TAB-WA3-SQ-052B | Body Harness- Wei Zhang | TAB-DEW-SQ-0010 | WA3 Fall arrest systems portable cranes/hoists, come alongs, slings, wire rope, chains, electrical equipment etc., | PPE,Harness | Safety Equipment |  | SQ | http://www.toronto.ca/TWONTO#fall_arrest_harness
119721 | TAB-WA1-SQ-1915 | Body Harness Xlarge- Hitish Mistry | TAB-WA1-SQ-0001 | WA1 Fall Arrest System | PPE,Harness | Safety Equipment |  | SQ | http://www.toronto.ca/TWONTO#fall_arrest_harness
55602 | TAB-WA2-SQ-5782 | Body Harness, Claudio | TAB-WA2-SQ-0001 | Fall Arrest System , Tripod and SRL | PPE,Harness | Safety Equipment |  | SQ | http://www.toronto.ca/TWONTO#fall_arrest_harness
119837 | TAB-WA2-SQ-5555 | Body Harness, Richard Gallant | TAB-WA2-SQ-0001 | Fall Arrest System , Tripod and SRL | PPE,Harness | Safety Equipment |  | SQ | http://www.toronto.ca/TWONTO#fall_arrest_harness
119841 | TAB-WA2-SQ-6126 | Body Harness, Richard Gallant | TAB-WA2-SQ-0001 | Fall Arrest System , Tripod and SRL | PPE,Harness | Safety Equipment |  | SQ | http://www.toronto.ca/TWONTO#fall_arrest_harness
119838 | TAB-WA2-SQ-5581 | Body Harness, Yao Wang | TAB-WA2-SQ-0001 | Fall Arrest System , Tripod and SRL | PPE,Harness | Safety Equipment |  | SQ | http://www.toronto.ca/TWONTO#fall_arrest_harness
119715 | TAB-WA1-SQ-1904 | Body Harness.- Armando Abujen | TAB-WA1-SQ-0001 | WA1 Fall Arrest System | PPE,Harness | Safety Equipment |  | SQ | http://www.toronto.ca/TWONTO#fall_arrest_harness
55589 | TAB-WA2-SQ-1469 | Body Harness. Jerry Jia | TAB-WA2-SQ-0001 | Fall Arrest System , Tripod and SRL | PPE,Harness | Safety Equipment |  | SQ | http://www.toronto.ca/TWONTO#fall_arrest_harness
119822 | TAB-WA2-SQ-1539 | Body Harness. Motiram | TAB-WA2-SQ-0001 | Fall Arrest System , Tripod and SRL | PPE,Harness | Safety Equipment |  | SQ | http://www.toronto.ca/TWONTO#fall_arrest_harness
55541 | TAB-WA2-SQ-1007 | Body Harness. Peter Drodowski | TAB-WA2-SQ-0001 | Fall Arrest System , Tripod and SRL | PPE,Harness | Safety Equipment |  | SQ | http://www.toronto.ca/TWONTO#fall_arrest_harness
55590 | TAB-WA2-SQ-1514 | Body Harness. Peter Drodowski | TAB-WA2-SQ-0001 | Fall Arrest System , Tripod and SRL | PPE,Harness | Safety Equipment |  | SQ | http://www.toronto.ca/TWONTO#fall_arrest_harness
55540 | TAB-WA2-SQ-0292 | Body Harness. Randish | TAB-WA2-SQ-0001 | Fall Arrest System , Tripod and SRL | PPE,Harness | Safety Equipment |  | SQ | http://www.toronto.ca/TWONTO#fall_arrest_harness
55476 | TAB-WA1-SQ-1914 | Body Harness. Universal- Brijeshkumar Patel | TAB-WA1-SQ-0001 | WA1 Fall Arrest System | PPE,Harness | Safety Equipment |  | SQ | http://www.toronto.ca/TWONTO#fall_arrest_harness
119722 | TAB-WA1-SQ-1916 | Body Harness.Universal- Ye Zhang | TAB-WA1-SQ-0001 | WA1 Fall Arrest System | PPE,Harness | Safety Equipment |  | SQ | http://www.toronto.ca/TWONTO#fall_arrest_harness
75987 | THR-JHSC-BLR | Boiler Room(UNILUX and CLEAVER BROOKS) | THR-JHSC-WA3 | Joint Health & Safety Committee WA3 |  | Safety Equipment |  |  | http://www.toronto.ca/TWONTO#space
140799 | TNT-SES-SQ-0103 | Bottle, Air, Spare,SCBA Breathing Apparatus, Filter Bldg | TNT-GRK-SCBA | SCBA Breathing Apparatus | PPE,SCBA | Safety Equipment |  | SQ | http://www.toronto.ca/TWONTO#compressed_gas_cylinder
26305 | FHO-SES-SQ-0003 | Breathing Air Tanks | FHO-SES-SQ-0001 | Safety Equipment |  | Safety Equipment |  | SQ | http://www.toronto.ca/TWONTO#collection_of_assets
138828 | THR-SLUDGE-BLDG | Building Location | THR-EUS | Production & End User Support | Safety | Safety Equipment |  |  | http://www.toronto.ca/TWONTO#space
101466 | LD50894 | Chain Hoist, Kito, 2 t, Tag # 4, WA2 | TAB-SES-LD | WA2 Lifting devices | Lifting Device | Safety Equipment |  |  | http://www.toronto.ca/TWONTO#lifting_equipment_hoist
34331 | LD50895 | Chain Hoist, Kito, 2 t, Tag # 5, WA2 | TAB-SES-LD | WA2 Lifting devices | Lifting Device | Safety Equipment |  |  | http://www.toronto.ca/TWONTO#lifting_equipment_hoist
118047 | TAB-SES-SQ-2205 | Chemical Dosing Emergency Eyewash/Shower, Secondary Dosing | TAB-STR-SQ | WA2 Safety Equipment,lifting devices, ladders, Eye Wash station, First Aid Kits, Lock out stations | PPE,Eyewash Station | Safety Equipment |  | SQ | http://www.toronto.ca/TWONTO#emergency_eyewash
96215 | FIS-CHE-SU-0001 | Chemical Suit | FIS-SES | Safety, Instrumentation & Environmental Services |  | Safety Equipment |  | SU | http://www.toronto.ca/TWONTO#chemical_suit
26406 | FHO-SES-SQ-9028 | Chemical Suit, Size Sm/Md, Serial # 112518, S2 Stores | FHO-SES-CHEM SUIT | Chemical Suits, Plant Wide | Safety | Safety Equipment |  | SQ | http://www.toronto.ca/TWONTO#chemical_suit
94907 | FHO-SES-SQ-9026 | Chemical Suit, Size Sm/Md, Serial # 112539, S2 Stores | FHO-SES-CHEM SUIT | Chemical Suits, Plant Wide | Safety | Safety Equipment |  | SQ | http://www.toronto.ca/TWONTO#chemical_suit
26405 | FHO-SES-SQ-9027 | Chemical Suit, Size Sm/Md, Serial # 112540, S2 Stores | FHO-SES-CHEM SUIT | Chemical Suits, Plant Wide | Safety | Safety Equipment |  | SQ | http://www.toronto.ca/TWONTO#chemical_suit
26403 | FHO-SES-SQ-9024 | Chemical Suit, Size Sm/Md, Serial # 122610, S2 Stores | FHO-SES-CHEM SUIT | Chemical Suits, Plant Wide | Safety | Safety Equipment |  | SQ | http://www.toronto.ca/TWONTO#chemical_suit
26404 | FHO-SES-SQ-9025 | Chemical Suit, Size Sm/Md, Serial # 143354, S2 Stores | FHO-SES-CHEM SUIT | Chemical Suits, Plant Wide | Safety | Safety Equipment |  | SQ | http://www.toronto.ca/TWONTO#chemical_suit
25717 | FHO-SES-CHEM SUIT | Chemical Suits, Plant Wide | FHO-SES | Safety & Environmental Services |  | Safety Equipment |  |  | http://www.toronto.ca/TWONTO#chemical_suit
94297 | FHO-SES-CHEM SUIT | Chemical Suits, Plant Wide | FHO | F.J. Horgan Water Treatment Plant |  | Safety Equipment |  |  | http://www.toronto.ca/TWONTO#chemical_suit
75989 | THR-JHSC-DIS | Chlorine and Dechlorination Building | THR-JHSC-WA1 | Joint Health & Safety Committee WA1 |  | Safety Equipment |  |  | http://www.toronto.ca/TWONTO#space
136600 | THR-JHSC-DIS | Chlorine and Dechlorination Building | THR-JHSC-WA3 | Joint Health & Safety Committee WA3 |  | Safety Equipment |  |  | http://www.toronto.ca/TWONTO#space
75990 | THR-JHSC-DISMCC | Chlorine Bldg. MCC Room | THR-JHSC-WA3 | Joint Health & Safety Committee WA3 |  | Safety Equipment |  |  | http://www.toronto.ca/TWONTO#space
112263 | TAB-DIS-SQ | Chlorine Building Safety Equipment | TAB-DIS | Disinfection |  | Safety Equipment |  |  | http://www.toronto.ca/TWONTO#collection_of_assets
78300 | THR-SES-CS | Chlorine Chemical Suit | THR-S-E | SUSPENDED ENTITY |  | Safety Equipment | 34329 |  | http://www.toronto.ca/TWONTO#chemical_suit
138296 | THR-SES-CS | Chlorine Chemical Suit | THR-SES-SQ | Safety Equipment |  | Safety Equipment | 34329 |  | http://www.toronto.ca/TWONTO#chemical_suit
72918 | THR-DIS-SQ-1001 | Chlorine Emergency "B" Kit, Chlorine Cylinders Bank Area | THR-DIS-WSC | Disinfection, Weigh Scale, Chlorine Cylinders | Weigh Scale,Platform | Safety Equipment |  | SQ | emergency_kit
72919 | THR-DIS-SQ-1002 | Chlorine Emergency "B" Kit, Chlorine Cylinders Bank Area | THR-DIS-WSC | Disinfection, Weigh Scale, Chlorine Cylinders | Weigh Scale,Platform | Safety Equipment |  | SQ | emergency_kit
30689 | FIS-SES-SQ-3522 | Chlorine Emergency Kit, Type 'B' For 1 Ton Containers, Chlorine Storage Room, East of Main Entrance | FIS-SES-LTG | Emergency Lights | Safety,Emergency Kit | Safety Equipment |  | SQ | emergency_kit
30690 | FIS-SES-SQ-3522 | Chlorine Emergency Kit, Type 'B' For 1 Ton Containers, Chlorine Storage Room, East of Main Entrance | FIS-SM | Spill Management Kits | Safety,Emergency Kit | Safety Equipment |  | SQ | emergency_kit
98240 | FIS-SES-SQ-3521 | Chlorine Emergency Kit, Type 'B' For 1 Ton Containers, Chlorine Storage Room, East of Main Entrance | FIS-SM | Spill Management Kits | Safety,Emergency Kit | Safety Equipment |  | SQ | emergency_kit
98241 | FIS-SES-SQ-3522 | Chlorine Emergency Kit, Type 'B' For 1 Ton Containers, Chlorine Storage Room, East of Main Entrance | FIS-SES | Safety, Instrumentation & Environmental Services | Safety,Emergency Kit | Safety Equipment |  | SQ | emergency_kit
101473 | LD50905 | Come Along, Kito, 1.5 t, Tag # n/a, WA2 | TAB-SES-LD | WA2 Lifting devices | Lifting Device | Safety Equipment |  |  | winch
101467 | LD50896 | Come Along, Kito, 2 t, Tag # 6, WA2 | TAB-SES-LD | WA2 Lifting devices | Lifting Device | Safety Equipment |  |  | winch
101469 | LD50898 | Come Along, Kito, 3/4 t, Tag # 10, WA2 | TAB-SES-LD | WA2 Lifting devices | Lifting Device | Safety Equipment |  |  | winch
101470 | LD50899 | Come Along, Kito, 3/4 t, Tag # 11, WA2 | TAB-SES-LD | WA2 Lifting devices | Lifting Device | Safety Equipment |  |  | winch
34330 | LD50893 | Come Along, Kito, 3/4 t, Tag # 3, WA2 | TAB-SES-LD | WA2 Lifting devices | Lifting Device | Safety Equipment |  |  | winch
34335 | LD50906 | Come Along, Kito, 3/4 t, Tag # n/a, WA2 | TAB-SES-LD | WA2 Lifting devices | Lifting Device | Safety Equipment |  |  | winch
34334 | LD50903 | Come Along, Lifting Table, 1500 lbs, Tag # 15, WA2 | TAB-SES-LD | WA2 Lifting devices | Lifting Device | Safety Equipment |  |  | winch
101472 | LD50904 | Come Along, Motivation, 2 t, Tag # 16, WA2 | TAB-SES-LD | WA2 Lifting devices | Lifting Device | Safety Equipment |  |  | winch
101471 | LD50902 | Come Along, Provincial, 2 t, Tag # 14, WA2 | TAB-SES-LD | WA2 Lifting devices | Lifting Device | Safety Equipment |  |  | winch
101474 | LD50907 | Come Along, Tiger, 3/4 t, Tag # n/a, WA2 | TAB-SES-LD | WA2 Lifting devices | Lifting Device | Safety Equipment |  |  | winch
125470 | THC-FEQ-CP-6201 | Control Panel, Main Fire Alarm CP, Headworks, Ground Floor, Electrical Room W | THC-PLT-RPU-3010 | RPU Panel, Headworks | Control Panel,Fire | Safety Equipment | 43412 | CP | http://www.toronto.ca/TWONTO#annunciator_panel
125469 | THC-FEQ-CP-0661 | Control Panel, Pre-Action System, Ground Floor, Biosolids Building East | THC-FEQ-BLDG M | Fire fighting protection equipment, incinerator building | Control Panel,Fire | Safety Equipment | 45855 | CP | http://www.toronto.ca/TWONTO#process_control_panel
61422 | THC-FEQ-CP-0662 | Control Panel, Pre-Action System, Second Floor, Biosolids Building East | THC-FEQ-BLDG M | Fire fighting protection equipment, incinerator building | Control Panel,Fire | Safety Equipment | 45856 | CP | http://www.toronto.ca/TWONTO#process_control_panel
61424 | THC-FEQ-CP-6202 | Control Panel, Remote Fire Alarm Annunciator Panel, Headworks, Ground Floor, Outside of Screen Room | THC-FEQ-CP-6201 | Control Panel, Main Fire Alarm CP, Headworks, Ground Floor, Electrical Room W | Control Panel,Fire | Safety Equipment | 43411 | CP | http://www.toronto.ca/TWONTO#annunciator_panel
119842 | TAB-WA2-SQ-6454 | Cross Arm Stop. Motiram | TAB-WA2-SQ-0001 | Fall Arrest System , Tripod and SRL | PPE,Harness | Safety Equipment |  | SQ | lifeline
113454 | TAB-ELS-SQ-51BE | Cross Arm Strap 6' - Yevgen Valavsky | TAB-ELS-SQ-FALL ARST | Fall Arrest -Safety Harness & Lanyard | PPE,Lanyard | Safety Equipment |  | SQ | lifeline
113500 | TAB-ELS-SQ-E2AA | Cross Arm Strap 6' - Yevgen Valavsky | TAB-ELS-SQ-FALL ARST | Fall Arrest -Safety Harness & Lanyard | PPE,Lanyard | Safety Equipment |  |  | lifeline
48200 | TAB-ELS-SQ-5020 | Cross Arm Strap(Faim) | TAB-ELS-SQ-FALL ARST | Fall Arrest -Safety Harness & Lanyard | PPE,Harness | Safety Equipment |  | SQ | lifeline
113449 | TAB-ELS-SQ-5025 | Cross Arm Strap(Faim) | TAB-ELS-SQ-FALL ARST | Fall Arrest -Safety Harness & Lanyard | PPE,Harness | Safety Equipment |  | SQ | lifeline
48202 | TAB-ELS-SQ-5023 | Cross Arm Strap(Jeff) | TAB-ELS-SQ-FALL ARST | Fall Arrest -Safety Harness & Lanyard | PPE,Harness | Safety Equipment |  | SQ | lifeline
113451 | TAB-ELS-SQ-5028 | Cross Arm Strap(Jeff) | TAB-ELS-SQ-FALL ARST | Fall Arrest -Safety Harness & Lanyard | PPE,Harness | Safety Equipment |  | SQ | lifeline
113448 | TAB-ELS-SQ-5024 | Cross Arm Strap(Wei) | TAB-ELS-SQ-FALL ARST | Fall Arrest -Safety Harness & Lanyard | PPE,Harness | Safety Equipment |  | SQ | lifeline
113452 | TAB-ELS-SQ-5029 | Cross Arm Strap(Wei) | TAB-ELS-SQ-FALL ARST | Fall Arrest -Safety Harness & Lanyard | PPE,Harness | Safety Equipment |  | SQ | lifeline
48201 | TAB-ELS-SQ-5022 | Cross Arm Strap(Yul) | TAB-ELS-SQ-FALL ARST | Fall Arrest -Safety Harness & Lanyard | PPE,Harness | Safety Equipment |  | SQ | lifeline
113450 | TAB-ELS-SQ-5027 | Cross Arm Strap(Yul) | TAB-ELS-SQ-FALL ARST | Fall Arrest -Safety Harness & Lanyard | PPE,Harness | Safety Equipment |  | SQ | lifeline
74163 | THR-FEQ-C&LV | Curb and Line Valves, for Fire Protection | THR-SES-WA2 | Safety & Environmental Services, WA2 | Safety,Eye wash | Safety Equipment |  |  | http://www.toronto.ca/TWONTO#collection_of_assets
135210 | THR-FEQ-C&LV | Curb and Line Valves, for Fire Protection | THR-SES-WA3 | Safety & Environmental Services | Safety,Eye wash | Safety Equipment |  |  | http://www.toronto.ca/TWONTO#collection_of_assets
82139 | FHA-SES-SCBA-0023 | Cylinder for Air Pack Ser # 6232-S16512 | FHA-SES-SCBA-CYLINDER | Breathing Air Tanks (SCBA cylinders) | PPE,SCBA | Safety Equipment |  | SCBA | http://www.toronto.ca/TWONTO#compressed_gas_cylinder
82140 | FHA-SES-SCBA-0024 | Cylinder for Air Pack Ser # OJ 168163 | FHA-SES-SCBA-CYLINDER | Breathing Air Tanks (SCBA cylinders) | PPE,SCBA | Safety Equipment |  | SCBA | http://www.toronto.ca/TWONTO#compressed_gas_cylinder
82136 | FHA-SES-SCBA-0018 | Cylinder for Air Pack Ser # OJ 168172 | FHA-SES-SCBA-CYLINDER | Breathing Air Tanks (SCBA cylinders) | PPE,SCBA | Safety Equipment |  | SCBA | http://www.toronto.ca/TWONTO#compressed_gas_cylinder
18554 | FHA-SES-SCBA-0022 | Cylinder for Air Pack Ser # OJ 168547 | FHA-SES-SCBA-CYLINDER | Breathing Air Tanks (SCBA cylinders) | PPE,SCBA | Safety Equipment |  | SCBA | http://www.toronto.ca/TWONTO#compressed_gas_cylinder
18555 | FHA-SES-SCBA-0025 | Cylinder for Air Pack Ser # OJ 174611 | FHA-SES-SCBA-CYLINDER | Breathing Air Tanks (SCBA cylinders) | PPE,SCBA | Safety Equipment |  | SCBA | http://www.toronto.ca/TWONTO#compressed_gas_cylinder
18559 | FHA-SES-SCBA-0030 | Cylinder for Air Pack Ser # OJ 262816 | FHA-SES-SCBA-CYLINDER | Breathing Air Tanks (SCBA cylinders) | PPE,SCBA | Safety Equipment |  | SCBA | http://www.toronto.ca/TWONTO#compressed_gas_cylinder
18558 | FHA-SES-SCBA-0028 | Cylinder for Air Pack Ser # OJ 262832 | FHA-SES-SCBA-CYLINDER | Breathing Air Tanks (SCBA cylinders) | PPE,SCBA | Safety Equipment |  | SCBA | http://www.toronto.ca/TWONTO#compressed_gas_cylinder
82141 | FHA-SES-SCBA-0029 | Cylinder for Air Pack Ser # OJ 262860 | FHA-SES-SCBA-CYLINDER | Breathing Air Tanks (SCBA cylinders) | PPE,SCBA | Safety Equipment |  | SCBA | http://www.toronto.ca/TWONTO#compressed_gas_cylinder
18556 | FHA-SES-SCBA-0026 | Cylinder for Air Pack Ser # OJ 262862 | FHA-SES-SCBA-CYLINDER | Breathing Air Tanks (SCBA cylinders) | PPE,SCBA | Safety Equipment |  | SCBA | http://www.toronto.ca/TWONTO#compressed_gas_cylinder
18552 | FHA-SES-SCBA-0017 | Cylinder for Air Pack Ser # OJ 371447 | FHA-SES-SCBA-CYLINDER | Breathing Air Tanks (SCBA cylinders) | PPE,SCBA | Safety Equipment |  | SCBA | http://www.toronto.ca/TWONTO#compressed_gas_cylinder
82135 | FHA-SES-SCBA-0016 | Cylinder for Air Pack Ser # OJ 371473 | FHA-SES-SCBA-CYLINDER | Breathing Air Tanks (SCBA cylinders) | PPE,SCBA | Safety Equipment |  | SCBA | http://www.toronto.ca/TWONTO#compressed_gas_cylinder
82142 | FHA-SES-SCBA-0031 | Cylinder for Air Pack Ser # OJ 371495 | FHA-SES-SCBA-CYLINDER | Breathing Air Tanks (SCBA cylinders) | PPE,SCBA | Safety Equipment |  | SCBA | http://www.toronto.ca/TWONTO#compressed_gas_cylinder
18551 | FHA-SES-SCBA-0015 | Cylinder for Air Pack Ser # OJ 371534 | FHA-SES-SCBA-CYLINDER | Breathing Air Tanks (SCBA cylinders) | PPE,SCBA | Safety Equipment |  | SCBA | http://www.toronto.ca/TWONTO#compressed_gas_cylinder
82143 | FHA-SES-SCBA-0032 | Cylinder for Air Pack Ser # OJ 371557 | FHA-SES-SCBA-CYLINDER | Breathing Air Tanks (SCBA cylinders) | PPE,SCBA | Safety Equipment |  | SCBA | http://www.toronto.ca/TWONTO#compressed_gas_cylinder
18557 | FHA-SES-SCBA-0027 | Cylinder for Air Pack Ser # OJ 371618 | FHA-SES-SCBA-CYLINDER | Breathing Air Tanks (SCBA cylinders) | PPE,SCBA | Safety Equipment |  | SCBA | http://www.toronto.ca/TWONTO#compressed_gas_cylinder
18560 | FHA-SES-SCBA-0033 | Cylinder for Air Pack Ser # OJ 371631 | FHA-SES-SCBA-CYLINDER | Breathing Air Tanks (SCBA cylinders) | PPE,SCBA | Safety Equipment |  | SCBA | http://www.toronto.ca/TWONTO#compressed_gas_cylinder
18562 | FHA-SES-SCBA-0039 | Cylinder for Air Pack Ser # OJ 377371 | FHA-SES-SCBA-CYLINDER | Breathing Air Tanks (SCBA cylinders) | PPE,SCBA | Safety Equipment |  | SCBA | http://www.toronto.ca/TWONTO#compressed_gas_cylinder
82149 | FHA-SES-SCBA-0043 | Cylinder for Air Pack Ser # OJ 377378 | FHA-SES-SCBA-CYLINDER | Breathing Air Tanks (SCBA cylinders) | PPE,SCBA | Safety Equipment |  | SCBA | http://www.toronto.ca/TWONTO#compressed_gas_cylinder
82153 | FHA-SES-SCBA-0049 | Cylinder for Air Pack Ser # OJ 377491 | FHA-SES-SCBA-CYLINDER | Breathing Air Tanks (SCBA cylinders) | PPE,SCBA | Safety Equipment |  | SCBA | http://www.toronto.ca/TWONTO#compressed_gas_cylinder
18563 | FHA-SES-SCBA-0041 | Cylinder for Air Pack Ser # OJ 377513 | FHA-SES-SCBA-CYLINDER | Breathing Air Tanks (SCBA cylinders) | PPE,SCBA | Safety Equipment |  | SCBA | http://www.toronto.ca/TWONTO#compressed_gas_cylinder
82150 | FHA-SES-SCBA-0045 | Cylinder for Air Pack Ser # OJ 377530 | FHA-SES-SCBA-CYLINDER | Breathing Air Tanks (SCBA cylinders) | PPE,SCBA | Safety Equipment |  | SCBA | http://www.toronto.ca/TWONTO#compressed_gas_cylinder
82152 | FHA-SES-SCBA-0048 | Cylinder for Air Pack Ser # OJ 377533 | FHA-SES-SCBA-CYLINDER | Breathing Air Tanks (SCBA cylinders) | PPE,SCBA | Safety Equipment |  | SCBA | http://www.toronto.ca/TWONTO#compressed_gas_cylinder
82154 | FHA-SES-SCBA-0050 | Cylinder for Air Pack Ser # OJ 377608 | FHA-SES-SCBA-CYLINDER | Breathing Air Tanks (SCBA cylinders) | PPE,SCBA | Safety Equipment |  | SCBA | http://www.toronto.ca/TWONTO#compressed_gas_cylinder
82148 | FHA-SES-SCBA-0040 | Cylinder for Air Pack Ser # OJ 377628 | FHA-SES-SCBA-CYLINDER | Breathing Air Tanks (SCBA cylinders) | PPE,SCBA | Safety Equipment |  | SCBA | http://www.toronto.ca/TWONTO#compressed_gas_cylinder
18566 | FHA-SES-SCBA-0046 | Cylinder for Air Pack Ser # OJ 377646 | FHA-SES-SCBA-CYLINDER | Breathing Air Tanks (SCBA cylinders) | PPE,SCBA | Safety Equipment |  | SCBA | http://www.toronto.ca/TWONTO#compressed_gas_cylinder
18564 | FHA-SES-SCBA-0042 | Cylinder for Air Pack Ser # OJ 377648 | FHA-SES-SCBA-CYLINDER | Breathing Air Tanks (SCBA cylinders) | PPE,SCBA | Safety Equipment |  | SCBA | http://www.toronto.ca/TWONTO#compressed_gas_cylinder
82145 | FHA-SES-SCBA-0035 | Cylinder for Air Pack Ser # OJ 377657 | FHA-SES-SCBA-CYLINDER | Breathing Air Tanks (SCBA cylinders) | PPE,SCBA | Safety Equipment |  | SCBA | http://www.toronto.ca/TWONTO#compressed_gas_cylinder
82144 | FHA-SES-SCBA-0034 | Cylinder for Air Pack Ser # OJ 377795 | FHA-SES-SCBA-CYLINDER | Breathing Air Tanks (SCBA cylinders) | PPE,SCBA | Safety Equipment |  | SCBA | http://www.toronto.ca/TWONTO#compressed_gas_cylinder
18565 | FHA-SES-SCBA-0044 | Cylinder for Air Pack Ser # OJ 377796 | FHA-SES-SCBA-CYLINDER | Breathing Air Tanks (SCBA cylinders) | PPE,SCBA | Safety Equipment |  | SCBA | http://www.toronto.ca/TWONTO#compressed_gas_cylinder
18561 | FHA-SES-SCBA-0036 | Cylinder for Air Pack Ser # OJ 377800 | FHA-SES-SCBA-CYLINDER | Breathing Air Tanks (SCBA cylinders) | PPE,SCBA | Safety Equipment |  | SCBA | http://www.toronto.ca/TWONTO#compressed_gas_cylinder
82151 | FHA-SES-SCBA-0047 | Cylinder for Air Pack Ser # OJ 377821 | FHA-SES-SCBA-CYLINDER | Breathing Air Tanks (SCBA cylinders) | PPE,SCBA | Safety Equipment |  | SCBA | http://www.toronto.ca/TWONTO#compressed_gas_cylinder
18550 | FHA-SES-SCBA-0014 | Cylinder for Air Pack Ser # OJ 382629 | FHA-SES-SCBA-CYLINDER | Breathing Air Tanks (SCBA cylinders) | PPE,SCBA | Safety Equipment |  | SCBA | http://www.toronto.ca/TWONTO#compressed_gas_cylinder
18548 | FHA-SES-SCBA-0012 | Cylinder for Air Pack Ser # OJ 382640 | FHA-SES-SCBA-CYLINDER | Breathing Air Tanks (SCBA cylinders) | PPE,SCBA | Safety Equipment |  | SCBA | http://www.toronto.ca/TWONTO#compressed_gas_cylinder
18549 | FHA-SES-SCBA-0013 | Cylinder for Air Pack Ser # OJ 382643 | FHA-SES-SCBA-CYLINDER | Breathing Air Tanks (SCBA cylinders) | PPE,SCBA | Safety Equipment |  | SCBA | http://www.toronto.ca/TWONTO#compressed_gas_cylinder
82146 | FHA-SES-SCBA-0037 | Cylinder for Air Pack Ser #. OJ 377943 | FHA-SES-SCBA-CYLINDER | Breathing Air Tanks (SCBA cylinders) | PPE,SCBA | Safety Equipment |  | SCBA | http://www.toronto.ca/TWONTO#compressed_gas_cylinder
82147 | FHA-SES-SCBA-0038 | Cylinder for Air Pack Ser #.OJ 377395 | FHA-SES-SCBA-CYLINDER | Breathing Air Tanks (SCBA cylinders) | PPE,SCBA | Safety Equipment |  | SCBA | http://www.toronto.ca/TWONTO#compressed_gas_cylinder
94798 | FHO-SES-SCBA-0039 | Cylinder, SCBA, Air Pack, 2216 PSI, Ser #(Yellow alum. Tank) | FHO-SES-SQ-0001 | Safety Equipment | PPE,SCBA | Safety Equipment |  | SCBA | http://www.toronto.ca/TWONTO#compressed_gas_cylinder
94799 | FHO-SES-SCBA-0039 | Cylinder, SCBA, Air Pack, 2216 PSI, Ser #(Yellow alum. Tank) | FHO-SES-SQ-0003 | Breathing Air Tanks | PPE,SCBA | Safety Equipment |  | SCBA | http://www.toronto.ca/TWONTO#compressed_gas_cylinder
26262 | FHO-SES-SCBA-0023 | Cylinder, SCBA, Air Pack, 2216 PSI, Ser #6232-S19652 | FHO-SES-SQ-0001 | Safety Equipment | PPE,SCBA | Safety Equipment |  | SCBA | http://www.toronto.ca/TWONTO#compressed_gas_cylinder
26263 | FHO-SES-SCBA-0023 | Cylinder, SCBA, Air Pack, 2216 PSI, Ser #6232-S19652 | FHO-SES-SQ-0003 | Breathing Air Tanks | PPE,SCBA | Safety Equipment |  | SCBA | http://www.toronto.ca/TWONTO#compressed_gas_cylinder
26254 | FHO-SES-SCBA-0015 | Cylinder, SCBA, Air Pack, 2216 PSI, Ser #6232-S22461 | FHO-SES-SQ-0002 | Emergency Breathing Apparatus | PPE,SCBA | Safety Equipment |  | SCBA | http://www.toronto.ca/TWONTO#compressed_gas_cylinder
94777 | FHO-SES-SCBA-0026 | Cylinder, SCBA, Air Pack, 2216 PSI, Ser #6232-S22466 | FHO-SES-SQ-0001 | Safety Equipment | PPE,SCBA | Safety Equipment |  | SCBA | http://www.toronto.ca/TWONTO#compressed_gas_cylinder
94778 | FHO-SES-SCBA-0026 | Cylinder, SCBA, Air Pack, 2216 PSI, Ser #6232-S22466 | FHO-SES-SQ-0003 | Breathing Air Tanks | PPE,SCBA | Safety Equipment |  | SCBA | http://www.toronto.ca/TWONTO#compressed_gas_cylinder
26255 | FHO-SES-SCBA-0016 | Cylinder, SCBA, Air Pack, 2216 PSI, Ser #6232-S8303 | FHO-SES-SQ-0001 | Safety Equipment | PPE,SCBA | Safety Equipment |  | SCBA | http://www.toronto.ca/TWONTO#compressed_gas_cylinder
26256 | FHO-SES-SCBA-0016 | Cylinder, SCBA, Air Pack, 2216 PSI, Ser #6232-S8303 | FHO-SES-SQ-0003 | Breathing Air Tanks | PPE,SCBA | Safety Equipment |  | SCBA | http://www.toronto.ca/TWONTO#compressed_gas_cylinder
94763 | FHO-SES-SCBA-0010 | Cylinder, SCBA, Air Pack, 2216 PSI, Ser #OJ-254854 | FHO-SES-SQ-0002 | Emergency Breathing Apparatus | PPE,SCBA | Safety Equipment |  | SCBA | http://www.toronto.ca/TWONTO#compressed_gas_cylinder
94775 | FHO-SES-SCBA-0025 | Cylinder, SCBA, Air Pack, 2216 PSI, Ser #OJ-254921 | FHO-SES-SQ-0001 | Safety Equipment | PPE,SCBA | Safety Equipment |  | SCBA | http://www.toronto.ca/TWONTO#compressed_gas_cylinder
94776 | FHO-SES-SCBA-0025 | Cylinder, SCBA, Air Pack, 2216 PSI, Ser #OJ-254921 | FHO-SES-SQ-0003 | Breathing Air Tanks | PPE,SCBA | Safety Equipment |  | SCBA | http://www.toronto.ca/TWONTO#compressed_gas_cylinder
26260 | FHO-SES-SCBA-0022 | Cylinder, SCBA, Air Pack, 2216 PSI, Ser #OJ-260081 | FHO-SES-SQ-0001 | Safety Equipment | PPE,SCBA | Safety Equipment |  | SCBA | http://www.toronto.ca/TWONTO#compressed_gas_cylinder
26261 | FHO-SES-SCBA-0022 | Cylinder, SCBA, Air Pack, 2216 PSI, Ser #OJ-260081 | FHO-SES-SQ-0003 | Breathing Air Tanks | PPE,SCBA | Safety Equipment |  | SCBA | http://www.toronto.ca/TWONTO#compressed_gas_cylinder
26251 | FHO-SES-SCBA-0009 | Cylinder, SCBA, Air Pack, 2216 PSI, Ser #OJ-261776 | FHO-SES-SQ-0002 | Emergency Breathing Apparatus | PPE,SCBA | Safety Equipment |  | SCBA | http://www.toronto.ca/TWONTO#compressed_gas_cylinder
94766 | FHO-SES-SCBA-0017 | Cylinder, SCBA, Air Pack, 2216 PSI, Ser #OJ-261845 | FHO-SES-SQ-0001 | Safety Equipment | PPE,SCBA | Safety Equipment |  | SCBA | http://www.toronto.ca/TWONTO#compressed_gas_cylinder
94767 | FHO-SES-SCBA-0017 | Cylinder, SCBA, Air Pack, 2216 PSI, Ser #OJ-261845 | FHO-SES-SQ-0003 | Breathing Air Tanks | PPE,SCBA | Safety Equipment |  | SCBA | http://www.toronto.ca/TWONTO#compressed_gas_cylinder
26245 | FHO-SES-SCBA-0002 | Cylinder, SCBA, Air Pack, 2216 PSI, Ser #OJ-261849 | FHO-SES-SQ-0002 | Emergency Breathing Apparatus | PPE,SCBA | Safety Equipment |  | SCBA | http://www.toronto.ca/TWONTO#compressed_gas_cylinder
26250 | FHO-SES-SCBA-0008 | Cylinder, SCBA, Air Pack, 2216 PSI, Ser #OJ-264504 | FHO-SES-SQ-0002 | Emergency Breathing Apparatus | PPE,SCBA | Safety Equipment |  | SCBA | http://www.toronto.ca/TWONTO#compressed_gas_cylinder
26258 | FHO-SES-SCBA-0021 | Cylinder, SCBA, Air Pack, 2216 PSI, Ser #OJ-264831 | FHO-SES-SQ-0001 | Safety Equipment | PPE,SCBA | Safety Equipment |  | SCBA | http://www.toronto.ca/TWONTO#compressed_gas_cylinder
26259 | FHO-SES-SCBA-0021 | Cylinder, SCBA, Air Pack, 2216 PSI, Ser #OJ-264831 | FHO-SES-SQ-0003 | Breathing Air Tanks | PPE,SCBA | Safety Equipment |  | SCBA | http://www.toronto.ca/TWONTO#compressed_gas_cylinder
26247 | FHO-SES-SCBA-0004 | Cylinder, SCBA, Air Pack, 2216 PSI, Ser #OJ-264852 | FHO-SES-SQ-0002 | Emergency Breathing Apparatus | PPE,SCBA | Safety Equipment |  | SCBA | http://www.toronto.ca/TWONTO#compressed_gas_cylinder
94783 | FHO-SES-SCBA-0032 | Cylinder, SCBA, Air Pack, 2216 PSI, Ser #OJ-359623 | FHO-SES-SQ-0001 | Safety Equipment | PPE,SCBA | Safety Equipment |  | SCBA | http://www.toronto.ca/TWONTO#compressed_gas_cylinder
94784 | FHO-SES-SCBA-0032 | Cylinder, SCBA, Air Pack, 2216 PSI, Ser #OJ-359623 | FHO-SES-SQ-0003 | Breathing Air Tanks | PPE,SCBA | Safety Equipment |  | SCBA | http://www.toronto.ca/TWONTO#compressed_gas_cylinder
26265 | FHO-SES-SCBA-0028 | Cylinder, SCBA, Air Pack, 2216 PSI, Ser #OJ-361382 | FHO-SES-SQ-0001 | Safety Equipment | PPE,SCBA | Safety Equipment |  | SCBA | http://www.toronto.ca/TWONTO#compressed_gas_cylinder
26266 | FHO-SES-SCBA-0028 | Cylinder, SCBA, Air Pack, 2216 PSI, Ser #OJ-361382 | FHO-SES-SQ-0003 | Breathing Air Tanks | PPE,SCBA | Safety Equipment |  | SCBA | http://www.toronto.ca/TWONTO#compressed_gas_cylinder
94793 | FHO-SES-SCBA-0037 | Cylinder, SCBA, Air Pack, 2216 PSI, Ser #OJ-362621 | FHO-SES-SQ-0001 | Safety Equipment | PPE,SCBA | Safety Equipment |  | SCBA | http://www.toronto.ca/TWONTO#compressed_gas_cylinder
94794 | FHO-SES-SCBA-0037 | Cylinder, SCBA, Air Pack, 2216 PSI, Ser #OJ-362621 | FHO-SES-SQ-0003 | Breathing Air Tanks | PPE,SCBA | Safety Equipment |  | SCBA | http://www.toronto.ca/TWONTO#compressed_gas_cylinder
26269 | FHO-SES-SCBA-0031 | Cylinder, SCBA, Air Pack, 2216 PSI, Ser #OJ-362641 | FHO-SES-SQ-0001 | Safety Equipment | PPE,SCBA | Safety Equipment |  | SCBA | http://www.toronto.ca/TWONTO#compressed_gas_cylinder
94782 | FHO-SES-SCBA-0031 | Cylinder, SCBA, Air Pack, 2216 PSI, Ser #OJ-362641 | FHO-SES-SQ-0003 | Breathing Air Tanks | PPE,SCBA | Safety Equipment |  | SCBA | http://www.toronto.ca/TWONTO#compressed_gas_cylinder
94773 | FHO-SES-SCBA-0024 | Cylinder, SCBA, Air Pack, 2216 PSI, Ser #OJ-379577 | FHO-SES-SQ-0001 | Safety Equipment | PPE,SCBA | Safety Equipment |  | SCBA | http://www.toronto.ca/TWONTO#compressed_gas_cylinder
94774 | FHO-SES-SCBA-0024 | Cylinder, SCBA, Air Pack, 2216 PSI, Ser #OJ-379577 | FHO-SES-SQ-0003 | Breathing Air Tanks | PPE,SCBA | Safety Equipment |  | SCBA | http://www.toronto.ca/TWONTO#compressed_gas_cylinder
94787 | FHO-SES-SCBA-0034 | Cylinder, SCBA, Air Pack, 2216 PSI, Ser #OJ-379607 | FHO-SES-SQ-0001 | Safety Equipment | PPE,SCBA | Safety Equipment |  | SCBA | http://www.toronto.ca/TWONTO#compressed_gas_cylinder
94788 | FHO-SES-SCBA-0034 | Cylinder, SCBA, Air Pack, 2216 PSI, Ser #OJ-379607 | FHO-SES-SQ-0003 | Breathing Air Tanks | PPE,SCBA | Safety Equipment |  | SCBA | http://www.toronto.ca/TWONTO#compressed_gas_cylinder
26246 | FHO-SES-SCBA-0003 | Cylinder, SCBA, Air Pack, 2216 PSI, Ser #OJ-379608 | FHO-SES-SQ-0002 | Emergency Breathing Apparatus | PPE,SCBA | Safety Equipment |  | SCBA | http://www.toronto.ca/TWONTO#compressed_gas_cylinder
26244 | FHO-SES-SCBA-0001 | Cylinder, SCBA, Air Pack, 2216 PSI, Ser #OJ-379625 | FHO-SES-SQ-0002 | Emergency Breathing Apparatus | PPE,SCBA | Safety Equipment |  | SCBA | http://www.toronto.ca/TWONTO#compressed_gas_cylinder
94785 | FHO-SES-SCBA-0033 | Cylinder, SCBA, Air Pack, 2216 PSI, Ser #OJ-380692 | FHO-SES-SQ-0001 | Safety Equipment | PPE,SCBA | Safety Equipment |  | SCBA | http://www.toronto.ca/TWONTO#compressed_gas_cylinder
94786 | FHO-SES-SCBA-0033 | Cylinder, SCBA, Air Pack, 2216 PSI, Ser #OJ-380692 | FHO-SES-SQ-0003 | Breathing Air Tanks | PPE,SCBA | Safety Equipment |  | SCBA | http://www.toronto.ca/TWONTO#compressed_gas_cylinder
26249 | FHO-SES-SCBA-0006 | Cylinder, SCBA, Air Pack, 2216 PSI, Ser #OJ-380849 | FHO-SES-SQ-0002 | Emergency Breathing Apparatus | PPE,SCBA | Safety Equipment |  | SCBA | http://www.toronto.ca/TWONTO#compressed_gas_cylinder
94791 | FHO-SES-SCBA-0036 | Cylinder, SCBA, Air Pack, 2216 PSI, Ser #OJ-380897 | FHO-SES-SQ-0001 | Safety Equipment | PPE,SCBA | Safety Equipment |  | SCBA | http://www.toronto.ca/TWONTO#compressed_gas_cylinder
94792 | FHO-SES-SCBA-0036 | Cylinder, SCBA, Air Pack, 2216 PSI, Ser #OJ-380897 | FHO-SES-SQ-0003 | Breathing Air Tanks | PPE,SCBA | Safety Equipment |  | SCBA | http://www.toronto.ca/TWONTO#compressed_gas_cylinder
94789 | FHO-SES-SCBA-0035 | Cylinder, SCBA, Air Pack, 2216 PSI, Ser #OJ-380930 | FHO-SES-SQ-0001 | Safety Equipment | PPE,SCBA | Safety Equipment |  | SCBA | http://www.toronto.ca/TWONTO#compressed_gas_cylinder
94790 | FHO-SES-SCBA-0035 | Cylinder, SCBA, Air Pack, 2216 PSI, Ser #OJ-380930 | FHO-SES-SQ-0003 | Breathing Air Tanks | PPE,SCBA | Safety Equipment |  | SCBA | http://www.toronto.ca/TWONTO#compressed_gas_cylinder
94795 | FHO-SES-SCBA-0038 | Cylinder, SCBA, Air Pack, 2216 PSI, Ser #OJ-381061 | FHO-SES-SQ-0001 | Safety Equipment | PPE,SCBA | Safety Equipment |  | SCBA | http://www.toronto.ca/TWONTO#compressed_gas_cylinder
94796 | FHO-SES-SCBA-0038 | Cylinder, SCBA, Air Pack, 2216 PSI, Ser #OJ-381061 | FHO-SES-SQ-0003 | Breathing Air Tanks | PPE,SCBA | Safety Equipment |  | SCBA | http://www.toronto.ca/TWONTO#compressed_gas_cylinder
26257 | FHO-SES-SCBA-0018 | Cylinder, SCBA, Air Pack, 2216 PSI, Ser #OJ-381091 | FHO-SES-SQ-0001 | Safety Equipment | PPE,SCBA | Safety Equipment |  | SCBA | http://www.toronto.ca/TWONTO#compressed_gas_cylinder
94768 | FHO-SES-SCBA-0018 | Cylinder, SCBA, Air Pack, 2216 PSI, Ser #OJ-381091 | FHO-SES-SQ-0003 | Breathing Air Tanks | PPE,SCBA | Safety Equipment |  | SCBA | http://www.toronto.ca/TWONTO#compressed_gas_cylinder
26248 | FHO-SES-SCBA-0005 | Cylinder, SCBA, Air Pack, 2216 PSI, Ser #OJ-382968 | FHO-SES-SQ-0002 | Emergency Breathing Apparatus | PPE,SCBA | Safety Equipment |  | SCBA | http://www.toronto.ca/TWONTO#compressed_gas_cylinder
94771 | FHO-SES-SCBA-0020 | Cylinder, SCBA, Air Pack, 2216 PSI, Ser #OJ-385815 | FHO-SES-SQ-0001 | Safety Equipment | PPE,SCBA | Safety Equipment |  | SCBA | http://www.toronto.ca/TWONTO#compressed_gas_cylinder
94772 | FHO-SES-SCBA-0020 | Cylinder, SCBA, Air Pack, 2216 PSI, Ser #OJ-385815 | FHO-SES-SQ-0003 | Breathing Air Tanks | PPE,SCBA | Safety Equipment |  | SCBA | http://www.toronto.ca/TWONTO#compressed_gas_cylinder
26252 | FHO-SES-SCBA-0012 | Cylinder, SCBA, Air Pack, 2216 PSI, Ser #OJ-385819 | FHO-SES-SQ-0002 | Emergency Breathing Apparatus | PPE,SCBA | Safety Equipment |  | SCBA | http://www.toronto.ca/TWONTO#compressed_gas_cylinder
94765 | FHO-SES-SCBA-0014 | Cylinder, SCBA, Air Pack, 2216 PSI, Ser #OJ-386041 | FHO-SES-SQ-0002 | Emergency Breathing Apparatus | PPE,SCBA | Safety Equipment |  | SCBA | http://www.toronto.ca/TWONTO#compressed_gas_cylinder
94769 | FHO-SES-SCBA-0019 | Cylinder, SCBA, Air Pack, 2216 PSI, Ser #OJ-386100 | FHO-SES-SQ-0001 | Safety Equipment | PPE,SCBA | Safety Equipment |  | SCBA | http://www.toronto.ca/TWONTO#compressed_gas_cylinder
94770 | FHO-SES-SCBA-0019 | Cylinder, SCBA, Air Pack, 2216 PSI, Ser #OJ-386100 | FHO-SES-SQ-0003 | Breathing Air Tanks | PPE,SCBA | Safety Equipment |  | SCBA | http://www.toronto.ca/TWONTO#compressed_gas_cylinder
26253 | FHO-SES-SCBA-0013 | Cylinder, SCBA, Air Pack, 2216 PSI, Ser #OJ-386111 | FHO-SES-SQ-0002 | Emergency Breathing Apparatus | PPE,SCBA | Safety Equipment |  | SCBA | http://www.toronto.ca/TWONTO#compressed_gas_cylinder
94764 | FHO-SES-SCBA-0011 | Cylinder, SCBA, Air Pack, 2216 PSI, Ser #OJ-386156 | FHO-SES-SQ-0002 | Emergency Breathing Apparatus | PPE,SCBA | Safety Equipment |  | SCBA | http://www.toronto.ca/TWONTO#compressed_gas_cylinder
94762 | FHO-SES-SCBA-0007 | Cylinder, SCBA, Air Pack, 2216 PSI, Ser #OJ-391488 | FHO-SES-SQ-0002 | Emergency Breathing Apparatus | PPE,SCBA | Safety Equipment |  | SCBA | http://www.toronto.ca/TWONTO#compressed_gas_cylinder
26264 | FHO-SES-SCBA-0027 | Cylinder, SCBA, Air Pack, 2216 PSI, Ser #OJ-391872 | FHO-SES-SQ-0001 | Safety Equipment | PPE,SCBA | Safety Equipment |  | SCBA | http://www.toronto.ca/TWONTO#compressed_gas_cylinder
94779 | FHO-SES-SCBA-0027 | Cylinder, SCBA, Air Pack, 2216 PSI, Ser #OJ-391872 | FHO-SES-SQ-0003 | Breathing Air Tanks | PPE,SCBA | Safety Equipment |  | SCBA | http://www.toronto.ca/TWONTO#compressed_gas_cylinder
94780 | FHO-SES-SCBA-0029 | Cylinder, SCBA, Air Pack, 2216 PSI, Ser #OJ-392388 | FHO-SES-SQ-0001 | Safety Equipment | PPE,SCBA | Safety Equipment |  | SCBA | http://www.toronto.ca/TWONTO#compressed_gas_cylinder
94781 | FHO-SES-SCBA-0029 | Cylinder, SCBA, Air Pack, 2216 PSI, Ser #OJ-392388 | FHO-SES-SQ-0003 | Breathing Air Tanks | PPE,SCBA | Safety Equipment |  | SCBA | http://www.toronto.ca/TWONTO#compressed_gas_cylinder
26267 | FHO-SES-SCBA-0030 | Cylinder, SCBA, Air Pack, 2216 PSI, Ser #OJ-456404 | FHO-SES-SQ-0001 | Safety Equipment | PPE,SCBA | Safety Equipment |  | SCBA | http://www.toronto.ca/TWONTO#compressed_gas_cylinder
26268 | FHO-SES-SCBA-0030 | Cylinder, SCBA, Air Pack, 2216 PSI, Ser #OJ-456404 | FHO-SES-SQ-0003 | Breathing Air Tanks | PPE,SCBA | Safety Equipment |  | SCBA | http://www.toronto.ca/TWONTO#compressed_gas_cylinder
94805 | FHO-SES-SCBA-0050 | Cylinder, SCBA, Air Pack, 3000 PSI, Ser #1480DV | FHO-SES-SQ-0001 | Safety Equipment | PPE,SCBA | Safety Equipment |  | SCBA | http://www.toronto.ca/TWONTO#compressed_gas_cylinder
94806 | FHO-SES-SCBA-0050 | Cylinder, SCBA, Air Pack, 3000 PSI, Ser #1480DV | FHO-SES-SQ-0003 | Breathing Air Tanks | PPE,SCBA | Safety Equipment |  | SCBA | http://www.toronto.ca/TWONTO#compressed_gas_cylinder
94807 | FHO-SES-SCBA-0051 | Cylinder, SCBA, Air Pack, 3000 PSI, Ser #1695DV | FHO-SES-SQ-0001 | Safety Equipment | PPE,SCBA | Safety Equipment |  | SCBA | http://www.toronto.ca/TWONTO#compressed_gas_cylinder
94808 | FHO-SES-SCBA-0051 | Cylinder, SCBA, Air Pack, 3000 PSI, Ser #1695DV | FHO-SES-SQ-0003 | Breathing Air Tanks | PPE,SCBA | Safety Equipment |  | SCBA | http://www.toronto.ca/TWONTO#compressed_gas_cylinder
26276 | FHO-SES-SCBA-0049 | Cylinder, SCBA, Air Pack, 3000 PSI, Ser #LT29006 | FHO-SES-SQ-0001 | Safety Equipment | PPE,SCBA | Safety Equipment |  | SCBA | http://www.toronto.ca/TWONTO#compressed_gas_cylinder
26277 | FHO-SES-SCBA-0049 | Cylinder, SCBA, Air Pack, 3000 PSI, Ser #LT29006 | FHO-SES-SQ-0003 | Breathing Air Tanks | PPE,SCBA | Safety Equipment |  | SCBA | http://www.toronto.ca/TWONTO#compressed_gas_cylinder
94801 | FHO-SES-SCBA-0046 | Cylinder, SCBA, Air Pack, 3000 PSI, Ser #LT29052 | FHO-SES-SQ-0001 | Safety Equipment | PPE,SCBA | Safety Equipment |  | SCBA | http://www.toronto.ca/TWONTO#compressed_gas_cylinder
94802 | FHO-SES-SCBA-0046 | Cylinder, SCBA, Air Pack, 3000 PSI, Ser #LT29052 | FHO-SES-SQ-0003 | Breathing Air Tanks | PPE,SCBA | Safety Equipment |  | SCBA | http://www.toronto.ca/TWONTO#compressed_gas_cylinder
94803 | FHO-SES-SCBA-0047 | Cylinder, SCBA, Air Pack, 3000 PSI, Ser #LT29069 | FHO-SES-SQ-0001 | Safety Equipment | PPE,SCBA | Safety Equipment |  | SCBA | http://www.toronto.ca/TWONTO#compressed_gas_cylinder
94804 | FHO-SES-SCBA-0047 | Cylinder, SCBA, Air Pack, 3000 PSI, Ser #LT29069 | FHO-SES-SQ-0003 | Breathing Air Tanks | PPE,SCBA | Safety Equipment |  | SCBA | http://www.toronto.ca/TWONTO#compressed_gas_cylinder
26278 | FHO-SES-SCBA-0052 | Cylinder, SCBA, Air Pack, 3000 PSI, Ser #LT29075 | FHO-SES-SQ-0001 | Safety Equipment | PPE,SCBA | Safety Equipment |  | SCBA | http://www.toronto.ca/TWONTO#compressed_gas_cylinder
94809 | FHO-SES-SCBA-0052 | Cylinder, SCBA, Air Pack, 3000 PSI, Ser #LT29075 | FHO-SES-SQ-0003 | Breathing Air Tanks | PPE,SCBA | Safety Equipment |  | SCBA | http://www.toronto.ca/TWONTO#compressed_gas_cylinder
26274 | FHO-SES-SCBA-0048 | Cylinder, SCBA, Air Pack, 3000 PSI, Ser #LT29203 | FHO-SES-SQ-0001 | Safety Equipment | PPE,SCBA | Safety Equipment |  | SCBA | http://www.toronto.ca/TWONTO#compressed_gas_cylinder
26275 | FHO-SES-SCBA-0048 | Cylinder, SCBA, Air Pack, 3000 PSI, Ser #LT29203 | FHO-SES-SQ-0003 | Breathing Air Tanks | PPE,SCBA | Safety Equipment |  | SCBA | http://www.toronto.ca/TWONTO#compressed_gas_cylinder
26272 | FHO-SES-SCBA-0045 | Cylinder, SCBA, Air Pack, 3000 PSI, Ser #LT29208 | FHO-SES-SQ-0001 | Safety Equipment | PPE,SCBA | Safety Equipment |  | SCBA | http://www.toronto.ca/TWONTO#compressed_gas_cylinder
26273 | FHO-SES-SCBA-0045 | Cylinder, SCBA, Air Pack, 3000 PSI, Ser #LT29208 | FHO-SES-SQ-0003 | Breathing Air Tanks | PPE,SCBA | Safety Equipment |  | SCBA | http://www.toronto.ca/TWONTO#compressed_gas_cylinder
96921 | FIS-FEQ-DM-4002 | Damper, Fire, AHU Return Air Duct, Marine Yard Building, Mechanical/Electrical Room | FIS-ACC-AHU-4001 | Air Handling Unit, Marine Yard Ventilation, Mechanical/Electrical Room |  | Safety Equipment |  | DM | http://www.toronto.ca/TWONTO#air_damper
96922 | FIS-FEQ-DM-4002 | Damper, Fire, AHU Return Air Duct, Marine Yard Building, Mechanical/Electrical Room | FIS-MARINE-M/ERM | Mechanical/ Electrical Room, Marine Yard Building |  | Safety Equipment |  | DM | http://www.toronto.ca/TWONTO#air_damper
96919 | FIS-FEQ-DM-4001 | Damper, Fire, AHU Supply Air Duct, Marine Yard Building, Under Stairs | FIS-ACC-AHU-4001 | Air Handling Unit, Marine Yard Ventilation, Mechanical/Electrical Room |  | Safety Equipment |  | DM | http://www.toronto.ca/TWONTO#air_damper
96920 | FIS-FEQ-DM-4001 | Damper, Fire, AHU Supply Air Duct, Marine Yard Building, Under Stairs | FIS-MARINE-M/ERM | Mechanical/ Electrical Room, Marine Yard Building |  | Safety Equipment |  | DM | http://www.toronto.ca/TWONTO#air_damper
29023 | FIS-FEQ-DM-4003 | Damper, Fire, Locker Room Exhaust Air Duct, Marine Yard Building, Mechanical/Electrical Room | FIS-ACC-FN-4003 | Fan, Celing mounted, Marine Yard Building, Mechanical/Electrical Room |  | Safety Equipment |  | DM | http://www.toronto.ca/TWONTO#air_damper
96923 | FIS-FEQ-DM-4003 | Damper, Fire, Locker Room Exhaust Air Duct, Marine Yard Building, Mechanical/Electrical Room | FIS-MARINE-M/ERM | Mechanical/ Electrical Room, Marine Yard Building |  | Safety Equipment |  | DM | http://www.toronto.ca/TWONTO#air_damper
81759 | TNT-WA9-SQ-0131 | Davit | TNT-WA9-SQ-0010 | Fall arrest systems | PPE | Safety Equipment |  | SQ | http://www.toronto.ca/TWONTO#fall_arrest_Davit_arm
81760 | TNT-WA9-SQ-0133 | Davit | TNT-WA9-SQ-0010 | Fall arrest systems | PPE | Safety Equipment |  | SQ | http://www.toronto.ca/TWONTO#fall_arrest_Davit_arm
140871 | TNT-WA9-SQ-0130 | Davit | TNT-WA9-SQ-0010 | Fall arrest systems | PPE | Safety Equipment |  | SQ | http://www.toronto.ca/TWONTO#fall_arrest_Davit_arm
140872 | TNT-WA9-SQ-0132 | Davit | TNT-WA9-SQ-0010 | Fall arrest systems | PPE | Safety Equipment |  | SQ | http://www.toronto.ca/TWONTO#fall_arrest_Davit_arm
55500 | TAB-WA1-SQ-5802 | Davit Arm | TAB-WA1-SQ-0001 | WA1 Fall Arrest System | Safety,Emergency Kit | Safety Equipment |  | SQ | http://www.toronto.ca/TWONTO#fall_arrest_Davit_arm
55503 | TAB-WA1-SQ-7890 | Davit Arm | TAB-WA1-SQ-0001 | WA1 Fall Arrest System | Safety,Emergency Kit | Safety Equipment |  | SQ | http://www.toronto.ca/TWONTO#fall_arrest_Davit_arm
55504 | TAB-WA1-SQ-8033 | Davit Arm | TAB-WA1-SQ-0001 | WA1 Fall Arrest System | Safety,Emergency Kit | Safety Equipment |  | SQ | http://www.toronto.ca/TWONTO#fall_arrest_Davit_arm
55607 | TAB-WA2-SQ-8281 | Davit Arm | TAB-WA2-SQ-0001 | Fall Arrest System , Tripod and SRL | PPE,Harness | Safety Equipment |  | SQ | http://www.toronto.ca/TWONTO#fall_arrest_Davit_arm
55609 | TAB-WA2-SQ-9280 | Davit Arm | TAB-WA2-SQ-0001 | Fall Arrest System , Tripod and SRL | PPE,Harness | Safety Equipment |  | SQ | http://www.toronto.ca/TWONTO#fall_arrest_Davit_arm
78734 | FHA-MCS-LD-6001 | Davit Arm | FHA-MCS-LD | Lifting Devices |  | Safety Equipment |  | LD | http://www.toronto.ca/TWONTO#fall_arrest_Davit_arm
119741 | TAB-WA1-SQ-3612 | Davit Arm | TAB-WA1-SQ-0001 | WA1 Fall Arrest System | Safety,Emergency Kit | Safety Equipment |  | SQ | http://www.toronto.ca/TWONTO#fall_arrest_Davit_arm
119742 | TAB-WA1-SQ-5497 | Davit Arm | TAB-WA1-SQ-0001 | WA1 Fall Arrest System | Safety,Emergency Kit | Safety Equipment |  | SQ | http://www.toronto.ca/TWONTO#fall_arrest_Davit_arm
119745 | TAB-WA1-SQ-6211 | Davit Arm | TAB-WA1-SQ-0001 | WA1 Fall Arrest System | Safety,Emergency Kit | Safety Equipment |  | SQ | http://www.toronto.ca/TWONTO#fall_arrest_Davit_arm
119821 | TAB-WA2-SQ-1454 | Davit Arm | TAB-WA2-SQ-0001 | Fall Arrest System , Tripod and SRL | PPE,Harness | Safety Equipment |  | SQ | http://www.toronto.ca/TWONTO#fall_arrest_Davit_arm
55719 | TAB-WA4-SQ-3406 | Davit Arm - 8517744 | TAB-WA4-SQ-0010 | WA4 Fall arrest systems |  | Safety Equipment |  | SQ | http://www.toronto.ca/TWONTO#fall_arrest_Davit_arm
55717 | TAB-WA4-SQ-3404 | Davit Arm - 8518006 | TAB-WA4-SQ-0010 | WA4 Fall arrest systems |  | Safety Equipment |  | SQ | http://www.toronto.ca/TWONTO#fall_arrest_Davit_arm
55718 | TAB-WA4-SQ-3405 | Davit Arm - 8518006 | TAB-WA4-SQ-0010 | WA4 Fall arrest systems |  | Safety Equipment |  | SQ | http://www.toronto.ca/TWONTO#fall_arrest_Davit_arm
55670 | TAB-WA3-SQ-DHA3 | Davit Arm (Dura Hoist) DH-3 | TAB-DEW-SQ-0010 | WA3 Fall arrest systems portable cranes/hoists, come alongs, slings, wire rope, chains, electrical equipment etc., | PPE,Lanyard | Safety Equipment |  |  | http://www.toronto.ca/TWONTO#fall_arrest_Davit_arm
119886 | TAB-WA3-SQ-3406 | Davit Arm (Dura Hoist) DH-4 | TAB-DEW-SQ-0010 | WA3 Fall arrest systems portable cranes/hoists, come alongs, slings, wire rope, chains, electrical equipment etc., | PPE,Lanyard | Safety Equipment |  | SQ | http://www.toronto.ca/TWONTO#fall_arrest_Davit_arm
138645 | THR-SES-LD-9698 | Davit Arm 48" Lower Mast Extension | THR-SES-LD | Lifting Device, Safety Equipment | Safety | Safety Equipment |  | LD | http://www.toronto.ca/TWONTO#fall_arrest_Davit_arm
78678 | THR-SES-LD-0506 | Davit Arm 48" Reach | THR-SES-LD | Lifting Device, Safety Equipment | Safety | Safety Equipment |  | LD | http://www.toronto.ca/TWONTO#fall_arrest_Davit_arm
78679 | THR-SES-LD-0506 | Davit Arm 48" Reach | THR-SES-SQ | Safety Equipment | Safety | Safety Equipment |  | LD | http://www.toronto.ca/TWONTO#fall_arrest_Davit_arm
78680 | THR-SES-LD-0664 | Davit Arm 48" Reach | THR-SES-LD | Lifting Device, Safety Equipment | Safety | Safety Equipment |  | LD | http://www.toronto.ca/TWONTO#fall_arrest_Davit_arm
78682 | THR-SES-LD-1681 | Davit Arm 48" Reach | THR-SES-LD | Lifting Device, Safety Equipment | Safety | Safety Equipment |  | LD | http://www.toronto.ca/TWONTO#fall_arrest_Davit_arm
78683 | THR-SES-LD-1752 | Davit Arm 48" Reach | THR-SES-LD | Lifting Device, Safety Equipment | Safety | Safety Equipment |  | LD | http://www.toronto.ca/TWONTO#fall_arrest_Davit_arm
78688 | THR-SES-LD-5746 | Davit Arm 48" Reach | THR-SES-LD | Lifting Device, Safety Equipment | Safety | Safety Equipment |  | LD | http://www.toronto.ca/TWONTO#fall_arrest_Davit_arm
138630 | THR-SES-LD-0678 | Davit Arm 48" Reach | THR-SES-LD | Lifting Device, Safety Equipment | Safety | Safety Equipment |  | LD | http://www.toronto.ca/TWONTO#fall_arrest_Davit_arm
33525 | COL-YKP-DA | Davit Arm Assembly | COL-YKP | Kipling Yard | Safety | Safety Equipment |  |  | http://www.toronto.ca/TWONTO#fall_arrest_Davit_arm
33526 | COL-YKP-DA | Davit Arm Assembly | YKP-BLD | Collections - 435 Kipling Ave. Building envelope | Safety | Safety Equipment |  |  | http://www.toronto.ca/TWONTO#fall_arrest_Davit_arm
8947 | COL-YKP-DA-0026S | Davit Arm Assembly with CENTRE BASE-110664 | COL-YKP-DA | Davit Arm Assembly | Safety | Safety Equipment | 45989 | DA | http://www.toronto.ca/TWONTO#fall_arrest_Davit_arm
33652 | COL-YKP-DA-0026S | Davit Arm Assembly with CENTRE BASE-110664 | COL-W-OBSOLETE | Col West Obsolete Entities | Safety | Safety Equipment | 45989 | DA | http://www.toronto.ca/TWONTO#fall_arrest_Davit_arm
33650 | COL-YKP-DA-0025S | Davit Arm Assembly with CENTRE BASE-150861 | COL-W-OBSOLETE | Col West Obsolete Entities | Safety | Safety Equipment | 45988 | DA | http://www.toronto.ca/TWONTO#fall_arrest_Davit_arm
33651 | COL-YKP-DA-0025S | Davit Arm Assembly with CENTRE BASE-150861 | COL-YKP-DA | Davit Arm Assembly | Safety | Safety Equipment | 45988 | DA | http://www.toronto.ca/TWONTO#fall_arrest_Davit_arm
8944 | COL-YKP-DA-0022S | Davit Arm Assembly with CENTRE BASE-150911 | COL-W-OBSOLETE | Col West Obsolete Entities | Safety | Safety Equipment | 45985 | DA | http://www.toronto.ca/TWONTO#fall_arrest_Davit_arm
33647 | COL-YKP-DA-0022S | Davit Arm Assembly with CENTRE BASE-150911 | COL-YKP-DA | Davit Arm Assembly | Safety | Safety Equipment | 45985 | DA | http://www.toronto.ca/TWONTO#fall_arrest_Davit_arm
8946 | COL-YKP-DA-0024S | Davit Arm Assembly with CENTRE BASE-1671129 | COL-YKP-DA | Davit Arm Assembly | Safety | Safety Equipment | 45987 | DA | http://www.toronto.ca/TWONTO#fall_arrest_Davit_arm
33649 | COL-YKP-DA-0024S | Davit Arm Assembly with CENTRE BASE-1671129 | COL-W-OBSOLETE | Col West Obsolete Entities | Safety | Safety Equipment | 45987 | DA | http://www.toronto.ca/TWONTO#fall_arrest_Davit_arm
8949 | COL-YKP-DA-0029S | Davit Arm Assembly with CENTRE BASE-17106 | COL-W-OBSOLETE | Col West Obsolete Entities | Safety | Safety Equipment | 45992 | DA | http://www.toronto.ca/TWONTO#fall_arrest_Davit_arm
8950 | COL-YKP-DA-0029S | Davit Arm Assembly with CENTRE BASE-17106 | COL-YKP-DA | Davit Arm Assembly | Safety | Safety Equipment | 45992 | DA | http://www.toronto.ca/TWONTO#fall_arrest_Davit_arm
8938 | COL-YKP-DA-0018S | Davit Arm Assembly with Davit-158076 | COL-W-OBSOLETE | Col West Obsolete Entities | Safety | Safety Equipment | 45982 | DA | http://www.toronto.ca/TWONTO#fall_arrest_Davit_arm
33636 | COL-YKP-DA-0018S | Davit Arm Assembly with Davit-158076 | COL-YKP-DA | Davit Arm Assembly | Safety | Safety Equipment | 45982 | DA | http://www.toronto.ca/TWONTO#fall_arrest_Davit_arm
8931 | COL-YKP-DA-0016S | Davit Arm Assembly with Upper Arm-110675 | COL-W-OBSOLETE | Col West Obsolete Entities | Safety | Safety Equipment | 45980 | DA | http://www.toronto.ca/TWONTO#fall_arrest_Davit_arm
33633 | COL-YKP-DA-0016S | Davit Arm Assembly with Upper Arm-110675 | COL-YKP-DA | Davit Arm Assembly | Safety | Safety Equipment | 45980 | DA | http://www.toronto.ca/TWONTO#fall_arrest_Davit_arm
8892 | COL-YKP-DA-0001S | Davit Arm Assembly with Upper Arm-110677 | COL-YKP-DA | Davit Arm Assembly | Safety | Safety Equipment | 45967 | DA | http://www.toronto.ca/TWONTO#fall_arrest_Davit_arm
33528 | COL-YKP-DA-0001S | Davit Arm Assembly with Upper Arm-110677 | COL-W-OBSOLETE | Col West Obsolete Entities | Safety | Safety Equipment | 45967 | DA | http://www.toronto.ca/TWONTO#fall_arrest_Davit_arm
8948 | COL-YKP-DA-0027S | Davit Arm Assembly with Upper Arm-110678 | COL-W-OBSOLETE | Col West Obsolete Entities | Safety | Safety Equipment | 46210 | DA | http://www.toronto.ca/TWONTO#fall_arrest_Davit_arm
33653 | COL-YKP-DA-0027S | Davit Arm Assembly with Upper Arm-110678 | COL-YKP-DA | Davit Arm Assembly | Safety | Safety Equipment | 46210 | DA | http://www.toronto.ca/TWONTO#fall_arrest_Davit_arm
8905 | COL-YKP-DA-0006S | Davit Arm Assembly with Upper Arm-111966 | COL-W-OBSOLETE | Col West Obsolete Entities | Safety | Safety Equipment | 45972 | DA | http://www.toronto.ca/TWONTO#fall_arrest_Davit_arm
33537 | COL-YKP-DA-0006S | Davit Arm Assembly with Upper Arm-111966 | COL-YKP-DA | Davit Arm Assembly | Safety | Safety Equipment | 45972 | DA | http://www.toronto.ca/TWONTO#fall_arrest_Davit_arm
8914 | COL-YKP-DA-0010S | Davit Arm Assembly with Upper Arm-11553 | COL-W-OBSOLETE | Col West Obsolete Entities | Safety | Safety Equipment | 45976 | DA | http://www.toronto.ca/TWONTO#fall_arrest_Davit_arm
33548 | COL-YKP-DA-0010S | Davit Arm Assembly with Upper Arm-11553 | COL-YKP-DA | Davit Arm Assembly | Safety | Safety Equipment | 45976 | DA | http://www.toronto.ca/TWONTO#fall_arrest_Davit_arm
8901 | COL-YKP-DA-0005S | Davit Arm Assembly with Upper Arm-150959 | COL-W-OBSOLETE | Col West Obsolete Entities | Safety | Safety Equipment | 45971 | DA | http://www.toronto.ca/TWONTO#fall_arrest_Davit_arm
8902 | COL-YKP-DA-0005S | Davit Arm Assembly with Upper Arm-150959 | COL-YKP-DA | Davit Arm Assembly | Safety | Safety Equipment | 45971 | DA | http://www.toronto.ca/TWONTO#fall_arrest_Davit_arm
33535 | COL-YKP-DA-0005S | Davit Arm Assembly with Upper Arm-150959 | YKP-BLD | Collections - 435 Kipling Ave. Building envelope | Safety | Safety Equipment | 45971 | DA | http://www.toronto.ca/TWONTO#fall_arrest_Davit_arm
33540 | COL-YKP-DA-0007S | Davit Arm Assembly with Upper Arm-150960 | COL-W-OBSOLETE | Col West Obsolete Entities | Safety | Safety Equipment | 45973 | DA | http://www.toronto.ca/TWONTO#fall_arrest_Davit_arm
33541 | COL-YKP-DA-0007S | Davit Arm Assembly with Upper Arm-150960 | COL-YKP-DA | Davit Arm Assembly | Safety | Safety Equipment | 45973 | DA | http://www.toronto.ca/TWONTO#fall_arrest_Davit_arm
8922 | COL-YKP-DA-0013S | Davit Arm Assembly with Upper Arm-151117 | COL-YKP-DA | Davit Arm Assembly | Safety | Safety Equipment | 45977 | DA | http://www.toronto.ca/TWONTO#fall_arrest_Davit_arm
33555 | COL-YKP-DA-0013S | Davit Arm Assembly with Upper Arm-151117 | COL-W-OBSOLETE | Col West Obsolete Entities | Safety | Safety Equipment | 45977 | DA | http://www.toronto.ca/TWONTO#fall_arrest_Davit_arm
8934 | COL-YKP-DA-0017S | Davit Arm Assembly with Upper Arm-153465 | COL-W-OBSOLETE | Col West Obsolete Entities | Safety | Safety Equipment | 45981 | DA | http://www.toronto.ca/TWONTO#fall_arrest_Davit_arm
8935 | COL-YKP-DA-0017S | Davit Arm Assembly with Upper Arm-153465 | COL-YKP-DA | Davit Arm Assembly | Safety | Safety Equipment | 45981 | DA | http://www.toronto.ca/TWONTO#fall_arrest_Davit_arm
8895 | COL-YKP-DA-0002S | Davit Arm Assembly with Upper Arm-16072 | COL-W-OBSOLETE | Col West Obsolete Entities | Safety | Safety Equipment | 45968 | DA | http://www.toronto.ca/TWONTO#fall_arrest_Davit_arm
33530 | COL-YKP-DA-0002S | Davit Arm Assembly with Upper Arm-16072 | COL-YKP-DA | Davit Arm Assembly | Safety | Safety Equipment | 45968 | DA | http://www.toronto.ca/TWONTO#fall_arrest_Davit_arm
33654 | COL-YKP-DA-0028S | Davit Arm Assembly with Upper Arm-1657 | COL-W-OBSOLETE | Col West Obsolete Entities | Safety | Safety Equipment | 45991 | DA | http://www.toronto.ca/TWONTO#fall_arrest_Davit_arm
33655 | COL-YKP-DA-0028S | Davit Arm Assembly with Upper Arm-1657 | COL-YKP-DA | Davit Arm Assembly | Safety | Safety Equipment | 45991 | DA | http://www.toronto.ca/TWONTO#fall_arrest_Davit_arm
8928 | COL-YKP-DA-0015S | Davit Arm Assembly with Upper Arm-1671130 | COL-YKP-DA | Davit Arm Assembly | Safety | Safety Equipment | 45979 | DA | http://www.toronto.ca/TWONTO#fall_arrest_Davit_arm
33559 | COL-YKP-DA-0015S | Davit Arm Assembly with Upper Arm-1671130 | COL-W-OBSOLETE | Col West Obsolete Entities | Safety | Safety Equipment | 45979 | DA | http://www.toronto.ca/TWONTO#fall_arrest_Davit_arm
8898 | COL-YKP-DA-0003S | Davit Arm Assembly with Upper Arm-1671137 | COL-W-OBSOLETE | Col West Obsolete Entities | Safety | Safety Equipment | 45969 | DA | http://www.toronto.ca/TWONTO#fall_arrest_Davit_arm
33532 | COL-YKP-DA-0003S | Davit Arm Assembly with Upper Arm-1671137 | COL-YKP-DA | Davit Arm Assembly | Safety | Safety Equipment | 45969 | DA | http://www.toronto.ca/TWONTO#fall_arrest_Davit_arm
8917 | COL-YKP-DA-0011S | Davit Arm Assembly with Upper Arm-1671146 | COL-W-OBSOLETE | Col West Obsolete Entities | Safety | Safety Equipment | 45532 | DA | http://www.toronto.ca/TWONTO#fall_arrest_Davit_arm
8918 | COL-YKP-DA-0011S | Davit Arm Assembly with Upper Arm-1671146 | COL-YKP-DA | Davit Arm Assembly | Safety | Safety Equipment | 45532 | DA | http://www.toronto.ca/TWONTO#fall_arrest_Davit_arm
8943 | COL-YKP-DA-0021S | Davit Arm Assembly with Upper Arm-1671155 | COL-YKP-DA | Davit Arm Assembly | Safety | Safety Equipment | 45526 | DA | http://www.toronto.ca/TWONTO#fall_arrest_Davit_arm
33645 | COL-YKP-DA-0021S | Davit Arm Assembly with Upper Arm-1671155 | COL-W-OBSOLETE | Col West Obsolete Entities | Safety | Safety Equipment | 45526 | DA | http://www.toronto.ca/TWONTO#fall_arrest_Davit_arm
33646 | COL-YKP-DA-0021S | Davit Arm Assembly with Upper Arm-1671155 | YKP-BLD | Collections - 435 Kipling Ave. Building envelope | Safety | Safety Equipment | 45526 | DA | http://www.toronto.ca/TWONTO#fall_arrest_Davit_arm
8941 | COL-YKP-DA-0020S | Davit Arm Assembly with Upper Arm-1683826 | COL-W-OBSOLETE | Col West Obsolete Entities | Safety | Safety Equipment | 45984 | DA | http://www.toronto.ca/TWONTO#fall_arrest_Davit_arm
8942 | COL-YKP-DA-0020S | Davit Arm Assembly with Upper Arm-1683826 | COL-YKP-DA | Davit Arm Assembly | Safety | Safety Equipment | 45984 | DA | http://www.toronto.ca/TWONTO#fall_arrest_Davit_arm
33639 | COL-YKP-DA-0019S | Davit Arm Assembly with Upper Arm-1717107 | COL-W-OBSOLETE | Col West Obsolete Entities | Safety | Safety Equipment | 45983 | DA | http://www.toronto.ca/TWONTO#fall_arrest_Davit_arm
33640 | COL-YKP-DA-0019S | Davit Arm Assembly with Upper Arm-1717107 | COL-YKP-DA | Davit Arm Assembly | Safety | Safety Equipment | 45983 | DA | http://www.toronto.ca/TWONTO#fall_arrest_Davit_arm
8920 | COL-YKP-DA-0012S | Davit Arm Assembly with Upper Arm-1723241 | COL-W-OBSOLETE | Col West Obsolete Entities | Safety | Safety Equipment | 45535 | DA | http://www.toronto.ca/TWONTO#fall_arrest_Davit_arm
33552 | COL-YKP-DA-0012S | Davit Arm Assembly with Upper Arm-1723241 | COL-YKP-DA | Davit Arm Assembly | Safety | Safety Equipment | 45535 | DA | http://www.toronto.ca/TWONTO#fall_arrest_Davit_arm
8925 | COL-YKP-DA-0014S | Davit Arm Assembly with Upper Arm-1731955 | COL-W-OBSOLETE | Col West Obsolete Entities | Safety | Safety Equipment | 45978 | DA | http://www.toronto.ca/TWONTO#fall_arrest_Davit_arm
33557 | COL-YKP-DA-0014S | Davit Arm Assembly with Upper Arm-1731955 | COL-YKP-DA | Davit Arm Assembly | Safety | Safety Equipment | 45978 | DA | http://www.toronto.ca/TWONTO#fall_arrest_Davit_arm
8900 | COL-YKP-DA-0004S | Davit Arm Assembly with Upper Arm-1734509 | COL-W-OBSOLETE | Col West Obsolete Entities | Safety | Safety Equipment | 45970 | DA | http://www.toronto.ca/TWONTO#fall_arrest_Davit_arm
33534 | COL-YKP-DA-0004S | Davit Arm Assembly with Upper Arm-1734509 | COL-YKP-DA | Davit Arm Assembly | Safety | Safety Equipment | 45970 | DA | http://www.toronto.ca/TWONTO#fall_arrest_Davit_arm
8945 | COL-YKP-DA-0023S | Davit Arm Assembly with Upper Arm-1734510 | COL-W-OBSOLETE | Col West Obsolete Entities | Safety | Safety Equipment | 45986 | DA | http://www.toronto.ca/TWONTO#fall_arrest_Davit_arm
33648 | COL-YKP-DA-0023S | Davit Arm Assembly with Upper Arm-1734510 | COL-YKP-DA | Davit Arm Assembly | Safety | Safety Equipment | 45986 | DA | http://www.toronto.ca/TWONTO#fall_arrest_Davit_arm
8913 | COL-YKP-DA-0009S | Davit Arm Assembly with Upper Arm-1734511 | COL-W-OBSOLETE | Col West Obsolete Entities | Safety | Safety Equipment | 45975 | DA | http://www.toronto.ca/TWONTO#fall_arrest_Davit_arm
33544 | COL-YKP-DA-0009S | Davit Arm Assembly with Upper Arm-1734511 | COL-YKP-DA | Davit Arm Assembly | Safety | Safety Equipment | 45975 | DA | http://www.toronto.ca/TWONTO#fall_arrest_Davit_arm
8909 | COL-YKP-DA-0008S | Davit Arm Assembly with Upper Davit-35408 | COL-W-OBSOLETE | Col West Obsolete Entities | Safety | Safety Equipment | 45974 | DA | http://www.toronto.ca/TWONTO#fall_arrest_Davit_arm
8910 | COL-YKP-DA-0008S | Davit Arm Assembly with Upper Davit-35408 | COL-YKP-DA | Davit Arm Assembly | Safety | Safety Equipment | 45974 | DA | http://www.toronto.ca/TWONTO#fall_arrest_Davit_arm
83038 | FHA-SES-SQ-0099 | Davit arm Base North FP660/00 davit base 4946 | FHA-SES-SQ-6 | Safety Fall Protection Equipment |  | Safety Equipment |  | SQ | http://www.toronto.ca/TWONTO#fall_arrest_Davit_arm
83037 | FHA-SES-SQ-0098 | Davit arm Base North FP660/00 davit base Ser 4978 | FHA-SES-SQ-6 | Safety Fall Protection Equipment |  | Safety Equipment |  | SQ | http://www.toronto.ca/TWONTO#fall_arrest_Davit_arm
83039 | FHA-SES-SQ-0100 | Davit arm Base North FP6660 davit base Ser 4717 | FHA-SES-SQ-6 | Safety Fall Protection Equipment |  | Safety Equipment |  | SQ | http://www.toronto.ca/TWONTO#fall_arrest_Davit_arm
82874 | FHA-SES-SQ-0077 | Davit arm Base North FP6660/00 davit base 2447 | FHA-SES | Safety & Environmental Services |  | Safety Equipment |  | SQ | http://www.toronto.ca/TWONTO#fall_arrest_Davit_arm
82875 | FHA-SES-SQ-0077 | Davit arm Base North FP6660/00 davit base 2447 | FHA-SES-SQ-6 | Safety Fall Protection Equipment |  | Safety Equipment |  | SQ | http://www.toronto.ca/TWONTO#fall_arrest_Davit_arm
18686 | FHA-SES-SQ-0081 | Davit arm Base North FP6660/00 davit base Ser 2617 | FHA-SES | Safety & Environmental Services |  | Safety Equipment |  | SQ | http://www.toronto.ca/TWONTO#fall_arrest_Davit_arm
83024 | FHA-SES-SQ-0081 | Davit arm Base North FP6660/00 davit base Ser 2617 | FHA-SES-SQ-6 | Safety Fall Protection Equipment |  | Safety Equipment |  | SQ | http://www.toronto.ca/TWONTO#fall_arrest_Davit_arm
18685 | FHA-SES-SQ-0079 | Davit arm Base North FP6660/00 davit base Ser 2646 | FHA-SES | Safety & Environmental Services |  | Safety Equipment |  | SQ | http://www.toronto.ca/TWONTO#fall_arrest_Davit_arm
83021 | FHA-SES-SQ-0079 | Davit arm Base North FP6660/00 davit base Ser 2646 | FHA-SES-SQ-6 | Safety Fall Protection Equipment |  | Safety Equipment |  | SQ | http://www.toronto.ca/TWONTO#fall_arrest_Davit_arm
83019 | FHA-SES-SQ-0078 | Davit arm Base North FP6660/00 davit base Ser 2686 | FHA-SES | Safety & Environmental Services |  | Safety Equipment |  | SQ | http://www.toronto.ca/TWONTO#fall_arrest_Davit_arm
83020 | FHA-SES-SQ-0078 | Davit arm Base North FP6660/00 davit base Ser 2686 | FHA-SES-SQ-6 | Safety Fall Protection Equipment |  | Safety Equipment |  | SQ | http://www.toronto.ca/TWONTO#fall_arrest_Davit_arm
9075 | COL-YKP-DA-1683830 | Davit Arm Base-1683830 | COL-YKP-DA-0020S | Davit Arm Assembly with Upper Arm-1683826 | Safety | Safety Equipment |  | DA | http://www.toronto.ca/TWONTO#fall_arrest_Davit_arm
34169 | COL-YKP-DA-1683830 | Davit Arm Base-1683830 | COL-W-OBSOLETE | Col West Obsolete Entities | Safety | Safety Equipment |  | DA | http://www.toronto.ca/TWONTO#fall_arrest_Davit_arm
34170 | COL-YKP-DA-1683830 | Davit Arm Base-1683830 | COL-YKP-DA | Davit Arm Assembly | Safety | Safety Equipment |  | DA | http://www.toronto.ca/TWONTO#fall_arrest_Davit_arm
9086 | COL-YKP-DA-17104 | Davit Arm Base-17104 | COL-W-OBSOLETE | Col West Obsolete Entities | Safety | Safety Equipment |  | DA | http://www.toronto.ca/TWONTO#fall_arrest_Davit_arm
9087 | COL-YKP-DA-17104 | Davit Arm Base-17104 | COL-YKP-DA-0005S | Davit Arm Assembly with Upper Arm-150959 | Safety | Safety Equipment |  | DA | http://www.toronto.ca/TWONTO#fall_arrest_Davit_arm
9088 | COL-YKP-DA-17104 | Davit Arm Base-17104 | COL-YKP-DA-0021S | Davit Arm Assembly with Upper Arm-1671155 | Safety | Safety Equipment |  | DA | http://www.toronto.ca/TWONTO#fall_arrest_Davit_arm
34368 | COL-YKP-DA-17104 | Davit Arm Base-17104 | COL-YKP-DA | Davit Arm Assembly | Safety | Safety Equipment |  | DA | http://www.toronto.ca/TWONTO#fall_arrest_Davit_arm
9149 | COL-YKP-DA-87516 | Davit Arm Base-87516 | COL-YKP-DA-0005S | Davit Arm Assembly with Upper Arm-150959 | Safety | Safety Equipment |  | DA | http://www.toronto.ca/TWONTO#fall_arrest_Davit_arm
34783 | COL-YKP-DA-87516 | Davit Arm Base-87516 | COL-YKP-DA | Davit Arm Assembly | Safety | Safety Equipment |  | DA | http://www.toronto.ca/TWONTO#fall_arrest_Davit_arm
83022 | FHA-SES-SQ-0080 | Davit arm North FP6670/24 davit arm Ser 01800 | FHA-SES | Safety & Environmental Services |  | Safety Equipment |  | SQ | http://www.toronto.ca/TWONTO#fall_arrest_Davit_arm
83023 | FHA-SES-SQ-0080 | Davit arm North FP6670/24 davit arm Ser 01800 | FHA-SES-SQ-6 | Safety Fall Protection Equipment |  | Safety Equipment |  | SQ | http://www.toronto.ca/TWONTO#fall_arrest_Davit_arm
138641 | THR-SES-LD-7623 | Davit Arm Portable Base | THR-SES-LD | Lifting Device, Safety Equipment | Safety | Safety Equipment |  | LD | davit_base
94838 | FHO-SES-SQ-5005 | Davit Arm- Sr # 117725, Main floor, Flocculation gallery | FHO-SES-SQ-0005 | Fall Arrest Systems | PPE | Safety Equipment |  | SQ | http://www.toronto.ca/TWONTO#fall_arrest_Davit_arm
138636 | THR-SES-LD-6125 | Davit Arm, 1 Piece, for Grit Bldg | THR-SES-LD | Lifting Device, Safety Equipment | Safety | Safety Equipment |  | LD | http://www.toronto.ca/TWONTO#fall_arrest_Davit_arm
78684 | THR-SES-LD-2381 | Davit Arm, 48" Reach | THR-SES-LD | Lifting Device, Safety Equipment | Safety | Safety Equipment |  | LD | http://www.toronto.ca/TWONTO#fall_arrest_Davit_arm
138632 | THR-SES-LD-2381 | Davit Arm, 48" Reach | THR-SES-SQ | Safety Equipment | Safety | Safety Equipment |  | LD | http://www.toronto.ca/TWONTO#fall_arrest_Davit_arm
78689 | THR-SES-LD-6124 | Davit Arm, 5 Piece PS2 | THR-SES-LD | Lifting Device, Safety Equipment | Safety | Safety Equipment |  | LD | http://www.toronto.ca/TWONTO#fall_arrest_Davit_arm
94870 | FHO-SES-SQ-6102 | Davit Arm, Serial Number 50212, Main Floor, Flocculation Gallery, | FHO-SES-SQ-0005 | Fall Arrest Systems | PPE | Safety Equipment |  | SQ | http://www.toronto.ca/TWONTO#fall_arrest_Davit_arm
8929 | COL-YKP-DA-0016(S) | Davit Arm-110675 | COL-W-OBSOLETE | Col West Obsolete Entities |  | Safety Equipment | 39121 | DA | http://www.toronto.ca/TWONTO#fall_arrest_Davit_arm
8930 | COL-YKP-DA-0016(S) | Davit Arm-110675 | YKP-BLD | Collections - 435 Kipling Ave. Building envelope |  | Safety Equipment | 39121 | DA | http://www.toronto.ca/TWONTO#fall_arrest_Davit_arm
33632 | COL-YKP-DA-0016(S) | Davit Arm-110675 | COL-YKP-DA | Davit Arm Assembly |  | Safety Equipment | 39121 | DA | http://www.toronto.ca/TWONTO#fall_arrest_Davit_arm
8896 | COL-YKP-DA-0003(S) | Davit Arm-110677 | COL-YKP-DA | Davit Arm Assembly |  | Safety Equipment | 39110 | DA | http://www.toronto.ca/TWONTO#fall_arrest_Davit_arm
8897 | COL-YKP-DA-0003(S) | Davit Arm-110677 | YKP-BLD | Collections - 435 Kipling Ave. Building envelope |  | Safety Equipment | 39110 | DA | http://www.toronto.ca/TWONTO#fall_arrest_Davit_arm
33531 | COL-YKP-DA-0003(S) | Davit Arm-110677 | COL-W-OBSOLETE | Col West Obsolete Entities |  | Safety Equipment | 39110 | DA | http://www.toronto.ca/TWONTO#fall_arrest_Davit_arm
8903 | COL-YKP-DA-0006(S) | Davit Arm-110678 | COL-W-OBSOLETE | Col West Obsolete Entities |  | Safety Equipment | 39111 | DA | http://www.toronto.ca/TWONTO#fall_arrest_Davit_arm
8904 | COL-YKP-DA-0006(S) | Davit Arm-110678 | YKP-BLD | Collections - 435 Kipling Ave. Building envelope |  | Safety Equipment | 39111 | DA | http://www.toronto.ca/TWONTO#fall_arrest_Davit_arm
33536 | COL-YKP-DA-0006(S) | Davit Arm-110678 | COL-YKP-DA | Davit Arm Assembly |  | Safety Equipment | 39111 | DA | http://www.toronto.ca/TWONTO#fall_arrest_Davit_arm
8932 | COL-YKP-DA-0017(S) | Davit Arm-111966 | COL-W-OBSOLETE | Col West Obsolete Entities |  | Safety Equipment | 39122 | DA | http://www.toronto.ca/TWONTO#fall_arrest_Davit_arm
8933 | COL-YKP-DA-0017(S) | Davit Arm-111966 | COL-YKP-DA | Davit Arm Assembly |  | Safety Equipment | 39122 | DA | http://www.toronto.ca/TWONTO#fall_arrest_Davit_arm
33634 | COL-YKP-DA-0017(S) | Davit Arm-111966 | YKP-BLD | Collections - 435 Kipling Ave. Building envelope |  | Safety Equipment | 39122 | DA | http://www.toronto.ca/TWONTO#fall_arrest_Davit_arm
33545 | COL-YKP-DA-0010(S) | Davit Arm-150958 | COL-W-OBSOLETE | Col West Obsolete Entities |  | Safety Equipment | 39115 | DA | http://www.toronto.ca/TWONTO#fall_arrest_Davit_arm
33546 | COL-YKP-DA-0010(S) | Davit Arm-150958 | COL-YKP-DA | Davit Arm Assembly |  | Safety Equipment | 39115 | DA | http://www.toronto.ca/TWONTO#fall_arrest_Davit_arm
33547 | COL-YKP-DA-0010(S) | Davit Arm-150958 | YKP-BLD | Collections - 435 Kipling Ave. Building envelope |  | Safety Equipment | 39115 | DA | http://www.toronto.ca/TWONTO#fall_arrest_Davit_arm
8906 | COL-YKP-DA-0007(S) | Davit Arm-150960 | COL-YKP-DA | Davit Arm Assembly |  | Safety Equipment | 39112 | DA | http://www.toronto.ca/TWONTO#fall_arrest_Davit_arm
33538 | COL-YKP-DA-0007(S) | Davit Arm-150960 | COL-W-OBSOLETE | Col West Obsolete Entities |  | Safety Equipment | 39112 | DA | http://www.toronto.ca/TWONTO#fall_arrest_Davit_arm
33539 | COL-YKP-DA-0007(S) | Davit Arm-150960 | YKP-BLD | Collections - 435 Kipling Ave. Building envelope |  | Safety Equipment | 39112 | DA | http://www.toronto.ca/TWONTO#fall_arrest_Davit_arm
8890 | COL-YKP-DA-0001(S) | Davit Arm-150961 | COL-W-OBSOLETE | Col West Obsolete Entities | Safety | Safety Equipment | 39108 | DA | http://www.toronto.ca/TWONTO#fall_arrest_Davit_arm
8891 | COL-YKP-DA-0001(S) | Davit Arm-150961 | YKP-BLD | Collections - 435 Kipling Ave. Building envelope | Safety | Safety Equipment | 39108 | DA | http://www.toronto.ca/TWONTO#fall_arrest_Davit_arm
33527 | COL-YKP-DA-0001(S) | Davit Arm-150961 | COL-YKP-DA | Davit Arm Assembly | Safety | Safety Equipment | 39108 | DA | http://www.toronto.ca/TWONTO#fall_arrest_Davit_arm
8899 | COL-YKP-DA-0004(S) | Davit Arm-151117 | COL-W-OBSOLETE | Col West Obsolete Entities |  | Safety Equipment | 35895 | DA | http://www.toronto.ca/TWONTO#fall_arrest_Davit_arm
33533 | COL-YKP-DA-0004(S) | Davit Arm-151117 | YKP-BLD | Collections - 435 Kipling Ave. Building envelope |  | Safety Equipment | 35895 | DA | http://www.toronto.ca/TWONTO#fall_arrest_Davit_arm
8911 | COL-YKP-DA-0009(S) | Davit Arm-153456 | COL-W-OBSOLETE | Col West Obsolete Entities |  | Safety Equipment | 39114 | DA | http://www.toronto.ca/TWONTO#fall_arrest_Davit_arm
8912 | COL-YKP-DA-0009(S) | Davit Arm-153456 | YKP-BLD | Collections - 435 Kipling Ave. Building envelope |  | Safety Equipment | 39114 | DA | http://www.toronto.ca/TWONTO#fall_arrest_Davit_arm
33543 | COL-YKP-DA-0009(S) | Davit Arm-153456 | COL-YKP-DA | Davit Arm Assembly |  | Safety Equipment | 39114 | DA | http://www.toronto.ca/TWONTO#fall_arrest_Davit_arm
8919 | COL-YKP-DA-0012(S) | Davit Arm-158189 | YKP-BLD | Collections - 435 Kipling Ave. Building envelope |  | Safety Equipment | 39117 | DA | http://www.toronto.ca/TWONTO#fall_arrest_Davit_arm
33550 | COL-YKP-DA-0012(S) | Davit Arm-158189 | COL-W-OBSOLETE | Col West Obsolete Entities |  | Safety Equipment | 39117 | DA | http://www.toronto.ca/TWONTO#fall_arrest_Davit_arm
33551 | COL-YKP-DA-0012(S) | Davit Arm-158189 | COL-YKP-DA | Davit Arm Assembly |  | Safety Equipment | 39117 | DA | http://www.toronto.ca/TWONTO#fall_arrest_Davit_arm
8939 | COL-YKP-DA-0019(S) | Davit Arm-16070 | COL-YKP-DA | Davit Arm Assembly |  | Safety Equipment | 39124 | DA | http://www.toronto.ca/TWONTO#fall_arrest_Davit_arm
33637 | COL-YKP-DA-0019(S) | Davit Arm-16070 | COL-W-OBSOLETE | Col West Obsolete Entities |  | Safety Equipment | 39124 | DA | http://www.toronto.ca/TWONTO#fall_arrest_Davit_arm
33638 | COL-YKP-DA-0019(S) | Davit Arm-16070 | YKP-BLD | Collections - 435 Kipling Ave. Building envelope |  | Safety Equipment | 39124 | DA | http://www.toronto.ca/TWONTO#fall_arrest_Davit_arm
8907 | COL-YKP-DA-0008(S) | Davit Arm-16072 | COL-YKP-DA | Davit Arm Assembly |  | Safety Equipment | 39113 | DA | http://www.toronto.ca/TWONTO#fall_arrest_Davit_arm
8908 | COL-YKP-DA-0008(S) | Davit Arm-16072 | YKP-BLD | Collections - 435 Kipling Ave. Building envelope |  | Safety Equipment | 39113 | DA | http://www.toronto.ca/TWONTO#fall_arrest_Davit_arm
33542 | COL-YKP-DA-0008(S) | Davit Arm-16072 | COL-W-OBSOLETE | Col West Obsolete Entities |  | Safety Equipment | 39113 | DA | http://www.toronto.ca/TWONTO#fall_arrest_Davit_arm
8893 | COL-YKP-DA-0002(S) | Davit Arm-16073 | COL-W-OBSOLETE | Col West Obsolete Entities | Safety | Safety Equipment | 39109 | DA | http://www.toronto.ca/TWONTO#fall_arrest_Davit_arm
8894 | COL-YKP-DA-0002(S) | Davit Arm-16073 | COL-YKP-DA | Davit Arm Assembly | Safety | Safety Equipment | 39109 | DA | http://www.toronto.ca/TWONTO#fall_arrest_Davit_arm
33529 | COL-YKP-DA-0002(S) | Davit Arm-16073 | YKP-BLD | Collections - 435 Kipling Ave. Building envelope | Safety | Safety Equipment | 39109 | DA | http://www.toronto.ca/TWONTO#fall_arrest_Davit_arm
8915 | COL-YKP-DA-0011(S) | Davit Arm-163195 | COL-W-OBSOLETE | Col West Obsolete Entities |  | Safety Equipment | 39116 | DA | http://www.toronto.ca/TWONTO#fall_arrest_Davit_arm
8916 | COL-YKP-DA-0011(S) | Davit Arm-163195 | YKP-BLD | Collections - 435 Kipling Ave. Building envelope |  | Safety Equipment | 39116 | DA | http://www.toronto.ca/TWONTO#fall_arrest_Davit_arm
33549 | COL-YKP-DA-0011(S) | Davit Arm-163195 | COL-YKP-DA | Davit Arm Assembly |  | Safety Equipment | 39116 | DA | http://www.toronto.ca/TWONTO#fall_arrest_Davit_arm
8926 | COL-YKP-DA-0015(S) | Davit Arm-1671130 | COL-W-OBSOLETE | Col West Obsolete Entities | Safety | Safety Equipment | 39120 | DA | http://www.toronto.ca/TWONTO#fall_arrest_Davit_arm
8927 | COL-YKP-DA-0015(S) | Davit Arm-1671130 | YKP-BLD | Collections - 435 Kipling Ave. Building envelope | Safety | Safety Equipment | 39120 | DA | http://www.toronto.ca/TWONTO#fall_arrest_Davit_arm
33558 | COL-YKP-DA-0015(S) | Davit Arm-1671130 | COL-YKP-DA | Davit Arm Assembly | Safety | Safety Equipment | 39120 | DA | http://www.toronto.ca/TWONTO#fall_arrest_Davit_arm
8923 | COL-YKP-DA-0014(S) | Davit Arm-1671137 | COL-W-OBSOLETE | Col West Obsolete Entities |  | Safety Equipment | 39119 | DA | http://www.toronto.ca/TWONTO#fall_arrest_Davit_arm
8924 | COL-YKP-DA-0014(S) | Davit Arm-1671137 | COL-YKP-DA | Davit Arm Assembly |  | Safety Equipment | 39119 | DA | http://www.toronto.ca/TWONTO#fall_arrest_Davit_arm
33556 | COL-YKP-DA-0014(S) | Davit Arm-1671137 | YKP-BLD | Collections - 435 Kipling Ave. Building envelope |  | Safety Equipment | 39119 | DA | http://www.toronto.ca/TWONTO#fall_arrest_Davit_arm
8921 | COL-YKP-DA-0013(S) | Davit Arm-1671138 | YKP-BLD | Collections - 435 Kipling Ave. Building envelope |  | Safety Equipment | 39118 | DA | http://www.toronto.ca/TWONTO#fall_arrest_Davit_arm
33553 | COL-YKP-DA-0013(S) | Davit Arm-1671138 | COL-W-OBSOLETE | Col West Obsolete Entities |  | Safety Equipment | 39118 | DA | http://www.toronto.ca/TWONTO#fall_arrest_Davit_arm
33554 | COL-YKP-DA-0013(S) | Davit Arm-1671138 | COL-YKP-DA | Davit Arm Assembly |  | Safety Equipment | 39118 | DA | http://www.toronto.ca/TWONTO#fall_arrest_Davit_arm
8936 | COL-YKP-DA-0018(S) | Davit Arm-1671141 | COL-W-OBSOLETE | Col West Obsolete Entities |  | Safety Equipment | 39123 | DA | http://www.toronto.ca/TWONTO#fall_arrest_Davit_arm
8937 | COL-YKP-DA-0018(S) | Davit Arm-1671141 | YKP-BLD | Collections - 435 Kipling Ave. Building envelope |  | Safety Equipment | 39123 | DA | http://www.toronto.ca/TWONTO#fall_arrest_Davit_arm
33635 | COL-YKP-DA-0018(S) | Davit Arm-1671141 | COL-YKP-DA | Davit Arm Assembly |  | Safety Equipment | 39123 | DA | http://www.toronto.ca/TWONTO#fall_arrest_Davit_arm
33643 | COL-YKP-DA-0021(S) | Davit Arm-17104 (Spare) | COL-W-OBSOLETE | Col West Obsolete Entities |  | Safety Equipment | 36260 | DA | http://www.toronto.ca/TWONTO#fall_arrest_Davit_arm
33644 | COL-YKP-DA-0021(S) | Davit Arm-17104 (Spare) | YKP-BLD | Collections - 435 Kipling Ave. Building envelope |  | Safety Equipment | 36260 | DA | http://www.toronto.ca/TWONTO#fall_arrest_Davit_arm
8940 | COL-YKP-DA-0020(S) | Davit Arm-35408 | COL-YKP-DA | Davit Arm Assembly |  | Safety Equipment | 39125 | DA | http://www.toronto.ca/TWONTO#fall_arrest_Davit_arm
33641 | COL-YKP-DA-0020(S) | Davit Arm-35408 | COL-W-OBSOLETE | Col West Obsolete Entities |  | Safety Equipment | 39125 | DA | http://www.toronto.ca/TWONTO#fall_arrest_Davit_arm
33642 | COL-YKP-DA-0020(S) | Davit Arm-35408 | YKP-BLD | Collections - 435 Kipling Ave. Building envelope |  | Safety Equipment | 39125 | DA | http://www.toronto.ca/TWONTO#fall_arrest_Davit_arm
18690 | FHA-SES-SQ-0113 | Davit Base | FHA-SES | Safety & Environmental Services |  | Safety Equipment |  | SQ | davit_base
18691 | FHA-SES-SQ-0114 | Davit Base | FHA-SES | Safety & Environmental Services |  | Safety Equipment |  | SQ | davit_base
18741 | FHA-SES-SQ-6091 | Davit Base | FHA-SES | Safety & Environmental Services |  | Safety Equipment |  | SQ | davit_base
83040 | FHA-SES-SQ-0112 | Davit Base | FHA-SES | Safety & Environmental Services |  | Safety Equipment |  | SQ | davit_base
83562 | FHA-SES-SQ-6081 | Davit Base | FHA-SES | Safety & Environmental Services |  | Safety Equipment |  | SQ | davit_base
83563 | FHA-SES-SQ-6101 | Davit Base | FHA-SES | Safety & Environmental Services |  | Safety Equipment |  | SQ | davit_base
8951 | COL-YKP-DA-106783 | Davit Base Leg-106783 | COL-YKP-DA-0025S | Davit Arm Assembly with CENTRE BASE-150861 | Safety | Safety Equipment |  | DA | davit_base
33656 | COL-YKP-DA-106783 | Davit Base Leg-106783 | COL-YKP-DA | Davit Arm Assembly | Safety | Safety Equipment |  | DA | davit_base
8952 | COL-YKP-DA-106784 | Davit Base Leg-106784 | COL-YKP-DA | Davit Arm Assembly | Safety | Safety Equipment |  | DA | davit_base
33657 | COL-YKP-DA-106784 | Davit Base Leg-106784 | COL-YKP-DA-0026S | Davit Arm Assembly with CENTRE BASE-110664 | Safety | Safety Equipment |  | DA | davit_base
8953 | COL-YKP-DA-107724 | Davit Base Leg-107724 | COL-YKP-DA | Davit Arm Assembly | Safety | Safety Equipment |  | DA | davit_base
33658 | COL-YKP-DA-108189 | Davit Base Leg-108189 | COL-YKP-DA | Davit Arm Assembly | Safety | Safety Equipment |  | DA | davit_base
33659 | COL-YKP-DA-108189 | Davit Base Leg-108189 | COL-YKP-DA-0015S | Davit Arm Assembly with Upper Arm-1671130 | Safety | Safety Equipment |  | DA | davit_base
8954 | COL-YKP-DA-108201 | Davit Base Leg-108201 | COL-YKP-DA | Davit Arm Assembly | Safety | Safety Equipment |  | DA | davit_base
33660 | COL-YKP-DA-108201 | Davit Base Leg-108201 | COL-YKP-DA-0015S | Davit Arm Assembly with Upper Arm-1671130 | Safety | Safety Equipment |  | DA | davit_base
8957 | COL-YKP-DA-109848S | Davit Base Leg-109848 | COL-W-OBSOLETE | Col West Obsolete Entities | Safety | Safety Equipment | 45515 | DA | davit_base
33661 | COL-YKP-DA-109848S | Davit Base Leg-109848 | COL-YKP-DA-0002S | Davit Arm Assembly with Upper Arm-16072 | Safety | Safety Equipment | 45515 | DA | davit_base
8960 | COL-YKP-DA-110675A(S) | Davit Base Leg-110675A | COL-W-OBSOLETE | Col West Obsolete Entities | Safety | Safety Equipment | 46000 | DA | davit_base
33666 | COL-YKP-DA-110675A(S) | Davit Base Leg-110675A | COL-YKP-DA-0016S | Davit Arm Assembly with Upper Arm-110675 | Safety | Safety Equipment | 46000 | DA | davit_base
8961 | COL-YKP-DA-110675AA(S) | Davit Base Leg-110675AA | COL-W-OBSOLETE | Col West Obsolete Entities | Safety | Safety Equipment | 46001 | DA | davit_base
8962 | COL-YKP-DA-110675AA(S) | Davit Base Leg-110675AA | COL-YKP-DA-0016S | Davit Arm Assembly with Upper Arm-110675 | Safety | Safety Equipment | 46001 | DA | davit_base
33670 | COL-YKP-DA-111461 | Davit Base Leg-111461 | COL-YKP-DA | Davit Arm Assembly | Safety | Safety Equipment |  | DA | davit_base
33671 | COL-YKP-DA-111461 | Davit Base Leg-111461 | COL-YKP-DA-0017S | Davit Arm Assembly with Upper Arm-153465 | Safety | Safety Equipment |  | DA | davit_base
33672 | COL-YKP-DA-111464 | Davit Base Leg-111464 | COL-YKP-DA | Davit Arm Assembly | Safety | Safety Equipment |  | DA | davit_base
33673 | COL-YKP-DA-111464 | Davit Base Leg-111464 | COL-YKP-DA-0017S | Davit Arm Assembly with Upper Arm-153465 | Safety | Safety Equipment |  | DA | davit_base
8965 | COL-YKP-DA-112011 | Davit Base Leg-112011 | COL-YKP-DA-0006S | Davit Arm Assembly with Upper Arm-111966 | Safety | Safety Equipment |  | DA | davit_base
33675 | COL-YKP-DA-112011 | Davit Base Leg-112011 | COL-YKP-DA | Davit Arm Assembly | Safety | Safety Equipment |  | DA | davit_base
8966 | COL-YKP-DA-112020 | Davit Base Leg-112020 | COL-YKP-DA-0006S | Davit Arm Assembly with Upper Arm-111966 | Safety | Safety Equipment |  | DA | davit_base
33676 | COL-YKP-DA-112020 | Davit Base Leg-112020 | COL-YKP-DA | Davit Arm Assembly | Safety | Safety Equipment |  | DA | davit_base
8972 | COL-YKP-DA-11720 | Davit Base Leg-11720 | COL-YKP-DA | Davit Arm Assembly | Safety | Safety Equipment |  | DA | davit_base
33680 | COL-YKP-DA-11720 | Davit Base Leg-11720 | COL-YKP-DA-0013S | Davit Arm Assembly with Upper Arm-151117 | Safety | Safety Equipment |  | DA | davit_base
8973 | COL-YKP-DA-139158 | Davit Base Leg-139158 | COL-YKP-DA | Davit Arm Assembly | Safety | Safety Equipment |  | DA | davit_base
33681 | COL-YKP-DA-139159 | Davit Base Leg-139159 | COL-YKP-DA | Davit Arm Assembly | Safety | Safety Equipment |  | DA | davit_base
8974 | COL-YKP-DA-149312 | Davit Base Leg-149312 | COL-YKP-DA-0005S | Davit Arm Assembly with Upper Arm-150959 | Safety | Safety Equipment |  | DA | davit_base
33682 | COL-YKP-DA-149312 | Davit Base Leg-149312 | COL-YKP-DA | Davit Arm Assembly | Safety | Safety Equipment |  | DA | davit_base
8975 | COL-YKP-DA-149313 | Davit Base Leg-149313 | COL-YKP-DA-0005S | Davit Arm Assembly with Upper Arm-150959 | Safety | Safety Equipment |  | DA | davit_base
33683 | COL-YKP-DA-149313 | Davit Base Leg-149313 | COL-YKP-DA | Davit Arm Assembly | Safety | Safety Equipment |  | DA | davit_base
8976 | COL-YKP-DA-150108 | Davit Base Leg-150108 | COL-YKP-DA | Davit Arm Assembly | Safety | Safety Equipment |  | DA | davit_base
8977 | COL-YKP-DA-150108 | Davit Base Leg-150108 | COL-YKP-DA-0026S | Davit Arm Assembly with CENTRE BASE-110664 | Safety | Safety Equipment |  | DA | davit_base
8978 | COL-YKP-DA-150109 | Davit Base Leg-150109 | COL-YKP-DA | Davit Arm Assembly | Safety | Safety Equipment |  | DA | davit_base
8979 | COL-YKP-DA-150109 | Davit Base Leg-150109 | COL-YKP-DA-0014S | Davit Arm Assembly with Upper Arm-1731955 | Safety | Safety Equipment |  | DA | davit_base
8980 | COL-YKP-DA-150110 | Davit Base Leg-150110 | COL-YKP-DA | Davit Arm Assembly | Safety | Safety Equipment |  | DA | davit_base
34123 | COL-YKP-DA-150110 | Davit Base Leg-150110 | COL-YKP-DA-0014S | Davit Arm Assembly with Upper Arm-1731955 | Safety | Safety Equipment |  | DA | davit_base
34130 | COL-YKP-DA-151003 | Davit Base Leg-151003 | COL-YKP-DA | Davit Arm Assembly | Safety | Safety Equipment |  | DA | davit_base
34131 | COL-YKP-DA-151003 | Davit Base Leg-151003 | COL-YKP-DA-0025S | Davit Arm Assembly with CENTRE BASE-150861 | Safety | Safety Equipment |  | DA | davit_base
34132 | COL-YKP-DA-151008 | Davit Base Leg-151008 | COL-YKP-DA | Davit Arm Assembly | Safety | Safety Equipment |  | DA | davit_base
34133 | COL-YKP-DA-151008 | Davit Base Leg-151008 | COL-YKP-DA-0004S | Davit Arm Assembly with Upper Arm-1734509 | Safety | Safety Equipment |  | DA | davit_base
34134 | COL-YKP-DA-151008 | Davit Base Leg-151008 | COL-YKP-DA-0005S | Davit Arm Assembly with Upper Arm-150959 | Safety | Safety Equipment |  | DA | davit_base
34135 | COL-YKP-DA-151010 | Davit Base Leg-151010 | COL-YKP-DA | Davit Arm Assembly | Safety | Safety Equipment |  | DA | davit_base
8991 | COL-YKP-DA-151012 | Davit Base Leg-151012 | COL-YKP-DA-0005S | Davit Arm Assembly with Upper Arm-150959 | Safety | Safety Equipment |  | DA | davit_base
34136 | COL-YKP-DA-151012 | Davit Base Leg-151012 | COL-YKP-DA | Davit Arm Assembly | Safety | Safety Equipment |  | DA | davit_base
34137 | COL-YKP-DA-151012 | Davit Base Leg-151012 | COL-YKP-DA-0004S | Davit Arm Assembly with Upper Arm-1734509 | Safety | Safety Equipment |  | DA | davit_base
34138 | COL-YKP-DA-151050S | Davit Base Leg-151050 | COL-W-OBSOLETE | Col West Obsolete Entities | Safety | Safety Equipment | 45528 | DA | davit_base
34139 | COL-YKP-DA-151050S | Davit Base Leg-151050 | COL-YKP-DA-0010S | Davit Arm Assembly with Upper Arm-11553 | Safety | Safety Equipment | 45528 | DA | davit_base
8993 | COL-YKP-DA-152631 | Davit Base Leg-152631 | COL-W-OBSOLETE | Col West Obsolete Entities | Safety | Safety Equipment |  | DA | davit_base
34141 | COL-YKP-DA-152631 | Davit Base Leg-152631 | COL-YKP-DA | Davit Arm Assembly | Safety | Safety Equipment |  | DA | davit_base
34142 | COL-YKP-DA-152631 | Davit Base Leg-152631 | COL-YKP-DA-0020S | Davit Arm Assembly with Upper Arm-1683826 | Safety | Safety Equipment |  | DA | davit_base
9056 | COL-YKP-DA-16072A(S) | Davit Base Leg-16072A | COL-W-OBSOLETE | Col West Obsolete Entities | Safety | Safety Equipment | 45517 | DA | davit_base
34144 | COL-YKP-DA-16072A(S) | Davit Base Leg-16072A | COL-YKP-DA-0002S | Davit Arm Assembly with Upper Arm-16072 | Safety | Safety Equipment | 45517 | DA | davit_base
9069 | COL-YKP-DA-1671155A(S) | Davit Base Leg-1671155A | COL-W-OBSOLETE | Col West Obsolete Entities | Safety | Safety Equipment | 45524 | DA | davit_base
34164 | COL-YKP-DA-1671155A(S) | Davit Base Leg-1671155A | COL-YKP-DA-0021S | Davit Arm Assembly with Upper Arm-1671155 | Safety | Safety Equipment | 45524 | DA | davit_base
175 | (S) | Davit Base Leg-1671155AA | COL-W-OBSOLETE | Col West Obsolete Entities | Safety | Safety Equipment | 45523 |  | davit_base
176 | (S) | Davit Base Leg-1671155AA | COL-YKP-DA-0021S | Davit Arm Assembly with Upper Arm-1671155 | Safety | Safety Equipment | 45523 |  | davit_base
218 | (S) | Davit Base Leg-1671155AA | COL-YKP-DA-0004S | Davit Arm Assembly with Upper Arm-1734509 | Safety | Safety Equipment | 45523 |  | davit_base
34369 | COL-YKP-DA-17106A | Davit Base Leg-17106A | COL-YKP-DA | Davit Arm Assembly | Safety | Safety Equipment |  | DA | davit_base
34370 | COL-YKP-DA-17106A | Davit Base Leg-17106A | COL-YKP-DA-0029S | Davit Arm Assembly with CENTRE BASE-17106 | Safety | Safety Equipment |  | DA | davit_base
9091 | COL-YKP-DA-17106AA | Davit Base Leg-17106AA | COL-YKP-DA | Davit Arm Assembly | Safety | Safety Equipment |  | DA | davit_base
34371 | COL-YKP-DA-17106AA | Davit Base Leg-17106AA | COL-YKP-DA-0029S | Davit Arm Assembly with CENTRE BASE-17106 | Safety | Safety Equipment |  | DA | davit_base
9092 | COL-YKP-DA-1717104 | Davit Base Leg-1717104 | COL-YKP-DA | Davit Arm Assembly | Safety | Safety Equipment |  | DA | davit_base
9093 | COL-YKP-DA-1717104 | Davit Base Leg-1717104 | COL-YKP-DA-0022S | Davit Arm Assembly with CENTRE BASE-150911 | Safety | Safety Equipment |  | DA | davit_base
9094 | COL-YKP-DA-1717105 | Davit Base Leg-1717105 | COL-YKP-DA | Davit Arm Assembly | Safety | Safety Equipment |  | DA | davit_base
9095 | COL-YKP-DA-1717105 | Davit Base Leg-1717105 | COL-YKP-DA-0022S | Davit Arm Assembly with CENTRE BASE-150911 | Safety | Safety Equipment |  | DA | davit_base
9099 | COL-YKP-DA-1724679 | Davit Base Leg-1724679 | COL-YKP-DA-0024S | Davit Arm Assembly with CENTRE BASE-1671129 | Safety | Safety Equipment |  | DA | davit_base
34378 | COL-YKP-DA-1724679 | Davit Base Leg-1724679 | COL-YKP-DA | Davit Arm Assembly | Safety | Safety Equipment |  | DA | davit_base
9100 | COL-YKP-DA-1724680 | Davit Base Leg-1724680 | COL-YKP-DA-0024S | Davit Arm Assembly with CENTRE BASE-1671129 | Safety | Safety Equipment |  | DA | davit_base
34379 | COL-YKP-DA-1724680 | Davit Base Leg-1724680 | COL-YKP-DA | Davit Arm Assembly | Safety | Safety Equipment |  | DA | davit_base
9101 | COL-YKP-DA-1724681 | Davit Base Leg-1724681 | COL-YKP-DA | Davit Arm Assembly | Safety | Safety Equipment |  | DA | davit_base
9102 | COL-YKP-DA-1724681 | Davit Base Leg-1724681 | COL-YKP-DA-0023S | Davit Arm Assembly with Upper Arm-1734510 | Safety | Safety Equipment |  | DA | davit_base
9103 | COL-YKP-DA-1724682 | Davit Base Leg-1724682 | COL-YKP-DA | Davit Arm Assembly | Safety | Safety Equipment |  | DA | davit_base
34380 | COL-YKP-DA-1724682 | Davit Base Leg-1724682 | COL-YKP-DA-0023S | Davit Arm Assembly with Upper Arm-1734510 | Safety | Safety Equipment |  | DA | davit_base
9104 | COL-YKP-DA-1724794 | Davit Base Leg-1724794 | COL-YKP-DA-0019S | Davit Arm Assembly with Upper Arm-1717107 | Safety | Safety Equipment |  | DA | davit_base
34381 | COL-YKP-DA-1724794 | Davit Base Leg-1724794 | COL-YKP-DA | Davit Arm Assembly | Safety | Safety Equipment |  | DA | davit_base
9106 | COL-YKP-DA-1726955 | Davit Base Leg-1726955 | COL-YKP-DA | Davit Arm Assembly | Safety | Safety Equipment |  | DA | davit_base
34383 | COL-YKP-DA-1726955 | Davit Base Leg-1726955 | COL-YKP-DA-0019S | Davit Arm Assembly with Upper Arm-1717107 | Safety | Safety Equipment |  | DA | davit_base
9108 | COL-YKP-DA-1733979 | Davit Base Leg-1733979 | COL-W-OBSOLETE | Col West Obsolete Entities | Safety | Safety Equipment |  | DA | davit_base
9109 | COL-YKP-DA-1733979 | Davit Base Leg-1733979 | COL-YKP-DA | Davit Arm Assembly | Safety | Safety Equipment |  | DA | davit_base
34387 | COL-YKP-DA-1733979 | Davit Base Leg-1733979 | COL-YKP-DA-0020S | Davit Arm Assembly with Upper Arm-1683826 | Safety | Safety Equipment |  | DA | davit_base
34392 | COL-YKP-DA-1734511A(S) | Davit Base Leg-1734511A | COL-W-OBSOLETE | Col West Obsolete Entities | Safety | Safety Equipment | 45519 | DA | davit_base
34393 | COL-YKP-DA-1734511A(S) | Davit Base Leg-1734511A | COL-YKP-DA-0009S | Davit Arm Assembly with Upper Arm-1734511 | Safety | Safety Equipment | 45519 | DA | davit_base
34394 | COL-YKP-DA-1734511AA(S) | Davit Base Leg-1734511AA | COL-W-OBSOLETE | Col West Obsolete Entities | Safety | Safety Equipment | 45520 | DA | davit_base
34395 | COL-YKP-DA-1734511AA(S) | Davit Base Leg-1734511AA | COL-YKP-DA-0009S | Davit Arm Assembly with Upper Arm-1734511 | Safety | Safety Equipment | 45520 | DA | davit_base
9117 | COL-YKP-DA-1734512 | Davit Base Leg-1734512 | COL-YKP-DA | Davit Arm Assembly | Safety | Safety Equipment |  | DA | davit_base
9118 | COL-YKP-DA-1734512 | Davit Base Leg-1734512 | COL-YKP-DA-0010S | Davit Arm Assembly with Upper Arm-11553 | Safety | Safety Equipment |  | DA | davit_base
34396 | COL-YKP-DA-1734513 | Davit Base Leg-1734513 | COL-YKP-DA | Davit Arm Assembly | Safety | Safety Equipment |  | DA | davit_base
34397 | COL-YKP-DA-1734513 | Davit Base Leg-1734513 | COL-YKP-DA-0013S | Davit Arm Assembly with Upper Arm-151117 | Safety | Safety Equipment |  | DA | davit_base
34402 | COL-YKP-DA-183128 | Davit Base Leg-183128 | COL-YKP-DA | Davit Arm Assembly | Safety | Safety Equipment |  | DA | davit_base
9125 | COL-YKP-DA-187987 | Davit Base Leg-187987 | COL-YKP-DA | Davit Arm Assembly | Safety | Safety Equipment |  | DA | davit_base
9126 | COL-YKP-DA-187989 | Davit Base Leg-187989 | COL-YKP-DA | Davit Arm Assembly | Safety | Safety Equipment |  | DA | davit_base
9127 | COL-YKP-DA-187990 | Davit Base Leg-187990 | COL-YKP-DA | Davit Arm Assembly | Safety | Safety Equipment |  | DA | davit_base
9129 | COL-YKP-DA-193136 | Davit Base Leg-193136 | COL-YKP-DA | Davit Arm Assembly | Safety | Safety Equipment |  | DA | davit_base
34404 | COL-YKP-DA-193137 | Davit Base Leg-193137 | COL-YKP-DA | Davit Arm Assembly | Safety | Safety Equipment |  | DA | davit_base
9139 | COL-YKP-DA-202576 | Davit Base Leg-202576 | COL-YKP-DA | Davit Arm Assembly | Safety | Safety Equipment |  | DA | davit_base
9140 | COL-YKP-DA-202576 | Davit Base Leg-202576 | COL-YKP-DA-0025S | Davit Arm Assembly with CENTRE BASE-150861 | Safety | Safety Equipment |  | DA | davit_base
34409 | COL-YKP-DA-202577 | Davit Base Leg-202577 | COL-YKP-DA | Davit Arm Assembly | Safety | Safety Equipment |  | DA | davit_base
9141 | COL-YKP-DA-211170 | Davit Base Leg-211170 | COL-YKP-DA | Davit Arm Assembly | Safety | Safety Equipment |  | DA | davit_base
34410 | COL-YKP-DA-211171 | Davit Base Leg-211171 | COL-YKP-DA | Davit Arm Assembly | Safety | Safety Equipment |  | DA | davit_base
8955 | COL-YKP-DA-108722 | Davit Centre Base-108722 | COL-YKP-DA | Davit Arm Assembly | Safety | Safety Equipment |  | DA | davit_base
8956 | COL-YKP-DA-108722 | Davit Centre Base-108722 | COL-YKP-DA-0015S | Davit Arm Assembly with Upper Arm-1671130 | Safety | Safety Equipment |  | DA | davit_base
8958 | COL-YKP-DA-110655 | Davit Centre Base-110655 | COL-YKP-DA | Davit Arm Assembly | Safety | Safety Equipment |  | DA | davit_base
33662 | COL-YKP-DA-110655 | Davit Centre Base-110655 | COL-YKP-DA-0006S | Davit Arm Assembly with Upper Arm-111966 | Safety | Safety Equipment |  | DA | davit_base
33663 | COL-YKP-DA-110664 | Davit Centre Base-110664 | COL-YKP-DA | Davit Arm Assembly | Safety | Safety Equipment |  | DA | davit_base
33664 | COL-YKP-DA-110664 | Davit Centre Base-110664 | COL-YKP-DA-0026S | Davit Arm Assembly with CENTRE BASE-110664 | Safety | Safety Equipment |  | DA | davit_base
8969 | COL-YKP-DA-11706 | Davit Centre Base-11706 | COL-YKP-DA-0017S | Davit Arm Assembly with Upper Arm-153465 | Safety | Safety Equipment |  | DA | davit_base
33679 | COL-YKP-DA-11706 | Davit Centre Base-11706 | COL-YKP-DA | Davit Arm Assembly | Safety | Safety Equipment |  | DA | davit_base
8970 | COL-YKP-DA-11713 | Davit Centre Base-11713 | COL-YKP-DA | Davit Arm Assembly | Safety | Safety Equipment |  | DA | davit_base
8971 | COL-YKP-DA-11713 | Davit Centre Base-11713 | COL-YKP-DA-0013S | Davit Arm Assembly with Upper Arm-151117 | Safety | Safety Equipment |  | DA | davit_base
8981 | COL-YKP-DA-150854 | Davit Centre Base-150854 | COL-YKP-DA | Davit Arm Assembly | Safety | Safety Equipment |  | DA | davit_base
8982 | COL-YKP-DA-150854 | Davit Centre Base-150854 | COL-YKP-DA-0023S | Davit Arm Assembly with Upper Arm-1734510 | Safety | Safety Equipment |  | DA | davit_base
8983 | COL-YKP-DA-150856 | Davit Centre Base-150856 | COL-YKP-DA-0010S | Davit Arm Assembly with Upper Arm-11553 | Safety | Safety Equipment |  | DA | davit_base
34124 | COL-YKP-DA-150856 | Davit Centre Base-150856 | COL-YKP-DA | Davit Arm Assembly | Safety | Safety Equipment |  | DA | davit_base
8984 | COL-YKP-DA-150860 | Davit Centre Base-150860 | COL-YKP-DA-0005S | Davit Arm Assembly with Upper Arm-150959 | Safety | Safety Equipment |  | DA | davit_base
8985 | COL-YKP-DA-150860 | Davit Centre Base-150860 | COL-YKP-DA-0021S | Davit Arm Assembly with Upper Arm-1671155 | Safety | Safety Equipment |  | DA | davit_base
34125 | COL-YKP-DA-150860 | Davit Centre Base-150860 | COL-YKP-DA | Davit Arm Assembly | Safety | Safety Equipment |  | DA | davit_base
34126 | COL-YKP-DA-150860 | Davit Centre Base-150860 | COL-YKP-DA-0004S | Davit Arm Assembly with Upper Arm-1734509 | Safety | Safety Equipment |  | DA | davit_base
8986 | COL-YKP-DA-150861 | Davit Centre Base-150861 | COL-YKP-DA | Davit Arm Assembly | Safety | Safety Equipment |  | DA | davit_base
8987 | COL-YKP-DA-150861 | Davit Centre Base-150861 | COL-YKP-DA-0025S | Davit Arm Assembly with CENTRE BASE-150861 | Safety | Safety Equipment |  | DA | davit_base
8988 | COL-YKP-DA-150911 | Davit Centre Base-150911 | COL-YKP-DA-0022S | Davit Arm Assembly with CENTRE BASE-150911 | Safety | Safety Equipment |  | DA | davit_base
34127 | COL-YKP-DA-150911 | Davit Centre Base-150911 | COL-YKP-DA | Davit Arm Assembly | Safety | Safety Equipment |  | DA | davit_base
9060 | COL-YKP-DA-1671129 | Davit Centre Base-1671129 | COL-YKP-DA-0024S | Davit Arm Assembly with CENTRE BASE-1671129 | Safety | Safety Equipment |  | DA | davit_base
34149 | COL-YKP-DA-1671129 | Davit Centre Base-1671129 | COL-YKP-DA | Davit Arm Assembly | Safety | Safety Equipment |  | DA | davit_base
9070 | COL-YKP-DA-1671156 | Davit Centre Base-1671156 | COL-YKP-DA-0002S | Davit Arm Assembly with Upper Arm-16072 | Safety | Safety Equipment |  | DA | davit_base
34165 | COL-YKP-DA-1671156 | Davit Centre Base-1671156 | COL-YKP-DA | Davit Arm Assembly | Safety | Safety Equipment |  | DA | davit_base
9071 | COL-YKP-DA-1683819 | Davit Centre Base-1683819 | COL-YKP-DA | Davit Arm Assembly | Safety | Safety Equipment |  | DA | davit_base
9072 | COL-YKP-DA-1683819 | Davit Centre Base-1683819 | COL-YKP-DA-0019S | Davit Arm Assembly with Upper Arm-1717107 | Safety | Safety Equipment |  | DA | davit_base
9079 | COL-YKP-DA-1697333 | Davit Centre Base-1697333 | COL-YKP-DA-0009S | Davit Arm Assembly with Upper Arm-1734511 | Safety | Safety Equipment |  | DA | davit_base
34172 | COL-YKP-DA-1697333 | Davit Centre Base-1697333 | COL-YKP-DA | Davit Arm Assembly | Safety | Safety Equipment |  | DA | davit_base
34366 | COL-YKP-DA-17103 | Davit Centre Base-17103 | COL-YKP-DA | Davit Arm Assembly | Safety | Safety Equipment |  | DA | davit_base
34367 | COL-YKP-DA-17103 | Davit Centre Base-17103 | COL-YKP-DA-0016S | Davit Arm Assembly with Upper Arm-110675 | Safety | Safety Equipment |  | DA | davit_base
9089 | COL-YKP-DA-17106 | Davit Centre Base-17106 | COL-YKP-DA | Davit Arm Assembly | Safety | Safety Equipment |  | DA | davit_base
9090 | COL-YKP-DA-17106 | Davit Centre Base-17106 | COL-YKP-DA-0029S | Davit Arm Assembly with CENTRE BASE-17106 | Safety | Safety Equipment |  | DA | davit_base
9138 | COL-YKP-DA-202570 | Davit Centre Base-202570 | COL-YKP-DA | Davit Arm Assembly | Safety | Safety Equipment |  | DA | davit_base
34781 | COL-YKP-DA-7514 | Davit Centre Base-7514 | COL-YKP-DA | Davit Arm Assembly | Safety | Safety Equipment |  | DA | davit_base
34782 | COL-YKP-DA-7514 | Davit Centre Base-7514 | COL-YKP-DA-0014S | Davit Arm Assembly with Upper Arm-1731955 | Safety | Safety Equipment |  | DA | davit_base
34166 | COL-YKP-DA-1683824 | Davit Mast - 1683824 | COL-YKP-DA | Davit Arm Assembly | Safety | Safety Equipment |  | DA | davit_base
9121 | COL-YKP-DA-1734518 | Davit Mast - 1734518 | COL-YKP-DA | Davit Arm Assembly | Safety | Safety Equipment |  | DA | davit_base
9122 | COL-YKP-DA-187984 | Davit Mast - 187984 | COL-YKP-DA | Davit Arm Assembly | Safety | Safety Equipment |  | DA | davit_base
9123 | COL-YKP-DA-187985 | Davit Mast - 187985 | COL-YKP-DA | Davit Arm Assembly | Safety | Safety Equipment |  | DA | davit_base
34405 | COL-YKP-DA-193138 | Davit Mast - 193138 | COL-YKP-DA | Davit Arm Assembly | Safety | Safety Equipment |  | DA | davit_base
9134 | COL-YKP-DA-193157 | Davit Mast - 193157 | COL-YKP-DA | Davit Arm Assembly | Safety | Safety Equipment |  | DA | davit_base
9137 | COL-YKP-DA-199920 | Davit Mast - 199920 | COL-YKP-DA | Davit Arm Assembly | Safety | Safety Equipment |  | DA | davit_base
9142 | COL-YKP-DA-213789 | Davit Mast - 213789 | COL-YKP-DA | Davit Arm Assembly | Safety | Safety Equipment |  | DA | davit_base
9143 | COL-YKP-DA-215794 | Davit Mast - 215794 | COL-YKP-DA | Davit Arm Assembly | Safety | Safety Equipment |  | DA | davit_base
9115 | COL-YKP-DA-1734510A(S) | Davit Mast (45" )-1734510A | COL-YKP-DA-0023S | Davit Arm Assembly with Upper Arm-1734510 | Safety | Safety Equipment | 46008 | DA | davit_base
34390 | COL-YKP-DA-1734510A(S) | Davit Mast (45" )-1734510A | COL-W-OBSOLETE | Col West Obsolete Entities | Safety | Safety Equipment | 46008 | DA | davit_base
34161 | COL-YKP-DA-1671151 | Davit Mast (45") -1671151 | COL-YKP-DA | Davit Arm Assembly | Safety | Safety Equipment |  | DA | davit_base
34162 | COL-YKP-DA-1671151 | Davit Mast (45") -1671151 | COL-YKP-DA-0007S | Davit Arm Assembly with Upper Arm-150960 | Safety | Safety Equipment |  | DA | davit_base
9085 | COL-YKP-DA-1710024 | Davit Mast (45")-1710024 | COL-W-OBSOLETE | Col West Obsolete Entities | Safety | Safety Equipment |  | DA | davit_base
34364 | COL-YKP-DA-1710024 | Davit Mast (45")-1710024 | COL-YKP-DA | Davit Arm Assembly | Safety | Safety Equipment |  | DA | davit_base
34365 | COL-YKP-DA-1710024 | Davit Mast (45")-1710024 | COL-YKP-DA-0011S | Davit Arm Assembly with Upper Arm-1671146 | Safety | Safety Equipment |  | DA | davit_base
9124 | COL-YKP-DA-187986 | Davit Mast (45")-187986 | COL-YKP-DA | Davit Arm Assembly | Safety | Safety Equipment |  | DA | davit_base
34412 | COL-YKP-DA-33019S | Davit Mast (45")-33019 | COL-W-OBSOLETE | Col West Obsolete Entities | Safety | Safety Equipment | 45529 | DA | davit_base
34413 | COL-YKP-DA-33019S | Davit Mast (45")-33019 | COL-YKP-DA-0010S | Davit Arm Assembly with Upper Arm-11553 | Safety | Safety Equipment | 45529 | DA | davit_base
8967 | COL-YKP-DA-112711 | Davit Mast -112711 | COL-YKP-DA-0025S | Davit Arm Assembly with CENTRE BASE-150861 | Safety | Safety Equipment |  | DA | davit_base
33677 | COL-YKP-DA-112711 | Davit Mast -112711 | COL-YKP-DA | Davit Arm Assembly | Safety | Safety Equipment |  | DA | davit_base
9058 | COL-YKP-DA-16111 | Davit Mast -16111 | COL-YKP-DA | Davit Arm Assembly | Safety | Safety Equipment |  | DA | davit_base
34146 | COL-YKP-DA-16111 | Davit Mast -16111 | COL-YKP-DA-0008S | Davit Arm Assembly with Upper Davit-35408 | Safety | Safety Equipment |  | DA | davit_base
34151 | COL-YKP-DA-1671132 | Davit Mast -1671132 | COL-YKP-DA | Davit Arm Assembly | Safety | Safety Equipment |  | DA | davit_base
34152 | COL-YKP-DA-1671132 | Davit Mast -1671132 | COL-YKP-DA-0027S | Davit Arm Assembly with Upper Arm-110678 | Safety | Safety Equipment |  | DA | davit_base
9062 | COL-YKP-DA-1671136 | Davit Mast -1671136 | COL-YKP-DA-0006S | Davit Arm Assembly with Upper Arm-111966 | Safety | Safety Equipment |  | DA | davit_base
34153 | COL-YKP-DA-1671136 | Davit Mast -1671136 | COL-W-OBSOLETE | Col West Obsolete Entities | Safety | Safety Equipment |  | DA | davit_base
34154 | COL-YKP-DA-1671136 | Davit Mast -1671136 | COL-YKP-DA | Davit Arm Assembly | Safety | Safety Equipment |  | DA | davit_base
9064 | COL-YKP-DA-1671143 | Davit Mast -1671143 | COL-W-OBSOLETE | Col West Obsolete Entities | Safety | Safety Equipment |  | DA | davit_base
9065 | COL-YKP-DA-1671143 | Davit Mast -1671143 | COL-YKP-DA-0021S | Davit Arm Assembly with Upper Arm-1671155 | Safety | Safety Equipment |  | DA | davit_base
34156 | COL-YKP-DA-1671143 | Davit Mast -1671143 | COL-YKP-DA | Davit Arm Assembly | Safety | Safety Equipment |  | DA | davit_base
34157 | COL-YKP-DA-1671145S | Davit Mast -1671145 | COL-W-OBSOLETE | Col West Obsolete Entities | Safety | Safety Equipment | 45997 | DA | davit_base
34158 | COL-YKP-DA-1671145S | Davit Mast -1671145 | COL-YKP-DA-0028S | Davit Arm Assembly with Upper Arm-1657 | Safety | Safety Equipment | 45997 | DA | davit_base
9074 | COL-YKP-DA-1683828 | Davit Mast -1683828 | COL-YKP-DA | Davit Arm Assembly | Safety | Safety Equipment |  | DA | davit_base
34168 | COL-YKP-DA-1683828 | Davit Mast -1683828 | COL-YKP-DA-0001S | Davit Arm Assembly with Upper Arm-110677 | Safety | Safety Equipment |  | DA | davit_base
9080 | COL-YKP-DA-1697334 | Davit Mast -1697334 | COL-YKP-DA | Davit Arm Assembly | Safety | Safety Equipment |  | DA | davit_base
34173 | COL-YKP-DA-1697334 | Davit Mast -1697334 | COL-YKP-DA-0003S | Davit Arm Assembly with Upper Arm-1671137 | Safety | Safety Equipment |  | DA | davit_base
34372 | COL-YKP-DA-1717106 | Davit Mast -1717106 | COL-YKP-DA | Davit Arm Assembly | Safety | Safety Equipment |  | DA | davit_base
34373 | COL-YKP-DA-1717106 | Davit Mast -1717106 | COL-YKP-DA-0009S | Davit Arm Assembly with Upper Arm-1734511 | Safety | Safety Equipment |  | DA | davit_base
34385 | COL-YKP-DA-1733978 | Davit Mast -1733978 | COL-YKP-DA | Davit Arm Assembly | Safety | Safety Equipment |  | DA | davit_base
34386 | COL-YKP-DA-1733978 | Davit Mast -1733978 | COL-YKP-DA-0015S | Davit Arm Assembly with Upper Arm-1671130 | Safety | Safety Equipment |  | DA | davit_base
9131 | COL-YKP-DA-193141 | Davit Mast -193141 | COL-YKP-DA | Davit Arm Assembly | Safety | Safety Equipment |  | DA | davit_base
9132 | COL-YKP-DA-193142 | Davit Mast -193142 | COL-YKP-DA | Davit Arm Assembly | Safety | Safety Equipment |  | DA | davit_base
34407 | COL-YKP-DA-193142 | Davit Mast -193142 | COL-YKP-DA-0006S | Davit Arm Assembly with Upper Arm-111966 | Safety | Safety Equipment |  | DA | davit_base
34411 | COL-YKP-DA-211172 | Davit Mast -211172 | COL-YKP-DA | Davit Arm Assembly | Safety | Safety Equipment |  | DA | davit_base
9148 | COL-YKP-DA-7329S | Davit Mast -7329 | COL-YKP-DA-0002S | Davit Arm Assembly with Upper Arm-16072 | Safety | Safety Equipment | 45518 | DA | davit_base
34415 | COL-YKP-DA-7329S | Davit Mast -7329 | COL-W-OBSOLETE | Col West Obsolete Entities | Safety | Safety Equipment | 45518 | DA | davit_base
9076 | COL-YKP-DA-1697326 | Davit Mast-1697326 | COL-YKP-DA | Davit Arm Assembly | Safety | Safety Equipment |  | DA | davit_base
9077 | COL-YKP-DA-1697326 | Davit Mast-1697326 | COL-YKP-DA-0014S | Davit Arm Assembly with Upper Arm-1731955 | Safety | Safety Equipment |  | DA | davit_base
9078 | COL-YKP-DA-1697328 | Davit Mast-1697328 | COL-YKP-DA | Davit Arm Assembly | Safety | Safety Equipment |  | DA | davit_base
34171 | COL-YKP-DA-1697329 | Davit Mast-1697329 | COL-YKP-DA | Davit Arm Assembly | Safety | Safety Equipment |  | DA | davit_base
9081 | COL-YKP-DA-1697335S | Davit Mast-1697335 | COL-YKP-DA-0016S | Davit Arm Assembly with Upper Arm-110675 | Safety | Safety Equipment | 46002 | DA | davit_base
34174 | COL-YKP-DA-1697335S | Davit Mast-1697335 | COL-W-OBSOLETE | Col West Obsolete Entities | Safety | Safety Equipment | 46002 | DA | davit_base
9082 | COL-YKP-DA-1710019S | Davit Mast-1710019 | COL-YKP-DA-0004S | Davit Arm Assembly with Upper Arm-1734509 | Safety | Safety Equipment | 45527 | DA | davit_base
34175 | COL-YKP-DA-1710019S | Davit Mast-1710019 | COL-W-OBSOLETE | Col West Obsolete Entities | Safety | Safety Equipment | 45527 | DA | davit_base
34363 | COL-YKP-DA-1710019S | Davit Mast-1710019 | COL-YKP-DA-0005S | Davit Arm Assembly with Upper Arm-150959 | Safety | Safety Equipment | 45527 | DA | davit_base
9083 | COL-YKP-DA-1710020 | Davit Mast-1710020 | COL-YKP-DA | Davit Arm Assembly | Safety | Safety Equipment |  | DA | davit_base
9084 | COL-YKP-DA-1710020 | Davit Mast-1710020 | COL-YKP-DA-0005S | Davit Arm Assembly with Upper Arm-150959 | Safety | Safety Equipment |  | DA | davit_base
34375 | COL-YKP-DA-1717107A(S) | Davit Mast-1717107A | COL-W-OBSOLETE | Col West Obsolete Entities | Safety | Safety Equipment | 46004 | DA | davit_base
34376 | COL-YKP-DA-1717107A(S) | Davit Mast-1717107A | COL-YKP-DA-0019S | Davit Arm Assembly with Upper Arm-1717107 | Safety | Safety Equipment | 46004 | DA | davit_base
9105 | COL-YKP-DA-1726954S | Davit Mast-1726954 | COL-YKP-DA-0013S | Davit Arm Assembly with Upper Arm-151117 | Safety | Safety Equipment | 45994 | DA | davit_base
34382 | COL-YKP-DA-1726954S | Davit Mast-1726954 | COL-W-OBSOLETE | Col West Obsolete Entities | Safety | Safety Equipment | 45994 | DA | davit_base
9110 | COL-YKP-DA-1733980 | Davit Mast-1733980 | COL-YKP-DA | Davit Arm Assembly | Safety | Safety Equipment |  | DA | davit_base
9111 | COL-YKP-DA-1733980 | Davit Mast-1733980 | COL-YKP-DA-0020S | Davit Arm Assembly with Upper Arm-1683826 | Safety | Safety Equipment |  | DA | davit_base
9119 | COL-YKP-DA-1734514 | Davit Mast-1734514 | COL-W-OBSOLETE | Col West Obsolete Entities | Safety | Safety Equipment |  | DA | davit_base
9120 | COL-YKP-DA-1734514 | Davit Mast-1734514 | COL-YKP-DA | Davit Arm Assembly | Safety | Safety Equipment |  | DA | davit_base
34398 | COL-YKP-DA-1734514 | Davit Mast-1734514 | COL-YKP-DA-0012S | Davit Arm Assembly with Upper Arm-1723241 | Safety | Safety Equipment |  | DA | davit_base
34399 | COL-YKP-DA-1734519 | Davit Mast-1734519 | COL-YKP-DA | Davit Arm Assembly | Safety | Safety Equipment |  | DA | davit_base
34400 | COL-YKP-DA-1734519 | Davit Mast-1734519 | COL-YKP-DA-0017S | Davit Arm Assembly with Upper Arm-153465 | Safety | Safety Equipment |  | DA | davit_base
9067 | COL-YKP-DA-1671155 | Davit Upper Arm- 1671155 | COL-W-OBSOLETE | Col West Obsolete Entities | Safety | Safety Equipment |  | DA | davit_base
9068 | COL-YKP-DA-1671155 | Davit Upper Arm- 1671155 | COL-YKP-DA-0021S | Davit Arm Assembly with Upper Arm-1671155 | Safety | Safety Equipment |  | DA | http://www.toronto.ca/TWONTO#fall_arrest_Davit_arm
34163 | COL-YKP-DA-1671155 | Davit Upper Arm- 1671155 | COL-YKP-DA | Davit Arm Assembly | Safety | Safety Equipment |  | DA | http://www.toronto.ca/TWONTO#fall_arrest_Davit_arm
8959 | COL-YKP-DA-110675(S) | Davit Upper Arm-110675 | COL-W-OBSOLETE | Col West Obsolete Entities | Safety | Safety Equipment | 45999 | DA | http://www.toronto.ca/TWONTO#fall_arrest_Davit_arm
33665 | COL-YKP-DA-110675(S) | Davit Upper Arm-110675 | COL-YKP-DA-0016S | Davit Arm Assembly with Upper Arm-110675 | Safety | Safety Equipment | 45999 | DA | http://www.toronto.ca/TWONTO#fall_arrest_Davit_arm
8963 | COL-YKP-DA-110677S | Davit Upper Arm-110677 | COL-YKP-DA-0001S | Davit Arm Assembly with Upper Arm-110677 | Safety | Safety Equipment | 45995 | DA | http://www.toronto.ca/TWONTO#fall_arrest_Davit_arm
33667 | COL-YKP-DA-110677S | Davit Upper Arm-110677 | COL-W-OBSOLETE | Col West Obsolete Entities | Safety | Safety Equipment | 45995 | DA | http://www.toronto.ca/TWONTO#fall_arrest_Davit_arm
33668 | COL-YKP-DA-110678 | Davit Upper Arm-110678 | COL-YKP-DA | Davit Arm Assembly | Safety | Safety Equipment |  | DA | http://www.toronto.ca/TWONTO#fall_arrest_Davit_arm
33669 | COL-YKP-DA-110678 | Davit Upper Arm-110678 | COL-YKP-DA-0027S | Davit Arm Assembly with Upper Arm-110678 | Safety | Safety Equipment |  | DA | http://www.toronto.ca/TWONTO#fall_arrest_Davit_arm
8964 | COL-YKP-DA-111966 | Davit Upper Arm-111966 | COL-YKP-DA | Davit Arm Assembly | Safety | Safety Equipment |  | DA | http://www.toronto.ca/TWONTO#fall_arrest_Davit_arm
33674 | COL-YKP-DA-111966 | Davit Upper Arm-111966 | COL-YKP-DA-0006S | Davit Arm Assembly with Upper Arm-111966 | Safety | Safety Equipment |  | DA | http://www.toronto.ca/TWONTO#fall_arrest_Davit_arm
8968 | COL-YKP-DA-11553 | Davit Upper Arm-11553 | COL-YKP-DA-0010S | Davit Arm Assembly with Upper Arm-11553 | Safety | Safety Equipment |  | DA | http://www.toronto.ca/TWONTO#fall_arrest_Davit_arm
33678 | COL-YKP-DA-11553 | Davit Upper Arm-11553 | COL-YKP-DA | Davit Arm Assembly | Safety | Safety Equipment |  | DA | http://www.toronto.ca/TWONTO#fall_arrest_Davit_arm
8989 | COL-YKP-DA-150959 | Davit Upper Arm-150959 | COL-YKP-DA-0005S | Davit Arm Assembly with Upper Arm-150959 | Safety | Safety Equipment |  | DA | http://www.toronto.ca/TWONTO#fall_arrest_Davit_arm
34128 | COL-YKP-DA-150959 | Davit Upper Arm-150959 | COL-YKP-DA | Davit Arm Assembly | Safety | Safety Equipment |  | DA | http://www.toronto.ca/TWONTO#fall_arrest_Davit_arm
8990 | COL-YKP-DA-150960 | Davit Upper Arm-150960 | COL-YKP-DA | Davit Arm Assembly | Safety | Safety Equipment |  | DA | http://www.toronto.ca/TWONTO#fall_arrest_Davit_arm
34129 | COL-YKP-DA-150960 | Davit Upper Arm-150960 | COL-YKP-DA-0007S | Davit Arm Assembly with Upper Arm-150960 | Safety | Safety Equipment |  | DA | http://www.toronto.ca/TWONTO#fall_arrest_Davit_arm
8992 | COL-YKP-DA-151117S | Davit Upper Arm-151117 | COL-YKP-DA-0013S | Davit Arm Assembly with Upper Arm-151117 | Safety | Safety Equipment | 45993 | DA | http://www.toronto.ca/TWONTO#fall_arrest_Davit_arm
34140 | COL-YKP-DA-151117S | Davit Upper Arm-151117 | COL-W-OBSOLETE | Col West Obsolete Entities | Safety | Safety Equipment | 45993 | DA | http://www.toronto.ca/TWONTO#fall_arrest_Davit_arm
8994 | COL-YKP-DA-153465 | Davit Upper Arm-153465 | COL-YKP-DA | Davit Arm Assembly | Safety | Safety Equipment |  | DA | http://www.toronto.ca/TWONTO#fall_arrest_Davit_arm
8995 | COL-YKP-DA-153465 | Davit Upper Arm-153465 | COL-YKP-DA-0017S | Davit Arm Assembly with Upper Arm-153465 | Safety | Safety Equipment |  | DA | http://www.toronto.ca/TWONTO#fall_arrest_Davit_arm
9057 | COL-YKP-DA-16072S | Davit Upper Arm-16072 | COL-W-OBSOLETE | Col West Obsolete Entities | Safety | Safety Equipment | 45516 | DA | http://www.toronto.ca/TWONTO#fall_arrest_Davit_arm
34145 | COL-YKP-DA-16072S | Davit Upper Arm-16072 | COL-YKP-DA-0002S | Davit Arm Assembly with Upper Arm-16072 | Safety | Safety Equipment | 45516 | DA | http://www.toronto.ca/TWONTO#fall_arrest_Davit_arm
9059 | COL-YKP-DA-1657S | Davit Upper Arm-1657 | COL-W-OBSOLETE | Col West Obsolete Entities | Safety | Safety Equipment | 45996 | DA | http://www.toronto.ca/TWONTO#fall_arrest_Davit_arm
34147 | COL-YKP-DA-1657S | Davit Upper Arm-1657 | COL-YKP-DA-0001S | Davit Arm Assembly with Upper Arm-110677 | Safety | Safety Equipment | 45996 | DA | http://www.toronto.ca/TWONTO#fall_arrest_Davit_arm
34148 | COL-YKP-DA-1657S | Davit Upper Arm-1657 | COL-YKP-DA-0028S | Davit Arm Assembly with Upper Arm-1657 | Safety | Safety Equipment | 45996 | DA | http://www.toronto.ca/TWONTO#fall_arrest_Davit_arm
9061 | COL-YKP-DA-1671130(S) | Davit Upper Arm-1671130 | COL-W-OBSOLETE | Col West Obsolete Entities | Safety | Safety Equipment | 46011 | DA | http://www.toronto.ca/TWONTO#fall_arrest_Davit_arm
34150 | COL-YKP-DA-1671130(S) | Davit Upper Arm-1671130 | COL-YKP-DA-0015S | Davit Arm Assembly with Upper Arm-1671130 | Safety | Safety Equipment | 46011 | DA | http://www.toronto.ca/TWONTO#fall_arrest_Davit_arm
9063 | COL-YKP-DA-1671137 | Davit Upper Arm-1671137 | COL-YKP-DA-0003S | Davit Arm Assembly with Upper Arm-1671137 | Safety | Safety Equipment |  | DA | http://www.toronto.ca/TWONTO#fall_arrest_Davit_arm
34155 | COL-YKP-DA-1671137 | Davit Upper Arm-1671137 | COL-YKP-DA | Davit Arm Assembly | Safety | Safety Equipment |  | DA | http://www.toronto.ca/TWONTO#fall_arrest_Davit_arm
9066 | COL-YKP-DA-1671146 | Davit Upper Arm-1671146 | COL-YKP-DA | Davit Arm Assembly | Safety | Safety Equipment |  | DA | http://www.toronto.ca/TWONTO#fall_arrest_Davit_arm
34159 | COL-YKP-DA-1671146 | Davit Upper Arm-1671146 | COL-W-OBSOLETE | Col West Obsolete Entities | Safety | Safety Equipment |  | DA | http://www.toronto.ca/TWONTO#fall_arrest_Davit_arm
34160 | COL-YKP-DA-1671146 | Davit Upper Arm-1671146 | COL-YKP-DA-0011S | Davit Arm Assembly with Upper Arm-1671146 | Safety | Safety Equipment |  | DA | http://www.toronto.ca/TWONTO#fall_arrest_Davit_arm
9073 | COL-YKP-DA-1683826 | Davit Upper Arm-1683826 | COL-YKP-DA-0020S | Davit Arm Assembly with Upper Arm-1683826 | Safety | Safety Equipment |  | DA | http://www.toronto.ca/TWONTO#fall_arrest_Davit_arm
34167 | COL-YKP-DA-1683826 | Davit Upper Arm-1683826 | COL-YKP-DA | Davit Arm Assembly | Safety | Safety Equipment |  | DA | http://www.toronto.ca/TWONTO#fall_arrest_Davit_arm
9096 | COL-YKP-DA-1717107 | Davit Upper Arm-1717107 | COL-YKP-DA | Davit Arm Assembly | Safety | Safety Equipment |  | DA | http://www.toronto.ca/TWONTO#fall_arrest_Davit_arm
34374 | COL-YKP-DA-1717107 | Davit Upper Arm-1717107 | COL-YKP-DA-0019S | Davit Arm Assembly with Upper Arm-1717107 | Safety | Safety Equipment |  | DA | http://www.toronto.ca/TWONTO#fall_arrest_Davit_arm
9097 | COL-YKP-DA-1723241 | Davit Upper Arm-1723241 | COL-W-OBSOLETE | Col West Obsolete Entities | Safety | Safety Equipment |  | DA | http://www.toronto.ca/TWONTO#fall_arrest_Davit_arm
9098 | COL-YKP-DA-1723241 | Davit Upper Arm-1723241 | COL-YKP-DA-0012S | Davit Arm Assembly with Upper Arm-1723241 | Safety | Safety Equipment |  | DA | http://www.toronto.ca/TWONTO#fall_arrest_Davit_arm
34377 | COL-YKP-DA-1723241 | Davit Upper Arm-1723241 | COL-YKP-DA | Davit Arm Assembly | Safety | Safety Equipment |  | DA | http://www.toronto.ca/TWONTO#fall_arrest_Davit_arm
9107 | COL-YKP-DA-1731955 | Davit Upper Arm-1731955 | COL-YKP-DA-0014S | Davit Arm Assembly with Upper Arm-1731955 | Safety | Safety Equipment |  | DA | http://www.toronto.ca/TWONTO#fall_arrest_Davit_arm
34384 | COL-YKP-DA-1731955 | Davit Upper Arm-1731955 | COL-YKP-DA | Davit Arm Assembly | Safety | Safety Equipment |  | DA | http://www.toronto.ca/TWONTO#fall_arrest_Davit_arm
9112 | COL-YKP-DA-1734509 | Davit Upper Arm-1734509 | COL-YKP-DA | Davit Arm Assembly | Safety | Safety Equipment |  | DA | http://www.toronto.ca/TWONTO#fall_arrest_Davit_arm
9113 | COL-YKP-DA-1734509 | Davit Upper Arm-1734509 | COL-YKP-DA-0004S | Davit Arm Assembly with Upper Arm-1734509 | Safety | Safety Equipment |  | DA | http://www.toronto.ca/TWONTO#fall_arrest_Davit_arm
34388 | COL-YKP-DA-1734509 | Davit Upper Arm-1734509 | COL-YKP-DA-0005S | Davit Arm Assembly with Upper Arm-150959 | Safety | Safety Equipment |  | DA | http://www.toronto.ca/TWONTO#fall_arrest_Davit_arm
9114 | COL-YKP-DA-1734510(S) | Davit Upper Arm-1734510 | COL-W-OBSOLETE | Col West Obsolete Entities | Safety | Safety Equipment | 46010 | DA | http://www.toronto.ca/TWONTO#fall_arrest_Davit_arm
34389 | COL-YKP-DA-1734510(S) | Davit Upper Arm-1734510 | COL-YKP-DA-0023S | Davit Arm Assembly with Upper Arm-1734510 | Safety | Safety Equipment | 46010 | DA | http://www.toronto.ca/TWONTO#fall_arrest_Davit_arm
9116 | COL-YKP-DA-1734511 | Davit Upper Arm-1734511 | COL-YKP-DA | Davit Arm Assembly | Safety | Safety Equipment |  | DA | http://www.toronto.ca/TWONTO#fall_arrest_Davit_arm
34391 | COL-YKP-DA-1734511 | Davit Upper Arm-1734511 | COL-YKP-DA-0009S | Davit Arm Assembly with Upper Arm-1734511 | Safety | Safety Equipment |  | DA | http://www.toronto.ca/TWONTO#fall_arrest_Davit_arm
34401 | COL-YKP-DA-183127 | Davit Upper Arm-183127 | COL-YKP-DA | Davit Arm Assembly | Safety | Safety Equipment |  | DA | http://www.toronto.ca/TWONTO#fall_arrest_Davit_arm
9128 | COL-YKP-DA-187991 | Davit Upper Arm-187991 | COL-YKP-DA | Davit Arm Assembly | Safety | Safety Equipment |  | DA | http://www.toronto.ca/TWONTO#fall_arrest_Davit_arm
34403 | COL-YKP-DA-187992 | Davit Upper Arm-187992 | COL-YKP-DA | Davit Arm Assembly | Safety | Safety Equipment |  | DA | http://www.toronto.ca/TWONTO#fall_arrest_Davit_arm
9130 | COL-YKP-DA-193139 | Davit Upper Arm-193139 | COL-YKP-DA | Davit Arm Assembly | Safety | Safety Equipment |  | DA | http://www.toronto.ca/TWONTO#fall_arrest_Davit_arm
34406 | COL-YKP-DA-193140 | Davit Upper Arm-193140 | COL-YKP-DA | Davit Arm Assembly | Safety | Safety Equipment |  | DA | http://www.toronto.ca/TWONTO#fall_arrest_Davit_arm
9133 | COL-YKP-DA-193156 | Davit Upper Arm-193156 | COL-YKP-DA | Davit Arm Assembly | Safety | Safety Equipment |  | DA | http://www.toronto.ca/TWONTO#fall_arrest_Davit_arm
9135 | COL-YKP-DA-193160 | Davit Upper Arm-193160 | COL-YKP-DA | Davit Arm Assembly | Safety | Safety Equipment |  | DA | http://www.toronto.ca/TWONTO#fall_arrest_Davit_arm
9136 | COL-YKP-DA-193161 | Davit Upper Arm-193161 | COL-YKP-DA | Davit Arm Assembly | Safety | Safety Equipment |  | DA | http://www.toronto.ca/TWONTO#fall_arrest_Davit_arm
34408 | COL-YKP-DA-199922 | Davit Upper Arm-199922 | COL-YKP-DA | Davit Arm Assembly | Safety | Safety Equipment |  | DA | http://www.toronto.ca/TWONTO#fall_arrest_Davit_arm
9147 | COL-YKP-DA-6453 | Davit Upper Arm-6453 | COL-YKP-DA | Davit Arm Assembly | Safety | Safety Equipment |  | DA | http://www.toronto.ca/TWONTO#fall_arrest_Davit_arm
8996 | COL-YKP-DA-158076 | Davit-158076 | COL-W-OBSOLETE | Col West Obsolete Entities | Safety | Safety Equipment |  | DA | http://www.toronto.ca/TWONTO#fall_arrest_Davit_arm
8997 | COL-YKP-DA-158076 | Davit-158076 | COL-YKP-DA | Davit Arm Assembly | Safety | Safety Equipment |  | DA | http://www.toronto.ca/TWONTO#fall_arrest_Davit_arm
34143 | COL-YKP-DA-158076 | Davit-158076 | COL-YKP-DA-0018S | Davit Arm Assembly with Davit-158076 | Safety | Safety Equipment |  | DA | http://www.toronto.ca/TWONTO#fall_arrest_Davit_arm
14488 | FCL-SES-FA-0003 | DBI Sala | FCL-SES | Safety and Environmental Services |  | Safety Equipment |  | FA | ?
14489 | FCL-SES-FA-0005 | DBI Sala | FCL-SES | Safety and Environmental Services |  | Safety Equipment |  | FA | ?
14490 | FCL-SES-FA-0005 | DBI Sala | FCL-SES-SQ-0007 | Eyewash Station, Admin Building, Operators Lab,Eye wash station - main change room |  | Safety Equipment |  | FA | ?
14491 | FCL-SES-FA-0006 | DBI Sala | FCL-SES | Safety and Environmental Services |  | Safety Equipment |  | FA | ?
14492 | FCL-SES-FA-0006 | DBI Sala | FCL-SES-SQ-0007 | Eyewash Station, Admin Building, Operators Lab,Eye wash station - main change room |  | Safety Equipment |  | FA | ?
14494 | FCL-SES-FA-0008 | DBI SALA | FCL-SES-SQ-0007 | Eyewash Station, Admin Building, Operators Lab,Eye wash station - main change room |  | Safety Equipment |  | FA | ?
64780 | FCL-SES-FA-0003 | DBI Sala | FCL-SES-SQ-0007 | Eyewash Station, Admin Building, Operators Lab,Eye wash station - main change room |  | Safety Equipment |  | FA | ?
64781 | FCL-SES-FA-0004 | DBI Sala | FCL-SES-SQ-0007 | Eyewash Station, Admin Building, Operators Lab,Eye wash station - main change room |  | Safety Equipment |  | FA | ?
18669 | FHA-SES-SQ-0063 | DBI SALA 6’ shock absorber lanyard ser E00401007EDD862D | FHA-SES-SQ-6 | Safety Fall Protection Equipment |  | Safety Equipment |  | SQ | lifeline
82862 | FHA-SES-SQ-0063 | DBI SALA 6’ shock absorber lanyard ser E00401007EDD862D | FHA-SES | Safety & Environmental Services |  | Safety Equipment |  | SQ | lifeline
18674 | FHA-SES-SQ-0068 | DBI SALA 6’ shock absorber lanyard Ser E00401007EDD9367 | FHA-SES | Safety & Environmental Services |  | Safety Equipment |  | SQ | lifeline
18675 | FHA-SES-SQ-0068 | DBI SALA 6’ shock absorber lanyard Ser E00401007EDD9367 | FHA-SES-SQ-6 | Safety Fall Protection Equipment |  | Safety Equipment |  | SQ | lifeline
18679 | FHA-SES-SQ-0072 | DBI SALA 6’ shock absorber lanyard Ser E00401007EDDBEB5 | FHA-SES | Safety & Environmental Services |  | Safety Equipment |  | SQ | lifeline
18680 | FHA-SES-SQ-0072 | DBI SALA 6’ shock absorber lanyard Ser E00401007EDDBEB5 | FHA-SES-SQ-6 | Safety Fall Protection Equipment |  | Safety Equipment |  | SQ | lifeline
18683 | FHA-SES-SQ-0076 | DBI SALA 6’ shock absorber lanyard Ser E00403500A43D64D | FHA-SES | Safety & Environmental Services |  | Safety Equipment |  | SQ | lifeline
18684 | FHA-SES-SQ-0076 | DBI SALA 6’ shock absorber lanyard Ser E00403500A43D64D | FHA-SES-SQ-6 | Safety Fall Protection Equipment |  | Safety Equipment |  | SQ | lifeline
128296 | THC-SES-DEF-0003 | Defibrillation Unit, Building A | THC-SES-SQ | Safety Equipment | Safety,Defibrillator | Safety Equipment |  | DEF | http://www.toronto.ca/TWONTO#automatic_external_defibrillator
65790 | THC-SES-DEF-0002 | Defibrillation Unit, Building K | THC-SES-SQ | Safety Equipment | Safety,Defibrillator | Safety Equipment |  | DEF | http://www.toronto.ca/TWONTO#automatic_external_defibrillator
65789 | THC-SES-DEF-0001 | Defibrillation Unit, Building M | THC-SES-SQ | Safety Equipment | Safety,Defibrillator | Safety Equipment |  | DEF | http://www.toronto.ca/TWONTO#automatic_external_defibrillator
14476 | FCL-SES-DEF-0001 | Defibrillator, Admin Building, 1st Floor across Control Room | FCL-SES-FAK-0006 | First Aid Kit, High Lift Basement B1, Mechanical Room | PPE | Safety Equipment |  | DEF | http://www.toronto.ca/TWONTO#automatic_external_defibrillator
78993 | THR-SQ-DEF-0001S | Defibrillator, AED | THR-SQ-FAK-WA2 | First Aid Kit, Work Area 2 | Safety | Safety Equipment | 40073 | DEF | http://www.toronto.ca/TWONTO#automatic_external_defibrillator
64769 | FCL-SES-DEF-0002 | Defibrillator, Low Lift PS Building S/E | FCL-SES-FAK-0006 | First Aid Kit, High Lift Basement B1, Mechanical Room | PPE | Safety Equipment |  | DEF | http://www.toronto.ca/TWONTO#automatic_external_defibrillator
30371 | FIS-SES-DEF-0601 | Defilibrator, Control Room, East Wall Facing Entrance, Admin Building | FIS-SES-FAK | First Aid Kits | Safety | Safety Equipment |  | DEF | http://www.toronto.ca/TWONTO#automatic_external_defibrillator
97919 | FIS-SES-DEF-0601 | Defilibrator, Control Room, East Wall Facing Entrance, Admin Building | FIS-SES | Safety, Instrumentation & Environmental Services | Safety | Safety Equipment |  | DEF | http://www.toronto.ca/TWONTO#automatic_external_defibrillator
30372 | FIS-SES-DEF-4501 | Defilibrator, EICT Corridor, East Wall Facing Entrance, Workshop Building | FIS-SES-FAK | First Aid Kits | Safety | Safety Equipment |  | DEF | http://www.toronto.ca/TWONTO#automatic_external_defibrillator
97920 | FIS-SES-DEF-4501 | Defilibrator, EICT Corridor, East Wall Facing Entrance, Workshop Building | FIS-SES | Safety, Instrumentation & Environmental Services | Safety | Safety Equipment |  | DEF | http://www.toronto.ca/TWONTO#automatic_external_defibrillator
81936 | VP2026 | Detector, Gas | TAB-ELS-AM | WA8 Safety Equipment Gas Detectors, Plant Wide | Sensor,Gas | Safety Equipment |  |  | http://www.toronto.ca/TWONTO#portable_gas_detector
81937 | VP2033 | Detector, Gas | TAB-ELS-AM | WA8 Safety Equipment Gas Detectors, Plant Wide | Sensor,Gas | Safety Equipment |  |  | http://www.toronto.ca/TWONTO#portable_gas_detector
81939 | VP2035 | Detector, Gas | TAB-ELS-AM | WA8 Safety Equipment Gas Detectors, Plant Wide | Sensor,Gas | Safety Equipment |  |  | http://www.toronto.ca/TWONTO#portable_gas_detector
81940 | VP2036 | Detector, Gas | TAB-ELS-AM | WA8 Safety Equipment Gas Detectors, Plant Wide | Sensor,Gas | Safety Equipment |  |  | http://www.toronto.ca/TWONTO#portable_gas_detector
81942 | VP2040 | Detector, Gas | TAB-ELS-AM | WA8 Safety Equipment Gas Detectors, Plant Wide | Sensor,Gas | Safety Equipment |  |  | http://www.toronto.ca/TWONTO#portable_gas_detector
81944 | VP2044 | Detector, Gas | TAB-ELS-AM | WA8 Safety Equipment Gas Detectors, Plant Wide | Sensor,Gas | Safety Equipment |  |  | http://www.toronto.ca/TWONTO#portable_gas_detector
81945 | VP2045 | Detector, Gas | TAB-ELS-AM | WA8 Safety Equipment Gas Detectors, Plant Wide | Sensor,Gas | Safety Equipment |  |  | http://www.toronto.ca/TWONTO#portable_gas_detector
81946 | VP2046 | Detector, Gas | TAB-ELS-AM | WA8 Safety Equipment Gas Detectors, Plant Wide | Sensor,Gas | Safety Equipment |  |  | http://www.toronto.ca/TWONTO#portable_gas_detector
140965 | VP2025 | Detector, Gas | TAB-ELS-AM | WA8 Safety Equipment Gas Detectors, Plant Wide | Sensor,Gas | Safety Equipment |  |  | http://www.toronto.ca/TWONTO#portable_gas_detector
140966 | VP2027 | Detector, Gas | TAB-ELS-AM | WA8 Safety Equipment Gas Detectors, Plant Wide | Sensor,Gas | Safety Equipment |  |  | http://www.toronto.ca/TWONTO#portable_gas_detector
140967 | VP2028 | Detector, Gas | TAB-ELS-AM | WA8 Safety Equipment Gas Detectors, Plant Wide | Sensor,Gas | Safety Equipment |  |  | http://www.toronto.ca/TWONTO#portable_gas_detector
140968 | VP2030 | Detector, Gas | TAB-ELS-AM | WA8 Safety Equipment Gas Detectors, Plant Wide | Sensor,Gas | Safety Equipment |  |  | http://www.toronto.ca/TWONTO#portable_gas_detector
140969 | VP2031 | Detector, Gas | TAB-ELS-AM | WA8 Safety Equipment Gas Detectors, Plant Wide | Sensor,Gas | Safety Equipment |  |  | http://www.toronto.ca/TWONTO#portable_gas_detector
140970 | VP2032 | Detector, Gas | TAB-ELS-AM | WA8 Safety Equipment Gas Detectors, Plant Wide | Sensor,Gas | Safety Equipment |  |  | http://www.toronto.ca/TWONTO#portable_gas_detector
140971 | VP2037 | Detector, Gas | TAB-ELS-AM | WA8 Safety Equipment Gas Detectors, Plant Wide | Sensor,Gas | Safety Equipment |  |  | http://www.toronto.ca/TWONTO#portable_gas_detector
140972 | VP2038 | Detector, Gas | TAB-ELS-AM | WA8 Safety Equipment Gas Detectors, Plant Wide | Sensor,Gas | Safety Equipment |  |  | http://www.toronto.ca/TWONTO#portable_gas_detector
140973 | VP2041 | Detector, Gas | TAB-ELS-AM | WA8 Safety Equipment Gas Detectors, Plant Wide | Sensor,Gas | Safety Equipment |  |  | http://www.toronto.ca/TWONTO#portable_gas_detector
140974 | VP2042 | Detector, Gas | TAB-ELS-AM | WA8 Safety Equipment Gas Detectors, Plant Wide | Sensor,Gas | Safety Equipment |  |  | http://www.toronto.ca/TWONTO#portable_gas_detector
81934 | VP2010D | Detector, Gas, Portable MSA Passport, | TAB-THK-SQ | WA5 Safety Equipment | Sensor,Gas | Safety Equipment |  |  | http://www.toronto.ca/TWONTO#portable_gas_detector
81941 | VP2039D | Detector, Gas, Portable MSA Passport, | TAB-THK-SQ | WA5 Safety Equipment | Sensor,Gas | Safety Equipment |  |  | http://www.toronto.ca/TWONTO#portable_gas_detector
86 | 50610 | Detectors, Gas, Fixed, D Bldg Prelim Treatment | TAB-PLT-SQ-D | D Building - Safety Equipment, Atmosphere monitors | Sensor,Gas | Safety Equipment |  |  | http://www.toronto.ca/TWONTO#collection_of_assets
136601 | THR-JHSC-DMCC | DIG 1-6 & 7-10 MCC Rooms | THR-JHSC-WA3 | Joint Health & Safety Committee WA3 |  | Safety Equipment |  |  | http://www.toronto.ca/TWONTO#collection_of_assets
111092 | TAB-DIG-SQ | Digester Gas Control Building.- Safety Equipment | TAB-DIG-GAS | Digester Gas Control |  | Safety Equipment |  |  | http://www.toronto.ca/TWONTO#collection_of_assets
75988 | THR-JHSC-DIG | Digester Tanks & Surrounding Areas | THR-JHSC-WA1 | Joint Health & Safety Committee WA1 |  | Safety Equipment |  |  | http://www.toronto.ca/TWONTO#collection_of_assets
75991 | THR-JHSC-EMMCC | East Maintenance Bldg. MCC Room | THR-JHSC-WA3 | Joint Health & Safety Committee WA3 |  | Safety Equipment |  |  | http://www.toronto.ca/TWONTO#collection_of_assets
136602 | THR-JHSC-EPS | Effluent Pumping Station Bldg., Sorrounding Area | THR-JHSC-WA4 | Joint Health & Safety Committee WA4 |  | Safety Equipment |  |  | http://www.toronto.ca/TWONTO#collection_of_assets
75992 | THR-JHSC-EPSMCC | Effluent Pumping Station Bldg.MCC Rooms | THR-JHSC-WA3 | Joint Health & Safety Committee WA3 |  | Safety Equipment |  |  | http://www.toronto.ca/TWONTO#collection_of_assets
34332 | LD50900 | Elec. Chain Hoist, Kito, 1 t, Tag # 12, WA2 | TAB-SES-LD | WA2 Lifting devices | Lifting Device | Safety Equipment |  |  | http://www.toronto.ca/TWONTO#lifting_equipment_hoist
34333 | LD50901 | Elec. Chain Hoist, Kito, 2 t, Tag # 13, WA2 | TAB-SES-LD | WA2 Lifting devices | Lifting Device | Safety Equipment |  |  | http://www.toronto.ca/TWONTO#lifting_equipment_hoist
48212 | TAB-ELS-SQ-6101 | Electrical - Rubber Insulating Gloves | TAB-ELS-SQ-GLOVE | High Voltage Gloves | PPE,Insulated Glove | Safety Equipment |  | SQ | http://www.toronto.ca/TWONTO#rubber_insulating_gloves
48213 | TAB-ELS-SQ-6102 | Electrical - Rubber Insulating Gloves | TAB-ELS-SQ-GLOVE | High Voltage Gloves | PPE,Insulated Glove | Safety Equipment |  | SQ | http://www.toronto.ca/TWONTO#rubber_insulating_gloves
48214 | TAB-ELS-SQ-6103 | Electrical - Rubber Insulating Gloves | TAB-ELS-SQ-GLOVE | High Voltage Gloves | PPE,Insulated Glove | Safety Equipment |  | SQ | http://www.toronto.ca/TWONTO#rubber_insulating_gloves
48215 | TAB-ELS-SQ-6104 | Electrical - Rubber Insulating Gloves | TAB-ELS-SQ-GLOVE | High Voltage Gloves | PPE,Insulated Glove | Safety Equipment |  | SQ | http://www.toronto.ca/TWONTO#rubber_insulating_gloves
48216 | TAB-ELS-SQ-6109 | Electrical - Rubber Insulating Gloves | TAB-ELS-SQ-GLOVE | High Voltage Gloves | PPE,Insulated Glove | Safety Equipment |  | SQ | http://www.toronto.ca/TWONTO#rubber_insulating_gloves
48217 | TAB-ELS-SQ-6111 | Electrical - Rubber Insulating Gloves | TAB-ELS-SQ-GLOVE | High Voltage Gloves | PPE,Insulated Glove | Safety Equipment |  | SQ | http://www.toronto.ca/TWONTO#rubber_insulating_gloves
48218 | TAB-ELS-SQ-6112 | Electrical - Rubber Insulating Gloves | TAB-ELS-SQ-GLOVE | High Voltage Gloves | PPE,Insulated Glove | Safety Equipment |  | SQ | http://www.toronto.ca/TWONTO#rubber_insulating_gloves
48219 | TAB-ELS-SQ-6113 | Electrical - Rubber Insulating Gloves | TAB-ELS-SQ-GLOVE | High Voltage Gloves | PPE,Insulated Glove | Safety Equipment |  | SQ | http://www.toronto.ca/TWONTO#rubber_insulating_gloves
48220 | TAB-ELS-SQ-6118 | Electrical - Rubber Insulating Gloves | TAB-ELS-SQ-GLOVE | High Voltage Gloves | PPE,Insulated Glove | Safety Equipment |  | SQ | http://www.toronto.ca/TWONTO#rubber_insulating_gloves
48221 | TAB-ELS-SQ-6119 | Electrical - Rubber Insulating Gloves | TAB-ELS-SQ-GLOVE | High Voltage Gloves | PPE,Insulated Glove | Safety Equipment |  | SQ | http://www.toronto.ca/TWONTO#rubber_insulating_gloves
48222 | TAB-ELS-SQ-6123 | Electrical - Rubber Insulating Gloves | TAB-ELS-SQ-GLOVE | High Voltage Gloves | PPE,Insulated Glove | Safety Equipment |  | SQ | http://www.toronto.ca/TWONTO#rubber_insulating_gloves
48223 | TAB-ELS-SQ-6124 | Electrical - Rubber Insulating Gloves | TAB-ELS-SQ-GLOVE | High Voltage Gloves | PPE,Insulated Glove | Safety Equipment |  | SQ | http://www.toronto.ca/TWONTO#rubber_insulating_gloves
48224 | TAB-ELS-SQ-6125 | Electrical - Rubber Insulating Gloves | TAB-ELS-SQ-GLOVE | High Voltage Gloves | PPE,Insulated Glove | Safety Equipment |  | SQ | http://www.toronto.ca/TWONTO#rubber_insulating_gloves
48225 | TAB-ELS-SQ-6126 | Electrical - Rubber Insulating Gloves | TAB-ELS-SQ-GLOVE | High Voltage Gloves | PPE,Insulated Glove | Safety Equipment |  | SQ | http://www.toronto.ca/TWONTO#rubber_insulating_gloves
48226 | TAB-ELS-SQ-6133 | Electrical - Rubber Insulating Gloves | TAB-ELS-SQ-GLOVE | High Voltage Gloves | PPE,Insulated Glove | Safety Equipment |  | SQ | http://www.toronto.ca/TWONTO#rubber_insulating_gloves
48227 | TAB-ELS-SQ-6134 | Electrical - Rubber Insulating Gloves | TAB-ELS-SQ-GLOVE | High Voltage Gloves | PPE,Insulated Glove | Safety Equipment |  | SQ | http://www.toronto.ca/TWONTO#rubber_insulating_gloves
48228 | TAB-ELS-SQ-6135 | Electrical - Rubber Insulating Gloves | TAB-ELS-SQ-GLOVE | High Voltage Gloves | PPE,Insulated Glove | Safety Equipment |  | SQ | http://www.toronto.ca/TWONTO#rubber_insulating_gloves
48229 | TAB-ELS-SQ-6136 | Electrical - Rubber Insulating Gloves | TAB-ELS-SQ-GLOVE | High Voltage Gloves | PPE,Insulated Glove | Safety Equipment |  | SQ | http://www.toronto.ca/TWONTO#rubber_insulating_gloves
113459 | TAB-ELS-SQ-6101 | Electrical - Rubber Insulating Gloves | TAB-ELS-ESQ | Electrical Safety Equipment | PPE,Insulated Glove | Safety Equipment |  | SQ | http://www.toronto.ca/TWONTO#rubber_insulating_gloves
113460 | TAB-ELS-SQ-6105 | Electrical - Rubber Insulating Gloves | TAB-ELS-SQ-GLOVE | High Voltage Gloves | PPE,Insulated Glove | Safety Equipment |  | SQ | http://www.toronto.ca/TWONTO#rubber_insulating_gloves
113461 | TAB-ELS-SQ-6106 | Electrical - Rubber Insulating Gloves | TAB-ELS-SQ-GLOVE | High Voltage Gloves | PPE,Insulated Glove | Safety Equipment |  | SQ | http://www.toronto.ca/TWONTO#rubber_insulating_gloves
113462 | TAB-ELS-SQ-6107 | Electrical - Rubber Insulating Gloves | TAB-ELS-SQ-GLOVE | High Voltage Gloves | PPE,Insulated Glove | Safety Equipment |  | SQ | http://www.toronto.ca/TWONTO#rubber_insulating_gloves
113463 | TAB-ELS-SQ-6108 | Electrical - Rubber Insulating Gloves | TAB-ELS-SQ-GLOVE | High Voltage Gloves | PPE,Insulated Glove | Safety Equipment |  | SQ | http://www.toronto.ca/TWONTO#rubber_insulating_gloves
113464 | TAB-ELS-SQ-6110 | Electrical - Rubber Insulating Gloves | TAB-ELS-SQ-GLOVE | High Voltage Gloves | PPE,Insulated Glove | Safety Equipment |  | SQ | http://www.toronto.ca/TWONTO#rubber_insulating_gloves
113465 | TAB-ELS-SQ-6114 | Electrical - Rubber Insulating Gloves | TAB-ELS-SQ-GLOVE | High Voltage Gloves | PPE,Insulated Glove | Safety Equipment |  | SQ | http://www.toronto.ca/TWONTO#rubber_insulating_gloves
113466 | TAB-ELS-SQ-6115 | Electrical - Rubber Insulating Gloves | TAB-ELS-SQ-GLOVE | High Voltage Gloves | PPE,Insulated Glove | Safety Equipment |  | SQ | http://www.toronto.ca/TWONTO#rubber_insulating_gloves
113467 | TAB-ELS-SQ-6116 | Electrical - Rubber Insulating Gloves | TAB-ELS-SQ-GLOVE | High Voltage Gloves | PPE,Insulated Glove | Safety Equipment |  | SQ | http://www.toronto.ca/TWONTO#rubber_insulating_gloves
113468 | TAB-ELS-SQ-6117 | Electrical - Rubber Insulating Gloves | TAB-ELS-SQ-GLOVE | High Voltage Gloves | PPE,Insulated Glove | Safety Equipment |  | SQ | http://www.toronto.ca/TWONTO#rubber_insulating_gloves
113469 | TAB-ELS-SQ-6120 | Electrical - Rubber Insulating Gloves | TAB-ELS-SQ-GLOVE | High Voltage Gloves | PPE,Insulated Glove | Safety Equipment |  | SQ | http://www.toronto.ca/TWONTO#rubber_insulating_gloves
113470 | TAB-ELS-SQ-6121 | Electrical - Rubber Insulating Gloves | TAB-ELS-SQ-GLOVE | High Voltage Gloves | PPE,Insulated Glove | Safety Equipment |  | SQ | http://www.toronto.ca/TWONTO#rubber_insulating_gloves
113471 | TAB-ELS-SQ-6122 | Electrical - Rubber Insulating Gloves | TAB-ELS-SQ-GLOVE | High Voltage Gloves | PPE,Insulated Glove | Safety Equipment |  | SQ | http://www.toronto.ca/TWONTO#rubber_insulating_gloves
113472 | TAB-ELS-SQ-6127 | Electrical - Rubber Insulating Gloves | TAB-ELS-SQ-GLOVE | High Voltage Gloves | PPE,Insulated Glove | Safety Equipment |  | SQ | http://www.toronto.ca/TWONTO#rubber_insulating_gloves
113473 | TAB-ELS-SQ-6128 | Electrical - Rubber Insulating Gloves | TAB-ELS-SQ-GLOVE | High Voltage Gloves | PPE,Insulated Glove | Safety Equipment |  | SQ | http://www.toronto.ca/TWONTO#rubber_insulating_gloves
113474 | TAB-ELS-SQ-6129 | Electrical - Rubber Insulating Gloves | TAB-ELS-SQ-GLOVE | High Voltage Gloves | PPE,Insulated Glove | Safety Equipment |  | SQ | http://www.toronto.ca/TWONTO#rubber_insulating_gloves
113475 | TAB-ELS-SQ-6130 | Electrical - Rubber Insulating Gloves | TAB-ELS-SQ-GLOVE | High Voltage Gloves | PPE,Insulated Glove | Safety Equipment |  | SQ | http://www.toronto.ca/TWONTO#rubber_insulating_gloves
113476 | TAB-ELS-SQ-6131 | Electrical - Rubber Insulating Gloves | TAB-ELS-SQ-GLOVE | High Voltage Gloves | PPE,Insulated Glove | Safety Equipment |  | SQ | http://www.toronto.ca/TWONTO#rubber_insulating_gloves
113477 | TAB-ELS-SQ-6132 | Electrical - Rubber Insulating Gloves | TAB-ELS-SQ-GLOVE | High Voltage Gloves | PPE,Insulated Glove | Safety Equipment |  | SQ | http://www.toronto.ca/TWONTO#rubber_insulating_gloves
48230 | TAB-ELS-SQ-6139 | Electrical - Rubber Insulating Gloves Class 1 | TAB-ELS-SQ-GLOVE | High Voltage Gloves | PPE,Insulated Glove | Safety Equipment |  | SQ | http://www.toronto.ca/TWONTO#rubber_insulating_gloves
48277 | TAB-ELS-SQ-6142 | Electrical - Rubber Insulating Gloves Class 1 | TAB-ELS-SQ-GLOVE | High Voltage Gloves | PPE,Insulated Glove | Safety Equipment |  | SQ | http://www.toronto.ca/TWONTO#rubber_insulating_gloves
48278 | TAB-ELS-SQ-6143 | Electrical - Rubber Insulating Gloves Class 1 | TAB-ELS-SQ-GLOVE | High Voltage Gloves | PPE,Insulated Glove | Safety Equipment |  | SQ | http://www.toronto.ca/TWONTO#rubber_insulating_gloves
48279 | TAB-ELS-SQ-6144 | Electrical - Rubber Insulating Gloves Class 1 | TAB-ELS-SQ-GLOVE | High Voltage Gloves | PPE,Insulated Glove | Safety Equipment |  | SQ | http://www.toronto.ca/TWONTO#rubber_insulating_gloves
48280 | TAB-ELS-SQ-6145 | Electrical - Rubber Insulating Gloves Class 1 | TAB-ELS-SQ-GLOVE | High Voltage Gloves | PPE,Insulated Glove | Safety Equipment |  | SQ | http://www.toronto.ca/TWONTO#rubber_insulating_gloves
48281 | TAB-ELS-SQ-6148 | Electrical - Rubber Insulating Gloves Class 1 | TAB-ELS-SQ-GLOVE | High Voltage Gloves | PPE,Insulated Glove | Safety Equipment |  | SQ | http://www.toronto.ca/TWONTO#rubber_insulating_gloves
48282 | TAB-ELS-SQ-6151 | Electrical - Rubber Insulating Gloves Class 1 | TAB-ELS-SQ-GLOVE | High Voltage Gloves | PPE,Insulated Glove | Safety Equipment |  | SQ | http://www.toronto.ca/TWONTO#rubber_insulating_gloves
48283 | TAB-ELS-SQ-6152 | Electrical - Rubber Insulating Gloves Class 1 | TAB-ELS-SQ-GLOVE | High Voltage Gloves | PPE,Insulated Glove | Safety Equipment |  | SQ | http://www.toronto.ca/TWONTO#rubber_insulating_gloves
48284 | TAB-ELS-SQ-6153 | Electrical - Rubber Insulating Gloves Class 1 | TAB-ELS-SQ-GLOVE | High Voltage Gloves | PPE,Insulated Glove | Safety Equipment |  | SQ | http://www.toronto.ca/TWONTO#rubber_insulating_gloves
48285 | TAB-ELS-SQ-6154 | Electrical - Rubber Insulating Gloves Class 1 | TAB-ELS-SQ-GLOVE | High Voltage Gloves | PPE,Insulated Glove | Safety Equipment |  | SQ | http://www.toronto.ca/TWONTO#rubber_insulating_gloves
48286 | TAB-ELS-SQ-6158 | Electrical - Rubber Insulating Gloves Class 1 | TAB-ELS-SQ-GLOVE | High Voltage Gloves | PPE,Insulated Glove | Safety Equipment |  | SQ | http://www.toronto.ca/TWONTO#rubber_insulating_gloves
48287 | TAB-ELS-SQ-6159 | Electrical - Rubber Insulating Gloves Class 1 | TAB-ELS-SQ-GLOVE | High Voltage Gloves | PPE,Insulated Glove | Safety Equipment |  | SQ | http://www.toronto.ca/TWONTO#rubber_insulating_gloves
48288 | TAB-ELS-SQ-6160 | Electrical - Rubber Insulating Gloves Class 1 | TAB-ELS-SQ-GLOVE | High Voltage Gloves | PPE,Insulated Glove | Safety Equipment |  | SQ | http://www.toronto.ca/TWONTO#rubber_insulating_gloves
48289 | TAB-ELS-SQ-6161 | Electrical - Rubber Insulating Gloves Class 1 | TAB-ELS-SQ-GLOVE | High Voltage Gloves | PPE,Insulated Glove | Safety Equipment |  | SQ | http://www.toronto.ca/TWONTO#rubber_insulating_gloves
48290 | TAB-ELS-SQ-6162 | Electrical - Rubber Insulating Gloves Class 1 | TAB-ELS-SQ-GLOVE | High Voltage Gloves | PPE,Insulated Glove | Safety Equipment |  | SQ | http://www.toronto.ca/TWONTO#rubber_insulating_gloves
48291 | TAB-ELS-SQ-6163 | Electrical - Rubber Insulating Gloves Class 1 | TAB-ELS-SQ-GLOVE | High Voltage Gloves | PPE,Insulated Glove | Safety Equipment |  | SQ | http://www.toronto.ca/TWONTO#rubber_insulating_gloves
48292 | TAB-ELS-SQ-6168 | Electrical - Rubber Insulating Gloves Class 1 | TAB-ELS-SQ-GLOVE | High Voltage Gloves | PPE,Insulated Glove | Safety Equipment |  | SQ | http://www.toronto.ca/TWONTO#rubber_insulating_gloves
48293 | TAB-ELS-SQ-6169 | Electrical - Rubber Insulating Gloves Class 1 | TAB-ELS-SQ-GLOVE | High Voltage Gloves | PPE,Insulated Glove | Safety Equipment |  | SQ | http://www.toronto.ca/TWONTO#rubber_insulating_gloves
48294 | TAB-ELS-SQ-6170 | Electrical - Rubber Insulating Gloves Class 1 | TAB-ELS-SQ-GLOVE | High Voltage Gloves | PPE,Insulated Glove | Safety Equipment |  | SQ | http://www.toronto.ca/TWONTO#rubber_insulating_gloves
48295 | TAB-ELS-SQ-6171 | Electrical - Rubber Insulating Gloves Class 1 | TAB-ELS-SQ-GLOVE | High Voltage Gloves | PPE,Insulated Glove | Safety Equipment |  | SQ | http://www.toronto.ca/TWONTO#rubber_insulating_gloves
48296 | TAB-ELS-SQ-6172 | Electrical - Rubber Insulating Gloves Class 1 | TAB-ELS-SQ-GLOVE | High Voltage Gloves | PPE,Insulated Glove | Safety Equipment |  | SQ | http://www.toronto.ca/TWONTO#rubber_insulating_gloves
48297 | TAB-ELS-SQ-6173 | Electrical - Rubber Insulating Gloves Class 1 | TAB-ELS-SQ-GLOVE | High Voltage Gloves | PPE,Insulated Glove | Safety Equipment |  | SQ | http://www.toronto.ca/TWONTO#rubber_insulating_gloves
113478 | TAB-ELS-SQ-6137 | Electrical - Rubber Insulating Gloves Class 1 | TAB-ELS-SQ-GLOVE | High Voltage Gloves | PPE,Insulated Glove | Safety Equipment |  | SQ | http://www.toronto.ca/TWONTO#rubber_insulating_gloves
113479 | TAB-ELS-SQ-6138 | Electrical - Rubber Insulating Gloves Class 1 | TAB-ELS-SQ-GLOVE | High Voltage Gloves | PPE,Insulated Glove | Safety Equipment |  | SQ | http://www.toronto.ca/TWONTO#rubber_insulating_gloves
113480 | TAB-ELS-SQ-6140 | Electrical - Rubber Insulating Gloves Class 1 | TAB-ELS-SQ-GLOVE | High Voltage Gloves | PPE,Insulated Glove | Safety Equipment |  | SQ | http://www.toronto.ca/TWONTO#rubber_insulating_gloves
113481 | TAB-ELS-SQ-6141 | Electrical - Rubber Insulating Gloves Class 1 | TAB-ELS-SQ-GLOVE | High Voltage Gloves | PPE,Insulated Glove | Safety Equipment |  | SQ | http://www.toronto.ca/TWONTO#rubber_insulating_gloves
113482 | TAB-ELS-SQ-6146 | Electrical - Rubber Insulating Gloves Class 1 | TAB-ELS-SQ-GLOVE | High Voltage Gloves | PPE,Insulated Glove | Safety Equipment |  | SQ | http://www.toronto.ca/TWONTO#rubber_insulating_gloves
113483 | TAB-ELS-SQ-6147 | Electrical - Rubber Insulating Gloves Class 1 | TAB-ELS-SQ-GLOVE | High Voltage Gloves | PPE,Insulated Glove | Safety Equipment |  | SQ | http://www.toronto.ca/TWONTO#rubber_insulating_gloves
113484 | TAB-ELS-SQ-6149 | Electrical - Rubber Insulating Gloves Class 1 | TAB-ELS-SQ-GLOVE | High Voltage Gloves | PPE,Insulated Glove | Safety Equipment |  | SQ | http://www.toronto.ca/TWONTO#rubber_insulating_gloves
113485 | TAB-ELS-SQ-6150 | Electrical - Rubber Insulating Gloves Class 1 | TAB-ELS-SQ-GLOVE | High Voltage Gloves | PPE,Insulated Glove | Safety Equipment |  | SQ | http://www.toronto.ca/TWONTO#rubber_insulating_gloves
113486 | TAB-ELS-SQ-6155 | Electrical - Rubber Insulating Gloves Class 1 | TAB-ELS-SQ-GLOVE | High Voltage Gloves | PPE,Insulated Glove | Safety Equipment |  | SQ | http://www.toronto.ca/TWONTO#rubber_insulating_gloves
113487 | TAB-ELS-SQ-6156 | Electrical - Rubber Insulating Gloves Class 1 | TAB-ELS-SQ-GLOVE | High Voltage Gloves | PPE,Insulated Glove | Safety Equipment |  | SQ | http://www.toronto.ca/TWONTO#rubber_insulating_gloves
113488 | TAB-ELS-SQ-6157 | Electrical - Rubber Insulating Gloves Class 1 | TAB-ELS-SQ-GLOVE | High Voltage Gloves | PPE,Insulated Glove | Safety Equipment |  | SQ | http://www.toronto.ca/TWONTO#rubber_insulating_gloves
113489 | TAB-ELS-SQ-6164 | Electrical - Rubber Insulating Gloves Class 1 | TAB-ELS-SQ-GLOVE | High Voltage Gloves | PPE,Insulated Glove | Safety Equipment |  | SQ | http://www.toronto.ca/TWONTO#rubber_insulating_gloves
113490 | TAB-ELS-SQ-6165 | Electrical - Rubber Insulating Gloves Class 1 | TAB-ELS-SQ-GLOVE | High Voltage Gloves | PPE,Insulated Glove | Safety Equipment |  | SQ | http://www.toronto.ca/TWONTO#rubber_insulating_gloves
113491 | TAB-ELS-SQ-6166 | Electrical - Rubber Insulating Gloves Class 1 | TAB-ELS-SQ-GLOVE | High Voltage Gloves | PPE,Insulated Glove | Safety Equipment |  | SQ | http://www.toronto.ca/TWONTO#rubber_insulating_gloves
113492 | TAB-ELS-SQ-6167 | Electrical - Rubber Insulating Gloves Class 1 | TAB-ELS-SQ-GLOVE | High Voltage Gloves | PPE,Insulated Glove | Safety Equipment |  | SQ | http://www.toronto.ca/TWONTO#rubber_insulating_gloves
113493 | TAB-ELS-SQ-6174 | Electrical - Rubber Insulating Gloves Class 1 | TAB-ELS-SQ-GLOVE | High Voltage Gloves | PPE,Insulated Glove | Safety Equipment |  | SQ | http://www.toronto.ca/TWONTO#rubber_insulating_gloves
113494 | TAB-ELS-SQ-6175 | Electrical - Rubber Insulating Gloves Class 1 | TAB-ELS-SQ-GLOVE | High Voltage Gloves | PPE,Insulated Glove | Safety Equipment |  | SQ | http://www.toronto.ca/TWONTO#rubber_insulating_gloves
113495 | TAB-ELS-SQ-6176 | Electrical - Rubber Insulating Gloves Class 1 | TAB-ELS-SQ-GLOVE | High Voltage Gloves | PPE,Insulated Glove | Safety Equipment |  | SQ | http://www.toronto.ca/TWONTO#rubber_insulating_gloves
48298 | TAB-ELS-SQ-6178 | Electrical - Rubber Insulating Gloves Class 2 | TAB-ELS-SQ-GLOVE | High Voltage Gloves | PPE,Insulated Glove | Safety Equipment |  | SQ | http://www.toronto.ca/TWONTO#rubber_insulating_gloves
48299 | TAB-ELS-SQ-6179 | Electrical - Rubber Insulating Gloves Class 2 | TAB-ELS-SQ-GLOVE | High Voltage Gloves | PPE,Insulated Glove | Safety Equipment |  | SQ | http://www.toronto.ca/TWONTO#rubber_insulating_gloves
113496 | TAB-ELS-SQ-6177 | Electrical - Rubber Insulating Gloves Class 2 | TAB-ELS-SQ-GLOVE | High Voltage Gloves | PPE,Insulated Glove | Safety Equipment |  | SQ | http://www.toronto.ca/TWONTO#rubber_insulating_gloves
113497 | TAB-ELS-SQ-6180 | Electrical - Rubber Insulating Gloves Class 2 | TAB-ELS-SQ-GLOVE | High Voltage Gloves | PPE,Insulated Glove | Safety Equipment |  | SQ | http://www.toronto.ca/TWONTO#rubber_insulating_gloves
134992 | THR-ELS-SQ-0897 | Electrical Rubber Gloves, PPE Issued to Balwinder Singh 10kV | THR-ELS-SQ-ERG | Electrical Rubber Gloves, Safety Equipment | Safety | Safety Equipment |  | SQ | http://www.toronto.ca/TWONTO#rubber_insulating_gloves
134990 | THR-ELS-SQ-0893 | Electrical Rubber Gloves, PPE Issued to Balwinder Singh 5kV | THR-ELS-SQ-ERG | Electrical Rubber Gloves, Safety Equipment | Safety | Safety Equipment |  | SQ | http://www.toronto.ca/TWONTO#rubber_insulating_gloves
134983 | THR-ELS-SQ-0077 | Electrical Rubber Gloves, PPE Issued to Bhavin Shah 10kV | THR-ELS-SQ-ERG | Electrical Rubber Gloves, Safety Equipment | Safety | Safety Equipment |  | SQ | http://www.toronto.ca/TWONTO#rubber_insulating_gloves
134982 | THR-ELS-SQ-0076 | Electrical Rubber Gloves, PPE Issued to Bhavin Shah 5kV | THR-ELS-SQ-ERG | Electrical Rubber Gloves, Safety Equipment | Safety | Safety Equipment |  | SQ | http://www.toronto.ca/TWONTO#rubber_insulating_gloves
73953 | THR-ELS-SQ-9500S | Electrical Rubber Gloves, PPE Issued to Bohdan Denderys 5kV | THR-ELS-SQ-ERG | Electrical Rubber Gloves, Safety Equipment | Safety | Safety Equipment | 40932 | SQ | http://www.toronto.ca/TWONTO#rubber_insulating_gloves
134985 | THR-ELS-SQ-0405S | Electrical Rubber Gloves, PPE Issued to Danny Campolucci 10kV | THR-ELS-SQ-ERG | Electrical Rubber Gloves, Safety Equipment | Safety | Safety Equipment | 40910 | SQ | http://www.toronto.ca/TWONTO#rubber_insulating_gloves
134986 | THR-ELS-SQ-0431 | Electrical Rubber Gloves, PPE Issued to Danny Campolucci 10kV | THR-ELS-SQ-ERG | Electrical Rubber Gloves, Safety Equipment | Safety | Safety Equipment |  | SQ | http://www.toronto.ca/TWONTO#rubber_insulating_gloves
73943 | THR-ELS-SQ-0404S | Electrical Rubber Gloves, PPE Issued to Danny Campolucci 5kV | THR-ELS-SQ-ERG | Electrical Rubber Gloves, Safety Equipment | Safety | Safety Equipment | 40909 | SQ | http://www.toronto.ca/TWONTO#rubber_insulating_gloves
134981 | THR-ELS-SQ-0075 | Electrical Rubber Gloves, PPE Issued to Danny Campolucci 5kV | THR-ELS-SQ-ERG | Electrical Rubber Gloves, Safety Equipment | Safety | Safety Equipment |  | SQ | http://www.toronto.ca/TWONTO#rubber_insulating_gloves
73949 | THR-ELS-SQ-1786S | Electrical Rubber Gloves, PPE Issued to Dhiren Parmar 10kV | THR-ELS-SQ-ERG | Electrical Rubber Gloves, Safety Equipment | Safety | Safety Equipment | 40912 | SQ | http://www.toronto.ca/TWONTO#rubber_insulating_gloves
134995 | THR-ELS-SQ-0902 | Electrical Rubber Gloves, PPE Issued to Dhiren Parmar 10kV | THR-ELS-SQ-ERG | Electrical Rubber Gloves, Safety Equipment | Safety | Safety Equipment |  | SQ | http://www.toronto.ca/TWONTO#rubber_insulating_gloves
73944 | THR-ELS-SQ-0660 | Electrical Rubber Gloves, PPE Issued to Dhiren Parmar 5kV | THR-ELS-SQ-ERG | Electrical Rubber Gloves, Safety Equipment | Safety | Safety Equipment |  | SQ | http://www.toronto.ca/TWONTO#rubber_insulating_gloves
134996 | THR-ELS-SQ-1787S | Electrical Rubber Gloves, PPE Issued to Dhiren Parmar 5kV | THR-ELS-SQ-ERG | Electrical Rubber Gloves, Safety Equipment | Safety | Safety Equipment | 40911 | SQ | http://www.toronto.ca/TWONTO#rubber_insulating_gloves
139569 | THR0ELS-SQ-0660 | Electrical Rubber Gloves, PPE Issued to Dhiren Parmar 5kV | THR-ELS-SQ-ERG | Electrical Rubber Gloves, Safety Equipment | Safety | Safety Equipment |  | SQ | http://www.toronto.ca/TWONTO#rubber_insulating_gloves
73937 | THR-ELS-SQ-0289 | Electrical Rubber Gloves, PPE Issued to Igor Chamsoutdinov 10kV | THR-ELS-SQ-ERG | Electrical Rubber Gloves, Safety Equipment | Safety | Safety Equipment |  | SQ | http://www.toronto.ca/TWONTO#rubber_insulating_gloves
73938 | THR-ELS-SQ-0290S | Electrical Rubber Gloves, PPE Issued to Igor Chamsoutdinov 5kV | THR-ELS-SQ-ERG | Electrical Rubber Gloves, Safety Equipment | Safety | Safety Equipment | 40915 | SQ | http://www.toronto.ca/TWONTO#rubber_insulating_gloves
134987 | THR-ELS-SQ-0801 | Electrical Rubber Gloves, PPE Issued to Igor Chamsoutdinov 5kV | THR-ELS-SQ-ERG | Electrical Rubber Gloves, Safety Equipment | Safety | Safety Equipment |  | SQ | http://www.toronto.ca/TWONTO#rubber_insulating_gloves
134993 | THR-ELS-SQ-0900 | Electrical Rubber Gloves, PPE Issued to Martin Ge 10kV | THR-ELS-SQ-ERG | Electrical Rubber Gloves, Safety Equipment | Safety | Safety Equipment |  | SQ | http://www.toronto.ca/TWONTO#rubber_insulating_gloves
134994 | THR-ELS-SQ-0901S | Electrical Rubber Gloves, PPE Issued to Martin Ge 10kV | THR-ELS-SQ-ERG | Electrical Rubber Gloves, Safety Equipment | Safety | Safety Equipment | 40920 | SQ | http://www.toronto.ca/TWONTO#rubber_insulating_gloves
73935 | THR-ELS-SQ-0281 | Electrical Rubber Gloves, PPE Issued to Martin Ge 5kV | THR-ELS-SQ-ERG | Electrical Rubber Gloves, Safety Equipment | Safety | Safety Equipment |  | SQ | http://www.toronto.ca/TWONTO#rubber_insulating_gloves
134991 | THR-ELS-SQ-0893S | Electrical Rubber Gloves, PPE Issued to Martin Ge 5kV | THR-ELS-SQ-ERG | Electrical Rubber Gloves, Safety Equipment | Safety | Safety Equipment | 40918 | SQ | http://www.toronto.ca/TWONTO#rubber_insulating_gloves
73936 | THR-ELS-SQ-0282S | Electrical Rubber Gloves, PPE Issued to Muhammad Khan 5kV | THR-ELS-SQ-ERG | Electrical Rubber Gloves, Safety Equipment | Safety | Safety Equipment | 40928 | SQ | http://www.toronto.ca/TWONTO#rubber_insulating_gloves
134988 | THR-ELS-SQ-0802 | Electrical Rubber Gloves, PPE Issued to Nasir Mansoor 10kV | THR-ELS-SQ-ERG | Electrical Rubber Gloves, Safety Equipment | Safety | Safety Equipment |  | SQ | http://www.toronto.ca/TWONTO#rubber_insulating_gloves
73934 | THR-ELS-SQ-0211 | Electrical Rubber Gloves, PPE Issued to Nasir Mansoor 5kV | THR-ELS-SQ-ERG | Electrical Rubber Gloves, Safety Equipment | Safety | Safety Equipment |  | SQ | http://www.toronto.ca/TWONTO#rubber_insulating_gloves
73948 | THR-ELS-SQ-0999 | Electrical Rubber Gloves, PPE Issued to Nick Saceleano 10kV | THR-ELS-SQ-ERG | Electrical Rubber Gloves, Safety Equipment | Safety | Safety Equipment |  | SQ | http://www.toronto.ca/TWONTO#rubber_insulating_gloves
134984 | THR-ELS-SQ-0290 | Electrical Rubber Gloves, PPE Issued to Nick Saceleano 5kV | THR-ELS-SQ-ERG | Electrical Rubber Gloves, Safety Equipment | Safety | Safety Equipment |  | SQ | http://www.toronto.ca/TWONTO#rubber_insulating_gloves
73951 | THR-ELS-SQ-9239 | Electrical Rubber Gloves, PPE Issued to Prashant Chokshi 10kV | THR-ELS-SQ-ERG | Electrical Rubber Gloves, Safety Equipment | Safety | Safety Equipment |  | SQ | http://www.toronto.ca/TWONTO#rubber_insulating_gloves
73952 | THR-ELS-SQ-9494 | Electrical Rubber Gloves, PPE Issued to Prashant Chokshi 5kV | THR-ELS-SQ-ERG | Electrical Rubber Gloves, Safety Equipment | Safety | Safety Equipment |  | SQ | http://www.toronto.ca/TWONTO#rubber_insulating_gloves
73947 | THR-ELS-SQ-0896S | Electrical Rubber Gloves, PPE Issued to Renan Espiritu 10kV | THR-ELS-SQ-ERG | Electrical Rubber Gloves, Safety Equipment | Safety | Safety Equipment | 40927 | SQ | http://www.toronto.ca/TWONTO#rubber_insulating_gloves
134989 | THR-ELS-SQ-0888S | Electrical Rubber Gloves, PPE Issued to Renan Espiritu 5kV | THR-ELS-SQ-ERG | Electrical Rubber Gloves, Safety Equipment | Safety | Safety Equipment | 40929 | SQ | http://www.toronto.ca/TWONTO#rubber_insulating_gloves
73945 | THR-ELS-SQ-0800 | Electrical Rubber Gloves, PPE Issued to Wei Peng 5kV | THR-ELS-SQ-ERG | Electrical Rubber Gloves, Safety Equipment | Safety | Safety Equipment |  | SQ | http://www.toronto.ca/TWONTO#rubber_insulating_gloves
134998 | THR-ELS-SQ-9236 | Electrical Rubber Gloves, PPE Issued to Wei Peng 10kV | THR-ELS-SQ-ERG | Electrical Rubber Gloves, Safety Equipment | Safety | Safety Equipment |  | SQ | http://www.toronto.ca/TWONTO#rubber_insulating_gloves
73950 | THR-ELS-SQ-1893S | Electrical Rubber Gloves, PPE Issued to Xu-Peng Song 10kV | THR-ELS-SQ-ERG | Electrical Rubber Gloves, Safety Equipment | Safety | Safety Equipment | 40931 | SQ | http://www.toronto.ca/TWONTO#rubber_insulating_gloves
134997 | THR-ELS-SQ-1892S | Electrical Rubber Gloves, PPE Issued to Xu-Peng Song 5kV | THR-ELS-SQ-ERG | Electrical Rubber Gloves, Safety Equipment | Safety | Safety Equipment | 40930 | SQ | http://www.toronto.ca/TWONTO#rubber_insulating_gloves
73946 | THR-ELS-SQ-0896 | Electrical Rubber Gloves, PPE Spare 10kV | THR-ELS-SQ-ERG | Electrical Rubber Gloves, Safety Equipment | Safety | Safety Equipment |  | SQ | http://www.toronto.ca/TWONTO#rubber_insulating_gloves
73942 | THR-ELS-SQ-0404 | Electrical Rubber Gloves, PPE Spare 5KV | THR-ELS-SQ-ERG | Electrical Rubber Gloves, Safety Equipment | Safety | Safety Equipment |  | SQ | http://www.toronto.ca/TWONTO#rubber_insulating_gloves
134999 | THR-ELS-SQ-ERG | Electrical Rubber Gloves, Safety Equipment | THR-ELS-SQ | Electrical Safety Equipment, Gloves, Hot Stick, HVT & Megger | Safety | Safety Equipment |  |  | http://www.toronto.ca/TWONTO#rubber_insulating_gloves
134975 | THR-ELS-SQ | Electrical Safety Equipment, Gloves, Hot Stick, HVT & Megger | THR-ELS | Electrical Power System | Safety | Safety Equipment |  |  | http://www.toronto.ca/TWONTO#rubber_insulating_gloves
125256 | THC-ELS-SQ-GLV-0002 | Electrical Safety gloves High Voltage, Class 0 and Class 1, Set # 2 (Virtual entity #) | THC-SES-SQ | Safety Equipment | PPE,Insulated Glove | Safety Equipment |  | GLV | http://www.toronto.ca/TWONTO#rubber_insulating_gloves
61192 | THC-ELS-SQ-GLV-0001 | Electrical Safety gloves, High Voltage, Class 0 and Class 1, Set # 1 (Virtual entity #) | THC-SES-SQ | Safety Equipment | PPE,Insulated Glove | Safety Equipment |  | GLV | http://www.toronto.ca/TWONTO#rubber_insulating_gloves
61136 | THC-ELS-SQ-1067284 | Electrical Safety gloves, High Voltage, Class 0, # 1067284 | THC-SES-SQ | Safety Equipment |  | Safety Equipment | 40030 | SQ | http://www.toronto.ca/TWONTO#rubber_insulating_gloves
125175 | THC-ELS-SQ-1067428 | Electrical Safety gloves, High Voltage, Class 0, # 1067428 | THC-SES-SQ | Safety Equipment |  | Safety Equipment | 40028 | SQ | http://www.toronto.ca/TWONTO#rubber_insulating_gloves
125176 | THC-ELS-SQ-1093756 | Electrical Safety gloves, High Voltage, Class 0, # 1093756 | THC-SES-SQ | Safety Equipment |  | Safety Equipment | 40029 | SQ | http://www.toronto.ca/TWONTO#rubber_insulating_gloves
61137 | THC-ELS-SQ-1093789 | Electrical Safety gloves, High Voltage, Class 0, # 1093789 | THC-SES-SQ | Safety Equipment |  | Safety Equipment | 35313 | SQ | http://www.toronto.ca/TWONTO#rubber_insulating_gloves
61138 | THC-ELS-SQ-1093789 | Electrical Safety gloves, High Voltage, Class 0, # 1093789 | THC-SUSPENDED | Suspended entity |  | Safety Equipment | 35313 | SQ | http://www.toronto.ca/TWONTO#rubber_insulating_gloves
125177 | THC-ELS-SQ-1093805 | Electrical Safety gloves, High Voltage, Class 0, # 1093805 | THC-SES-SQ | Safety Equipment |  | Safety Equipment | 40031 | SQ | http://www.toronto.ca/TWONTO#rubber_insulating_gloves
61139 | THC-ELS-SQ-1095073 | Electrical Safety gloves, High Voltage, Class 0, # 1095073 | THC-SES-SQ | Safety Equipment |  | Safety Equipment | 40037 | SQ | http://www.toronto.ca/TWONTO#rubber_insulating_gloves
125182 | THC-ELS-SQ-1341315 | Electrical Safety gloves, High Voltage, Class 0, # 1341315 | THC-SES-SQ | Safety Equipment |  | Safety Equipment | 35394 | SQ | http://www.toronto.ca/TWONTO#rubber_insulating_gloves
125183 | THC-ELS-SQ-1341315 | Electrical Safety gloves, High Voltage, Class 0, # 1341315 | THC-SUSPENDED | Suspended entity |  | Safety Equipment | 35394 | SQ | http://www.toronto.ca/TWONTO#rubber_insulating_gloves
61145 | THC-ELS-SQ-1342256 | Electrical Safety gloves, High Voltage, Class 0, # 1342256 | THC-SES-SQ | Safety Equipment |  | Safety Equipment | 35393 | SQ | http://www.toronto.ca/TWONTO#rubber_insulating_gloves
125187 | THC-ELS-SQ-1342256 | Electrical Safety gloves, High Voltage, Class 0, # 1342256 | THC-SUSPENDED | Suspended entity |  | Safety Equipment | 35393 | SQ | http://www.toronto.ca/TWONTO#rubber_insulating_gloves
61158 | THC-ELS-SQ-2734339 | Electrical Safety gloves, High Voltage, Class 0, # 2734339 | THC-SES-SQ | Safety Equipment | PPE,Insulated Glove | Safety Equipment |  | SQ | http://www.toronto.ca/TWONTO#rubber_insulating_gloves
125206 | THC-ELS-SQ-2734528 | Electrical Safety gloves, High Voltage, Class 0, # 2734528 | THC-SES-SQ | Safety Equipment |  | Safety Equipment | 40055 | SQ | http://www.toronto.ca/TWONTO#rubber_insulating_gloves
125207 | THC-ELS-SQ-2734539 | Electrical Safety gloves, High Voltage, Class 0, # 2734539 | THC-SES-SQ | Safety Equipment | PPE,Insulated Glove | Safety Equipment |  | SQ | http://www.toronto.ca/TWONTO#rubber_insulating_gloves
125219 | THC-ELS-SQ-6180274 | Electrical Safety gloves, High Voltage, Class 0, # 6180274 | THC-SES-SQ | Safety Equipment | PPE,Insulated Glove | Safety Equipment |  | SQ | http://www.toronto.ca/TWONTO#rubber_insulating_gloves
61171 | THC-ELS-SQ-6180351 | Electrical Safety gloves, High Voltage, Class 0, # 6180351 | THC-SES-SQ | Safety Equipment | PPE,Insulated Glove | Safety Equipment |  | SQ | http://www.toronto.ca/TWONTO#rubber_insulating_gloves
125221 | THC-ELS-SQ-6180418 | Electrical Safety gloves, High Voltage, Class 0, # 6180418 | THC-SES-SQ | Safety Equipment | PPE,Insulated Glove | Safety Equipment |  | SQ | http://www.toronto.ca/TWONTO#rubber_insulating_gloves
125222 | THC-ELS-SQ-6180419 | Electrical Safety gloves, High Voltage, Class 0, # 6180419 | THC-SES-SQ | Safety Equipment | PPE,Insulated Glove | Safety Equipment |  | SQ | http://www.toronto.ca/TWONTO#rubber_insulating_gloves
61173 | THC-ELS-SQ-6180466 | Electrical Safety gloves, High Voltage, Class 0, # 6180466 | THC-SES-SQ | Safety Equipment | PPE,Insulated Glove | Safety Equipment |  | SQ | http://www.toronto.ca/TWONTO#rubber_insulating_gloves
61185 | THC-ELS-SQ-830310 | Electrical Safety gloves, High Voltage, Class 0, # 830310 | THC-SES-SQ | Safety Equipment | PPE,Insulated Glove | Safety Equipment |  | SQ | http://www.toronto.ca/TWONTO#rubber_insulating_gloves
61191 | THC-ELS-SQ-887098 | Electrical Safety gloves, High Voltage, Class 0, # 887098 | THC-SES-SQ | Safety Equipment |  | Safety Equipment | 40034 | SQ | http://www.toronto.ca/TWONTO#rubber_insulating_gloves
125254 | THC-ELS-SQ-887122 | Electrical Safety gloves, High Voltage, Class 0, # 887122 | THC-SES-SQ | Safety Equipment |  | Safety Equipment | 40035 | SQ | http://www.toronto.ca/TWONTO#rubber_insulating_gloves
125255 | THC-ELS-SQ-889378 | Electrical Safety gloves, High Voltage, Class 0, # 889378 | THC-SES-SQ | Safety Equipment | PPE,Insulated Glove | Safety Equipment |  | SQ | http://www.toronto.ca/TWONTO#rubber_insulating_gloves
30701 | FIS-SES-SQ-6101 | Electrical Safety Gloves, High Voltage, Class 0, Group 1, # 1846 | FIS-SES | Safety, Instrumentation & Environmental Services | PPE,Insulated Glove | Safety Equipment |  | SQ | http://www.toronto.ca/TWONTO#rubber_insulating_gloves
30704 | FIS-SES-SQ-6107 | Electrical Safety Gloves, High Voltage, Class 0, Group 1, # 1849 | FIS-SES | Safety, Instrumentation & Environmental Services | PPE,Insulated Glove | Safety Equipment |  | SQ | http://www.toronto.ca/TWONTO#rubber_insulating_gloves
98262 | FIS-SES-SQ-6113 | Electrical Safety Gloves, High Voltage, Class 0, Group 1, # 53 | FIS-SES | Safety, Instrumentation & Environmental Services | PPE,Insulated Glove | Safety Equipment |  | SQ | http://www.toronto.ca/TWONTO#rubber_insulating_gloves
30707 | FIS-SES-SQ-6116 | Electrical Safety Gloves, High Voltage, Class 0, Group 2, # | FIS-SES | Safety, Instrumentation & Environmental Services | PPE,Insulated Glove | Safety Equipment |  | SQ | http://www.toronto.ca/TWONTO#rubber_insulating_gloves
98259 | FIS-SES-SQ-6110 | Electrical Safety Gloves, High Voltage, Class 0, Group 2, # | FIS-SES | Safety, Instrumentation & Environmental Services | PPE,Insulated Glove | Safety Equipment |  | SQ | http://www.toronto.ca/TWONTO#rubber_insulating_gloves
30702 | FIS-SES-SQ-6104 | Electrical Safety Gloves, High Voltage, Class 0, Group 2, # 1847 | FIS-SES | Safety, Instrumentation & Environmental Services | PPE,Insulated Glove | Safety Equipment |  | SQ | http://www.toronto.ca/TWONTO#rubber_insulating_gloves
65355 | FCL-SES-SQ-1005 | Electrical Safety Gloves, High Voltage, Class 0, Group A, # | FCL-SES-SQ-0101 | Eyewash Station/Shower, Dry Chemical Building, Alum Containment Area | PPE,Insulated Glove | Safety Equipment |  | SQ | http://www.toronto.ca/TWONTO#rubber_insulating_gloves
65479 | FCL-SES-SQ-1017 | Electrical Safety Gloves, High Voltage, Class 0, Group A, #1513 | FCL-SES-SQ-0101 | Eyewash Station/Shower, Dry Chemical Building, Alum Containment Area | PPE,Insulated Glove | Safety Equipment |  | SQ | http://www.toronto.ca/TWONTO#rubber_insulating_gloves
14766 | FCL-SES-SQ-1001 | Electrical Safety Gloves, High Voltage, Class 0, Group A, #250 | FCL-SES-FEQ-SUS | Portable Fire Extinguishers | PPE,Insulated Glove | Safety Equipment |  | SQ | http://www.toronto.ca/TWONTO#rubber_insulating_gloves
14767 | FCL-SES-SQ-1001 | Electrical Safety Gloves, High Voltage, Class 0, Group A, #250 | FCL-SES-SQ-0101 | Eyewash Station/Shower, Dry Chemical Building, Alum Containment Area | PPE,Insulated Glove | Safety Equipment |  | SQ | http://www.toronto.ca/TWONTO#rubber_insulating_gloves
65359 | FCL-SES-SQ-1013 | Electrical Safety Gloves, High Voltage, Class 0, Group A, #251 | FCL-SES-SQ-0101 | Eyewash Station/Shower, Dry Chemical Building, Alum Containment Area | PPE,Insulated Glove | Safety Equipment |  | SQ | http://www.toronto.ca/TWONTO#rubber_insulating_gloves
65357 | FCL-SES-SQ-1009 | Electrical Safety Gloves, High Voltage, Class 0, Group A, #311 | FCL-SES-SQ-0101 | Eyewash Station/Shower, Dry Chemical Building, Alum Containment Area | PPE,Insulated Glove | Safety Equipment |  | SQ | http://www.toronto.ca/TWONTO#rubber_insulating_gloves
14769 | FCL-SES-SQ-1003 | Electrical Safety Gloves, High Voltage, Class 0, Group B, # | FCL-SES-SQ-0101 | Eyewash Station/Shower, Dry Chemical Building, Alum Containment Area | PPE,Insulated Glove | Safety Equipment |  | SQ | http://www.toronto.ca/TWONTO#rubber_insulating_gloves
14772 | FCL-SES-SQ-1007 | Electrical Safety Gloves, High Voltage, Class 0, Group B, # | FCL-SES-SQ-0101 | Eyewash Station/Shower, Dry Chemical Building, Alum Containment Area | PPE,Insulated Glove | Safety Equipment |  | SQ | http://www.toronto.ca/TWONTO#rubber_insulating_gloves
14776 | FCL-SES-SQ-1015 | Electrical Safety Gloves, High Voltage, Class 0, Group B, # | FCL-SES-SQ-0101 | Eyewash Station/Shower, Dry Chemical Building, Alum Containment Area | PPE,Insulated Glove | Safety Equipment |  | SQ | http://www.toronto.ca/TWONTO#rubber_insulating_gloves
65358 | FCL-SES-SQ-1011 | Electrical Safety Gloves, High Voltage, Class 0, Group B, # | FCL-SES-SQ-0101 | Eyewash Station/Shower, Dry Chemical Building, Alum Containment Area | PPE,Insulated Glove | Safety Equipment |  | SQ | http://www.toronto.ca/TWONTO#rubber_insulating_gloves
65481 | FCL-SES-SQ-1019 | Electrical Safety Gloves, High Voltage, Class 0, Group B, # | FCL-SES-SQ-0101 | Eyewash Station/Shower, Dry Chemical Building, Alum Containment Area | PPE,Insulated Glove | Safety Equipment |  | SQ | http://www.toronto.ca/TWONTO#rubber_insulating_gloves
125257 | THC-ELS-SQ-GLV-0004 | Electrical Safety gloves, High Voltage, Class 1 and 4, Set # 2 (Virtual entity #) | THC-SES-SQ | Safety Equipment | PPE,Insulated Glove | Safety Equipment |  | GLV | http://www.toronto.ca/TWONTO#rubber_insulating_gloves
61193 | THC-ELS-SQ-GLV-0003 | Electrical Safety gloves, High Voltage, Class 1 and 4, Set #1 (Virtual entity #) | THC-SES-SQ | Safety Equipment | PPE,Insulated Glove | Safety Equipment |  | GLV | http://www.toronto.ca/TWONTO#rubber_insulating_gloves
61146 | THC-ELS-SQ-211152L | Electrical Safety gloves, High Voltage, Class 1, # 211152L | THC-SES-SQ | Safety Equipment |  | Safety Equipment | 40739 | SQ | http://www.toronto.ca/TWONTO#rubber_insulating_gloves
61147 | THC-ELS-SQ-211152R | Electrical Safety gloves, High Voltage, Class 1, # 211152R | THC-SES-SQ | Safety Equipment |  | Safety Equipment | 40740 | SQ | http://www.toronto.ca/TWONTO#rubber_insulating_gloves
61148 | THC-ELS-SQ-211159 | Electrical Safety gloves, High Voltage, Class 1, # 211159 | THC-SUSPENDED | Suspended entity |  | Safety Equipment | 36309 | SQ | http://www.toronto.ca/TWONTO#rubber_insulating_gloves
125192 | THC-ELS-SQ-211159 | Electrical Safety gloves, High Voltage, Class 1, # 211159 | THC-SES-SQ | Safety Equipment |  | Safety Equipment | 36309 | SQ | http://www.toronto.ca/TWONTO#rubber_insulating_gloves
125193 | THC-ELS-SQ-211159L | Electrical Safety gloves, High Voltage, Class 1, # 211159L | THC-SES-SQ | Safety Equipment |  | Safety Equipment | 38527 | SQ | http://www.toronto.ca/TWONTO#rubber_insulating_gloves
61149 | THC-ELS-SQ-211160 | Electrical Safety gloves, High Voltage, Class 1, # 211160 | THC-SES-SQ | Safety Equipment |  | Safety Equipment | 36310 | SQ | http://www.toronto.ca/TWONTO#rubber_insulating_gloves
125195 | THC-ELS-SQ-211160 | Electrical Safety gloves, High Voltage, Class 1, # 211160 | THC-SUSPENDED | Suspended entity |  | Safety Equipment | 36310 | SQ | http://www.toronto.ca/TWONTO#rubber_insulating_gloves
61157 | THC-ELS-SQ-2640040 | Electrical Safety gloves, High Voltage, Class 1, # 2640040 | THC-SES-SQ | Safety Equipment | PPE,Insulated Glove | Safety Equipment | 41089 | SQ | http://www.toronto.ca/TWONTO#rubber_insulating_gloves
125205 | THC-ELS-SQ-2640205 | Electrical Safety gloves, High Voltage, Class 1, # 2640205 | THC-SES-SQ | Safety Equipment | PPE,Insulated Glove | Safety Equipment | 41090 | SQ | http://www.toronto.ca/TWONTO#rubber_insulating_gloves
125208 | THC-ELS-SQ-2865130 | Electrical Safety gloves, High Voltage, Class 1, # 2865130 | THC-SES-SQ | Safety Equipment |  | Safety Equipment | 36225 | SQ | http://www.toronto.ca/TWONTO#rubber_insulating_gloves
125209 | THC-ELS-SQ-2865130 | Electrical Safety gloves, High Voltage, Class 1, # 2865130 | THC-SUSPENDED | Suspended entity |  | Safety Equipment | 36225 | SQ | http://www.toronto.ca/TWONTO#rubber_insulating_gloves
61161 | THC-ELS-SQ-2865147 | Electrical Safety gloves, High Voltage, Class 1, # 2865147 | THC-SUSPENDED | Suspended entity |  | Safety Equipment | 36226 | SQ | http://www.toronto.ca/TWONTO#rubber_insulating_gloves
125210 | THC-ELS-SQ-2865147 | Electrical Safety gloves, High Voltage, Class 1, # 2865147 | THC-SES-SQ | Safety Equipment |  | Safety Equipment | 36226 | SQ | http://www.toronto.ca/TWONTO#rubber_insulating_gloves
125213 | THC-ELS-SQ-494632 | Electrical Safety gloves, High Voltage, Class 1, # 494632 | THC-SES-SQ | Safety Equipment |  | Safety Equipment | 40053 | SQ | http://www.toronto.ca/TWONTO#rubber_insulating_gloves
61166 | THC-ELS-SQ-494806 | Electrical Safety gloves, High Voltage, Class 1, # 494806 | THC-SES-SQ | Safety Equipment |  | Safety Equipment | 40750 | SQ | http://www.toronto.ca/TWONTO#rubber_insulating_gloves
61168 | THC-ELS-SQ-6124599 | Electrical Safety gloves, High Voltage, Class 1, # 6124599 | THC-SES-SQ | Safety Equipment | PPE,Insulated Glove | Safety Equipment |  | SQ | http://www.toronto.ca/TWONTO#rubber_insulating_gloves
125217 | THC-ELS-SQ-6124639 | Electrical Safety gloves, High Voltage, Class 1, # 6124639 | THC-SES-SQ | Safety Equipment | PPE,Insulated Glove | Safety Equipment |  | SQ | http://www.toronto.ca/TWONTO#rubber_insulating_gloves
125228 | THC-ELS-SQ-6214599 | Electrical Safety gloves, High Voltage, Class 1, # 6214599 | THC-SES-SQ | Safety Equipment |  | Safety Equipment | 40743 | SQ | http://www.toronto.ca/TWONTO#rubber_insulating_gloves
61175 | THC-ELS-SQ-6214639 | Electrical Safety gloves, High Voltage, Class 1, # 6214639 | THC-SES-SQ | Safety Equipment |  | Safety Equipment | 40744 | SQ | http://www.toronto.ca/TWONTO#rubber_insulating_gloves
125229 | THC-ELS-SQ-6241825 | Electrical Safety gloves, High Voltage, Class 1, # 6241825 | THC-SES-SQ | Safety Equipment | PPE,Insulated Glove | Safety Equipment |  | SQ | http://www.toronto.ca/TWONTO#rubber_insulating_gloves
61176 | THC-ELS-SQ-6241874 | Electrical Safety gloves, High Voltage, Class 1, # 6241874 | THC-SES-SQ | Safety Equipment | PPE,Insulated Glove | Safety Equipment |  | SQ | http://www.toronto.ca/TWONTO#rubber_insulating_gloves
125233 | THC-ELS-SQ-6320534 | Electrical Safety gloves, High Voltage, Class 1, # 6320534 | THC-SES-SQ | Safety Equipment | PPE,Insulated Glove | Safety Equipment |  | SQ | http://www.toronto.ca/TWONTO#rubber_insulating_gloves
125234 | THC-ELS-SQ-6320550 | Electrical Safety gloves, High Voltage, Class 1, # 6320550 | THC-SES-SQ | Safety Equipment | PPE,Insulated Glove | Safety Equipment |  | SQ | http://www.toronto.ca/TWONTO#rubber_insulating_gloves
61180 | THC-ELS-SQ-725046 | Electrical Safety gloves, High Voltage, Class 1, # 725046 | THC-SES-SQ | Safety Equipment |  | Safety Equipment | 35227 | SQ | http://www.toronto.ca/TWONTO#rubber_insulating_gloves
125238 | THC-ELS-SQ-725046 | Electrical Safety gloves, High Voltage, Class 1, # 725046 | THC-SUSPENDED | Suspended entity |  | Safety Equipment | 35227 | SQ | http://www.toronto.ca/TWONTO#rubber_insulating_gloves
125239 | THC-ELS-SQ-725053 | Electrical Safety gloves, High Voltage, Class 1, # 725053 | THC-SES-SQ | Safety Equipment |  | Safety Equipment | 40751 | SQ | http://www.toronto.ca/TWONTO#rubber_insulating_gloves
125240 | THC-ELS-SQ-725056 | Electrical Safety gloves, High Voltage, Class 1, # 725056 | THC-SES-SQ | Safety Equipment |  | Safety Equipment | 35226 | SQ | http://www.toronto.ca/TWONTO#rubber_insulating_gloves
125241 | THC-ELS-SQ-725056 | Electrical Safety gloves, High Voltage, Class 1, # 725056 | THC-SUSPENDED | Suspended entity |  | Safety Equipment | 35226 | SQ | http://www.toronto.ca/TWONTO#rubber_insulating_gloves
61181 | THC-ELS-SQ-725058 | Electrical Safety gloves, High Voltage, Class 1, # 725058 | THC-SES-SQ | Safety Equipment |  | Safety Equipment | 40752 | SQ | http://www.toronto.ca/TWONTO#rubber_insulating_gloves
125249 | THC-ELS-SQ-8499887 | Electrical Safety gloves, High Voltage, Class 1, # 8499887 | THC-SES-SQ | Safety Equipment | PPE,Insulated Glove | Safety Equipment |  | SQ | http://www.toronto.ca/TWONTO#rubber_insulating_gloves
125250 | THC-ELS-SQ-8499947 | Electrical Safety gloves, High Voltage, Class 1, # 8499947 | THC-SES-SQ | Safety Equipment | PPE,Insulated Glove | Safety Equipment |  | SQ | http://www.toronto.ca/TWONTO#rubber_insulating_gloves
125194 | THC-ELS-SQ-211159R | Electrical Safety gloves, High Voltage, Class 1, #211159R | THC-SES-SQ | Safety Equipment |  | Safety Equipment | 38528 | SQ | http://www.toronto.ca/TWONTO#rubber_insulating_gloves
61164 | THC-ELS-SQ-494706 | Electrical Safety gloves, High Voltage, Class 1, #494706 | THC-SUSPENDED | Suspended entity |  | Safety Equipment | 35225 | SQ | http://www.toronto.ca/TWONTO#rubber_insulating_gloves
125214 | THC-ELS-SQ-494706 | Electrical Safety gloves, High Voltage, Class 1, #494706 | THC-SES-SQ | Safety Equipment |  | Safety Equipment | 35225 | SQ | http://www.toronto.ca/TWONTO#rubber_insulating_gloves
61165 | THC-ELS-SQ-494768 | Electrical Safety gloves, High Voltage, Class 1, #494768 | THC-SUSPENDED | Suspended entity |  | Safety Equipment | 35224 | SQ | http://www.toronto.ca/TWONTO#rubber_insulating_gloves
125215 | THC-ELS-SQ-494768 | Electrical Safety gloves, High Voltage, Class 1, #494768 | THC-SES-SQ | Safety Equipment |  | Safety Equipment | 35224 | SQ | http://www.toronto.ca/TWONTO#rubber_insulating_gloves
30705 | FIS-SES-SQ-6114 | Electrical Safety Gloves, High Voltage, Class 1, Group 1, # | FIS-SES | Safety, Instrumentation & Environmental Services | PPE,Insulated Glove | Safety Equipment |  | SQ | http://www.toronto.ca/TWONTO#rubber_insulating_gloves
98257 | FIS-SES-SQ-6108 | Electrical Safety Gloves, High Voltage, Class 1, Group 1, # | FIS-SES | Safety, Instrumentation & Environmental Services | PPE,Insulated Glove | Safety Equipment |  | SQ | http://www.toronto.ca/TWONTO#rubber_insulating_gloves
98254 | FIS-SES-SQ-6102 | Electrical Safety Gloves, High Voltage, Class 1, Group 1, # 531 | FIS-SES | Safety, Instrumentation & Environmental Services | PPE,Insulated Glove | Safety Equipment |  | SQ | http://www.toronto.ca/TWONTO#rubber_insulating_gloves
98260 | FIS-SES-SQ-6111 | Electrical Safety Gloves, High Voltage, Class 1, Group 2, # | FIS-SES | Safety, Instrumentation & Environmental Services | PPE,Insulated Glove | Safety Equipment |  | SQ | http://www.toronto.ca/TWONTO#rubber_insulating_gloves
98263 | FIS-SES-SQ-6117 | Electrical Safety Gloves, High Voltage, Class 1, Group 2, # 54 | FIS-SES | Safety, Instrumentation & Environmental Services | PPE,Insulated Glove | Safety Equipment |  | SQ | http://www.toronto.ca/TWONTO#rubber_insulating_gloves
98256 | FIS-SES-SQ-6105 | Electrical Safety Gloves, High Voltage, Class 1, Group 2, # 541 | FIS-SES | Safety, Instrumentation & Environmental Services | PPE,Insulated Glove | Safety Equipment |  | SQ | http://www.toronto.ca/TWONTO#rubber_insulating_gloves
61141 | THC-ELS-SQ-1232258 | Electrical Safety gloves, High Voltage, Class 4, # 1232258 | THC-SES-SQ | Safety Equipment |  | Safety Equipment | 35710 | SQ | http://www.toronto.ca/TWONTO#rubber_insulating_gloves
125179 | THC-ELS-SQ-1232258 | Electrical Safety gloves, High Voltage, Class 4, # 1232258 | THC-SUSPENDED | Suspended entity |  | Safety Equipment | 35710 | SQ | http://www.toronto.ca/TWONTO#rubber_insulating_gloves
61142 | THC-ELS-SQ-1244573 | Electrical Safety gloves, High Voltage, Class 4, # 1244573 | THC-SES-SQ | Safety Equipment |  | Safety Equipment | 35711 | SQ | http://www.toronto.ca/TWONTO#rubber_insulating_gloves
61143 | THC-ELS-SQ-1244573 | Electrical Safety gloves, High Voltage, Class 4, # 1244573 | THC-SUSPENDED | Suspended entity |  | Safety Equipment | 35711 | SQ | http://www.toronto.ca/TWONTO#rubber_insulating_gloves
30706 | FIS-SES-SQ-6115 | Electrical Safety Gloves, High Voltage, Class 4, Group 1, # | FIS-SES | Safety, Instrumentation & Environmental Services | PPE,Insulated Glove | Safety Equipment |  | SQ | http://www.toronto.ca/TWONTO#rubber_insulating_gloves
98255 | FIS-SES-SQ-6103 | Electrical Safety Gloves, High Voltage, Class 4, Group 1, # 323 | FIS-SES | Safety, Instrumentation & Environmental Services | PPE,Insulated Glove | Safety Equipment |  | SQ | http://www.toronto.ca/TWONTO#rubber_insulating_gloves
98258 | FIS-SES-SQ-6109 | Electrical Safety Gloves, High Voltage, Class 4, Group 1, # 5080 | FIS-SES | Safety, Instrumentation & Environmental Services | PPE,Insulated Glove | Safety Equipment |  | SQ | http://www.toronto.ca/TWONTO#rubber_insulating_gloves
30708 | FIS-SES-SQ-6118 | Electrical Safety Gloves, High Voltage, Class 4, Group 2, # | FIS-SES | Safety, Instrumentation & Environmental Services | PPE,Insulated Glove | Safety Equipment |  | SQ | http://www.toronto.ca/TWONTO#rubber_insulating_gloves
98261 | FIS-SES-SQ-6112 | Electrical Safety Gloves, High Voltage, Class 4, Group 2, # | FIS-SES | Safety, Instrumentation & Environmental Services | PPE,Insulated Glove | Safety Equipment |  | SQ | http://www.toronto.ca/TWONTO#rubber_insulating_gloves
30703 | FIS-SES-SQ-6106 | Electrical Safety Gloves, High Voltage, Class 4, Group 2, # 1000 | FIS-SES | Safety, Instrumentation & Environmental Services | PPE,Insulated Glove | Safety Equipment |  | SQ | http://www.toronto.ca/TWONTO#rubber_insulating_gloves
14771 | FCL-SES-SQ-1006 | Electrical Safety Gloves, High Voltage, Class 4, Group A, # | FCL-SES-SQ-0101 | Eyewash Station/Shower, Dry Chemical Building, Alum Containment Area | PPE,Insulated Glove | Safety Equipment |  | SQ | http://www.toronto.ca/TWONTO#rubber_insulating_gloves
65480 | FCL-SES-SQ-1018 | Electrical Safety Gloves, High Voltage, Class 4, Group A, #1502 | FCL-SES-SQ-0101 | Eyewash Station/Shower, Dry Chemical Building, Alum Containment Area | PPE,Insulated Glove | Safety Equipment |  | SQ | http://www.toronto.ca/TWONTO#rubber_insulating_gloves
14768 | FCL-SES-SQ-1002 | Electrical Safety Gloves, High Voltage, Class 4, Group A, #252 | FCL-SES-SQ-0101 | Eyewash Station/Shower, Dry Chemical Building, Alum Containment Area | PPE,Insulated Glove | Safety Equipment |  | SQ | http://www.toronto.ca/TWONTO#rubber_insulating_gloves
14775 | FCL-SES-SQ-1014 | Electrical Safety Gloves, High Voltage, Class 4, Group A, #4040 | FCL-SES-SQ-0101 | Eyewash Station/Shower, Dry Chemical Building, Alum Containment Area | PPE,Insulated Glove | Safety Equipment |  | SQ | http://www.toronto.ca/TWONTO#rubber_insulating_gloves
14773 | FCL-SES-SQ-1010 | Electrical Safety Gloves, High Voltage, Class 4, Group A, #5081 | FCL-SES-SQ-0101 | Eyewash Station/Shower, Dry Chemical Building, Alum Containment Area | PPE,Insulated Glove | Safety Equipment |  | SQ | http://www.toronto.ca/TWONTO#rubber_insulating_gloves
14770 | FCL-SES-SQ-1004 | Electrical Safety Gloves, High Voltage, Class 4, Group B, # | FCL-SES-SQ-0101 | Eyewash Station/Shower, Dry Chemical Building, Alum Containment Area | PPE,Insulated Glove | Safety Equipment |  | SQ | http://www.toronto.ca/TWONTO#rubber_insulating_gloves
14774 | FCL-SES-SQ-1012 | Electrical Safety Gloves, High Voltage, Class 4, Group B, # | FCL-SES-SQ-0101 | Eyewash Station/Shower, Dry Chemical Building, Alum Containment Area | PPE,Insulated Glove | Safety Equipment |  | SQ | http://www.toronto.ca/TWONTO#rubber_insulating_gloves
65356 | FCL-SES-SQ-1008 | Electrical Safety Gloves, High Voltage, Class 4, Group B, # | FCL-SES-SQ-0101 | Eyewash Station/Shower, Dry Chemical Building, Alum Containment Area | PPE,Insulated Glove | Safety Equipment |  | SQ | http://www.toronto.ca/TWONTO#rubber_insulating_gloves
65360 | FCL-SES-SQ-1016 | Electrical Safety Gloves, High Voltage, Class 4, Group B, # | FCL-SES-SQ-0101 | Eyewash Station/Shower, Dry Chemical Building, Alum Containment Area | PPE,Insulated Glove | Safety Equipment |  | SQ | http://www.toronto.ca/TWONTO#rubber_insulating_gloves
65482 | FCL-SES-SQ-1020 | Electrical Safety Gloves, High Voltage, Class 4, Group B, # | FCL-SES-SQ-0101 | Eyewash Station/Shower, Dry Chemical Building, Alum Containment Area | PPE,Insulated Glove | Safety Equipment |  | SQ | http://www.toronto.ca/TWONTO#rubber_insulating_gloves
61150 | THC-ELS-SQ-211160L | Electrical Safety rubber gloves, High Voltage, Class 1, # 211160L | THC-SES-SQ | Safety Equipment | PPE,Insulated Glove | Safety Equipment |  | SQ | http://www.toronto.ca/TWONTO#rubber_insulating_gloves
125196 | THC-ELS-SQ-211160R | Electrical Safety rubber gloves, High Voltage, Class 1, # 211160R | THC-SES-SQ | Safety Equipment | PPE,Insulated Glove | Safety Equipment |  | SQ | http://www.toronto.ca/TWONTO#rubber_insulating_gloves
125231 | THC-ELS-SQ-629100 | Electrical Safety rubber gloves, High Voltage, Class 4, # 629100 | THC-SES-SQ | Safety Equipment | PPE,Insulated Glove | Safety Equipment |  | SQ | http://www.toronto.ca/TWONTO#rubber_insulating_gloves
125232 | THC-ELS-SQ-629115 | Electrical Safety rubber gloves, High Voltage, Class 4, # 629115 | THC-SES-SQ | Safety Equipment | PPE,Insulated Glove | Safety Equipment |  | SQ | http://www.toronto.ca/TWONTO#rubber_insulating_gloves
61182 | THC-ELS-SQ-8084606 | Electrical Safety rubber gloves, High Voltage, Class 4, # 8084606 | THC-SES-SQ | Safety Equipment |  | Safety Equipment | 40748 | SQ | http://www.toronto.ca/TWONTO#rubber_insulating_gloves
61183 | THC-ELS-SQ-8088280 | Electrical Safety rubber gloves, High Voltage, Class 4, # 8088280 | THC-SES-SQ | Safety Equipment |  | Safety Equipment | 40749 | SQ | http://www.toronto.ca/TWONTO#rubber_insulating_gloves
125251 | THC-ELS-SQ-8806570 | Electrical Safety rubber gloves, High Voltage, Class 4, # 8806570 | THC-SES-SQ | Safety Equipment | PPE,Insulated Glove | Safety Equipment |  | SQ | http://www.toronto.ca/TWONTO#rubber_insulating_gloves
61189 | THC-ELS-SQ-8806571 | Electrical Safety rubber gloves, High Voltage, Class 4, # 8806571 | THC-SES-SQ | Safety Equipment | PPE,Insulated Glove | Safety Equipment |  | SQ | http://www.toronto.ca/TWONTO#rubber_insulating_gloves
61190 | THC-ELS-SQ-8806591 | Electrical Safety rubber gloves, High Voltage, Class 4, # 8806591 | THC-SES-SQ | Safety Equipment | PPE,Insulated Glove | Safety Equipment |  | SQ | http://www.toronto.ca/TWONTO#rubber_insulating_gloves
125252 | THC-ELS-SQ-8806597 | Electrical Safety rubber gloves, High Voltage, Class 4, # 8806597 | THC-SES-SQ | Safety Equipment | PPE,Insulated Glove | Safety Equipment |  | SQ | http://www.toronto.ca/TWONTO#rubber_insulating_gloves
73382 | THR-ELS-AER | Electrical System, Aeration and Galleries | THR-ELS-SQ | Electrical Safety Equipment, Gloves, Hot Stick, HVT & Megger |  | Safety Equipment |  |  | http://www.toronto.ca/TWONTO#collection_of_assets
134479 | THR-ELS-AER | Electrical System, Aeration and Galleries | THR-ELS | Electrical Power System |  | Safety Equipment |  |  | http://www.toronto.ca/TWONTO#collection_of_assets
134480 | THR-ELS-AER | Electrical System, Aeration and Galleries | THR-SES-WA3 | Safety & Environmental Services |  | Safety Equipment |  |  | http://www.toronto.ca/TWONTO#collection_of_assets
111098 | TAB-DIG-SQ-0018 | Emerg. Eyewash Stn, Dig Tanks 1-4 Bsmt. South East Pillar | TAB-DIG-SQ-T01-04 | Digester Tanks 01-04, Safety Equipments | PPE,Eyewash Station | Safety Equipment |  | SQ | http://www.toronto.ca/TWONTO#emergency_eyewash
45469 | TAB-DIG-SQ-0017 | Emerg. Eyewash Stn, Dig Tanks 1-4 Bsmt.North East Pillar | TAB-DIG-SQ-T01-04 | Digester Tanks 01-04, Safety Equipments | PPE,Eyewash Station | Safety Equipment |  | SQ | http://www.toronto.ca/TWONTO#emergency_eyewash
45470 | TAB-DIG-SQ-0019 | Emerg. Eyewash Stn, Dig Tanks 1-4 2nd Floor South West Wall | TAB-DIG-SQ-T01-04 | Digester Tanks 01-04, Safety Equipments | PPE,Eyewash Station | Safety Equipment |  | SQ | http://www.toronto.ca/TWONTO#emergency_eyewash
45468 | TAB-DIG-SQ-0016 | Emerg. Eyewash Stn, Dig Tanks 5-8 2nd Floor South West Wall | TAB-DIG-SQ-T05-08 | Digester Tanks 05-08, Safety Equipments | PPE,Eyewash Station | Safety Equipment |  | SQ | http://www.toronto.ca/TWONTO#emergency_eyewash
45465 | TAB-DIG-SQ-0012 | Emerg. Eyewash Stn, Dig Tanks 5-8 Bsmt. North East Pillar | TAB-DIG-SQ-T05-08 | Digester Tanks 05-08, Safety Equipments | PPE,Eyewash Station | Safety Equipment |  | SQ | http://www.toronto.ca/TWONTO#emergency_eyewash
45466 | TAB-DIG-SQ-0012 | Emerg. Eyewash Stn, Dig Tanks 5-8 Bsmt. North East Pillar | TAB-DIG-STRC-T5-8 | Digester Tanks 5-8 - Drains, Electrical Service(110/220V), Lighting, Plumbing | PPE,Eyewash Station | Safety Equipment |  | SQ | http://www.toronto.ca/TWONTO#emergency_eyewash
111096 | TAB-DIG-SQ-0013 | Emerg. Eyewash Stn, Dig Tanks 5-8 Bsmt. North West Pillar | TAB-DIG-SQ-T05-08 | Digester Tanks 05-08, Safety Equipments | PPE,Eyewash Station | Safety Equipment |  | SQ | http://www.toronto.ca/TWONTO#emergency_eyewash
45467 | TAB-DIG-SQ-0014 | Emerg. Eyewash Stn, Dig Tanks 5-8 Bsmt. South East Pillar | TAB-DIG-SQ-T05-08 | Digester Tanks 05-08, Safety Equipments | PPE,Eyewash Station | Safety Equipment |  | SQ | http://www.toronto.ca/TWONTO#emergency_eyewash
111097 | TAB-DIG-SQ-0015 | Emerg. Eyewash Stn, Dig Tanks 5-8 Bsmt. South West Pillar | TAB-DIG-SQ-T05-08 | Digester Tanks 05-08, Safety Equipments | PPE,Eyewash Station | Safety Equipment |  | SQ | http://www.toronto.ca/TWONTO#emergency_eyewash
118868 | TAB-STR-SQ-AG | Emerg. Eyewash & Shower Stns, Aeration Gallery | TAB-STR-STRC-AG | Aeration Gallery - Safety, Drains, Plumbing & PA System | PPE,Eyewash Station | Safety Equipment |  |  | http://www.toronto.ca/TWONTO#emergency_eyewash_and_shower
107433 | TAB-ACC-SQ-0205 | Emerg. Eyewash & Shower Stns, Boiler Rm/Z Bldg | TAB-SUSPENDED ENTITY | Suspended entities | PPE,Eyewash Station | Safety Equipment | 35587 | SQ | http://www.toronto.ca/TWONTO#emergency_eyewash_and_shower
107434 | TAB-ACC-SQ-0205 | Emerg. Eyewash & Shower Stns, Boiler Rm/Z Bldg | TAB-WA6-SQ | WA6 Safety Equipment | PPE,Eyewash Station | Safety Equipment | 35587 | SQ | http://www.toronto.ca/TWONTO#emergency_eyewash_and_shower
82 | 50672 | Emerg. Eyewash & Shower Stns, Dig Pipe Gallery | TAB-DIG-STRC | Digestion Pipe Gallery - Drains, Walls, Lighting, Bldg, Services, PA System, Plumbing, Safety Equipments | PPE,Eyewash Station | Safety Equipment |  |  | http://www.toronto.ca/TWONTO#emergency_eyewash_and_shower
93 | 50677 | Emerg. Eyewash & Shower Stns, Dig Tanks 13-16 | TAB-DIG-STRC-T13-16 | Digester Tanks 13-16, Drains, Electrical Service(110/220V), Lighting, Plumbing | PPE,Eyewash Station | Safety Equipment |  |  | http://www.toronto.ca/TWONTO#emergency_eyewash_and_shower
83 | 50679 | Emerg. Eyewash & Shower Stns, Dig Tanks 19-22 | TAB-DIG-STRC-19-22 | Digester Tanks 19-22 - Drains, Electrical Service(110/220V), UPS,Lighting, Plumbing | PPE,Eyewash Station | Safety Equipment |  |  | http://www.toronto.ca/TWONTO#emergency_eyewash_and_shower
91 | 50675 | Emerg. Eyewash & Shower Stns, Dig Tanks 9-12 | TAB-DIG-SQ-T09-12 | Digester Tanks 09-12, Safety Equipments | PPE,Eyewash Station | Safety Equipment |  |  | http://www.toronto.ca/TWONTO#emergency_eyewash_and_shower
92 | 50675 | Emerg. Eyewash & Shower Stns, Dig Tanks 9-12 | TAB-DIG-STRC-T9-12 | Digester Tanks 9-12 - Structure, Drains, Electrical Service(110/220V), Lighting, Plumbing, Grounds | PPE,Eyewash Station | Safety Equipment |  |  | http://www.toronto.ca/TWONTO#emergency_eyewash_and_shower
123 | 50687 | Emerg. Eyewash & Shower Stns, North Substation | TAB-ELS-STRC-N | North Substation, Sump Pump | PPE,Eyewash Station | Safety Equipment |  |  | http://www.toronto.ca/TWONTO#emergency_eyewash_and_shower
38462 | SES-SQ-0661 | Emerg. Eyewash & Shower Stns, Seawall Substation | TAB-ELS-SEAWALL | Seawall Substation | Safety,Eye wash | Safety Equipment | 47462 | SQ | http://www.toronto.ca/TWONTO#emergency_eyewash_and_shower
43232 | TAB-CW-SQ-0660 | Emerg. Eyewash & Shower Stns, Seawall Substation | TAB-ELS-STRC-SW | Seawall Substation | Safety,Eye wash | Safety Equipment |  | SQ | http://www.toronto.ca/TWONTO#emergency_eyewash_and_shower
105334 | SES-SQ-0661 | Emerg. Eyewash & Shower Stns, Seawall Substation | TAB-SUSPENDED ENTITY | Suspended entities | Safety,Eye wash | Safety Equipment | 47462 | SQ | http://www.toronto.ca/TWONTO#emergency_eyewash_and_shower
109143 | TAB-CW-SQ-0660 | Emerg. Eyewash & Shower Stns, Seawall Substation | TAB-ELS-SEAWALL | Seawall Substation | Safety,Eye wash | Safety Equipment |  | SQ | http://www.toronto.ca/TWONTO#emergency_eyewash_and_shower
124 | 50689 | Emerg. Eyewash & Shower Stns, South Substation | TAB-ELS-STRC-S | South Substation | PPE,Eyewash Station | Safety Equipment |  |  | http://www.toronto.ca/TWONTO#emergency_eyewash_and_shower
84 | 50683 | Emerg. Eyewash & Shower Stns, South Training Bldg | TAB-SES-SQ | WA7 Safety Equipment | PPE,Eyewash Station | Safety Equipment |  |  | http://www.toronto.ca/TWONTO#emergency_eyewash_and_shower
122 | 50683 | Emerg. Eyewash & Shower Stns, South Training Bldg | TAB-SLO-SES | TABWA4 Health and Safety Equipment | PPE,Eyewash Station | Safety Equipment |  |  | http://www.toronto.ca/TWONTO#emergency_eyewash_and_shower
54531 | TAB-STR-SQ-0010 | Emerg. Eyewash & Shower Stns,Sodium Hypo Tanks Room North Side | TAB-AER-STRC | Building Services, Safety, Drains & Plumbing - Air Emission Houses | PPE,Eyewash Station | Safety Equipment | 32921 | SQ | http://www.toronto.ca/TWONTO#emergency_eyewash_and_shower
118861 | TAB-STR-SQ-0010 | Emerg. Eyewash & Shower Stns,Sodium Hypo Tanks Room North Side | TAB-STR-SQ | WA2 Safety Equipment,lifting devices, ladders, Eye Wash station, First Aid Kits, Lock out stations | PPE,Eyewash Station | Safety Equipment | 32921 | SQ | http://www.toronto.ca/TWONTO#emergency_eyewash_and_shower
118862 | TAB-STR-SQ-0010 | Emerg. Eyewash & Shower Stns,Sodium Hypo Tanks Room North Side | TAB-SUSPENDED ENTITY | Suspended entities | PPE,Eyewash Station | Safety Equipment | 32921 | SQ | http://www.toronto.ca/TWONTO#emergency_eyewash_and_shower
43223 | TAB-CW-SQ-0080 | Emerg. Eyewash & Shower, Grit Area North | TAB-PLT-SQ | P Building - Safety Equipment | PPE,Eyewash Station | Safety Equipment |  | SQ | http://www.toronto.ca/TWONTO#emergency_eyewash_and_shower
43224 | TAB-CW-SQ-0083 | Emerg. Eyewash & Shower, P Building Scrubber, Outside | TAB-PLT-SQ | P Building - Safety Equipment | PPE,Eyewash Station | Safety Equipment | 35898 | SQ | http://www.toronto.ca/TWONTO#emergency_eyewash_and_shower
43225 | TAB-CW-SQ-0083 | Emerg. Eyewash & Shower, P Building Scrubber, Outside | TAB-SUSPENDED ENTITY | Suspended entities | PPE,Eyewash Station | Safety Equipment | 35898 | SQ | http://www.toronto.ca/TWONTO#emergency_eyewash_and_shower
109124 | TAB-CW-SQ-0081 | Emerg. Eyewash & Shower, Plant Services | TAB-CW-SQ-0080 | Emerg. Eyewash & Shower, Grit Area North | Switch,Flow-High | Safety Equipment | 46020 | SQ | http://www.toronto.ca/TWONTO#emergency_eyewash_and_shower
109125 | TAB-CW-SQ-0081 | Emerg. Eyewash & Shower, Plant Services | TAB-PLT-SQ | P Building - Safety Equipment | Switch,Flow-High | Safety Equipment | 46020 | SQ | http://www.toronto.ca/TWONTO#emergency_eyewash_and_shower
109126 | TAB-CW-SQ-0081 | Emerg. Eyewash & Shower, Plant Services | TAB-SUSPENDED ENTITY | Suspended entities | Switch,Flow-High | Safety Equipment | 46020 | SQ | http://www.toronto.ca/TWONTO#emergency_eyewash_and_shower
109127 | TAB-CW-SQ-0082 | Emerg. Eyewash & Shower, Plant Services | TAB-PLT-SQ | P Building - Safety Equipment | PPE,Eyewash Station | Safety Equipment |  | SQ | http://www.toronto.ca/TWONTO#emergency_eyewash_and_shower
109128 | TAB-CW-SQ-0097 | Emerg. Eyewash & Shower, Polymer Room | TAB-PLT-SQ | P Building - Safety Equipment | PPE,Eyewash Station | Safety Equipment |  | SQ | http://www.toronto.ca/TWONTO#emergency_eyewash_and_shower
43212 | TAB-CW-SQ-0004 | Emerg. Eyewash and Shower Stations, | TAB-STR-SQ | WA2 Safety Equipment,lifting devices, ladders, Eye Wash station, First Aid Kits, Lock out stations | PPE,Eyewash Station | Safety Equipment |  | SQ | http://www.toronto.ca/TWONTO#emergency_eyewash_and_shower
109110 | TAB-CW-SQ-0004 | Emerg. Eyewash and Shower Stations, | TAB-AER-QUAD | Quad Building | PPE,Eyewash Station | Safety Equipment |  | SQ | http://www.toronto.ca/TWONTO#emergency_eyewash_and_shower
54526 | TAB-STR-SQ-0001 | Emerg. Eyewash and Shower Stations, Blower Bldg Bsmt | TAB-STR-SQ | WA2 Safety Equipment,lifting devices, ladders, Eye Wash station, First Aid Kits, Lock out stations | PPE,Eyewash Station | Safety Equipment |  | SQ | http://www.toronto.ca/TWONTO#emergency_eyewash_and_shower
54527 | TAB-STR-SQ-0001 | Emerg. Eyewash and Shower Stations, Blower Bldg Bsmt | TAB-STR-STRC | Blower Bldg Services - Drains, Electrical Service(110/220V), Lighting, Plumbing | PPE,Eyewash Station | Safety Equipment |  | SQ | http://www.toronto.ca/TWONTO#emergency_eyewash_and_shower
118860 | TAB-STR-SQ-0001 | Emerg. Eyewash and Shower Stations, Blower Bldg Bsmt | TAB-STR-ANL-0100 | Portable Meters | PPE,Eyewash Station | Safety Equipment |  | SQ | http://www.toronto.ca/TWONTO#emergency_eyewash_and_shower
43217 | TAB-CW-SQ-0027 | Emerg. Eyewash and Shower Stations, Chemical Gallery, Ferrous Truck Unloading | TAB-STR-SQ | WA2 Safety Equipment,lifting devices, ladders, Eye Wash station, First Aid Kits, Lock out stations | PPE,Eyewash Station | Safety Equipment |  | SQ | http://www.toronto.ca/TWONTO#emergency_eyewash_and_shower
51680 | TAB-PRS-SQ-0005 | Emerg. Eyewash and Shower Stations, Ferric Gallery | TAB-STR-SQ | WA2 Safety Equipment,lifting devices, ladders, Eye Wash station, First Aid Kits, Lock out stations | PPE,Eyewash Station | Safety Equipment |  | SQ | http://www.toronto.ca/TWONTO#emergency_eyewash_and_shower
116213 | TAB-PRS-SQ-0005 | Emerg. Eyewash and Shower Stations, Ferric Gallery | TAB-PRS-STRC | Ferric Gallery and PRS Bldg - Drains, Electrical Service, Lighting, Paging & Plumbing | PPE,Eyewash Station | Safety Equipment |  | SQ | http://www.toronto.ca/TWONTO#emergency_eyewash_and_shower
116216 | TAB-PRS-SQ-0009 | Emerg. Eyewash and Shower Stations, Ferric Gallery-1st Set of Ferrous Pumps from South End | TAB-STR-SQ | WA2 Safety Equipment,lifting devices, ladders, Eye Wash station, First Aid Kits, Lock out stations | PPE,Eyewash Station | Safety Equipment |  | SQ | http://www.toronto.ca/TWONTO#emergency_eyewash_and_shower
51681 | TAB-PRS-SQ-0008 | Emerg. Eyewash and Shower Stations, Ferric Gallery-2nd Set of Ferrous Pumps from South End | TAB-STR-SQ | WA2 Safety Equipment,lifting devices, ladders, Eye Wash station, First Aid Kits, Lock out stations | PPE,Eyewash Station | Safety Equipment |  | SQ | http://www.toronto.ca/TWONTO#emergency_eyewash_and_shower
116215 | TAB-PRS-SQ-0007 | Emerg. Eyewash and Shower Stations, Ferric Gallery-3rd Set of Ferrous Pumps from South End | TAB-STR-SQ | WA2 Safety Equipment,lifting devices, ladders, Eye Wash station, First Aid Kits, Lock out stations | PPE,Eyewash Station | Safety Equipment |  | SQ | http://www.toronto.ca/TWONTO#emergency_eyewash_and_shower
116214 | TAB-PRS-SQ-0006 | Emerg. Eyewash and Shower Stations, Ferric Gallery-4th Set of Ferrous Pumps from South End | TAB-STR-SQ | WA2 Safety Equipment,lifting devices, ladders, Eye Wash station, First Aid Kits, Lock out stations | PPE,Eyewash Station | Safety Equipment |  | SQ | http://www.toronto.ca/TWONTO#emergency_eyewash_and_shower
43182 | TAB-CW-FSH-0026 | Emerg. Eyewash and Shower Stations, Ferric Gallery-Sodium Hypo Tanks Room South Side | TAB-CW-SQ-0026 | Emerg. Eyewash and Shower Stations, Ferric Gallery-Sodium Hypo Tanks Room South Side | Switch,Flow-High | Safety Equipment |  | FSH | http://www.toronto.ca/TWONTO#emergency_eyewash_and_shower
43216 | TAB-CW-SQ-0026 | Emerg. Eyewash and Shower Stations, Ferric Gallery-Sodium Hypo Tanks Room South Side | TAB-STR-SQ | WA2 Safety Equipment,lifting devices, ladders, Eye Wash station, First Aid Kits, Lock out stations | PPE,Eyewash Station | Safety Equipment | 35491 | SQ | http://www.toronto.ca/TWONTO#emergency_eyewash_and_shower
109081 | TAB-CW-FSH-0026 | Emerg. Eyewash and Shower Stations, Ferric Gallery-Sodium Hypo Tanks Room South Side | TAB-STR-SQ | WA2 Safety Equipment,lifting devices, ladders, Eye Wash station, First Aid Kits, Lock out stations | Switch,Flow-High | Safety Equipment |  | FSH | http://www.toronto.ca/TWONTO#emergency_eyewash_and_shower
109116 | TAB-CW-SQ-0026 | Emerg. Eyewash and Shower Stations, Ferric Gallery-Sodium Hypo Tanks Room South Side | TAB-SUSPENDED ENTITY | Suspended entities | PPE,Eyewash Station | Safety Equipment | 35491 | SQ | http://www.toronto.ca/TWONTO#emergency_eyewash_and_shower
43178 | TAB-CW-FSH-0004 | Emerg. Eyewash and Shower Stations, Quad House | TAB-CW-SQ-0004 | Emerg. Eyewash and Shower Stations, | Switch,Flow-High | Safety Equipment |  | FSH | http://www.toronto.ca/TWONTO#emergency_eyewash_and_shower
109135 | TAB-CW-SQ-0406 | Emerg. Eyewash and Shower Stations, Admin Bldg, Electricial Shop S/E corner | TAB-SES-WA8 | WA 8 Safety Equipment, | PPE,Eyewash Station | Safety Equipment |  | SQ | http://www.toronto.ca/TWONTO#emergency_eyewash_and_shower
109111 | TAB-CW-SQ-0005 | Emerg. Eyewash and Shower Stations, Air Scrubber House | TAB-STR-SQ | WA2 Safety Equipment,lifting devices, ladders, Eye Wash station, First Aid Kits, Lock out stations | PPE,Eyewash Station | Safety Equipment | 34470 | SQ | http://www.toronto.ca/TWONTO#emergency_eyewash_and_shower
109112 | TAB-CW-SQ-0005 | Emerg. Eyewash and Shower Stations, Air Scrubber House | TAB-SUSPENDED ENTITY | Suspended entities | PPE,Eyewash Station | Safety Equipment | 34470 | SQ | http://www.toronto.ca/TWONTO#emergency_eyewash_and_shower
51678 | TAB-PRS-SQ-0002SUS | Emerg. Eyewash and Shower Stations, Biosolids Truck Loading/Scrubber Room/West wall | TAB-STR-SQ | WA2 Safety Equipment,lifting devices, ladders, Eye Wash station, First Aid Kits, Lock out stations | PPE,Eyewash Station | Safety Equipment | 47663 | SQ | http://www.toronto.ca/TWONTO#emergency_eyewash_and_shower
51679 | TAB-PRS-SQ-0002SUS | Emerg. Eyewash and Shower Stations, Biosolids Truck Loading/Scrubber Room/West wall | TAB-SUSPENDED ENTITY | Suspended entities | PPE,Eyewash Station | Safety Equipment | 47663 | SQ | http://www.toronto.ca/TWONTO#emergency_eyewash_and_shower
116212 | TAB-PRS-SQ-0002SUS | Emerg. Eyewash and Shower Stations, Biosolids Truck Loading/Scrubber Room/West wall | TAB-SLO-SES | TABWA4 Health and Safety Equipment | PPE,Eyewash Station | Safety Equipment | 47663 | SQ | http://www.toronto.ca/TWONTO#emergency_eyewash_and_shower
51676 | TAB-PRS-SQ-0001SUS | Emerg. Eyewash and Shower Stations, Chlorine Building/Basement | TAB-SLO-SES | TABWA4 Health and Safety Equipment | PPE,Eyewash Station | Safety Equipment | 47662 | SQ | http://www.toronto.ca/TWONTO#emergency_eyewash_and_shower
51677 | TAB-PRS-SQ-0001SUS | Emerg. Eyewash and Shower Stations, Chlorine Building/Basement | TAB-SUSPENDED ENTITY | Suspended entities | PPE,Eyewash Station | Safety Equipment | 47662 | SQ | http://www.toronto.ca/TWONTO#emergency_eyewash_and_shower
116211 | TAB-PRS-SQ-0001SUS | Emerg. Eyewash and Shower Stations, Chlorine Building/Basement | TAB-STR-SQ | WA2 Safety Equipment,lifting devices, ladders, Eye Wash station, First Aid Kits, Lock out stations | PPE,Eyewash Station | Safety Equipment | 47662 | SQ | http://www.toronto.ca/TWONTO#emergency_eyewash_and_shower
109114 | TAB-CW-SQ-0025 | Emerg. Eyewash and Shower Stations, Ferrous Chloride Rail Car unload Ramp | TAB-STR-SQ | WA2 Safety Equipment,lifting devices, ladders, Eye Wash station, First Aid Kits, Lock out stations | PPE,Eyewash Station | Safety Equipment | 35625 | SQ | http://www.toronto.ca/TWONTO#emergency_eyewash_and_shower
109115 | TAB-CW-SQ-0025 | Emerg. Eyewash and Shower Stations, Ferrous Chloride Rail Car unload Ramp | TAB-SUSPENDED ENTITY | Suspended entities | PPE,Eyewash Station | Safety Equipment | 35625 | SQ | http://www.toronto.ca/TWONTO#emergency_eyewash_and_shower
54528 | TAB-STR-SQ-0002 | Emerg. Eyewash and Shower Stations, Ferrous Chloride truck unload Ramp | TAB-STR-SQ | WA2 Safety Equipment,lifting devices, ladders, Eye Wash station, First Aid Kits, Lock out stations | PPE,Eyewash Station | Safety Equipment | 35490 | SQ | http://www.toronto.ca/TWONTO#emergency_eyewash_and_shower
54529 | TAB-STR-SQ-0002 | Emerg. Eyewash and Shower Stations, Ferrous Chloride truck unload Ramp | TAB-STR2-STRC | Secondary Treatment - Drains, Walls, Lighting, Plumbing , PA System,Support & mechanical Equipment | PPE,Eyewash Station | Safety Equipment | 35490 | SQ | http://www.toronto.ca/TWONTO#emergency_eyewash_and_shower
54530 | TAB-STR-SQ-0002 | Emerg. Eyewash and Shower Stations, Ferrous Chloride truck unload Ramp | TAB-SUSPENDED ENTITY | Suspended entities | PPE,Eyewash Station | Safety Equipment | 35490 | SQ | http://www.toronto.ca/TWONTO#emergency_eyewash_and_shower
43228 | TAB-CW-SQ-0405 | Emerg. Eyewash and Shower Stations, Flotation Room, East Wall | TAB-WA6-SQ | WA6 Safety Equipment | PPE,Eyewash Station | Safety Equipment |  | SQ | http://www.toronto.ca/TWONTO#emergency_eyewash_and_shower
109134 | TAB-CW-SQ-0405 | Emerg. Eyewash and Shower Stations, Flotation Room, East Wall | TAB-SES-WA8 | WA 8 Safety Equipment, | PPE,Eyewash Station | Safety Equipment |  | SQ | http://www.toronto.ca/TWONTO#emergency_eyewash_and_shower
50965 | TAB-PRM-SQ-OPS | Emerg. Eyewash and Shower Stations, Old PS | TAB-PRM-STRC--OPS | Old PS Building - Drains, Plumbing, Walls | PPE,Eyewash Station | Safety Equipment | 46086 |  | http://www.toronto.ca/TWONTO#emergency_eyewash_and_shower
115586 | TAB-PRM-SQ-OPS | Emerg. Eyewash and Shower Stations, Old PS | TAB-SUSPENDED ENTITY | Suspended entities | PPE,Eyewash Station | Safety Equipment | 46086 |  | http://www.toronto.ca/TWONTO#emergency_eyewash_and_shower
90 | 50667 | Emerg. Eyewash and Shower Stations, Pelletizer Bldg | TAB-SLD-STRC | Pelletizer Bldg - Building Services, Drains, Electrical Service(110/220V), Lighting, Plumbing | PPE,Eyewash Station | Safety Equipment |  |  | http://www.toronto.ca/TWONTO#emergency_eyewash_and_shower
54532 | TAB-STR-SQ-0011 | Emerg. Eyewash and Shower Stations,Final Clarifier tank #6 North West Corner | TAB-STR-SQ | WA2 Safety Equipment,lifting devices, ladders, Eye Wash station, First Aid Kits, Lock out stations | PPE,Eyewash Station | Safety Equipment | 32922 | SQ | http://www.toronto.ca/TWONTO#emergency_eyewash_and_shower
54533 | TAB-STR-SQ-0011 | Emerg. Eyewash and Shower Stations,Final Clarifier tank #6 North West Corner | TAB-SUSPENDED ENTITY | Suspended entities | PPE,Eyewash Station | Safety Equipment | 32922 | SQ | http://www.toronto.ca/TWONTO#emergency_eyewash_and_shower
43229 | TAB-CW-SQ-0613 | Emerg. Shower & Eye Wash Station, PMO Basement, Sampling Room, North Wall | TAB-WA8-SQ-0001 | Eye Wash & Shower Station in Old Admin Bldg.Bsmt. Sampling Room | Safety,Eye wash | Safety Equipment |  | SQ | http://www.toronto.ca/TWONTO#emergency_eyewash_and_shower
109137 | TAB-CW-SQ-0613 | Emerg. Shower & Eye Wash Station, PMO Basement, Sampling Room, North Wall | TAB-SLO-SES | TABWA4 Health and Safety Equipment | Safety,Eye wash | Safety Equipment |  | SQ | http://www.toronto.ca/TWONTO#emergency_eyewash_and_shower
140703 | TNT-PRS-SQ-0002 | Emergency Eye wash and Shower | TNT-PRS | Phosporus Removal System | Safety,Eye wash | Safety Equipment |  | SQ | http://www.toronto.ca/TWONTO#emergency_eyewash_and_shower
24423 | FHO-NEX-2 CHANNEL 2-SUS | Emergency and Exit light 2 Channel 2 | FHO-NEXUS | Emergency and Exits lights- Expansion Site |  | Safety Equipment | 44452 | NEX | http://www.toronto.ca/TWONTO#lighting_unit
93564 | FHO-NEX-2 CHANNEL 2-SUS | Emergency and Exit light 2 Channel 2 | FHO-SUSPENDED | Suspended Entity List |  | Safety Equipment | 44452 | NEX | http://www.toronto.ca/TWONTO#lighting_unit
24424 | FHO-NEX-3 CHANNEL 3-SUS | Emergency and Exit light 3 Channel 3 | FHO-NEXUS | Emergency and Exits lights- Expansion Site |  | Safety Equipment | 44453 | NEX | http://www.toronto.ca/TWONTO#lighting_unit
93565 | FHO-NEX-3 CHANNEL 3-SUS | Emergency and Exit light 3 Channel 3 | FHO-SUSPENDED | Suspended Entity List |  | Safety Equipment | 44453 | NEX | http://www.toronto.ca/TWONTO#lighting_unit
24425 | FHO-NEX-4 CHANNEL 4-SUS | Emergency and Exit light 4 Channel 4 | FHO-NEXUS | Emergency and Exits lights- Expansion Site |  | Safety Equipment | 44454 | NEX | http://www.toronto.ca/TWONTO#lighting_unit
93566 | FHO-NEX-4 CHANNEL 4-SUS | Emergency and Exit light 4 Channel 4 | FHO-SUSPENDED | Suspended Entity List |  | Safety Equipment | 44454 | NEX | http://www.toronto.ca/TWONTO#lighting_unit
24426 | FHO-NEX-5 CHANNEL 5-SUS | Emergency and Exit light 5 Channel 5 | FHO-SUSPENDED | Suspended Entity List |  | Safety Equipment | 44455 | NEX | http://www.toronto.ca/TWONTO#lighting_unit
93567 | FHO-NEX-5 CHANNEL 5-SUS | Emergency and Exit light 5 Channel 5 | FHO-NEXUS | Emergency and Exits lights- Expansion Site |  | Safety Equipment | 44455 | NEX | http://www.toronto.ca/TWONTO#lighting_unit
24427 | FHO-NEX-6 CHANNEL 6-SUS | Emergency and Exit light 6 Channel 6 | FHO-NEXUS | Emergency and Exits lights- Expansion Site |  | Safety Equipment | 44456 | NEX | http://www.toronto.ca/TWONTO#lighting_unit
93568 | FHO-NEX-6 CHANNEL 6-SUS | Emergency and Exit light 6 Channel 6 | FHO-SUSPENDED | Suspended Entity List |  | Safety Equipment | 44456 | NEX | http://www.toronto.ca/TWONTO#lighting_unit
24428 | FHO-NEX-7 CHANNEL 7-SUS | Emergency and Exit light 7 Channel 7 | FHO-NEXUS | Emergency and Exits lights- Expansion Site |  | Safety Equipment | 44457 | NEX | http://www.toronto.ca/TWONTO#lighting_unit
93569 | FHO-NEX-7 CHANNEL 7-SUS | Emergency and Exit light 7 Channel 7 | FHO-SUSPENDED | Suspended Entity List |  | Safety Equipment | 44457 | NEX | http://www.toronto.ca/TWONTO#lighting_unit
93570 | FHO-NEX-8 CHANNEL 8-SUS | Emergency and Exit light 8 Channel 8 | FHO-NEXUS | Emergency and Exits lights- Expansion Site |  | Safety Equipment | 44458 | NEX | http://www.toronto.ca/TWONTO#lighting_unit
93571 | FHO-NEX-8 CHANNEL 8-SUS | Emergency and Exit light 8 Channel 8 | FHO-SUSPENDED | Suspended Entity List |  | Safety Equipment | 44458 | NEX | http://www.toronto.ca/TWONTO#lighting_unit
122365 | THC-CW-SQ-0230 | Emergency Bottle Eyewash Station, Building M, Incinerator Building M, Ground Floor Control Room, West Side | THC-SES-SQ-EYE | Eyewash Stations THC (Virtual entity #) | PPE,Eyewash Station | Safety Equipment | 35809 | SQ | eye_wash_bottle
122366 | THC-CW-SQ-0230 | Emergency Bottle Eyewash Station, Building M, Incinerator Building M, Ground Floor Control Room, West Side | THC-SUSPENDED | Suspended entity | PPE,Eyewash Station | Safety Equipment | 35809 | SQ | eye_wash_bottle
26303 | FHO-SES-SQ-0002 | Emergency Breathing Apparatus | FHO-GRK-PRTY-0002 | Grounds Maintenance |  | Safety Equipment |  | SQ | emergency_breathing_apparatus
26304 | FHO-SES-SQ-0002 | Emergency Breathing Apparatus | FHO-SES-SQ-0004 | First Aid |  | Safety Equipment |  | SQ | emergency_breathing_apparatus
30663 | FIS-SES-SQ-0001 | Emergency Breathing Apparatus | FIS WORK AREA 1 | Process |  | Safety Equipment |  | SQ | emergency_breathing_apparatus
30664 | FIS-SES-SQ-0002 | Emergency Breathing Apparatus | FIS-SES | Safety, Instrumentation & Environmental Services |  | Safety Equipment |  | SQ | emergency_breathing_apparatus
30665 | FIS-SES-SQ-0002 | Emergency Breathing Apparatus | FIS-SES-LTG | Emergency Lights |  | Safety Equipment |  | SQ | emergency_breathing_apparatus
94825 | FHO-SES-SQ-0002 | Emergency Breathing Apparatus | FHO-SES-SQ-0001 | Safety Equipment |  | Safety Equipment |  | SQ | emergency_breathing_apparatus
94285 | FHO-SES-ALR-0001 | Emergency Duress Station #1, Admin Entrance, Lakeside Parking Lot, East | FHO-SES | Safety & Environmental Services |  | Safety Equipment |  | ALR | http://www.toronto.ca/TWONTO#first_aid_kit
25700 | FHO-SES-ALR-0002 | Emergency Duress Station #2, Admin Entrance, Lakeside Parking Lot, West | FHO-SES | Safety & Environmental Services |  | Safety Equipment |  | ALR | http://www.toronto.ca/TWONTO#first_aid_kit
78305 | THR-SES-EEK | Emergency Evacuation Kit | THR-SES-WA3 | Safety & Environmental Services |  | Safety Equipment |  |  | emergency_kit
26387 | FHO-SES-SQ-7014 | Emergency Eye Wash & Drench Hose Station 14, Chemical Building, L1, Laboratory | FHO-SES-SQ-0004 | First Aid | PPE,Eyewash Station | Safety Equipment |  | SQ | http://www.toronto.ca/TWONTO#emergency_eyewash
45464 | TAB-DIG-SQ-0011 | Emergency Eye Wash Pack, # 1 Digester 1-4 Bsmt | TAB-DIG-SQ-T01-04 | Digester Tanks 01-04, Safety Equipments | PPE,Eyewash Station | Safety Equipment | 34477 | SQ | http://www.toronto.ca/TWONTO#emergency_eyewash
111095 | TAB-DIG-SQ-0011 | Emergency Eye Wash Pack, # 1 Digester 1-4 Bsmt | TAB-DIG-STRC-T1-4 | Digester Tanks 1-4 - Drains, Electrical Service(110/220V), Lighting, Plumbing | PPE,Eyewash Station | Safety Equipment | 34477 | SQ | http://www.toronto.ca/TWONTO#emergency_eyewash
45463 | TAB-DIG-SQ-0010 | Emergency Eye Wash Pack, # 10 Digester 1-4 Bsmt | TAB-DIG-STRC-T1-4 | Digester Tanks 1-4 - Drains, Electrical Service(110/220V), Lighting, Plumbing | PPE,Eyewash Station | Safety Equipment | 34476 | SQ | http://www.toronto.ca/TWONTO#emergency_eyewash
111094 | TAB-DIG-SQ-0010 | Emergency Eye Wash Pack, # 10 Digester 1-4 Bsmt | TAB-DIG-SQ-T01-04 | Digester Tanks 01-04, Safety Equipments | PPE,Eyewash Station | Safety Equipment | 34476 | SQ | http://www.toronto.ca/TWONTO#emergency_eyewash
45460 | TAB-DIG-SQ-0008 | Emergency Eye Wash Pack, # 8 Digester 1-4 Bsmt | TAB-DIG-SQ-T01-04 | Digester Tanks 01-04, Safety Equipments | PPE,Eyewash Station | Safety Equipment | 34474 | SQ | http://www.toronto.ca/TWONTO#emergency_eyewash
45461 | TAB-DIG-SQ-0008 | Emergency Eye Wash Pack, # 8 Digester 1-4 Bsmt | TAB-DIG-STRC-T1-4 | Digester Tanks 1-4 - Drains, Electrical Service(110/220V), Lighting, Plumbing | PPE,Eyewash Station | Safety Equipment | 34474 | SQ | http://www.toronto.ca/TWONTO#emergency_eyewash
45462 | TAB-DIG-SQ-0009 | Emergency Eye Wash Pack, # 9 Digester 1-4 Bsmt | TAB-DIG-STRC-T1-4 | Digester Tanks 1-4 - Drains, Electrical Service(110/220V), Lighting, Plumbing | PPE,Eyewash Station | Safety Equipment | 34475 | SQ | http://www.toronto.ca/TWONTO#emergency_eyewash
111093 | TAB-DIG-SQ-0009 | Emergency Eye Wash Pack, # 9 Digester 1-4 Bsmt | TAB-DIG-SQ-T01-04 | Digester Tanks 01-04, Safety Equipments | PPE,Eyewash Station | Safety Equipment | 34475 | SQ | http://www.toronto.ca/TWONTO#emergency_eyewash
43235 | TAB-CW-SQ-6004 | Emergency Eye Wash Station, 2nd Floor, North side | TAB-DEW-SAFETY | Safety Equipment | PPE,Eyewash Station | Safety Equipment |  | SQ | http://www.toronto.ca/TWONTO#emergency_eyewash
109146 | TAB-CW-SQ-6006 | Emergency Eye Wash Station, 3rd Floor, East side | TAB-DEW-SAFETY | Safety Equipment | PPE,Eyewash Station | Safety Equipment |  | SQ | http://www.toronto.ca/TWONTO#emergency_eyewash
109145 | TAB-CW-SQ-6005 | Emergency Eye Wash Station, 3rd Floor, West side | TAB-DEW-SAFETY | Safety Equipment | PPE,Eyewash Station | Safety Equipment |  | SQ | http://www.toronto.ca/TWONTO#emergency_eyewash
43236 | TAB-CW-SQ-6007 | Emergency Eye Wash Station, 4th Floor, Dewatering, South Wall | TAB-DEW-SAFETY | Safety Equipment | PPE,Eyewash Station | Safety Equipment |  | SQ | http://www.toronto.ca/TWONTO#emergency_eyewash
43237 | TAB-CW-SQ-6008 | Emergency Eye Wash Station, Basement, Dewatering Bldg., Polymer Room | TAB-DEW-SAFETY | Safety Equipment | PPE,Eyewash Station | Safety Equipment |  | SQ | http://www.toronto.ca/TWONTO#emergency_eyewash
43233 | TAB-CW-SQ-6001 | Emergency Eye Wash station, Dewatering Bldg. Basement | TAB-DEW-SAFETY | Safety Equipment | PPE,Eyewash Station | Safety Equipment |  | SQ | http://www.toronto.ca/TWONTO#emergency_eyewash
109144 | TAB-CW-SQ-6002 | Emergency Eye Wash station, Dewatering Bldg. Basement (beside store room) | TAB-DEW-SAFETY | Safety Equipment | PPE,Eyewash Station | Safety Equipment |  | SQ | http://www.toronto.ca/TWONTO#emergency_eyewash
43234 | TAB-CW-SQ-6003 | Emergency Eye Wash station, Dewatering Bldg., 2nd Floor South | TAB-DEW-SAFETY | Safety Equipment | PPE,Eyewash Station | Safety Equipment |  | SQ | http://www.toronto.ca/TWONTO#emergency_eyewash
109783 | TAB-DEW-SQ-0003 | Emergency Eye Wash station,Polymer Loading Station | TAB-DEW-SAFETY | Safety Equipment | PPE,Eyewash Station | Safety Equipment |  | SQ | http://www.toronto.ca/TWONTO#emergency_eyewash
90119 | YTF-GRK-SQ-1000 | Emergency Eye Wash Stations | YTF-GRK-PRTY-1000 | Building Maintenance |  | Safety Equipment |  | SQ | http://www.toronto.ca/TWONTO#collection_of_assets
81117 | TNT-DIS-SQ-0002 | Emergency Eye Wash/Shower Station | TNT-DIS | Disinfection | Safety,Eye wash | Safety Equipment |  | SQ | http://www.toronto.ca/TWONTO#emergency_eyewash
140426 | TNT-DIS-SQ-0001 | Emergency Eye Wash/Shower Station | TNT-DIS | Disinfection | Safety,Eye wash | Safety Equipment |  | SQ | http://www.toronto.ca/TWONTO#emergency_eyewash
58255 | THC-CW-SQ-0116 | Emergency Eyewash & Shower, Building A, Inside Laboratory, Old Plant | THC-SES-SQ-EYE | Eyewash Stations THC (Virtual entity #) | PPE,Eyewash Station | Safety Equipment |  | SQ | http://www.toronto.ca/TWONTO#emergency_eyewash_and_shower
58243 | THC-CW-SQ-0101 | Emergency Eyewash & Shower, Building E, Boiler Room, Building E, West Wall (centre) | THC-SES-SQ-EYE | Eyewash Stations THC (Virtual entity #) | PPE,Eyewash Station | Safety Equipment |  | SQ | http://www.toronto.ca/TWONTO#emergency_eyewash_and_shower
122352 | THC-CW-SQ-0105 | Emergency Eyewash & Shower, Building M, Incinerator Bldg, B2 by Polymer Pumps | THC-SES-SQ-EYE | Eyewash Stations THC (Virtual entity #) | PPE,Eyewash Station | Safety Equipment |  | SQ | http://www.toronto.ca/TWONTO#emergency_eyewash_and_shower
58241 | THC-CW-SQ-0002 | Emergency Eyewash & Shower, Dechlorination, centre of the building | THC-DCL | Dechlorination Process | PPE,Eyewash Station | Safety Equipment |  | SQ | http://www.toronto.ca/TWONTO#emergency_eyewash_and_shower
122349 | THC-CW-SQ-0002 | Emergency Eyewash & Shower, Dechlorination, centre of the building | THC-SES-SQ-EYE | Eyewash Stations THC (Virtual entity #) | PPE,Eyewash Station | Safety Equipment |  | SQ | http://www.toronto.ca/TWONTO#emergency_eyewash_and_shower
122347 | THC-CW-SQ-0001 | Emergency Eyewash & Shower, Dechlorination, W end by SBS filling lines | THC-DCL | Dechlorination Process | PPE,Eyewash Station | Safety Equipment |  | SQ | http://www.toronto.ca/TWONTO#emergency_eyewash_and_shower
122348 | THC-CW-SQ-0001 | Emergency Eyewash & Shower, Dechlorination, W end by SBS filling lines | THC-SES-SQ-EYE | Eyewash Stations THC (Virtual entity #) | PPE,Eyewash Station | Safety Equipment |  | SQ | http://www.toronto.ca/TWONTO#emergency_eyewash_and_shower
66369 | THC-SES-SQ-6010 | Emergency Eyewash & Shower, New Headhouse Screen Room West Side | THC-PLT-BLDG-0001 | New Head House, preliminary process | PPE,Eyewash Station | Safety Equipment |  | SQ | http://www.toronto.ca/TWONTO#emergency_eyewash_and_shower
58242 | THC-CW-SQ-0100 | Emergency Eyewash & Shower, Outdoor New Sodium Hypochlorite disinfection building | THC-SES-SQ-EYE | Eyewash Stations THC (Virtual entity #) | PPE,Eyewash Station | Safety Equipment |  | SQ | http://www.toronto.ca/TWONTO#emergency_eyewash_and_shower
122358 | THC-CW-SQ-0111 | Emergency Eyewash & Shower, Phase 4 Aeration, Central Room, Ground Floor | THC-SES-SQ-EYE | Eyewash Stations THC (Virtual entity #) | PPE,Eyewash Station | Safety Equipment |  | SQ | http://www.toronto.ca/TWONTO#emergency_eyewash_and_shower
58248 | THC-CW-SQ-0109 | Emergency Eyewash & Shower, Phase I Aeration Basement | THC-SES-SQ-EYE | Eyewash Stations THC (Virtual entity #) | PPE,Eyewash Station | Safety Equipment | 40235 | SQ | http://www.toronto.ca/TWONTO#emergency_eyewash_and_shower
122356 | THC-CW-SQ-0109 | Emergency Eyewash & Shower, Phase I Aeration Basement | THC-SUSPENDED | Suspended entity | PPE,Eyewash Station | Safety Equipment | 40235 | SQ | http://www.toronto.ca/TWONTO#emergency_eyewash_and_shower
122353 | THC-CW-SQ-0106 | Emergency Eyewash & Shower, TWAS B2, East Unit, by T14 | THC-SES-SQ-EYE | Eyewash Stations THC (Virtual entity #) | PPE,Eyewash Station | Safety Equipment |  | SQ | http://www.toronto.ca/TWONTO#emergency_eyewash_and_shower
122354 | THC-CW-SQ-0106 | Emergency Eyewash & Shower, TWAS B2, East Unit, by T14 | THC-SUSPENDED | Suspended entity | PPE,Eyewash Station | Safety Equipment |  | SQ | http://www.toronto.ca/TWONTO#emergency_eyewash_and_shower
58245 | THC-CW-SQ-0103 | Emergency Eyewash & Shower, TWAS B2, West Unit | THC-SES-SQ-EYE | Eyewash Stations THC (Virtual entity #) | PPE,Eyewash Station | Safety Equipment |  | SQ | http://www.toronto.ca/TWONTO#emergency_eyewash_and_shower
58256 | THC-CW-SQ-0121 | Emergency Eyewash & Shower,Phosphorous Removal, Outdoor at Phosphorus Filling Station | THC-PRS-T-0100 | Tank, FRP, Ferrous Chloride, Storage, Storage Tank Area | PPE,Eyewash Station | Safety Equipment | 46017 | SQ | http://www.toronto.ca/TWONTO#emergency_eyewash_and_shower
122361 | THC-CW-SQ-0121 | Emergency Eyewash & Shower,Phosphorous Removal, Outdoor at Phosphorus Filling Station | THC-PRS | Phosphorus Removal, sub-process | PPE,Eyewash Station | Safety Equipment | 46017 | SQ | http://www.toronto.ca/TWONTO#emergency_eyewash_and_shower
122362 | THC-CW-SQ-0122 | Emergency Eyewash & Shower,Phosphorous Removal, Tunnel 12 by Phosphorus Dosing Pumps | THC-PRS | Phosphorus Removal, sub-process | PPE,Eyewash Station | Safety Equipment | 46016 | SQ | http://www.toronto.ca/TWONTO#emergency_eyewash_and_shower
122363 | THC-CW-SQ-0122 | Emergency Eyewash & Shower,Phosphorous Removal, Tunnel 12 by Phosphorus Dosing Pumps | THC-PRS-T-0100 | Tank, FRP, Ferrous Chloride, Storage, Storage Tank Area | PPE,Eyewash Station | Safety Equipment | 46016 | SQ | http://www.toronto.ca/TWONTO#emergency_eyewash_and_shower
58244 | THC-CW-SQ-0102 | Emergency Eyewash & Shower,Thickening Building | THC-SPC-WA2 | System Process Control | PPE,Eyewash Station | Safety Equipment |  | SQ | http://www.toronto.ca/TWONTO#emergency_eyewash_and_shower
122350 | THC-CW-SQ-0102 | Emergency Eyewash & Shower,Thickening Building | THC-SES-SQ-EYE | Eyewash Stations THC (Virtual entity #) | PPE,Eyewash Station | Safety Equipment |  | SQ | http://www.toronto.ca/TWONTO#emergency_eyewash_and_shower
58253 | THC-CW-SQ-0114 | Emergency Eyewash Personal Wash Unit, Bottle Station, Building A, Outside Lab Entrance | THC-SES-SQ-EYE | Eyewash Stations THC (Virtual entity #) | PPE,Eyewash Station | Safety Equipment |  | SQ | eye_wash_bottle
58251 | THC-CW-SQ-0112 | Emergency Eyewash S, Personal Wash Unit, Incinerator Bldg, 3rd Floor, SW Wall | THC-SUSPENDED | Suspended entity | PPE,Eyewash Station | Safety Equipment |  | SQ | eye_wash_bottle
122359 | THC-CW-SQ-0112 | Emergency Eyewash S, Personal Wash Unit, Incinerator Bldg, 3rd Floor, SW Wall | THC-SES-SQ-EYE | Eyewash Stations THC (Virtual entity #) | PPE,Eyewash Station | Safety Equipment |  | SQ | eye_wash_bottle
118049 | TAB-SES-SQ-5400 | Emergency Eyewash Station ,Plant Water Basement Disinfection Pump Compound | TAB-SLO-SES | TABWA4 Health and Safety Equipment | Safety,Eye wash | Safety Equipment |  | SQ | http://www.toronto.ca/TWONTO#emergency_eyewash
58259 | THC-CW-SQ-0203 | Emergency Eyewash Station, Building J | THC-SES-SQ-EYE | Eyewash Stations THC (Virtual entity #) | PPE,Eyewash Station | Safety Equipment | 32209 | SQ | http://www.toronto.ca/TWONTO#emergency_eyewash
58260 | THC-CW-SQ-0203 | Emergency Eyewash Station, Building J | THC-SUSPENDED | Suspended entity | PPE,Eyewash Station | Safety Equipment | 32209 | SQ | http://www.toronto.ca/TWONTO#emergency_eyewash
122364 | THC-CW-SQ-0200 | Emergency Eyewash Station, Indoor Sodium Hypochlorite Bldg | THC-SES-SQ-EYE | Eyewash Stations THC (Virtual entity #) | PPE,Eyewash Station | Safety Equipment |  | SQ | http://www.toronto.ca/TWONTO#emergency_eyewash
58257 | THC-CW-SQ-0202 | Emergency Eyewash Station, North Workshop Janitor Room | THC-SES-SQ-EYE | Eyewash Stations THC (Virtual entity #) | PPE,Eyewash Station | Safety Equipment |  | SQ | http://www.toronto.ca/TWONTO#emergency_eyewash
58258 | THC-CW-SQ-0202 | Emergency Eyewash Station, North Workshop Janitor Room | THC-SUSPENDED | Suspended entity | PPE,Eyewash Station | Safety Equipment |  | SQ | http://www.toronto.ca/TWONTO#emergency_eyewash
118041 | TAB-SES-SQ-0660 | Emergency Eyewash Station,Seawall Substation,Electrical Room | TAB-SES-EESS | WA8 Safety Equipment, Emergency Eyewash & Shower Station | PPE,Eyewash Station | Safety Equipment |  | SQ | http://www.toronto.ca/TWONTO#emergency_eyewash
118042 | TAB-SES-SQ-0660 | Emergency Eyewash Station,Seawall Substation,Electrical Room | TAB-SES-WA8 | WA 8 Safety Equipment, | PPE,Eyewash Station | Safety Equipment |  | SQ | http://www.toronto.ca/TWONTO#emergency_eyewash
118043 | TAB-SES-SQ-0661 | Emergency Eyewash Station,Seawall Substation,Electrical Room | TAB-SES-EESS | WA8 Safety Equipment, Emergency Eyewash & Shower Station | PPE,Eyewash Station | Safety Equipment |  | SQ | http://www.toronto.ca/TWONTO#emergency_eyewash
118039 | TAB-SES-SQ-0633 | Emergency Eyewash Station,South of Final Effluent Tanks | TAB-PWA-SQ | Plant Water - Safetry Equipment | PPE,Eyewash Station | Safety Equipment |  | SQ | http://www.toronto.ca/TWONTO#emergency_eyewash
118040 | TAB-SES-SQ-0633 | Emergency Eyewash Station,South of Final Effluent Tanks | TAB-SES-EESS | WA8 Safety Equipment, Emergency Eyewash & Shower Station | PPE,Eyewash Station | Safety Equipment |  | SQ | http://www.toronto.ca/TWONTO#emergency_eyewash
58262 | THC-CW-SQ-5203 | Emergency Eyewash, North Workshop Mechanical Room | THC-ACC-BLDG X | New Workshop WA2 Building HVAC | PPE,Eyewash Station | Safety Equipment |  | SQ | http://www.toronto.ca/TWONTO#emergency_eyewash
122368 | THC-CW-SQ-5202 | Emergency Eyewash, Office area, North Workshop | THC-ACC-BLDG X | New Workshop WA2 Building HVAC | PPE,Eyewash Station | Safety Equipment |  | SQ | http://www.toronto.ca/TWONTO#emergency_eyewash
122369 | THC-CW-SQ-5204 | Emergency Eyewash, Personal Wash Unit, North workshop by Office Area | THC-ACC-BLDG X | New Workshop WA2 Building HVAC | PPE,Eyewash Station | Safety Equipment | 42416 | SQ | http://www.toronto.ca/TWONTO#emergency_eyewash
122351 | THC-CW-SQ-0104 | Emergency Eyewash, Portable/Self Contained, Incinerator Bldg, Outside Dry Polymer Room | THC-SES-SQ-EYE | Eyewash Stations THC (Virtual entity #) | PPE,Eyewash Station | Safety Equipment |  | SQ | eye_wash_bottle
58246 | THC-CW-SQ-0107 | Emergency Eyewash, Portable/Self Contained, Incinerator Bldg, 3rd Floor, SW Wall | THC-SES-SQ-EYE | Eyewash Stations THC (Virtual entity #) | PPE,Eyewash Station | Safety Equipment |  | SQ | eye_wash_bottle
122357 | THC-CW-SQ-0110 | Emergency Eyewash, Portable/Self Contained, Incinerator Bldg, 3rd Floor, West-Center Wall | THC-SES-SQ-EYE | Eyewash Stations THC (Virtual entity #) | PPE,Eyewash Station | Safety Equipment |  | SQ | eye_wash_bottle
122367 | THC-CW-SQ-5201 | Emergency Eyewash, Welding Room, North Workshop | THC-ACC-BLDG X | New Workshop WA2 Building HVAC | PPE,Eyewash Station | Safety Equipment |  | SQ | http://www.toronto.ca/TWONTO#emergency_eyewash
53566 | TAB-SES-HTR-2201 | Emergency Eyewash/Shower Heater, Rail Car Unloading | TAB-SES-SQ-2201 | Emergency Eyewash/Shower, Rail Car Unloading |  | Safety Equipment |  | HTR | http://www.toronto.ca/TWONTO#emergency_eyewash_and_shower
53567 | TAB-SES-HTR-2202 | Emergency Eyewash/Shower Heater, Rail Car Unloading | TAB-SES-SQ-2202 | Emergency Eyewash/Shower, Rail Car Unloading | Heater | Safety Equipment |  | HTR | http://www.toronto.ca/TWONTO#emergency_eyewash_and_shower
118048 | TAB-SES-SQ-2206 | Emergency Eyewash/Shower, Chemical Pipe Flushing area | TAB-STR-SQ | WA2 Safety Equipment,lifting devices, ladders, Eye Wash station, First Aid Kits, Lock out stations | PPE,Eyewash Station | Safety Equipment |  | SQ | http://www.toronto.ca/TWONTO#emergency_eyewash_and_shower
118045 | TAB-SES-SQ-2203 | Emergency Eyewash/Shower, PRS Bldg, Loading Room | TAB-STR-SQ | WA2 Safety Equipment,lifting devices, ladders, Eye Wash station, First Aid Kits, Lock out stations | PPE,Eyewash Station | Safety Equipment |  | SQ | http://www.toronto.ca/TWONTO#emergency_eyewash_and_shower
118046 | TAB-SES-SQ-2204 | Emergency Eyewash/Shower, PRS Bldg, Pump Room | TAB-STR-SQ | WA2 Safety Equipment,lifting devices, ladders, Eye Wash station, First Aid Kits, Lock out stations | PPE,Eyewash Station | Safety Equipment |  | SQ | http://www.toronto.ca/TWONTO#emergency_eyewash_and_shower
53671 | TAB-SES-SQ-2201 | Emergency Eyewash/Shower, Rail Car Unloading | TAB-STR-SQ | WA2 Safety Equipment,lifting devices, ladders, Eye Wash station, First Aid Kits, Lock out stations | PPE,Eyewash Station | Safety Equipment |  | SQ | http://www.toronto.ca/TWONTO#emergency_eyewash_and_shower
118044 | TAB-SES-SQ-2202 | Emergency Eyewash/Shower, Rail Car Unloading | TAB-STR-SQ | WA2 Safety Equipment,lifting devices, ladders, Eye Wash station, First Aid Kits, Lock out stations | PPE,Eyewash Station | Safety Equipment |  | SQ | http://www.toronto.ca/TWONTO#emergency_eyewash_and_shower
118037 | TAB-SES-SQ-0090 | Emergency Eyewash/Shower,Waste Gas Burner Station | TAB-DIG-BU | Waste Gas Burner | Safety,Eye wash | Safety Equipment |  | SQ | http://www.toronto.ca/TWONTO#emergency_eyewash_and_shower
46701 | TAB-DIS-SQ-1001SUS | Emergency Kit- C for the Chlorine tank car | TAB-SUSPENDED ENTITY | Suspended entities |  | Safety Equipment | 47661 | SQ | emergency_kit
112279 | TAB-DIS-SQ-1001SUS | Emergency Kit- C for the Chlorine tank car | TAB-DIS-SQ | Chlorine Building Safety Equipment |  | Safety Equipment | 47661 | SQ | emergency_kit
26429 | FHO-SM-SQ-0002 | Emergency Kit, Chlorine, Chemical Building, S2, East Corridor, North | FHO-SES-SQ-0001 | Safety Equipment | Safety,Emergency Kit | Safety Equipment |  | SQ | emergency_kit
94940 | FHO-SM-SQ-0002 | Emergency Kit, Chlorine, Chemical Building, S2, East Corridor, North | FHO-SM | Spill Containment & Chemical Sump Systems | Safety,Emergency Kit | Safety Equipment |  | SQ | emergency_kit
26427 | FHO-SM-SQ-0001 | Emergency Kit, Chlorine, Chemical Building, S2, East Corridor, South | FHO-SES-SQ-0001 | Safety Equipment | Safety,Emergency Kit | Safety Equipment |  | SQ | emergency_kit
26428 | FHO-SM-SQ-0001 | Emergency Kit, Chlorine, Chemical Building, S2, East Corridor, South | FHO-SM | Spill Containment & Chemical Sump Systems | Safety,Emergency Kit | Safety Equipment |  | SQ | emergency_kit
26430 | FHO-SM-SQ-0003 | Emergency Kit, Chlorine, Chemical Building, S2, Gaseous Chemical Storage Entrance | FHO-SM | Spill Containment & Chemical Sump Systems | Safety,Emergency Kit | Safety Equipment |  | SQ | emergency_kit
94941 | FHO-SM-SQ-0003 | Emergency Kit, Chlorine, Chemical Building, S2, Gaseous Chemical Storage Entrance | FHO-SES-SQ-0001 | Safety Equipment | Safety,Emergency Kit | Safety Equipment |  | SQ | emergency_kit
113398 | TAB-ELS-LTG-1013 | Emergency Light,Double Head,North Substation,Battery Room,North Wall | NORTH SUBSTN_BTTRY RM | MSA Substation,Battery Room | Lighting,Emergency | Safety Equipment |  | LTG | http://www.toronto.ca/TWONTO#lighting_unit
113397 | TAB-ELS-LTG-1012 | Emergency Light,Double Head,North Substation,Electrical Control Room,North Wall | NRTH SUBSTN_ELE_CNTRL_RM | MSA Substation,Electrical Control Room | Lighting,Emergency | Safety Equipment |  | LTG | http://www.toronto.ca/TWONTO#lighting_unit
48113 | TAB-ELS-LTG-1020 | Emergency Light,North Substation,1st Floor,East Entrance | NORTH SUBSTN_1ST FLR | MSA Substation,1st Floor | Lighting,Emergency | Safety Equipment |  | LTG | http://www.toronto.ca/TWONTO#lighting_unit
48112 | TAB-ELS-LTG-1010 | Emergency Light,North Substation,1st Floor,East Wall,Electrical Room Door | NORTH SUBSTN_1ST FLR | MSA Substation,1st Floor | Lighting,Emergency | Safety Equipment |  | LTG | http://www.toronto.ca/TWONTO#lighting_unit
113395 | TAB-ELS-LTG-1000 | Emergency Light,North Substation,1st Floor,West Entrance | NORTH SUBSTN_1ST FLR | MSA Substation,1st Floor | Lighting,Emergency | Safety Equipment |  | LTG | http://www.toronto.ca/TWONTO#lighting_unit
48114 | TAB-ELS-LTG-1070 | Emergency Light,North Substation,Basement,Centre,East | NORTH SUBSTATION_BASEMENT | MSA Substation,Basement | Lighting,Emergency | Safety Equipment |  | LTG | http://www.toronto.ca/TWONTO#lighting_unit
48116 | TAB-ELS-LTG-1080 | Emergency Light,North Substation,Basement,Centre,West | NORTH SUBSTATION_BASEMENT | MSA Substation,Basement | Lighting,Emergency | Safety Equipment |  | LTG | http://www.toronto.ca/TWONTO#lighting_unit
113399 | TAB-ELS-LTG-1050 | Emergency Light,North Substation,Basement,East Entrance | NORTH SUBSTATION_BASEMENT | MSA Substation,Basement | Lighting,Emergency | Safety Equipment |  | LTG | http://www.toronto.ca/TWONTO#lighting_unit
113400 | TAB-ELS-LTG-1060 | Emergency Light,North Substation,Basement,West Entrance | NORTH SUBSTATION_BASEMENT | MSA Substation,Basement | Lighting,Emergency | Safety Equipment |  | LTG | http://www.toronto.ca/TWONTO#lighting_unit
113396 | TAB-ELS-LTG-1011 | Emergency Light,Single Head,North Substation,1st Floor,Mezzanine | NORTH SUBSTN_1ST FLR | MSA Substation,1st Floor | Lighting,Emergency | Safety Equipment |  | LTG | http://www.toronto.ca/TWONTO#lighting_unit
48115 | TAB-ELS-LTG-1072 | Emergency Light,Single Head,North Substation,Basement,Centre,East,East | NORTH SUBSTATION_BASEMENT | MSA Substation,Basement | Lighting,Emergency | Safety Equipment |  | LTG | http://www.toronto.ca/TWONTO#lighting_unit
113401 | TAB-ELS-LTG-1071 | Emergency Light,Single Head,North Substation,Basement,Centre,East,West | NORTH SUBSTATION_BASEMENT | MSA Substation,Basement | Lighting,Emergency | Safety Equipment |  | LTG | http://www.toronto.ca/TWONTO#lighting_unit
113402 | TAB-ELS-LTG-1082 | Emergency Light,Single Head,North Substation,Basement,Centre,West,East | NORTH SUBSTATION_BASEMENT | MSA Substation,Basement | Lighting,Emergency | Safety Equipment |  | LTG | http://www.toronto.ca/TWONTO#lighting_unit
48117 | TAB-ELS-LTG-1081 | Emergency Light,Single Head,North Substation,Basement,Centre,West,West | NORTH SUBSTATION_BASEMENT | MSA Substation,Basement | Lighting,Emergency | Safety Equipment |  | LTG | http://www.toronto.ca/TWONTO#lighting_unit
91838 | FHO-ELS-LTG EMERG | Emergency Lights | FHO-SES | Safety & Environmental Services |  | Safety Equipment |  |  | http://www.toronto.ca/TWONTO#collection_of_assets
78306 | THR-SES-EL-EPS | Emergency Lights / Exit Signs, Effluent Pumping Station | THR-ELS-AER | Electrical System, Aeration and Galleries | Safety | Safety Equipment |  |  | http://www.toronto.ca/TWONTO#collection_of_assets
78307 | THR-SES-EL-EPS | Emergency Lights / Exit Signs, Effluent Pumping Station | THR-EPS | Effluent Pumping Station | Safety | Safety Equipment |  |  | http://www.toronto.ca/TWONTO#collection_of_assets
145927 | WTR-PRH-SQ-0001 | Emergency Safety Shower and Eye Wash, Generator Room | WTR-PRH-LB-0102 | Load Breaker, 4160V, Secondary, Switchgear Electrical Room | Safety,Eye wash | Safety Equipment |  | SQ | http://www.toronto.ca/TWONTO#emergency_eyewash_and_shower
14748 | FCL-SES-SHOW-0001-SUS | Emergency Shower | FCL-SES | Safety and Environmental Services | PPE,Eyewash Station | Safety Equipment | 36707 | SHOW | http://www.toronto.ca/TWONTO#emergency_eyewash_and_shower
14749 | FCL-SES-SHOW-0001-SUS | Emergency Shower | FCL-SES-1 | Emergency Showers | PPE,Eyewash Station | Safety Equipment | 36707 | SHOW | http://www.toronto.ca/TWONTO#emergency_eyewash_and_shower
14750 | FCL-SES-SHOW-0001-SUS | Emergency Shower | FCL-SUSPENDED | Suspended entity | PPE,Eyewash Station | Safety Equipment | 36707 | SHOW | http://www.toronto.ca/TWONTO#emergency_eyewash_and_shower
14751 | FCL-SES-SHOW-0002-SUS | Emergency Shower | FCL-SES-1 | Emergency Showers | PPE,Eyewash Station | Safety Equipment | 36708 | SHOW | http://www.toronto.ca/TWONTO#emergency_eyewash_and_shower
14752 | FCL-SES-SHOW-0003-SUS | Emergency Shower | FCL-SES-1 | Emergency Showers | PPE,Eyewash Station | Safety Equipment | 36709 | SHOW | http://www.toronto.ca/TWONTO#emergency_eyewash_and_shower
14753 | FCL-SES-SHOW-0003-SUS | Emergency Shower | FCL-SUSPENDED | Suspended entity | PPE,Eyewash Station | Safety Equipment | 36709 | SHOW | http://www.toronto.ca/TWONTO#emergency_eyewash_and_shower
14754 | FCL-SES-SHOW-0004-SUS | Emergency Shower | FCL-SES-1 | Emergency Showers | PPE,Eyewash Station | Safety Equipment | 36710 | SHOW | http://www.toronto.ca/TWONTO#emergency_eyewash_and_shower
18568 | FHA-SES-SHOW-0008 | Emergency Shower | FHA-SES-SQ-0008 | Eyewash Stations & Showers | PPE,Eyewash Station | Safety Equipment | 33413 | SHOW | http://www.toronto.ca/TWONTO#emergency_eyewash_and_shower
18569 | FHA-SES-SHOW-0008 | Emergency Shower | FHA-SUSPENDED | Suspended Obsolete entity for storage purpose | PPE,Eyewash Station | Safety Equipment | 33413 | SHOW | http://www.toronto.ca/TWONTO#emergency_eyewash_and_shower
65349 | FCL-SES-SHOW-0002-SUS | Emergency Shower | FCL-SUSPENDED | Suspended entity | PPE,Eyewash Station | Safety Equipment | 36708 | SHOW | http://www.toronto.ca/TWONTO#emergency_eyewash_and_shower
65350 | FCL-SES-SHOW-0004-SUS | Emergency Shower | FCL-SUSPENDED | Suspended entity | PPE,Eyewash Station | Safety Equipment | 36710 | SHOW | http://www.toronto.ca/TWONTO#emergency_eyewash_and_shower
82157 | FHA-SES-SHOW-0009 | Emergency Shower | FHA-SES-SQ-0008 | Eyewash Stations & Showers | PPE,Eyewash Station | Safety Equipment | 33412 | SHOW | http://www.toronto.ca/TWONTO#emergency_eyewash_and_shower
82158 | FHA-SES-SHOW-0009 | Emergency Shower | FHA-SUSPENDED | Suspended Obsolete entity for storage purpose | PPE,Eyewash Station | Safety Equipment | 33412 | SHOW | http://www.toronto.ca/TWONTO#emergency_eyewash_and_shower
140704 | TNT-PRS-SQ-0101 | Emergency Shower | TNT-PRS | Phosporus Removal System | Safety,Eye wash | Safety Equipment |  | SQ | http://www.toronto.ca/TWONTO#emergency_eyewash_and_shower
107435 | TAB-ACC-SQ-8000 | Emergency Shower - Eye Wash Station- WA 4 Workshop Truck Loading Facility, Ground Floor | TAB-SLO-SES | TABWA4 Health and Safety Equipment | Safety,Eye wash | Safety Equipment |  | SQ | http://www.toronto.ca/TWONTO#emergency_eyewash_and_shower
58252 | THC-CW-SQ-0113 | Emergency Shower & Eyewash, Building G, Air Treatment Building | THC-SUSPENDED | Suspended entity | PPE,Eyewash Station | Safety Equipment | 33152 | SQ | http://www.toronto.ca/TWONTO#emergency_eyewash_and_shower
122360 | THC-CW-SQ-0113 | Emergency Shower & Eyewash, Building G, Air Treatment Building | THC-SES-SQ-EYE | Eyewash Stations THC (Virtual entity #) | PPE,Eyewash Station | Safety Equipment | 33152 | SQ | http://www.toronto.ca/TWONTO#emergency_eyewash_and_shower
58249 | THC-CW-SQ-0110-SP | Emergency Shower & Eyewash, Building G, Air Treatment Building Chem Storage | THC-SES-SQ-EYE | Eyewash Stations THC (Virtual entity #) | PPE,Eyewash Station | Safety Equipment | 33151 | SQ | http://www.toronto.ca/TWONTO#emergency_eyewash_and_shower
58250 | THC-CW-SQ-0110-SP | Emergency Shower & Eyewash, Building G, Air Treatment Building Chem Storage | THC-SUSPENDED | Suspended entity | PPE,Eyewash Station | Safety Equipment | 33151 | SQ | http://www.toronto.ca/TWONTO#emergency_eyewash_and_shower
58247 | THC-CW-SQ-0108 | Emergency Shower & Eyewash, Building M, Incinerator Building M, 3rd Floor South end Sludge Conveyor | THC-SUSPENDED | Suspended entity | PPE,Eyewash Station | Safety Equipment | 35808 | SQ | http://www.toronto.ca/TWONTO#emergency_eyewash_and_shower
122355 | THC-CW-SQ-0108 | Emergency Shower & Eyewash, Building M, Incinerator Building M, 3rd Floor South end Sludge Conveyor | THC-SES-SQ-EYE | Eyewash Stations THC (Virtual entity #) | PPE,Eyewash Station | Safety Equipment | 35808 | SQ | http://www.toronto.ca/TWONTO#emergency_eyewash_and_shower
66367 | THC-SES-SQ-5920 | Emergency Shower Station,Disinfection Bldg,Outdoor,South Wall | THC-SES-SQ-EYE | Eyewash Stations THC (Virtual entity #) |  | Safety Equipment |  | SQ | http://www.toronto.ca/TWONTO#emergency_eyewash_and_shower
128779 | THC-SES-SQ-5910 | Emergency Shower Station,Disinfection Bldg,Pump Room | THC-SES-SQ-EYE | Eyewash Stations THC (Virtual entity #) |  | Safety Equipment |  | SQ | http://www.toronto.ca/TWONTO#emergency_eyewash_and_shower
128780 | THC-SES-SQ-5930 | Emergency Shower Station,Disinfection Bldg,Tank Storage Room | THC-SES-SQ-EYE | Eyewash Stations THC (Virtual entity #) |  | Safety Equipment |  | SQ | http://www.toronto.ca/TWONTO#emergency_eyewash_and_shower
18702 | FHA-SES-SQ-0416 | Emergency Shower, Plumbed, RMF, Polymer Feed Area | FHA-SES-SQ-0008 | Eyewash Stations & Showers | Safety | Safety Equipment |  | SQ | http://www.toronto.ca/TWONTO#emergency_eyewash_and_shower
58261 | THC-CW-SQ-0226 | Emergency, Personal wash Unit, Saline Bottle Station, Building A, Ground Floor Old Plant Welding Shop | THC-SES-SQ-EYE | Eyewash Stations THC (Virtual entity #) | PPE,Eyewash Station | Safety Equipment |  | SQ | eye_wash_bottle
113405 | TAB-ELS-LTX-1050 | Exit Light,North Substation,1st Floor,East Entrance | NORTH SUBSTN_1ST FLR | MSA Substation,1st Floor | Lighting,Exit | Safety Equipment |  | LTX | http://www.toronto.ca/TWONTO#lighting_unit
113406 | TAB-ELS-LTX-1060 | Exit Light,North Substation,1st Floor,East Entrance,South Wall | NORTH SUBSTN_1ST FLR | MSA Substation,1st Floor | Lighting,Exit | Safety Equipment |  | LTX | http://www.toronto.ca/TWONTO#lighting_unit
48120 | TAB-ELS-LTX-1040 | Exit Light,North Substation,1st Floor,East Wall | NORTH SUBSTN_1ST FLR | MSA Substation,1st Floor | Lighting,Exit | Safety Equipment |  | LTX | http://www.toronto.ca/TWONTO#lighting_unit
113404 | TAB-ELS-LTX-1030 | Exit Light,North Substation,1st Floor,East Wall,Electrical Room Door | NORTH SUBSTN_1ST FLR | MSA Substation,1st Floor | Lighting,Exit | Safety Equipment |  | LTX | http://www.toronto.ca/TWONTO#lighting_unit
48118 | TAB-ELS-LTX-1000 | Exit Light,North Substation,1st Floor,West Entrance | NORTH SUBSTN_1ST FLR | MSA Substation,1st Floor | Lighting,Exit | Safety Equipment |  | LTX | http://www.toronto.ca/TWONTO#lighting_unit
48119 | TAB-ELS-LTX-1010 | Exit Light,North Substation,1st Floor,West Wall | NORTH SUBSTN_1ST FLR | MSA Substation,1st Floor | Lighting,Exit | Safety Equipment |  | LTX | http://www.toronto.ca/TWONTO#lighting_unit
113403 | TAB-ELS-LTX-1020 | Exit Light,North Substation,1st Floor,West Wall,South | NORTH SUBSTN_1ST FLR | MSA Substation,1st Floor | Lighting,Exit | Safety Equipment |  | LTX | http://www.toronto.ca/TWONTO#lighting_unit
48121 | TAB-ELS-LTX-1070 | Exit Light,North Substation,Basement,East Entrance | NORTH SUBSTATION_BASEMENT | MSA Substation,Basement | Lighting,Exit | Safety Equipment |  | LTX | http://www.toronto.ca/TWONTO#lighting_unit
113407 | TAB-ELS-LTX-1080 | Exit Light,North Substation,Basement,West Entrance | NORTH SUBSTATION_BASEMENT | MSA Substation,Basement | Lighting,Exit | Safety Equipment |  | LTX | http://www.toronto.ca/TWONTO#lighting_unit
22734 | FHO-ELS-LTX-EXIT | Exit Lights | FHO-SES | Safety & Environmental Services |  | Safety Equipment |  |  | http://www.toronto.ca/TWONTO#collection_of_assets
140496 | TNT-ELS-LTX-0001 | Exit Lights | TNT-ELS-LTG | Emergency lighting/Exit lighting | Lighting,Exit | Safety Equipment |  | LTX | http://www.toronto.ca/TWONTO#collection_of_assets
124983 | THC-ELS-LTX-BLDG A | Exit Lights, Bldg. A | THC-GRK-ELS-A | Building A | Building Service,Lighting - Room | Safety Equipment | 41942 |  | http://www.toronto.ca/TWONTO#collection_of_assets
124984 | THC-ELS-LTX-BLDG B | Exit Lights, Bldg. B | THC-GRK-ELS-B | Building B | Building Service,Lighting - Room | Safety Equipment | 41943 |  | http://www.toronto.ca/TWONTO#collection_of_assets
60902 | THC-ELS-LTX-BLDG C | Exit Lights, Bldg. C | THC-GRK-ELS-C | Building C | Building Service,Lighting - Room | Safety Equipment | 41944 |  | http://www.toronto.ca/TWONTO#collection_of_assets
60903 | THC-ELS-LTX-BLDG D | Exit Lights, Bldg. D | THC-GRK-ELS-D | Building D | Building Service,Lighting - Room | Safety Equipment | 41945 |  | http://www.toronto.ca/TWONTO#collection_of_assets
124985 | THC-ELS-LTX-BLDG DCL | Exit Lights, Bldg. DCL | THC-GRK-DCL | Dechlorination Building | Building Service,Lighting - Room | Safety Equipment | 41946 |  | http://www.toronto.ca/TWONTO#collection_of_assets
124986 | THC-ELS-LTX-BLDG DCL | Exit Lights, Bldg. DCL | THC-GRK-ELS-DCL | Building, Dechlorination | Building Service,Lighting - Room | Safety Equipment | 41946 |  | http://www.toronto.ca/TWONTO#collection_of_assets
124987 | THC-ELS-LTX-BLDG E | Exit Lights, Bldg. E | THC-GRK-ELS-E | Building E | Building Service,Lighting - Room | Safety Equipment | 41947 |  | http://www.toronto.ca/TWONTO#collection_of_assets
124988 | THC-ELS-LTX-BLDG F | Exit Lights, Bldg. F | THC-GRK-ELS-F | Building F | Building Service,Lighting - Room | Safety Equipment | 41948 |  | http://www.toronto.ca/TWONTO#collection_of_assets
60943 | THC-ELS-LTX-BLDG G | Exit Lights, Bldg. G | THC-GRK-ELS-G | Building G | Building Service,Lighting - Room | Safety Equipment | 41949 |  | http://www.toronto.ca/TWONTO#collection_of_assets
60944 | THC-ELS-LTX-BLDG H | Exit Lights, Bldg. H | THC-GRK-ELS-H | Building H | Building Service,Lighting - Room | Safety Equipment | 41950 |  | http://www.toronto.ca/TWONTO#collection_of_assets
124989 | THC-ELS-LTX-BLDG I | Exit Lights, Bldg. I | THC-GRK-ELS-I | Building I | Building Service,Lighting - Room | Safety Equipment | 41951 |  | http://www.toronto.ca/TWONTO#collection_of_assets
124990 | THC-ELS-LTX-BLDG J | Exit Lights, Bldg. J | THC-GRK-ELS-J | Building J | Building Service,Lighting - Room | Safety Equipment | 41952 |  | http://www.toronto.ca/TWONTO#collection_of_assets
60945 | THC-ELS-LTX-BLDG K | Exit Lights, Bldg. K | THC-GRK-ELS-K | Building K | Building Service,Lighting - Room | Safety Equipment | 41953 |  | http://www.toronto.ca/TWONTO#collection_of_assets
60946 | THC-ELS-LTX-BLDG L | Exit Lights, Bldg. L | THC-GRK-ELS-L | Building L | Building Service,Lighting - Room | Safety Equipment | 41954 |  | http://www.toronto.ca/TWONTO#collection_of_assets
124991 | THC-ELS-LTX-BLDG M | Exit Lights, Bldg. M | THC-GRK-ELS-M | Building M | Building Service,Lighting - Room | Safety Equipment | 41955 |  | http://www.toronto.ca/TWONTO#collection_of_assets
60947 | THC-ELS-LTX-BLDG N | Exit Lights, Bldg. N | THC-GRK-ELS-N | Building N | Building Service,Lighting - Room | Safety Equipment | 41956 |  | http://www.toronto.ca/TWONTO#collection_of_assets
124992 | THC-ELS-LTX-BLDG O | Exit Lights, Bldg. O | THC-GRK-ELS-O | Building O | Building Service,Lighting - Room | Safety Equipment | 41957 |  | http://www.toronto.ca/TWONTO#collection_of_assets
124993 | THC-ELS-LTX-BLDG P | Exit Lights, Bldg. P | THC-GRK-ELS-P | Building P | Building Service,Lighting - Room | Safety Equipment | 41958 |  | http://www.toronto.ca/TWONTO#collection_of_assets
124994 | THC-ELS-LTX-BLDG Q | Exit Lights, Bldg. Q | THC-GRK-ELS-Q | Building Q | Building Service,Lighting - Room | Safety Equipment | 41959 |  | http://www.toronto.ca/TWONTO#collection_of_assets
124995 | THC-ELS-LTX-BLDG R | Exit Lights, Bldg. R | THC-GRK-ELS-R | Building R | Building Service,Lighting - Room | Safety Equipment | 41960 |  | http://www.toronto.ca/TWONTO#collection_of_assets
60948 | THC-ELS-LTX-BLDG S | Exit Lights, Bldg. S | THC-GRK-ELS-S | Building S | Building Service,Lighting - Room | Safety Equipment | 41961 |  | http://www.toronto.ca/TWONTO#collection_of_assets
60949 | THC-ELS-LTX-BLDG T | Exit Lights, Bldg. T | THC-GRK-ELS-T | Building T | Building Service,Lighting - Room | Safety Equipment | 41962 |  | http://www.toronto.ca/TWONTO#collection_of_assets
124996 | THC-ELS-LTX-BLDG U | Exit Lights, Bldg. U | THC-GRK-ELS-U | Building U, Anaerobic Digesters Bldg. | Building Service,Lighting - Room | Safety Equipment | 41963 |  | http://www.toronto.ca/TWONTO#collection_of_assets
124997 | THC-ELS-LTX-TUNNEL | Exit Lights, Tunnel | THC-GRK-ELS-TUNNEL | Tunnels | Building Service,Lighting - Room | Safety Equipment | 43472 |  | http://www.toronto.ca/TWONTO#collection_of_assets
53606 | TAB-SES-LTX-2280 | Exit Sign, Battery Unit, 2 LED heads, PRS Bldg | TAB-STR-SQ | WA2 Safety Equipment,lifting devices, ladders, Eye Wash station, First Aid Kits, Lock out stations | Lighting,Exit | Safety Equipment | 41285 | LTX | http://www.toronto.ca/TWONTO#lighting_unit
53607 | TAB-SES-LTX-2280 | Exit Sign, Battery Unit, 2 LED heads, PRS Bldg | TAB-SUSPENDED ENTITY | Suspended entities | Lighting,Exit | Safety Equipment | 41285 | LTX | http://www.toronto.ca/TWONTO#lighting_unit
53611 | TAB-SES-LTX-2284 | Exit Sign, Battery Unit, 2 LED heads, PRS Bldg | TAB-STR-SQ | WA2 Safety Equipment,lifting devices, ladders, Eye Wash station, First Aid Kits, Lock out stations | Lighting,Exit | Safety Equipment | 41287 | LTX | http://www.toronto.ca/TWONTO#lighting_unit
53612 | TAB-SES-LTX-2286 | Exit Sign, Battery Unit, 2 LED heads, PRS Bldg | TAB-STR-SQ | WA2 Safety Equipment,lifting devices, ladders, Eye Wash station, First Aid Kits, Lock out stations | Lighting,Exit | Safety Equipment | 41289 | LTX | http://www.toronto.ca/TWONTO#lighting_unit
53613 | TAB-SES-LTX-2288 | Exit Sign, Battery Unit, 2 LED heads, PRS Bldg | TAB-STR-SQ | WA2 Safety Equipment,lifting devices, ladders, Eye Wash station, First Aid Kits, Lock out stations | Lighting,Exit | Safety Equipment | 41291 | LTX | http://www.toronto.ca/TWONTO#lighting_unit
53616 | TAB-SES-LTX-2290 | Exit Sign, Battery Unit, 2 LED heads, PRS Bldg | TAB-SUSPENDED ENTITY | Suspended entities | Lighting,Exit | Safety Equipment | 41293 | LTX | http://www.toronto.ca/TWONTO#lighting_unit
53619 | TAB-SES-LTX-2291 | Exit Sign, Battery Unit, 2 LED heads, PRS Bldg | TAB-STR-SQ | WA2 Safety Equipment,lifting devices, ladders, Eye Wash station, First Aid Kits, Lock out stations | Lighting,Exit | Safety Equipment | 41295 | LTX | http://www.toronto.ca/TWONTO#lighting_unit
53620 | TAB-SES-LTX-2291 | Exit Sign, Battery Unit, 2 LED heads, PRS Bldg | TAB-SUSPENDED ENTITY | Suspended entities | Lighting,Exit | Safety Equipment | 41295 | LTX | http://www.toronto.ca/TWONTO#lighting_unit
117985 | TAB-SES-LTX-2283 | Exit Sign, Battery Unit, 2 LED heads, PRS Bldg | TAB-STR-SQ | WA2 Safety Equipment,lifting devices, ladders, Eye Wash station, First Aid Kits, Lock out stations | Lighting,Exit | Safety Equipment | 41286 | LTX | http://www.toronto.ca/TWONTO#lighting_unit
117986 | TAB-SES-LTX-2283 | Exit Sign, Battery Unit, 2 LED heads, PRS Bldg | TAB-SUSPENDED ENTITY | Suspended entities | Lighting,Exit | Safety Equipment | 41286 | LTX | http://www.toronto.ca/TWONTO#lighting_unit
117987 | TAB-SES-LTX-2284 | Exit Sign, Battery Unit, 2 LED heads, PRS Bldg | TAB-SUSPENDED ENTITY | Suspended entities | Lighting,Exit | Safety Equipment | 41287 | LTX | http://www.toronto.ca/TWONTO#lighting_unit
117988 | TAB-SES-LTX-2285 | Exit Sign, Battery Unit, 2 LED heads, PRS Bldg | TAB-STR-SQ | WA2 Safety Equipment,lifting devices, ladders, Eye Wash station, First Aid Kits, Lock out stations | Lighting,Exit | Safety Equipment | 41288 | LTX | http://www.toronto.ca/TWONTO#lighting_unit
117989 | TAB-SES-LTX-2285 | Exit Sign, Battery Unit, 2 LED heads, PRS Bldg | TAB-SUSPENDED ENTITY | Suspended entities | Lighting,Exit | Safety Equipment | 41288 | LTX | http://www.toronto.ca/TWONTO#lighting_unit
117990 | TAB-SES-LTX-2286 | Exit Sign, Battery Unit, 2 LED heads, PRS Bldg | TAB-SUSPENDED ENTITY | Suspended entities | Lighting,Exit | Safety Equipment | 41289 | LTX | http://www.toronto.ca/TWONTO#lighting_unit
117991 | TAB-SES-LTX-2287 | Exit Sign, Battery Unit, 2 LED heads, PRS Bldg | TAB-STR-SQ | WA2 Safety Equipment,lifting devices, ladders, Eye Wash station, First Aid Kits, Lock out stations | Lighting,Exit | Safety Equipment | 41290 | LTX | http://www.toronto.ca/TWONTO#lighting_unit
117992 | TAB-SES-LTX-2287 | Exit Sign, Battery Unit, 2 LED heads, PRS Bldg | TAB-SUSPENDED ENTITY | Suspended entities | Lighting,Exit | Safety Equipment | 41290 | LTX | http://www.toronto.ca/TWONTO#lighting_unit
117993 | TAB-SES-LTX-2288 | Exit Sign, Battery Unit, 2 LED heads, PRS Bldg | TAB-SUSPENDED ENTITY | Suspended entities | Lighting,Exit | Safety Equipment | 41291 | LTX | http://www.toronto.ca/TWONTO#lighting_unit
117995 | TAB-SES-LTX-2289 | Exit Sign, Battery Unit, 2 LED heads, PRS Bldg | TAB-STR-SQ | WA2 Safety Equipment,lifting devices, ladders, Eye Wash station, First Aid Kits, Lock out stations | Lighting,Exit | Safety Equipment | 41292 | LTX | http://www.toronto.ca/TWONTO#lighting_unit
117996 | TAB-SES-LTX-2289 | Exit Sign, Battery Unit, 2 LED heads, PRS Bldg | TAB-SUSPENDED ENTITY | Suspended entities | Lighting,Exit | Safety Equipment | 41292 | LTX | http://www.toronto.ca/TWONTO#lighting_unit
117997 | TAB-SES-LTX-2290 | Exit Sign, Battery Unit, 2 LED heads, PRS Bldg | TAB-STR-SQ | WA2 Safety Equipment,lifting devices, ladders, Eye Wash station, First Aid Kits, Lock out stations | Lighting,Exit | Safety Equipment | 41293 | LTX | http://www.toronto.ca/TWONTO#lighting_unit
117999 | TAB-SES-LTX-2292 | Exit Sign, Battery Unit, 2 LED heads, PRS Bldg | TAB-STR-SQ | WA2 Safety Equipment,lifting devices, ladders, Eye Wash station, First Aid Kits, Lock out stations | Lighting,Exit | Safety Equipment | 41296 | LTX | http://www.toronto.ca/TWONTO#lighting_unit
118000 | TAB-SES-LTX-2292 | Exit Sign, Battery Unit, 2 LED heads, PRS Bldg | TAB-SUSPENDED ENTITY | Suspended entities | Lighting,Exit | Safety Equipment | 41296 | LTX | http://www.toronto.ca/TWONTO#lighting_unit
118001 | TAB-SES-LTX-2293 | Exit Sign, Battery Unit, 2 LED heads, PRS Bldg | TAB-STR-SQ | WA2 Safety Equipment,lifting devices, ladders, Eye Wash station, First Aid Kits, Lock out stations | Lighting,Exit | Safety Equipment | 41297 | LTX | http://www.toronto.ca/TWONTO#lighting_unit
118002 | TAB-SES-LTX-2293 | Exit Sign, Battery Unit, 2 LED heads, PRS Bldg | TAB-SUSPENDED ENTITY | Suspended entities | Lighting,Exit | Safety Equipment | 41297 | LTX | http://www.toronto.ca/TWONTO#lighting_unit
53625 | TAB-SES-LTX-2298 | Exit Sign, Battery Unit, 2 LED heads, Tunnel 'H' | TAB-STR-SQ | WA2 Safety Equipment,lifting devices, ladders, Eye Wash station, First Aid Kits, Lock out stations | Lighting,Exit | Safety Equipment | 41302 | LTX | http://www.toronto.ca/TWONTO#lighting_unit
53626 | TAB-SES-LTX-2298 | Exit Sign, Battery Unit, 2 LED heads, Tunnel 'H' | TAB-SUSPENDED ENTITY | Suspended entities | Lighting,Exit | Safety Equipment | 41302 | LTX | http://www.toronto.ca/TWONTO#lighting_unit
53627 | TAB-SES-LTX-2299 | Exit Sign, Battery Unit, 2 LED heads, Tunnel 'H' | TAB-SUSPENDED ENTITY | Suspended entities | Lighting,Exit | Safety Equipment | 41303 | LTX | http://www.toronto.ca/TWONTO#lighting_unit
53628 | TAB-SES-LTX-2300 | Exit Sign, Battery Unit, 2 LED heads, Tunnel 'H' | TAB-STR-SQ | WA2 Safety Equipment,lifting devices, ladders, Eye Wash station, First Aid Kits, Lock out stations | Lighting,Exit | Safety Equipment | 41304 | LTX | http://www.toronto.ca/TWONTO#lighting_unit
53629 | TAB-SES-LTX-2300 | Exit Sign, Battery Unit, 2 LED heads, Tunnel 'H' | TAB-SUSPENDED ENTITY | Suspended entities | Lighting,Exit | Safety Equipment | 41304 | LTX | http://www.toronto.ca/TWONTO#lighting_unit
118005 | TAB-SES-LTX-2297 | Exit Sign, Battery Unit, 2 LED heads, Tunnel 'H' | TAB-STR-SQ | WA2 Safety Equipment,lifting devices, ladders, Eye Wash station, First Aid Kits, Lock out stations | Lighting,Exit | Safety Equipment | 41301 | LTX | http://www.toronto.ca/TWONTO#lighting_unit
118006 | TAB-SES-LTX-2297 | Exit Sign, Battery Unit, 2 LED heads, Tunnel 'H' | TAB-SUSPENDED ENTITY | Suspended entities | Lighting,Exit | Safety Equipment | 41301 | LTX | http://www.toronto.ca/TWONTO#lighting_unit
118007 | TAB-SES-LTX-2299 | Exit Sign, Battery Unit, 2 LED heads, Tunnel 'H' | TAB-STR-SQ | WA2 Safety Equipment,lifting devices, ladders, Eye Wash station, First Aid Kits, Lock out stations | Lighting,Exit | Safety Equipment | 41303 | LTX | http://www.toronto.ca/TWONTO#lighting_unit
118008 | TAB-SES-LTX-2301 | Exit Sign, Battery Unit, 2 LED heads, Tunnel 'H' | TAB-STR-SQ | WA2 Safety Equipment,lifting devices, ladders, Eye Wash station, First Aid Kits, Lock out stations | Lighting,Exit | Safety Equipment | 41305 | LTX | http://www.toronto.ca/TWONTO#lighting_unit
118009 | TAB-SES-LTX-2301 | Exit Sign, Battery Unit, 2 LED heads, Tunnel 'H' | TAB-SUSPENDED ENTITY | Suspended entities | Lighting,Exit | Safety Equipment | 41305 | LTX | http://www.toronto.ca/TWONTO#lighting_unit
53621 | TAB-SES-LTX-2294 | Exit Sign, Battery Unit, 2 LED heads, Tunnel 'J' | TAB-STR-SQ | WA2 Safety Equipment,lifting devices, ladders, Eye Wash station, First Aid Kits, Lock out stations | Lighting,Exit | Safety Equipment | 41298 | LTX | http://www.toronto.ca/TWONTO#lighting_unit
53622 | TAB-SES-LTX-2294 | Exit Sign, Battery Unit, 2 LED heads, Tunnel 'J' | TAB-SUSPENDED ENTITY | Suspended entities | Lighting,Exit | Safety Equipment | 41298 | LTX | http://www.toronto.ca/TWONTO#lighting_unit
53623 | TAB-SES-LTX-2295 | Exit Sign, Battery Unit, 2 LED heads, Tunnel 'J' | TAB-STR-SQ | WA2 Safety Equipment,lifting devices, ladders, Eye Wash station, First Aid Kits, Lock out stations | Lighting,Exit | Safety Equipment | 41299 | LTX | http://www.toronto.ca/TWONTO#lighting_unit
53624 | TAB-SES-LTX-2295 | Exit Sign, Battery Unit, 2 LED heads, Tunnel 'J' | TAB-SUSPENDED ENTITY | Suspended entities | Lighting,Exit | Safety Equipment | 41299 | LTX | http://www.toronto.ca/TWONTO#lighting_unit
118003 | TAB-SES-LTX-2296 | Exit Sign, Battery Unit, 2 LED heads, Tunnel 'J' | TAB-STR-SQ | WA2 Safety Equipment,lifting devices, ladders, Eye Wash station, First Aid Kits, Lock out stations | Lighting,Exit | Safety Equipment | 41300 | LTX | http://www.toronto.ca/TWONTO#lighting_unit
118004 | TAB-SES-LTX-2296 | Exit Sign, Battery Unit, 2 LED heads, Tunnel 'J' | TAB-SUSPENDED ENTITY | Suspended entities | Lighting,Exit | Safety Equipment | 41300 | LTX | http://www.toronto.ca/TWONTO#lighting_unit
60882 | THC-ELS-LTG-EXIT | Exit signs, plant wide | THC-GRK-ELS | Electrical Services, Maintenance- virtual entity | Building Service,Lighting - Room | Safety Equipment | 43471 |  | http://www.toronto.ca/TWONTO#lighting_unit
124954 | THC-ELS-LTG-EXIT | Exit signs, plant wide | THC-GRK-MAINT | Building Maintenance | Building Service,Lighting - Room | Safety Equipment | 43471 |  | http://www.toronto.ca/TWONTO#lighting_unit
119834 | TAB-WA2-SQ-3426 | Extension Motiram | TAB-WA2-SQ-0001 | Fall Arrest System , Tripod and SRL | PPE,Harness | Safety Equipment |  | SQ | ?
55968 | TAB-ZBLD-FEQ-5386S | Extinguisher, Fire, 20 Lbs ABC, Z Building, Machine shop | TAB-WA7-FEQ-2182S | Extinguisher, Fire - Z Building | Fire Prevention,Extinguisher,Dry Chemical | Safety Equipment | 42757 | FEQ | ?
120199 | TAB-ZBLD-FEQ-5386S | Extinguisher, Fire, 20 Lbs ABC, Z Building, Machine shop | TAB-SUSPENDED ENTITY | Suspended entities | Fire Prevention,Extinguisher,Dry Chemical | Safety Equipment | 42757 | FEQ | ?
55967 | TAB-ZBLD-FEQ-5385S | Extinguisher, Fire, 5 Lbs ABC, Z Building, Mechanical Shop, Boiler Room | TAB-WA7-FEQ-2182S | Extinguisher, Fire - Z Building | Fire Prevention,Extinguisher,Dry Chemical | Safety Equipment | 42756 | FEQ | ?
120198 | TAB-ZBLD-FEQ-5385S | Extinguisher, Fire, 5 Lbs ABC, Z Building, Mechanical Shop, Boiler Room | TAB-SUSPENDED ENTITY | Suspended entities | Fire Prevention,Extinguisher,Dry Chemical | Safety Equipment | 42756 | FEQ | ?
109113 | TAB-CW-SQ-0011 | Eye Wash Station , Truck Loading bldg. Mezzanine Level | TAB-SLO-SES | TABWA4 Health and Safety Equipment | Safety,Eye wash | Safety Equipment |  | SQ | http://www.toronto.ca/TWONTO#emergency_eyewash
43222 | TAB-CW-SQ-0078 | Eye Wash & Shower Station,D Bldg 2nd Flr, Compactor & conveyor Room | TAB-PLT-SQ-D | D Building - Safety Equipment, Atmosphere monitors | PPE,Eyewash Station | Safety Equipment |  | SQ | http://www.toronto.ca/TWONTO#emergency_eyewash_and_shower
109122 | TAB-CW-SQ-0077 | Eye Wash & Shower Station,D Bldg Grit Room, Inside Ferrous Chloride Room | TAB-PLT-SQ-D | D Building - Safety Equipment, Atmosphere monitors | PPE,Eyewash Station | Safety Equipment |  | SQ | http://www.toronto.ca/TWONTO#emergency_eyewash_and_shower
55915 | TAB-WA8-SQ-0001 | Eye Wash & Shower Station in Old Admin Bldg.Bsmt. Sampling Room | TAB-SES-WA8 | WA 8 Safety Equipment, |  | Safety Equipment | 34478 | SQ | http://www.toronto.ca/TWONTO#emergency_eyewash_and_shower
55916 | TAB-WA8-SQ-0001 | Eye Wash & Shower Station in Old Admin Bldg.Bsmt. Sampling Room | TAB-SUSPENDED ENTITY | Suspended entities |  | Safety Equipment | 34478 | SQ | http://www.toronto.ca/TWONTO#emergency_eyewash_and_shower
43227 | TAB-CW-SQ-0403 | Eye Wash & Shower Station #2. Z Bldg Bsmt south side #8 Float. Tank | TAB-THK-SQ | WA5 Safety Equipment | PPE,Eyewash Station | Safety Equipment |  | SQ | http://www.toronto.ca/TWONTO#emergency_eyewash_and_shower
43226 | TAB-CW-SQ-0401 | Eye Wash & Shower Station #3. Floatation main floor north of Tank #2 | TAB-THK-SQ | WA5 Safety Equipment | PPE,Eyewash Station | Safety Equipment |  | SQ | http://www.toronto.ca/TWONTO#emergency_eyewash_and_shower
43209 | TAB-CW-SQ-0002S | Eye Wash & Shower Station , Bio Soild Bldg., Next To Chemical Storage Tanks Scrubber Room | TAB-SUSPENDED ENTITY | Suspended entities | Safety,Eye wash | Safety Equipment | 34579 | SQ | http://www.toronto.ca/TWONTO#emergency_eyewash_and_shower
109109 | TAB-CW-SQ-0002S | Eye Wash & Shower Station , Bio Soild Bldg., Next To Chemical Storage Tanks Scrubber Room | TAB-SLO-SES | TABWA4 Health and Safety Equipment | Safety,Eye wash | Safety Equipment | 34579 | SQ | http://www.toronto.ca/TWONTO#emergency_eyewash_and_shower
43215 | TAB-CW-SQ-0012 | Eye Wash & Shower Station , Silo Building, Basement | TAB-SLO-SES | TABWA4 Health and Safety Equipment | Safety,Eye wash | Safety Equipment |  | SQ | http://www.toronto.ca/TWONTO#emergency_eyewash_and_shower
94886 | FHO-SES-SQ-7005SUSP | Eye Wash & Shower Station 5 | FHO-SES-SQ-0004 | First Aid | PPE,Eyewash Station | Safety Equipment | 35861 | SQ | http://www.toronto.ca/TWONTO#emergency_eyewash_and_shower
109147 | TAB-CW-SQ-9704 | Eye Wash & Shower Station, Gas Compressor Bldg, Compressor Room West wall | TAB-DIG-SQ | Digester Gas Control Building.- Safety Equipment | PPE,Eyewash Station | Safety Equipment |  | SQ | http://www.toronto.ca/TWONTO#emergency_eyewash_and_shower
109148 | TAB-CW-SQ-9704 | Eye Wash & Shower Station, Gas Compressor Bldg, Compressor Room West wall | TAB-THK-SQ | WA5 Safety Equipment | PPE,Eyewash Station | Safety Equipment |  | SQ | http://www.toronto.ca/TWONTO#emergency_eyewash_and_shower
111108 | TAB-DIG-SQ-9703 | Eye Wash & Shower Station, Gas Control Bldg. Bsmt | TAB-DIG-SQ | Digester Gas Control Building.- Safety Equipment |  | Safety Equipment |  | SQ | http://www.toronto.ca/TWONTO#emergency_eyewash_and_shower
109136 | TAB-CW-SQ-0612S | Eye Wash & Shower Station, Old Admin Bldg. 2nd Flr. Out side Lab | TAB-SLO-SES | TABWA4 Health and Safety Equipment | Safety,Eye wash | Safety Equipment | 46690 | SQ | http://www.toronto.ca/TWONTO#emergency_eyewash_and_shower
43230 | TAB-CW-SQ-0631 | Eye wash & Shower Station, Plant water Bldg Upper Chemical Room | TAB-SLO-SES | TABWA4 Health and Safety Equipment |  | Safety Equipment |  | SQ | http://www.toronto.ca/TWONTO#emergency_eyewash_and_shower
109140 | TAB-CW-SQ-0631 | Eye wash & Shower Station, Plant water Bldg Upper Chemical Room | TAB-PWA-SQ | Plant Water - Safetry Equipment |  | Safety Equipment |  | SQ | http://www.toronto.ca/TWONTO#emergency_eyewash_and_shower
109138 | TAB-CW-SQ-0630 | Eye wash & Shower Station, Plant water Bldg Chemical Room Basement | TAB-PWA-SQ | Plant Water - Safetry Equipment |  | Safety Equipment |  | SQ | http://www.toronto.ca/TWONTO#emergency_eyewash_and_shower
109139 | TAB-CW-SQ-0630 | Eye wash & Shower Station, Plant water Bldg Chemical Room Basement | TAB-SLO-SES | TABWA4 Health and Safety Equipment |  | Safety Equipment |  | SQ | http://www.toronto.ca/TWONTO#emergency_eyewash_and_shower
109141 | TAB-CW-SQ-0632 | Eye wash & Shower Station, Plant water Bldg Pump Room | TAB-PWA-SQ | Plant Water - Safetry Equipment | PPE,Eyewash Station | Safety Equipment |  | SQ | http://www.toronto.ca/TWONTO#emergency_eyewash_and_shower
109131 | TAB-CW-SQ-0401A | Eye Wash & Shower Station. Floatation main floor Polymer Room South Wall | TAB-THK-SQ | WA5 Safety Equipment | PPE,Eyewash Station | Safety Equipment |  | SQ | http://www.toronto.ca/TWONTO#emergency_eyewash_and_shower
138692 | THR-SES-SQ-0002 | Eye Wash and Shower Station, Disinfection Building, Tank Area | THR-DIS | Disinfection | Safety,Emergency Kit | Safety Equipment |  | SQ | http://www.toronto.ca/TWONTO#emergency_eyewash_and_shower
138693 | THR-SES-SQ-0002 | Eye Wash and Shower Station, Disinfection Building, Tank Area | THR-EWSS-WA4 | Eyewash and Shower Station, Work Area 4 | Safety,Emergency Kit | Safety Equipment |  | SQ | http://www.toronto.ca/TWONTO#emergency_eyewash_and_shower
43208 | TAB-CW-SQ-0001S | Eye Wash and Shower Station,Chlorine Bldg. | TAB-SUSPENDED ENTITY | Suspended entities |  | Safety Equipment | 46685 | SQ | http://www.toronto.ca/TWONTO#emergency_eyewash_and_shower
109107 | TAB-CW-SQ-0001S | Eye Wash and Shower Station,Chlorine Bldg. | TAB-DIS-SQ | Chlorine Building Safety Equipment |  | Safety Equipment | 46685 | SQ | http://www.toronto.ca/TWONTO#emergency_eyewash_and_shower
109108 | TAB-CW-SQ-0001S | Eye Wash and Shower Station,Chlorine Bldg. | TAB-SLO-SES | TABWA4 Health and Safety Equipment |  | Safety Equipment | 46685 | SQ | http://www.toronto.ca/TWONTO#emergency_eyewash_and_shower
43210 | TAB-CW-SQ-0003S | Eye Wash and Shower Station,Chlorine Scrubber Room | TAB-DIS-SQ | Chlorine Building Safety Equipment |  | Safety Equipment | 46688 | SQ | http://www.toronto.ca/TWONTO#emergency_eyewash_and_shower
43211 | TAB-CW-SQ-0003S | Eye Wash and Shower Station,Chlorine Scrubber Room | TAB-SLO-SES | TABWA4 Health and Safety Equipment |  | Safety Equipment | 46688 | SQ | http://www.toronto.ca/TWONTO#emergency_eyewash_and_shower
26392 | FHO-SES-SQ-8010 | Eye Wash Bottle, Station # 10, Admin Building, S4, Diesel Generator Room | FHO-SES-SQ-0004 | First Aid | PPE,Eyewash Station | Safety Equipment |  | SQ | eye_wash_bottle
94899 | FHO-SES-SQ-8011 | Eye Wash Bottle, Station # 11, TW Building, S5, TRW Sampling Pump Area | FHO-SES-SQ-0004 | First Aid | PPE,Eyewash Station | Safety Equipment |  | SQ | eye_wash_bottle
94900 | FHO-SES-SQ-8012 | Eye Wash Bottle, Station # 12, TW Building, S6, At Service Elevator | FHO-SES-SQ-0004 | First Aid | PPE,Eyewash Station | Safety Equipment |  | SQ | eye_wash_bottle
26393 | FHO-SES-SQ-8013A | Eye Wash Bottle, Station # 13 A, TW Building, S9, Near RW Pump 21 | FHO-SES-SQ-0004 | First Aid | PPE,Eyewash Station | Safety Equipment |  | SQ | eye_wash_bottle
94901 | FHO-SES-SQ-8013 | Eye Wash Bottle, Station # 13, TW Building, S9, At Service Elevator | FHO-SES-SQ-0004 | First Aid | PPE,Eyewash Station | Safety Equipment |  | SQ | eye_wash_bottle
26394 | FHO-SES-SQ-8016 | Eye Wash Bottle, Station # 14, Flocculation Building, S2, Employee Enterance | FHO-SES-SQ-0004 | First Aid | PPE,Eyewash Station | Safety Equipment |  | SQ | eye_wash_bottle
26395 | FHO-SES-SQ-8017 | Eye Wash Bottle, Station # 17, Chemical Building, L1, Operator Lab, | FHO-SES-SQ-0004 | First Aid | PPE,Eyewash Station | Safety Equipment |  | SQ | eye_wash_bottle
94895 | FHO-SES-SQ-8004 | Eye Wash Bottle, Station # 4, Admin Building, S2, Near Machine Shop Phone | FHO-SES-SQ-0004 | First Aid | PPE,Eyewash Station | Safety Equipment |  | SQ | eye_wash_bottle
26390 | FHO-SES-SQ-8005 | Eye Wash Bottle, Station # 5, TW Building, S2, Near Back Wash Pumps | FHO-SES-SQ-0004 | First Aid | PPE,Eyewash Station | Safety Equipment |  | SQ | eye_wash_bottle
94896 | FHO-SES-SQ-8006 | Eye Wash Bottle, Station # 6, TW Bulding, S2,Transfer Channel Gallery East Wall | FHO-SES-SQ-0004 | First Aid | PPE,Eyewash Station | Safety Equipment |  | SQ | eye_wash_bottle
94897 | FHO-SES-SQ-8007 | Eye Wash Bottle, Station # 7, TW Building, S2, TRW Gallery South East Valve Alcove | FHO-SES-SQ-0004 | First Aid | PPE,Eyewash Station | Safety Equipment |  | SQ | eye_wash_bottle
94898 | FHO-SES-SQ-8008 | Eye Wash Bottle, Station # 8, Filter Building, S2, Filter Pipe Gallery South End | FHO-SES-SQ-0004 | First Aid | PPE,Eyewash Station | Safety Equipment |  | SQ | eye_wash_bottle
26391 | FHO-SES-SQ-8009 | Eye Wash Bottle, Station # 9, Admin Building, S4, Switchgear Room | FHO-SES-SQ-0004 | First Aid | PPE,Eyewash Station | Safety Equipment |  | SQ | eye_wash_bottle
26388 | FHO-SES-SQ-8001 | Eye Wash Bottle, Station #1, Admin Building, S2, Training Room Enterance Door | FHO-GRK | Buildings & Grounds | PPE,Eyewash Station | Safety Equipment |  | SQ | eye_wash_bottle
94893 | FHO-SES-SQ-8001 | Eye Wash Bottle, Station #1, Admin Building, S2, Training Room Enterance Door | FHO-SES-SQ-0004 | First Aid | PPE,Eyewash Station | Safety Equipment |  | SQ | eye_wash_bottle
94894 | FHO-SES-SQ-8002 | Eye Wash Bottle, Station #2, Admin Building, S2, Training Room East Side Door | FHO-SES-SQ-0004 | First Aid | PPE,Eyewash Station | Safety Equipment |  | SQ | eye_wash_bottle
26389 | FHO-SES-SQ-8003 | Eye Wash Bottle, Station #3, Admin Building, S2, Welding Shop | FHO-SES-SQ-0004 | First Aid | PPE,Eyewash Station | Safety Equipment |  | SQ | eye_wash_bottle
3410 | COL-PBF-SQ-0001 | Eye Wash Station | COL-PBF-MISC | Miscellaneous Equipment |  | Safety Equipment |  | SQ | http://www.toronto.ca/TWONTO#emergency_eyewash
3584 | COL-PBY-SQ-0001 | Eye Wash Station | COL-PBY-MISC | Miscellaneous Equipment |  | Safety Equipment |  | SQ | http://www.toronto.ca/TWONTO#emergency_eyewash
4134 | COL-PCU-SQ-0001 | Eye Wash Station | COL-PCU | Cumber Pumping Station |  | Safety Equipment |  | SQ | http://www.toronto.ca/TWONTO#emergency_eyewash
4569 | COL-PGB-SQ-0001 | Eye Wash Station | COL-PGB-MISC | Miscellaneous Equipment |  | Safety Equipment |  | SQ | http://www.toronto.ca/TWONTO#emergency_eyewash
4782 | COL-PHF-SQ-0001 | Eye Wash Station | COL-PHF-MISC | Miscellaneous Equipment |  | Safety Equipment |  | SQ | http://www.toronto.ca/TWONTO#emergency_eyewash
5872 | COL-PLB-SQ-0001 | Eye Wash Station | COL-PLB | Long Branch Pumping Station |  | Safety Equipment |  | SQ | http://www.toronto.ca/TWONTO#emergency_eyewash
6316 | COL-PMT-SQ-0001 | Eye Wash Station | COL-PMT-MISC | Miscellaneous Equipment |  | Safety Equipment |  | SQ | http://www.toronto.ca/TWONTO#emergency_eyewash
7094 | COL-PRX-SQ-0001 | Eye Wash Station | COL-PRX-MISC | Miscellaneous Equipment |  | Safety Equipment |  | SQ | http://www.toronto.ca/TWONTO#emergency_eyewash
7893 | COL-PTD-SQ-0001 | Eye Wash Station | COL-PTD-MISC | Miscellaneous Equipment |  | Safety Equipment |  | SQ | http://www.toronto.ca/TWONTO#emergency_eyewash
12259 | COL-PCP-SQ-0001 | Eye Wash Station | COL-PCP-MISC | Miscellaneous Equipment |  | Safety Equipment |  | SQ | http://www.toronto.ca/TWONTO#emergency_eyewash
14205 | COL-PGR-SQ-0001 | Eye Wash Station | COL-PGR-MISC | Miscellaneous Equipment |  | Safety Equipment |  | SQ | http://www.toronto.ca/TWONTO#emergency_eyewash
15145 | COL-PIR-SQ-0001 | Eye Wash Station | COL-PIR-MISC | Miscellaneous Equipment |  | Safety Equipment |  | SQ | http://www.toronto.ca/TWONTO#emergency_eyewash
16461 | COL-PKG-SQ-0001 | Eye Wash Station | COL-PKG-MISC | Miscellaneous Equipment |  | Safety Equipment |  | SQ | http://www.toronto.ca/TWONTO#emergency_eyewash
23691 | COL-PPU-SQ-0001 | Eye Wash Station | COL-PPU-MISC | Miscellaneous Equipment |  | Safety Equipment |  | SQ | http://www.toronto.ca/TWONTO#emergency_eyewash
24757 | COL-PSB-SQ-0001 | Eye Wash Station | COL-PSB-MISC | Miscellaneous Equipment |  | Safety Equipment |  | SQ | http://www.toronto.ca/TWONTO#emergency_eyewash
25233 | COL-PSL-SQ-0001 | Eye Wash Station | COL-PSL-MISC | Miscellaneous Equipment |  | Safety Equipment |  | SQ | http://www.toronto.ca/TWONTO#emergency_eyewash
29587 | COL-PWP-SQ-0001 | Eye Wash Station | COL-PWP-MISC | Miscellaneous Equipment |  | Safety Equipment |  | SQ | http://www.toronto.ca/TWONTO#emergency_eyewash
39044 | COL-YKP-SQ-0001S | Eye Wash Station | COL-W-OBSOLETE | Col West Obsolete Entities |  | Safety Equipment | 42419 | SQ | http://www.toronto.ca/TWONTO#emergency_eyewash
39045 | COL-YKP-SQ-0001S | Eye Wash Station | YKP-BLD | Collections - 435 Kipling Ave. Building envelope |  | Safety Equipment | 42419 | SQ | http://www.toronto.ca/TWONTO#emergency_eyewash
84803 | WTR-PEG-SQ-0001 | Eye Wash Station | WTR-PEG-AUX | Auxiliary Equipment (Building Facilities) | PPE,Eyewash Station | Safety Equipment | 38898 | SQ | http://www.toronto.ca/TWONTO#emergency_eyewash
85209 | WTR-PEL-SQ-0001 | Eye Wash Station | WTR-PEL-AUX | Auxilliary Equipment (Building Facilities) | PPE,Eyewash Station | Safety Equipment |  | SQ | http://www.toronto.ca/TWONTO#emergency_eyewash
85758 | WTR-PHL-SQ-0002 | Eye Wash Station | WTR-PHL-AUX | Auxiliary Equipment (Building Facilities) | PPE,Eyewash Station | Safety Equipment |  | SQ | http://www.toronto.ca/TWONTO#emergency_eyewash
86315 | WTR-PJS-SQ-0001 | Eye wash Station | WTR-PJS-AUX | Auxiliary Equipment (Building Facilities) | Fan,Centrifugal | Safety Equipment |  | SQ | http://www.toronto.ca/TWONTO#emergency_eyewash
86567 | WTR-PKL-SQ-0001 | Eye Wash Station | WTR-PKL-AUX | Auxiliary Equipment (Building Facilities) | PPE,Eyewash Station | Safety Equipment |  | SQ | http://www.toronto.ca/TWONTO#emergency_eyewash
86868 | WTR-PLW-SQ-0001-SUS | Eye Wash Station | WTR-SUSPENDED | Suspended Obsolete entity for storage purpose | PPE,Eyewash Station | Safety Equipment | 40898 | SQ | http://www.toronto.ca/TWONTO#emergency_eyewash
88308 | WTR-PSC-SQ-0001 | Eye Wash Station | WTR-PSC-AUX | Auxiliary Equipment (Building Facilities) | PPE,Eyewash Station | Safety Equipment | 35011 | SQ | http://www.toronto.ca/TWONTO#emergency_eyewash
88309 | WTR-PSC-SQ-2301 | Eye Wash Station | WTR-PSC-AUX | Auxiliary Equipment (Building Facilities) | PPE,Eyewash Station | Safety Equipment | 35012 | SQ | http://www.toronto.ca/TWONTO#emergency_eyewash
88310 | WTR-PSC-SQ-2302 | Eye Wash Station | WTR-PSC-AUX | Auxiliary Equipment (Building Facilities) | PPE,Eyewash Station | Safety Equipment |  | SQ | http://www.toronto.ca/TWONTO#emergency_eyewash
88842 | WTR-RDF-SQ-0002 | Eye Wash Station | WTR-RDF-AUX | Auxiliary Equipment (Building Facilities) | PPE,Eyewash Station | Safety Equipment |  | SQ | http://www.toronto.ca/TWONTO#emergency_eyewash
88912 | WTR-REG-SQ-0001 | Eye Wash Station | WTR-REG-AUX | Auxiliary Equipment (Building Facilities) | PPE,Eyewash Station | Safety Equipment |  | SQ | http://www.toronto.ca/TWONTO#emergency_eyewash
89050 | WTR-RKL-SQ-0001 | Eye Wash Station | WTR-RKL-AUX | Auxiliary Equipment (Building Facilities) | PPE,Eyewash Station | Safety Equipment |  | SQ | http://www.toronto.ca/TWONTO#emergency_eyewash
89476 | WTR-RRH-SQ-0001 | Eye Wash Station | WTR-RRH-AUX | Auxiliary Equipment (Building Facilities) | PPE,Eyewash Station | Safety Equipment |  | SQ | http://www.toronto.ca/TWONTO#emergency_eyewash
89477 | WTR-RRH-SQ-0002 | Eye Wash Station | WTR-RRH-AUX | Auxiliary Equipment (Building Facilities) | PPE,Eyewash Station | Safety Equipment | 35022 | SQ | http://www.toronto.ca/TWONTO#emergency_eyewash
89587 | WTR-RRV-SQ-0001 | Eye Wash Station | WTR-RRV-AUX | Auxiliary Equipment (Building Facilities) | PPE,Eyewash Station | Safety Equipment |  | SQ | http://www.toronto.ca/TWONTO#emergency_eyewash
89801 | YCM-LAB-SQ-0002 | eye wash station | FAC-YCM | YARD - 545 COMMISSIONERS ROAD | Safety,Eye wash | Safety Equipment |  | SQ | http://www.toronto.ca/TWONTO#emergency_eyewash
143101 | WTR-PAH-SQ-0001 | Eye Wash Station | WTR-PAH-AUX | Auxiliary Equipment (Building Facilities) | PPE,Eyewash Station | Safety Equipment |  | SQ | http://www.toronto.ca/TWONTO#emergency_eyewash
144193 | WTR-PHL-SQ-0001 | Eye Wash Station | WTR-PHL-AUX | Auxiliary Equipment (Building Facilities) | PPE,Eyewash Station | Safety Equipment |  | SQ | http://www.toronto.ca/TWONTO#emergency_eyewash
144194 | WTR-PHL-SQ-0003 | Eye Wash Station | WTR-PHL-AUX | Auxiliary Equipment (Building Facilities) | PPE,Eyewash Station | Safety Equipment |  | SQ | http://www.toronto.ca/TWONTO#emergency_eyewash
144195 | WTR-PHL-SQ-0004 | Eye Wash Station | WTR-PHL-AUX | Auxiliary Equipment (Building Facilities) | PPE,Eyewash Station | Safety Equipment |  | SQ | http://www.toronto.ca/TWONTO#emergency_eyewash
144356 | WTR-PJO-SQ-0001 | Eye Wash Station | WTR-PJO-AUX | Auxiliary Equipment (Building Facilities) | PPE,Eyewash Station | Safety Equipment |  | SQ | http://www.toronto.ca/TWONTO#emergency_eyewash
144991 | WTR-PKN-SQ-0001 | Eye Wash Station | WTR-PKN-AUX | Auxiliary Equipment (Building Facilities) | PPE,Eyewash Station | Safety Equipment |  | SQ | http://www.toronto.ca/TWONTO#emergency_eyewash
145153 | WTR-PLW-SQ-0001-SUS | Eye Wash Station | WTR-PLW-AUX | Auxilliary Equipment (Building Facilities) | PPE,Eyewash Station | Safety Equipment | 40898 | SQ | http://www.toronto.ca/TWONTO#emergency_eyewash
145154 | WTR-PLW-SQ-0002 | Eye Wash Station | WTR-PLW-AUX | Auxilliary Equipment (Building Facilities) | PPE,Eyewash Station | Safety Equipment |  | SQ | http://www.toronto.ca/TWONTO#emergency_eyewash
145739 | WTR-PPD-SQ-0001 | Eye Wash Station | WTR-PPD-AUX | Auxiliary Equipment (Building Facilities) | PPE,Eyewash Station | Safety Equipment |  | SQ | http://www.toronto.ca/TWONTO#emergency_eyewash
145740 | WTR-PPD-SQ-0002 | Eye Wash Station | WTR-PPD-AUX | Auxiliary Equipment (Building Facilities) | PPE,Eyewash Station | Safety Equipment |  | SQ | http://www.toronto.ca/TWONTO#emergency_eyewash
146206 | WTR-PSA-SQ-0001 | Eye Wash Station | WTR-PSA-AUX | Auxiliary Equipment (Building Facilities) | PPE,Eyewash Station | Safety Equipment |  | SQ | http://www.toronto.ca/TWONTO#emergency_eyewash
146775 | WTR-RDF-SQ-0001 | Eye Wash Station | WTR-RDF-AUX | Auxiliary Equipment (Building Facilities) | PPE,Eyewash Station | Safety Equipment |  | SQ | http://www.toronto.ca/TWONTO#emergency_eyewash
146973 | WTR-RLW-SQ-0001 | Eye Wash Station | WTR-RLW-AUX | Auxiliary Equipment (Building Facilities) | PPE,Eyewash Station | Safety Equipment | 35682 | SQ | http://www.toronto.ca/TWONTO#emergency_eyewash
147346 | WTR-RST-SQ-0001 | Eye Wash Station | WTR-RST-AUX | Auxiliary Equipment (Building Facilities) | PPE,Eyewash Station | Safety Equipment |  | SQ | http://www.toronto.ca/TWONTO#emergency_eyewash
147505 | YCM-LAB-SQ-0001 | eye wash station | FAC-YCM | YARD - 545 COMMISSIONERS ROAD | Safety,Eye wash | Safety Equipment |  | SQ | http://www.toronto.ca/TWONTO#emergency_eyewash
109119 | TAB-CW-SQ-0038 | Eye Wash Station- Aux. Bldg. 1st Flr, Front of Elevator | TAB-SLO-SES | TABWA4 Health and Safety Equipment | Safety,Eye wash | Safety Equipment |  | SQ | http://www.toronto.ca/TWONTO#emergency_eyewash
109120 | TAB-CW-SQ-0039 | Eye Wash Station- Aux. Bldg. 2nd Flr, Front of Elevator | TAB-SLO-SES | TABWA4 Health and Safety Equipment | Safety,Eye wash | Safety Equipment |  | SQ | http://www.toronto.ca/TWONTO#emergency_eyewash
43219 | TAB-CW-SQ-0035 | Eye Wash Station- Aux. Bldg. Basement Front of Elevator | TAB-SLO-SES | TABWA4 Health and Safety Equipment | Safety,Eye wash | Safety Equipment |  | SQ | http://www.toronto.ca/TWONTO#emergency_eyewash
43220 | TAB-CW-SQ-0036 | Eye Wash Station- Aux. Bldg. Sub Bsmt Next to Elevator | TAB-SLO-SES | TABWA4 Health and Safety Equipment | Safety,Eye wash | Safety Equipment | 34472 | SQ | http://www.toronto.ca/TWONTO#emergency_eyewash
43221 | TAB-CW-SQ-0036 | Eye Wash Station- Aux. Bldg. Sub Bsmt Next to Elevator | TAB-SUSPENDED ENTITY | Suspended entities | Safety,Eye wash | Safety Equipment | 34472 | SQ | http://www.toronto.ca/TWONTO#emergency_eyewash
43213 | TAB-CW-SQ-0010S | Eye Wash Station- No.401 Blower Bldg South east wall next to Stores | TAB-SLO-SES | TABWA4 Health and Safety Equipment | Safety,Eye wash | Safety Equipment | 46696 | SQ | http://www.toronto.ca/TWONTO#emergency_eyewash
43214 | TAB-CW-SQ-0010S | Eye Wash Station- No.401 Blower Bldg South east wall next to Stores | TAB-STR-SQ | WA2 Safety Equipment,lifting devices, ladders, Eye Wash station, First Aid Kits, Lock out stations | Safety,Eye wash | Safety Equipment | 46696 | SQ | http://www.toronto.ca/TWONTO#emergency_eyewash
41166 | TAB-ACC-SQ-8001 | Eye Wash Station- WA 4 Workshop Truck Loading Facility, Ground Floor | TAB-SLO-SES | TABWA4 Health and Safety Equipment | Safety,Eye wash | Safety Equipment |  | SQ | http://www.toronto.ca/TWONTO#emergency_eyewash
111106 | TAB-DIG-SQ-9701 | Eye Wash Station, # 4 Digester 19-22 Bsmt | TAB-DIG-SQ-T19-22 | Digester Tanks 19-22, Safety Equipments | PPE,Eyewash Station | Safety Equipment |  | SQ | http://www.toronto.ca/TWONTO#emergency_eyewash
111107 | TAB-DIG-SQ-9702 | Eye Wash Station, # 5Digester 19-22 Bsmt | TAB-DIG-SQ-T19-22 | Digester Tanks 19-22, Safety Equipments | PPE,Eyewash Station | Safety Equipment |  | SQ | http://www.toronto.ca/TWONTO#emergency_eyewash
111104 | TAB-DIG-SQ-0500 | Eye Wash Station, # 6 Digester 13-16 Bsmt | TAB-DIG-SQ-T13-16 | Digester Tanks 13-16, Safety Equipments | PPE,Eyewash Station | Safety Equipment |  | SQ | http://www.toronto.ca/TWONTO#emergency_eyewash
45472 | TAB-DIG-SQ-0501 | Eye Wash Station, # 7 Digester 13-16 Bsmt | TAB-DIG-SQ-T13-16 | Digester Tanks 13-16, Safety Equipments | PPE,Eyewash Station | Safety Equipment |  | SQ | http://www.toronto.ca/TWONTO#emergency_eyewash
43218 | TAB-CW-SQ-0030 | Eye Wash station, Dewatering Basement West wall next to wash Room | TAB-DEW-SAFETY | Safety Equipment | PPE,Eyewash Station | Safety Equipment |  | SQ | http://www.toronto.ca/TWONTO#emergency_eyewash
45474 | TAB-DIG-SQ-9704 | Eye Wash Station, Gas Control Bldg.Main Flr | TAB-DIG-SQ | Digester Gas Control Building.- Safety Equipment | PPE,Eyewash Station | Safety Equipment |  | SQ | http://www.toronto.ca/TWONTO#emergency_eyewash
45475 | TAB-DIG-SQ-9704 | Eye Wash Station, Gas Control Bldg.Main Flr | TAB-SUSPENDED ENTITY | Suspended entities | PPE,Eyewash Station | Safety Equipment |  | SQ | http://www.toronto.ca/TWONTO#emergency_eyewash
146067 | WTR-PRV-SQ-0001 | Eye Wash Station, Lower Level by Pump 0100 | WTR-PRV-AUX | Auxiliary Equipment (Building Facilities) | PPE,Eyewash Station | Safety Equipment |  | SQ | http://www.toronto.ca/TWONTO#emergency_eyewash
115584 | TAB-PRM-SQ-0084 | Eye Wash Station, P Bldg Bsmt Next to PRM-P-2402 | TAB-PRM-SQ-P | Safety Equipment, P Building , Primarm | PPE,Eyewash Station | Safety Equipment |  | SQ | http://www.toronto.ca/TWONTO#emergency_eyewash
66363 | THC-SES-SQ-0011 | Eye Wash Station, Plant Services, Admin Building | THC-SES-SQ-EYE | Eyewash Stations THC (Virtual entity #) |  | Safety Equipment | 40825 | SQ | http://www.toronto.ca/TWONTO#emergency_eyewash
66364 | THC-SES-SQ-0012 | Eye Wash Station, Plant Services, Admin Building | THC-SES-SQ-EYE | Eyewash Stations THC (Virtual entity #) |  | Safety Equipment | 40824 | SQ | http://www.toronto.ca/TWONTO#emergency_eyewash
128773 | THC-SES-SQ-0011 | Eye Wash Station, Plant Services, Admin Building | THC-ELS-LTG-BLDG K | Lighting, Bldg. K |  | Safety Equipment | 40825 | SQ | http://www.toronto.ca/TWONTO#emergency_eyewash
128774 | THC-SES-SQ-0012 | Eye Wash Station, Plant Services, Admin Building | THC-ELS-LTG-BLDG K | Lighting, Bldg. K |  | Safety Equipment | 40824 | SQ | http://www.toronto.ca/TWONTO#emergency_eyewash
109117 | TAB-CW-SQ-0037 | Eye Wash Station, Silo Bldg Basement | TAB-SLO-SES | TABWA4 Health and Safety Equipment | Safety,Eye wash | Safety Equipment | 34473 | SQ | http://www.toronto.ca/TWONTO#emergency_eyewash
109118 | TAB-CW-SQ-0037 | Eye Wash Station, Silo Bldg Basement | TAB-SUSPENDED ENTITY | Suspended entities | Safety,Eye wash | Safety Equipment | 34473 | SQ | http://www.toronto.ca/TWONTO#emergency_eyewash
109129 | TAB-CW-SQ-0205 | Eye Wash Station, Z bldg Hot Water Boiler Room, East Loading Dock | TAB-SES-SQ | WA7 Safety Equipment | PPE,Eyewash Station | Safety Equipment |  | SQ | http://www.toronto.ca/TWONTO#emergency_eyewash
109130 | TAB-CW-SQ-0205 | Eye Wash Station, Z bldg Hot Water Boiler Room, East Loading Dock | TAB-WA6-SQ | WA6 Safety Equipment | PPE,Eyewash Station | Safety Equipment |  | SQ | http://www.toronto.ca/TWONTO#emergency_eyewash
109132 | TAB-CW-SQ-0402 | Eye Wash Station, Zbldg Machine Shop South Wall | TAB-SES-SQ | WA7 Safety Equipment | PPE,Eyewash Station | Safety Equipment |  | SQ | http://www.toronto.ca/TWONTO#emergency_eyewash
109123 | TAB-CW-SQ-0079 | Eye Wash Station,D Bldg old Screening Room, mazzanine loading Bay next to Glycol Station East wall | TAB-PLT-SQ-D | D Building - Safety Equipment, Atmosphere monitors | PPE,Eyewash Station | Safety Equipment |  | SQ | http://www.toronto.ca/TWONTO#emergency_eyewash
42632 | EYE WASH STATION,DISINFEC | Eye Wash Station,Disinfection Bldg | THR-EWSS-WA4 | Eyewash and Shower Station, Work Area 4 | Safety,Emergency Kit | Safety Equipment |  |  | http://www.toronto.ca/TWONTO#emergency_eyewash
67637 | THR-ACC-EWS-0003S | Eye Wash Station,Disinfection Bldg | THR-EWSS-WA4 | Eyewash and Shower Station, Work Area 4 | Safety,Emergency Kit | Safety Equipment | 40260 | EWS | http://www.toronto.ca/TWONTO#emergency_eyewash
67638 | THR-ACC-EWS-0004S | Eye Wash Station,Disinfection Bldg | THR-EWSS-WA4 | Eyewash and Shower Station, Work Area 4 | Safety,Emergency Kit | Safety Equipment | 40261 | EWS | http://www.toronto.ca/TWONTO#emergency_eyewash
131906 | THR-CW-SQ-0112 | Eye Wash Station,Labourer shop | THR-GRK-NMB | Grounds, New Maintenance Building | Analyzer,Methane/LEL | Safety Equipment |  | SQ | http://www.toronto.ca/TWONTO#emergency_eyewash
44050 | TAB-DEW-SQ-0002 | Eye Wash station,OLD Dewatering Basement West wall | TAB-DEW-SAFETY | Safety Equipment |  | Safety Equipment | 33423 | SQ | http://www.toronto.ca/TWONTO#emergency_eyewash
109782 | TAB-DEW-SQ-0002 | Eye Wash station,OLD Dewatering Basement West wall | TAB-SUSPENDED ENTITY | Suspended entities |  | Safety Equipment | 33423 | SQ | http://www.toronto.ca/TWONTO#emergency_eyewash
138690 | THR-SES-SQ-0001S | Eye Wash Station. Disinfection Building, North Workshop | THR-DIS | Disinfection | Safety,Emergency Kit | Safety Equipment | 40258 | SQ | http://www.toronto.ca/TWONTO#emergency_eyewash
138691 | THR-SES-SQ-0001S | Eye Wash Station. Disinfection Building, North Workshop | THR-EWSS-WA4 | Eyewash and Shower Station, Work Area 4 | Safety,Emergency Kit | Safety Equipment | 40258 | SQ | http://www.toronto.ca/TWONTO#emergency_eyewash
87195 | WTR-PMI-SQ-0001 | Eye Wash, Portable | WTR-PMI-AUX | Auxiliary Equipment (Building Facilities) | PPE,Eyewash Station | Safety Equipment |  | SQ | eye_wash_bottle
88463 | WTR-PTH-SQ-0001 | Eye Wash, Portable | WTR-PTH-AUX | Auxiliary Equipment (Building Facilities) | PPE,Eyewash Station | Safety Equipment |  | SQ | eye_wash_bottle
145493 | WTR-PMI-SQ-0002 | Eye Wash, Portable | WTR-PMI-AUX | Auxiliary Equipment (Building Facilities) | PPE,Eyewash Station | Safety Equipment |  | SQ | eye_wash_bottle
131907 | THR-CW-SQ-1000 | Eye wash, Saftey , North Tunnel | THR-EWSS-WA2 | Eyewash and Shower Station, Work Area 2 | Safety,Eye wash | Safety Equipment |  | SQ | http://www.toronto.ca/TWONTO#emergency_eyewash
128775 | THC-SES-SQ-0181 | Eye/face wash,Boiler Building | THC-SES-SQ-EYE | Eyewash Stations THC (Virtual entity #) |  | Safety Equipment |  | SQ | http://www.toronto.ca/TWONTO#emergency_eyewash
66368 | THC-SES-SQ-5940 | Eye/face wash,Disinfection Bldg,Ex. Compressor Room | THC-SES-SQ-EYE | Eyewash Stations THC (Virtual entity #) |  | Safety Equipment |  | SQ | http://www.toronto.ca/TWONTO#emergency_eyewash
26381 | FHO-SES-SQ-7001 | Eyewash & Shower, Station # 1, Chemical Building, S4, North Wall Between Fluoride&Ammonia Room Exit | FHO-SES-SQ-0004 | First Aid | PPE,Eyewash Station | Safety Equipment |  | SQ | http://www.toronto.ca/TWONTO#emergency_eyewash_and_shower
94885 | FHO-SES-SQ-7001 | Eyewash & Shower, Station # 1, Chemical Building, S4, North Wall Between Fluoride&Ammonia Room Exit | FHO-SES-SQ-0001 | Safety Equipment | PPE,Eyewash Station | Safety Equipment |  | SQ | http://www.toronto.ca/TWONTO#emergency_eyewash_and_shower
26386 | FHO-SES-SQ-7010 | Eyewash & Shower, Station # 10, Chemical Building, L1, Chemical Machine Room(s) Hall | FHO-SES-SQ-0004 | First Aid | PPE,Eyewash Station | Safety Equipment |  | SQ | http://www.toronto.ca/TWONTO#emergency_eyewash_and_shower
94890 | FHO-SES-SQ-7011 SUSP | Eyewash & Shower, Station # 11, Chemical Building, S4, Outside SBS Room | FHO-SES-SQ-0004 | First Aid | PPE,Eyewash Station | Safety Equipment | 42287 | SQ | http://www.toronto.ca/TWONTO#emergency_eyewash_and_shower
94891 | FHO-SES-SQ-7012 | Eyewash & Shower, Station # 12, Chemical Building, S2, Outside, Near Chemical Delivery Area | FHO-SES-SQ-0004 | First Aid | PPE,Eyewash Station | Safety Equipment |  | SQ | http://www.toronto.ca/TWONTO#emergency_eyewash_and_shower
94892 | FHO-SES-SQ-7013 | Eyewash & Shower, Station # 13, Standby Power Building, S4, Phosphoric Acid Room | FHO-SES-SQ-0004 | First Aid | PPE,Eyewash Station | Safety Equipment |  | SQ | http://www.toronto.ca/TWONTO#emergency_eyewash_and_shower
26382 | FHO-SES-SQ-7002 | Eyewash & Shower, Station # 2, Chemical Building, S4, West Wall Beside Ammonia Room Exit | FHO-SES-SQ-0004 | First Aid | PPE,Eyewash Station | Safety Equipment |  | SQ | http://www.toronto.ca/TWONTO#emergency_eyewash_and_shower
26383 | FHO-SES-SQ-7003 | Eyewash & Shower, Station # 3, Chemical Building, S4, East Wall Beside Ammonia Room Exit | FHO-SES-SQ-0004 | First Aid | PPE,Eyewash Station | Safety Equipment |  | SQ | http://www.toronto.ca/TWONTO#emergency_eyewash_and_shower
26384 | FHO-SES-SQ-7004 | Eyewash & Shower, Station # 4, S2 North East Chemical Storage Room Exit | FHO-SES-SQ-0004 | First Aid | PPE,Eyewash Station | Safety Equipment |  | SQ | http://www.toronto.ca/TWONTO#emergency_eyewash_and_shower
94887 | FHO-SES-SQ-7006 | Eyewash & Shower, Station # 6, Chemical Building, S2, South Chemical Storage Room Exit | FHO-SES-SQ-0004 | First Aid | PPE,Eyewash Station | Safety Equipment |  | SQ | http://www.toronto.ca/TWONTO#emergency_eyewash_and_shower
94888 | FHO-SES-SQ-7007 | Eyewash & Shower, Station # 7, Chemical Building, L1, South Chemical Machine Room Exit | FHO-SES-SQ-0004 | First Aid | PPE,Eyewash Station | Safety Equipment |  | SQ | http://www.toronto.ca/TWONTO#emergency_eyewash_and_shower
26385 | FHO-SES-SQ-7008 | Eyewash & Shower, Station # 8, Floor 1, North west Chemical Machine Room Exit | FHO-SES-SQ-0004 | First Aid | PPE,Eyewash Station | Safety Equipment |  | SQ | http://www.toronto.ca/TWONTO#emergency_eyewash_and_shower
94889 | FHO-SES-SQ-7009 | Eyewash & Shower, Station # 9, Chemical Building, L1, North West Obsolete Chemical Machine Room Exit | FHO-SES-SQ-0004 | First Aid | PPE,Eyewash Station | Safety Equipment |  | SQ | http://www.toronto.ca/TWONTO#emergency_eyewash_and_shower
70439 | THR-CW-SQ-0001S | Eyewash and Shower Station, De-chlorination, South Chlorine Building | THR-EWSS-WA4 | Eyewash and Shower Station, Work Area 4 | Safety,Eye wash | Safety Equipment | 39196 | SQ | http://www.toronto.ca/TWONTO#emergency_eyewash_and_shower
131895 | THR-CW-SQ-0001S | Eyewash and Shower Station, De-chlorination, South Chlorine Building | THR-EWSS-WA1 | Eyewash and Shower Station, Work Area 1 | Safety,Eye wash | Safety Equipment | 39196 | SQ | http://www.toronto.ca/TWONTO#emergency_eyewash_and_shower
70769 | THR-DCL-SQ-0001 | Eyewash and Shower Station, Disinfection Building, South Pedestrian door way | THR-EWSS-WA4 | Eyewash and Shower Station, Work Area 4 | Safety,Eye wash | Safety Equipment |  | SQ | http://www.toronto.ca/TWONTO#emergency_eyewash_and_shower
78791 | THR-SES-SQ-0004 | Eyewash and Shower Station, Disinfection Building, South Vestibule by Lab | THR-EWSS-WA1 | Eyewash and Shower Station, Work Area 1 | Safety,Eye wash | Safety Equipment |  | SQ | http://www.toronto.ca/TWONTO#emergency_eyewash_and_shower
78792 | THR-SES-SQ-0004 | Eyewash and Shower Station, Disinfection Building, South Vestibule by Lab | THR-SQ-PEWS-WA1 | Portable. (Gravity Operated) Eyewash Station, Dig9&10 Bsmnt | Safety,Eye wash | Safety Equipment |  | SQ | http://www.toronto.ca/TWONTO#emergency_eyewash_and_shower
138696 | THR-SES-SQ-0004 | Eyewash and Shower Station, Disinfection Building, South Vestibule by Lab | THR-EWSS-WA4 | Eyewash and Shower Station, Work Area 4 | Safety,Eye wash | Safety Equipment |  | SQ | http://www.toronto.ca/TWONTO#emergency_eyewash_and_shower
70441 | THR-CW-SQ-0102S | Eyewash and Shower Station, Disinfection Building, Tank Area | THR-EWSS-WA4 | Eyewash and Shower Station, Work Area 4 | Safety,Eye wash | Safety Equipment | 40941 | SQ | http://www.toronto.ca/TWONTO#emergency_eyewash_and_shower
70442 | THR-CW-SQ-0102S | Eyewash and Shower Station, Disinfection Building, Tank Area | THR-SQ-PEWS-WA1 | Portable. (Gravity Operated) Eyewash Station, Dig9&10 Bsmnt | Safety,Eye wash | Safety Equipment | 40941 | SQ | http://www.toronto.ca/TWONTO#emergency_eyewash_and_shower
131898 | THR-CW-SQ-0102S | Eyewash and Shower Station, Disinfection Building, Tank Area | THR-EWSS-WA1 | Eyewash and Shower Station, Work Area 1 | Safety,Eye wash | Safety Equipment | 40941 | SQ | http://www.toronto.ca/TWONTO#emergency_eyewash_and_shower
78794 | THR-SES-SQ-0106S | Eyewash and Shower Station, Ferrous Chemical Building | THR-EWSS-WA4 | Eyewash and Shower Station, Work Area 4 | Safety,Eye wash | Safety Equipment | 38622 | SQ | http://www.toronto.ca/TWONTO#emergency_eyewash_and_shower
78795 | THR-SES-SQ-0106S | Eyewash and Shower Station, Ferrous Chemical Building | THR-SQ-PEWS-WA1 | Portable. (Gravity Operated) Eyewash Station, Dig9&10 Bsmnt | Safety,Eye wash | Safety Equipment | 38622 | SQ | http://www.toronto.ca/TWONTO#emergency_eyewash_and_shower
138698 | THR-SES-SQ-0109S | Eyewash and Shower Station, Ferrous Chloride Building, Outside | THR-EWSS-WA4 | Eyewash and Shower Station, Work Area 4 | Safety,Eye wash | Safety Equipment | 38666 | SQ | http://www.toronto.ca/TWONTO#emergency_eyewash_and_shower
138699 | THR-SES-SQ-0109S | Eyewash and Shower Station, Ferrous Chloride Building, Outside | THR-SES-SQ | Safety Equipment | Safety,Eye wash | Safety Equipment | 38666 | SQ | http://www.toronto.ca/TWONTO#emergency_eyewash_and_shower
138700 | THR-SES-SQ-0109S | Eyewash and Shower Station, Ferrous Chloride Building, Outside | THR-SQ-PEWS-WA1 | Portable. (Gravity Operated) Eyewash Station, Dig9&10 Bsmnt | Safety,Eye wash | Safety Equipment | 38666 | SQ | http://www.toronto.ca/TWONTO#emergency_eyewash_and_shower
70457 | THR-CW-SQ-9000S | Eyewash and Shower Station, Ferrous Chloride Building,Pump Room, (TEMPORARY) | THR-EWSS-WA4 | Eyewash and Shower Station, Work Area 4 | Safety,Eye wash | Safety Equipment | 46874 | SQ | http://www.toronto.ca/TWONTO#emergency_eyewash_and_shower
131899 | THR-CW-SQ-0103 | Eyewash and Shower Station, Ferrous Chloride Pump Room | THR-EWSS-WA4 | Eyewash and Shower Station, Work Area 4 | Safety,Eye wash | Safety Equipment |  | SQ | http://www.toronto.ca/TWONTO#emergency_eyewash_and_shower
70448 | THR-CW-SQ-0110 | Eyewash and Shower Station, Filtered Plant Water Building | THR-EWSS-WA4 | Eyewash and Shower Station, Work Area 4 | Safety,Eye wash | Safety Equipment |  | SQ | http://www.toronto.ca/TWONTO#emergency_eyewash_and_shower
70449 | THR-CW-SQ-0110 | Eyewash and Shower Station, Filtered Plant Water Building | THR-SQ-PEWS-WA1 | Portable. (Gravity Operated) Eyewash Station, Dig9&10 Bsmnt | Safety,Eye wash | Safety Equipment |  | SQ | http://www.toronto.ca/TWONTO#emergency_eyewash_and_shower
131904 | THR-CW-SQ-0110 | Eyewash and Shower Station, Filtered Plant Water Building | THR-SES-WA3 | Safety & Environmental Services | Safety,Eye wash | Safety Equipment |  | SQ | http://www.toronto.ca/TWONTO#emergency_eyewash_and_shower
70440 | THR-CW-SQ-0101 | Eyewash and Shower Station, LAB, Admin Bldg.(REMOVED) | THR-EWSS-WA2 | Eyewash and Shower Station, Work Area 2 | Safety,Eye wash | Safety Equipment | 34592 | SQ | http://www.toronto.ca/TWONTO#emergency_eyewash_and_shower
131896 | THR-CW-SQ-0101 | Eyewash and Shower Station, LAB, Admin Bldg.(REMOVED) | THR-SQ-PEWS-WA1 | Portable. (Gravity Operated) Eyewash Station, Dig9&10 Bsmnt | Safety,Eye wash | Safety Equipment | 34592 | SQ | http://www.toronto.ca/TWONTO#emergency_eyewash_and_shower
70447 | THR-CW-SQ-0105S | Eyewash and Shower Station, North Odour Control | THR-EWSS-WA1 | Eyewash and Shower Station, Work Area 1 | Safety,Eye wash | Safety Equipment | 39397 | SQ | http://www.toronto.ca/TWONTO#emergency_eyewash_and_shower
131902 | THR-CW-SQ-0105S | Eyewash and Shower Station, North Odour Control | THR-EWSS-WA4 | Eyewash and Shower Station, Work Area 4 | Safety,Eye wash | Safety Equipment | 39397 | SQ | http://www.toronto.ca/TWONTO#emergency_eyewash_and_shower
131903 | THR-CW-SQ-0105S | Eyewash and Shower Station, North Odour Control | THR-SQ-PEWS-WA1 | Portable. (Gravity Operated) Eyewash Station, Dig9&10 Bsmnt | Safety,Eye wash | Safety Equipment | 39397 | SQ | http://www.toronto.ca/TWONTO#emergency_eyewash_and_shower
70445 | THR-CW-SQ-0104S | Eyewash and Shower Station, North West Odour Control | THR-EWSS-WA1 | Eyewash and Shower Station, Work Area 1 | Safety,Eye wash | Safety Equipment | 39396 | SQ | http://www.toronto.ca/TWONTO#emergency_eyewash_and_shower
70446 | THR-CW-SQ-0104S | Eyewash and Shower Station, North West Odour Control | THR-SQ-PEWS-WA1 | Portable. (Gravity Operated) Eyewash Station, Dig9&10 Bsmnt | Safety,Eye wash | Safety Equipment | 39396 | SQ | http://www.toronto.ca/TWONTO#emergency_eyewash_and_shower
131901 | THR-CW-SQ-0104S | Eyewash and Shower Station, North West Odour Control | THR-EWSS-WA4 | Eyewash and Shower Station, Work Area 4 | Safety,Eye wash | Safety Equipment | 39396 | SQ | http://www.toronto.ca/TWONTO#emergency_eyewash_and_shower
131905 | THR-CW-SQ-0111 | Eyewash and Shower Station, Outside of Ferrous Chemical Building | THR-EWSS-WA4 | Eyewash and Shower Station, Work Area 4 | Safety,Eye wash | Safety Equipment |  | SQ | http://www.toronto.ca/TWONTO#emergency_eyewash_and_shower
131897 | THR-CW-SQ-0102 | Eyewash and Shower Station, RAS PS Lab Room | THR-EWSS-WA4 | Eyewash and Shower Station, Work Area 4 | Safety,Eye wash | Safety Equipment |  | SQ | http://www.toronto.ca/TWONTO#emergency_eyewash_and_shower
78796 | THR-SES-SQ-0111 | Eyewash and Shower Station, Sludge Thickening Bldg. | THR-EWSS-WA1 | Eyewash and Shower Station, Work Area 1 | Safety,Eye wash | Safety Equipment |  | SQ | http://www.toronto.ca/TWONTO#emergency_eyewash_and_shower
78797 | THR-SES-SQ-0111 | Eyewash and Shower Station, Sludge Thickening Bldg. | THR-SQ-PEWS-WA1 | Portable. (Gravity Operated) Eyewash Station, Dig9&10 Bsmnt | Safety,Eye wash | Safety Equipment |  | SQ | http://www.toronto.ca/TWONTO#emergency_eyewash_and_shower
70443 | THR-CW-SQ-0103S | Eyewash and Shower Station, South West Odour Control | THR-EWSS-WA4 | Eyewash and Shower Station, Work Area 4 | Safety,Eye wash | Safety Equipment | 46850 | SQ | http://www.toronto.ca/TWONTO#emergency_eyewash_and_shower
70444 | THR-CW-SQ-0103S | Eyewash and Shower Station, South West Odour Control | THR-SQ-PEWS-WA1 | Portable. (Gravity Operated) Eyewash Station, Dig9&10 Bsmnt | Safety,Eye wash | Safety Equipment | 46850 | SQ | http://www.toronto.ca/TWONTO#emergency_eyewash_and_shower
131900 | THR-CW-SQ-0103S | Eyewash and Shower Station, South West Odour Control | THR-EWSS-WA1 | Eyewash and Shower Station, Work Area 1 | Safety,Eye wash | Safety Equipment | 46850 | SQ | http://www.toronto.ca/TWONTO#emergency_eyewash_and_shower
70456 | THR-CW-SQ-9000 | Eyewash and Shower Station, Temporary Ferrous Building | THR-EWSS-WA4 | Eyewash and Shower Station, Work Area 4 | Safety,Eye wash | Safety Equipment |  | SQ | http://www.toronto.ca/TWONTO#emergency_eyewash_and_shower
135204 | THR-EWSS-WA1 | Eyewash and Shower Station, Work Area 1 | THR-JHSC-WA1 | Joint Health & Safety Committee WA1 | Safety,Eye wash | Safety Equipment |  |  | http://www.toronto.ca/TWONTO#collection_of_assets
135205 | THR-EWSS-WA1 | Eyewash and Shower Station, Work Area 1 | THR-SES-WA1 | Safety & Environmental Services | Safety,Eye wash | Safety Equipment |  |  | http://www.toronto.ca/TWONTO#collection_of_assets
135206 | THR-EWSS-WA1 | Eyewash and Shower Station, Work Area 1 | THR-SQ-PEWS-WA1 | Portable. (Gravity Operated) Eyewash Station, Dig9&10 Bsmnt | Safety,Eye wash | Safety Equipment |  |  | http://www.toronto.ca/TWONTO#collection_of_assets
74160 | THR-EWSS-WA2 | Eyewash and Shower Station, Work Area 2 | THR-JHSC-WA2 | Joint Health & Safety Committee WA2 | Safety,Eye wash | Safety Equipment |  |  | http://www.toronto.ca/TWONTO#collection_of_assets
74161 | THR-EWSS-WA2 | Eyewash and Shower Station, Work Area 2 | THR-SQ-PEWS-WA1 | Portable. (Gravity Operated) Eyewash Station, Dig9&10 Bsmnt | Safety,Eye wash | Safety Equipment |  |  | http://www.toronto.ca/TWONTO#collection_of_assets
135207 | THR-EWSS-WA2 | Eyewash and Shower Station, Work Area 2 | THR-SES-WA2 | Safety & Environmental Services, WA2 | Safety,Eye wash | Safety Equipment |  |  | http://www.toronto.ca/TWONTO#collection_of_assets
74162 | THR-EWSS-WA4 | Eyewash and Shower Station, Work Area 4 | THR-JHSC-WA4 | Joint Health & Safety Committee WA4 | Safety,Eye wash | Safety Equipment |  |  | http://www.toronto.ca/TWONTO#collection_of_assets
135208 | THR-EWSS-WA4 | Eyewash and Shower Station, Work Area 4 | THR-SES-WA4 | Safety & Environmental Services | Safety,Eye wash | Safety Equipment |  |  | http://www.toronto.ca/TWONTO#collection_of_assets
135209 | THR-EWSS-WA4 | Eyewash and Shower Station, Work Area 4 | THR-SQ-PEWS-WA1 | Portable. (Gravity Operated) Eyewash Station, Dig9&10 Bsmnt | Safety,Eye wash | Safety Equipment |  |  | http://www.toronto.ca/TWONTO#collection_of_assets
138697 | THR-SES-SQ-0106 | Eyewash and Shower Station,Outdoors-Inside(SW) Ferrous Chloride Containment (Temporary) | THR-EWSS-WA4 | Eyewash and Shower Station, Work Area 4 | Safety,Eye wash | Safety Equipment |  | SQ | http://www.toronto.ca/TWONTO#emergency_eyewash_and_shower
70450 | THR-CW-SQ-0111S | Eyewash and Shower Station,Outdoors-Outside(SW) Ferrous Chloride Containment (Temporary) | THR-EWSS-WA4 | Eyewash and Shower Station, Work Area 4 | Safety,Eye wash | Safety Equipment | 46875 | SQ | http://www.toronto.ca/TWONTO#emergency_eyewash_and_shower
64775 | FCL-SES-EYE-0011 | Eyewash Bottle Low level Machine shop | FCL-SES-5 | Eye Wash Stations Chemical Building | PPE,Eyewash Station | Safety Equipment |  | EYE | eye_wash_bottle
14483 | FCL-SES-EYE-0010 | Eyewash Bottle High Pump Electrical | FCL-SES-5 | Eye Wash Stations Chemical Building | PPE,Eyewash Station | Safety Equipment |  | EYE | eye_wash_bottle
64774 | FCL-SES-EYE-0009 | Eyewash Bottle Scrubber Control Room | FCL-SES-5 | Eye Wash Stations Chemical Building | PPE,Eyewash Station | Safety Equipment |  | EYE | eye_wash_bottle
30373 | FIS-SES-EYE-1003AS | Eyewash bottle Station, Mechanical Building | FIS-SES-EYE | Eyewash Stations | Safety,Eye wash | Safety Equipment | 33821 | EYE | eye_wash_bottle
30375 | FIS-SES-EYE-1005AS | Eyewash bottle Station, Metering | FIS-SES-EYE | Eyewash Stations | Safety,Eye wash | Safety Equipment | 34280 | EYE | eye_wash_bottle
30374 | FIS-SES-EYE-1004S | Eyewash bottle Station, Raw Water Sample Pump Building | FIS-SES-EYE | Eyewash Stations | Safety,Eye wash | Safety Equipment | 34281 | EYE | eye_wash_bottle
30692 | FIS-SES-SQ-5001 | Eyewash Station, (EYE-1001), Fluoride Building,Chemical Skid Room, North Wall Beside Exit Door | FIS-SES-EYE | Eyewash Stations | Safety,Eye wash | Safety Equipment |  | SQ | http://www.toronto.ca/TWONTO#emergency_eyewash
98242 | FIS-SES-SQ-4501 | Eyewash Station, (EYE-1003), Workshop Building, Chemical Storage Room, West Side | FIS-SES-EYE | Eyewash Stations | Safety,Eye wash | Safety Equipment |  | SQ | http://www.toronto.ca/TWONTO#emergency_eyewash
98224 | FIS-SES-SQ-0401 | Eyewash Station, (EYE-1004), Filter Building Pipe Gallery | FIS-SES-EYE | Eyewash Stations | Safety,Eye wash | Safety Equipment |  | SQ | http://www.toronto.ca/TWONTO#emergency_eyewash
30670 | FIS-SES-SQ-0601 | Eyewash Station, (EYE-1006), Admin Building, Lab | FIS-SES-EYE | Eyewash Stations | Safety,Eye wash | Safety Equipment |  | SQ | http://www.toronto.ca/TWONTO#emergency_eyewash
30691 | FIS-SES-SQ-4502 | Eyewash Station, (EYE-1007), Workshop Building East Wall | FIS-SES-EYE | Eyewash Stations |  | Safety Equipment |  | SQ | http://www.toronto.ca/TWONTO#emergency_eyewash
30687 | FIS-SES-SQ-1601 | Eyewash Station, (EYE-1009), Intake Valve Chamber | FIS-SES-EYE | Eyewash Stations |  | Safety Equipment |  | SQ | http://www.toronto.ca/TWONTO#emergency_eyewash
18213 | FHA-SES-EYE-0015 | Eyewash Station, Bottles | FHA-SES-SQ-0008 | Eyewash Stations & Showers | PPE,Eyewash Station | Safety Equipment |  | EYE | http://www.toronto.ca/TWONTO#collection_of_assets
81145 | FHA-SES-EYE-0018 | Eyewash Station, Bottles | FHA-SES-SQ-0008 | Eyewash Stations & Showers | PPE,Eyewash Station | Safety Equipment |  | EYE | http://www.toronto.ca/TWONTO#collection_of_assets
18694 | FHA-SES-SQ-0303 | Eyewash Station, Bottles, Service Building, Basement, UPS Room | FHA-SES-SQ-0008 | Eyewash Stations & Showers | Safety,Eye wash | Safety Equipment |  | SQ | http://www.toronto.ca/TWONTO#collection_of_assets
109121 | TAB-CW-SQ-0074 | Eyewash Station, D Bldg Bsmt Pump Gallery | TAB-PRM-STRC | D Building - Safety Equipments,Drains, Plumbing, Walls | PPE,Eyewash Station | Safety Equipment |  | SQ | http://www.toronto.ca/TWONTO#emergency_eyewash
128777 | THC-SES-SQ-0901 | Eyewash Station, Dechlorination Building | THC-SES-SQ-EYE | Eyewash Stations THC (Virtual entity #) |  | Safety Equipment |  | SQ | http://www.toronto.ca/TWONTO#emergency_eyewash
128778 | THC-SES-SQ-0902 | Eyewash Station, Dechlorination Building | THC-SES-SQ-EYE | Eyewash Stations THC (Virtual entity #) |  | Safety Equipment |  | SQ | http://www.toronto.ca/TWONTO#emergency_eyewash
78790 | THR-SES-SQ-0003 | Eyewash Station, Disinfection Building,,Loading Bay North door Fillstation Area | THR-EWSS-WA4 | Eyewash and Shower Station, Work Area 4 | Safety,Eye wash | Safety Equipment |  | SQ | http://www.toronto.ca/TWONTO#emergency_eyewash
138694 | THR-SES-SQ-0003 | Eyewash Station, Disinfection Building,,Loading Bay North door Fillstation Area | THR-EWSS-WA1 | Eyewash and Shower Station, Work Area 1 | Safety,Eye wash | Safety Equipment |  | SQ | http://www.toronto.ca/TWONTO#emergency_eyewash
138695 | THR-SES-SQ-0003 | Eyewash Station, Disinfection Building,,Loading Bay North door Fillstation Area | THR-SQ-PEWS-WA1 | Portable. (Gravity Operated) Eyewash Station, Dig9&10 Bsmnt | Safety,Eye wash | Safety Equipment |  | SQ | http://www.toronto.ca/TWONTO#emergency_eyewash
66382 | THC-SES-SQ-6821 | Eyewash Station, Exterior, Ferrous Chloride Building | THC-PRS-BLDG | Phosphorous removal system, Building and Storage |  | Safety Equipment |  | SQ | http://www.toronto.ca/TWONTO#emergency_eyewash
128787 | THC-SES-SQ-6822 | Eyewash Station, Interior, Ferrous Chloride Building | THC-PRS-BLDG | Phosphorous removal system, Building and Storage |  | Safety Equipment |  | SQ | http://www.toronto.ca/TWONTO#emergency_eyewash
66365 | THC-SES-SQ-0013 | Eyewash Station, Plant Services, Admin Building, Basement, Mechanical room | THC-SES-SQ-EYE | Eyewash Stations THC (Virtual entity #) | PPE,Eyewash Station | Safety Equipment |  | SQ | http://www.toronto.ca/TWONTO#emergency_eyewash
18212 | FHA-SES-EYE-0002 | Eyewash Station, Plumbed | FHA-SES-SQ-0008 | Eyewash Stations & Showers | PPE,Eyewash Station | Safety Equipment | 33415 | EYE | http://www.toronto.ca/TWONTO#emergency_eyewash
81141 | FHA-SES-EYE-0001 | Eyewash Station, Plumbed | FHA-SES-SQ-0008 | Eyewash Stations & Showers | PPE,Eyewash Station | Safety Equipment | 33414 | EYE | http://www.toronto.ca/TWONTO#emergency_eyewash
81142 | FHA-SES-EYE-0001 | Eyewash Station, Plumbed | FHA-SUSPENDED | Suspended Obsolete entity for storage purpose | PPE,Eyewash Station | Safety Equipment | 33414 | EYE | http://www.toronto.ca/TWONTO#emergency_eyewash
81143 | FHA-SES-EYE-0002 | Eyewash Station, Plumbed | FHA-SUSPENDED | Suspended Obsolete entity for storage purpose | PPE,Eyewash Station | Safety Equipment | 33415 | EYE | http://www.toronto.ca/TWONTO#emergency_eyewash
14477 | FCL-SES-EYE-0001 | Eyewash Station, Plumbed Raw Water Pump Room Basement beside Alum Skids | FCL-SES | Safety and Environmental Services | PPE,Eyewash Station | Safety Equipment |  | EYE | http://www.toronto.ca/TWONTO#emergency_eyewash
64770 | FCL-SES-EYE-0001 | Eyewash Station, Plumbed Raw Water Pump Room Basement beside Alum Skids | FCL-SES-5 | Eye Wash Stations Chemical Building | PPE,Eyewash Station | Safety Equipment |  | EYE | http://www.toronto.ca/TWONTO#emergency_eyewash
64771 | FCL-SES-EYE-0001 | Eyewash Station, Plumbed Raw Water Pump Room Basement beside Alum Skids | FCL-SES-5A | Eye Wash Stations Low Lift | PPE,Eyewash Station | Safety Equipment |  | EYE | http://www.toronto.ca/TWONTO#emergency_eyewash
14478 | FCL-SES-EYE-0002 | Eyewash Station, Plumbed Centrifuge Building beside Polymer Skids | FCL-SES-5 | Eye Wash Stations Chemical Building | PPE,Eyewash Station | Safety Equipment |  | EYE | http://www.toronto.ca/TWONTO#emergency_eyewash
64772 | FCL-SES-EYE-0002 | Eyewash Station, Plumbed Centrifuge Building beside Polymer Skids | FCL-SES-5A | Eye Wash Stations Low Lift | PPE,Eyewash Station | Safety Equipment |  | EYE | http://www.toronto.ca/TWONTO#emergency_eyewash
14479 | FCL-SES-EYE-0006 | Eyewash Station, Plumbed CL2 Building inside hallway near Evaporator Room | FCL-SES-5 | Eye Wash Stations Chemical Building | PPE,Eyewash Station | Safety Equipment |  | EYE | http://www.toronto.ca/TWONTO#emergency_eyewash
14480 | FCL-SES-EYE-0007 | Eyewash Station, Plumbed Operators Lab Temporarily out of service | FCL-SES-5 | Eye Wash Stations Chemical Building | PPE,Eyewash Station | Safety Equipment |  | EYE | http://www.toronto.ca/TWONTO#emergency_eyewash
14481 | FCL-SES-EYE-0007 | Eyewash Station, Plumbed Operators Lab Temporarily out of service | FCL-SES-5A | Eye Wash Stations Low Lift | PPE,Eyewash Station | Safety Equipment |  | EYE | http://www.toronto.ca/TWONTO#emergency_eyewash
14482 | FCL-SES-EYE-0008 | Eyewash Station, Plumbed, Alum Delivery Door, L Lift Building | FCL-SES-5 | Eye Wash Stations Chemical Building | PPE,Eyewash Station | Safety Equipment |  | EYE | http://www.toronto.ca/TWONTO#emergency_eyewash
64773 | FCL-SES-EYE-0008 | Eyewash Station, Plumbed, Alum Delivery Door, L Lift Building | FCL-SES-5A | Eye Wash Stations Low Lift | PPE,Eyewash Station | Safety Equipment |  | EYE | http://www.toronto.ca/TWONTO#emergency_eyewash
18214 | FHA-SES-EYE-0017 | Eyewash Station, Plumbed, (Pilot Plant) | FHA-FPP | Harris Filtration Pilot Plant | PPE,Eyewash Station | Safety Equipment |  | EYE | http://www.toronto.ca/TWONTO#emergency_eyewash
81144 | FHA-SES-EYE-0017 | Eyewash Station, Plumbed, (Pilot Plant) | FHA-SES | Safety & Environmental Services | PPE,Eyewash Station | Safety Equipment |  | EYE | http://www.toronto.ca/TWONTO#emergency_eyewash
98239 | FIS-SES-SQ-3001 | Eyewash Station, Polymer Storage Room, South/East | FIS-SES-EYE | Eyewash Stations |  | Safety Equipment |  | SQ | http://www.toronto.ca/TWONTO#emergency_eyewash
97922 | FIS-SES-EYE-1010(S) | Eyewash Station, -Removed from service- Duplication of Entity | FIS-SES-EYE | Eyewash Stations | Safety,Eye wash | Safety Equipment | 35433 | EYE | http://www.toronto.ca/TWONTO#emergency_eyewash
83045 | FHA-SES-SQ-0409 | Eyewash Station, RMF Building, Research Facility | FHA-SES-SQ-0008 | Eyewash Stations & Showers | Safety,Eye wash | Safety Equipment |  | SQ | http://www.toronto.ca/TWONTO#emergency_eyewash
30688 | FIS-SES-SQ-3501 | Eyewash Station,(EYE-1002),Gaseous Chemical Bldg, N/W Side Chlorine Vestibule,S. Wall Entrance Door | FIS-SES-EYE | Eyewash Stations | PPE,Eyewash Station | Safety Equipment |  | SQ | http://www.toronto.ca/TWONTO#emergency_eyewash
98238 | FIS-SES-SQ-1401 | Eyewash Station,(EYE-1005), Chemical Sampling Bldg,Adjacent to Down Stairway,Sampling Analyzers Area | FIS-SES-EYE | Eyewash Stations | Safety,Eye wash | Safety Equipment |  | SQ | http://www.toronto.ca/TWONTO#emergency_eyewash
14764 | FCL-SES-SQ-0101 | Eyewash Station/Shower, Dry Chemical Building, Alum Containment Area | FCL-SES-5 | Eye Wash Stations Chemical Building | PPE,Eyewash Station | Safety Equipment |  | SQ | http://www.toronto.ca/TWONTO#emergency_eyewash_and_shower
65354 | FCL-SES-SQ-0101 | Eyewash Station/Shower, Dry Chemical Building, Alum Containment Area | FCL-SES | Safety and Environmental Services | PPE,Eyewash Station | Safety Equipment |  | SQ | http://www.toronto.ca/TWONTO#emergency_eyewash_and_shower
14758 | FCL-SES-SQ-0003 | Eyewash Station/Shower, Gaseous Chemical Building, Basement inside Fluoride Room | FCL-SES-5 | Eye Wash Stations Chemical Building | PPE,Eyewash Station | Safety Equipment |  | SQ | http://www.toronto.ca/TWONTO#emergency_eyewash_and_shower
14759 | FCL-SES-SQ-0004 | Eyewash Station/Shower, Gaseous Chemical Building, outside Ammonia Room | FCL-SES-5 | Eye Wash Stations Chemical Building | PPE,Eyewash Station | Safety Equipment |  | SQ | http://www.toronto.ca/TWONTO#emergency_eyewash_and_shower
14760 | FCL-SES-SQ-0005 | Eyewash Station/Shower, Gaseous Chemical Building, Outside Evaporator Room | FCL-SES-5 | Eye Wash Stations Chemical Building | PPE,Eyewash Station | Safety Equipment |  | SQ | http://www.toronto.ca/TWONTO#emergency_eyewash_and_shower
97921 | FIS-SES-EYE | Eyewash Stations | FIS-SES | Safety, Instrumentation & Environmental Services | Safety,Eye wash | Safety Equipment |  |  | http://www.toronto.ca/TWONTO#collection_of_assets
82832 | FHA-SES-SQ-0008 | Eyewash Stations & Showers | FHA-SES | Safety & Environmental Services |  | Safety Equipment |  | SQ | http://www.toronto.ca/TWONTO#emergency_eyewash_and_shower
66383 | THC-SES-SQ-EYE | Eyewash Stations THC (Virtual entity #) | THC-SES-SQ | Safety Equipment | PPE,Eyewash Station | Safety Equipment |  |  | http://www.toronto.ca/TWONTO#collection_of_assets
146626 | WTR-PWT-SQ-0001 | Eyewash, West Tor PS | WTR-PWT-AUX | Auxiliary Equipment (Building Facilities) | Safety | Safety Equipment |  | SQ | http://www.toronto.ca/TWONTO#emergency_eyewash
98243 | FIS-SES-SQ-5002 | Eyewash/Shower Station, (EYE-1008), Ammonia/Fluoride Building, Fluoride Tanks 1&2 Room, South East | FIS-SES-EYE | Eyewash Stations | Safety | Safety Equipment |  | SQ | http://www.toronto.ca/TWONTO#emergency_eyewash_and_shower
113501 | TAB-ELS-SQ-FALL ARST | Fall Arrest -Safety Harness & Lanyard | TAB-ELS-ESQ | Electrical Safety Equipment |  | Safety Equipment |  |  | http://www.toronto.ca/TWONTO#fall_arrest_harness
120060 | TAB-WA6-SQ-0001 | Fall Arrest System | TAB-WA6-SQ | WA6 Safety Equipment | PPE | Safety Equipment |  | SQ | http://www.toronto.ca/TWONTO#fall_arrest_system
55538 | TAB-WA2-SQ-0001 | Fall Arrest System , Tripod and SRL | TAB-SES-LD | WA2 Lifting devices | PPE,Harness | Safety Equipment |  | SQ | http://www.toronto.ca/TWONTO#fall_arrest_Davit_arm
55539 | TAB-WA2-SQ-0001 | Fall Arrest System , Tripod and SRL | TAB-STR-SQ | WA2 Safety Equipment,lifting devices, ladders, Eye Wash station, First Aid Kits, Lock out stations | PPE,Harness | Safety Equipment |  | SQ | http://www.toronto.ca/TWONTO#fall_arrest_Davit_arm
26307 | FHO-SES-SQ-0006 | Fall Arrest Systems | FHO-SES-SQ-0001 | Safety Equipment | PPE,Harness | Safety Equipment |  | SQ | http://www.toronto.ca/TWONTO#fall_arrest_system
81746 | TNT-WA9-SQ-0010 | Fall arrest systems | TNT-GAS | Administration | PPE | Safety Equipment |  | SQ | http://www.toronto.ca/TWONTO#fall_arrest_system
94826 | FHO-SES-SQ-0005 | Fall Arrest Systems | FHO-SES-SQ-0001 | Safety Equipment | PPE,Harness | Safety Equipment |  | SQ | http://www.toronto.ca/TWONTO#fall_arrest_system
94827 | FHO-SES-SQ-0006 | Fall Arrest Systems | FHO-SES | Safety & Environmental Services | PPE,Harness | Safety Equipment |  | SQ | http://www.toronto.ca/TWONTO#fall_arrest_system
140862 | TNT-WA9-SQ-0010 | Fall arrest systems | TNT-GRK | Groundskeeping, Building services, Safety Equipment | PPE | Safety Equipment |  | SQ | http://www.toronto.ca/TWONTO#fall_arrest_system
138312 | THR-SES-FAS | Fall Arrest Sytem (Harness and Lanyard), Safety Equipment | THR-SES-SQ | Safety Equipment |  | Safety Equipment |  |  | http://www.toronto.ca/TWONTO#fall_arrest_harness
26309 | FHO-SES-SQ-0009 | Fall Lanyards | FHO-SES-SQ-0001 | Safety Equipment | PPE,Lanyard | Safety Equipment | 34722 | SQ | http://www.toronto.ca/TWONTO#collection_of_assets
94828 | FHO-SES-SQ-0009 | Fall Lanyards | FHO-SES | Safety & Environmental Services | PPE,Lanyard | Safety Equipment | 34722 | SQ | http://www.toronto.ca/TWONTO#collection_of_assets
55818 | TAB-WA6-SQ-4990 | Fall Limiter | TAB-WA6-SQ | WA6 Safety Equipment | PPE | Safety Equipment |  | SQ | http://www.toronto.ca/TWONTO#fall_restricting_system
55819 | TAB-WA6-SQ-4990 | Fall Limiter | TAB-WA6-SQ-0001 | Fall Arrest System | PPE | Safety Equipment |  | SQ | http://www.toronto.ca/TWONTO#fall_restricting_system
55828 | TAB-WA6-SQ-8010 | Fall Limiter | TAB-WA6-SQ-0001 | Fall Arrest System | PPE | Safety Equipment |  | SQ | http://www.toronto.ca/TWONTO#fall_restricting_system
120082 | TAB-WA6-SQ-8010 | Fall Limiter | TAB-WA6-SQ | WA6 Safety Equipment | PPE | Safety Equipment |  | SQ | http://www.toronto.ca/TWONTO#fall_restricting_system
120090 | TAB-WA6-SQ-ECEF | Fall Limiter | TAB-WA6-SQ | WA6 Safety Equipment | PPE | Safety Equipment |  |  | http://www.toronto.ca/TWONTO#fall_restricting_system
120091 | TAB-WA6-SQ-ECEF | Fall Limiter | TAB-WA6-SQ-0001 | Fall Arrest System | PPE | Safety Equipment |  |  | http://www.toronto.ca/TWONTO#fall_restricting_system
119967 | TAB-WA4-SQ-3432 | Fall Limiter - MFL-1127/6FT | TAB-WA4-SQ-0010 | WA4 Fall arrest systems | PPE,Lanyard | Safety Equipment |  | SQ | http://www.toronto.ca/TWONTO#fall_restricting_system
55732 | TAB-WA4-SQ-3431 | Fall Limiter - MFL-1-27/8Ft | TAB-WA4-SQ-0010 | WA4 Fall arrest systems | PPE,Lanyard | Safety Equipment |  | SQ | http://www.toronto.ca/TWONTO#fall_restricting_system
119965 | TAB-WA4-SQ-3429 | Fall Limiter - MFL-1-Z7/6FT | TAB-WA4-SQ-0010 | WA4 Fall arrest systems | PPE,Lanyard | Safety Equipment |  | SQ | http://www.toronto.ca/TWONTO#fall_restricting_system
119966 | TAB-WA4-SQ-3430 | Fall Limiter - MFLT2/705F | TAB-WA4-SQ-0010 | WA4 Fall arrest systems | PPE,Lanyard | Safety Equipment |  | SQ | http://www.toronto.ca/TWONTO#fall_restricting_system
119968 | TAB-WA4-SQ-5061 | Fall Limiter (SIMM1 Shared) | TAB-WA4-SQ-0010 | WA4 Fall arrest systems | PPE,Lanyard | Safety Equipment |  | SQ | http://www.toronto.ca/TWONTO#fall_restricting_system
119839 | TAB-WA2-SQ-5824 | Fall Limiter. Jaime | TAB-WA2-SQ-0001 | Fall Arrest System , Tripod and SRL | PPE,Harness | Safety Equipment |  | SQ | http://www.toronto.ca/TWONTO#fall_restricting_system
119777 | TAB-WA2-SQ-0929 | Fall Limiter. Motiram | TAB-WA2-SQ-0001 | Fall Arrest System , Tripod and SRL | PPE,Harness | Safety Equipment |  | SQ | http://www.toronto.ca/TWONTO#fall_restricting_system
66361 | THC-SES-SQ-0001 | Fall protection (Virtual entity #) | THC-GRK-ELS-A | Building A |  | Safety Equipment |  | SQ | http://www.toronto.ca/TWONTO#fall_restricting_system
66362 | THC-SES-SQ-0001 | Fall protection (Virtual entity #) | THC-MCS-LD | Mechanical Services, Lifting Device |  | Safety Equipment |  | SQ | http://www.toronto.ca/TWONTO#fall_restricting_system
128772 | THC-SES-SQ-0001 | Fall protection (Virtual entity #) | THC-SES-SQ-SCBA | SCBA Units, virtual entity |  | Safety Equipment |  | SQ | http://www.toronto.ca/TWONTO#fall_restricting_system
77067 | THR-PLT-SQ-0102 | Fall Protection Post for Bar screen 0102 | THR-PLT-SC-0102 | Bar Screen, Preliminary Treatment | Safety,Eye wash | Safety Equipment |  | SQ | http://www.toronto.ca/TWONTO#fall_restricting_system
77068 | THR-PLT-SQ-0112 | Fall Protection Post for Bar screen 0112 | THR-PLT-SC-0112 | Bar Screen, Preliminary Treatment | Safety,Eye wash | Safety Equipment |  | SQ | http://www.toronto.ca/TWONTO#fall_restricting_system
137468 | THR-PLT-SQ-0122 | Fall Protection Post for Bar screen 0122 | THR-PLT-SC-0122 | Bar Screen, Preliminary Treatment | Safety,Eye wash | Safety Equipment |  | SQ | http://www.toronto.ca/TWONTO#fall_restricting_system
137469 | THR-PLT-SQ-0132 | Fall Protection Post for Bar screen 0132 | THR-PLT-SC-0132 | Bar Screen, Preliminary Treatment | Safety,Eye wash | Safety Equipment |  | SQ | http://www.toronto.ca/TWONTO#fall_restricting_system
137470 | THR-PLT-SQ-0142 | Fall Protection Post for Bar screen 0142 | THR-PLT-SC-0142 | Bar Screen, Preliminary Treatment | Safety,Eye wash | Safety Equipment |  | SQ | http://www.toronto.ca/TWONTO#fall_restricting_system
77069 | THR-PLT-SQ-0152 | Fall Protection Post for Bar screen 0152 | THR-PLT-SC-0152 | Bar Screen, Preliminary Treatment | Safety,Eye wash | Safety Equipment |  | SQ | http://www.toronto.ca/TWONTO#fall_restricting_system
77066 | THR-PLT-SQ | Fall Protection Post for Bar screens,WA2 | THR-PLT-SC-0102 | Bar Screen, Preliminary Treatment | Safety,Eye wash | Safety Equipment |  |  | http://www.toronto.ca/TWONTO#fall_restricting_system
137467 | THR-PLT-SQ | Fall Protection Post for Bar screens,WA2 | THR-PLT-SC | Preliminary Treatment, Bar Screens | Safety,Eye wash | Safety Equipment |  |  | http://www.toronto.ca/TWONTO#fall_restricting_system
75993 | THR-JHSC-FCMCC | Ferrous Chloride Bldg. MCC Room | THR-JHSC-WA3 | Joint Health & Safety Committee WA3 |  | Safety Equipment |  |  | http://www.toronto.ca/TWONTO#space
18723 | FHA-SES-SQ-1001 | FHA SH 01 - Safety Harness Full Body | FHA-SES-SQ-6 | Safety Fall Protection Equipment | PPE | Safety Equipment |  | SQ | http://www.toronto.ca/TWONTO#fall_arrest_harness
18724 | FHA-SES-SQ-1002 | FHA SH 02 - Safety Harness Full Body | FHA-SES-SQ-6 | Safety Fall Protection Equipment | PPE | Safety Equipment |  | SQ | http://www.toronto.ca/TWONTO#fall_arrest_harness
18725 | FHA-SES-SQ-1003 | FHA SH 03 - Safety Harness Full Body | FHA-SES-SQ-6 | Safety Fall Protection Equipment | PPE | Safety Equipment |  | SQ | http://www.toronto.ca/TWONTO#fall_arrest_harness
83061 | FHA-SES-SQ-1004 | FHA SH 04 - Safety Harness Full Body | FHA-SES-SQ-6 | Safety Fall Protection Equipment | PPE | Safety Equipment |  | SQ | http://www.toronto.ca/TWONTO#fall_arrest_harness
18726 | FHA-SES-SQ-1005 | FHA SH 05 - Safety Harness Full Body | FHA-SES-SQ-6 | Safety Fall Protection Equipment | PPE | Safety Equipment |  | SQ | http://www.toronto.ca/TWONTO#fall_arrest_harness
83062 | FHA-SES-SQ-1006 | FHA SH 06 - Safety Harness Full Body | FHA-SES-SQ-6 | Safety Fall Protection Equipment | PPE | Safety Equipment |  | SQ | http://www.toronto.ca/TWONTO#fall_arrest_harness
18727 | FHA-SES-SQ-1007 | FHA SH 07 - Safety Harness Full Body | FHA-SES-SQ-6 | Safety Fall Protection Equipment | PPE | Safety Equipment |  | SQ | http://www.toronto.ca/TWONTO#fall_arrest_harness
18728 | FHA-SES-SQ-1008 | FHA SH 08 - Safety Harness Full Body | FHA-SES-SQ-6 | Safety Fall Protection Equipment | PPE | Safety Equipment |  | SQ | http://www.toronto.ca/TWONTO#fall_arrest_harness
18729 | FHA-SES-SQ-1009 | FHA SH 09 - Safety Harness Full Body | FHA-SES-SQ-6 | Safety Fall Protection Equipment | PPE | Safety Equipment |  | SQ | http://www.toronto.ca/TWONTO#fall_arrest_harness
83063 | FHA-SES-SQ-1010 | FHA SH 10 - Safety Harness Full Body | FHA-SES-SQ-6 | Safety Fall Protection Equipment | PPE | Safety Equipment |  | SQ | http://www.toronto.ca/TWONTO#fall_arrest_harness
18222 | FHA-SES-FAK-0511 | FHA-SES-B KIT-1 - Emergency Kit Chlorine | FHA-SES-SM | Spill /Waste Management |  | Safety Equipment |  | FAK | emergency_kit
18223 | FHA-SES-FAK-0512 | FHA-SES-B KIT-2 - Emergency Kit Chlorine | FHA-SES-SM | Spill /Waste Management |  | Safety Equipment |  | FAK | emergency_kit
18692 | FHA-SES-SQ-0301 | FHA-SES-EYE-0003 - Eyewash Station, Plumbed | FHA-SES-SQ-0008 | Eyewash Stations & Showers | PPE,Eyewash Station | Safety Equipment |  | SQ | http://www.toronto.ca/TWONTO#emergency_eyewash
18693 | FHA-SES-SQ-0302 | FHA-SES-EYE-0004 - Eyewash Station, Bottles | FHA-SES-SQ-0008 | Eyewash Stations & Showers | PPE,Eyewash Station | Safety Equipment |  | SQ | http://www.toronto.ca/TWONTO#collection_of_assets
18696 | FHA-SES-SQ-0401 | FHA-SES-EYE-0005 - Eyewash Station, Plumbed | FHA-SES-SQ-0008 | Eyewash Stations & Showers | PPE,Eyewash Station | Safety Equipment |  | SQ | http://www.toronto.ca/TWONTO#emergency_eyewash
83041 | FHA-SES-SQ-0402 | FHA-SES-EYE-0006 - Eyewash Station, Bottles | FHA-SES-SQ-0008 | Eyewash Stations & Showers | PPE,Eyewash Station | Safety Equipment |  | SQ | http://www.toronto.ca/TWONTO#collection_of_assets
18697 | FHA-SES-SQ-0403 | FHA-SES-EYE-0007 - Eyewash Station, Plumbed | FHA-SES-SQ-0008 | Eyewash Stations & Showers | PPE,Eyewash Station | Safety Equipment |  | SQ | http://www.toronto.ca/TWONTO#emergency_eyewash
18698 | FHA-SES-SQ-0404 | FHA-SES-EYE-0008 - Eyewash Station, Plumbed | FHA-SES-SQ-0008 | Eyewash Stations & Showers | PPE,Eyewash Station | Safety Equipment |  | SQ | http://www.toronto.ca/TWONTO#emergency_eyewash
83042 | FHA-SES-SQ-0405 | FHA-SES-EYE-0009 - Eyewash Station, Plumbed | FHA-SES-SQ-0008 | Eyewash Stations & Showers | PPE,Eyewash Station | Safety Equipment |  | SQ | http://www.toronto.ca/TWONTO#emergency_eyewash
18699 | FHA-SES-SQ-0406 | FHA-SES-EYE-0010 - Eyewash Station, Plumbed | FHA-SES-SQ-0008 | Eyewash Stations & Showers | PPE,Eyewash Station | Safety Equipment |  | SQ | http://www.toronto.ca/TWONTO#emergency_eyewash
18713 | FHA-SES-SQ-0501 | FHA-SES-EYE-0011 - Eyewash Station, Plumbed | FHA-SES-SQ-0008 | Eyewash Stations & Showers | PPE,Eyewash Station | Safety Equipment |  | SQ | http://www.toronto.ca/TWONTO#emergency_eyewash
83053 | FHA-SES-SQ-0502 | FHA-SES-EYE-0012 - Eyewash Station, Bottles | FHA-SES-SQ-0008 | Eyewash Stations & Showers | PPE,Eyewash Station | Safety Equipment |  | SQ | http://www.toronto.ca/TWONTO#collection_of_assets
83060 | FHA-SES-SQ-0901 | FHA-SES-EYE-0013 - Eyewash Station, Plumbed | FHA-SES-SQ-0008 | Eyewash Stations & Showers | PPE,Eyewash Station | Safety Equipment |  | SQ | http://www.toronto.ca/TWONTO#emergency_eyewash
83044 | FHA-SES-SQ-0408 | FHA-SES-EYE-0014 - Eyewash Station, Bottles | FHA-SES-SQ-0008 | Eyewash Stations & Showers | PPE,Eyewash Station | Safety Equipment |  | SQ | http://www.toronto.ca/TWONTO#collection_of_assets
83043 | FHA-SES-SQ-0407 | FHA-SES-EYE-0016 - Eyewash Station, Plumbed | FHA-SES-SQ-0008 | Eyewash Stations & Showers | PPE,Eyewash Station | Safety Equipment |  | SQ | http://www.toronto.ca/TWONTO#emergency_eyewash
18714 | FHA-SES-SQ-0504 | FHA-SES-EYE-0020 - Eyewash Station, Portable | FHA-SES-SQ-0008 | Eyewash Stations & Showers | PPE,Eyewash Station | Safety Equipment |  | SQ | eye_wash_bottle
18484 | FHA-SES-LDR-0511 | FHA-SES-LD-0001 - 2' Ladder aluminum (Chemical Machine Room) | FHA-SES-LD-1 | Ladders | Safety | Safety Equipment |  | LDR | http://www.toronto.ca/TWONTO#ladder
81894 | FHA-SES-LDR-0511 | FHA-SES-LD-0001 - 2' Ladder aluminum (Chemical Machine Room) | FHA-SES | Safety & Environmental Services | Safety | Safety Equipment |  | LDR | http://www.toronto.ca/TWONTO#ladder
81484 | FHA-SES-LDR-0103 | FHA-SES-LD-0002 - 2' Rolling Ladder steel (Switch gear Room) | FHA-SES | Safety & Environmental Services | Safety | Safety Equipment |  | LDR | http://www.toronto.ca/TWONTO#portable_ladder
81485 | FHA-SES-LDR-0103 | FHA-SES-LD-0002 - 2' Rolling Ladder steel (Switch gear Room) | FHA-SES-LD-1 | Ladders | Safety | Safety Equipment |  | LDR | http://www.toronto.ca/TWONTO#portable_ladder
81874 | FHA-SES-LDR-0412 | FHA-SES-LD-0003 - 4' Ladder Fiberglass (RMF EICT Shop) | FHA-SES | Safety & Environmental Services | Safety | Safety Equipment |  | LDR | http://www.toronto.ca/TWONTO#ladder
81875 | FHA-SES-LDR-0412 | FHA-SES-LD-0003 - 4' Ladder Fiberglass (RMF EICT Shop) | FHA-SES-LD-1 | Ladders | Safety | Safety Equipment |  | LDR | http://www.toronto.ca/TWONTO#ladder
18456 | FHA-SES-LDR-0413 | FHA-SES-LD-0004 - 4' Ladder Fiberglass Orange (RMF Thickener #1) | FHA-SES-LD-1 | Ladders | Safety | Safety Equipment |  | LDR | http://www.toronto.ca/TWONTO#ladder
81876 | FHA-SES-LDR-0413 | FHA-SES-LD-0004 - 4' Ladder Fiberglass Orange (RMF Thickener #1) | FHA-SES | Safety & Environmental Services | Safety | Safety Equipment |  | LDR | http://www.toronto.ca/TWONTO#ladder
18439 | FHA-SES-LDR-0301 | FHA-SES-LD-0005 - 4' Ladder Fiberglass (Outside Training Room/Beside Freight Elevator) | FHA-SES-LD-1 | Ladders | Safety | Safety Equipment |  | LDR | http://www.toronto.ca/TWONTO#ladder
81845 | FHA-SES-LDR-0301 | FHA-SES-LD-0005 - 4' Ladder Fiberglass (Outside Training Room/Beside Freight Elevator) | FHA-SES | Safety & Environmental Services | Safety | Safety Equipment |  | LDR | http://www.toronto.ca/TWONTO#ladder
18447 | FHA-SES-LDR-0312 | FHA-SES-LD-0006 - 4' Ladder Fiberglass Orange ( offices Electrical Panel) | FHA-SES-LD-1 | Ladders | Safety | Safety Equipment |  | LDR | http://www.toronto.ca/TWONTO#ladder
81859 | FHA-SES-LDR-0312 | FHA-SES-LD-0006 - 4' Ladder Fiberglass Orange ( offices Electrical Panel) | FHA-SES | Safety & Environmental Services | Safety | Safety Equipment |  | LDR | http://www.toronto.ca/TWONTO#ladder
18472 | FHA-SES-LDR-0501 | FHA-SES-LD-0007 - 4' Ladder Fiberglass Orange ( Scrubber) | FHA-SES | Safety & Environmental Services | Safety | Safety Equipment |  | LDR | http://www.toronto.ca/TWONTO#ladder
18473 | FHA-SES-LDR-0501 | FHA-SES-LD-0007 - 4' Ladder Fiberglass Orange ( Scrubber) | FHA-SES-LD-1 | Ladders | Safety | Safety Equipment |  | LDR | http://www.toronto.ca/TWONTO#ladder
18498 | FHA-SES-LDR-0901 | FHA-SES-LD-0008 - 4' Ladder Fiberglass ( Operators Change Change Room Washroom) | FHA-SES | Safety & Environmental Services | Safety | Safety Equipment |  | LDR | http://www.toronto.ca/TWONTO#ladder
81908 | FHA-SES-LDR-0901 | FHA-SES-LD-0008 - 4' Ladder Fiberglass ( Operators Change Change Room Washroom) | FHA-SES-LD-1 | Ladders | Safety | Safety Equipment |  | LDR | http://www.toronto.ca/TWONTO#ladder
18440 | FHA-SES-LDR-0302 | FHA-SES-LD-0009 - 5' Ladder Fiberglass ( Old Training Room) | FHA-SES | Safety & Environmental Services | Safety | Safety Equipment |  | LDR | http://www.toronto.ca/TWONTO#ladder
81846 | FHA-SES-LDR-0302 | FHA-SES-LD-0009 - 5' Ladder Fiberglass ( Old Training Room) | FHA-SES-LD-1 | Ladders | Safety | Safety Equipment |  | LDR | http://www.toronto.ca/TWONTO#ladder
18468 | FHA-SES-LDR-0423 | FHA-SES-LD-0010 - 5' Ladder Fiberglass ( Room above Decant Tanks) | FHA-SES-LD-1 | Ladders | Safety | Safety Equipment |  | LDR | http://www.toronto.ca/TWONTO#ladder
81884 | FHA-SES-LDR-0423 | FHA-SES-LD-0010 - 5' Ladder Fiberglass ( Room above Decant Tanks) | FHA-SES | Safety & Environmental Services | Safety | Safety Equipment |  | LDR | http://www.toronto.ca/TWONTO#ladder
18471 | FHA-SES-LDR-0425 | FHA-SES-LD-0011 - 6' Ladder Fiberglass ( Electrical Shop ) | FHA-SES | Safety & Environmental Services | Safety | Safety Equipment |  | LDR | http://www.toronto.ca/TWONTO#ladder
81885 | FHA-SES-LDR-0425 | FHA-SES-LD-0011 - 6' Ladder Fiberglass ( Electrical Shop ) | FHA-SES-LD-1 | Ladders | Safety | Safety Equipment |  | LDR | http://www.toronto.ca/TWONTO#ladder
18455 | FHA-SES-LDR-0409 | FHA-SES-LD-0012 - 6' Ladder Fiberglass Orange ( Pilot Plant ) | FHA-SES | Safety & Environmental Services | Safety | Safety Equipment |  | LDR | http://www.toronto.ca/TWONTO#ladder
81869 | FHA-SES-LDR-0409 | FHA-SES-LD-0012 - 6' Ladder Fiberglass Orange ( Pilot Plant ) | FHA-SES-LD-1 | Ladders | Safety | Safety Equipment |  | LDR | http://www.toronto.ca/TWONTO#ladder
18459 | FHA-SES-LDR-0416 | FHA-SES-LD-0013 - 6' Ladder Fiberglass (Basin Decant Pump Area) | FHA-SES-LD-1 | Ladders | Safety | Safety Equipment |  | LDR | http://www.toronto.ca/TWONTO#ladder
81879 | FHA-SES-LDR-0416 | FHA-SES-LD-0013 - 6' Ladder Fiberglass (Basin Decant Pump Area) | FHA-SES | Safety & Environmental Services | Safety | Safety Equipment |  | LDR | http://www.toronto.ca/TWONTO#ladder
18448 | FHA-SES-LDR-0401 | FHA-SES-LD-0014 - 6' Ladder Aluminum ( RMF - Bins North Wall BFP ) | FHA-SES-LD-1 | Ladders | Safety | Safety Equipment |  | LDR | http://www.toronto.ca/TWONTO#ladder
81860 | FHA-SES-LDR-0401 | FHA-SES-LD-0014 - 6' Ladder Aluminum ( RMF - Bins North Wall BFP ) | FHA-SES | Safety & Environmental Services | Safety | Safety Equipment |  | LDR | http://www.toronto.ca/TWONTO#ladder
18451 | FHA-SES-LDR-0406 | FHA-SES-LD-0015 - 6' Ladder Aluminum ( RMF - Centrifuge Control Room ) | FHA-SES | Safety & Environmental Services | Safety | Safety Equipment |  | LDR | http://www.toronto.ca/TWONTO#ladder
18452 | FHA-SES-LDR-0406 | FHA-SES-LD-0015 - 6' Ladder Aluminum ( RMF - Centrifuge Control Room ) | FHA-SES-LD-1 | Ladders | Safety | Safety Equipment |  | LDR | http://www.toronto.ca/TWONTO#ladder
18432 | FHA-SES-LDR-0109 | FHA-SES-LD-0016 - 6' Ladder Fiberglass ( DEW pump 44 ) | FHA-SES | Safety & Environmental Services | Safety | Safety Equipment |  | LDR | http://www.toronto.ca/TWONTO#ladder
81491 | FHA-SES-LDR-0109 | FHA-SES-LD-0016 - 6' Ladder Fiberglass ( DEW pump 44 ) | FHA-SES-LD-1 | Ladders | Safety | Safety Equipment |  | LDR | http://www.toronto.ca/TWONTO#ladder
18427 | FHA-SES-LDR-0104 | FHA-SES-LD-0017 - 6' Ladder Fiberglass Orange ( Switch Gear Room EICT Room ) | FHA-SES | Safety & Environmental Services | Safety | Safety Equipment |  | LDR | http://www.toronto.ca/TWONTO#ladder
81486 | FHA-SES-LDR-0104 | FHA-SES-LD-0017 - 6' Ladder Fiberglass Orange ( Switch Gear Room EICT Room ) | FHA-SES-LD-1 | Ladders | Safety | Safety Equipment |  | LDR | http://www.toronto.ca/TWONTO#ladder
18499 | FHA-SES-LDR-0902 | FHA-SES-LD-0018 - 6' Ladder aluminum (Admin Storage Room beside Kitchen) | FHA-SES-LD-1 | Ladders | Safety | Safety Equipment |  | LDR | http://www.toronto.ca/TWONTO#ladder
81909 | FHA-SES-LDR-0902 | FHA-SES-LD-0018 - 6' Ladder aluminum (Admin Storage Room beside Kitchen) | FHA-SES | Safety & Environmental Services | Safety | Safety Equipment |  | LDR | http://www.toronto.ca/TWONTO#ladder
18490 | FHA-SES-LDR-0516 | FHA-SES-LD-0019 - 6' Ladder Fiberglass ( Chlorine Feed Room ) | FHA-SES | Safety & Environmental Services | Safety | Safety Equipment |  | LDR | http://www.toronto.ca/TWONTO#ladder
81898 | FHA-SES-LDR-0516 | FHA-SES-LD-0019 - 6' Ladder Fiberglass ( Chlorine Feed Room ) | FHA-SES-LD-1 | Ladders | Safety | Safety Equipment |  | LDR | http://www.toronto.ca/TWONTO#ladder
18441 | FHA-SES-LDR-0304 | FHA-SES-LD-0021 - 8' Ladder Fiberglass ( Machine shop Stores ) | FHA-SES | Safety & Environmental Services | Safety | Safety Equipment |  | LDR | http://www.toronto.ca/TWONTO#ladder
81849 | FHA-SES-LDR-0304 | FHA-SES-LD-0021 - 8' Ladder Fiberglass ( Machine shop Stores ) | FHA-SES-LD-1 | Ladders | Safety | Safety Equipment |  | LDR | http://www.toronto.ca/TWONTO#ladder
81872 | FHA-SES-LDR-0411 | FHA-SES-LD-0022 - 8' Ladder Fiberglass ( RMF ) | FHA-SES | Safety & Environmental Services | Safety | Safety Equipment |  | LDR | http://www.toronto.ca/TWONTO#ladder
81873 | FHA-SES-LDR-0411 | FHA-SES-LD-0022 - 8' Ladder Fiberglass ( RMF ) | FHA-SES-LD-1 | Ladders | Safety | Safety Equipment |  | LDR | http://www.toronto.ca/TWONTO#ladder
81870 | FHA-SES-LDR-0410 | FHA-SES-LD-0023 - 8' Ladder Fiberglass Orange ( RMF Pilot Plant) | FHA-SES | Safety & Environmental Services | Safety | Safety Equipment |  | LDR | http://www.toronto.ca/TWONTO#ladder
81871 | FHA-SES-LDR-0410 | FHA-SES-LD-0023 - 8' Ladder Fiberglass Orange ( RMF Pilot Plant) | FHA-SES-LD-1 | Ladders | Safety | Safety Equipment |  | LDR | http://www.toronto.ca/TWONTO#ladder
81861 | FHA-SES-LDR-0402 | FHA-SES-LD-0024 - 8' Ladder Aluminium ( Garage #1) | FHA-SES | Safety & Environmental Services | Safety | Safety Equipment |  | LDR | http://www.toronto.ca/TWONTO#ladder
81862 | FHA-SES-LDR-0402 | FHA-SES-LD-0024 - 8' Ladder Aluminium ( Garage #1) | FHA-SES-LD-1 | Ladders | Safety | Safety Equipment |  | LDR | http://www.toronto.ca/TWONTO#ladder
18445 | FHA-SES-LDR-0309 | FHA-SES-LD-0025 - 8' Ladder Fiberglass ( Alum Room ) | FHA-SES | Safety & Environmental Services | Safety | Safety Equipment |  | LDR | http://www.toronto.ca/TWONTO#ladder
81855 | FHA-SES-LDR-0309 | FHA-SES-LD-0025 - 8' Ladder Fiberglass ( Alum Room ) | FHA-SES-LD-1 | Ladders | Safety | Safety Equipment |  | LDR | http://www.toronto.ca/TWONTO#ladder
81492 | FHA-SES-LDR-0110 | FHA-SES-LD-0026 - 8' Ladder Aluminium ( Upper Lower Flume Venturi ) | FHA-SES | Safety & Environmental Services | Safety | Safety Equipment |  | LDR | http://www.toronto.ca/TWONTO#ladder
81493 | FHA-SES-LDR-0110 | FHA-SES-LD-0026 - 8' Ladder Aluminium ( Upper Lower Flume Venturi ) | FHA-SES-LD-1 | Ladders | Safety | Safety Equipment |  | LDR | http://www.toronto.ca/TWONTO#ladder
18426 | FHA-SES-LDR-0101 | FHA-SES-LD-0027 - 8' Ladder Aluminium ( TRW Basement ) | FHA-SES-LD-1 | Ladders | Safety | Safety Equipment |  | LDR | http://www.toronto.ca/TWONTO#ladder
81481 | FHA-SES-LDR-0101 | FHA-SES-LD-0027 - 8' Ladder Aluminium ( TRW Basement ) | FHA-SES | Safety & Environmental Services | Safety | Safety Equipment |  | LDR | http://www.toronto.ca/TWONTO#ladder
18469 | FHA-SES-LDR-0424 | FHA-SES-LD-0028 - 8' Ladder Fiberglass Orange ( Room above Decant Tanks ) | FHA-SES | Safety & Environmental Services | Safety | Safety Equipment |  | LDR | http://www.toronto.ca/TWONTO#ladder
18470 | FHA-SES-LDR-0424 | FHA-SES-LD-0028 - 8' Ladder Fiberglass Orange ( Room above Decant Tanks ) | FHA-SES-LD-1 | Ladders | Safety | Safety Equipment |  | LDR | http://www.toronto.ca/TWONTO#ladder
18495 | FHA-SES-LDR-0520 | FHA-SES-LD-0029 - 8' Ladder Fiberglass Orange ( Filter Gallery east by BFP-0011 ) | FHA-SES-LD-1 | Ladders | Safety | Safety Equipment |  | LDR | http://www.toronto.ca/TWONTO#ladder
81901 | FHA-SES-LDR-0520 | FHA-SES-LD-0029 - 8' Ladder Fiberglass Orange ( Filter Gallery east by BFP-0011 ) | FHA-SES | Safety & Environmental Services | Safety | Safety Equipment |  | LDR | http://www.toronto.ca/TWONTO#ladder
18477 | FHA-SES-LDR-0505 | FHA-SES-LD-0030 - 8' Ladder Fiberglass ( East pipe Gallery ) | FHA-SES | Safety & Environmental Services | Safety | Safety Equipment |  | LDR | http://www.toronto.ca/TWONTO#ladder
81889 | FHA-SES-LDR-0505 | FHA-SES-LD-0030 - 8' Ladder Fiberglass ( East pipe Gallery ) | FHA-SES-LD-1 | Ladders | Safety | Safety Equipment |  | LDR | http://www.toronto.ca/TWONTO#ladder
18478 | FHA-SES-LDR-0506 | FHA-SES-LD-0031 - 8' Ladder Fiberglass Orange ( East pipe Gallery ) | FHA-SES | Safety & Environmental Services | Safety | Safety Equipment |  | LDR | http://www.toronto.ca/TWONTO#ladder
81890 | FHA-SES-LDR-0506 | FHA-SES-LD-0031 - 8' Ladder Fiberglass Orange ( East pipe Gallery ) | FHA-SES-LD-1 | Ladders | Safety | Safety Equipment |  | LDR | http://www.toronto.ca/TWONTO#ladder
18474 | FHA-SES-LDR-0503 | FHA-SES-LD-0032 - 8' Ladder Fiberglass ( West Filter Gallery by Filter #16 ) | FHA-SES-LD-1 | Ladders | Safety | Safety Equipment |  | LDR | http://www.toronto.ca/TWONTO#ladder
81888 | FHA-SES-LDR-0503 | FHA-SES-LD-0032 - 8' Ladder Fiberglass ( West Filter Gallery by Filter #16 ) | FHA-SES | Safety & Environmental Services | Safety | Safety Equipment |  | LDR | http://www.toronto.ca/TWONTO#ladder
18446 | FHA-SES-LDR-0310 | FHA-SES-LD-0033 - 10' Ladder Fiberglass ( Alum Room ) | FHA-SES | Safety & Environmental Services | Safety | Safety Equipment |  | LDR | http://www.toronto.ca/TWONTO#ladder
81856 | FHA-SES-LDR-0310 | FHA-SES-LD-0033 - 10' Ladder Fiberglass ( Alum Room ) | FHA-SES-LD-1 | Ladders | Safety | Safety Equipment |  | LDR | http://www.toronto.ca/TWONTO#ladder
81482 | FHA-SES-LDR-0102 | FHA-SES-LD-0034 - 10' Ladder Fiberglass ( TRW Basement ) | FHA-SES | Safety & Environmental Services | Safety | Safety Equipment |  | LDR | http://www.toronto.ca/TWONTO#ladder
81483 | FHA-SES-LDR-0102 | FHA-SES-LD-0034 - 10' Ladder Fiberglass ( TRW Basement ) | FHA-SES-LD-1 | Ladders | Safety | Safety Equipment |  | LDR | http://www.toronto.ca/TWONTO#ladder
18428 | FHA-SES-LDR-0106 | FHA-SES-LD-0035 - 10' Ladder Fiberglass ( TRW Switchgear Room ) | FHA-SES-LD-1 | Ladders | Safety | Safety Equipment |  | LDR | http://www.toronto.ca/TWONTO#ladder
81489 | FHA-SES-LDR-0106 | FHA-SES-LD-0035 - 10' Ladder Fiberglass ( TRW Switchgear Room ) | FHA-SES | Safety & Environmental Services | Safety | Safety Equipment |  | LDR | http://www.toronto.ca/TWONTO#ladder
18429 | FHA-SES-LDR-0107 | FHA-SES-LD-0036 - 10' Ladder Fiberglass ( Screen Room ) | FHA-SES | Safety & Environmental Services | Safety | Safety Equipment |  | LDR | http://www.toronto.ca/TWONTO#ladder
18430 | FHA-SES-LDR-0107 | FHA-SES-LD-0036 - 10' Ladder Fiberglass ( Screen Room ) | FHA-SES-LD-1 | Ladders | Safety | Safety Equipment |  | LDR | http://www.toronto.ca/TWONTO#ladder
81857 | FHA-SES-LDR-0311 | FHA-SES-LD-0037 - 10' Ladder Fiberglass ( Office Change Room ) | FHA-SES | Safety & Environmental Services | Safety | Safety Equipment |  | LDR | http://www.toronto.ca/TWONTO#ladder
81858 | FHA-SES-LDR-0311 | FHA-SES-LD-0037 - 10' Ladder Fiberglass ( Office Change Room ) | FHA-SES-LD-1 | Ladders | Safety | Safety Equipment |  | LDR | http://www.toronto.ca/TWONTO#ladder
18460 | FHA-SES-LDR-0417 | FHA-SES-LD-0038 - 10' Ladder Aluminium ( Ammonia Storage Room ) | FHA-SES | Safety & Environmental Services | Safety | Safety Equipment |  | LDR | http://www.toronto.ca/TWONTO#ladder
18461 | FHA-SES-LDR-0417 | FHA-SES-LD-0038 - 10' Ladder Aluminium ( Ammonia Storage Room ) | FHA-SES-LD-1 | Ladders | Safety | Safety Equipment |  | LDR | http://www.toronto.ca/TWONTO#ladder
18462 | FHA-SES-LDR-0418 | FHA-SES-LD-0039 - 10' Ladder Fiberglass ( Phosphoric Acid Room ) | FHA-SES | Safety & Environmental Services | Safety | Safety Equipment |  | LDR | http://www.toronto.ca/TWONTO#ladder
18463 | FHA-SES-LDR-0418 | FHA-SES-LD-0039 - 10' Ladder Fiberglass ( Phosphoric Acid Room ) | FHA-SES-LD-1 | Ladders | Safety | Safety Equipment |  | LDR | http://www.toronto.ca/TWONTO#ladder
18491 | FHA-SES-LDR-0517 | FHA-SES-LD-0040 - 10' Ladder Fiberglass ( Filter Gallery #21 ) | FHA-SES | Safety & Environmental Services | Safety | Safety Equipment |  | LDR | http://www.toronto.ca/TWONTO#ladder
18492 | FHA-SES-LDR-0517 | FHA-SES-LD-0040 - 10' Ladder Fiberglass ( Filter Gallery #21 ) | FHA-SES-LD-1 | Ladders | Safety | Safety Equipment |  | LDR | http://www.toronto.ca/TWONTO#ladder
18486 | FHA-SES-LDR-0513 | FHA-SES-LD-0041 - 10' Ladder Fiberglass ( Chlorine Room ) | FHA-SES | Safety & Environmental Services | Safety | Safety Equipment |  | LDR | http://www.toronto.ca/TWONTO#ladder
81896 | FHA-SES-LDR-0513 | FHA-SES-LD-0041 - 10' Ladder Fiberglass ( Chlorine Room ) | FHA-SES-LD-1 | Ladders | Safety | Safety Equipment |  | LDR | http://www.toronto.ca/TWONTO#ladder
18475 | FHA-SES-LDR-0504 | FHA-SES-LD-0042 - 10' Ladder Fiberglass Orange ( Pipe Gallery filter 20 ) | FHA-SES | Safety & Environmental Services | Safety | Safety Equipment |  | LDR | http://www.toronto.ca/TWONTO#ladder
18476 | FHA-SES-LDR-0504 | FHA-SES-LD-0042 - 10' Ladder Fiberglass Orange ( Pipe Gallery filter 20 ) | FHA-SES-LD-1 | Ladders | Safety | Safety Equipment |  | LDR | http://www.toronto.ca/TWONTO#ladder
81487 | FHA-SES-LDR-0105 | FHA-SES-LD-0043 - 12' Ladder Fiberglass ( T.R.W Switchgear room. ) | FHA-SES | Safety & Environmental Services | Safety | Safety Equipment |  | LDR | http://www.toronto.ca/TWONTO#ladder
81488 | FHA-SES-LDR-0105 | FHA-SES-LD-0043 - 12' Ladder Fiberglass ( T.R.W Switchgear room. ) | FHA-SES-LD-1 | Ladders | Safety | Safety Equipment |  | LDR | http://www.toronto.ca/TWONTO#ladder
18431 | FHA-SES-LDR-0108 | FHA-SES-LD-0044 - 12' Ladder Aluminuum ( T.R.W Switchgear room. ) | FHA-SES | Safety & Environmental Services | Safety | Safety Equipment |  | LDR | http://www.toronto.ca/TWONTO#ladder
81490 | FHA-SES-LDR-0108 | FHA-SES-LD-0044 - 12' Ladder Aluminuum ( T.R.W Switchgear room. ) | FHA-SES-LD-1 | Ladders | Safety | Safety Equipment |  | LDR | http://www.toronto.ca/TWONTO#ladder
18488 | FHA-SES-LDR-0515 | FHA-SES-LD-0045 - 12' Ladder Fiberglass ( Chlorine Room ) | FHA-SES | Safety & Environmental Services | Safety | Safety Equipment |  | LDR | http://www.toronto.ca/TWONTO#ladder
18489 | FHA-SES-LDR-0515 | FHA-SES-LD-0045 - 12' Ladder Fiberglass ( Chlorine Room ) | FHA-SES-LD-1 | Ladders | Safety | Safety Equipment |  | LDR | http://www.toronto.ca/TWONTO#ladder
18449 | FHA-SES-LDR-0403 | FHA-SES-LD-0046 - 14' Ext Ladder Fiberglass ( Garage #1 or Day Tank Basement ) | FHA-SES-LD-1 | Ladders | Safety | Safety Equipment |  | LDR | http://www.toronto.ca/TWONTO#ladder
81863 | FHA-SES-LDR-0403 | FHA-SES-LD-0046 - 14' Ext Ladder Fiberglass ( Garage #1 or Day Tank Basement ) | FHA-SES | Safety & Environmental Services | Safety | Safety Equipment |  | LDR | http://www.toronto.ca/TWONTO#ladder
81850 | FHA-SES-LDR-0305 | FHA-SES-LD-0047 - 40' Ext Ladder Aluminuum( Welding Shop ) | FHA-SES | Safety & Environmental Services | Safety | Safety Equipment |  | LDR | http://www.toronto.ca/TWONTO#ladder
81851 | FHA-SES-LDR-0305 | FHA-SES-LD-0047 - 40' Ext Ladder Aluminuum( Welding Shop ) | FHA-SES-LD-1 | Ladders | Safety | Safety Equipment |  | LDR | http://www.toronto.ca/TWONTO#ladder
81847 | FHA-SES-LDR-0303 | FHA-SES-LD-0048 - 20' Ext Ladder Fiberglass ( Outside old Training Room ) | FHA-SES | Safety & Environmental Services | Safety | Safety Equipment |  | LDR | http://www.toronto.ca/TWONTO#ladder
81848 | FHA-SES-LDR-0303 | FHA-SES-LD-0048 - 20' Ext Ladder Fiberglass ( Outside old Training Room ) | FHA-SES-LD-1 | Ladders | Safety | Safety Equipment |  | LDR | http://www.toronto.ca/TWONTO#ladder
18436 | FHA-SES-LDR-0115 | FHA-SES-LD-0049 - 30' Ext Ladder Aluminum ( Screen Room ) | FHA-SES-LD-1 | Ladders | Safety | Safety Equipment |  | LDR | http://www.toronto.ca/TWONTO#ladder
81499 | FHA-SES-LDR-0115 | FHA-SES-LD-0049 - 30' Ext Ladder Aluminum ( Screen Room ) | FHA-SES | Safety & Environmental Services | Safety | Safety Equipment |  | LDR | http://www.toronto.ca/TWONTO#ladder
18457 | FHA-SES-LDR-0414 | FHA-SES-LD-0050 - 44' Ext Ladder Aluminum ( RMF BTW Thickener 1 & 2 ) | FHA-SES | Safety & Environmental Services | Safety | Safety Equipment |  | LDR | http://www.toronto.ca/TWONTO#ladder
81877 | FHA-SES-LDR-0414 | FHA-SES-LD-0050 - 44' Ext Ladder Aluminum ( RMF BTW Thickener 1 & 2 ) | FHA-SES-LD-1 | Ladders | Safety | Safety Equipment |  | LDR | http://www.toronto.ca/TWONTO#ladder
18464 | FHA-SES-LDR-0419 | FHA-SES-LD-0051 - 20' Ext Ladder Fiberglass ( Ammonia Storage Room ) | FHA-SES-LD-1 | Ladders | Safety | Safety Equipment |  | LDR | http://www.toronto.ca/TWONTO#ladder
81880 | FHA-SES-LDR-0419 | FHA-SES-LD-0051 - 20' Ext Ladder Fiberglass ( Ammonia Storage Room ) | FHA-SES | Safety & Environmental Services | Safety | Safety Equipment |  | LDR | http://www.toronto.ca/TWONTO#ladder
18494 | FHA-SES-LDR-0519 | FHA-SES-LD-0052 - 30' Ext Ladder Aluminum( Ammonia Storage Room ) | FHA-SES-LD-1 | Ladders | Safety | Safety Equipment |  | LDR | http://www.toronto.ca/TWONTO#ladder
81900 | FHA-SES-LDR-0519 | FHA-SES-LD-0052 - 30' Ext Ladder Aluminum( Ammonia Storage Room ) | FHA-SES | Safety & Environmental Services | Safety | Safety Equipment |  | LDR | http://www.toronto.ca/TWONTO#ladder
81902 | FHA-SES-LDR-0521 | FHA-SES-LD-0053 - 20' Ext Ladder Fiberglass( Filter Gallery East ) | FHA-SES | Safety & Environmental Services | Safety | Safety Equipment |  | LDR | http://www.toronto.ca/TWONTO#ladder
81903 | FHA-SES-LDR-0521 | FHA-SES-LD-0053 - 20' Ext Ladder Fiberglass( Filter Gallery East ) | FHA-SES-LD-1 | Ladders | Safety | Safety Equipment |  | LDR | http://www.toronto.ca/TWONTO#ladder
18479 | FHA-SES-LDR-0507 | FHA-SES-LD-0054 - 32' Ext Ladder Fiberglass ( Filter Gallery West #3 ) | FHA-SES-LD-1 | Ladders | Safety | Safety Equipment |  | LDR | http://www.toronto.ca/TWONTO#ladder
81891 | FHA-SES-LDR-0507 | FHA-SES-LD-0054 - 32' Ext Ladder Fiberglass ( Filter Gallery West #3 ) | FHA-SES | Safety & Environmental Services | Safety | Safety Equipment |  | LDR | http://www.toronto.ca/TWONTO#ladder
18442 | FHA-SES-LDR-0306 | FHA-SES-LD-0055 - 13' Single Ladder Aluminum( Welding Shop North Wall ) | FHA-SES | Safety & Environmental Services | Safety | Safety Equipment |  | LDR | http://www.toronto.ca/TWONTO#ladder
81852 | FHA-SES-LDR-0306 | FHA-SES-LD-0055 - 13' Single Ladder Aluminum( Welding Shop North Wall ) | FHA-SES-LD-1 | Ladders | Safety | Safety Equipment |  | LDR | http://www.toronto.ca/TWONTO#ladder
18433 | FHA-SES-LDR-0111 | FHA-SES-LD-0056 - 16' Single Ladder Aluminum( Upper/Lower Flume ( Venturi )) | FHA-SES | Safety & Environmental Services | Safety | Safety Equipment |  | LDR | http://www.toronto.ca/TWONTO#ladder
81494 | FHA-SES-LDR-0111 | FHA-SES-LD-0056 - 16' Single Ladder Aluminum( Upper/Lower Flume ( Venturi )) | FHA-SES-LD-1 | Ladders | Safety | Safety Equipment |  | LDR | http://www.toronto.ca/TWONTO#ladder
18496 | FHA-SES-LDR-0522 | FHA-SES-LD-0057 - 10' Single Ladder Fiberglass ( Filter #37 ) | FHA-SES | Safety & Environmental Services | Safety | Safety Equipment |  | LDR | http://www.toronto.ca/TWONTO#ladder
81904 | FHA-SES-LDR-0522 | FHA-SES-LD-0057 - 10' Single Ladder Fiberglass ( Filter #37 ) | FHA-SES-LD-1 | Ladders | Safety | Safety Equipment |  | LDR | http://www.toronto.ca/TWONTO#ladder
18493 | FHA-SES-LDR-0518 | FHA-SES-LD-0058 - 12' Single Ladder Fiberglass Orange ( Filter #21 ) | FHA-SES-LD-1 | Ladders | Safety | Safety Equipment |  | LDR | http://www.toronto.ca/TWONTO#ladder
81899 | FHA-SES-LDR-0518 | FHA-SES-LD-0058 - 12' Single Ladder Fiberglass Orange ( Filter #21 ) | FHA-SES | Safety & Environmental Services | Safety | Safety Equipment |  | LDR | http://www.toronto.ca/TWONTO#ladder
18497 | FHA-SES-LDR-0523 | FHA-SES-LD-0059 - 10' Single Ladder Fiberglass Orange ( Filter #22 ) | FHA-SES-LD-1 | Ladders | Safety | Safety Equipment |  | LDR | http://www.toronto.ca/TWONTO#ladder
81905 | FHA-SES-LDR-0523 | FHA-SES-LD-0059 - 10' Single Ladder Fiberglass Orange ( Filter #22 ) | FHA-SES | Safety & Environmental Services | Safety | Safety Equipment |  | LDR | http://www.toronto.ca/TWONTO#ladder
18480 | FHA-SES-LDR-0508 | FHA-SES-LD-0060 - 10' Single Ladder Aluminum ( Filter #6 ) | FHA-SES | Safety & Environmental Services | Safety | Safety Equipment |  | LDR | http://www.toronto.ca/TWONTO#ladder
18481 | FHA-SES-LDR-0508 | FHA-SES-LD-0060 - 10' Single Ladder Aluminum ( Filter #6 ) | FHA-SES-LD-1 | Ladders | Safety | Safety Equipment |  | LDR | http://www.toronto.ca/TWONTO#ladder
18482 | FHA-SES-LDR-0509 | FHA-SES-LD-0061 - 15' Single Ladder Aluminum ( Filter 11 ) | FHA-SES-LD-1 | Ladders | Safety | Safety Equipment |  | LDR | http://www.toronto.ca/TWONTO#ladder
81892 | FHA-SES-LDR-0509 | FHA-SES-LD-0061 - 15' Single Ladder Aluminum ( Filter 11 ) | FHA-SES | Safety & Environmental Services | Safety | Safety Equipment |  | LDR | http://www.toronto.ca/TWONTO#ladder
18458 | FHA-SES-LDR-0415 | FHA-SES-LD-0063 - 4' Rolling Ladder steel Blue (Thickeners) | FHA-SES-LD-1 | Ladders | Safety | Safety Equipment |  | LDR | http://www.toronto.ca/TWONTO#portable_ladder
81878 | FHA-SES-LDR-0415 | FHA-SES-LD-0063 - 4' Rolling Ladder steel Blue (Thickeners) | FHA-SES | Safety & Environmental Services | Safety | Safety Equipment |  | LDR | http://www.toronto.ca/TWONTO#portable_ladder
81864 | FHA-SES-LDR-0404 | FHA-SES-LD-0064 - 4' Rolling Ladder steel White ( Behind Bins ) | FHA-SES | Safety & Environmental Services | Safety | Safety Equipment |  | LDR | http://www.toronto.ca/TWONTO#portable_ladder
81865 | FHA-SES-LDR-0404 | FHA-SES-LD-0064 - 4' Rolling Ladder steel White ( Behind Bins ) | FHA-SES-LD-1 | Ladders | Safety | Safety Equipment |  | LDR | http://www.toronto.ca/TWONTO#portable_ladder
18453 | FHA-SES-LDR-0407 | FHA-SES-LD-0065 - 4' Rolling Ladder steel White ( RMF Centrifge Room ) | FHA-SES-LD-1 | Ladders | Safety | Safety Equipment |  | LDR | http://www.toronto.ca/TWONTO#portable_ladder
81867 | FHA-SES-LDR-0407 | FHA-SES-LD-0065 - 4' Rolling Ladder steel White ( RMF Centrifge Room ) | FHA-SES | Safety & Environmental Services | Safety | Safety Equipment |  | LDR | http://www.toronto.ca/TWONTO#portable_ladder
81906 | FHA-SES-LDR-0524 | FHA-SES-LD-0066 - 10' Ladder ( East side Filter Gallery ) | FHA-SES | Safety & Environmental Services | Safety | Safety Equipment |  | LDR | http://www.toronto.ca/TWONTO#ladder
81907 | FHA-SES-LDR-0524 | FHA-SES-LD-0066 - 10' Ladder ( East side Filter Gallery ) | FHA-SES-LD-1 | Ladders | Safety | Safety Equipment |  | LDR | http://www.toronto.ca/TWONTO#ladder
18443 | FHA-SES-LDR-0307 | FHA-SES-LD-0067 - 16' Ladder ( Welding Shop North Wall ) | FHA-SES-LD-1 | Ladders | Safety | Safety Equipment |  | LDR | http://www.toronto.ca/TWONTO#ladder
81853 | FHA-SES-LDR-0307 | FHA-SES-LD-0067 - 16' Ladder ( Welding Shop North Wall ) | FHA-SES | Safety & Environmental Services | Safety | Safety Equipment |  | LDR | http://www.toronto.ca/TWONTO#ladder
18465 | FHA-SES-LDR-0420 | FHA-SES-LD-0068 - 10.5' Ladder Telescopic Aluminum ( SBS Tanks ) | FHA-SES | Safety & Environmental Services | Safety | Safety Equipment |  | LDR | http://www.toronto.ca/TWONTO#ladder
81881 | FHA-SES-LDR-0420 | FHA-SES-LD-0068 - 10.5' Ladder Telescopic Aluminum ( SBS Tanks ) | FHA-SES-LD-1 | Ladders | Safety | Safety Equipment |  | LDR | http://www.toronto.ca/TWONTO#ladder
18466 | FHA-SES-LDR-0421 | FHA-SES-LD-0069 - 5' Ladder ( RMF SBS Storage ) | FHA-SES-LD-1 | Ladders | Safety | Safety Equipment |  | LDR | http://www.toronto.ca/TWONTO#ladder
81882 | FHA-SES-LDR-0421 | FHA-SES-LD-0069 - 5' Ladder ( RMF SBS Storage ) | FHA-SES | Safety & Environmental Services | Safety | Safety Equipment |  | LDR | http://www.toronto.ca/TWONTO#ladder
18438 | FHA-SES-LDR-0118 | FHA-SES-LD-0070 - 60' Ext Ladder ( Screen Room ) | FHA-SES-LD-1 | Ladders | Safety | Safety Equipment |  | LDR | http://www.toronto.ca/TWONTO#ladder
81844 | FHA-SES-LDR-0118 | FHA-SES-LD-0070 - 60' Ext Ladder ( Screen Room ) | FHA-SES | Safety & Environmental Services | Safety | Safety Equipment |  | LDR | http://www.toronto.ca/TWONTO#ladder
18454 | FHA-SES-LDR-0408 | FHA-SES-LD-0071 - 11' Ext Ladder Aluminum( Pilot Plant ) | FHA-SES | Safety & Environmental Services | Safety | Safety Equipment |  | LDR | http://www.toronto.ca/TWONTO#ladder
81868 | FHA-SES-LDR-0408 | FHA-SES-LD-0071 - 11' Ext Ladder Aluminum( Pilot Plant ) | FHA-SES-LD-1 | Ladders | Safety | Safety Equipment |  | LDR | http://www.toronto.ca/TWONTO#ladder
81500 | FHA-SES-LDR-0116 | FHA-SES-LD-0072 - 14' Ext Aluminum( Screens ) | FHA-SES | Safety & Environmental Services | Safety | Safety Equipment |  | LDR | http://www.toronto.ca/TWONTO#ladder
81501 | FHA-SES-LDR-0116 | FHA-SES-LD-0072 - 14' Ext Aluminum( Screens ) | FHA-SES-LD-1 | Ladders | Safety | Safety Equipment |  | LDR | http://www.toronto.ca/TWONTO#ladder
18437 | FHA-SES-LDR-0117 | FHA-SES-LD-0073 - 6' Ladder Fiberglass ( Screens ) | FHA-SES-LD-1 | Ladders | Safety | Safety Equipment |  | LDR | http://www.toronto.ca/TWONTO#ladder
81843 | FHA-SES-LDR-0117 | FHA-SES-LD-0073 - 6' Ladder Fiberglass ( Screens ) | FHA-SES | Safety & Environmental Services | Safety | Safety Equipment |  | LDR | http://www.toronto.ca/TWONTO#ladder
18450 | FHA-SES-LDR-0405 | FHA-SES-LD-0074 - 4' Ladder aluminum (RMF South side of Chemical Storage area) | FHA-SES | Safety & Environmental Services | Safety | Safety Equipment |  | LDR | http://www.toronto.ca/TWONTO#ladder
81866 | FHA-SES-LDR-0405 | FHA-SES-LD-0074 - 4' Ladder aluminum (RMF South side of Chemical Storage area) | FHA-SES-LD-1 | Ladders | Safety | Safety Equipment |  | LDR | http://www.toronto.ca/TWONTO#ladder
18467 | FHA-SES-LDR-0422 | FHA-SES-LD-0075 - 16' Single Ladder Aluminum ( Ammonia Storage Room ) | FHA-SES | Safety & Environmental Services | Safety | Safety Equipment |  | LDR | http://www.toronto.ca/TWONTO#ladder
81883 | FHA-SES-LDR-0422 | FHA-SES-LD-0075 - 16' Single Ladder Aluminum ( Ammonia Storage Room ) | FHA-SES-LD-1 | Ladders | Safety | Safety Equipment |  | LDR | http://www.toronto.ca/TWONTO#ladder
81886 | FHA-SES-LDR-0502 | FHA-SES-LD-0076 - 17' Single Ladder ( Dehumidifer Pipe Gallery ) | FHA-SES | Safety & Environmental Services | Safety | Safety Equipment |  | LDR | http://www.toronto.ca/TWONTO#ladder
81887 | FHA-SES-LDR-0502 | FHA-SES-LD-0076 - 17' Single Ladder ( Dehumidifer Pipe Gallery ) | FHA-SES-LD-1 | Ladders | Safety | Safety Equipment |  | LDR | http://www.toronto.ca/TWONTO#ladder
18483 | FHA-SES-LDR-0510 | FHA-SES-LD-0077 - 20' Ext Ladder Fiberglass ( Filter Gallery ) | FHA-SES | Safety & Environmental Services | Safety | Safety Equipment |  | LDR | http://www.toronto.ca/TWONTO#ladder
81893 | FHA-SES-LDR-0510 | FHA-SES-LD-0077 - 20' Ext Ladder Fiberglass ( Filter Gallery ) | FHA-SES-LD-1 | Ladders | Safety | Safety Equipment |  | LDR | http://www.toronto.ca/TWONTO#ladder
18444 | FHA-SES-LDR-0308 | FHA-SES-LD-0078 - 3' Ladder ( Stores ) | FHA-SES | Safety & Environmental Services | Safety | Safety Equipment |  | LDR | http://www.toronto.ca/TWONTO#ladder
81854 | FHA-SES-LDR-0308 | FHA-SES-LD-0078 - 3' Ladder ( Stores ) | FHA-SES-LD-1 | Ladders | Safety | Safety Equipment |  | LDR | http://www.toronto.ca/TWONTO#ladder
18487 | FHA-SES-LDR-0514 | FHA-SES-LD-0079 - 3' Ladder ( Chlorine Storage Room ) | FHA-SES-LD-1 | Ladders | Safety | Safety Equipment |  | LDR | http://www.toronto.ca/TWONTO#ladder
81897 | FHA-SES-LDR-0514 | FHA-SES-LD-0079 - 3' Ladder ( Chlorine Storage Room ) | FHA-SES | Safety & Environmental Services | Safety | Safety Equipment |  | LDR | http://www.toronto.ca/TWONTO#ladder
18434 | FHA-SES-LDR-0112 | FHA-SES-LD-0080 - 12' Ladder Fiberglass ( Scarborough Pump Room ) | FHA-SES-LD-1 | Ladders | Safety | Safety Equipment |  | LDR | http://www.toronto.ca/TWONTO#ladder
81495 | FHA-SES-LDR-0112 | FHA-SES-LD-0080 - 12' Ladder Fiberglass ( Scarborough Pump Room ) | FHA-SES | Safety & Environmental Services | Safety | Safety Equipment |  | LDR | http://www.toronto.ca/TWONTO#ladder
18435 | FHA-SES-LDR-0113 | FHA-SES-LD-0081 - 28' Ext Ladder Fiberglass ( Scarborough Pump Room ) | FHA-SES | Safety & Environmental Services | Safety | Safety Equipment |  | LDR | http://www.toronto.ca/TWONTO#ladder
81496 | FHA-SES-LDR-0113 | FHA-SES-LD-0081 - 28' Ext Ladder Fiberglass ( Scarborough Pump Room ) | FHA-SES-LD-1 | Ladders | Safety | Safety Equipment |  | LDR | http://www.toronto.ca/TWONTO#ladder
81497 | FHA-SES-LDR-0114 | FHA-SES-LD-0082 - 20' single Ladder Aluminum ( Scarborough Pump Room ) | FHA-SES | Safety & Environmental Services | Safety | Safety Equipment |  | LDR | http://www.toronto.ca/TWONTO#ladder
81498 | FHA-SES-LDR-0114 | FHA-SES-LD-0082 - 20' single Ladder Aluminum ( Scarborough Pump Room ) | FHA-SES-LD-1 | Ladders | Safety | Safety Equipment |  | LDR | http://www.toronto.ca/TWONTO#ladder
18695 | FHA-SES-SQ-0311 | FHA-SES-SHOW-0001 - Emergency Shower | FHA-SES-SQ-0008 | Eyewash Stations & Showers | PPE,Eyewash Station | Safety Equipment |  | SQ | http://www.toronto.ca/TWONTO#emergency_eyewash_and_shower
18715 | FHA-SES-SQ-0511 | FHA-SES-SHOW-0002 - Emergency Shower | FHA-SES-SQ-0008 | Eyewash Stations & Showers | PPE,Eyewash Station | Safety Equipment |  | SQ | http://www.toronto.ca/TWONTO#emergency_eyewash_and_shower
83046 | FHA-SES-SQ-0411 | FHA-SES-SHOW-0003 - Emergency Shower | FHA-SES-SQ-0008 | Eyewash Stations & Showers | PPE,Eyewash Station | Safety Equipment |  | SQ | http://www.toronto.ca/TWONTO#emergency_eyewash_and_shower
83047 | FHA-SES-SQ-0412 | FHA-SES-SHOW-0004 - Emergency Shower | FHA-SES-SQ-0008 | Eyewash Stations & Showers | PPE,Eyewash Station | Safety Equipment |  | SQ | http://www.toronto.ca/TWONTO#emergency_eyewash_and_shower
18700 | FHA-SES-SQ-0413 | FHA-SES-SHOW-0005 - Emergency Shower | FHA-SES-SQ-0008 | Eyewash Stations & Showers | PPE,Eyewash Station | Safety Equipment |  | SQ | http://www.toronto.ca/TWONTO#emergency_eyewash_and_shower
18701 | FHA-SES-SQ-0414 | FHA-SES-SHOW-0006 - Emergency Shower | FHA-SES-SQ-0008 | Eyewash Stations & Showers | PPE,Eyewash Station | Safety Equipment |  | SQ | http://www.toronto.ca/TWONTO#emergency_eyewash_and_shower
83048 | FHA-SES-SQ-0415 | FHA-SES-SHOW-0007 - Emergency Shower | FHA-SES-SQ-0008 | Eyewash Stations & Showers | PPE,Eyewash Station | Safety Equipment |  | SQ | http://www.toronto.ca/TWONTO#emergency_eyewash_and_shower
82831 | FHA-SES-SPL-0901 | FHA-SES-SPILL-1 - Spill Response Cart | FHA-SES-SM | Spill /Waste Management |  | Safety Equipment |  | SPL | http://www.toronto.ca/TWONTO#spill_kit
18571 | FHA-SES-SPL-0102 | FHA-SES-SPILL-10 - Spill Response Kit 10- TW Basement West | FHA-SES-SM | Spill /Waste Management |  | Safety Equipment |  | SPL | http://www.toronto.ca/TWONTO#spill_kit
18573 | FHA-SES-SPL-0404 | FHA-SES-SPILL-11 - Spill Response Kit 11- RMF Phosphoric acid Starage room. | FHA-SES-SM | Spill /Waste Management |  | Safety Equipment |  | SPL | http://www.toronto.ca/TWONTO#spill_kit
82830 | FHA-SES-SPL-0501 | FHA-SES-SPILL-2 - Spill Response Kit 2- Chlorine Storage Room | FHA-SES-SM | Spill /Waste Management |  | Safety Equipment |  | SPL | http://www.toronto.ca/TWONTO#spill_kit
82161 | FHA-SES-SPL-0402 | FHA-SES-SPILL-3 - Spill Response Kit 3- Fluoride Room | FHA-SES-SM | Spill /Waste Management |  | Safety Equipment |  | SPL | http://www.toronto.ca/TWONTO#spill_kit
82829 | FHA-SES-SPL-0403 | FHA-SES-SPILL-4 - Spill Response Kit 4- Ammonia Room | FHA-SES-SM | Spill /Waste Management |  | Safety Equipment |  | SPL | http://www.toronto.ca/TWONTO#spill_kit
82160 | FHA-SES-SPL-0301 | FHA-SES-SPILL-5 - Spill Response Kit 5- Alum Room | FHA-SES-SM | Spill /Waste Management |  | Safety Equipment |  | SPL | http://www.toronto.ca/TWONTO#spill_kit
18572 | FHA-SES-SPL-0401 | FHA-SES-SPILL-6 - Spill Response Kit 6- RMF SBS | FHA-SES-SM | Spill /Waste Management |  | Safety Equipment |  | SPL | http://www.toronto.ca/TWONTO#spill_kit
18575 | FHA-SES-SPL-0406 | FHA-SES-SPILL-7 - Spill Response Kit 7- Polymer Room | FHA-SES-SM | Spill /Waste Management |  | Safety Equipment |  | SPL | http://www.toronto.ca/TWONTO#spill_kit
18574 | FHA-SES-SPL-0405 | FHA-SES-SPILL-8 - Spill Response Kit 8- RMF Oil Storage Area | FHA-SES-SM | Spill /Waste Management |  | Safety Equipment |  | SPL | http://www.toronto.ca/TWONTO#spill_kit
82159 | FHA-SES-SPL-0101 | FHA-SES-SPILL-9 - Spill Response Kit 9- RW/Scarborough Pump | FHA-SES-SM | Spill /Waste Management |  | Safety Equipment |  | SPL | http://www.toronto.ca/TWONTO#spill_kit
18732 | FHA-SES-SQ-1101 | FHA-SES-SQ-0101 - Davit arm Base North FP6660/00 davit base Ser 4975 | FHA-SES-SQ-6 | Safety Fall Protection Equipment |  | Safety Equipment |  | SQ | davit_base
18733 | FHA-SES-SQ-1102 | FHA-SES-SQ-0102 - Eyewash Station, Bottle, Pump Building, Exciter Room | FHA-SES-SQ-6 | Safety Fall Protection Equipment |  | Safety Equipment |  | SQ | eye_wash_bottle
83066 | FHA-SES-SQ-1103 | FHA-SES-SQ-0103 - Safety Equipment, Life Preserver, Pump Building, Screen Room | FHA-SES-SQ-6 | Safety Fall Protection Equipment |  | Safety Equipment |  | SQ | http://www.toronto.ca/TWONTO#personal_floatation_device
18734 | FHA-SES-SQ-1104 | FHA-SES-SQ-0104 - Safety Equipment, Life Preserver, Pump Building, Screen Room | FHA-SES-SQ-6 | Safety Fall Protection Equipment |  | Safety Equipment |  | SQ | http://www.toronto.ca/TWONTO#personal_floatation_device
83067 | FHA-SES-SQ-1105 | FHA-SES-SQ-0105 - Davit arm Base North FP6660/00 davit base Ser 4710 | FHA-SES-SQ-6 | Safety Fall Protection Equipment |  | Safety Equipment |  | SQ | davit_base
18735 | FHA-SES-SQ-1106 | FHA-SES-SQ-0106 - Davit arm Base North FP6660 davit base Ser 4985 | FHA-SES-SQ-6 | Safety Fall Protection Equipment |  | Safety Equipment |  | SQ | davit_base
83555 | FHA-SES-SQ-1107 | FHA-SES-SQ-0107 - Davit arm Base North FP6660 davit base Ser 4986 | FHA-SES-SQ-6 | Safety Fall Protection Equipment |  | Safety Equipment |  | SQ | davit_base
83556 | FHA-SES-SQ-1108 | FHA-SES-SQ-0108 - Davit Base 4941 | FHA-SES | Safety & Environmental Services |  | Safety Equipment |  | SQ | davit_base
18736 | FHA-SES-SQ-1109 | FHA-SES-SQ-0109 - Davit Base 4947 | FHA-SES | Safety & Environmental Services |  | Safety Equipment |  | SQ | davit_base
83557 | FHA-SES-SQ-1110 | FHA-SES-SQ-0110 - Davit Base 4708 | FHA-SES | Safety & Environmental Services |  | Safety Equipment |  | SQ | davit_base
18737 | FHA-SES-SQ-1111 | FHA-SES-SQ-0111 - Davit Base 4711 | FHA-SES | Safety & Environmental Services |  | Safety Equipment |  | SQ | davit_base
18730 | FHA-SES-SQ-1014 | FHA-SES-SQ-035037 - Sala DBI Self Retracting Lifeline Ser# 035037 | FHA-SES | Safety & Environmental Services |  | Safety Equipment |  | SQ | self_retracting_line
18731 | FHA-SES-SQ-1014 | FHA-SES-SQ-035037 - Sala DBI Self Retracting Lifeline Ser# 035037 | FHA-SES-SQ-6 | Safety Fall Protection Equipment |  | Safety Equipment |  | SQ | self_retracting_line
83064 | FHA-SES-SQ-1015 | FHA-SES-SQ-066718 - Sala DBI Self Retracting Lifeline | FHA-SES | Safety & Environmental Services |  | Safety Equipment |  | SQ | self_retracting_line
83065 | FHA-SES-SQ-1015 | FHA-SES-SQ-066718 - Sala DBI Self Retracting Lifeline | FHA-SES-SQ-6 | Safety Fall Protection Equipment |  | Safety Equipment |  | SQ | self_retracting_line
18738 | FHA-SES-SQ-1123 | FHA-SES-SQ-7 - Chemical Suits | FHA-SES | Safety & Environmental Services |  | Safety Equipment |  | SQ | http://www.toronto.ca/TWONTO#collection_of_assets
83558 | FHA-SES-SQ-1125 | FHA-SES-SQ-9 - Portable Gas Detectors | FHA-SES | Safety & Environmental Services |  | Safety Equipment |  | SQ | http://www.toronto.ca/TWONTO#portable_gas_detector
81139 | FHA-SES-DEF-0501 | FHA-SQ-DEF-0001 - Defibrillator / AED Filter Building | FHA-SES-DEF | Defibrillators | Safety,Defibrillator | Safety Equipment |  | DEF | http://www.toronto.ca/TWONTO#automatic_external_defibrillator
81140 | FHA-SES-DEF-0501 | FHA-SQ-DEF-0001 - Defibrillator / AED Filter Building | FHA-SES-SQ-4 | First Aid | Safety,Defibrillator | Safety Equipment |  | DEF | http://www.toronto.ca/TWONTO#automatic_external_defibrillator
81137 | FHA-SES-DEF-0301 | FHA-SQ-DEF-0002 - Defibrillator / AED Alum Room -Machine Shop Bldg - Outside Alum Room | FHA-SES-DEF | Defibrillators | Safety,Defibrillator | Safety Equipment |  | DEF | http://www.toronto.ca/TWONTO#automatic_external_defibrillator
81138 | FHA-SES-DEF-0301 | FHA-SQ-DEF-0002 - Defibrillator / AED Alum Room -Machine Shop Bldg - Outside Alum Room | FHA-SES-SQ-4 | First Aid | Safety,Defibrillator | Safety Equipment |  | DEF | http://www.toronto.ca/TWONTO#automatic_external_defibrillator
18215 | FHA-SES-FAK-0101 | FHA-SQ-FAK-01 - First Aid Kit Station | FHA-SES-SQ-4 | First Aid | PPE | Safety Equipment |  | FAK | http://www.toronto.ca/TWONTO#first_aid_station_equipment
18217 | FHA-SES-FAK-0301 | FHA-SQ-FAK-02 - First Aid Kit Station | FHA-SES-SQ-4 | First Aid | PPE | Safety Equipment |  | FAK | http://www.toronto.ca/TWONTO#first_aid_station_equipment
18218 | FHA-SES-FAK-0302 | FHA-SQ-FAK-03 - First Aid Kit Station | FHA-SES-SQ-4 | First Aid | PPE | Safety Equipment |  | FAK | http://www.toronto.ca/TWONTO#first_aid_station_equipment
81146 | FHA-SES-FAK-0303 | FHA-SQ-FAK-04 - First Aid Kit Station | FHA-SES-SQ-4 | First Aid | PPE | Safety Equipment |  | FAK | http://www.toronto.ca/TWONTO#first_aid_station_equipment
81147 | FHA-SES-FAK-0304 | FHA-SQ-FAK-05 - First Aid Kit Station | FHA-SES-SQ-4 | First Aid | PPE | Safety Equipment |  | FAK | http://www.toronto.ca/TWONTO#first_aid_station_equipment
81148 | FHA-SES-FAK-0401 | FHA-SQ-FAK-06 - First Aid Kit Station | FHA-SES-SQ-4 | First Aid | PPE | Safety Equipment |  | FAK | http://www.toronto.ca/TWONTO#first_aid_station_equipment
81149 | FHA-SES-FAK-0402 | FHA-SQ-FAK-07 - First Aid Kit Station | FHA-SES-SQ-4 | First Aid | PPE | Safety Equipment |  | FAK | http://www.toronto.ca/TWONTO#first_aid_station_equipment
81154 | FHA-SES-FAK-0901 | FHA-SQ-FAK-08 - First Aid Kit Station | FHA-SES-SQ-4 | First Aid | PPE | Safety Equipment |  | FAK | http://www.toronto.ca/TWONTO#first_aid_station_equipment
18220 | FHA-SES-FAK-0503 | FHA-SQ-FAK-09 - First Aid Kit Station | FHA-SES-SQ-4 | First Aid | PPE | Safety Equipment |  | FAK | http://www.toronto.ca/TWONTO#first_aid_station_equipment
18224 | FHA-SES-FAK-0902 | FHA-SQ-FAK-10 - First Aid Kit Station | FHA-SES-SQ-4 | First Aid | PPE | Safety Equipment |  | FAK | http://www.toronto.ca/TWONTO#first_aid_station_equipment
81150 | FHA-SES-FAK-0403 | FHA-SQ-FAK-11 - First Aid Kit Station | FHA-SES-SQ-4 | First Aid | PPE | Safety Equipment |  | FAK | http://www.toronto.ca/TWONTO#first_aid_station_equipment
18221 | FHA-SES-FAK-0504 | FHA-SQ-FAK-12 - First Aid Kit Station | FHA-SES-SQ-4 | First Aid | PPE | Safety Equipment |  | FAK | http://www.toronto.ca/TWONTO#first_aid_station_equipment
18216 | FHA-SES-FAK-0102 | FHA-SQ-FAK-13 - First Aid Kit Station | FHA-SES-SQ-4 | First Aid | PPE | Safety Equipment |  | FAK | http://www.toronto.ca/TWONTO#first_aid_station_equipment
81151 | FHA-SES-FAK-0404 | FHA-SQ-FAK-14 - First Aid Kit Station | FHA-SES-SQ-4 | First Aid | PPE | Safety Equipment |  | FAK | http://www.toronto.ca/TWONTO#first_aid_station_equipment
81152 | FHA-SES-FAK-0405 | FHA-SQ-FAK-15 - First Aid Kit Station | FHA-SES-SQ-4 | First Aid | PPE | Safety Equipment |  | FAK | http://www.toronto.ca/TWONTO#first_aid_station_equipment
83049 | FHA-SES-SQ-0451 | FHA-SQ-LP-0001 - Life Preserver | FHA-SES-LP | Life Preservers |  | Safety Equipment |  | SQ | http://www.toronto.ca/TWONTO#personal_floatation_device
18703 | FHA-SES-SQ-0452 | FHA-SQ-LP-0002 - Life Preserver | FHA-SES-LP | Life Preservers |  | Safety Equipment |  | SQ | http://www.toronto.ca/TWONTO#personal_floatation_device
18704 | FHA-SES-SQ-0453 | FHA-SQ-LP-0003 - Life Preserver | FHA-SES-LP | Life Preservers |  | Safety Equipment |  | SQ | http://www.toronto.ca/TWONTO#personal_floatation_device
83050 | FHA-SES-SQ-0454 | FHA-SQ-LP-0004 - Life Preserver | FHA-SES-LP | Life Preservers |  | Safety Equipment |  | SQ | http://www.toronto.ca/TWONTO#personal_floatation_device
18705 | FHA-SES-SQ-0455 | FHA-SQ-LP-0005 - Life Preserver | FHA-SES-LP | Life Preservers |  | Safety Equipment |  | SQ | http://www.toronto.ca/TWONTO#personal_floatation_device
18706 | FHA-SES-SQ-0456 | FHA-SQ-LP-0006 - Life Preserver | FHA-SES-LP | Life Preservers |  | Safety Equipment |  | SQ | http://www.toronto.ca/TWONTO#personal_floatation_device
83051 | FHA-SES-SQ-0457 | FHA-SQ-LP-0007 - Life Preserver | FHA-SES-LP | Life Preservers |  | Safety Equipment |  | SQ | http://www.toronto.ca/TWONTO#personal_floatation_device
83052 | FHA-SES-SQ-0458 | FHA-SQ-LP-0008 - Life Preserver | FHA-SES-LP | Life Preservers |  | Safety Equipment |  | SQ | http://www.toronto.ca/TWONTO#personal_floatation_device
18707 | FHA-SES-SQ-0459 | FHA-SQ-LP-0009 - Life Preserver | FHA-SES-LP | Life Preservers |  | Safety Equipment |  | SQ | http://www.toronto.ca/TWONTO#personal_floatation_device
18708 | FHA-SES-SQ-0460 | FHA-SQ-LP-0010 - Life Preserver | FHA-SES-LP | Life Preservers |  | Safety Equipment |  | SQ | http://www.toronto.ca/TWONTO#personal_floatation_device
18709 | FHA-SES-SQ-0461 | FHA-SQ-LP-0011 - Life Preserver | FHA-SES-LP | Life Preservers |  | Safety Equipment |  | SQ | http://www.toronto.ca/TWONTO#personal_floatation_device
18710 | FHA-SES-SQ-0462 | FHA-SQ-LP-0012 - Life Preserver | FHA-SES-LP | Life Preservers |  | Safety Equipment |  | SQ | http://www.toronto.ca/TWONTO#personal_floatation_device
83054 | FHA-SES-SQ-0601 | FHA-SQ-LP-0013 - Life Preserver | FHA-SES-LP | Life Preservers |  | Safety Equipment |  | SQ | http://www.toronto.ca/TWONTO#personal_floatation_device
83055 | FHA-SES-SQ-0602 | FHA-SQ-LP-0014 - Life Preserver | FHA-SES-LP | Life Preservers |  | Safety Equipment |  | SQ | http://www.toronto.ca/TWONTO#personal_floatation_device
18716 | FHA-SES-SQ-0603 | FHA-SQ-LP-0015 - Life Preserver | FHA-SES-LP | Life Preservers |  | Safety Equipment |  | SQ | http://www.toronto.ca/TWONTO#personal_floatation_device
83056 | FHA-SES-SQ-0604 | FHA-SQ-LP-0016 - Life Preserver | FHA-SES-LP | Life Preservers |  | Safety Equipment |  | SQ | http://www.toronto.ca/TWONTO#personal_floatation_device
18717 | FHA-SES-SQ-0605 | FHA-SQ-LP-0017 - Life Preserver | FHA-SES-LP | Life Preservers |  | Safety Equipment |  | SQ | http://www.toronto.ca/TWONTO#personal_floatation_device
18718 | FHA-SES-SQ-0606 | FHA-SQ-LP-0018 - Life Preserver | FHA-SES-LP | Life Preservers |  | Safety Equipment |  | SQ | http://www.toronto.ca/TWONTO#personal_floatation_device
83057 | FHA-SES-SQ-0607 | FHA-SQ-LP-0019 - Life Preserver | FHA-SES-LP | Life Preservers |  | Safety Equipment |  | SQ | http://www.toronto.ca/TWONTO#personal_floatation_device
83058 | FHA-SES-SQ-0608 | FHA-SQ-LP-0020 - Life Preserver | FHA-SES-LP | Life Preservers |  | Safety Equipment |  | SQ | http://www.toronto.ca/TWONTO#personal_floatation_device
18719 | FHA-SES-SQ-0609 | FHA-SQ-LP-0021 - Life Preserver | FHA-SES-LP | Life Preservers |  | Safety Equipment |  | SQ | http://www.toronto.ca/TWONTO#personal_floatation_device
18720 | FHA-SES-SQ-0610 | FHA-SQ-LP-0022 - Life Preserver | FHA-SES-LP | Life Preservers |  | Safety Equipment |  | SQ | http://www.toronto.ca/TWONTO#personal_floatation_device
18721 | FHA-SES-SQ-0611 | FHA-SQ-LP-0023 - Life Preserver | FHA-SES-LP | Life Preservers |  | Safety Equipment |  | SQ | http://www.toronto.ca/TWONTO#personal_floatation_device
83059 | FHA-SES-SQ-0612 | FHA-SQ-LP-0024 - Life Preserver | FHA-SES-LP | Life Preservers |  | Safety Equipment |  | SQ | http://www.toronto.ca/TWONTO#personal_floatation_device
38585 | SQ-47073 | FHO SCBA #1 | FHO-OBSOLETE | Removed From Service | PPE,SCBA | Safety Equipment | 32125 |  | http://www.toronto.ca/TWONTO#self-contained_breathing_apparatus
38586 | SQ-47073 | FHO SCBA #1 | FHO-SES-SQ-0001 | Safety Equipment | PPE,SCBA | Safety Equipment | 32125 |  | http://www.toronto.ca/TWONTO#self-contained_breathing_apparatus
105461 | SQ-47073 | FHO SCBA #1 | FHO-SES-SQ-0002 | Emergency Breathing Apparatus | PPE,SCBA | Safety Equipment | 32125 |  | http://www.toronto.ca/TWONTO#self-contained_breathing_apparatus
38600 | SQ-47082 | FHO SCBA #10 | FHO-SES-SQ-0001 | Safety Equipment | PPE,SCBA | Safety Equipment | 32134 |  | http://www.toronto.ca/TWONTO#self-contained_breathing_apparatus
105473 | SQ-47082 | FHO SCBA #10 | FHO-OBSOLETE | Removed From Service | PPE,SCBA | Safety Equipment | 32134 |  | http://www.toronto.ca/TWONTO#self-contained_breathing_apparatus
105474 | SQ-47082 | FHO SCBA #10 | FHO-SES-SQ-0002 | Emergency Breathing Apparatus | PPE,SCBA | Safety Equipment | 32134 |  | http://www.toronto.ca/TWONTO#self-contained_breathing_apparatus
38587 | SQ-47074 | FHO SCBA #2 | FHO-SES-SQ-0001 | Safety Equipment | PPE,SCBA | Safety Equipment | 32126 |  | http://www.toronto.ca/TWONTO#self-contained_breathing_apparatus
38588 | SQ-47074 | FHO SCBA #2 | FHO-SES-SQ-0002 | Emergency Breathing Apparatus | PPE,SCBA | Safety Equipment | 32126 |  | http://www.toronto.ca/TWONTO#self-contained_breathing_apparatus
105462 | SQ-47074 | FHO SCBA #2 | FHO-OBSOLETE | Removed From Service | PPE,SCBA | Safety Equipment | 32126 |  | http://www.toronto.ca/TWONTO#self-contained_breathing_apparatus
38589 | SQ-47075 | FHO SCBA #3 | FHO-SES-SQ-0001 | Safety Equipment | PPE,SCBA | Safety Equipment | 32127 |  | http://www.toronto.ca/TWONTO#self-contained_breathing_apparatus
38590 | SQ-47075 | FHO SCBA #3 | FHO-SES-SQ-0002 | Emergency Breathing Apparatus | PPE,SCBA | Safety Equipment | 32127 |  | http://www.toronto.ca/TWONTO#self-contained_breathing_apparatus
105463 | SQ-47075 | FHO SCBA #3 | FHO-OBSOLETE | Removed From Service | PPE,SCBA | Safety Equipment | 32127 |  | http://www.toronto.ca/TWONTO#self-contained_breathing_apparatus
38591 | SQ-47076 | FHO SCBA #4 | FHO-OBSOLETE | Removed From Service | PPE,SCBA | Safety Equipment | 32128 |  | http://www.toronto.ca/TWONTO#self-contained_breathing_apparatus
38592 | SQ-47076 | FHO SCBA #4 | FHO-SES-SQ-0002 | Emergency Breathing Apparatus | PPE,SCBA | Safety Equipment | 32128 |  | http://www.toronto.ca/TWONTO#self-contained_breathing_apparatus
105464 | SQ-47076 | FHO SCBA #4 | FHO-SES-SQ-0001 | Safety Equipment | PPE,SCBA | Safety Equipment | 32128 |  | http://www.toronto.ca/TWONTO#self-contained_breathing_apparatus
38593 | SQ-47077 | FHO SCBA #5 | FHO-SES-SQ-0002 | Emergency Breathing Apparatus | PPE,SCBA | Safety Equipment | 32129 |  | http://www.toronto.ca/TWONTO#self-contained_breathing_apparatus
105465 | SQ-47077 | FHO SCBA #5 | FHO-OBSOLETE | Removed From Service | PPE,SCBA | Safety Equipment | 32129 |  | http://www.toronto.ca/TWONTO#self-contained_breathing_apparatus
105466 | SQ-47077 | FHO SCBA #5 | FHO-SES-SQ-0001 | Safety Equipment | PPE,SCBA | Safety Equipment | 32129 |  | http://www.toronto.ca/TWONTO#self-contained_breathing_apparatus
38594 | SQ-47078 | FHO SCBA #6 | FHO-OBSOLETE | Removed From Service | PPE,SCBA | Safety Equipment | 32130 |  | http://www.toronto.ca/TWONTO#self-contained_breathing_apparatus
38595 | SQ-47078 | FHO SCBA #6 | FHO-SES-SQ-0001 | Safety Equipment | PPE,SCBA | Safety Equipment | 32130 |  | http://www.toronto.ca/TWONTO#self-contained_breathing_apparatus
105467 | SQ-47078 | FHO SCBA #6 | FHO-SES-SQ-0002 | Emergency Breathing Apparatus | PPE,SCBA | Safety Equipment | 32130 |  | http://www.toronto.ca/TWONTO#self-contained_breathing_apparatus
38596 | SQ-47079 | FHO SCBA #7 | FHO-OBSOLETE | Removed From Service | PPE,SCBA | Safety Equipment | 32131 |  | http://www.toronto.ca/TWONTO#self-contained_breathing_apparatus
105468 | SQ-47079 | FHO SCBA #7 | FHO-SES-SQ-0001 | Safety Equipment | PPE,SCBA | Safety Equipment | 32131 |  | http://www.toronto.ca/TWONTO#self-contained_breathing_apparatus
105469 | SQ-47079 | FHO SCBA #7 | FHO-SES-SQ-0002 | Emergency Breathing Apparatus | PPE,SCBA | Safety Equipment | 32131 |  | http://www.toronto.ca/TWONTO#self-contained_breathing_apparatus
38597 | SQ-47080 | FHO SCBA #8 | FHO-SES-SQ-0001 | Safety Equipment | PPE,SCBA | Safety Equipment | 32132 |  | http://www.toronto.ca/TWONTO#self-contained_breathing_apparatus
105470 | SQ-47080 | FHO SCBA #8 | FHO-OBSOLETE | Removed From Service | PPE,SCBA | Safety Equipment | 32132 |  | http://www.toronto.ca/TWONTO#self-contained_breathing_apparatus
105471 | SQ-47080 | FHO SCBA #8 | FHO-SES-SQ-0002 | Emergency Breathing Apparatus | PPE,SCBA | Safety Equipment | 32132 |  | http://www.toronto.ca/TWONTO#self-contained_breathing_apparatus
38598 | SQ-47081 | FHO SCBA #9 | FHO-SES-SQ-0001 | Safety Equipment | PPE,SCBA | Safety Equipment | 32133 |  | http://www.toronto.ca/TWONTO#self-contained_breathing_apparatus
38599 | SQ-47081 | FHO SCBA #9 | FHO-SES-SQ-0002 | Emergency Breathing Apparatus | PPE,SCBA | Safety Equipment | 32133 |  | http://www.toronto.ca/TWONTO#self-contained_breathing_apparatus
105472 | SQ-47081 | FHO SCBA #9 | FHO-OBSOLETE | Removed From Service | PPE,SCBA | Safety Equipment | 32133 |  | http://www.toronto.ca/TWONTO#self-contained_breathing_apparatus
75994 | THR-JHSC-FPW | Filtered Plant Water Building | THR-JHSC-WA4 | Joint Health & Safety Committee WA4 |  | Safety Equipment |  |  | http://www.toronto.ca/TWONTO#space
14484 | FCL-SES-FA-0001-SUS | Fire Alarm System, Control Panel, High Lift Building | FCL-SES-SQ-0007 | Eyewash Station, Admin Building, Operators Lab,Eye wash station - main change room |  | Safety Equipment | 46422 | FA | http://www.toronto.ca/TWONTO#annunciator_panel
64776 | FCL-SES-FA-0001-SUS | Fire Alarm System, Control Panel, High Lift Building | FCL-SES | Safety and Environmental Services |  | Safety Equipment | 46422 | FA | http://www.toronto.ca/TWONTO#annunciator_panel
64777 | FCL-SES-FA-0001-SUS | Fire Alarm System, Control Panel, High Lift Building | FCL-SUSPENDED | Suspended entity |  | Safety Equipment | 46422 | FA | http://www.toronto.ca/TWONTO#annunciator_panel
30379 | FIS-SES-FAK-0007 | Fire Blanket - No longer on site | FIS-SES-FAK | First Aid Kits | Safety | Safety Equipment | 35240 | FAK | http://www.toronto.ca/TWONTO#first_aid_kit
29173 | FIS-FEQ-FEQ-4006-SUS | Fire extinguisher, Type ABC, Fire Prevention, IT/SCADA Room | FIS-SES-FE | Fire Fighting equipment |  | Safety Equipment | 46932 | FEQ | ?
29174 | FIS-FEQ-FEQ-4006-SUS | Fire extinguisher, Type ABC, Fire Prevention, IT/SCADA Room | FIS-SUSPENDED | Obsolete Entities/Processes |  | Safety Equipment | 46932 | FEQ | ?
96996 | FIS-FEQ-FEQ-4006-SUS | Fire extinguisher, Type ABC, Fire Prevention, IT/SCADA Room | FIS-MARINE-BUILDING | FIS Marine Yard Building |  | Safety Equipment | 46932 | FEQ | ?
29167 | FIS-FEQ-FEQ-4002-SUS | Fire extinguisher, Type ABC, Fire Prevention, Mechanical/Electrical Room | FIS-SES-FE | Fire Fighting equipment |  | Safety Equipment | 46928 | FEQ | ?
96990 | FIS-FEQ-FEQ-4002-SUS | Fire extinguisher, Type ABC, Fire Prevention, Mechanical/Electrical Room | FIS-MARINE-BUILDING | FIS Marine Yard Building |  | Safety Equipment | 46928 | FEQ | ?
96991 | FIS-FEQ-FEQ-4002-SUS | Fire extinguisher, Type ABC, Fire Prevention, Mechanical/Electrical Room | FIS-SUSPENDED | Obsolete Entities/Processes |  | Safety Equipment | 46928 | FEQ | ?
29168 | FIS-FEQ-FEQ-4003-SUS | Fire extinguisher, Type ABC, Fire Prevention, Reception Area | FIS-MARINE-BUILDING | FIS Marine Yard Building |  | Safety Equipment | 46929 | FEQ | ?
29169 | FIS-FEQ-FEQ-4003-SUS | Fire extinguisher, Type ABC, Fire Prevention, Reception Area | FIS-SES-FE | Fire Fighting equipment |  | Safety Equipment | 46929 | FEQ | ?
96992 | FIS-FEQ-FEQ-4003-SUS | Fire extinguisher, Type ABC, Fire Prevention, Reception Area | FIS-SUSPENDED | Obsolete Entities/Processes |  | Safety Equipment | 46929 | FEQ | ?
29172 | FIS-FEQ-FEQ-4005-SUS | Fire extinguisher, Type ABC, Fire Prevention, Training Room | FIS-SUSPENDED | Obsolete Entities/Processes |  | Safety Equipment | 46931 | FEQ | ?
96994 | FIS-FEQ-FEQ-4005-SUS | Fire extinguisher, Type ABC, Fire Prevention, Training Room | FIS-MARINE-BUILDING | FIS Marine Yard Building |  | Safety Equipment | 46931 | FEQ | ?
96995 | FIS-FEQ-FEQ-4005-SUS | Fire extinguisher, Type ABC, Fire Prevention, Training Room | FIS-SES-FE | Fire Fighting equipment |  | Safety Equipment | 46931 | FEQ | ?
29170 | FIS-FEQ-FEQ-4004-SUS | Fire extinguisher, Type ABC, Fire Prevention, Vestibule | FIS-MARINE-BUILDING | FIS Marine Yard Building |  | Safety Equipment | 46930 | FEQ | ?
29171 | FIS-FEQ-FEQ-4004-SUS | Fire extinguisher, Type ABC, Fire Prevention, Vestibule | FIS-SUSPENDED | Obsolete Entities/Processes |  | Safety Equipment | 46930 | FEQ | ?
96993 | FIS-FEQ-FEQ-4004-SUS | Fire extinguisher, Type ABC, Fire Prevention, Vestibule | FIS-SES-FE | Fire Fighting equipment |  | Safety Equipment | 46930 | FEQ | ?
29166 | FIS-FEQ-FEQ-4001-SUS | Fire extinguisher, Type K, Fire Prevention, Kitchen | FIS-SUSPENDED | Obsolete Entities/Processes |  | Safety Equipment | 46927 | FEQ | ?
96988 | FIS-FEQ-FEQ-4001-SUS | Fire extinguisher, Type K, Fire Prevention, Kitchen | FIS-MARINE-BUILDING | FIS Marine Yard Building |  | Safety Equipment | 46927 | FEQ | ?
96989 | FIS-FEQ-FEQ-4001-SUS | Fire extinguisher, Type K, Fire Prevention, Kitchen | FIS-SES-FE | Fire Fighting equipment |  | Safety Equipment | 46927 | FEQ | ?
61469 | THC-FEQ-FSP-0002 | Fire Hose cabinets, Admin. Bldg K | THC-FEQ-FSP | Sprinkler System | Fire Prevention,Hose | Safety Equipment | 43226 | FSP | ?
61470 | THC-FEQ-FSP-0003 | Fire Hose cabinets, Admin. Bldg K | THC-FEQ-FSP | Sprinkler System | Fire Prevention,Hose | Safety Equipment | 43227 | FSP | ?
61471 | THC-FEQ-FSP-0004 | Fire Hose cabinets, Admin. Bldg K | THC-FEQ-FSP | Sprinkler System | Fire Prevention,Hose | Safety Equipment | 43228 | FSP | ?
61472 | THC-FEQ-FSP-0006 | Fire Hose cabinets, Admin. Bldg K | THC-FEQ-FSP | Sprinkler System | Fire Prevention,Hose | Safety Equipment | 43230 | FSP | ?
125514 | THC-FEQ-FSP-0001 | Fire Hose cabinets, Admin. Bldg K | THC-FEQ-FSP | Sprinkler System | Fire Prevention,Hose | Safety Equipment | 43225 | FSP | ?
125515 | THC-FEQ-FSP-0005 | Fire Hose cabinets, Admin. Bldg K | THC-FEQ-FSP | Sprinkler System | Fire Prevention,Hose | Safety Equipment | 43229 | FSP | ?
61478 | THC-FEQ-FSP-0016 | Fire Hose cabinets, Heat treatment ground floor,. Bldg M | THC-FEQ-FSP | Sprinkler System | Fire Prevention,Hose | Safety Equipment | 43240 | FSP | ?
61473 | THC-FEQ-FSP-0008 | Fire Hose cabinets, Thickening process,. Bldg J | THC-FEQ-FSP | Sprinkler System | Fire Prevention,Hose | Safety Equipment | 43232 | FSP | ?
61474 | THC-FEQ-FSP-0009 | Fire Hose cabinets, Thickening process,. Bldg J | THC-FEQ-FSP | Sprinkler System | Fire Prevention,Hose | Safety Equipment | 43233 | FSP | ?
61475 | THC-FEQ-FSP-0010 | Fire Hose cabinets, Thickening process,. Bldg J | THC-FEQ-FSP | Sprinkler System | Fire Prevention,Hose | Safety Equipment | 43234 | FSP | ?
61476 | THC-FEQ-FSP-0012 | Fire Hose cabinets, Thickening process,. Bldg J | THC-FEQ-FSP | Sprinkler System | Fire Prevention,Hose | Safety Equipment | 43236 | FSP | ?
61477 | THC-FEQ-FSP-0014 | Fire Hose cabinets, Thickening process,. Bldg J | THC-FEQ-FSP | Sprinkler System | Fire Prevention,Hose | Safety Equipment | 43238 | FSP | ?
125516 | THC-FEQ-FSP-0007 | Fire Hose cabinets, Thickening process,. Bldg J | THC-FEQ-FSP | Sprinkler System | Fire Prevention,Hose | Safety Equipment | 43231 | FSP | ?
125517 | THC-FEQ-FSP-0011 | Fire Hose cabinets, Thickening process,. Bldg J | THC-FEQ-FSP | Sprinkler System | Fire Prevention,Hose | Safety Equipment | 43235 | FSP | ?
125518 | THC-FEQ-FSP-0013 | Fire Hose cabinets, Thickening process,. Bldg J | THC-FEQ-FSP | Sprinkler System | Fire Prevention,Hose | Safety Equipment | 43237 | FSP | ?
125519 | THC-FEQ-FSP-0015 | Fire Hose cabinets, Thickening process,. Bldg J | THC-FEQ-FSP | Sprinkler System | Fire Prevention,Hose | Safety Equipment | 43239 | FSP | ?
61479 | THC-FEQ-FSP-0017 | Fire Hose cabinets,Digesters,. Bldg U | THC-FEQ-FSP | Sprinkler System | Fire Prevention,Hose | Safety Equipment | 43241 | FSP | ?
61480 | THC-FEQ-FSP-0019 | Fire Hose cabinets,Digesters,. Bldg U | THC-FEQ-FSP | Sprinkler System | Fire Prevention,Hose | Safety Equipment | 43243 | FSP | ?
61481 | THC-FEQ-FSP-0020 | Fire Hose cabinets,Digesters,. Bldg U | THC-FEQ-FSP | Sprinkler System | Fire Prevention,Hose | Safety Equipment | 43244 | FSP | ?
61482 | THC-FEQ-FSP-0022 | Fire Hose cabinets,Digesters,. Bldg U | THC-FEQ-FSP | Sprinkler System | Fire Prevention,Hose | Safety Equipment | 43246 | FSP | ?
125520 | THC-FEQ-FSP-0018 | Fire Hose cabinets,Digesters,. Bldg U | THC-FEQ-FSP | Sprinkler System | Fire Prevention,Hose | Safety Equipment | 43242 | FSP | ?
125521 | THC-FEQ-FSP-0021 | Fire Hose cabinets,Digesters,. Bldg U | THC-FEQ-FSP | Sprinkler System | Fire Prevention,Hose | Safety Equipment | 43245 | FSP | ?
81672 | TNT-SES-SQ-1000 | Fire Hydrants- All | TNT-GRK | Groundskeeping, Building services, Safety Equipment | Fire Prevention,Hydrant | Safety Equipment |  | SQ | http://www.toronto.ca/TWONTO#collection_of_assets
119747 | TAB-WA1-SQ-7200 | Fire PumpSkid, D Bldg | TAB-WA1-SQ | Safety Equipment & Supplies Common to WA1 | Pump,Centrifugal | Safety Equipment |  | SQ | http://www.toronto.ca/TWONTO#pump
26306 | FHO-SES-SQ-0004 | First Aid | FHO-SES-SQ-0001 | Safety Equipment |  | Safety Equipment |  | SQ | http://www.toronto.ca/TWONTO#first_aid_kit
97924 | FIS-SES-FAK-0012 | First Aid Box, Chlorine Workshop | FIS-SES-FAK | First Aid Kits | Safety,First Aid Kit | Safety Equipment |  | FAK | http://www.toronto.ca/TWONTO#first_aid_kit
7666 | COL-PSU-FAK-0001 | First Aid Kit | COL-PSU | Sunnyside Pumping Station | Safety,First Aid Kit | Safety Equipment |  | FAK | http://www.toronto.ca/TWONTO#first_aid_kit
8513 | COL-RBB-FAK-0001 | First Aid Kit | COL-RBB | Western Beaches Tunnel (Battery Park)-Storm | Safety,First Aid Kit | Safety Equipment |  | FAK | http://www.toronto.ca/TWONTO#first_aid_kit
8742 | COL-SKW-FAK-0001 | First Aid Kit | COL-SKW | Kew Beach Detention Tank (Kenilworth)-storm | Safety,First Aid Kit | Safety Equipment |  | FAK | http://www.toronto.ca/TWONTO#first_aid_kit
8806 | COL-SMC-FAK-0001 | First Aid Kit | COL-SMC | Maclean Detention Tank-storm | Safety,First Aid Kit | Safety Equipment |  | FAK | http://www.toronto.ca/TWONTO#first_aid_kit
8807 | COL-SMC-FAK-0001 | First Aid Kit | COL-YKP | Kipling Yard | Safety,First Aid Kit | Safety Equipment |  | FAK | http://www.toronto.ca/TWONTO#first_aid_kit
14218 | COL-PHA-FAK-0001 | First Aid Kit | COL-PHA | Hanlan's Point Sewage Pumping Station | Safety,First Aid Kit | Safety Equipment |  | FAK | http://www.toronto.ca/TWONTO#first_aid_kit
48206 | TAB-ELS-SQ-6001 | First Aid Kit | TAB-ELS-ESQ | Electrical Safety Equipment | Safety,First Aid Kit | Safety Equipment |  | SQ | http://www.toronto.ca/TWONTO#first_aid_kit
48207 | TAB-ELS-SQ-6002 | First Aid Kit | TAB-ELS-ESQ | Electrical Safety Equipment | Safety,First Aid Kit | Safety Equipment |  | SQ | http://www.toronto.ca/TWONTO#first_aid_kit
48208 | TAB-ELS-SQ-6003 | First Aid Kit | TAB-ELS-ESQ | Electrical Safety Equipment | Safety,First Aid Kit | Safety Equipment |  | SQ | http://www.toronto.ca/TWONTO#first_aid_kit
48209 | TAB-ELS-SQ-6003 | First Aid Kit | TAB-ELS-SQ-FIRST AID | First Aid Kits | Safety,First Aid Kit | Safety Equipment |  | SQ | http://www.toronto.ca/TWONTO#first_aid_kit
113455 | TAB-ELS-SQ-6001 | First Aid Kit | TAB-ELS-SQ-FIRST AID | First Aid Kits | Safety,First Aid Kit | Safety Equipment |  | SQ | http://www.toronto.ca/TWONTO#first_aid_kit
113456 | TAB-ELS-SQ-6002 | First Aid Kit | TAB-ELS-SQ-FIRST AID | First Aid Kits | Safety,First Aid Kit | Safety Equipment |  | SQ | http://www.toronto.ca/TWONTO#first_aid_kit
120015 | TAB-WA5-SQ-0091 | First Aid Kit - Office Room at Dig 13 to 16 | TAB-DIG-SQ-T13-16 | Digester Tanks 13-16, Safety Equipments |  | Safety Equipment |  | SQ | http://www.toronto.ca/TWONTO#first_aid_kit
120016 | TAB-WA5-SQ-0091 | First Aid Kit - Office Room at Dig 13 to 16 | TAB-SES-WA8 | WA 8 Safety Equipment, |  | Safety Equipment |  | SQ | http://www.toronto.ca/TWONTO#first_aid_kit
46698 | TAB-DIS-SQ-0091SUS | First Aid Kit - Chlorine Bldg. | TAB-SUSPENDED ENTITY | Suspended entities |  | Safety Equipment | 47540 | SQ | http://www.toronto.ca/TWONTO#first_aid_kit
112277 | TAB-DIS-SQ-0091SUS | First Aid Kit - Chlorine Bldg. | TAB-DIS-SQ | Chlorine Building Safety Equipment |  | Safety Equipment | 47540 | SQ | http://www.toronto.ca/TWONTO#first_aid_kit
111099 | TAB-DIG-SQ-0091 | First Aid Kit - Gas Control Bldg. | TAB-DIG-SQ | Digester Gas Control Building.- Safety Equipment | Safety,First Aid Kit | Safety Equipment |  | SQ | http://www.toronto.ca/TWONTO#first_aid_kit
116715 | TAB-PWA-SQ-0091 | First Aid Kit - Plant Water | TAB-PWA-SQ | Plant Water - Safetry Equipment |  | Safety Equipment |  | SQ | http://www.toronto.ca/TWONTO#first_aid_kit
51682 | TAB-PRS-SQ-0010 | First Aid Kit - PRS Building | TAB-STR-SQ | WA2 Safety Equipment,lifting devices, ladders, Eye Wash station, First Aid Kits, Lock out stations | Safety,First Aid Kit | Safety Equipment |  | SQ | http://www.toronto.ca/TWONTO#first_aid_kit
118237 | TAB-SLO-SQ-0091 | First Aid Kit- Biosolids Work Shop Main Floor | TAB-SLO-SES | TABWA4 Health and Safety Equipment | Safety,First Aid Kit | Safety Equipment |  | SQ | http://www.toronto.ca/TWONTO#first_aid_kit
53853 | TAB-SLO-SQ-9116SUS | First Aid Kit- Laboratory Trailer | TAB-SLO-SES | TABWA4 Health and Safety Equipment | Safety,First Aid Kit | Safety Equipment | 47537 | SQ | http://www.toronto.ca/TWONTO#first_aid_kit
118239 | TAB-SLO-SQ-9116SUS | First Aid Kit- Laboratory Trailer | TAB-SUSPENDED ENTITY | Suspended entities | Safety,First Aid Kit | Safety Equipment | 47537 | SQ | http://www.toronto.ca/TWONTO#first_aid_kit
18780 | FHA-SQ-FAK-16 | First Aid Kit Station | FHA-SES-SQ-4 | First Aid | PPE | Safety Equipment |  | FAK | http://www.toronto.ca/TWONTO#first_aid_station_equipment
18781 | FHA-SQ-FAK-17 | First Aid Kit Station | FHA-SES-SQ-4 | First Aid | PPE | Safety Equipment |  | FAK | http://www.toronto.ca/TWONTO#first_aid_station_equipment
83616 | FHA-SQ-FAK-18 | First Aid Kit Station | FHA-SES-SQ-4 | First Aid | PPE | Safety Equipment |  | FAK | http://www.toronto.ca/TWONTO#first_aid_station_equipment
94835 | FHO-SES-SQ-4008 SUSP | First Aid Kit Station Spares | FHO-SES-SQ-0001 | Safety Equipment | PPE | Safety Equipment | 35800 | SQ | http://www.toronto.ca/TWONTO#first_aid_station_equipment
94836 | FHO-SES-SQ-4008 SUSP | First Aid Kit Station Spares | FHO-SES-SQ-0004 | First Aid | PPE | Safety Equipment | 35800 | SQ | http://www.toronto.ca/TWONTO#first_aid_station_equipment
14497 | FCL-SES-FAK-0001 | First Aid Kit Station, Admin Building, Control Room | FCL-SES-FAK-0006 | First Aid Kit, High Lift Basement B1, Mechanical Room | PPE | Safety Equipment |  | FAK | http://www.toronto.ca/TWONTO#first_aid_station_equipment
14500 | FCL-SES-FAK-0005 | First Aid Kit Station, Admin Building, Main Lunch Room 1st Floor | FCL-SES-FAK-0006 | First Aid Kit, High Lift Basement B1, Mechanical Room | PPE | Safety Equipment |  | FAK | http://www.toronto.ca/TWONTO#first_aid_station_equipment
146667 | WTR-RBV-FAK-0001 | First Aid Kit Station, Bayview Reservoir, Main Entrance | WTR-EAST-SES | Safety & Lifting Devices |  | Safety Equipment | 42088 | FAK | http://www.toronto.ca/TWONTO#first_aid_station_equipment
146668 | WTR-RBV-FAK-0001 | First Aid Kit Station, Bayview Reservoir, Main Entrance | WTR-SUSPENDED | Suspended Obsolete entity for storage purpose |  | Safety Equipment | 42088 | FAK | http://www.toronto.ca/TWONTO#first_aid_station_equipment
143253 | WTR-PEG-FAK-0001 | First Aid Kit Station, Eglinton Pumping Station, Electrical Room | WTR-EAST-SES | Safety & Lifting Devices |  | Safety Equipment | 42089 | FAK | http://www.toronto.ca/TWONTO#first_aid_station_equipment
143254 | WTR-PEG-FAK-0001 | First Aid Kit Station, Eglinton Pumping Station, Electrical Room | WTR-SUSPENDED | Suspended Obsolete entity for storage purpose |  | Safety Equipment | 42089 | FAK | http://www.toronto.ca/TWONTO#first_aid_station_equipment
85007 | WTR-PEL-FAK-0001 | First Aid Kit Station, Ellesmere Pumping Station, Beside the Washroom | WTR-EAST-SES | Safety & Lifting Devices | Safety,First Aid Kit | Safety Equipment |  | FAK | http://www.toronto.ca/TWONTO#first_aid_station_equipment
85008 | WTR-PEL-FAK-0001 | First Aid Kit Station, Ellesmere Pumping Station, Beside the Washroom | WTR-PEL | Ellesmere Pumping Station | Safety,First Aid Kit | Safety Equipment |  | FAK | http://www.toronto.ca/TWONTO#first_aid_station_equipment
14498 | FCL-SES-FAK-0003 | First Aid Kit Station, Gaseous Chemical Building | FCL-SES-FAK-0006 | First Aid Kit, High Lift Basement B1, Mechanical Room | PPE | Safety Equipment |  | FAK | http://www.toronto.ca/TWONTO#first_aid_station_equipment
85494 | WTR-PHL-FAK-0008 | First Aid Kit Station, High Level Pumping Station, Inside First Aid Room | WTR-CENTRAL-SES | Safety & Lifting Devices | Safety,First Aid Kit | Safety Equipment |  | FAK | http://www.toronto.ca/TWONTO#first_aid_station_equipment
143923 | WTR-PHL-FAK-0007 | First Aid Kit Station, High Level Pumping Station, Inside PCO Control Room | WTR-CENTRAL-SES | Safety & Lifting Devices | Safety,First Aid Kit | Safety Equipment |  | FAK | http://www.toronto.ca/TWONTO#first_aid_station_equipment
85488 | WTR-PHL-FAK-0001 | First Aid Kit Station, High Level Pumping Station, Outside Crew Room | WTR-CENTRAL-SES | Safety & Lifting Devices | Safety,First Aid Kit | Safety Equipment |  | FAK | http://www.toronto.ca/TWONTO#first_aid_station_equipment
85495 | WTR-PHL-FAK-0009 | First Aid Kit Station, High Level Pumping Station, Outside Crew Room | WTR-CENTRAL-SES | Safety & Lifting Devices | Safety,First Aid Kit | Safety Equipment |  | FAK | http://www.toronto.ca/TWONTO#first_aid_station_equipment
143922 | WTR-PHL-FAK-0006 | First Aid Kit Station, High Level Pumping Station, Upstairs Lunch Room | WTR-CENTRAL-SES | Safety & Lifting Devices | Safety,First Aid Kit | Safety Equipment |  | FAK | http://www.toronto.ca/TWONTO#first_aid_station_equipment
64789 | FCL-SES-FAK-0002 | First Aid Kit Station, High Lift PS/Admin Building, Basement near Electrical Shop | FCL-SES-FAK-0006 | First Aid Kit, High Lift Basement B1, Mechanical Room | PPE | Safety Equipment |  | FAK | http://www.toronto.ca/TWONTO#first_aid_station_equipment
85975 | WTR-PJS-FAK-0001 | First Aid Kit Station, john Street Pumping Station, Crew Room | WTR-CENTRAL-SES | Safety & Lifting Devices | Safety,First Aid Kit | Safety Equipment |  | FAK | http://www.toronto.ca/TWONTO#first_aid_station_equipment
144947 | WTR-PKN-FAK-0001 | First Aid Kit Station, Kennedy Pumping Station, Main Entrance | WTR-EAST-SES | Safety & Lifting Devices |  | Safety Equipment | 42086 | FAK | http://www.toronto.ca/TWONTO#first_aid_station_equipment
144948 | WTR-PKN-FAK-0001 | First Aid Kit Station, Kennedy Pumping Station, Main Entrance | WTR-SUSPENDED | Suspended Obsolete entity for storage purpose |  | Safety Equipment | 42086 | FAK | http://www.toronto.ca/TWONTO#first_aid_station_equipment
145058 | WTR-PLW-FAK-0001 | First Aid Kit Station, Lawrence Pumping Station, Electrical Room | WTR-WEST-SES | Safety & Lifting Devices | Safety,First Aid Kit | Safety Equipment |  | FAK | http://www.toronto.ca/TWONTO#first_aid_station_equipment
14499 | FCL-SES-FAK-0004 | First Aid Kit Station, Low Lift PS Building, SE Wall | FCL-SES-FAK-0006 | First Aid Kit, High Lift Basement B1, Mechanical Room | PPE | Safety Equipment |  | FAK | http://www.toronto.ca/TWONTO#first_aid_station_equipment
86986 | WTR-PMI-FAK-0001 | First Aid Kit Station, Milliken Pumping Station, Beside to the Washroom | WTR-EAST-SES | Safety & Lifting Devices | Safety,First Aid Kit | Safety Equipment |  | FAK | http://www.toronto.ca/TWONTO#first_aid_station_equipment
145277 | WTR-PMI-FAK-0001 | First Aid Kit Station, Milliken Pumping Station, Beside to the Washroom | WTR-PMI | Milliken Pumping Station | Safety,First Aid Kit | Safety Equipment |  | FAK | http://www.toronto.ca/TWONTO#first_aid_station_equipment
89357 | WTR-RRG-FAK-0001 | First Aid Kit Station, Rouge Tank, HVAC Room | WTR-EAST-SES | Safety & Lifting Devices |  | Safety Equipment | 42090 | FAK | http://www.toronto.ca/TWONTO#first_aid_station_equipment
147129 | WTR-RRG-FAK-0001 | First Aid Kit Station, Rouge Tank, HVAC Room | WTR-SUSPENDED | Suspended Obsolete entity for storage purpose |  | Safety Equipment | 42090 | FAK | http://www.toronto.ca/TWONTO#first_aid_station_equipment
88199 | WTR-PSC-FAK-0001 | First Aid Kit Station, Scarborough Pumping Station, Crew Room | WTR-EAST-SES | Safety & Lifting Devices | Safety,First Aid Kit | Safety Equipment |  | FAK | http://www.toronto.ca/TWONTO#first_aid_station_equipment
146299 | WTR-PSC-FAK-0001 | First Aid Kit Station, Scarborough Pumping Station, Crew Room | WTR-PSC-AUX | Auxiliary Equipment (Building Facilities) | Safety,First Aid Kit | Safety Equipment |  | FAK | http://www.toronto.ca/TWONTO#first_aid_station_equipment
88420 | WTR-PTH-FAK-0001 | First Aid Kit Station, Thornhill Pumping Station, Main Entrance | WTR-SUSPENDED | Suspended Obsolete entity for storage purpose |  | Safety Equipment | 42087 | FAK | http://www.toronto.ca/TWONTO#first_aid_station_equipment
146479 | WTR-PTH-FAK-0001 | First Aid Kit Station, Thornhill Pumping Station, Main Entrance | WTR-EAST-SES | Safety & Lifting Devices |  | Safety Equipment | 42087 | FAK | http://www.toronto.ca/TWONTO#first_aid_station_equipment
52995 | TAB-RSP-SQ-9120 | First Aid Kit T Bldg | TAB-WA1-SQ | Safety Equipment & Supplies Common to WA1 | Safety,First Aid Kit | Safety Equipment |  | SQ | http://www.toronto.ca/TWONTO#first_aid_kit
117360 | TAB-RSP-SQ-9120 | First Aid Kit T Bldg | TAB-RSP-SQ-M | Atmosphere Monitoring,Emerg. Eyewash and Shower Stations, First Aid Kits, M Bldg | Safety,First Aid Kit | Safety Equipment |  | SQ | http://www.toronto.ca/TWONTO#first_aid_kit
30381 | FIS-SES-FAK-0601 | First Aid Kit, Admin Building, Control Room | FIS-SES-FAK | First Aid Kits | Safety,First Aid Kit | Safety Equipment |  | FAK | http://www.toronto.ca/TWONTO#first_aid_kit
30382 | FIS-SES-FAK-0602 | First Aid Kit, Admin Building, Lab | FIS-SES-FAK | First Aid Kits | Safety,First Aid Kit | Safety Equipment |  | FAK | http://www.toronto.ca/TWONTO#first_aid_kit
79006 | THR-SQ-FAK-TRL2 | First Aid Kit, Admin. Trailer | THR-SQ-FAK-WA2 | First Aid Kit, Work Area 2 | Safety | Safety Equipment |  |  | http://www.toronto.ca/TWONTO#first_aid_kit
138861 | THR-SQ-FAK-TRL | First Aid Kit, Admin. Trailer | THR-SQ-FAK-WA2 | First Aid Kit, Work Area 2 | Safety | Safety Equipment |  |  | http://www.toronto.ca/TWONTO#first_aid_kit
97927 | FIS-SES-FAK-5001 | First Aid Kit, Burn Kit, Ammonia/Fluoride Building, Ammonia Pump Room | FIS-SES-FAK | First Aid Kits | Safety | Safety Equipment |  | FAK | http://www.toronto.ca/TWONTO#first_aid_kit
30385 | FIS-SES-FAK-3501 | First Aid Kit, Burn Kit, Gaseous Chemical Building, Entrance | FIS-SES-FAK | First Aid Kits | Safety | Safety Equipment |  | FAK | http://www.toronto.ca/TWONTO#first_aid_kit
30383 | FIS-SES-FAK-1401 | First Aid Kit, Chemical Sampling Building, Inside Entrance Doorway, West Side | FIS-SES-FAK | First Aid Kits | Safety,First Aid Kit | Safety Equipment |  | FAK | http://www.toronto.ca/TWONTO#first_aid_kit
78995 | THR-SQ-FAK-DIS | First Aid Kit, Chlorine Building Workshop | THR-SQ-FAK-WA1 | First Aid Kit, STB | Safety | Safety Equipment | 35466 |  | http://www.toronto.ca/TWONTO#first_aid_kit
78996 | THR-SQ-FAK-DIS | First Aid Kit, Chlorine Building Workshop | THR-SQ-FAK-WA4 | First Aid Kit, Work Area 4 | Safety | Safety Equipment | 35466 |  | http://www.toronto.ca/TWONTO#first_aid_kit
78994 | THR-SQ-FAK-CSE | First Aid Kit, Confined Space Entry | THR-SQ-FAK-WA2 | First Aid Kit, Work Area 2 | Safety | Safety Equipment |  |  | http://www.toronto.ca/TWONTO#first_aid_kit
138854 | THR-SQ-FAK-DIG | First Aid Kit, Digester Control Room | THR-SQ-FAK-WA1 | First Aid Kit, STB | Safety | Safety Equipment |  |  | http://www.toronto.ca/TWONTO#first_aid_kit
78998 | THR-SQ-FAK-EMS | First Aid Kit, East Maintenance Shop | THR-SQ-FAK-WA4 | First Aid Kit, Work Area 4 | Safety | Safety Equipment | 35467 |  | http://www.toronto.ca/TWONTO#first_aid_kit
78997 | THR-SQ-FAK-ELEC | First Aid Kit, Electrical Shop | THR-SQ-FAK-WA2 | First Aid Kit, Work Area 2 | Safety | Safety Equipment |  |  | http://www.toronto.ca/TWONTO#first_aid_kit
78999 | THR-SQ-FAK-EV | First Aid Kit, Electrical/EICT Van | THR-SQ-FAK-WA2 | First Aid Kit, Work Area 2 | Safety | Safety Equipment | 35461 |  | http://www.toronto.ca/TWONTO#first_aid_kit
18219 | FHA-SES-FAK-0502 | First Aid Kit, Filter Building, Filter Gallery Centre | FHA-SES-SQ-4 | First Aid | Safety,First Aid Kit | Safety Equipment |  | FAK | http://www.toronto.ca/TWONTO#first_aid_kit
81153 | FHA-SES-FAK-0501 | First Aid Kit, Filter Building, Filter Gallery Centre | FHA-SES-SQ-4 | First Aid | Safety,First Aid Kit | Safety Equipment |  | FAK | http://www.toronto.ca/TWONTO#first_aid_kit
30380 | FIS-SES-FAK-0008 | First Aid Kit, Fire Blanket, Woolen, Store | FIS-SES-FAK | First Aid Kits | Safety | Safety Equipment |  | FAK | http://www.toronto.ca/TWONTO#first_aid_kit
9153 | COL-YKP-FAK-0001 | First Aid Kit, First Floor (Hallway) | COL-YKP | Kipling Yard | Safety,First Aid Kit | Safety Equipment |  | FAK | http://www.toronto.ca/TWONTO#first_aid_kit
79000 | THR-SQ-FAK-GMPU | First Aid Kit, Grounds Maintenance Pick-up Truck | THR-SQ-FAK-WA2 | First Aid Kit, Work Area 2 | Safety | Safety Equipment | 35462 |  | http://www.toronto.ca/TWONTO#first_aid_kit
79001 | THR-SQ-FAK-LABS | First Aid Kit, Laboratory Workshop (SUSPENDED) | THR-SQ-FAK-WA2 | First Aid Kit, Work Area 2 | Safety | Safety Equipment | 35077 |  | http://www.toronto.ca/TWONTO#first_aid_kit
79003 | THR-SQ-FAK-MS | First Aid Kit, Machine Shop | THR-SQ-FAK-WA2 | First Aid Kit, Work Area 2 | Safety | Safety Equipment |  |  | http://www.toronto.ca/TWONTO#first_aid_kit
79002 | THR-SQ-FAK-MCR | First Aid Kit, Main Control Room | THR-SQ-FAK-WA2 | First Aid Kit, Work Area 2 | Safety | Safety Equipment |  |  | http://www.toronto.ca/TWONTO#first_aid_kit
138856 | THR-SQ-FAK-MPU | First Aid Kit, Maintenance Pick-up Truck | THR-SQ-FAK-WA2 | First Aid Kit, Work Area 2 | Safety | Safety Equipment | 35463 |  | http://www.toronto.ca/TWONTO#first_aid_kit
138855 | THR-SQ-FAK-MCVS | First Aid Kit, McViro Consultant Trailer (SUSPENDED) | THR-SQ-FAK-WA2 | First Aid Kit, Work Area 2 | Safety | Safety Equipment | 35079 |  | http://www.toronto.ca/TWONTO#first_aid_kit
79004 | THR-SQ-FAK-PP | First Aid Kit, Palace Pier | THR-SQ-FAK-WA4 | First Aid Kit, Work Area 4 | Safety | Safety Equipment | 35468 |  | http://www.toronto.ca/TWONTO#first_aid_kit
138857 | THR-SQ-FAK-PP | First Aid Kit, Palace Pier | THR-SQ-FAK-WA1 | First Aid Kit, STB | Safety | Safety Equipment | 35468 |  | http://www.toronto.ca/TWONTO#first_aid_kit
138858 | THR-SQ-FAK-PTV | First Aid Kit, Plant Technician Van | THR-SQ-FAK-WA2 | First Aid Kit, Work Area 2 | Safety | Safety Equipment | 35464 |  | http://www.toronto.ca/TWONTO#first_aid_kit
30384 | FIS-SES-FAK-1601 | First Aid Kit, Raw Water Valve Intake, Ground Level | FIS-SES | Safety, Instrumentation & Environmental Services |  | Safety Equipment |  | FAK | http://www.toronto.ca/TWONTO#first_aid_kit
138859 | THR-SQ-FAK-RSPS | First Aid Kit, RSPS Control Room | THR-SQ-FAK-WA4 | First Aid Kit, Work Area 4 | Safety | Safety Equipment |  |  | http://www.toronto.ca/TWONTO#first_aid_kit
34786 | COL-YKP-FAK-0002 | First Aid Kit, Second Floor (Kitchen) | COL-YKP | Kipling Yard | Safety,First Aid Kit | Safety Equipment |  | FAK | http://www.toronto.ca/TWONTO#first_aid_kit
138860 | THR-SQ-FAK-STB | First Aid Kit, Sludge Thickening Bldg., Control Room | THR-SQ-FAK-WA1 | First Aid Kit, STB | Safety | Safety Equipment | 35460 |  | http://www.toronto.ca/TWONTO#first_aid_kit
79008 | THR-SQ-FAK-WA1 | First Aid Kit, STB | THR-SES-WA1 | Safety & Environmental Services | Safety | Safety Equipment |  |  | http://www.toronto.ca/TWONTO#first_aid_kit
138862 | THR-SQ-FAK-WA1 | First Aid Kit, STB | THR-JHSC-WA1 | Joint Health & Safety Committee WA1 | Safety | Safety Equipment |  |  | http://www.toronto.ca/TWONTO#first_aid_kit
30386 | FIS-SES-FAK-4503 | First Aid Kit, Stretcher, Collapsible, Portable, Workshop Building, EICT Corridor | FIS-SES-FAK | First Aid Kits | Safety | Safety Equipment |  | FAK | http://www.toronto.ca/TWONTO#first_aid_kit
79007 | THR-SQ-FAK-TTR | First Aid Kit, Technical Trainer Room | THR-SQ-FAK-WA2 | First Aid Kit, Work Area 2 | Safety | Safety Equipment | 35465 |  | http://www.toronto.ca/TWONTO#first_aid_kit
79005 | THR-SQ-FAK-TRAL | First Aid Kit, Trailer | THR-SQ-FAK-WA2 | First Aid Kit, Work Area 2 | Safety | Safety Equipment |  |  | http://www.toronto.ca/TWONTO#first_aid_kit
9208 | COL-YKP-FAK-080109 | First Aid Kit, Truck # 080109 (2022 FORD F550) | COL-YKP | Kipling Yard | Safety,First Aid Kit | Safety Equipment |  | FAK | http://www.toronto.ca/TWONTO#first_aid_kit
35019 | COL-YKP-FAK-080109 | First Aid Kit, Truck # 080109 (2022 FORD F550) | COL-YKP-VEH-080109 | Vehicle, Truck # 080109 (2022 FORD F550) | Safety,First Aid Kit | Safety Equipment |  | FAK | http://www.toronto.ca/TWONTO#first_aid_kit
9210 | COL-YKP-FAK-080122 | First Aid Kit, Truck # 080122 (2022 FORD F550) | COL-YKP-VEH-080122 | Vehicle, Truck # 080122 (2022 FORD F550) | Safety,First Aid Kit | Safety Equipment |  | FAK | http://www.toronto.ca/TWONTO#first_aid_kit
35027 | COL-YKP-FAK-080122 | First Aid Kit, Truck # 080122 (2022 FORD F550) | COL-YKP | Kipling Yard | Safety,First Aid Kit | Safety Equipment |  | FAK | http://www.toronto.ca/TWONTO#first_aid_kit
9151 | COL-YKP-FAK- 065208 | First Aid Kit, Truck # 065208 (2023 FORD F250) | COL-YKP | Kipling Yard | Safety,First Aid Kit | Safety Equipment |  |  | http://www.toronto.ca/TWONTO#first_aid_kit
34784 | COL-YKP-FAK- 065208 | First Aid Kit, Truck # 065208 (2023 FORD F250) | COL-YKP-VEH-065208 | Vehicle, Truck # 065208 (2023 FORD F250) | Safety,First Aid Kit | Safety Equipment |  |  | http://www.toronto.ca/TWONTO#first_aid_kit
9205 | COL-YKP-FAK-067144 | First Aid Kit, Truck # 067144 (2023 DODGE RAM 2500) | COL-YKP | Kipling Yard | Safety,First Aid Kit | Safety Equipment |  | FAK | http://www.toronto.ca/TWONTO#first_aid_kit
35013 | COL-YKP-FAK-067144 | First Aid Kit, Truck # 067144 (2023 DODGE RAM 2500) | COL-YKP-VEH-067144 | Vehicle, Truck # 067144 (2023 DODGE RAM 2500) | Safety,First Aid Kit | Safety Equipment |  | FAK | http://www.toronto.ca/TWONTO#first_aid_kit
35014 | COL-YKP-FAK-067144 | First Aid Kit, Truck # 067144 (2023 DODGE RAM 2500) | COL-YKP-VEH-67134 | Vehicle, Truck # 67134 (2023 CHEVROLET 2500HD STANDARD) | Safety,First Aid Kit | Safety Equipment |  | FAK | http://www.toronto.ca/TWONTO#first_aid_kit
9152 | COL-YKP-FAK- 067161 | First Aid Kit, Truck # 067161 (2023 FORD F250) | COL-YKP-VEH-067161 | Vehicle, Truck # 067161 (2023 FORD F250) | Safety,First Aid Kit | Safety Equipment |  |  | http://www.toronto.ca/TWONTO#first_aid_kit
34785 | COL-YKP-FAK- 067161 | First Aid Kit, Truck # 067161 (2023 FORD F250) | COL-YKP | Kipling Yard | Safety,First Aid Kit | Safety Equipment |  |  | http://www.toronto.ca/TWONTO#first_aid_kit
35023 | COL-YKP-FAK-080120 | First Aid Kit, Truck # 080120 (2022 FORD F550) | COL-YKP | Kipling Yard | Safety,First Aid Kit | Safety Equipment |  | FAK | http://www.toronto.ca/TWONTO#first_aid_kit
35024 | COL-YKP-FAK-080120 | First Aid Kit, Truck # 080120 (2022 FORD F550) | COL-YKP-VEH-080120 | Vehicle, Truck #080120 (2022 FORD F550) | Safety,First Aid Kit | Safety Equipment |  | FAK | http://www.toronto.ca/TWONTO#first_aid_kit
9211 | COL-YKP-FAK-080123 | First Aid Kit, Truck # 080123 (2022 FORD F550) | COL-YKP | Kipling Yard | Safety,First Aid Kit | Safety Equipment |  | FAK | http://www.toronto.ca/TWONTO#first_aid_kit
9212 | COL-YKP-FAK-080123 | First Aid Kit, Truck # 080123 (2022 FORD F550) | COL-YKP-VEH-080123 | Vehicle, Truck #080123 (2022 FORD F550) | Safety,First Aid Kit | Safety Equipment |  | FAK | http://www.toronto.ca/TWONTO#first_aid_kit
9215 | COL-YKP-FAK-189018 | First Aid Kit, Truck # 189018 (2018 FREIGHTLNR M2 106) | COL-YKP | Kipling Yard | Safety,First Aid Kit | Safety Equipment |  | FAK | http://www.toronto.ca/TWONTO#first_aid_kit
9216 | COL-YKP-FAK-189018 | First Aid Kit, Truck # 189018 (2018 FREIGHTLNR M2 106) | COL-YKP-VEH-189018 | Vehicle, Truck # 189018 (2018 FREIGHTLNR M2 106) | Safety,First Aid Kit | Safety Equipment |  | FAK | http://www.toronto.ca/TWONTO#first_aid_kit
9218 | COL-YKP-FAK-67108 | First Aid Kit, Truck # 67108 (2022 CHEVROLET 2500HD) | COL-YKP | Kipling Yard | Safety,First Aid Kit | Safety Equipment |  | FAK | http://www.toronto.ca/TWONTO#first_aid_kit
9219 | COL-YKP-FAK-67108 | First Aid Kit, Truck # 67108 (2022 CHEVROLET 2500HD) | COL-YKP-VEH-67108 | Vehicle, Truck # 67108 (2022 CHEVROLET 2500HD) | Safety,First Aid Kit | Safety Equipment |  | FAK | http://www.toronto.ca/TWONTO#first_aid_kit
9220 | COL-YKP-FAK-67134 | First Aid Kit, Truck # 67134 (2023 CHEVROLET 2500HD STANDARD) | COL-YKP-VEH-67134 | Vehicle, Truck # 67134 (2023 CHEVROLET 2500HD STANDARD) | Safety,First Aid Kit | Safety Equipment |  | FAK | http://www.toronto.ca/TWONTO#first_aid_kit
35029 | COL-YKP-FAK-67134 | First Aid Kit, Truck # 67134 (2023 CHEVROLET 2500HD STANDARD) | COL-YKP | Kipling Yard | Safety,First Aid Kit | Safety Equipment |  | FAK | http://www.toronto.ca/TWONTO#first_aid_kit
9196 | COL-YKP-FAK-0034 | First Aid Kit, Truck #041121 (Escape Hybrid) | COL-YKP-VEH-0034S | Vehicle, Truck #041121 (Escape Hybrid) | Safety,First Aid Kit | Safety Equipment |  | FAK | http://www.toronto.ca/TWONTO#first_aid_kit
35001 | COL-YKP-FAK-0034 | First Aid Kit, Truck #041121 (Escape Hybrid) | COL-YKP | Kipling Yard | Safety,First Aid Kit | Safety Equipment |  | FAK | http://www.toronto.ca/TWONTO#first_aid_kit
9199 | COL-YKP-FAK-0038 | First Aid Kit, Truck #041152 (Escape) | COL-YKP | Kipling Yard | Safety,First Aid Kit | Safety Equipment |  | FAK | http://www.toronto.ca/TWONTO#first_aid_kit
9200 | COL-YKP-FAK-0038 | First Aid Kit, Truck #041152 (Escape) | COL-YKP-VEH-0038S | Vehicle, Truck #041152 (Escape) | Safety,First Aid Kit | Safety Equipment |  | FAK | http://www.toronto.ca/TWONTO#first_aid_kit
9194 | COL-YKP-FAK-0033S | First Aid Kit, Truck #041188 (Escape) | COL-W-OBSOLETE | Col West Obsolete Entities | Safety,First Aid Kit | Safety Equipment | 39319 | FAK | http://www.toronto.ca/TWONTO#first_aid_kit
9195 | COL-YKP-FAK-0033S | First Aid Kit, Truck #041188 (Escape) | COL-YKP | Kipling Yard | Safety,First Aid Kit | Safety Equipment | 39319 | FAK | http://www.toronto.ca/TWONTO#first_aid_kit
35000 | COL-YKP-FAK-0033S | First Aid Kit, Truck #041188 (Escape) | COL-YKP-VEH-0033 | Vehicle, Truck #041188 (Escape) | Safety,First Aid Kit | Safety Equipment | 39319 | FAK | http://www.toronto.ca/TWONTO#first_aid_kit
9197 | COL-YKP-FAK-0035 | First Aid Kit, Truck #041189 (Escape) | COL-YKP | Kipling Yard | Safety,First Aid Kit | Safety Equipment |  | FAK | http://www.toronto.ca/TWONTO#first_aid_kit
35002 | COL-YKP-FAK-0035 | First Aid Kit, Truck #041189 (Escape) | COL-YKP-VEH-0035 | Vehicle, Truck #041189 (Escape) | Safety,First Aid Kit | Safety Equipment |  | FAK | http://www.toronto.ca/TWONTO#first_aid_kit
35003 | COL-YKP-FAK-0036 | First Aid Kit, Truck #041226 (Escape) | COL-YKP | Kipling Yard | Safety,First Aid Kit | Safety Equipment |  | FAK | http://www.toronto.ca/TWONTO#first_aid_kit
35004 | COL-YKP-FAK-0036 | First Aid Kit, Truck #041226 (Escape) | COL-YKP-VEH-041226 | Vehicle, Truck #041226 (Escape) | Safety,First Aid Kit | Safety Equipment |  | FAK | http://www.toronto.ca/TWONTO#first_aid_kit
9198 | COL-YKP-FAK-0037 | First Aid Kit, Truck #041227 (Escape) | COL-YKP-VEH-0037 | Vehicle, Truck #041227 (Escape) | Safety,First Aid Kit | Safety Equipment |  | FAK | http://www.toronto.ca/TWONTO#first_aid_kit
35005 | COL-YKP-FAK-0037 | First Aid Kit, Truck #041227 (Escape) | COL-YKP | Kipling Yard | Safety,First Aid Kit | Safety Equipment |  | FAK | http://www.toronto.ca/TWONTO#first_aid_kit
34996 | COL-YKP-FAK-0031 | First Aid Kit, Truck #041264 (Escape) | COL-YKP | Kipling Yard | Safety,First Aid Kit | Safety Equipment |  | FAK | http://www.toronto.ca/TWONTO#first_aid_kit
34997 | COL-YKP-FAK-0031 | First Aid Kit, Truck #041264 (Escape) | COL-YKP-VEH-0031 | Vehicle, Truck #041264 (Escape) | Safety,First Aid Kit | Safety Equipment |  | FAK | http://www.toronto.ca/TWONTO#first_aid_kit
9157 | COL-YKP-FAK-0006S | First Aid Kit, Truck #043191 (Sierra 1500) | COL-W-OBSOLETE | Col West Obsolete Entities | Safety,First Aid Kit | Safety Equipment | 39964 | FAK | http://www.toronto.ca/TWONTO#first_aid_kit
9158 | COL-YKP-FAK-0006S | First Aid Kit, Truck #043191 (Sierra 1500) | COL-YKP | Kipling Yard | Safety,First Aid Kit | Safety Equipment | 39964 | FAK | http://www.toronto.ca/TWONTO#first_aid_kit
34797 | COL-YKP-FAK-0006S | First Aid Kit, Truck #043191 (Sierra 1500) | COL-YKP-VEH-0006S | Vehicle, Truck #043191 (Sierra 1500) | Safety,First Aid Kit | Safety Equipment | 39964 | FAK | http://www.toronto.ca/TWONTO#first_aid_kit
9166 | COL-YKP-FAK-0012S | First Aid Kit, Truck #043194 (Sierra 1500) | COL-W-OBSOLETE | Col West Obsolete Entities | Safety,First Aid Kit | Safety Equipment | 41250 | FAK | http://www.toronto.ca/TWONTO#first_aid_kit
9167 | COL-YKP-FAK-0012S | First Aid Kit, Truck #043194 (Sierra 1500) | COL-YKP | Kipling Yard | Safety,First Aid Kit | Safety Equipment | 41250 | FAK | http://www.toronto.ca/TWONTO#first_aid_kit
9168 | COL-YKP-FAK-0012S | First Aid Kit, Truck #043194 (Sierra 1500) | COL-YKP-VEH-0012S | Vehicle, Truck #043194 (Sierra 1500) | Safety,First Aid Kit | Safety Equipment | 41250 | FAK | http://www.toronto.ca/TWONTO#first_aid_kit
9201 | COL-YKP-FAK-050163 | First Aid Kit, Truck #050163 (2022 DODGE RAM 1500) | COL-YKP | Kipling Yard | Safety,First Aid Kit | Safety Equipment |  | FAK | http://www.toronto.ca/TWONTO#first_aid_kit
9202 | COL-YKP-FAK-050163 | First Aid Kit, Truck #050163 (2022 DODGE RAM 1500) | COL-YKP-VEH-050163 | Vehicle, Truck #050163 (2022 DODGE RAM 1500) | Safety,First Aid Kit | Safety Equipment |  | FAK | http://www.toronto.ca/TWONTO#first_aid_kit
9203 | COL-YKP-FAK-051025 | First Aid Kit, Truck #051025 (2021 CHEVROLET COLORADO) | COL-YKP-VEH-051025 | Vehicle, Truck #051025 (2021 CHEVROLET COLORADO) | Safety,First Aid Kit | Safety Equipment |  | FAK | http://www.toronto.ca/TWONTO#first_aid_kit
35008 | COL-YKP-FAK-051025 | First Aid Kit, Truck #051025 (2021 CHEVROLET COLORADO) | COL-YKP | Kipling Yard | Safety,First Aid Kit | Safety Equipment |  | FAK | http://www.toronto.ca/TWONTO#first_aid_kit
9179 | COL-YKP-FAK-0019(S) | First Aid Kit, Truck #062084 (RAM 2500) | COL-W-OBSOLETE | Col West Obsolete Entities | Safety,First Aid Kit | Safety Equipment | 39045 | FAK | http://www.toronto.ca/TWONTO#first_aid_kit
9180 | COL-YKP-FAK-0019(S) | First Aid Kit, Truck #062084 (RAM 2500) | COL-YKP | Kipling Yard | Safety,First Aid Kit | Safety Equipment | 39045 | FAK | http://www.toronto.ca/TWONTO#first_aid_kit
34814 | COL-YKP-FAK-0019(S) | First Aid Kit, Truck #062084 (RAM 2500) | COL-YKP-VEH-0019(S) | Vehicle, Truck #062084 (RAM 2500) | Safety,First Aid Kit | Safety Equipment | 39045 | FAK | http://www.toronto.ca/TWONTO#first_aid_kit
9165 | COL-YKP-FAK-0010S | First Aid Kit, Truck #064100 (RAM 2500) | COL-YKP-VEH-0010S | Vehicle, Truck #064100 (RAM 2500) | Safety,First Aid Kit | Safety Equipment | 39334 | FAK | http://www.toronto.ca/TWONTO#first_aid_kit
34802 | COL-YKP-FAK-0010S | First Aid Kit, Truck #064100 (RAM 2500) | COL-W-OBSOLETE | Col West Obsolete Entities | Safety,First Aid Kit | Safety Equipment | 39334 | FAK | http://www.toronto.ca/TWONTO#first_aid_kit
34803 | COL-YKP-FAK-0010S | First Aid Kit, Truck #064100 (RAM 2500) | COL-YKP | Kipling Yard | Safety,First Aid Kit | Safety Equipment | 39334 | FAK | http://www.toronto.ca/TWONTO#first_aid_kit
9169 | COL-YKP-FAK-0013S | First Aid Kit, Truck #064118 (F250) | COL-W-OBSOLETE | Col West Obsolete Entities | Safety,First Aid Kit | Safety Equipment | 41256 | FAK | http://www.toronto.ca/TWONTO#first_aid_kit
9170 | COL-YKP-FAK-0013S | First Aid Kit, Truck #064118 (F250) | COL-YKP | Kipling Yard | Safety,First Aid Kit | Safety Equipment | 41256 | FAK | http://www.toronto.ca/TWONTO#first_aid_kit
34804 | COL-YKP-FAK-0013S | First Aid Kit, Truck #064118 (F250) | COL-YKP-VEH-0013S | Vehicle, Truck #064118 (F250) | Safety,First Aid Kit | Safety Equipment | 41256 | FAK | http://www.toronto.ca/TWONTO#first_aid_kit
34790 | COL-YKP-FAK-0004 | First Aid Kit, Truck #064160 (F250) | COL-YKP | Kipling Yard | Safety,First Aid Kit | Safety Equipment |  | FAK | http://www.toronto.ca/TWONTO#first_aid_kit
34791 | COL-YKP-FAK-0004 | First Aid Kit, Truck #064160 (F250) | COL-YKP-VEH-0004 | Vehicle, Truck #064160 (F250) | Safety,First Aid Kit | Safety Equipment |  | FAK | http://www.toronto.ca/TWONTO#first_aid_kit
35009 | COL-YKP-FAK-064161 | First Aid Kit, Truck #064161 (F250) | COL-YKP | Kipling Yard | Safety,First Aid Kit | Safety Equipment |  | FAK | http://www.toronto.ca/TWONTO#first_aid_kit
35010 | COL-YKP-FAK-064161 | First Aid Kit, Truck #064161 (F250) | COL-YKP-VEH-064161 | Vehicle, Truck #064161 (F250) | Safety,First Aid Kit | Safety Equipment |  | FAK | http://www.toronto.ca/TWONTO#first_aid_kit
85492 | WTR-PHL-FAK-0004-SUS | First Aid Kit, Truck #065041 | WTR-CENTRAL-SES | Safety & Lifting Devices | Safety,First Aid Kit | Safety Equipment | 47483 | FAK | http://www.toronto.ca/TWONTO#first_aid_kit
85493 | WTR-PHL-FAK-0004-SUS | First Aid Kit, Truck #065041 | WTR-SUSPENDED | Suspended Obsolete entity for storage purpose | Safety,First Aid Kit | Safety Equipment | 47483 | FAK | http://www.toronto.ca/TWONTO#first_aid_kit
34994 | COL-YKP-FAK-0030 | First Aid Kit, Truck #065124 (F250) | COL-YKP | Kipling Yard | Safety,First Aid Kit | Safety Equipment |  | FAK | http://www.toronto.ca/TWONTO#first_aid_kit
34995 | COL-YKP-FAK-0030 | First Aid Kit, Truck #065124 (F250) | COL-YKP-VEH-0030 | Vehicle, Truck #065124 (F250) | Safety,First Aid Kit | Safety Equipment |  | FAK | http://www.toronto.ca/TWONTO#first_aid_kit
9186 | COL-YKP-FAK-0026 | First Aid Kit, Truck #065125 (F250) | COL-YKP | Kipling Yard | Safety,First Aid Kit | Safety Equipment |  | FAK | http://www.toronto.ca/TWONTO#first_aid_kit
9187 | COL-YKP-FAK-0026 | First Aid Kit, Truck #065125 (F250) | COL-YKP-VEH-0026 | Vehicle, Truck #065125 (F250) | Safety,First Aid Kit | Safety Equipment |  | FAK | http://www.toronto.ca/TWONTO#first_aid_kit
34792 | COL-YKP-FAK-0005S | First Aid Kit, Truck #067019 (RAM 2500) | COL-W-OBSOLETE | Col West Obsolete Entities | Safety,First Aid Kit | Safety Equipment | 41049 | FAK | http://www.toronto.ca/TWONTO#first_aid_kit
34793 | COL-YKP-FAK-0005S | First Aid Kit, Truck #067019 (RAM 2500) | COL-YKP | Kipling Yard | Safety,First Aid Kit | Safety Equipment | 41049 | FAK | http://www.toronto.ca/TWONTO#first_aid_kit
34794 | COL-YKP-FAK-0005S | First Aid Kit, Truck #067019 (RAM 2500) | COL-YKP-VEH-0005S | Vehicle, Truck #067019 (RAM 2500) | Safety,First Aid Kit | Safety Equipment | 41049 | FAK | http://www.toronto.ca/TWONTO#first_aid_kit
9204 | COL-YKP-FAK-067026S | First Aid Kit, Truck #067026 (Dodge Ram 2500) | COL-YKP-VEH-067026S | Vehicle, Truck #067026 (Dodge Ram 2500) | Safety,First Aid Kit | Safety Equipment | 46855 | FAK | http://www.toronto.ca/TWONTO#first_aid_kit
35011 | COL-YKP-FAK-067026S | First Aid Kit, Truck #067026 (Dodge Ram 2500) | COL-W-OBSOLETE | Col West Obsolete Entities | Safety,First Aid Kit | Safety Equipment | 46855 | FAK | http://www.toronto.ca/TWONTO#first_aid_kit
35012 | COL-YKP-FAK-067026S | First Aid Kit, Truck #067026 (Dodge Ram 2500) | COL-YKP | Kipling Yard | Safety,First Aid Kit | Safety Equipment | 46855 | FAK | http://www.toronto.ca/TWONTO#first_aid_kit
9176 | COL-YKP-FAK-0017S | First Aid Kit, Truck #067037 (F250) | COL-YKP | Kipling Yard | Safety,First Aid Kit | Safety Equipment | 47512 | FAK | http://www.toronto.ca/TWONTO#first_aid_kit
9177 | COL-YKP-FAK-0017S | First Aid Kit, Truck #067037 (F250) | COL-YKP-VEH-0017S | Vehicle, Truck #067037 (F250) | Safety,First Aid Kit | Safety Equipment | 47512 | FAK | http://www.toronto.ca/TWONTO#first_aid_kit
34809 | COL-YKP-FAK-0017S | First Aid Kit, Truck #067037 (F250) | COL-W-OBSOLETE | Col West Obsolete Entities | Safety,First Aid Kit | Safety Equipment | 47512 | FAK | http://www.toronto.ca/TWONTO#first_aid_kit
9189 | COL-YKP-FAK-0028S | First Aid Kit, Truck #067038 (F250) | COL-YKP | Kipling Yard | Safety,First Aid Kit | Safety Equipment | 44893 | FAK | http://www.toronto.ca/TWONTO#first_aid_kit
9190 | COL-YKP-FAK-0028S | First Aid Kit, Truck #067038 (F250) | COL-YKP-VEH-0028S | Vehicle, Truck #067038 (F250) | Safety,First Aid Kit | Safety Equipment | 44893 | FAK | http://www.toronto.ca/TWONTO#first_aid_kit
34991 | COL-YKP-FAK-0028S | First Aid Kit, Truck #067038 (F250) | COL-W-OBSOLETE | Col West Obsolete Entities | Safety,First Aid Kit | Safety Equipment | 44893 | FAK | http://www.toronto.ca/TWONTO#first_aid_kit
9188 | COL-YKP-FAK-0027 | First Aid Kit, Truck #067060 (F250 4x4) | COL-YKP | Kipling Yard | Safety,First Aid Kit | Safety Equipment |  | FAK | http://www.toronto.ca/TWONTO#first_aid_kit
34990 | COL-YKP-FAK-0027 | First Aid Kit, Truck #067060 (F250 4x4) | COL-YKP-VEH-0027 | Vehicle, Truck #067060 (F250 4x4) | Safety,First Aid Kit | Safety Equipment |  | FAK | http://www.toronto.ca/TWONTO#first_aid_kit
35015 | COL-YKP-FAK-067149 | First Aid Kit, Truck #067149 (Dodge Ram 2500) | COL-YKP | Kipling Yard | Safety,First Aid Kit | Safety Equipment |  | FAK | http://www.toronto.ca/TWONTO#first_aid_kit
35016 | COL-YKP-FAK-067149 | First Aid Kit, Truck #067149 (Dodge Ram 2500) | COL-YKP-VEH-067149 | Vehicle, Truck #067149 (Dodge Ram 2500) | Safety,First Aid Kit | Safety Equipment |  | FAK | http://www.toronto.ca/TWONTO#first_aid_kit
9206 | COL-YKP-FAK-067150 | First Aid Kit, Truck #067150 (Dodge Ram 2500) | COL-YKP-VEH-067150 | Vehicle, Truck #067150 (Dodge Ram 2500) | Safety,First Aid Kit | Safety Equipment |  | FAK | http://www.toronto.ca/TWONTO#first_aid_kit
35017 | COL-YKP-FAK-067150 | First Aid Kit, Truck #067150 (Dodge Ram 2500) | COL-YKP | Kipling Yard | Safety,First Aid Kit | Safety Equipment |  | FAK | http://www.toronto.ca/TWONTO#first_aid_kit
35007 | COL-YKP-FAK-0042 | First Aid Kit, Truck #076074 (Chevrolet Silverado 3500) | COL-YKP-VEH-0042 | Vehicle, Truck # 076074 (Chevrolet Silverado 3500) | Safety,First Aid Kit | Safety Equipment |  | FAK | http://www.toronto.ca/TWONTO#first_aid_kit
9164 | COL-YKP-FAK-0010 | First Aid Kit, Truck #076082 (SILVERADO 3500) | COL-YKP-VEH-0010 | Vehicle, Truck # 076082 (SILVERADO 3500) | Safety,First Aid Kit | Safety Equipment |  | FAK | http://www.toronto.ca/TWONTO#first_aid_kit
35006 | COL-YKP-FAK-0041 | First Aid Kit, Truck #076083 (Chevrolet Silverado 3500) | COL-YKP-VEH-0041 | Vehicle, Truck # 076083 (Chevrolet Silverado 3500) | Safety,First Aid Kit | Safety Equipment |  | FAK | http://www.toronto.ca/TWONTO#first_aid_kit
34822 | COL-YKP-FAK-0023S | First Aid Kit, Truck #080040 (F550) | COL-W-OBSOLETE | Col West Obsolete Entities | Safety,First Aid Kit | Safety Equipment | 40245 | FAK | http://www.toronto.ca/TWONTO#first_aid_kit
34823 | COL-YKP-FAK-0023S | First Aid Kit, Truck #080040 (F550) | COL-YKP | Kipling Yard | Safety,First Aid Kit | Safety Equipment | 40245 | FAK | http://www.toronto.ca/TWONTO#first_aid_kit
34824 | COL-YKP-FAK-0023S | First Aid Kit, Truck #080040 (F550) | COL-YKP-VEH-0023S | Vehicle, Truck #080040 (F550) | Safety,First Aid Kit | Safety Equipment | 40245 | FAK | http://www.toronto.ca/TWONTO#first_aid_kit
9154 | COL-YKP-FAK-0002S | First Aid Kit, Truck #080046 (Ford F550) | COL-W-OBSOLETE | Col West Obsolete Entities | Safety,First Aid Kit | Safety Equipment | 41242 | FAK | http://www.toronto.ca/TWONTO#first_aid_kit
9155 | COL-YKP-FAK-0002S | First Aid Kit, Truck #080046 (Ford F550) | COL-YKP | Kipling Yard | Safety,First Aid Kit | Safety Equipment | 41242 | FAK | http://www.toronto.ca/TWONTO#first_aid_kit
34787 | COL-YKP-FAK-0002S | First Aid Kit, Truck #080046 (Ford F550) | COL-YKP-VEH-0002S | Vehicle, Truck #080046 (Ford F550) | Safety,First Aid Kit | Safety Equipment | 41242 | FAK | http://www.toronto.ca/TWONTO#first_aid_kit
9172 | COL-YKP-FAK-0015S | First Aid Kit, Truck #080047 (F550) | COL-W-OBSOLETE | Col West Obsolete Entities | Safety,First Aid Kit | Safety Equipment | 42980 | FAK | http://www.toronto.ca/TWONTO#first_aid_kit
9173 | COL-YKP-FAK-0015S | First Aid Kit, Truck #080047 (F550) | COL-YKP-VEH-0015S | Vehicle, Truck #080047 (F550) | Safety,First Aid Kit | Safety Equipment | 42980 | FAK | http://www.toronto.ca/TWONTO#first_aid_kit
34807 | COL-YKP-FAK-0015S | First Aid Kit, Truck #080047 (F550) | COL-YKP | Kipling Yard | Safety,First Aid Kit | Safety Equipment | 42980 | FAK | http://www.toronto.ca/TWONTO#first_aid_kit
34799 | COL-YKP-FAK-0008S | First Aid Kit, Truck #080048 (F550) | COL-W-OBSOLETE | Col West Obsolete Entities | Safety,First Aid Kit | Safety Equipment | 39332 | FAK | http://www.toronto.ca/TWONTO#first_aid_kit
34800 | COL-YKP-FAK-0008S | First Aid Kit, Truck #080048 (F550) | COL-YKP | Kipling Yard | Safety,First Aid Kit | Safety Equipment | 39332 | FAK | http://www.toronto.ca/TWONTO#first_aid_kit
34801 | COL-YKP-FAK-0008S | First Aid Kit, Truck #080048 (F550) | COL-YKP-VEH-0008S | Vehicle, Truck #080048 (F550) | Safety,First Aid Kit | Safety Equipment | 39332 | FAK | http://www.toronto.ca/TWONTO#first_aid_kit
85490 | WTR-PHL-FAK-0003-SUS | First Aid Kit, Truck #080049 | WTR-CENTRAL-SES | Safety & Lifting Devices | Safety,First Aid Kit | Safety Equipment | 47482 | FAK | http://www.toronto.ca/TWONTO#first_aid_kit
85491 | WTR-PHL-FAK-0003-SUS | First Aid Kit, Truck #080049 | WTR-SUSPENDED | Suspended Obsolete entity for storage purpose | Safety,First Aid Kit | Safety Equipment | 47482 | FAK | http://www.toronto.ca/TWONTO#first_aid_kit
9159 | COL-YKP-FAK-0007S | First Aid Kit, Truck #080055 (F550) | COL-W-OBSOLETE | Col West Obsolete Entities | Safety,First Aid Kit | Safety Equipment | 41253 | FAK | http://www.toronto.ca/TWONTO#first_aid_kit
9160 | COL-YKP-FAK-0007S | First Aid Kit, Truck #080055 (F550) | COL-YKP-VEH-0007S | Vehicle, Truck #080055 (F550) | Safety,First Aid Kit | Safety Equipment | 41253 | FAK | http://www.toronto.ca/TWONTO#first_aid_kit
34798 | COL-YKP-FAK-0007S | First Aid Kit, Truck #080055 (F550) | COL-YKP | Kipling Yard | Safety,First Aid Kit | Safety Equipment | 41253 | FAK | http://www.toronto.ca/TWONTO#first_aid_kit
9171 | COL-YKP-FAK-0014S | First Aid Kit, Truck #080056 (F550) | COL-YKP-VEH-0014S | Vehicle, Truck #080056 (F550) | Safety,First Aid Kit | Safety Equipment | 41245 | FAK | http://www.toronto.ca/TWONTO#first_aid_kit
34805 | COL-YKP-FAK-0014S | First Aid Kit, Truck #080056 (F550) | COL-W-OBSOLETE | Col West Obsolete Entities | Safety,First Aid Kit | Safety Equipment | 41245 | FAK | http://www.toronto.ca/TWONTO#first_aid_kit
34806 | COL-YKP-FAK-0014S | First Aid Kit, Truck #080056 (F550) | COL-YKP | Kipling Yard | Safety,First Aid Kit | Safety Equipment | 41245 | FAK | http://www.toronto.ca/TWONTO#first_aid_kit
9161 | COL-YKP-FAK-0009S | First Aid Kit, Truck #080070 (F550 XL) | COL-W-OBSOLETE | Col West Obsolete Entities | Safety,First Aid Kit | Safety Equipment | 41259 | FAK | http://www.toronto.ca/TWONTO#first_aid_kit
9162 | COL-YKP-FAK-0009S | First Aid Kit, Truck #080070 (F550 XL) | COL-YKP | Kipling Yard | Safety,First Aid Kit | Safety Equipment | 41259 | FAK | http://www.toronto.ca/TWONTO#first_aid_kit
9163 | COL-YKP-FAK-0009S | First Aid Kit, Truck #080070 (F550 XL) | COL-YKP-VEH-0009S | Vehicle, Truck #080070 (F550 XL) | Safety,First Aid Kit | Safety Equipment | 41259 | FAK | http://www.toronto.ca/TWONTO#first_aid_kit
9174 | COL-YKP-FAK-0016S | First Aid Kit, Truck #080071 (F550) | COL-W-OBSOLETE | Col West Obsolete Entities | Safety,First Aid Kit | Safety Equipment | 41247 | FAK | http://www.toronto.ca/TWONTO#first_aid_kit
9175 | COL-YKP-FAK-0016S | First Aid Kit, Truck #080071 (F550) | COL-YKP | Kipling Yard | Safety,First Aid Kit | Safety Equipment | 41247 | FAK | http://www.toronto.ca/TWONTO#first_aid_kit
34808 | COL-YKP-FAK-0016S | First Aid Kit, Truck #080071 (F550) | COL-YKP-VEH-0016S | Vehicle, Truck #080071 (F550) | Safety,First Aid Kit | Safety Equipment | 41247 | FAK | http://www.toronto.ca/TWONTO#first_aid_kit
9181 | COL-YKP-FAK-0020S | First Aid Kit, Truck #080072 (F550 XL) | COL-YKP | Kipling Yard | Safety,First Aid Kit | Safety Equipment | 44897 | FAK | http://www.toronto.ca/TWONTO#first_aid_kit
34815 | COL-YKP-FAK-0020S | First Aid Kit, Truck #080072 (F550 XL) | COL-W-OBSOLETE | Col West Obsolete Entities | Safety,First Aid Kit | Safety Equipment | 44897 | FAK | http://www.toronto.ca/TWONTO#first_aid_kit
34816 | COL-YKP-FAK-0020S | First Aid Kit, Truck #080072 (F550 XL) | COL-YKP-VEH-0020S | Vehicle, Truck #080072 (F550 XL) | Safety,First Aid Kit | Safety Equipment | 44897 | FAK | http://www.toronto.ca/TWONTO#first_aid_kit
85489 | WTR-PHL-FAK-0002-SUS | First Aid Kit, Truck #080074 | WTR-SUSPENDED | Suspended Obsolete entity for storage purpose | Safety,First Aid Kit | Safety Equipment | 47481 | FAK | http://www.toronto.ca/TWONTO#first_aid_kit
143919 | WTR-PHL-FAK-0002-SUS | First Aid Kit, Truck #080074 | WTR-CENTRAL-SES | Safety & Lifting Devices | Safety,First Aid Kit | Safety Equipment | 47481 | FAK | http://www.toronto.ca/TWONTO#first_aid_kit
9156 | COL-YKP-FAK-0003S | First Aid Kit, Truck #080079 (Ford F550) | COL-W-OBSOLETE | Col West Obsolete Entities | Safety,First Aid Kit | Safety Equipment | 43620 | FAK | http://www.toronto.ca/TWONTO#first_aid_kit
34788 | COL-YKP-FAK-0003S | First Aid Kit, Truck #080079 (Ford F550) | COL-YKP | Kipling Yard | Safety,First Aid Kit | Safety Equipment | 43620 | FAK | http://www.toronto.ca/TWONTO#first_aid_kit
34789 | COL-YKP-FAK-0003S | First Aid Kit, Truck #080079 (Ford F550) | COL-YKP-VEH-0003S | Vehicle, Truck #080079 (Ford F550) | Safety,First Aid Kit | Safety Equipment | 43620 | FAK | http://www.toronto.ca/TWONTO#first_aid_kit
9178 | COL-YKP-FAK-0018S | First Aid Kit, Truck #095091 (Transit XL) | COL-YKP | Kipling Yard | Safety,First Aid Kit | Safety Equipment | 42724 | FAK | http://www.toronto.ca/TWONTO#first_aid_kit
34810 | COL-YKP-FAK-0018S | First Aid Kit, Truck #095091 (Transit XL) | COL-W-OBSOLETE | Col West Obsolete Entities | Safety,First Aid Kit | Safety Equipment | 42724 | FAK | http://www.toronto.ca/TWONTO#first_aid_kit
34811 | COL-YKP-FAK-0018S | First Aid Kit, Truck #095091 (Transit XL) | COL-YKP-VEH-0018S | Vehicle, Truck #095091 (Transit XL) | Safety,First Aid Kit | Safety Equipment | 42724 | FAK | http://www.toronto.ca/TWONTO#first_aid_kit
9183 | COL-YKP-FAK-0024S | First Aid Kit, Truck #095092 (Transit XL) | COL-W-OBSOLETE | Col West Obsolete Entities | Safety,First Aid Kit | Safety Equipment | 46814 | FAK | http://www.toronto.ca/TWONTO#first_aid_kit
9184 | COL-YKP-FAK-0024S | First Aid Kit, Truck #095092 (Transit XL) | COL-YKP | Kipling Yard | Safety,First Aid Kit | Safety Equipment | 46814 | FAK | http://www.toronto.ca/TWONTO#first_aid_kit
9185 | COL-YKP-FAK-0024S | First Aid Kit, Truck #095092 (Transit XL) | COL-YKP-VEH-095092S | Vehicle, Truck #095092 (Transit XL) | Safety,First Aid Kit | Safety Equipment | 46814 | FAK | http://www.toronto.ca/TWONTO#first_aid_kit
34817 | COL-YKP-FAK-0021 | First Aid Kit, Truck #112431 (Transit 250) | COL-YKP | Kipling Yard | Safety,First Aid Kit | Safety Equipment |  | FAK | http://www.toronto.ca/TWONTO#first_aid_kit
34818 | COL-YKP-FAK-0021 | First Aid Kit, Truck #112431 (Transit 250) | COL-YKP-VEH-0021 | Vehicle, Truck #112431 (Transit 250) | Safety,First Aid Kit | Safety Equipment |  | FAK | http://www.toronto.ca/TWONTO#first_aid_kit
9191 | COL-YKP-FAK-0032 | First Aid Kit, Truck #112520 (FORD TRANSIT 250) | COL-YKP | Kipling Yard | Safety,First Aid Kit | Safety Equipment |  | FAK | http://www.toronto.ca/TWONTO#first_aid_kit
9192 | COL-YKP-FAK-0032 | First Aid Kit, Truck #112520 (FORD TRANSIT 250) | COL-YKP-VEH-112520 | Vehicle, Truck #112520 (FORD TRANSIT250) | Safety,First Aid Kit | Safety Equipment |  | FAK | http://www.toronto.ca/TWONTO#first_aid_kit
34812 | COL-YKP-FAK-0019 | First Aid Kit, Truck #112521 (FORD TRANSIT 250) | COL-YKP | Kipling Yard | Safety,First Aid Kit | Safety Equipment |  | FAK | http://www.toronto.ca/TWONTO#first_aid_kit
34813 | COL-YKP-FAK-0019 | First Aid Kit, Truck #112521 (FORD TRANSIT 250) | COL-YKP-VEH-0019 | Vehicle, Truck #112521 (FORD TRANSIT250) | Safety,First Aid Kit | Safety Equipment |  | FAK | http://www.toronto.ca/TWONTO#first_aid_kit
34795 | COL-YKP-FAK-0006 | First Aid Kit, Truck #112522 (FORD TRANSIT 250) | COL-YKP | Kipling Yard | Safety,First Aid Kit | Safety Equipment |  | FAK | http://www.toronto.ca/TWONTO#first_aid_kit
34796 | COL-YKP-FAK-0006 | First Aid Kit, Truck #112522 (FORD TRANSIT 250) | COL-YKP-VEH-0006 | Vehicle, Truck #112522 (FORD TRANSIT 250) | Safety,First Aid Kit | Safety Equipment |  | FAK | http://www.toronto.ca/TWONTO#first_aid_kit
9182 | COL-YKP-FAK-0023 | First Aid Kit, Truck #112523 (FORD TRANSIT 250) | COL-YKP | Kipling Yard | Safety,First Aid Kit | Safety Equipment |  | FAK | http://www.toronto.ca/TWONTO#first_aid_kit
34821 | COL-YKP-FAK-0023 | First Aid Kit, Truck #112523 (FORD TRANSIT 250) | COL-YKP-VEH-0019 | Vehicle, Truck #112521 (FORD TRANSIT250) | Safety,First Aid Kit | Safety Equipment |  | FAK | http://www.toronto.ca/TWONTO#first_aid_kit
9213 | COL-YKP-FAK-112531 | First Aid Kit, Truck #112531 (FORD TRANSIT 250) | COL-YKP | Kipling Yard | Safety,First Aid Kit | Safety Equipment |  | FAK | http://www.toronto.ca/TWONTO#first_aid_kit
9214 | COL-YKP-FAK-112531 | First Aid Kit, Truck #112531 (FORD TRANSIT 250) | COL-YKP-VEH-112531 | Vehicle, Truck #112531 (FORD TRANSIT 250) | Safety,First Aid Kit | Safety Equipment |  | FAK | http://www.toronto.ca/TWONTO#first_aid_kit
143920 | WTR-PHL-FAK-0005-SUS | First Aid Kit, Truck #145021 | WTR-CENTRAL-SES | Safety & Lifting Devices | Safety,First Aid Kit | Safety Equipment | 47484 | FAK | http://www.toronto.ca/TWONTO#first_aid_kit
143921 | WTR-PHL-FAK-0005-SUS | First Aid Kit, Truck #145021 | WTR-SUSPENDED | Suspended Obsolete entity for storage purpose | Safety,First Aid Kit | Safety Equipment | 47484 | FAK | http://www.toronto.ca/TWONTO#first_aid_kit
34825 | COL-YKP-FAK-0025S | First Aid Kit, Truck #189018 (M2 106) | COL-W-OBSOLETE | Col West Obsolete Entities | Safety,First Aid Kit | Safety Equipment | 40243 | FAK | http://www.toronto.ca/TWONTO#first_aid_kit
34988 | COL-YKP-FAK-0025S | First Aid Kit, Truck #189018 (M2 106) | COL-YKP | Kipling Yard | Safety,First Aid Kit | Safety Equipment | 40243 | FAK | http://www.toronto.ca/TWONTO#first_aid_kit
34989 | COL-YKP-FAK-0025S | First Aid Kit, Truck #189018 (M2 106) | COL-YKP-VEH-0025S | Vehicle, Truck #189018 (M2 106) | Safety,First Aid Kit | Safety Equipment | 40243 | FAK | http://www.toronto.ca/TWONTO#first_aid_kit
34992 | COL-YKP-FAK-0029 | First Aid Kit, Truck #196000 (M2 106) | COL-YKP | Kipling Yard | Safety,First Aid Kit | Safety Equipment |  | FAK | http://www.toronto.ca/TWONTO#first_aid_kit
34993 | COL-YKP-FAK-0029 | First Aid Kit, Truck #196000 (M2 106) | COL-YKP-VEH-0029 | Vehicle, Truck #196000 (M2 106) | Safety,First Aid Kit | Safety Equipment |  | FAK | http://www.toronto.ca/TWONTO#first_aid_kit
34819 | COL-YKP-FAK-0022 | First Aid Kit, Truck #196001 (M2 106) | COL-YKP | Kipling Yard | Safety,First Aid Kit | Safety Equipment |  | FAK | http://www.toronto.ca/TWONTO#first_aid_kit
34820 | COL-YKP-FAK-0022 | First Aid Kit, Truck #196001 (M2 106) | COL-YKP-VEH-0022 | Vehicle, Truck #196001 (M2 106) | Safety,First Aid Kit | Safety Equipment |  | FAK | http://www.toronto.ca/TWONTO#first_aid_kit
9217 | COL-YKP-FAK-378300 | First Aid Kit, Truck #378300 (POLARIS) | COL-YKP-VEH-378300 | Vehicle, Truck #378300 (POLARIS) | Safety,First Aid Kit | Safety Equipment |  | FAK | http://www.toronto.ca/TWONTO#first_aid_kit
35028 | COL-YKP-FAK-378300 | First Aid Kit, Truck #378300 (POLARIS) | COL-YKP | Kipling Yard | Safety,First Aid Kit | Safety Equipment |  | FAK | http://www.toronto.ca/TWONTO#first_aid_kit
9207 | COL-YKP-FAK-080108 | First Aid Kit, Truck #80108 (2022 FORD F550) | COL-YKP-VEH-080108 | Vehicle, Truck #080108 (2022 FORD F550) | Safety,First Aid Kit | Safety Equipment |  | FAK | http://www.toronto.ca/TWONTO#first_aid_kit
35018 | COL-YKP-FAK-080108 | First Aid Kit, Truck #80108 (2022 FORD F550) | COL-YKP | Kipling Yard | Safety,First Aid Kit | Safety Equipment |  | FAK | http://www.toronto.ca/TWONTO#first_aid_kit
9209 | COL-YKP-FAK-080118 | First Aid Kit, Truck #80118 (2022 FORD F550) | COL-YKP-VEH-080118 | Vehicle, Truck #080118 (2022 FORD F550) | Safety,First Aid Kit | Safety Equipment |  | FAK | http://www.toronto.ca/TWONTO#first_aid_kit
35020 | COL-YKP-FAK-080118 | First Aid Kit, Truck #80118 (2022 FORD F550) | COL-YKP | Kipling Yard | Safety,First Aid Kit | Safety Equipment |  | FAK | http://www.toronto.ca/TWONTO#first_aid_kit
35021 | COL-YKP-FAK-080119 | First Aid Kit, Truck #80119 (2022 FORD F550) | COL-YKP | Kipling Yard | Safety,First Aid Kit | Safety Equipment |  | FAK | http://www.toronto.ca/TWONTO#first_aid_kit
35022 | COL-YKP-FAK-080119 | First Aid Kit, Truck #80119 (2022 FORD F550) | COL-YKP-VEH-080119 | Vehicle, Truck #080119 (2022 FORD F550) | Safety,First Aid Kit | Safety Equipment |  | FAK | http://www.toronto.ca/TWONTO#first_aid_kit
35025 | COL-YKP-FAK-080121 | First Aid Kit, Truck #80121 (2012 FORD F550) | COL-YKP | Kipling Yard | Safety,First Aid Kit | Safety Equipment |  | FAK | http://www.toronto.ca/TWONTO#first_aid_kit
35026 | COL-YKP-FAK-080121 | First Aid Kit, Truck #80121 (2012 FORD F550) | COL-YKP-VEH-080121 | Vehicle, Truck #080121 (2012 FORD F550) | Safety,First Aid Kit | Safety Equipment |  | FAK | http://www.toronto.ca/TWONTO#first_aid_kit
9193 | COL-YKP-FAK-0032S | First Aid Kit, Truck #883622 (RAM 1500) | COL-W-OBSOLETE | Col West Obsolete Entities | Safety,First Aid Kit | Safety Equipment | 39965 | FAK | http://www.toronto.ca/TWONTO#first_aid_kit
34998 | COL-YKP-FAK-0032S | First Aid Kit, Truck #883622 (RAM 1500) | COL-YKP | Kipling Yard | Safety,First Aid Kit | Safety Equipment | 39965 | FAK | http://www.toronto.ca/TWONTO#first_aid_kit
34999 | COL-YKP-FAK-0032S | First Aid Kit, Truck #883622 (RAM 1500) | COL-YKP-VEH-0032S | Vehicle, Truck #883622 (RAM 1500) | Safety,First Aid Kit | Safety Equipment | 39965 | FAK | http://www.toronto.ca/TWONTO#first_aid_kit
128270 | THC-SES-AIDKIT-0001 | First Aid Kit, Work Area 1, Building M | THC-SES-SQ | Safety Equipment | Safety,First Aid Kit | Safety Equipment |  | AIDKIT | http://www.toronto.ca/TWONTO#first_aid_kit
79009 | THR-SQ-FAK-WA2 | First Aid Kit, Work Area 2 | THR-JHSC-WA2 | Joint Health & Safety Committee WA2 | Safety | Safety Equipment |  |  | http://www.toronto.ca/TWONTO#first_aid_kit
79010 | THR-SQ-FAK-WA2 | First Aid Kit, Work Area 2 | THR-SES-WA2 | Safety & Environmental Services, WA2 | Safety | Safety Equipment |  |  | http://www.toronto.ca/TWONTO#first_aid_kit
128271 | THC-SES-AIDKIT-0002 | First Aid Kit, Work Area 2, Building K | THC-SES-SQ | Safety Equipment | Safety,First Aid Kit | Safety Equipment |  | AIDKIT | http://www.toronto.ca/TWONTO#first_aid_kit
65757 | THC-SES-AIDKIT-0003 | First Aid Kit, Work Area 3, Building A | THC-SES-SQ | Safety Equipment | Safety,First Aid Kit | Safety Equipment |  | AIDKIT | http://www.toronto.ca/TWONTO#first_aid_kit
79011 | THR-SQ-FAK-WA4 | First Aid Kit, Work Area 4 | THR-SES-WA4 | Safety & Environmental Services | Safety | Safety Equipment |  |  | http://www.toronto.ca/TWONTO#first_aid_kit
138863 | THR-SQ-FAK-WA4 | First Aid Kit, Work Area 4 | THR-JHSC-WA4 | Joint Health & Safety Committee WA4 | Safety | Safety Equipment |  |  | http://www.toronto.ca/TWONTO#first_aid_kit
97926 | FIS-SES-FAK-4502 | First Aid Kit, Workshop Building, EICT Corridor, East Wall Facing Northern Entrance | FIS-SES-FAK | First Aid Kits | Safety,First Aid Kit | Safety Equipment |  | FAK | http://www.toronto.ca/TWONTO#first_aid_kit
97925 | FIS-SES-FAK-4501 | First Aid Kit, Workshop Building, Mechanical Shop, South Wall, Between Doorways of Office | FIS-SES-FAK | First Aid Kits | Safety,First Aid Kit | Safety Equipment |  | FAK | http://www.toronto.ca/TWONTO#first_aid_kit
55867 | TAB-WA6-SQ-9109 | First Aid Kit-Admin. Bldg. Administration Lunch Room | TAB-WA6-SQ | WA6 Safety Equipment | Safety,First Aid Kit | Safety Equipment |  | SQ | http://www.toronto.ca/TWONTO#first_aid_kit
118867 | TAB-STR-SQ-9104 | First Aid Kit-Aeration East Control Room | TAB-STR-SQ | WA2 Safety Equipment,lifting devices, ladders, Eye Wash station, First Aid Kits, Lock out stations | Safety,First Aid Kit | Safety Equipment |  | SQ | http://www.toronto.ca/TWONTO#first_aid_kit
42954 | TAB-BL-SQ-9103 | First Aid Kit-Blower Bldg. Main Flr.Central maintenance shop | TAB-STR-SQ | WA2 Safety Equipment,lifting devices, ladders, Eye Wash station, First Aid Kits, Lock out stations | Safety,First Aid Kit | Safety Equipment |  | SQ | http://www.toronto.ca/TWONTO#first_aid_kit
55745 | TAB-WA4-SQ-9106 | First Aid Kit-Blower Bldg. Main Flr.South -WA4 Meeting Room | TAB-STR-SQ | WA2 Safety Equipment,lifting devices, ladders, Eye Wash station, First Aid Kits, Lock out stations | Safety,First Aid Kit | Safety Equipment | 47521 | SQ | http://www.toronto.ca/TWONTO#first_aid_kit
55746 | TAB-WA4-SQ-9106 | First Aid Kit-Blower Bldg. Main Flr.South -WA4 Meeting Room | TAB-SUSPENDED ENTITY | Suspended entities | Safety,First Aid Kit | Safety Equipment | 47521 | SQ | http://www.toronto.ca/TWONTO#first_aid_kit
119982 | TAB-WA4-SQ-9106 | First Aid Kit-Blower Bldg. Main Flr.South -WA4 Meeting Room | TAB-SLO-SES | TABWA4 Health and Safety Equipment | Safety,First Aid Kit | Safety Equipment | 47521 | SQ | http://www.toronto.ca/TWONTO#first_aid_kit
108926 | TAB-BL-SQ-9102 | First Aid Kit-Blower Bldg. Main Flr.West Electrical Storage | TAB-STR-SQ | WA2 Safety Equipment,lifting devices, ladders, Eye Wash station, First Aid Kits, Lock out stations | Safety,First Aid Kit | Safety Equipment |  | SQ | http://www.toronto.ca/TWONTO#first_aid_kit
44053 | TAB-DEW-SQ-9108 | First Aid Kit-Dewatering Bldg. WA3 Control Room 5th Flr | TAB-DEW-SAFETY | Safety Equipment | Safety,First Aid Kit | Safety Equipment |  | SQ | http://www.toronto.ca/TWONTO#first_aid_kit
44052 | TAB-DEW-SQ-9107 | First Aid Kit-Dewatering Bldg. WA3 Office | TAB-DEW-SAFETY | Safety Equipment | Safety,First Aid Kit | Safety Equipment |  | SQ | http://www.toronto.ca/TWONTO#first_aid_kit
42953 | TAB-BL-SQ-9101 | First Aid Kit-First Aid Station Blower Bldg., Control Room | TAB-STR-SQ | WA2 Safety Equipment,lifting devices, ladders, Eye Wash station, First Aid Kits, Lock out stations | Safety,First Aid Kit | Safety Equipment |  | SQ | http://www.toronto.ca/TWONTO#first_aid_kit
120028 | TAB-WA5-SQ-9114 | First Aid Kit-Floatation Bldg. Main Floor, WA5 Meeting Room | TAB-THK-SQ | WA5 Safety Equipment | Safety,First Aid Kit | Safety Equipment |  | SQ | http://www.toronto.ca/TWONTO#first_aid_kit
81662 | TNT-SES-SQ-0001 | First Aid Kit-Lab, Admin Bldg | TNT-GRK-FSTAID | First aid Kits | Safety,First Aid Kit | Safety Equipment |  | SQ | http://www.toronto.ca/TWONTO#first_aid_kit
81663 | TNT-SES-SQ-0001 | First Aid Kit-Lab, Admin Bldg | TNT-SES-FEQ | Fire Extinguishers | Safety,First Aid Kit | Safety Equipment |  | SQ | http://www.toronto.ca/TWONTO#first_aid_kit
140796 | TNT-SES-SQ-0002 | First Aid Kit-Lunch Room, TNT | TNT-GRK-FSTAID | First aid Kits | Safety,First Aid Kit | Safety Equipment |  | SQ | http://www.toronto.ca/TWONTO#first_aid_kit
140797 | TNT-SES-SQ-0003 | First Aid Kit-Lunch Room, TNT | TNT-GRK-FSTAID | First aid Kits | Safety,First Aid Kit | Safety Equipment |  | SQ | http://www.toronto.ca/TWONTO#first_aid_kit
48703 | TAB-MCS-SQ-9116 | First Aid Kit-Lunch Room-Z Bldg | TAB-SES-SQ | WA7 Safety Equipment | Safety,First Aid Kit | Safety Equipment |  | SQ | http://www.toronto.ca/TWONTO#first_aid_kit
117361 | TAB-RSP-SQ-9121 | First Aid Kit-M Bldg main Flr- Control Room | TAB-RSP-SQ-M | Atmosphere Monitoring,Emerg. Eyewash and Shower Stations, First Aid Kits, M Bldg | Safety,First Aid Kit | Safety Equipment |  | SQ | http://www.toronto.ca/TWONTO#first_aid_kit
117362 | TAB-RSP-SQ-9121 | First Aid Kit-M Bldg main Flr- Control Room | TAB-WA1-SQ | Safety Equipment & Supplies Common to WA1 | Safety,First Aid Kit | Safety Equipment |  | SQ | http://www.toronto.ca/TWONTO#first_aid_kit
48704 | TAB-MCS-SQ-9117SUS | First Aid Kit-New Meeting Room-Z Bldg | TAB-SES-SQ | WA7 Safety Equipment | Safety,First Aid Kit | Safety Equipment | 47539 | SQ | http://www.toronto.ca/TWONTO#first_aid_kit
113787 | TAB-MCS-SQ-9117SUS | First Aid Kit-New Meeting Room-Z Bldg | TAB-SUSPENDED ENTITY | Suspended entities | Safety,First Aid Kit | Safety Equipment | 47539 | SQ | http://www.toronto.ca/TWONTO#first_aid_kit
119983 | TAB-WA4-SQ-9116SUS | First Aid Kit-Old Admin. Bldg. 2nd Flr. Lab | TAB-SLO-SES | TABWA4 Health and Safety Equipment | Safety,First Aid Kit | Safety Equipment | 47538 | SQ | http://www.toronto.ca/TWONTO#first_aid_kit
119984 | TAB-WA4-SQ-9116SUS | First Aid Kit-Old Admin. Bldg. 2nd Flr. Lab | TAB-SUSPENDED ENTITY | Suspended entities | Safety,First Aid Kit | Safety Equipment | 47538 | SQ | http://www.toronto.ca/TWONTO#first_aid_kit
48702 | TAB-MCS-SQ-9115 | First Aid Kit-Plant North West Gate Security Office | TAB-SES-SQ | WA7 Safety Equipment | Safety,First Aid Kit | Safety Equipment |  | SQ | http://www.toronto.ca/TWONTO#first_aid_kit
30378 | FIS-SES-FAK | First Aid Kits | FIS-SES | Safety, Instrumentation & Environmental Services |  | Safety Equipment |  |  | http://www.toronto.ca/TWONTO#collection_of_assets
113502 | TAB-ELS-SQ-FIRST AID | First Aid Kits | TAB-ELS-ESQ | Electrical Safety Equipment |  | Safety Equipment |  |  | http://www.toronto.ca/TWONTO#collection_of_assets
53851 | TAB-SLO-SQ-9108 | First Aid Kit-Silo Bldg. Control Room | TAB-SLO-SES | TABWA4 Health and Safety Equipment | Safety,First Aid Kit | Safety Equipment |  | SQ | http://www.toronto.ca/TWONTO#first_aid_kit
53852 | TAB-SLO-SQ-9109 | First Aid Kit-Truck Loading Bldg. | TAB-SLO-SES | TABWA4 Health and Safety Equipment | Safety,First Aid Kit | Safety Equipment |  | SQ | http://www.toronto.ca/TWONTO#first_aid_kit
118238 | TAB-SLO-SQ-9106 | First Aid Kit-Truck Loading Bldg. Workshop | TAB-SLO-SES | TABWA4 Health and Safety Equipment | Safety,First Aid Kit | Safety Equipment |  | SQ | http://www.toronto.ca/TWONTO#first_aid_kit
55508 | TAB-WA1-SQ-9119 | First Aid Kit-WA1 Control Room | TAB-WA1-SQ | Safety Equipment & Supplies Common to WA1 | Safety,First Aid Kit | Safety Equipment |  | SQ | http://www.toronto.ca/TWONTO#first_aid_kit
55506 | TAB-WA1-SQ-9117 | First Aid Kit-WA1 Meeting Room | TAB-WA1-SQ | Safety Equipment & Supplies Common to WA1 | Safety,First Aid Kit | Safety Equipment |  | SQ | http://www.toronto.ca/TWONTO#first_aid_kit
55507 | TAB-WA1-SQ-9118 | First Aid Kit-WA1 Work Area Supervisor Room | TAB-WA1-SQ | Safety Equipment & Supplies Common to WA1 | Safety,First Aid Kit | Safety Equipment |  | SQ | http://www.toronto.ca/TWONTO#first_aid_kit
45473 | TAB-DIG-SQ-9115 | First Aid Kit-WA5 Control Room in Digester 13-16 | TAB-THK-SQ | WA5 Safety Equipment | Safety,First Aid Kit | Safety Equipment |  | SQ | http://www.toronto.ca/TWONTO#first_aid_kit
111105 | TAB-DIG-SQ-9115 | First Aid Kit-WA5 Control Room in Digester 13-16 | TAB-DIG-SQ-T13-16 | Digester Tanks 13-16, Safety Equipments | Safety,First Aid Kit | Safety Equipment |  | SQ | http://www.toronto.ca/TWONTO#first_aid_kit
113786 | TAB-MCS-SQ-9113 | First Aid Kit-Z bldg Instrument Shop South Wall on top of the Cupboard | TAB-SES-SQ | WA7 Safety Equipment | Safety,First Aid Kit | Safety Equipment |  | SQ | http://www.toronto.ca/TWONTO#first_aid_kit
41167 | TAB-ACC-SQ-9110 | First Aid Kit-Z Bldg. Boiler Control Room | TAB-WA6-SQ | WA6 Safety Equipment | Safety,First Aid Kit | Safety Equipment |  | SQ | http://www.toronto.ca/TWONTO#first_aid_kit
41168 | TAB-ACC-SQ-9111 | First Aid Kit-Z Bldg. WA6 Meeting Room | TAB-WA6-SQ | WA6 Safety Equipment | Safety,First Aid Kit | Safety Equipment |  | SQ | http://www.toronto.ca/TWONTO#first_aid_kit
113785 | TAB-MCS-SQ-9112 | First Aid Kit-Zbldg Electrical Shop South Wall | TAB-SES-SQ | WA7 Safety Equipment | Safety,First Aid Kit | Safety Equipment |  | SQ | http://www.toronto.ca/TWONTO#first_aid_kit
113784 | TAB-MCS-SQ-9111 | First Aid Kit-Zbldg Machine Shop West Wall | TAB-SES-SQ | WA7 Safety Equipment | Safety,First Aid Kit | Safety Equipment |  | SQ | http://www.toronto.ca/TWONTO#first_aid_kit
140241 | TNT-DIG-FX-0001 | Flame Arrester, Digester Gas Header | TNT-DIG-GAS | Digester Gas header | Flame Arrester | Safety Equipment |  | FX | http://www.toronto.ca/TWONTO#flame_arrestor
140242 | TNT-DIG-FX-0002 | Flame Arrester, Digester Gas Header | TNT-DIG-GAS | Digester Gas header | Flame Arrester | Safety Equipment |  | FX | http://www.toronto.ca/TWONTO#flame_arrestor
140243 | TNT-DIG-FX-5101 | Flame Arrester, Digester Gas to Boiler 5100 | TNT-DIG-BL-5100 | Digester Gas header-Boiler BO-5100 | Flame Arrester | Safety Equipment |  | FX | http://www.toronto.ca/TWONTO#flame_arrestor
140244 | TNT-DIG-FX-5201 | Flame Arrester, digester gas to Boiler 5200 | TNT-DIG-BL-5200 | Digester Gas header- Boiler B0-5200 | Flame Arrester | Safety Equipment |  | FX | http://www.toronto.ca/TWONTO#flame_arrestor
45073 | TAB-DIG-FX-7061 | Flame Arrester, Digester Gas to Waste Gas Burner #1 | TAB-DIG-BU-7061 | Burner #1, Waste Gas | Flame Arrester | Safety Equipment |  | FX | http://www.toronto.ca/TWONTO#flame_arrestor
110718 | TAB-DIG-FX-7061 | Flame Arrester, Digester Gas to Waste Gas Burner #1 | TAB-SUSPENDED ENTITY | Suspended entities | Flame Arrester | Safety Equipment |  | FX | http://www.toronto.ca/TWONTO#flame_arrestor
45074 | TAB-DIG-FX-7062 | Flame Arrester, Digester Gas to Waste Gas Burner #2 | TAB-SUSPENDED ENTITY | Suspended entities | Flame Arrester | Safety Equipment |  | FX | http://www.toronto.ca/TWONTO#flame_arrestor
110719 | TAB-DIG-FX-7062 | Flame Arrester, Digester Gas to Waste Gas Burner #2 | TAB-DIG-BU-7062 | Burner #2, Waste Gas | Flame Arrester | Safety Equipment |  | FX | http://www.toronto.ca/TWONTO#flame_arrestor
45075 | TAB-DIG-FX-7063 | Flame Arrester, Digester Gas to Waste Gas Burner #3 | TAB-DIG-BU-7063 | Burner #3, Waste Gas | Flame Arrester | Safety Equipment |  | FX | http://www.toronto.ca/TWONTO#flame_arrestor
110720 | TAB-DIG-FX-7063 | Flame Arrester, Digester Gas to Waste Gas Burner #3 | TAB-SUSPENDED ENTITY | Suspended entities | Flame Arrester | Safety Equipment |  | FX | http://www.toronto.ca/TWONTO#flame_arrestor
80925 | TNT-DIG-FX-5301 | Flame Arrester, Waste Gas Burner | TNT-DIG-BU-5301 | Burner, Waste Gas | Flame Arrester | Safety Equipment |  | FX | http://www.toronto.ca/TWONTO#flame_arrestor
140245 | TNT-DIG-FX-5302 | Flame Arrester, Waste Gas Burner | TNT-DIG-BU-5401 | Burner, Waste Gas | Flame Arrester | Safety Equipment |  | FX | http://www.toronto.ca/TWONTO#flame_arrestor
123414 | THC-DIG-FX-5100 | Flame Arrestor,Digester Gas,BU-5100,Low Pressure,Building UU | THC-DIG-BU-5100 | Burner,Waste Gas,Building UU | Flame Arrester | Safety Equipment |  | FX | http://www.toronto.ca/TWONTO#flame_arrestor
123415 | THC-DIG-FX-5100 | Flame Arrestor,Digester Gas,BU-5100,Low Pressure,Building UU | THC-DIG-CP-5100 | Control Panel,BU-5100,Building UU | Flame Arrester | Safety Equipment |  | FX | http://www.toronto.ca/TWONTO#flame_arrestor
59359 | THC-DIG-FX-5200 | Flame Arrestor,Digester Gas,BU-5200,Low Pressure,Building UU | THC-DIG-CP-5200 | Control Panel,BU-5200,Building UU | Flame Arrester | Safety Equipment |  | FX | http://www.toronto.ca/TWONTO#flame_arrestor
123418 | THC-DIG-FX-5200 | Flame Arrestor,Digester Gas,BU-5200,Low Pressure,Building UU | THC-DIG-BU-5200 | Burner,Waste Gas,Building UU | Flame Arrester | Safety Equipment |  | FX | http://www.toronto.ca/TWONTO#flame_arrestor
59364 | THC-DIG-FX-5300 | Flame Arrestor,Digester Gas,BU-5300,Low Pressure,Building UU | THC-DIG-CP-5300 | Control Panel,BU-5300,Building UU | Flame Arrester | Safety Equipment |  | FX | http://www.toronto.ca/TWONTO#flame_arrestor
123423 | THC-DIG-FX-5300 | Flame Arrestor,Digester Gas,BU-5300,Low Pressure,Building UU | THC-DIG-BU-5300 | Burner,Waste Gas,Building UU | Flame Arrester | Safety Equipment |  | FX | http://www.toronto.ca/TWONTO#flame_arrestor
59340 | THC-DIG-FX-0400C | Flame Arrestor,Outlet,STR-0400B,Gas Low Pressure System,Building U | THC-DIG-0400 | Eliminated Role: Digester 0400 | Flame Arrester | Safety Equipment |  | FX | http://www.toronto.ca/TWONTO#flame_arrestor
59341 | THC-DIG-FX-0400C | Flame Arrestor,Outlet,STR-0400B,Gas Low Pressure System,Building U | THC-DIG-PD-0400 | Tank,Primary Digester,Digested Sludge,Building U | Flame Arrester | Safety Equipment |  | FX | http://www.toronto.ca/TWONTO#flame_arrestor
59345 | THC-DIG-FX-0500C | Flame Arrestor,Outlet,STR-0500B,Gas Low Pressure System,Building U | THC-DIG-0500 | Eliminated Role: Digester 0500 | Flame Arrester | Safety Equipment |  | FX | http://www.toronto.ca/TWONTO#flame_arrestor
59346 | THC-DIG-FX-0500C | Flame Arrestor,Outlet,STR-0500B,Gas Low Pressure System,Building U | THC-DIG-PD-0500 | Tank,Primary Digesters,Digested Sludge,Building U | Flame Arrester | Safety Equipment |  | FX | http://www.toronto.ca/TWONTO#flame_arrestor
59350 | THC-DIG-FX-0600C | Flame Arrestor,Outlet,STR-0600B,Gas Low Pressure System,Building U | THC-DIG-PD-0600 | Tank,Primary Digester,Digested Sludge,Building U | Flame Arrester | Safety Equipment |  | FX | http://www.toronto.ca/TWONTO#flame_arrestor
123401 | THC-DIG-FX-0600C | Flame Arrestor,Outlet,STR-0600B,Gas Low Pressure System,Building U | THC-DIG-0600 | Eliminated Role: Digester 0600 | Flame Arrester | Safety Equipment |  | FX | http://www.toronto.ca/TWONTO#flame_arrestor
123408 | THC-DIG-FX-0700C | Flame Arrestor,Outlet,STR-0700B,Gas Low Pressure System,Building U | THC-DIG-0700 | Eliminated Role: Digester 0700 | Flame Arrester | Safety Equipment |  | FX | http://www.toronto.ca/TWONTO#flame_arrestor
123409 | THC-DIG-FX-0700C | Flame Arrestor,Outlet,STR-0700B,Gas Low Pressure System,Building U | THC-DIG-PD-0700 | Tank,Primary Digesters,Digested Sludge,Building U | Flame Arrester | Safety Equipment |  | FX | http://www.toronto.ca/TWONTO#flame_arrestor
78301 | THR-SES-CS-0002 | Front Entry Chemical Protective Suit | THR-SES-CS | Chlorine Chemical Suit | Safety | Safety Equipment | 34335 | CS | http://www.toronto.ca/TWONTO#chemical_suit
78302 | THR-SES-CS-0003 | Front Entry Chemical Protective Suit | THR-SES-SQ | Safety Equipment | Safety | Safety Equipment | 34336 | CS | http://www.toronto.ca/TWONTO#chemical_suit
138297 | THR-SES-CS-0001 | Front Entry Chemical Protective Suit | THR-SES-CS | Chlorine Chemical Suit | Safety | Safety Equipment | 34325 | CS | http://www.toronto.ca/TWONTO#chemical_suit
138298 | THR-SES-CS-0001 | Front Entry Chemical Protective Suit | THR-SES-SQ | Safety Equipment | Safety | Safety Equipment | 34325 | CS | http://www.toronto.ca/TWONTO#chemical_suit
138299 | THR-SES-CS-0002 | Front Entry Chemical Protective Suit | THR-SES-SQ | Safety Equipment | Safety | Safety Equipment | 34335 | CS | http://www.toronto.ca/TWONTO#chemical_suit
138300 | THR-SES-CS-0003 | Front Entry Chemical Protective Suit | THR-SES-CS | Chlorine Chemical Suit | Safety | Safety Equipment | 34336 | CS | http://www.toronto.ca/TWONTO#chemical_suit
78303 | THR-SES-CS-0004 | Front Entry Chemical Protective Suit (FAILED) | THR-SES-CS | Chlorine Chemical Suit | Safety | Safety Equipment | 34337 | CS | http://www.toronto.ca/TWONTO#chemical_suit
78304 | THR-SES-CS-0004 | Front Entry Chemical Protective Suit (FAILED) | THR-SES-SQ | Safety Equipment | Safety | Safety Equipment | 34337 | CS | http://www.toronto.ca/TWONTO#chemical_suit
75996 | THR-JHSC-GCMCC | Gas Comp. Bldg. MCC Room | THR-JHSC-WA3 | Joint Health & Safety Committee WA3 |  | Safety Equipment |  |  | http://www.toronto.ca/TWONTO#space
75995 | THR-JHSC-GCB | Gas Compressor Bldg, Burner House & Surrounding Areas | THR-JHSC-WA1 | Joint Health & Safety Committee WA1 |  | Safety Equipment |  |  | http://www.toronto.ca/TWONTO#space
81943 | VP2043 | Gas Detector, Portable, MSA Passport 4 Channel, Dig. 13 - 16 | TAB-ELS-AM | WA8 Safety Equipment Gas Detectors, Plant Wide | Air Handling Unit | Safety Equipment |  |  | http://www.toronto.ca/TWONTO#portable_gas_detector
86859 | WTR-PLW-PPE-0003B | Gloves, Electrical Protection, 1kv - Kamjoo Ghavami | WTR-PLW-PPE | Personal Protection Equipment - WWA | PPE,Insulated Glove | Safety Equipment |  | PPE | http://www.toronto.ca/TWONTO#rubber_insulating_gloves
86861 | WTR-PLW-PPE-0004B | Gloves, Electrical Protection, 1kv - Manjit Parmar | WTR-PLW-PPE | Personal Protection Equipment - WWA | PPE,Insulated Glove | Safety Equipment |  | PPE | http://www.toronto.ca/TWONTO#rubber_insulating_gloves
145144 | WTR-PLW-PPE-0005B | Gloves, Electrical Protection, 1kv - Robert Mohammed | WTR-PLW-PPE | Personal Protection Equipment - WWA | PPE,Insulated Glove | Safety Equipment |  | PPE | http://www.toronto.ca/TWONTO#rubber_insulating_gloves
145142 | WTR-PLW-PPE-0002B | Gloves, Electrical Protection, 1kv - Rusty Simpson | WTR-PLW-PPE | Personal Protection Equipment - WWA | PPE,Insulated Glove | Safety Equipment |  | PPE | http://www.toronto.ca/TWONTO#rubber_insulating_gloves
86863 | WTR-PLW-PPE-0006B | Gloves, Electrical Protection, 1kv - Vasco de Souza | WTR-PLW-PPE | Personal Protection Equipment - WWA | PPE,Insulated Glove | Safety Equipment |  | PPE | http://www.toronto.ca/TWONTO#rubber_insulating_gloves
145139 | WTR-PLW-PPE-0001A | Gloves, Electrical Protection, 40kv - Joe Rosati | WTR-PLW-PPE | Personal Protection Equipment - WWA | PPE,Insulated Glove | Safety Equipment |  | PPE | http://www.toronto.ca/TWONTO#rubber_insulating_gloves
86858 | WTR-PLW-PPE-0003A | Gloves, Electrical Protection, 40kv - Kamjoo Ghavami | WTR-PLW-PPE | Personal Protection Equipment - WWA | PPE,Insulated Glove | Safety Equipment |  | PPE | http://www.toronto.ca/TWONTO#rubber_insulating_gloves
86860 | WTR-PLW-PPE-0004A | Gloves, Electrical Protection, 40kv - Manjit Parmar | WTR-PLW-PPE | Personal Protection Equipment - WWA | PPE,Insulated Glove | Safety Equipment |  | PPE | http://www.toronto.ca/TWONTO#rubber_insulating_gloves
145143 | WTR-PLW-PPE-0005A | Gloves, Electrical Protection, 40kv - Robert Mohammed | WTR-PLW-PPE | Personal Protection Equipment - WWA | PPE,Insulated Glove | Safety Equipment |  | PPE | http://www.toronto.ca/TWONTO#rubber_insulating_gloves
86862 | WTR-PLW-PPE-0006A | Gloves, Electrical Protection, 40kv - Vasco de Souza | WTR-PLW-PPE | Personal Protection Equipment - WWA | PPE,Insulated Glove | Safety Equipment |  | PPE | http://www.toronto.ca/TWONTO#rubber_insulating_gloves
145140 | WTR-PLW-PPE-0001B | Gloves, Electrical Protection, 5kv - Joe Rosati | WTR-PLW-PPE | Personal Protection Equipment - WWA | PPE,Insulated Glove | Safety Equipment |  | PPE | http://www.toronto.ca/TWONTO#rubber_insulating_gloves
145141 | WTR-PLW-PPE-0002A | Gloves, Electrical Protection,36kv - Rusty Simpson | WTR-PLW-PPE | Personal Protection Equipment - WWA | PPE,Insulated Glove | Safety Equipment |  | PPE | http://www.toronto.ca/TWONTO#rubber_insulating_gloves
75997 | THR-JHSC-GRIT | Grit Building & Surrounding Areas | THR-SES-WA2 | Safety & Environmental Services, WA2 |  | Safety Equipment |  |  | http://www.toronto.ca/TWONTO#space
136603 | THR-JHSC-GRIT | Grit Building & Surrounding Areas | THR-JHSC-WA2 | Joint Health & Safety Committee WA2 |  | Safety Equipment |  |  | http://www.toronto.ca/TWONTO#space
98220 | FIS-SES-SQ-0004 | Ground Fault Circuit Interrupter | FIS-GRK | FIS Buildings & Grounds |  | Safety Equipment |  | SQ | ?
28743 | FIS-ELS-GFI-0017 | Ground Fault Circuit Interrupter, Connection hallways East, Filter Building | FIS-FILTER-BUILDING | FIS Filter Building |  | Safety Equipment |  | GFI | ?
28744 | FIS-ELS-GFI-0018 | Ground Fault Circuit Interrupter, Connection hallways West, Filter Building | FIS-FILTER-BUILDING | FIS Filter Building |  | Safety Equipment |  | GFI | ?
28753 | FIS-ELS-GFI-0027 | Ground Fault Circuit Interrupter, East wall, nearby by chloride analyzer,Workshop Building | FIS-WORKSHOP-BLDG | FIS Maintenance Workshop & Office Building |  | Safety Equipment |  | GFI | ?
96653 | FIS-ELS-GFI-0014 | Ground Fault Circuit Interrupter, Handicap washroom, Admin. Area, Filter Building | FIS-FILTER-BUILDING | FIS Filter Building |  | Safety Equipment |  | GFI | ?
96647 | FIS-ELS-GFI-0004 | Ground Fault Circuit Interrupter, Lab's south wall east corner, Admin. Area, Filter Building | FIS-FILTER-BUILDING | FIS Filter Building |  | Safety Equipment |  | GFI | ?
96648 | FIS-ELS-GFI-0005 | Ground Fault Circuit Interrupter, Lab's south wall west corner, Admin. Area, Filter Building | FIS-FILTER-BUILDING | FIS Filter Building |  | Safety Equipment |  | GFI | ?
96646 | FIS-ELS-GFI-0003 | Ground Fault Circuit Interrupter, Lab's south wall, Admin. Area, Filter Building | FIS-FILTER-BUILDING | FIS Filter Building |  | Safety Equipment |  | GFI | ?
96645 | FIS-ELS-GFI-0002 | Ground Fault Circuit Interrupter, Lower level , nearby the RPU panel, Metering Building | FIS-MET MIX-BUILDING | FIS Metering/Mixing/Reservoir Buildings |  | Safety Equipment |  | GFI | ?
28737 | FIS-ELS-GFI-0001 | Ground Fault Circuit Interrupter, Lower level, nearby the sump pump, Metering Building | FIS-MET MIX-BUILDING | FIS Metering/Mixing/Reservoir Buildings |  | Safety Equipment |  | GFI | ?
96655 | FIS-ELS-GFI-0023 | Ground Fault Circuit Interrupter, Lower level, north wall, nearby suspended solid analyzer.Intake Building: | FIS-INTAKE-BUILDING | FIS Intake Building |  | Safety Equipment |  | GFI | ?
28739 | FIS-ELS-GFI-0009 | Ground Fault Circuit Interrupter, Lunch Room's countertop east wall north corner,Admin. Area, Filter Building | FIS-FILTER-BUILDING | FIS Filter Building |  | Safety Equipment |  | GFI | ?
96650 | FIS-ELS-GFI-0008 | Ground Fault Circuit Interrupter, Lunch Room's countertop east wall south corner , Admin. Area, Filter Building | FIS-FILTER-BUILDING | FIS Filter Building |  | Safety Equipment |  | GFI | ?
96656 | FIS-ELS-GFI-0028 | Ground Fault Circuit Interrupter, Lunch Room's countertop east wall,Workshop Building | FIS-WORKSHOP-BLDG | FIS Maintenance Workshop & Office Building |  | Safety Equipment |  | GFI | ?
28754 | FIS-ELS-GFI-0029 | Ground Fault Circuit Interrupter, Lunch Room's countertop north wall,Workshop Building | FIS-WORKSHOP-BLDG | FIS Maintenance Workshop & Office Building |  | Safety Equipment |  | GFI | ?
28738 | FIS-ELS-GFI-0006 | Ground Fault Circuit Interrupter, Lunch Room's countertop south wall east corner, Admin. Area, Filter Building | FIS-FILTER-BUILDING | FIS Filter Building |  | Safety Equipment |  | GFI | ?
96649 | FIS-ELS-GFI-0007 | Ground Fault Circuit Interrupter, Lunch Room's countertop south wall west corner, Admin. Area, Filter Building | FIS-FILTER-BUILDING | FIS Filter Building |  | Safety Equipment |  | GFI | ?
28740 | FIS-ELS-GFI-0011 | Ground Fault Circuit Interrupter, Men Change Room, Admin. Area, Filter Building | FIS-FILTER-BUILDING | FIS Filter Building |  | Safety Equipment |  | GFI | ?
96651 | FIS-ELS-GFI-0010 | Ground Fault Circuit Interrupter, Men Washroom ,Admin. Area, Filter Building | FIS-FILTER-BUILDING | FIS Filter Building |  | Safety Equipment |  | GFI | ?
28756 | FIS-ELS-GFI-0033 | Ground Fault Circuit Interrupter, Men Washroom's north wall at the bottom (pervious Ladies washroom),Workshop Building | FIS-WORKSHOP-BLDG | FIS Maintenance Workshop & Office Building |  | Safety Equipment |  | GFI | ?
96658 | FIS-ELS-GFI-0032 | Ground Fault Circuit Interrupter, Men Washroom's north wall at the top (pervious Ladies washroom),Workshop Building | FIS-WORKSHOP-BLDG | FIS Maintenance Workshop & Office Building |  | Safety Equipment |  | GFI | ?
28755 | FIS-ELS-GFI-0031 | Ground Fault Circuit Interrupter, Men Washroom's south wall at the bottom,Workshop Building | FIS-WORKSHOP-BLDG | FIS Maintenance Workshop & Office Building |  | Safety Equipment |  | GFI | ?
96657 | FIS-ELS-GFI-0030 | Ground Fault Circuit Interrupter, Men Washroom's south wall at the top,Workshop Building | FIS-WORKSHOP-BLDG | FIS Maintenance Workshop & Office Building |  | Safety Equipment |  | GFI | ?
28746 | FIS-ELS-GFI-0020 | Ground Fault Circuit Interrupter, Nearby the eye wash station,Polymer Room | FIS-MET MIX-BUILDING | FIS Metering/Mixing/Reservoir Buildings |  | Safety Equipment |  | GFI | ?
28747 | FIS-ELS-GFI-0020 | Ground Fault Circuit Interrupter, Nearby the eye wash station,Polymer Room | FIS-POL-ROOM | FIS RMF Polymer Storage Room |  | Safety Equipment |  | GFI | ?
28745 | FIS-ELS-GFI-0019 | Ground Fault Circuit Interrupter, Nearby the Sink,Raw Water Pump Building: | FIS-RAW WATER-BLDG | FIS Raw Water Pumping Station Building |  | Safety Equipment |  | GFI | ?
28742 | FIS-ELS-GFI-0015 | Ground Fault Circuit Interrupter, North wall nearby dewatering pit, Admin. Area, Filter Building | FIS-FILTER-BUILDING | FIS Filter Building |  | Safety Equipment |  | GFI | ?
28752 | FIS-ELS-GFI-0026 | Ground Fault Circuit Interrupter, North wall, nearby the post #2 evaporator, Chlorine Building | FIS-WORKSHOP-BLDG | FIS Maintenance Workshop & Office Building |  | Safety Equipment |  | GFI | ?
28757 | FIS-ELS-GFI-0034 | Ground Fault Circuit Interrupter, Outside Machine shop West entrance,Workshop Building | FIS-WORKSHOP-BLDG | FIS Maintenance Workshop & Office Building |  | Safety Equipment |  | GFI | ?
96654 | FIS-ELS-GFI-0016 | Ground Fault Circuit Interrupter, South wall, nearby Filter #5, Filter Building | FIS-FILTER-BUILDING | FIS Filter Building |  | Safety Equipment |  | GFI | ?
28748 | FIS-ELS-GFI-0021 | Ground Fault Circuit Interrupter, Substation enclosure east,Substation | FIS-FIELD-BUILDING | FIS Field Building Location |  | Safety Equipment |  | GFI | ?
28749 | FIS-ELS-GFI-0022 | Ground Fault Circuit Interrupter, Substation enclosure west,Substation | FIS-FIELD-BUILDING | FIS Field Building Location |  | Safety Equipment |  | GFI | ?
28751 | FIS-ELS-GFI-0025 | Ground Fault Circuit Interrupter, West wall nearby the chemical cylinder delivery double door, Chlorine Building | FIS-CHLORIN-BUILDING | FIS Chlorine & Sulphur Dioxide Building |  | Safety Equipment |  | GFI | ?
28750 | FIS-ELS-GFI-0024 | Ground Fault Circuit Interrupter, West wall under the window, nearby the A/C unit, Chlorine Building | FIS-CHLORIN-BUILDING | FIS Chlorine & Sulphur Dioxide Building |  | Safety Equipment |  | GFI | ?
28741 | FIS-ELS-GFI-0012 | Ground Fault Circuit Interrupter, Women Change Room, Admin. Area, Filter Building | FIS-FILTER-BUILDING | FIS Filter Building |  | Safety Equipment |  | GFI | ?
96652 | FIS-ELS-GFI-0013 | Ground Fault Circuit Interrupter, Women Washroom, Admin. Area, Filter Building | FIS-FILTER-BUILDING | FIS Filter Building |  | Safety Equipment |  | GFI | ?
73928 | THR-ELS-SQ-0024 | Grounding Cable, Electrical Safety Equipment | THR-ELS-SQ | Electrical Safety Equipment, Gloves, Hot Stick, HVT & Megger | Safety | Safety Equipment |  | SQ | ?
73929 | THR-ELS-SQ-0025 | Grounding Cable, Electrical Safety Equipment | THR-ELS-SQ | Electrical Safety Equipment, Gloves, Hot Stick, HVT & Megger | Safety | Safety Equipment |  | SQ | ?
73930 | THR-ELS-SQ-0026 | Grounding Cable, Electrical Safety Equipment | THR-ELS-SQ | Electrical Safety Equipment, Gloves, Hot Stick, HVT & Megger | Safety | Safety Equipment |  | SQ | ?
129882 | THR-ACC-FN-021 | Grounding Cable, Electrical Safety Equipment | THR-ELS-SQ | Electrical Safety Equipment, Gloves, Hot Stick, HVT & Megger | Safety | Safety Equipment |  | FN | ?
134976 | THR-ELS-SQ-0018 | Grounding Cable, Electrical Safety Equipment | THR-ELS-SQ | Electrical Safety Equipment, Gloves, Hot Stick, HVT & Megger | Safety | Safety Equipment |  | SQ | ?
134977 | THR-ELS-SQ-0019 | Grounding Cable, Electrical Safety Equipment | THR-ELS-SQ | Electrical Safety Equipment, Gloves, Hot Stick, HVT & Megger | Safety | Safety Equipment |  | SQ | ?
134978 | THR-ELS-SQ-0020 | Grounding Cable, Electrical Safety Equipment | THR-ELS-SQ | Electrical Safety Equipment, Gloves, Hot Stick, HVT & Megger | Safety | Safety Equipment |  | SQ | ?
134979 | THR-ELS-SQ-0021 | Grounding Cable, Electrical Safety Equipment | THR-ELS-SQ | Electrical Safety Equipment, Gloves, Hot Stick, HVT & Megger | Safety | Safety Equipment |  | SQ | ?
134980 | THR-ELS-SQ-0022 | Grounding Cable, Electrical Safety Equipment | THR-ELS-SQ | Electrical Safety Equipment, Gloves, Hot Stick, HVT & Megger | Safety | Safety Equipment |  | SQ | ?
18400 | FHA-SES-H&S | H&S Bulletin Board, FHA | FHA-SES | Safety & Environmental Services | Safety | Safety Equipment |  |  | ?
18722 | FHA-SES-SQ-1 | Hard Hats, FHA | FHA-SES | Safety & Environmental Services | Safety | Safety Equipment |  | SQ | http://www.toronto.ca/TWONTO#PPE
55811 | TAB-WA6-SQ-1335 | Harness | TAB-WA6-SQ-0001 | Fall Arrest System | PPE | Safety Equipment |  | SQ | http://www.toronto.ca/TWONTO#fall_arrest_harness
55812 | TAB-WA6-SQ-1932 | Harness | TAB-WA6-SQ | WA6 Safety Equipment | PPE | Safety Equipment |  | SQ | http://www.toronto.ca/TWONTO#fall_arrest_harness
55813 | TAB-WA6-SQ-1932 | Harness | TAB-WA6-SQ-0001 | Fall Arrest System | PPE | Safety Equipment |  | SQ | http://www.toronto.ca/TWONTO#fall_arrest_harness
55815 | TAB-WA6-SQ-2387 | Harness | TAB-WA6-SQ-0001 | Fall Arrest System | PPE | Safety Equipment |  | SQ | http://www.toronto.ca/TWONTO#fall_arrest_harness
55820 | TAB-WA6-SQ-5130 | Harness | TAB-WA6-SQ | WA6 Safety Equipment | PPE | Safety Equipment |  | SQ | http://www.toronto.ca/TWONTO#fall_arrest_harness
55821 | TAB-WA6-SQ-5130 | Harness | TAB-WA6-SQ-0001 | Fall Arrest System | PPE | Safety Equipment |  | SQ | http://www.toronto.ca/TWONTO#fall_arrest_harness
55822 | TAB-WA6-SQ-5335 | Harness | TAB-WA6-SQ | WA6 Safety Equipment | PPE | Safety Equipment |  | SQ | http://www.toronto.ca/TWONTO#fall_arrest_harness
81747 | TNT-WA9-SQ-0100 | Harness | TNT-WA9-SQ-0010 | Fall arrest systems | PPE | Safety Equipment |  | SQ | http://www.toronto.ca/TWONTO#fall_arrest_harness
81748 | TNT-WA9-SQ-0114 | HARNESS | TNT-WA9-SQ-0010 | Fall arrest systems | PPE | Safety Equipment |  | SQ | http://www.toronto.ca/TWONTO#fall_arrest_harness
81749 | TNT-WA9-SQ-0115 | HARNESS | TNT-WA9-SQ-0010 | Fall arrest systems | PPE | Safety Equipment |  | SQ | http://www.toronto.ca/TWONTO#fall_arrest_harness
81750 | TNT-WA9-SQ-0116 | HARNESS | TNT-WA9-SQ-0010 | Fall arrest systems | PPE | Safety Equipment |  | SQ | http://www.toronto.ca/TWONTO#fall_arrest_harness
81758 | TNT-WA9-SQ-0126 | HARNESS | TNT-WA9-SQ-0010 | Fall arrest systems | PPE | Safety Equipment |  | SQ | http://www.toronto.ca/TWONTO#fall_arrest_harness
120065 | TAB-WA6-SQ-1335 | Harness | TAB-WA6-SQ | WA6 Safety Equipment | PPE | Safety Equipment |  | SQ | http://www.toronto.ca/TWONTO#fall_arrest_harness
120066 | TAB-WA6-SQ-2387 | Harness | TAB-WA6-SQ | WA6 Safety Equipment | PPE | Safety Equipment |  | SQ | http://www.toronto.ca/TWONTO#fall_arrest_harness
120067 | TAB-WA6-SQ-2389 | Harness | TAB-WA6-SQ | WA6 Safety Equipment | PPE | Safety Equipment |  | SQ | http://www.toronto.ca/TWONTO#fall_arrest_harness
120068 | TAB-WA6-SQ-2389 | Harness | TAB-WA6-SQ-0001 | Fall Arrest System | PPE | Safety Equipment |  | SQ | http://www.toronto.ca/TWONTO#fall_arrest_harness
120070 | TAB-WA6-SQ-4197 | Harness | TAB-WA6-SQ | WA6 Safety Equipment | PPE | Safety Equipment |  | SQ | http://www.toronto.ca/TWONTO#fall_arrest_harness
120071 | TAB-WA6-SQ-4197 | Harness | TAB-WA6-SQ-0001 | Fall Arrest System | PPE | Safety Equipment |  | SQ | http://www.toronto.ca/TWONTO#fall_arrest_harness
120073 | TAB-WA6-SQ-5335 | Harness | TAB-WA6-SQ-0001 | Fall Arrest System | PPE | Safety Equipment |  | SQ | http://www.toronto.ca/TWONTO#fall_arrest_harness
140863 | TNT-WA9-SQ-0111 | Harness | TNT-WA9-SQ-0010 | Fall arrest systems | PPE | Safety Equipment |  | SQ | http://www.toronto.ca/TWONTO#fall_arrest_harness
140865 | TNT-WA9-SQ-0113 | HARNESS | TNT-WA9-SQ-0010 | Fall arrest systems | PPE | Safety Equipment |  | SQ | http://www.toronto.ca/TWONTO#fall_arrest_harness
140869 | TNT-WA9-SQ-0128 | HARNESS | TNT-WA9-SQ-0010 | Fall arrest systems | PPE | Safety Equipment |  | SQ | http://www.toronto.ca/TWONTO#fall_arrest_harness
55814 | TAB-WA6-SQ-1933 | Harness - Liwen Xu | TAB-WA6-SQ-0001 | Fall Arrest System | PPE,Harness | Safety Equipment |  | SQ | http://www.toronto.ca/TWONTO#fall_arrest_harness
55735 | TAB-WA4-SQ-5832 | Harness - Enfa Wei | TAB-WA4-SQ-0010 | WA4 Fall arrest systems | PPE | Safety Equipment |  | SQ | http://www.toronto.ca/TWONTO#fall_arrest_harness
119986 | TAB-WA4-SQ-D9E4 | Harness - John Dela Cruz | TAB-WA4-SQ-0010 | WA4 Fall arrest systems | PPE | Safety Equipment |  |  | http://www.toronto.ca/TWONTO#fall_arrest_harness
55783 | TAB-WA5-SQ-EE27 | Harness - Luke Hullah | TAB-WA5-SQ | WA5 Safety Equipment | PPE,Harness | Safety Equipment |  |  | http://www.toronto.ca/TWONTO#fall_arrest_harness
55868 | TAB-WA6-SQ-DA67 | Harness - Paul Petryshyn | TAB-WA6-SQ-0001 | Fall Arrest System | PPE | Safety Equipment |  |  | http://www.toronto.ca/TWONTO#fall_arrest_harness
120089 | TAB-WA6-SQ-DA67 | Harness - Paul Petryshyn | TAB-WA6-SQ | WA6 Safety Equipment | PPE | Safety Equipment |  |  | http://www.toronto.ca/TWONTO#fall_arrest_harness
55780 | TAB-WA5-SQ-E4E8 | Harness - Pavel Krasny | TAB-WA5-SQ | WA5 Safety Equipment | PPE,Harness | Safety Equipment |  |  | http://www.toronto.ca/TWONTO#fall_arrest_harness
55823 | TAB-WA6-SQ-5472 | Harness - Peter Wen | TAB-WA6-SQ-0001 | Fall Arrest System | PPE | Safety Equipment |  | SQ | http://www.toronto.ca/TWONTO#fall_arrest_harness
120074 | TAB-WA6-SQ-5472 | Harness - Peter Wen | TAB-WA6-SQ | WA6 Safety Equipment | PPE | Safety Equipment |  | SQ | http://www.toronto.ca/TWONTO#fall_arrest_harness
55739 | TAB-WA4-SQ-6946 | Harness - Ramesh Yadav | TAB-WA6-SQ | WA6 Safety Equipment | PPE | Safety Equipment |  | SQ | http://www.toronto.ca/TWONTO#fall_arrest_harness
119972 | TAB-WA4-SQ-6946 | Harness - Ramesh Yadav | TAB-WA4-SQ-0010 | WA4 Fall arrest systems | PPE | Safety Equipment |  | SQ | http://www.toronto.ca/TWONTO#fall_arrest_harness
119973 | TAB-WA4-SQ-6946 | Harness - Ramesh Yadav | TAB-WA6-SQ-0001 | Fall Arrest System | PPE | Safety Equipment |  | SQ | http://www.toronto.ca/TWONTO#fall_arrest_harness
55748 | TAB-WA4-SQ-9565 | Harness - Remigio Abanador | TAB-WA4-SQ-0010 | WA4 Fall arrest systems | PPE | Safety Equipment |  | SQ | http://www.toronto.ca/TWONTO#fall_arrest_harness
55817 | TAB-WA6-SQ-4970 | Harness - Shared Equipment | TAB-WA6-SQ-0001 | Fall Arrest System | PPE | Safety Equipment |  | SQ | http://www.toronto.ca/TWONTO#fall_arrest_harness
55825 | TAB-WA6-SQ-7591 | Harness - Shared Equipment | TAB-WA6-SQ-0001 | Fall Arrest System | PPE | Safety Equipment |  | SQ | http://www.toronto.ca/TWONTO#fall_arrest_harness
55781 | TAB-WA5-SQ-E5C2 | Harness - Vasileios Prekas | TAB-WA5-SQ | WA5 Safety Equipment | PPE,Harness | Safety Equipment |  |  | http://www.toronto.ca/TWONTO#fall_arrest_harness
94844 | FHO-SES-SQ-6021 | Harness- 963973 - Alex.G | FHO-SES-SQ-0006 | Fall Arrest Systems | PPE,Harness | Safety Equipment |  | SQ | http://www.toronto.ca/TWONTO#fall_arrest_harness
9579 | DOS-MCS-FAR-139196 | Harness Retrieval Unit, Fall Arrest Support System | FAC-YCM-SES | SAFETY & ENVIRONMENTAL SERVICES | Lifting Device,Sling | Safety Equipment |  | FAR | http://www.toronto.ca/TWONTO#fall_arrest_harness
40056 | DOS-MCS-FAR-139148 | Harness Retrieval Unit, Fall Arrest Support System | FAC-YCM-SES | SAFETY & ENVIRONMENTAL SERVICES | Lifting Device,Sling | Safety Equipment |  | FAR | http://www.toronto.ca/TWONTO#fall_arrest_harness
78889 | THR-SES-SQ-4881S | Harness, Full Body | THR-SES-FAS | Fall Arrest Sytem (Harness and Lanyard), Safety Equipment | Safety | Safety Equipment | 38768 | SQ | http://www.toronto.ca/TWONTO#fall_arrest_harness
78902 | THR-SES-SQ-6789S | Harness, Full Body | THR-SES-FAS | Fall Arrest Sytem (Harness and Lanyard), Safety Equipment | Safety | Safety Equipment |  | SQ | http://www.toronto.ca/TWONTO#fall_arrest_harness
78903 | THR-SES-SQ-6789S | Harness, Full Body | THR-SES-SQ | Safety Equipment | Safety | Safety Equipment |  | SQ | http://www.toronto.ca/TWONTO#fall_arrest_harness
78904 | THR-SES-SQ-6798S | Harness, Full Body | THR-SES-FAS | Fall Arrest Sytem (Harness and Lanyard), Safety Equipment | Safety | Safety Equipment | 38770 | SQ | http://www.toronto.ca/TWONTO#fall_arrest_harness
78908 | THR-SES-SQ-7065S | Harness, Full Body | THR-SES-FAS | Fall Arrest Sytem (Harness and Lanyard), Safety Equipment | Safety | Safety Equipment | 38771 | SQ | http://www.toronto.ca/TWONTO#fall_arrest_harness
78915 | THR-SES-SQ-7480S | Harness, Full Body | THR-SES-FAS | Fall Arrest Sytem (Harness and Lanyard), Safety Equipment | Safety | Safety Equipment | 38772 | SQ | http://www.toronto.ca/TWONTO#fall_arrest_harness
78916 | THR-SES-SQ-7480S | Harness, Full Body | THR-SES-SQ | Safety Equipment | Safety | Safety Equipment | 38772 | SQ | http://www.toronto.ca/TWONTO#fall_arrest_harness
78925 | THR-SES-SQ-8615S | Harness, Full Body | THR-SES-SQ | Safety Equipment | Safety | Safety Equipment | 38773 | SQ | http://www.toronto.ca/TWONTO#fall_arrest_harness
78937 | THR-SES-SQ-9525S | Harness, Full Body | THR-SES-SQ | Safety Equipment | Safety | Safety Equipment | 38774 | SQ | http://www.toronto.ca/TWONTO#fall_arrest_harness
138774 | THR-SES-SQ-4881S | Harness, Full Body | THR-SES-SQ | Safety Equipment | Safety | Safety Equipment | 38768 | SQ | http://www.toronto.ca/TWONTO#fall_arrest_harness
138779 | THR-SES-SQ-6798S | Harness, Full Body | THR-SES-SQ | Safety Equipment | Safety | Safety Equipment | 38770 | SQ | http://www.toronto.ca/TWONTO#fall_arrest_harness
138781 | THR-SES-SQ-7065S | Harness, Full Body | THR-SES-SQ | Safety Equipment | Safety | Safety Equipment | 38771 | SQ | http://www.toronto.ca/TWONTO#fall_arrest_harness
138799 | THR-SES-SQ-8615S | Harness, Full Body | THR-SES-FAS | Fall Arrest Sytem (Harness and Lanyard), Safety Equipment | Safety | Safety Equipment | 38773 | SQ | http://www.toronto.ca/TWONTO#fall_arrest_harness
138807 | THR-SES-SQ-9525S | Harness, Full Body | THR-SES-FAS | Fall Arrest Sytem (Harness and Lanyard), Safety Equipment | Safety | Safety Equipment | 38774 | SQ | http://www.toronto.ca/TWONTO#fall_arrest_harness
78931 | THR-SES-SQ-8689 | Harness, Full Body PPE Bhavin Shah | THR-SES-SQ-3200 | Lanyard for Harness 6 ft, PPE Bhavin Shah | Safety | Safety Equipment |  | SQ | http://www.toronto.ca/TWONTO#fall_arrest_harness
78930 | THR-SES-SQ-8645 | Harness, Full Body PPE Darrel Reed | THR-SES-FAS | Fall Arrest Sytem (Harness and Lanyard), Safety Equipment | Safety | Safety Equipment | 36285 | SQ | http://www.toronto.ca/TWONTO#fall_arrest_harness
138803 | THR-SES-SQ-8645 | Harness, Full Body PPE Darrel Reed | THR-SES-SQ | Safety Equipment | Safety | Safety Equipment | 36285 | SQ | http://www.toronto.ca/TWONTO#fall_arrest_harness
138806 | THR-SES-SQ-9198 | Harness, Full Body PPE Gurpreet Singh | THR-SES-SQ-1448 | Lanyard for Harness, PPE Gurpreet Singh | Safety | Safety Equipment |  | SQ | http://www.toronto.ca/TWONTO#fall_arrest_harness
138784 | THR-SES-SQ-7195 | Harness, Full Body PPE Jan Susla | THR-SES-FAS | Fall Arrest Sytem (Harness and Lanyard), Safety Equipment | Safety | Safety Equipment | 36284 | SQ | http://www.toronto.ca/TWONTO#fall_arrest_harness
138785 | THR-SES-SQ-7195 | Harness, Full Body PPE Jan Susla | THR-SES-SQ-1401 | Lanyard for Harness 4 ft., PPE, Jan Susla | Safety | Safety Equipment | 36284 | SQ | http://www.toronto.ca/TWONTO#fall_arrest_harness
138737 | THR-SES-SQ-1719 | Harness, Full Body PPE -Jason Polyzotis-SN: Q1256726 | THR-SES-SQ-0955 | Lanyard for Harness, (Retractable) PPE Jason Polyzotis- SN-171858 | Safety | Safety Equipment |  | SQ | http://www.toronto.ca/TWONTO#fall_arrest_harness
78926 | THR-SES-SQ-8629 | Harness, Full Body PPE Jeffrey Foxton | THR-SES-SQ-9134 | Lanyard for Harness 6 ft., PPE Stan Chatzinikolau | Safety | Safety Equipment |  | SQ | http://www.toronto.ca/TWONTO#fall_arrest_harness
138800 | THR-SES-SQ-8629 | Harness, Full Body PPE Jeffrey Foxton | THR-SES-FAS | Fall Arrest Sytem (Harness and Lanyard), Safety Equipment | Safety | Safety Equipment |  | SQ | http://www.toronto.ca/TWONTO#fall_arrest_harness
78938 | THR-SES-SQ-9833S | Harness, Full Body PPE Martin Ge | THR-SES-FAS | Fall Arrest Sytem (Harness and Lanyard), Safety Equipment | Safety | Safety Equipment | 35028 | SQ | http://www.toronto.ca/TWONTO#fall_arrest_harness
78939 | THR-SES-SQ-9833S | Harness, Full Body PPE Martin Ge | THR-SES-SQ-1395 | Lanyard for Harness, PPE Martin Ge | Safety | Safety Equipment | 35028 | SQ | http://www.toronto.ca/TWONTO#fall_arrest_harness
138766 | THR-SES-SQ-3265 | Harness, Full Body PPE Martin Ge | THR-SES-SQ-1395 | Lanyard for Harness, PPE Martin Ge | Safety | Safety Equipment |  | SQ | http://www.toronto.ca/TWONTO#fall_arrest_harness
138808 | THR-SES-SQ-9833S | Harness, Full Body PPE Martin Ge | THR-SES-SQ | Safety Equipment | Safety | Safety Equipment | 35028 | SQ | http://www.toronto.ca/TWONTO#fall_arrest_harness
78844 | THR-SES-SQ-0902 | Harness, Full Body PPE Matthew McNall | THR-SES-SQ-4115 | Lanyard, Retractable, PPE Matthew McNall | Safety | Safety Equipment |  | SQ | http://www.toronto.ca/TWONTO#fall_arrest_harness
138709 | THR-SES-SQ-0902 | Harness, Full Body PPE Matthew McNall | THR-SES-FAS | Fall Arrest Sytem (Harness and Lanyard), Safety Equipment | Safety | Safety Equipment |  | SQ | http://www.toronto.ca/TWONTO#fall_arrest_harness
78841 | THR-SES-SQ-0802 | Harness, Full Body PPE Phil Rodrigues | THR-SES-FAS | Fall Arrest Sytem (Harness and Lanyard), Safety Equipment | Safety | Safety Equipment |  | SQ | http://www.toronto.ca/TWONTO#fall_arrest_harness
78842 | THR-SES-SQ-0802 | Harness, Full Body PPE Phil Rodrigues | THR-SES-SQ-4065 | Lanyard for Harness, PPE Phil Rodrigues | Safety | Safety Equipment |  | SQ | http://www.toronto.ca/TWONTO#fall_arrest_harness
138707 | THR-SES-SQ-0802 | Harness, Full Body PPE Phil Rodrigues | THR-SES-SQ | Safety Equipment | Safety | Safety Equipment |  | SQ | http://www.toronto.ca/TWONTO#fall_arrest_harness
78913 | THR-SES-SQ-7303 | Harness, Full Body PPE Prakash Patel | THR-SES-SQ-4065 | Lanyard for Harness, PPE Phil Rodrigues | Safety | Safety Equipment |  | SQ | http://www.toronto.ca/TWONTO#fall_arrest_harness
78849 | THR-SES-SQ-1134 | Harness, Full Body PPE Stan Chatzinikoloau | THR-SES-SQ-9134 | Lanyard for Harness 6 ft., PPE Stan Chatzinikolau | Safety | Safety Equipment |  | SQ | http://www.toronto.ca/TWONTO#fall_arrest_harness
138720 | THR-SES-SQ-1134 | Harness, Full Body PPE Stan Chatzinikoloau | THR-SES-FAS | Fall Arrest Sytem (Harness and Lanyard), Safety Equipment | Safety | Safety Equipment |  | SQ | http://www.toronto.ca/TWONTO#fall_arrest_harness
78910 | THR-SES-SQ-7238 | Harness, Full Body PPE Terry McNaney | THR-SES-SQ-9134 | Lanyard for Harness 6 ft., PPE Stan Chatzinikolau | Safety | Safety Equipment |  | SQ | http://www.toronto.ca/TWONTO#fall_arrest_harness
138786 | THR-SES-SQ-7238 | Harness, Full Body PPE Terry McNaney | THR-SES-FAS | Fall Arrest Sytem (Harness and Lanyard), Safety Equipment | Safety | Safety Equipment |  | SQ | http://www.toronto.ca/TWONTO#fall_arrest_harness
78864 | THR-SES-SQ-1718 | Harness, Full Body PPE Vadim Sak | THR-SES-SQ | Safety Equipment | Safety | Safety Equipment |  | SQ | http://www.toronto.ca/TWONTO#fall_arrest_harness
138735 | THR-SES-SQ-1718 | Harness, Full Body PPE Vadim Sak | THR-SES-FAS | Fall Arrest Sytem (Harness and Lanyard), Safety Equipment | Safety | Safety Equipment |  | SQ | http://www.toronto.ca/TWONTO#fall_arrest_harness
138736 | THR-SES-SQ-1718 | Harness, Full Body PPE Vadim Sak | THR-SES-SQ-2568 | Lanyard for Harness, PPE Vadsim Sak | Safety | Safety Equipment |  | SQ | http://www.toronto.ca/TWONTO#fall_arrest_harness
138710 | THR-SES-SQ-0910 | Harness, Full Body PPE-Baosheng Wang (Patrick) SN: Q1399602 | THR-SES-SQ-4125 | Lanyard, Retractable, PPE -Shadow Cooney- SN: 171986 | Safety | Safety Equipment |  | SQ | http://www.toronto.ca/TWONTO#fall_arrest_harness
138711 | THR-SES-SQ-0911 | Harness, Full Body PPE-Randish Sehijpal SN: Q1399612 | THR-SES-SQ-4125 | Lanyard, Retractable, PPE -Shadow Cooney- SN: 171986 | Safety | Safety Equipment |  | SQ | http://www.toronto.ca/TWONTO#fall_arrest_harness
78845 | THR-SES-SQ-0905 | Harness, Full Body PPE-Shadow Cooney- SN: Q1256725 | THR-SES-SQ-4125 | Lanyard, Retractable, PPE -Shadow Cooney- SN: 171986 | Safety | Safety Equipment |  | SQ | http://www.toronto.ca/TWONTO#fall_arrest_harness
138702 | THR-SES-SQ-0333 | Harness, Full Body, PPE Allen Villanueva | THR-SES-FAS | Fall Arrest Sytem (Harness and Lanyard), Safety Equipment | Safety | Safety Equipment |  | SQ | http://www.toronto.ca/TWONTO#fall_arrest_harness
78934 | THR-SES-SQ-9080 | Harness, Full Body, PPE Andrei Klimbovsky | THR-SES-SQ-8406 | Lanyard for Harness, PPE for Xu Peng | Safety | Safety Equipment |  | SQ | http://www.toronto.ca/TWONTO#fall_arrest_harness
78919 | THR-SES-SQ-7724 | Harness, Full Body, PPE Anthony Aquino | THR-SES-SQ-1937 | Lanyard for Harness, PPE Jiri Gallus | Safety | Safety Equipment |  | SQ | http://www.toronto.ca/TWONTO#fall_arrest_harness
78847 | THR-SES-SQ-1007 | Harness, Full Body, PPE Danny Campolucci | THR-SES-FAS | Fall Arrest Sytem (Harness and Lanyard), Safety Equipment | Safety | Safety Equipment |  | SQ | http://www.toronto.ca/TWONTO#fall_arrest_harness
138714 | THR-SES-SQ-1007 | Harness, Full Body, PPE Danny Campolucci | THR-SES-SQ-0500 | Lanyard for Harness, PPE Danny Campolucci | Safety | Safety Equipment |  | SQ | http://www.toronto.ca/TWONTO#fall_arrest_harness
78914 | THR-SES-SQ-7388 | Harness, Full Body, PPE Danny Oliveira | THR-SES-SQ-2632 | Lanyard for Harness, PPE Danny Oliveira | Safety | Safety Equipment | 35745 | SQ | http://www.toronto.ca/TWONTO#fall_arrest_harness
138789 | THR-SES-SQ-7751 | Harness, Full Body, PPE Danny Vatafu | THR-SES-FAS | Fall Arrest Sytem (Harness and Lanyard), Safety Equipment | Safety | Safety Equipment | 35747 | SQ | http://www.toronto.ca/TWONTO#fall_arrest_harness
78871 | THR-SES-SQ-2181 | Harness, Full Body, PPE Deodharry Singh | THR-SES-FAS | Fall Arrest Sytem (Harness and Lanyard), Safety Equipment | Safety | Safety Equipment | 35742 | SQ | http://www.toronto.ca/TWONTO#fall_arrest_harness
138754 | THR-SES-SQ-2181 | Harness, Full Body, PPE Deodharry Singh | THR-SES-SQ | Safety Equipment | Safety | Safety Equipment | 35742 | SQ | http://www.toronto.ca/TWONTO#fall_arrest_harness
138755 | THR-SES-SQ-2181 | Harness, Full Body, PPE Deodharry Singh | THR-SES-SQ-6476 | Lanyard for Harness, PPE Deodharry Singh | Safety | Safety Equipment | 35742 | SQ | http://www.toronto.ca/TWONTO#fall_arrest_harness
138773 | THR-SES-SQ-4539 | Harness, Full Body, PPE Dhirenkumar Parmar | THR-SES-SQ-8437 | Lanyard for Harness, PPE Wei Peng | Safety | Safety Equipment |  | SQ | http://www.toronto.ca/TWONTO#fall_arrest_harness
78920 | THR-SES-SQ-8059S | Harness, Full Body, PPE Dhirenkumar Parmar (FAILED TEST)) | THR-SES-FAS | Fall Arrest Sytem (Harness and Lanyard), Safety Equipment | Safety | Safety Equipment | 35029 | SQ | http://www.toronto.ca/TWONTO#fall_arrest_harness
138792 | THR-SES-SQ-8059S | Harness, Full Body, PPE Dhirenkumar Parmar (FAILED TEST)) | THR-SES-SQ | Safety Equipment | Safety | Safety Equipment | 35029 | SQ | http://www.toronto.ca/TWONTO#fall_arrest_harness
78850 | THR-SES-SQ-1172 | Harness, Full Body, PPE Dwight Bolton | THR-SES-FAS | Fall Arrest Sytem (Harness and Lanyard), Safety Equipment | Safety | Safety Equipment |  | SQ | http://www.toronto.ca/TWONTO#fall_arrest_harness
138721 | THR-SES-SQ-1172 | Harness, Full Body, PPE Dwight Bolton | THR-SES-SQ | Safety Equipment | Safety | Safety Equipment |  | SQ | http://www.toronto.ca/TWONTO#fall_arrest_harness
78870 | THR-SES-SQ-2176 | Harness, Full Body, PPE Edgardo Manansala | THR-SES-FAS | Fall Arrest Sytem (Harness and Lanyard), Safety Equipment | Safety | Safety Equipment | 35743 | SQ | http://www.toronto.ca/TWONTO#fall_arrest_harness
138752 | THR-SES-SQ-2176 | Harness, Full Body, PPE Edgardo Manansala | THR-SES-SQ | Safety Equipment | Safety | Safety Equipment | 35743 | SQ | http://www.toronto.ca/TWONTO#fall_arrest_harness
138753 | THR-SES-SQ-2176 | Harness, Full Body, PPE Edgardo Manansala | THR-SES-SQ-2569 | Lanyard for Harness, PPE Edgar Manansala | Safety | Safety Equipment | 35743 | SQ | http://www.toronto.ca/TWONTO#fall_arrest_harness
78858 | THR-SES-SQ-1402S | Harness, Full Body, PPE Esmond Lewis | THR-SES-SQ-2565 | Lanyard for Harness, PPE Esmond Lewis | Safety | Safety Equipment | 34010 | SQ | http://www.toronto.ca/TWONTO#fall_arrest_harness
138782 | THR-SES-SQ-7101 | Harness, Full Body, PPE Esmond Lewis | THR-SES-SQ | Safety Equipment | Safety | Safety Equipment | 35744 | SQ | http://www.toronto.ca/TWONTO#fall_arrest_harness
138783 | THR-SES-SQ-7101 | Harness, Full Body, PPE Esmond Lewis | THR-SES-SQ-2565 | Lanyard for Harness, PPE Esmond Lewis | Safety | Safety Equipment | 35744 | SQ | http://www.toronto.ca/TWONTO#fall_arrest_harness
78848 | THR-SES-SQ-1019 | Harness, Full Body, PPE Hilario Gibuena | THR-SES-FAS | Fall Arrest Sytem (Harness and Lanyard), Safety Equipment | Safety | Safety Equipment |  | SQ | http://www.toronto.ca/TWONTO#fall_arrest_harness
138715 | THR-SES-SQ-1019 | Harness, Full Body, PPE Hilario Gibuena | THR-SES-SQ-9134 | Lanyard for Harness 6 ft., PPE Stan Chatzinikolau | Safety | Safety Equipment |  | SQ | http://www.toronto.ca/TWONTO#fall_arrest_harness
78839 | THR-SES-SQ-0738 | Harness, Full Body, PPE Igor Chamsoutdinov | THR-SES-FAS | Fall Arrest Sytem (Harness and Lanyard), Safety Equipment | Safety | Safety Equipment |  | SQ | http://www.toronto.ca/TWONTO#fall_arrest_harness
138706 | THR-SES-SQ-0738 | Harness, Full Body, PPE Igor Chamsoutdinov | THR-SES-SQ | Safety Equipment | Safety | Safety Equipment |  | SQ | http://www.toronto.ca/TWONTO#fall_arrest_harness
78869 | THR-SES-SQ-2158 | Harness, Full Body, PPE Jiri Gallus | THR-SES-FAS | Fall Arrest Sytem (Harness and Lanyard), Safety Equipment | Safety | Safety Equipment |  | SQ | http://www.toronto.ca/TWONTO#fall_arrest_harness
138751 | THR-SES-SQ-2158 | Harness, Full Body, PPE Jiri Gallus | THR-SES-SQ-6312 | Lanyard for Harness, PPE Anthony Aquino | Safety | Safety Equipment |  | SQ | http://www.toronto.ca/TWONTO#fall_arrest_harness
78940 | THR-SES-SQ-9840 | Harness, Full Body, PPE John Toner | THR-SES-FAS | Fall Arrest Sytem (Harness and Lanyard), Safety Equipment | Safety | Safety Equipment |  | SQ | http://www.toronto.ca/TWONTO#fall_arrest_harness
78941 | THR-SES-SQ-9840 | Harness, Full Body, PPE John Toner | THR-SES-SQ | Safety Equipment | Safety | Safety Equipment |  | SQ | http://www.toronto.ca/TWONTO#fall_arrest_harness
78863 | THR-SES-SQ-1708 | Harness, Full Body, PPE Ken Eldridge | THR-SES-FAS | Fall Arrest Sytem (Harness and Lanyard), Safety Equipment | Safety | Safety Equipment |  | SQ | http://www.toronto.ca/TWONTO#fall_arrest_harness
78840 | THR-SES-SQ-0739 | Harness, Full Body, PPE Leonid Tovbis | THR-SES-FAS | Fall Arrest Sytem (Harness and Lanyard), Safety Equipment | Safety | Safety Equipment |  | SQ | http://www.toronto.ca/TWONTO#fall_arrest_harness
78867 | THR-SES-SQ-2151 | Harness, Full Body, PPE Nardo Serrano | THR-SES-FAS | Fall Arrest Sytem (Harness and Lanyard), Safety Equipment | Safety | Safety Equipment |  | SQ | http://www.toronto.ca/TWONTO#fall_arrest_harness
78868 | THR-SES-SQ-2151 | Harness, Full Body, PPE Nardo Serrano | THR-SES-SQ | Safety Equipment | Safety | Safety Equipment |  | SQ | http://www.toronto.ca/TWONTO#fall_arrest_harness
138798 | THR-SES-SQ-8587 | Harness, Full Body, PPE Nick Saceleano | THR-SES-SQ-2572 | Lanyard for Harness, PPE Igor Chamsoutdinov | Safety | Safety Equipment |  | SQ | http://www.toronto.ca/TWONTO#fall_arrest_harness
78935 | THR-SES-SQ-9101 | Harness, Full Body, PPE Pauly Jacob | THR-SES-SQ-6257 | Lanyard for Harness, PPE Pauly Jacob | Safety | Safety Equipment |  | SQ | http://www.toronto.ca/TWONTO#fall_arrest_harness
138701 | THR-SES-SQ-0151 | Harness, Full Body, PPE Ravin Sankar | THR-SES-SQ-0944 | Lanyard for Harness, PPE Ravin Sankar | Safety | Safety Equipment |  | SQ | http://www.toronto.ca/TWONTO#fall_arrest_harness
78928 | THR-SES-SQ-8637 | Harness, Full Body, PPE Walter Postolovskyj | THR-SES-FAS | Fall Arrest Sytem (Harness and Lanyard), Safety Equipment | Safety | Safety Equipment |  | SQ | http://www.toronto.ca/TWONTO#fall_arrest_harness
78882 | THR-SES-SQ-3508 | Harness, Full Body, PPE Wayne Johnston (Suspended) | THR-SES-FAS | Fall Arrest Sytem (Harness and Lanyard), Safety Equipment | Safety | Safety Equipment | 34918 | SQ | http://www.toronto.ca/TWONTO#fall_arrest_harness
78883 | THR-SES-SQ-3508 | Harness, Full Body, PPE Wayne Johnston (Suspended) | THR-SES-SQ-5012 | Lanyard for Harness, PPE Wayne Johnston (Suspended) | Safety | Safety Equipment | 34918 | SQ | http://www.toronto.ca/TWONTO#fall_arrest_harness
138767 | THR-SES-SQ-3508 | Harness, Full Body, PPE Wayne Johnston (Suspended) | THR-S-E | SUSPENDED ENTITY | Safety | Safety Equipment | 34918 | SQ | http://www.toronto.ca/TWONTO#fall_arrest_harness
138768 | THR-SES-SQ-3508 | Harness, Full Body, PPE Wayne Johnston (Suspended) | THR-SES-SQ | Safety Equipment | Safety | Safety Equipment | 34918 | SQ | http://www.toronto.ca/TWONTO#fall_arrest_harness
78917 | THR-SES-SQ-7529 | Harness, Full Body, PPE, Bogdan Denderys | THR-SES-SQ | Safety Equipment | Safety | Safety Equipment | 35746 | SQ | http://www.toronto.ca/TWONTO#fall_arrest_harness
138787 | THR-SES-SQ-7529 | Harness, Full Body, PPE, Bogdan Denderys | THR-SES-FAS | Fall Arrest Sytem (Harness and Lanyard), Safety Equipment | Safety | Safety Equipment | 35746 | SQ | http://www.toronto.ca/TWONTO#fall_arrest_harness
78872 | THR-SES-SQ-2199 | Harness, Full Body, PPE, Jan Susla | THR-SES-FAS | Fall Arrest Sytem (Harness and Lanyard), Safety Equipment | Safety | Safety Equipment | 36282 | SQ | http://www.toronto.ca/TWONTO#fall_arrest_harness
78873 | THR-SES-SQ-2199 | Harness, Full Body, PPE, Jan Susla | THR-SES-SQ-1972 | Lanyard for Harness, PPE, Jan Susla | Safety | Safety Equipment | 36282 | SQ | http://www.toronto.ca/TWONTO#fall_arrest_harness
78888 | THR-SES-SQ-4413 | Harness, Full Body, PPE, Renan Espiritu | THR-SES-FAS | Fall Arrest Sytem (Harness and Lanyard), Safety Equipment | Safety | Safety Equipment | 36283 | SQ | http://www.toronto.ca/TWONTO#fall_arrest_harness
138801 | THR-SES-SQ-8642S | Harness, Full Body, PPE, Renan Espiritu (FAILED TEST) | THR-SES-FAS | Fall Arrest Sytem (Harness and Lanyard), Safety Equipment | Safety | Safety Equipment | 35030 | SQ | http://www.toronto.ca/TWONTO#fall_arrest_harness
138802 | THR-SES-SQ-8642S | Harness, Full Body, PPE, Renan Espiritu (FAILED TEST) | THR-SES-SQ | Safety Equipment | Safety | Safety Equipment | 35030 | SQ | http://www.toronto.ca/TWONTO#fall_arrest_harness
138738 | THR-SES-SQ-1896 | Harness, Full Body,PPE Paquito Espiritu | THR-SES-FAS | Fall Arrest Sytem (Harness and Lanyard), Safety Equipment | Safety | Safety Equipment |  | SQ | http://www.toronto.ca/TWONTO#fall_arrest_harness
55766 | TAB-WA5-SQ-0021 | Harness, Large Fall Arrest, Safety Equipment, Dig. 13 - 16, WA5 Office | TAB-SQ-LD | WA8 Safety Equipment Lifting Devices | PPE,Harness | Safety Equipment |  | SQ | http://www.toronto.ca/TWONTO#fall_arrest_harness
55774 | TAB-WA5-SQ-6E60 | Harness, Medium Fall Arrest, Safety Equipment | TAB-WA5-SQ | WA5 Safety Equipment | PPE,Harness | Safety Equipment |  | SQ | http://www.toronto.ca/TWONTO#fall_arrest_harness
55779 | TAB-WA5-SQ-D206 | Harness, Medium Fall Arrest, Safety Equipment | TAB-WA5-SQ | WA5 Safety Equipment | PPE,Harness | Safety Equipment |  |  | http://www.toronto.ca/TWONTO#fall_arrest_harness
120021 | TAB-WA5-SQ-2DBA | Harness, Medium Fall Arrest, Safety Equipment | TAB-WA5-SQ | WA5 Safety Equipment | PPE,Harness | Safety Equipment |  | SQ | http://www.toronto.ca/TWONTO#fall_arrest_harness
120027 | TAB-WA5-SQ-9028 | Harness, Medium Fall Arrest, Safety Equipment | TAB-WA5-SQ | WA5 Safety Equipment | PPE,Harness | Safety Equipment |  | SQ | http://www.toronto.ca/TWONTO#fall_arrest_harness
55765 | TAB-WA5-SQ-0020 | Harness, Medium Fall Arrest, Safety Equipment, Dig. 13 - 16, WA8 Office | TAB-SQ-LD | WA8 Safety Equipment Lifting Devices | PPE,Harness | Safety Equipment |  | SQ | http://www.toronto.ca/TWONTO#fall_arrest_harness
55729 | TAB-WA4-SQ-3425 | Harness, Safety - 10072479 | TAB-WA4-SQ-0010 | WA4 Fall arrest systems |  | Safety Equipment |  | SQ | http://www.toronto.ca/TWONTO#fall_arrest_harness
119963 | TAB-WA4-SQ-3424 | Harness, Safety - 10072479 | TAB-WA4-SQ-0010 | WA4 Fall arrest systems |  | Safety Equipment |  | SQ | http://www.toronto.ca/TWONTO#fall_arrest_harness
55728 | TAB-WA4-SQ-3422 | Harness, Safety - 110796C | TAB-WA4-SQ-0010 | WA4 Fall arrest systems |  | Safety Equipment |  | SQ | http://www.toronto.ca/TWONTO#fall_arrest_harness
119964 | TAB-WA4-SQ-3426 | Harness, Safety - 1109751C | TAB-WA4-SQ-0010 | WA4 Fall arrest systems |  | Safety Equipment |  | SQ | http://www.toronto.ca/TWONTO#fall_arrest_harness
119961 | TAB-WA4-SQ-3420 | Harness, Safety - 11312C | TAB-WA4-SQ-0010 | WA4 Fall arrest systems |  | Safety Equipment |  | SQ | http://www.toronto.ca/TWONTO#fall_arrest_harness
55730 | TAB-WA4-SQ-3427 | Harness, Safety - 1161525C | TAB-WA4-SQ-0010 | WA4 Fall arrest systems |  | Safety Equipment |  | SQ | http://www.toronto.ca/TWONTO#fall_arrest_harness
119962 | TAB-WA4-SQ-3423 | Harness, Safety - 1191383C | TAB-WA4-SQ-0010 | WA4 Fall arrest systems |  | Safety Equipment |  | SQ | http://www.toronto.ca/TWONTO#fall_arrest_harness
119960 | TAB-WA4-SQ-3417 | Harness, Safety - 7510-(S-M) | TAB-WA4-SQ-0010 | WA4 Fall arrest systems |  | Safety Equipment |  | SQ | http://www.toronto.ca/TWONTO#fall_arrest_harness
55727 | TAB-WA4-SQ-3421 | Harness, Safety - 7510Q(S-M) | TAB-WA4-SQ-0010 | WA4 Fall arrest systems |  | Safety Equipment |  | SQ | http://www.toronto.ca/TWONTO#fall_arrest_harness
55726 | TAB-WA4-SQ-3419 | Harness, Safety - AB17530C | TAB-WA4-SQ-0010 | WA4 Fall arrest systems |  | Safety Equipment |  | SQ | http://www.toronto.ca/TWONTO#fall_arrest_harness
55731 | TAB-WA4-SQ-3428 | Harness, Safety - FP81F/1EDBA | TAB-WA4-SQ-0010 | WA4 Fall arrest systems |  | Safety Equipment |  | SQ | http://www.toronto.ca/TWONTO#fall_arrest_harness
119959 | TAB-WA4-SQ-3416 | Harness, Safety - FP81F/EDBA | TAB-WA4-SQ-0010 | WA4 Fall arrest systems |  | Safety Equipment |  | SQ | http://www.toronto.ca/TWONTO#fall_arrest_harness
55725 | TAB-WA4-SQ-3418 | Harness, Safety - RDT-TB/UBK | TAB-WA4-SQ-0010 | WA4 Fall arrest systems |  | Safety Equipment |  | SQ | http://www.toronto.ca/TWONTO#fall_arrest_harness
55764 | TAB-WA5-SQ-0019 | Harness, Small Fall Arrest, Safety Equipment, Dig. 13 - 16, WA8 Office | TAB-SQ-LD | WA8 Safety Equipment Lifting Devices | PPE,Harness | Safety Equipment |  | SQ | http://www.toronto.ca/TWONTO#fall_arrest_harness
120014 | TAB-WA5-SQ-0019 | Harness, Small Fall Arrest, Safety Equipment, Dig. 13 - 16, WA8 Office | TAB-WA5-SQ | WA5 Safety Equipment | PPE,Harness | Safety Equipment |  | SQ | http://www.toronto.ca/TWONTO#fall_arrest_harness
78922 | THR-SES-SQ-8405 | Harness,Full Body,PPE for Xu Peng | THR-SES-FAS | Fall Arrest Sytem (Harness and Lanyard), Safety Equipment | Safety | Safety Equipment |  | SQ | http://www.toronto.ca/TWONTO#fall_arrest_harness
138730 | THR-SES-SQ-1529 | Harness,Full Body,PPE Roger Scott | THR-SES-SQ-1448 | Lanyard for Harness, PPE Gurpreet Singh | Safety | Safety Equipment |  | SQ | http://www.toronto.ca/TWONTO#fall_arrest_harness
138795 | THR-SES-SQ-8436 | Harness,Full Body.PPE Wei Peng | THR-SES-FAS | Fall Arrest Sytem (Harness and Lanyard), Safety Equipment | Safety | Safety Equipment |  | SQ | http://www.toronto.ca/TWONTO#fall_arrest_harness
26319 | FHO-SES-SQ-6002 | Harness-112458 -Spare | FHO-SES-SQ-0006 | Fall Arrest Systems | PPE,Harness | Safety Equipment |  | SQ | http://www.toronto.ca/TWONTO#fall_arrest_harness
26321 | FHO-SES-SQ-6012 | Harness-134057 - Ian Chin | FHO-SES-SQ-0006 | Fall Arrest Systems | PPE,Harness | Safety Equipment |  | SQ | http://www.toronto.ca/TWONTO#fall_arrest_harness
26320 | FHO-SES-SQ-6011 | Harness-587054 - Spare | FHO-SES-SQ-0006 | Fall Arrest Systems | PPE,Harness | Safety Equipment |  | SQ | http://www.toronto.ca/TWONTO#fall_arrest_harness
94842 | FHO-SES-SQ-6013 | Harness-587080 - Spare | FHO-SES-SQ-0006 | Fall Arrest Systems | PPE,Harness | Safety Equipment |  | SQ | http://www.toronto.ca/TWONTO#fall_arrest_harness
94843 | FHO-SES-SQ-6013 | Harness-587080 - Spare | FHO-SES-SQ-0009 | Fall Lanyards | PPE,Harness | Safety Equipment |  | SQ | http://www.toronto.ca/TWONTO#fall_arrest_harness
26325 | FHO-SES-SQ-6015 | Harness-629881 - Barry K. | FHO-SES-SQ-0006 | Fall Arrest Systems | PPE,Harness | Safety Equipment |  | SQ | http://www.toronto.ca/TWONTO#fall_arrest_harness
26329 | FHO-SES-SQ-6023 | Harness-656764 - Peter D'Rozario | FHO-SES-SQ-0006 | Fall Arrest Systems | PPE,Harness | Safety Equipment |  | SQ | http://www.toronto.ca/TWONTO#fall_arrest_harness
26326 | FHO-SES-SQ-6018-SU | Harness-714409 | FHO-OBSOLETE | Removed From Service | PPE,Harness | Safety Equipment | 33835 | SQ | http://www.toronto.ca/TWONTO#fall_arrest_harness
26327 | FHO-SES-SQ-6018-SU | Harness-714409 | FHO-SES-SQ-0006 | Fall Arrest Systems | PPE,Harness | Safety Equipment | 33835 | SQ | http://www.toronto.ca/TWONTO#fall_arrest_harness
26330 | FHO-SES-SQ-6026 | Harness-792410 - Jamie Nickerson 063B12-CD4A-4E35-9A15-2E091500386 | FHO-SES-SQ-0006 | Fall Arrest Systems | PPE,Harness | Safety Equipment |  | SQ | http://www.toronto.ca/TWONTO#fall_arrest_harness
94840 | FHO-SES-SQ-6008-SU | Harness-937270 | FHO-OBSOLETE | Removed From Service | PPE,Harness | Safety Equipment |  | SQ | http://www.toronto.ca/TWONTO#fall_arrest_harness
94841 | FHO-SES-SQ-6008-SU | Harness-937270 | FHO-SES-SQ-0006 | Fall Arrest Systems | PPE,Harness | Safety Equipment |  | SQ | http://www.toronto.ca/TWONTO#fall_arrest_harness
26324 | FHO-SES-SQ-6014 | Harness-E00401006034CBCA -Spare | FHO-SES-SQ-0006 | Fall Arrest Systems | PPE,Harness | Safety Equipment |  | SQ | http://www.toronto.ca/TWONTO#fall_arrest_harness
26322 | FHO-SES-SQ-6012-SU | Harness-For Ian Chin | FHO-OBSOLETE | Removed From Service | PPE,Harness | Safety Equipment |  | SQ | http://www.toronto.ca/TWONTO#fall_arrest_harness
26323 | FHO-SES-SQ-6012-SU | Harness-For Ian Chin | FHO-SES-SQ-0006 | Fall Arrest Systems | PPE,Harness | Safety Equipment |  | SQ | http://www.toronto.ca/TWONTO#fall_arrest_harness
94839 | FHO-SES-SQ-6001 | Harness--Worku Yilma -982000130134047 | FHO-SES-SQ-0006 | Fall Arrest Systems | PPE,Harness | Safety Equipment |  | SQ | http://www.toronto.ca/TWONTO#fall_arrest_harness
75998 | THR-JHSC-HH | Head House Building & Surrounding Areas | THR-JHSC-WA2 | Joint Health & Safety Committee WA2 |  | Safety Equipment |  |  | http://www.toronto.ca/TWONTO#space
136605 | THR-JHSC-HHMCC | Head House MCC Room | THR-JHSC-WA3 | Joint Health & Safety Committee WA3 |  | Safety Equipment |  |  | http://www.toronto.ca/TWONTO#space
53675 | TAB-SES-TIC-2201 | Heat Tracing Controller, Emergency Eyewash/Shower, Rail Car Unloading | TAB-SES-SQ-2201 | Emergency Eyewash/Shower, Rail Car Unloading | Controller,Temperature | Safety Equipment |  | TIC | heat_tracing
53676 | TAB-SES-TIC-2202 | Heat Tracing Controller, Emergency Eyewash/Shower, Rail Car Unloading | TAB-SES-SQ-2202 | Emergency Eyewash/Shower, Rail Car Unloading | Controller,Temperature | Safety Equipment |  | TIC | heat_tracing
131890 | THR-CW-HTR-1000 | Heater ,Electric ,Domestic Water | THR-CW | City Water | Safety,Rupture Disc | Safety Equipment |  | HTR | http://www.toronto.ca/TWONTO#tanked_hot_water_heater
76037 | THR-JHSC-HPBB | High Pressure Blower Building | THR-JHSC-WA4 | Joint Health & Safety Committee WA4 |  | Safety Equipment |  |  | http://www.toronto.ca/TWONTO#space
82835 | FHA-SES-SQ-0016 | High Voltage AC Audio/Visual Voltage Detector CIT-01 | FHA-SES | Safety & Environmental Services | Safety | Safety Equipment |  | SQ | http://www.toronto.ca/TWONTO#voltage_tester
18579 | FHA-SES-SQ-0017 | High Voltage AC Audio/Visual Voltage Detector CIT-01A | FHA-SES | Safety & Environmental Services | Safety | Safety Equipment |  | SQ | http://www.toronto.ca/TWONTO#voltage_tester
94489 | FHO-SES-INQ-6001 | High Voltage Detector, COT01, Admin Building, S2, Electrical Shop | FHO-SES-SQ-0001 | Safety Equipment | PPE | Safety Equipment |  | INQ | http://www.toronto.ca/TWONTO#voltage_tester
94490 | FHO-SES-INQ-6002 | High Voltage Detector, CT010A, Admin Building, S2, Electrical Shop | FHO-SES-SQ-0001 | Safety Equipment | PPE | Safety Equipment |  | INQ | http://www.toronto.ca/TWONTO#voltage_tester
94491 | FHO-SES-INQ-6003 | High Voltage Detector, CT010B, Admin Building, S2, Electrical Shop | FHO-SES-SQ-0001 | Safety Equipment | PPE | Safety Equipment |  | INQ | http://www.toronto.ca/TWONTO#voltage_tester
94492 | FHO-SES-INQ-6004 | High Voltage Detector, CT010C, Admin Building, S2, Electrical Shop | FHO-SES-SQ-0001 | Safety Equipment | PPE | Safety Equipment |  | INQ | http://www.toronto.ca/TWONTO#voltage_tester
25888 | FHO-SES-INQ-6005 | High Voltage Detector, CT010T, Admin Building, S2, Electrical Shop | FHO-SES-SQ-0001 | Safety Equipment | PPE | Safety Equipment |  | INQ | http://www.toronto.ca/TWONTO#voltage_tester
25889 | FHO-SES-INQ-6006 | High Voltage Detector, Group 1, Admin Building, S2, Electrical Shop | FHO-SES-SQ-0001 | Safety Equipment | PPE | Safety Equipment |  | INQ | http://www.toronto.ca/TWONTO#voltage_tester
94493 | FHO-SES-INQ-6007 | High Voltage Detector, Group 2, Admin Building, S2, Electrical Shop | FHO-SES-SQ-0001 | Safety Equipment | PPE | Safety Equipment |  | INQ | http://www.toronto.ca/TWONTO#voltage_tester
30669 | FIS-SES-SQ-0100 | High Voltage Electrical Safety Equipment - Group 1 | FIS-SES-EYE | Eyewash Stations | Safety | Safety Equipment |  | SQ | http://www.toronto.ca/TWONTO#PPE
98222 | FIS-SES-SQ-0100 | High Voltage Electrical Safety Equipment - Group 1 | FIS-SES | Safety, Instrumentation & Environmental Services | Safety | Safety Equipment |  | SQ | http://www.toronto.ca/TWONTO#PPE
98223 | FIS-SES-SQ-0200 | High Voltage Electrical Safety Equipment - Group 2 | FIS-SES | Safety, Instrumentation & Environmental Services | Safety | Safety Equipment |  | SQ | http://www.toronto.ca/TWONTO#PPE
82833 | FHA-SES-SQ-0012 | High Voltage Electrical Safety Equipment -Gloves, FHA | FHA-SES | Safety & Environmental Services | PPE,Insulated Glove | Safety Equipment |  | SQ | http://www.toronto.ca/TWONTO#rubber_insulating_gloves
113504 | TAB-ELS-SQ-HOT STICK | High Voltage Hot Stick | TAB-ELS-ESQ | Electrical Safety Equipment |  | Safety Equipment |  |  | http://www.toronto.ca/TWONTO#hot_stick
26407 | FHO-SES-SQ-CAT900E | High Voltage Insulated Blanket | FHO-SES-SQ-0001 | Safety Equipment | PPE,Insulated Mat | Safety Equipment |  |  | ?
26308 | FHO-SES-SQ-0008 | High Voltage Insulated Blankets | FHO-SES-SQ-0001 | Safety Equipment | PPE,Insulated Mat | Safety Equipment |  | SQ | http://www.toronto.ca/TWONTO#PPE
94910 | FHO-SES-SQ-HVBK1 | High Voltage Insulated Blankets GROUP1 | FHO-SES-SQ-0001 | Safety Equipment | PPE,Insulated Mat | Safety Equipment |  |  | ?
26332 | FHO-SES-SQ-6033 | High Voltage Insulated Glove,Grouped Group 2 | FHO-SES-SQ-0001 | Safety Equipment | PPE,Insulated Glove | Safety Equipment |  | SQ | http://www.toronto.ca/TWONTO#PPE
94833 | FHO-SES-SQ-1000 | High Voltage Insulated Gloves | FHO-SES-SQ-0001 | Safety Equipment |  | Safety Equipment |  | SQ | http://www.toronto.ca/TWONTO#rubber_insulating_gloves
14777 | FCL-SES-SQ-GLOVES-A | High Voltage Insulated Gloves (Group A) | FCL-SES | Safety and Environmental Services | PPE,Insulated Glove | Safety Equipment |  |  | http://www.toronto.ca/TWONTO#rubber_insulating_gloves
14778 | FCL-SES-SQ-GLOVES-B | High Voltage Insulated Gloves (Group B) | FCL-SES | Safety and Environmental Services | PPE,Insulated Glove | Safety Equipment |  |  | http://www.toronto.ca/TWONTO#rubber_insulating_gloves
94904 | FHO-SES-SQ-8135 | High Voltage Insulated Gloves --Class 4 Serial number 8135 Muranganwa Chirume | FHO-SES-SQ-1000 | High Voltage Insulated Gloves | PPE,Insulated Glove | Safety Equipment | 35679 | SQ | http://www.toronto.ca/TWONTO#rubber_insulating_gloves
26313 | FHO-SES-SQ-0636 | High Voltage Insulated Gloves- Class Four Serial number -0636 Yan He | FHO-SES-SQ-1000 | High Voltage Insulated Gloves | PPE,Insulated Glove | Safety Equipment |  | SQ | http://www.toronto.ca/TWONTO#rubber_insulating_gloves
26314 | FHO-SES-SQ-0637 | High Voltage Insulated Gloves- Class Four Serial number -0637 Yan He | FHO-SES-SQ-1000 | High Voltage Insulated Gloves | PPE,Insulated Glove | Safety Equipment |  | SQ | http://www.toronto.ca/TWONTO#rubber_insulating_gloves
26317 | FHO-SES-SQ-1766 | High Voltage Insulated Gloves- class Zero 1766Terry Turner | FHO-SES-SQ-1000 | High Voltage Insulated Gloves | PPE,Insulated Glove | Safety Equipment | 35354 | SQ | http://www.toronto.ca/TWONTO#rubber_insulating_gloves
26315 | FHO-SES-SQ-0758 | High Voltage Insulated Gloves- class Zero Serial number -0758 Yan He | FHO-SES-SQ-1000 | High Voltage Insulated Gloves | PPE,Insulated Glove | Safety Equipment |  | SQ | http://www.toronto.ca/TWONTO#rubber_insulating_gloves
26316 | FHO-SES-SQ-0759 | High Voltage Insulated Gloves- class Zero Serial number -0759 Yan He | FHO-SES-SQ-1000 | High Voltage Insulated Gloves | PPE,Insulated Glove | Safety Equipment |  | SQ | http://www.toronto.ca/TWONTO#rubber_insulating_gloves
94834 | FHO-SES-SQ-2630_SU | High Voltage Insulated Gloves --Serial number 2630 Barry Kelly | FHO-SES-SQ-1000 | High Voltage Insulated Gloves | PPE,Insulated Glove | Safety Equipment | 34531 | SQ | http://www.toronto.ca/TWONTO#rubber_insulating_gloves
30709 | FIS-SES-SQ-6201 | High Voltage Insulated Ground Cables | FIS-SES | Safety, Instrumentation & Environmental Services | Safety | Safety Equipment |  | SQ | ?
94908 | FHO-SES-SQ-CIT18A | High Voltage Insulated Ground Cables CIT18A | FHO-SES-SQ-0001 | Safety Equipment | PPE,Insulated Mat | Safety Equipment |  |  | ?
26408 | FHO-SES-SQ-CIT18B | High Voltage Insulated Ground Cables CIT18B | FHO-SES-SQ-0001 | Safety Equipment | PPE,Insulated Mat | Safety Equipment |  |  | ?
94909 | FHO-SES-SQ-CIT18C | High Voltage Insulated Ground Cables CIT18C | FHO-SES-SQ-0001 | Safety Equipment | PPE,Insulated Mat | Safety Equipment |  |  | ?
26409 | FHO-SES-SQ-HVCAB1 | High Voltage Insulated Ground Cables -Group 1 | FHO-SES-SQ-0001 | Safety Equipment | PPE,Insulated Mat | Safety Equipment |  |  | ?
94911 | FHO-SES-SQ-HVCAB2 | High Voltage Insulated Ground Cables -Group 2 | FHO-SES-SQ-0001 | Safety Equipment | PPE,Insulated Mat | Safety Equipment |  |  | ?
94829 | FHO-SES-SQ-0013 | High Voltage Safety Equipment, Ground and Test Stick, Fiberglass, Gray, Electrical Shop | FHO-SES-SQ-0001 | Safety Equipment | PPE | Safety Equipment |  | SQ | http://www.toronto.ca/TWONTO#ground_and_test_device
94831 | FHO-SES-SQ-0015 | High Voltage Safety Equipment, Ground and Test Stick, Fiberglass, Orange, Electrical Shop | FHO-SES-SQ-0001 | Safety Equipment | PPE | Safety Equipment |  | SQ | http://www.toronto.ca/TWONTO#ground_and_test_device
94488 | FHO-SES-INQ-0011 | High Voltage Safety Equipment, Ground and Test Stick, Fiberglass, Yellow, Electrical Shop | FHO-SES-SQ-0001 | Safety Equipment | PPE | Safety Equipment |  | INQ | http://www.toronto.ca/TWONTO#ground_and_test_device
26328 | FHO-SES-SQ-6022 | High Voltage Safety Equipment, Insulated Blankets, S2, Electrical shop | FHO-SES-SQ-0006 | Fall Arrest Systems | PPE,Harness | Safety Equipment |  | SQ | http://www.toronto.ca/TWONTO#PPE
94856 | FHO-SES-SQ-6054 | High Voltage Safety Equipment, Insulated Gloves, Class 0, Serial Number 0078, Kevin Boudreau | FHO-SES-SQ-1000 | High Voltage Insulated Gloves | PPE,Insulated Glove | Safety Equipment |  | SQ | http://www.toronto.ca/TWONTO#rubber_insulating_gloves
94851 | FHO-SES-SQ-6044 | High Voltage Safety Equipment, Insulated Gloves, Class 0, Serial Number 0230, Murray Kerr | FHO-SES-SQ-1000 | High Voltage Insulated Gloves | PPE,Insulated Glove | Safety Equipment |  | SQ | http://www.toronto.ca/TWONTO#rubber_insulating_gloves
94853 | FHO-SES-SQ-6048 | High Voltage Safety Equipment, Insulated Gloves, Class 0, Serial Number 0235, Walter Casolino | FHO-SES-SQ-1000 | High Voltage Insulated Gloves | PPE,Insulated Glove | Safety Equipment |  | SQ | http://www.toronto.ca/TWONTO#rubber_insulating_gloves
26342 | FHO-SES-SQ-6053 | High Voltage Safety Equipment, Insulated Gloves, Class 0, Serial Number 0777, Tony Pu | FHO-SES-SQ-1000 | High Voltage Insulated Gloves | PPE,Insulated Glove | Safety Equipment |  | SQ | http://www.toronto.ca/TWONTO#rubber_insulating_gloves
26343 | FHO-SES-SQ-6055 | High Voltage Safety Equipment, Insulated Gloves, Class 0, Serial Number 0779, Tony Pu | FHO-SES-SQ-1000 | High Voltage Insulated Gloves | PPE,Insulated Glove | Safety Equipment |  | SQ | http://www.toronto.ca/TWONTO#rubber_insulating_gloves
94861 | FHO-SES-SQ-6063 | High Voltage Safety Equipment, Insulated Gloves, Class 0, Serial Number 1160, Craig Clayton | FHO-SES-SQ-1000 | High Voltage Insulated Gloves | PPE,Insulated Glove | Safety Equipment |  | SQ | http://www.toronto.ca/TWONTO#rubber_insulating_gloves
94846 | FHO-SES-SQ-6036 | High Voltage Safety Equipment, Insulated Gloves, Class 0, Serial Number 120, Balwinder Kanota | FHO-SES-SQ-1000 | High Voltage Insulated Gloves | PPE,Insulated Glove | Safety Equipment |  | SQ | http://www.toronto.ca/TWONTO#rubber_insulating_gloves
94862 | FHO-SES-SQ-6064 | High Voltage Safety Equipment, Insulated Gloves, Class 0, Serial Number 1765, Murray Kerr | FHO-SES-SQ-1000 | High Voltage Insulated Gloves | PPE,Insulated Glove | Safety Equipment |  | SQ | http://www.toronto.ca/TWONTO#rubber_insulating_gloves
94863 | FHO-SES-SQ-6066 | High Voltage Safety Equipment, Insulated Gloves, Class 0, Serial Number 1767, Kevin Boudreau | FHO-SES-SQ-1000 | High Voltage Insulated Gloves | PPE,Insulated Glove | Safety Equipment |  | SQ | http://www.toronto.ca/TWONTO#rubber_insulating_gloves
26347 | FHO-SES-SQ-6067 | High Voltage Safety Equipment, Insulated Gloves, Class 0, Serial Number 1769, Walter Casolino | FHO-SES-SQ-1000 | High Voltage Insulated Gloves | PPE,Insulated Glove | Safety Equipment |  | SQ | http://www.toronto.ca/TWONTO#rubber_insulating_gloves
94864 | FHO-SES-SQ-6068 | High Voltage Safety Equipment, Insulated Gloves, Class 0, Serial Number 1770, Ed Sacay | FHO-SES-SQ-1000 | High Voltage Insulated Gloves | PPE,Insulated Glove | Safety Equipment |  | SQ | http://www.toronto.ca/TWONTO#rubber_insulating_gloves
94865 | FHO-SES-SQ-6069 | High Voltage Safety Equipment, Insulated Gloves, Class 0, Serial Number 2214, Barry Kelly | FHO-SES-SQ-1000 | High Voltage Insulated Gloves | PPE,Insulated Glove | Safety Equipment |  | SQ | http://www.toronto.ca/TWONTO#rubber_insulating_gloves
26339 | FHO-SES-SQ-6046 | High Voltage Safety Equipment, Insulated Gloves, Class 0, Serial Number 233, Balwinder Kanota | FHO-SES-SQ-1000 | High Voltage Insulated Gloves | PPE,Insulated Glove | Safety Equipment |  | SQ | http://www.toronto.ca/TWONTO#rubber_insulating_gloves
26348 | FHO-SES-SQ-6070 | High Voltage Safety Equipment, Insulated Gloves, Class 0, Serial Number 2378, Barry Kelly | FHO-SES-SQ-1000 | High Voltage Insulated Gloves | PPE,Insulated Glove | Safety Equipment |  | SQ | http://www.toronto.ca/TWONTO#rubber_insulating_gloves
26349 | FHO-SES-SQ-6071 | High Voltage Safety Equipment, Insulated Gloves, Class 0, Serial Number 2582, Dave Hesse | FHO-SES-SQ-1000 | High Voltage Insulated Gloves | PPE,Insulated Glove | Safety Equipment |  | SQ | http://www.toronto.ca/TWONTO#rubber_insulating_gloves
94866 | FHO-SES-SQ-6072 | High Voltage Safety Equipment, Insulated Gloves, Class 0, Serial Number 2583, Barry Kelly | FHO-SES-SQ-1000 | High Voltage Insulated Gloves | PPE,Insulated Glove | Safety Equipment |  | SQ | http://www.toronto.ca/TWONTO#rubber_insulating_gloves
26350 | FHO-SES-SQ-6073 | High Voltage Safety Equipment, Insulated Gloves, Class 0, Serial Number 2584, Muranganwa Chirumme | FHO-SES-SQ-1000 | High Voltage Insulated Gloves | PPE,Insulated Glove | Safety Equipment |  | SQ | http://www.toronto.ca/TWONTO#rubber_insulating_gloves
26351 | FHO-SES-SQ-6074 | High Voltage Safety Equipment, Insulated Gloves, Class 0, Serial Number 2586, Craig Clayton | FHO-SES-SQ-1000 | High Voltage Insulated Gloves | PPE,Insulated Glove | Safety Equipment |  | SQ | http://www.toronto.ca/TWONTO#rubber_insulating_gloves
26340 | FHO-SES-SQ-6049 | High Voltage Safety Equipment, Insulated Gloves, Class 0, Serial Number 272, Dave Hesse | FHO-SES-SQ-1000 | High Voltage Insulated Gloves | PPE,Insulated Glove | Safety Equipment |  | SQ | http://www.toronto.ca/TWONTO#rubber_insulating_gloves
94854 | FHO-SES-SQ-6050 | High Voltage Safety Equipment, Insulated Gloves, Class 0, Serial Number 399, Muranganwa Chirumme | FHO-SES-SQ-1000 | High Voltage Insulated Gloves | PPE,Insulated Glove | Safety Equipment |  | SQ | http://www.toronto.ca/TWONTO#rubber_insulating_gloves
26341 | FHO-SES-SQ-6051 | High Voltage Safety Equipment, Insulated Gloves, Class 0, Serial Number 400, Barry Kelly | FHO-SES-SQ-1000 | High Voltage Insulated Gloves | PPE,Insulated Glove | Safety Equipment |  | SQ | http://www.toronto.ca/TWONTO#rubber_insulating_gloves
26352 | FHO-SES-SQ-6076 | High Voltage Safety Equipment, Insulated Gloves, Class 0, Serial Number 4400, Burt Donaldson | FHO-SES-SQ-1000 | High Voltage Insulated Gloves | PPE,Insulated Glove | Safety Equipment |  | SQ | http://www.toronto.ca/TWONTO#rubber_insulating_gloves
26353 | FHO-SES-SQ-6077 | High Voltage Safety Equipment, Insulated Gloves, Class 0, Serial Number 4401, Paramjit Sandhu | FHO-SES-SQ-1000 | High Voltage Insulated Gloves | PPE,Insulated Glove | Safety Equipment |  | SQ | http://www.toronto.ca/TWONTO#rubber_insulating_gloves
26354 | FHO-SES-SQ-6078 | High Voltage Safety Equipment, Insulated Gloves, Class 0, Serial Number 4402, Paramjit Sandhu | FHO-SES-SQ-1000 | High Voltage Insulated Gloves | PPE,Insulated Glove | Safety Equipment |  | SQ | http://www.toronto.ca/TWONTO#rubber_insulating_gloves
26355 | FHO-SES-SQ-6079 | High Voltage Safety Equipment, Insulated Gloves, Class 0, Serial Number 4403, Burt Donaldson | FHO-SES-SQ-1000 | High Voltage Insulated Gloves | PPE,Insulated Glove | Safety Equipment |  | SQ | http://www.toronto.ca/TWONTO#rubber_insulating_gloves
26357 | FHO-SES-SQ-6081 | High Voltage Safety Equipment, Insulated Gloves, Class 0, Serial Number 548, Craig Clayton | FHO-SES-SQ-1000 | High Voltage Insulated Gloves | PPE,Insulated Glove | Safety Equipment |  | SQ | http://www.toronto.ca/TWONTO#rubber_insulating_gloves
26358 | FHO-SES-SQ-6082 | High Voltage Safety Equipment, Insulated Gloves, Class 0, Serial Number 8132, Roman Polonowski | FHO-SES-SQ-1000 | High Voltage Insulated Gloves | PPE,Insulated Glove | Safety Equipment |  | SQ | http://www.toronto.ca/TWONTO#rubber_insulating_gloves
26359 | FHO-SES-SQ-6083 | High Voltage Safety Equipment, Insulated Gloves, Class 0, Serial Number 8133, Alex Gritsouk | FHO-SES-SQ-1000 | High Voltage Insulated Gloves | PPE,Insulated Glove | Safety Equipment |  | SQ | http://www.toronto.ca/TWONTO#rubber_insulating_gloves
94845 | FHO-SES-SQ-6032 | High Voltage Safety Equipment, Insulated Gloves, Class 4 | FHO-SES-SQ-0001 | Safety Equipment | PPE,Insulated Glove | Safety Equipment |  | SQ | http://www.toronto.ca/TWONTO#rubber_insulating_gloves
26336 | FHO-SES-SQ-6038 | High Voltage Safety Equipment, Insulated Gloves, Class 4, Serial Number 0209, Tony Pu | FHO-SES-SQ-1000 | High Voltage Insulated Gloves | PPE,Insulated Glove | Safety Equipment |  | SQ | http://www.toronto.ca/TWONTO#rubber_insulating_gloves
94847 | FHO-SES-SQ-6039 | High Voltage Safety Equipment, Insulated Gloves, Class 4, Serial Number 0210, Tony Pu | FHO-SES-SQ-1000 | High Voltage Insulated Gloves | PPE,Insulated Glove | Safety Equipment |  | SQ | http://www.toronto.ca/TWONTO#rubber_insulating_gloves
94848 | FHO-SES-SQ-6040 | High Voltage Safety Equipment, Insulated Gloves, Class 4, Serial Number 0220, Roman Polonowski | FHO-SES-SQ-1000 | High Voltage Insulated Gloves | PPE,Insulated Glove | Safety Equipment |  | SQ | http://www.toronto.ca/TWONTO#rubber_insulating_gloves
26333 | FHO-SES-SQ-6034 | High Voltage Safety Equipment, Insulated Gloves, Class 4, Serial Number 091, Dave Hesse | FHO-SES-SQ-1000 | High Voltage Insulated Gloves | PPE,Insulated Glove | Safety Equipment |  | SQ | http://www.toronto.ca/TWONTO#rubber_insulating_gloves
26334 | FHO-SES-SQ-6035 | High Voltage Safety Equipment, Insulated Gloves, Class 4, Serial Number 111, Craig Clayton | FHO-SES-SQ-1000 | High Voltage Insulated Gloves | PPE,Insulated Glove | Safety Equipment |  | SQ | http://www.toronto.ca/TWONTO#rubber_insulating_gloves
94860 | FHO-SES-SQ-6062 | High Voltage Safety Equipment, Insulated Gloves, Class 4, Serial Number 1131, Craig Clayton | FHO-SES-SQ-1000 | High Voltage Insulated Gloves | PPE,Insulated Glove | Safety Equipment |  | SQ | http://www.toronto.ca/TWONTO#rubber_insulating_gloves
26335 | FHO-SES-SQ-6037 | High Voltage Safety Equipment, Insulated Gloves, Class 4, Serial Number 125, Dave Hesse | FHO-SES-SQ-1000 | High Voltage Insulated Gloves | PPE,Insulated Glove | Safety Equipment |  | SQ | http://www.toronto.ca/TWONTO#rubber_insulating_gloves
94859 | FHO-SES-SQ-6061 | High Voltage Safety Equipment, Insulated Gloves, Class 4, Serial Number 233, George Little | FHO-SES-SQ-1000 | High Voltage Insulated Gloves | PPE,Insulated Glove | Safety Equipment |  | SQ | http://www.toronto.ca/TWONTO#rubber_insulating_gloves
94867 | FHO-SES-SQ-6075 | High Voltage Safety Equipment, Insulated Gloves, Class 4, Serial Number 2860, Barry Kelly | FHO-SES-SQ-1000 | High Voltage Insulated Gloves | PPE,Insulated Glove | Safety Equipment |  | SQ | http://www.toronto.ca/TWONTO#rubber_insulating_gloves
26356 | FHO-SES-SQ-6080 | High Voltage Safety Equipment, Insulated Gloves, Class 4, Serial Number 5064, Craig Clayton | FHO-SES-SQ-1000 | High Voltage Insulated Gloves | PPE,Insulated Glove | Safety Equipment |  | SQ | http://www.toronto.ca/TWONTO#rubber_insulating_gloves
94855 | FHO-SES-SQ-6052 | High Voltage Safety Equipment, Insulated Gloves, Class 4, Serial Number 687, Muranganwa Chirumme | FHO-SES-SQ-1000 | High Voltage Insulated Gloves | PPE,Insulated Glove | Safety Equipment |  | SQ | http://www.toronto.ca/TWONTO#rubber_insulating_gloves
26360 | FHO-SES-SQ-6084 | High Voltage Safety Equipment, Insulated Gloves, Class 4, Serial Number 8134, Muranganwa Chirumme | FHO-SES-SQ-1000 | High Voltage Insulated Gloves | PPE,Insulated Glove | Safety Equipment |  | SQ | http://www.toronto.ca/TWONTO#rubber_insulating_gloves
26331 | FHO-SES-SQ-6031 | High Voltage Safety Equipment, Insulated Gloves, Group 1 | FHO-SES-SQ-0001 | Safety Equipment | PPE,Insulated Glove | Safety Equipment |  | SQ | http://www.toronto.ca/TWONTO#rubber_insulating_gloves
94849 | FHO-SES-SQ-6041 | High Voltage Safety Equipment, Insulated Gloves, Serial Number 0221, Roman Polonowski | FHO-SES-SQ-1000 | High Voltage Insulated Gloves | PPE,Insulated Glove | Safety Equipment |  | SQ | http://www.toronto.ca/TWONTO#rubber_insulating_gloves
26337 | FHO-SES-SQ-6042 | High Voltage Safety Equipment, Insulated Gloves, Serial Number 0222, Roman Polonowski | FHO-SES-SQ-1000 | High Voltage Insulated Gloves | PPE,Insulated Glove | Safety Equipment |  | SQ | http://www.toronto.ca/TWONTO#rubber_insulating_gloves
94850 | FHO-SES-SQ-6043 | High Voltage Safety Equipment, Insulated Gloves, Serial Number 0223, Roman Polonowski | FHO-SES-SQ-1000 | High Voltage Insulated Gloves | PPE,Insulated Glove | Safety Equipment |  | SQ | http://www.toronto.ca/TWONTO#rubber_insulating_gloves
26338 | FHO-SES-SQ-6045 | High Voltage Safety Equipment, Insulated Gloves, Serial Number 0232, Terry Turner | FHO-SES-SQ-1000 | High Voltage Insulated Gloves | PPE,Insulated Glove | Safety Equipment |  | SQ | http://www.toronto.ca/TWONTO#rubber_insulating_gloves
94852 | FHO-SES-SQ-6047 | High Voltage Safety Equipment, Insulated Gloves, Serial Number 0234, Ed Sacay | FHO-SES-SQ-1000 | High Voltage Insulated Gloves | PPE,Insulated Glove | Safety Equipment |  | SQ | http://www.toronto.ca/TWONTO#rubber_insulating_gloves
94857 | FHO-SES-SQ-6056 | High Voltage Safety Equipment, Insulated Gloves, Serial Number 0780, Alex Gritsouk | FHO-SES-SQ-1000 | High Voltage Insulated Gloves | PPE,Insulated Glove | Safety Equipment |  | SQ | http://www.toronto.ca/TWONTO#rubber_insulating_gloves
26345 | FHO-SES-SQ-6058 | High Voltage Safety Equipment, Insulated Gloves, Serial Number 17, Murray Kerr | FHO-SES-SQ-1000 | High Voltage Insulated Gloves | PPE,Insulated Glove | Safety Equipment |  | SQ | http://www.toronto.ca/TWONTO#rubber_insulating_gloves
26346 | FHO-SES-SQ-6060 | High Voltage Safety Equipment, Insulated Gloves, Serial Number 1768, George Little | FHO-SES-SQ-1000 | High Voltage Insulated Gloves | PPE,Insulated Glove | Safety Equipment |  | SQ | http://www.toronto.ca/TWONTO#rubber_insulating_gloves
94858 | FHO-SES-SQ-6059 | High Voltage Safety Equipment, Insulated Gloves, Serial Number 230, Murray Kerr | FHO-SES-SQ-1000 | High Voltage Insulated Gloves | PPE,Insulated Glove | Safety Equipment |  | SQ | http://www.toronto.ca/TWONTO#rubber_insulating_gloves
26344 | FHO-SES-SQ-6057 | High Voltage Safety Equipment, Insulated Gloves, Serial Number 231, Kevin Boudreau | FHO-SES-SQ-1000 | High Voltage Insulated Gloves | PPE,Insulated Glove | Safety Equipment |  | SQ | http://www.toronto.ca/TWONTO#rubber_insulating_gloves
26312 | FHO-SES-SQ-0016 | High Voltage Safety Equipment, Insulated Hot Stick, Fiberglass, CIT18, Electrical Shop | FHO-SES-SQ-0001 | Safety Equipment | PPE,Insulated Mat | Safety Equipment |  | SQ | http://www.toronto.ca/TWONTO#hot_stick
94832 | FHO-SES-SQ-0017 | High Voltage Safety Equipment, Insulated Hot Stick, Group 2, Electrical Shop | FHO-SES-SQ-0001 | Safety Equipment | PPE,Insulated Mat | Safety Equipment |  | SQ | http://www.toronto.ca/TWONTO#hot_stick
94830 | FHO-SES-SQ-0014 | High Voltage Safety Equipment, Test Stick, Fiberglass, TOR-01, Electrical Shop | FHO-SES-SQ-0001 | Safety Equipment | PPE | Safety Equipment |  | SQ | http://www.toronto.ca/TWONTO#ground_and_test_device
18577 | FHA-SES-SQ-0013 | High Voltage Test Stick, Yellow Fibre Glass Ground and Test, AQC-SG01 | FHA-SES | Safety & Environmental Services | Safety | Safety Equipment |  | SQ | http://www.toronto.ca/TWONTO#ground_and_test_device
82834 | FHA-SES-SQ-0014 | High Voltage Test Stick, Yellow Fibre Glass Ground and Test, AQC-SG02 | FHA-SES | Safety & Environmental Services | Safety | Safety Equipment |  | SQ | http://www.toronto.ca/TWONTO#ground_and_test_device
18578 | FHA-SES-SQ-0015 | High Voltage Test Stick, Yellow Fibre Glass Ground and Test, AQC-SG20 | FHA-SES | Safety & Environmental Services | Safety | Safety Equipment |  | SQ | http://www.toronto.ca/TWONTO#ground_and_test_device
73927 | THR-ELS-SQ-0023 | High Voltage Tester, Electrical Safety Equipment | THR-ELS-SQ | Electrical Safety Equipment, Gloves, Hot Stick, HVT & Megger | Safety | Safety Equipment |  | SQ | http://www.toronto.ca/TWONTO#ground_and_test_device
18687 | FHA-SES-SQ-0082 | Horizontal tie off anchor point DBI SALA 8517362 anchor point | FHA-SES | Safety & Environmental Services |  | Safety Equipment |  | SQ | fall_arrest_anchor
18688 | FHA-SES-SQ-0083 | Horizontal tie off anchor point DBI SALA 8517362 anchor point | FHA-SES | Safety & Environmental Services |  | Safety Equipment |  | SQ | fall_arrest_anchor
83025 | FHA-SES-SQ-0082 | Horizontal tie off anchor point DBI SALA 8517362 anchor point | FHA-SES-SQ-6 | Safety Fall Protection Equipment |  | Safety Equipment |  | SQ | fall_arrest_anchor
83026 | FHA-SES-SQ-0083 | Horizontal tie off anchor point DBI SALA 8517362 anchor point | FHA-SES-SQ-6 | Safety Fall Protection Equipment |  | Safety Equipment |  | SQ | fall_arrest_anchor
73926 | THR-ELS-SQ-0002 | Hot Sick, Electrical Safety Equipment | THR-ELS-SQ | Electrical Safety Equipment, Gloves, Hot Stick, HVT & Megger | Safety | Safety Equipment |  | SQ | http://www.toronto.ca/TWONTO#hot_stick
73925 | THR-ELS-SQ-0001 | Hot Sick, Grip All, Clampstick, Electrical Safety Equipment | THR-ELS-SQ | Electrical Safety Equipment, Gloves, Hot Stick, HVT & Megger | Safety | Safety Equipment |  | SQ | http://www.toronto.ca/TWONTO#hot_stick
136606 | THR-JHSC-HWT | Hot Water Tanks | THR-JHSC-WA3 | Joint Health & Safety Committee WA3 |  | Safety Equipment |  |  | http://www.toronto.ca/TWONTO#collection_of_assets
94869 | FHO-SES-SQ-6101 | Inertia Reel, Fall Arrest, Serial Number 116759, Admin Building, S2, Stores Area | FHO-SES-SQ-0005 | Fall Arrest Systems | PPE | Safety Equipment |  | SQ | lifeline
73931 | THR-ELS-SQ-0050 | Insulation Blanket, Electrical Safety Equipment | THR-ELS-SQ | Electrical Safety Equipment, Gloves, Hot Stick, HVT & Megger | Safety | Safety Equipment |  | SQ | http://www.toronto.ca/TWONTO#PPE
73932 | THR-ELS-SQ-0051 | Insulation Blanket, Electrical Safety Equipment | THR-ELS-SQ | Electrical Safety Equipment, Gloves, Hot Stick, HVT & Megger | Safety | Safety Equipment |  | SQ | http://www.toronto.ca/TWONTO#PPE
73933 | THR-ELS-SQ-0052 | Insulation Blanket, Electrical Safety Equipment | THR-ELS-SQ | Electrical Safety Equipment, Gloves, Hot Stick, HVT & Megger | Safety | Safety Equipment |  | SQ | http://www.toronto.ca/TWONTO#PPE
29654 | FIS-MCS-SQ-0001 | Island Plant Windsocks | FIS-SES | Safety, Instrumentation & Environmental Services |  | Safety Equipment |  | SQ | ?
136615 | THR-JHSC-WA1 | Joint Health & Safety Committee WA1 | THR WORK AREA 1 | Solid Handling |  | Safety Equipment |  |  | http://www.toronto.ca/TWONTO#collection_of_assets
76042 | THR-JHSC-WA2 | Joint Health & Safety Committee WA2 | THR WORK AREA 2 | Liquid Handling |  | Safety Equipment |  |  | http://www.toronto.ca/TWONTO#collection_of_assets
136616 | THR-JHSC-WA3 | Joint Health & Safety Committee WA3 | THR WORK AREA 3 | Plant Services |  | Safety Equipment |  |  | http://www.toronto.ca/TWONTO#collection_of_assets
136617 | THR-JHSC-WA4 | Joint Health & Safety Committee WA4 | THR WORK AREA 4 | Liquid Handling 2 |  | Safety Equipment |  |  | http://www.toronto.ca/TWONTO#collection_of_assets
78665 | THR-SES-JHSC | Joint Health and Safety Coordination | THR-SES-WA3 | Safety & Environmental Services | Safety | Safety Equipment |  |  | http://www.toronto.ca/TWONTO#collection_of_assets
94284 | FHO-SEQ-SQ-5005 | Ladder Safety System | FHO-SES-SQ-0005 | Fall Arrest Systems | PPE | Safety Equipment |  | SQ | http://www.toronto.ca/TWONTO#ladder
120120 | TAB-WA7-LDR-0002 | Ladder, 3' Aluminium Ladder | TAB-SES-SQ | WA7 Safety Equipment | PPE | Safety Equipment |  | LDR | http://www.toronto.ca/TWONTO#ladder
120121 | TAB-WA7-LDR-0003 | Ladder, 4' Aluminium Ladder | TAB-SES-SQ | WA7 Safety Equipment | PPE | Safety Equipment |  | LDR | http://www.toronto.ca/TWONTO#ladder
55900 | TAB-WA7-LDR-0004 | Ladder, 6' Aluminium Ladder | TAB-SES-SQ | WA7 Safety Equipment | PPE | Safety Equipment |  | LDR | http://www.toronto.ca/TWONTO#ladder
120119 | TAB-WA7-LDR-0001 | Ladder, Fiberglass | TAB-SES-SQ | WA7 Safety Equipment | PPE | Safety Equipment |  | LDR | http://www.toronto.ca/TWONTO#ladder
81480 | FHA-SES-LD-1 | Ladders | FHA-SES | Safety & Environmental Services | Safety | Safety Equipment |  | LD | http://www.toronto.ca/TWONTO#collection_of_assets
53570 | TAB-SES-LTG-0002 | Lamp, Strobe, Amber | TAB-STR-SQ | WA2 Safety Equipment,lifting devices, ladders, Eye Wash station, First Aid Kits, Lock out stations | Atmosphere Monitoring Device,Stationary,H2S/CO/CL/Toxic/SO2/NH3 | Safety Equipment |  | LTG | http://www.toronto.ca/TWONTO#lighting_unit
117964 | TAB-SES-LTG-0001 | Lamp, Strobe, Amber | TAB-STR-SQ | WA2 Safety Equipment,lifting devices, ladders, Eye Wash station, First Aid Kits, Lock out stations | Atmosphere Monitoring Device,Stationary,H2S/CO/CL/Toxic/SO2/NH3 | Safety Equipment |  | LTG | http://www.toronto.ca/TWONTO#lighting_unit
55816 | TAB-WA6-SQ-4363 | Lanyard | TAB-WA6-SQ | WA6 Safety Equipment | PPE | Safety Equipment |  | SQ | lifeline
55826 | TAB-WA6-SQ-7753 | Lanyard | TAB-WA6-SQ-0001 | Fall Arrest System | PPE | Safety Equipment |  | SQ | lifeline
55866 | TAB-WA6-SQ-8771 | Lanyard | TAB-WA6-SQ-0001 | Fall Arrest System | PPE | Safety Equipment |  | SQ | lifeline
81751 | TNT-WA9-SQ-0117 | LANYARD | TNT-WA9-SQ-0010 | Fall arrest systems | PPE | Safety Equipment |  | SQ | lifeline
81752 | TNT-WA9-SQ-0118 | LANYARD | TNT-WA9-SQ-0010 | Fall arrest systems | PPE | Safety Equipment |  | SQ | lifeline
81753 | TNT-WA9-SQ-0119 | LANYARD | TNT-WA9-SQ-0010 | Fall arrest systems | PPE | Safety Equipment |  | SQ | lifeline
81754 | TNT-WA9-SQ-0120 | LANYARD | TNT-WA9-SQ-0010 | Fall arrest systems | PPE | Safety Equipment |  | SQ | lifeline
81755 | TNT-WA9-SQ-0121 | LANYARD | TNT-WA9-SQ-0010 | Fall arrest systems | PPE | Safety Equipment |  | SQ | lifeline
81756 | TNT-WA9-SQ-0122 | LANYARD | TNT-WA9-SQ-0010 | Fall arrest systems | PPE | Safety Equipment |  | SQ | lifeline
81958 | WA7-LAN | Lanyard | TAB-SES-SQ | WA7 Safety Equipment | PPE | Safety Equipment |  |  | lifeline
120063 | TAB-WA6-SQ-1014 | Lanyard | TAB-WA6-SQ | WA6 Safety Equipment | PPE | Safety Equipment |  | SQ | lifeline
120064 | TAB-WA6-SQ-1014 | Lanyard | TAB-WA6-SQ-0001 | Fall Arrest System | PPE | Safety Equipment |  | SQ | lifeline
120072 | TAB-WA6-SQ-4363 | Lanyard | TAB-WA6-SQ-0001 | Fall Arrest System | PPE | Safety Equipment |  | SQ | lifeline
120078 | TAB-WA6-SQ-7753 | Lanyard | TAB-WA6-SQ | WA6 Safety Equipment | PPE | Safety Equipment |  | SQ | lifeline
120086 | TAB-WA6-SQ-8769 | Lanyard | TAB-WA6-SQ | WA6 Safety Equipment | PPE | Safety Equipment |  | SQ | lifeline
120087 | TAB-WA6-SQ-8769 | Lanyard | TAB-WA6-SQ-0001 | Fall Arrest System | PPE | Safety Equipment |  | SQ | lifeline
120088 | TAB-WA6-SQ-8771 | Lanyard | TAB-WA6-SQ | WA6 Safety Equipment | PPE | Safety Equipment |  | SQ | lifeline
140864 | TNT-WA9-SQ-0112 | LANYARD | TNT-WA9-SQ-0010 | Fall arrest systems | PPE | Safety Equipment |  | SQ | lifeline
140867 | TNT-WA9-SQ-0124 | LANYARD | TNT-WA9-SQ-0010 | Fall arrest systems | PPE | Safety Equipment |  | SQ | lifeline
140868 | TNT-WA9-SQ-0127 | LANYARD | TNT-WA9-SQ-0010 | Fall arrest systems | PPE | Safety Equipment |  | SQ | lifeline
119900 | TAB-WA3-SQ-AR3C | Lanyard 4' - Francisco Das Chagas | TAB-DEW-SQ-0010 | WA3 Fall arrest systems portable cranes/hoists, come alongs, slings, wire rope, chains, electrical equipment etc., | PPE,Lanyard | Safety Equipment |  |  | lifeline
55660 | TAB-WA3-SQ-4680 | Lanyard 4' - Hemang Dave | TAB-DEW-SQ-0010 | WA3 Fall arrest systems portable cranes/hoists, come alongs, slings, wire rope, chains, electrical equipment etc., | PPE,Lanyard | Safety Equipment |  | SQ | lifeline
55659 | TAB-WA3-SQ-4670 | Lanyard 4' - Ian Singh | TAB-DEW-SQ-0010 | WA3 Fall arrest systems portable cranes/hoists, come alongs, slings, wire rope, chains, electrical equipment etc., | PPE,Lanyard | Safety Equipment |  | SQ | lifeline
55751 | TAB-WA4-SQ-DE19 | Lanyard 4' - John Dela Cruz | TAB-WA4-SQ-0010 | WA4 Fall arrest systems | PPE,Lanyard | Safety Equipment |  |  | lifeline
119899 | TAB-WA3-SQ-AR3A | Lanyard 4' - Raymond Martell | TAB-DEW-SQ-0010 | WA3 Fall arrest systems portable cranes/hoists, come alongs, slings, wire rope, chains, electrical equipment etc., | PPE,Lanyard | Safety Equipment |  |  | lifeline
119985 | TAB-WA4-SQ-C3E9 | Lanyard 4' - Remigio Abanador | TAB-WA4-SQ-0010 | WA4 Fall arrest systems | PPE,Lanyard | Safety Equipment |  |  | lifeline
55696 | TAB-WA4-SQ-0167 | Lanyard 4 Ft - Ramesh Yadav | TAB-WA4-SQ-0010 | WA4 Fall arrest systems | PPE,Lanyard | Safety Equipment |  | SQ | lifeline
284 | B-WA4-SQ-64CDS | Lanyard 4 Ft - Randy Hembruff | TAB-WA4-SQ-0010 | WA4 Fall arrest systems | PPE,Lanyard | Safety Equipment | 46671 | SQ | lifeline
338 | B-WA4-SQ-64CDS | Lanyard 4 Ft - Randy Hembruff | TAB-SUSPENDED ENTITY | Suspended entities | PPE,Lanyard | Safety Equipment | 46671 | SQ | lifeline
55737 | TAB-WA4-SQ-64CD | Lanyard 4 Ft - Randy Hembruff | TAB-WA4-SQ-0010 | WA4 Fall arrest systems | PPE,Lanyard | Safety Equipment |  | SQ | lifeline
119887 | TAB-WA3-SQ-4671 | Lanyard 4 Ft - Su Huang | TAB-DEW-SQ-0010 | WA3 Fall arrest systems portable cranes/hoists, come alongs, slings, wire rope, chains, electrical equipment etc., | PPE,Lanyard | Safety Equipment |  | SQ | lifeline
334 | AB-WA3-SQ-4670 | Lanyard 4 Ft (Francisco D.) | TAB-DEW-SQ-0010 | WA3 Fall arrest systems portable cranes/hoists, come alongs, slings, wire rope, chains, electrical equipment etc., | PPE,Lanyard | Safety Equipment |  | SQ | lifeline
55666 | TAB-WA3-SQ-8456 | Lanyard 4 Ft (Ian Singh) | TAB-DEW-SQ-0010 | WA3 Fall arrest systems portable cranes/hoists, come alongs, slings, wire rope, chains, electrical equipment etc., | PPE,Lanyard | Safety Equipment |  | SQ | lifeline
55664 | TAB-WA3-SQ-7851 | Lanyard 5' - Paul Shi | TAB-DEW-SQ-0010 | WA3 Fall arrest systems portable cranes/hoists, come alongs, slings, wire rope, chains, electrical equipment etc., | PPE,Lanyard | Safety Equipment |  | SQ | lifeline
55665 | TAB-WA3-SQ-7860 | Lanyard 5' - Paul Shi | TAB-DEW-SQ-0010 | WA3 Fall arrest systems portable cranes/hoists, come alongs, slings, wire rope, chains, electrical equipment etc., | PPE,Lanyard | Safety Equipment |  | SQ | lifeline
119882 | TAB-WA3-SQ-1213 | Lanyard 6' - Francisco Das Chagas | TAB-DEW-SQ-0010 | WA3 Fall arrest systems portable cranes/hoists, come alongs, slings, wire rope, chains, electrical equipment etc., | PPE,Lanyard | Safety Equipment |  | SQ | lifeline
119974 | TAB-WA4-SQ-7153 | Lanyard 6' - Enfa Wei | TAB-WA4-SQ-0010 | WA4 Fall arrest systems | PPE,Lanyard | Safety Equipment |  | SQ | lifeline
119889 | TAB-WA3-SQ-7140 | Lanyard 6' - Hemang Dave | TAB-DEW-SQ-0010 | WA3 Fall arrest systems portable cranes/hoists, come alongs, slings, wire rope, chains, electrical equipment etc., | PPE,Lanyard | Safety Equipment |  | SQ | lifeline
55658 | TAB-WA3-SQ-3500 | Lanyard 6' - James Liang | TAB-DEW-SQ-0010 | WA3 Fall arrest systems portable cranes/hoists, come alongs, slings, wire rope, chains, electrical equipment etc., | PPE,Lanyard | Safety Equipment |  | SQ | lifeline
119987 | TAB-WA4-SQ-EE06 | Lanyard 6' - John Dela Cruz | TAB-WA4-SQ-0010 | WA4 Fall arrest systems | PPE,Lanyard | Safety Equipment |  |  | lifeline
119890 | TAB-WA3-SQ-7141 | Lanyard 6' - Raymond Martell | TAB-DEW-SQ-0010 | WA3 Fall arrest systems portable cranes/hoists, come alongs, slings, wire rope, chains, electrical equipment etc., | PPE,Lanyard | Safety Equipment |  | SQ | lifeline
55750 | TAB-WA4-SQ-C979 | Lanyard 6' - Remigio Abanador | TAB-WA4-SQ-0010 | WA4 Fall arrest systems | PPE,Lanyard | Safety Equipment |  |  | lifeline
119902 | TAB-WA3-SQ-C338 | Lanyard 6' - Wei Zhang | TAB-DEW-SQ-0010 | WA3 Fall arrest systems portable cranes/hoists, come alongs, slings, wire rope, chains, electrical equipment etc., | PPE,Lanyard | Safety Equipment |  |  | lifeline
55501 | TAB-WA1-SQ-7396 | Lanyard 6 Ft | TAB-WA1-SQ-0001 | WA1 Fall Arrest System | PPE,Harness | Safety Equipment |  | SQ | lifeline
119746 | TAB-WA1-SQ-6401 | Lanyard 6 Ft | TAB-WA1-SQ-0001 | WA1 Fall Arrest System | PPE,Harness | Safety Equipment |  | SQ | lifeline
119892 | TAB-WA3-SQ-7150 | Lanyard 6 Ft | TAB-DEW-SQ-0010 | WA3 Fall arrest systems portable cranes/hoists, come alongs, slings, wire rope, chains, electrical equipment etc., | PPE,Lanyard | Safety Equipment |  | SQ | lifeline
119730 | TAB-WA1-SQ-1971 | Lanyard 6 Ft- Armando Abujen, | TAB-WA1-SQ-0001 | WA1 Fall Arrest System | PPE,Harness | Safety Equipment |  | SQ | lifeline
119731 | TAB-WA1-SQ-1972 | Lanyard 6 Ft- Bogdan, Alex | TAB-WA1-SQ-0001 | WA1 Fall Arrest System | PPE,Harness | Safety Equipment |  | SQ | lifeline
55487 | TAB-WA1-SQ-1973 | Lanyard 6 Ft- Castillo, Abraham | TAB-WA1-SQ-0001 | WA1 Fall Arrest System | PPE,Harness | Safety Equipment |  | SQ | lifeline
119732 | TAB-WA1-SQ-1974 | Lanyard 6 Ft- Conceicao, Paul | TAB-WA1-SQ-0001 | WA1 Fall Arrest System | PPE,Harness | Safety Equipment |  | SQ | lifeline
119733 | TAB-WA1-SQ-1975 | Lanyard 6 Ft- Cuadrante, Randy | TAB-WA1-SQ-0001 | WA1 Fall Arrest System | PPE,Harness | Safety Equipment |  | SQ | lifeline
119981 | TAB-WA4-SQ-8774 | Lanyard 6 Ft - Ramesh Yadav | TAB-WA4-SQ-0010 | WA4 Fall arrest systems | PPE,Lanyard | Safety Equipment |  | SQ | lifeline
55488 | TAB-WA1-SQ-1976 | Lanyard 6 Ft- Zhang, Ye (Jack) | TAB-WA1-SQ-0001 | WA1 Fall Arrest System | PPE,Harness | Safety Equipment |  | SQ | lifeline
55486 | TAB-WA1-SQ-1970 | Lanyard 6 Ft- Gomez Forde | TAB-WA1-SQ-0001 | WA1 Fall Arrest System | PPE,Harness | Safety Equipment |  | SQ | lifeline
119735 | TAB-WA1-SQ-1981 | Lanyard 6 Ft- Mistry, Hitesh | TAB-WA1-SQ-0001 | WA1 Fall Arrest System | PPE,Harness | Safety Equipment |  | SQ | lifeline
55491 | TAB-WA1-SQ-1980 | Lanyard 6 Ft- Patel, Brijeshkumar | TAB-WA1-SQ-0001 | WA1 Fall Arrest System | PPE,Harness | Safety Equipment |  | SQ | lifeline
119734 | TAB-WA1-SQ-1979 | Lanyard 6 Ft- Patel, Brijeshkumar | TAB-WA1-SQ-0001 | WA1 Fall Arrest System | PPE,Harness | Safety Equipment |  | SQ | lifeline
55489 | TAB-WA1-SQ-1977 | Lanyard 6 Ft- Patel,Mukesh Kumar | TAB-WA1-SQ-0001 | WA1 Fall Arrest System | PPE,Harness | Safety Equipment |  | SQ | lifeline
55733 | TAB-WA4-SQ-4467 | Lanyard 6 Ft - Randy Hembruff | TAB-WA4-SQ-0010 | WA4 Fall arrest systems | PPE,Lanyard | Safety Equipment |  | SQ | lifeline
55656 | TAB-WA3-SQ-1254 | Lanyard 6 Ft - Su Huang | TAB-DEW-SQ-0010 | WA3 Fall arrest systems portable cranes/hoists, come alongs, slings, wire rope, chains, electrical equipment etc., | PPE,Lanyard | Safety Equipment |  | SQ | lifeline
55490 | TAB-WA1-SQ-1978 | Lanyard 6 Ft- Suhagiya, Milan | TAB-WA1-SQ-0001 | WA1 Fall Arrest System | PPE,Harness | Safety Equipment |  | SQ | lifeline
119736 | TAB-WA1-SQ-1982 | Lanyard 6 Ft- Tharmendran, Kandasamy | TAB-WA1-SQ-0001 | WA1 Fall Arrest System | PPE,Harness | Safety Equipment |  | SQ | lifeline
119877 | TAB-WA3-SQ-0195 | Lanyard 6 Ft (Krzysztof Kowal) | TAB-DEW-SQ-0010 | WA3 Fall arrest systems portable cranes/hoists, come alongs, slings, wire rope, chains, electrical equipment etc., | PPE,Lanyard | Safety Equipment |  | SQ | lifeline
119737 | TAB-WA1-SQ-1983 | Lanyard 6 Ft- Mohamedali, Shamun | TAB-WA1-SQ-0001 | WA1 Fall Arrest System | PPE,Harness | Safety Equipment |  | SQ | lifeline
119738 | TAB-WA1-SQ-1984 | Lanyard 6 Ft- Velasco, Gabriel | TAB-WA1-SQ-0001 | WA1 Fall Arrest System | PPE,Harness | Safety Equipment |  | SQ | lifeline
55492 | TAB-WA1-SQ-1985 | Lanyard 6 Ft- Xie, Joe | TAB-WA1-SQ-0001 | WA1 Fall Arrest System | PPE,Harness | Safety Equipment |  | SQ | lifeline
55721 | TAB-WA4-SQ-3408 | Lanyard - 6 Ft.- 10072474 | TAB-WA4-SQ-0010 | WA4 Fall arrest systems |  | Safety Equipment |  | SQ | lifeline
55722 | TAB-WA4-SQ-3409 | Lanyard - 6 Ft.- 216MK-Z7 | TAB-WA4-SQ-0010 | WA4 Fall arrest systems |  | Safety Equipment |  | SQ | lifeline
55723 | TAB-WA4-SQ-3411 | Lanyard - 6 Ft.- 3812 | TAB-WA4-SQ-0010 | WA4 Fall arrest systems |  | Safety Equipment |  | SQ | lifeline
119955 | TAB-WA4-SQ-3410 | Lanyard - 6 Ft.- 8925 | TAB-WA4-SQ-0010 | WA4 Fall arrest systems |  | Safety Equipment |  | SQ | lifeline
119956 | TAB-WA4-SQ-3412 | Lanyard - 6 Ft.- 8928-Z7/18INBK | TAB-WA4-SQ-0010 | WA4 Fall arrest systems |  | Safety Equipment |  | SQ | lifeline
55720 | TAB-WA4-SQ-3407 | Lanyard - 6 Ft.- 913B | TAB-WA4-SQ-0010 | WA4 Fall arrest systems |  | Safety Equipment |  | SQ | lifeline
119957 | TAB-WA4-SQ-3413 | Lanyard - 6 Ft.-10056762 | TAB-WA4-SQ-0010 | WA4 Fall arrest systems |  | Safety Equipment |  | SQ | lifeline
55724 | TAB-WA4-SQ-3414 | Lanyard - 6 Ft.-1246011 | TAB-WA4-SQ-0010 | WA4 Fall arrest systems |  | Safety Equipment |  | SQ | lifeline
119958 | TAB-WA4-SQ-3415 | Lanyard - 6 Ft.-8928-Z7/18INBK | TAB-WA4-SQ-0010 | WA4 Fall arrest systems |  | Safety Equipment |  | SQ | lifeline
73 | 35115 | Lanyard - 6 Ft.-8928-Zt/18INBK | TAB-WA4-SQ-0010 | WA4 Fall arrest systems |  | Safety Equipment |  |  | lifeline
113498 | TAB-ELS-SQ-84A5 | Lanyard & Absorber 6' - Yevgen Valavsky | TAB-ELS-SQ-FALL ARST | Fall Arrest -Safety Harness & Lanyard | PPE,Lanyard | Safety Equipment |  | SQ | lifeline
113453 | TAB-ELS-SQ-5030 | Lanyard & Absorber(Faim) | TAB-ELS-SQ-FALL ARST | Fall Arrest -Safety Harness & Lanyard | PPE,Lanyard | Safety Equipment |  | SQ | lifeline
48204 | TAB-ELS-SQ-5033 | Lanyard & Absorber(Jeff) | TAB-ELS-SQ-FALL ARST | Fall Arrest -Safety Harness & Lanyard | PPE,Lanyard | Safety Equipment |  | SQ | lifeline
48205 | TAB-ELS-SQ-5034 | Lanyard & Absorber(Wei) | TAB-ELS-SQ-FALL ARST | Fall Arrest -Safety Harness & Lanyard | PPE,Lanyard | Safety Equipment |  | SQ | lifeline
48203 | TAB-ELS-SQ-5032 | Lanyard & Absorber(Yul) | TAB-ELS-SQ-FALL ARST | Fall Arrest -Safety Harness & Lanyard | PPE,Lanyard | Safety Equipment |  | SQ | lifeline
55809 | TAB-WA6-SQ-0041 | Lanyard 11' - Peter Wen | TAB-WA6-SQ | WA6 Safety Equipment | PPE | Safety Equipment |  | SQ | lifeline
120061 | TAB-WA6-SQ-0041 | Lanyard 11' - Peter Wen | TAB-WA6-SQ-0001 | Fall Arrest System | PPE | Safety Equipment |  | SQ | lifeline
55542 | TAB-WA2-SQ-1096 | Lanyard 3' Jackie Whyte | TAB-WA2-SQ-0001 | Fall Arrest System , Tripod and SRL | PPE,Harness | Safety Equipment |  | SQ | lifeline
119953 | TAB-WA4-SQ-28C6 | Lanyard 4' - Ahlook Chua | TAB-WA4-SQ-0010 | WA4 Fall arrest systems | PPE,Harness | Safety Equipment |  | SQ | lifeline
55785 | TAB-WA5-SQ-FE3F | Lanyard 4' - Luke Hullah | TAB-WA5-SQ | WA5 Safety Equipment |  | Safety Equipment |  |  | lifeline
55773 | TAB-WA5-SQ-6DE4 | Lanyard 4 Ft | TAB-WA5-SQ | WA5 Safety Equipment |  | Safety Equipment |  | SQ | lifeline
120020 | TAB-WA5-SQ-2C86 | Lanyard 4 Ft | TAB-WA5-SQ | WA5 Safety Equipment |  | Safety Equipment |  | SQ | lifeline
120029 | TAB-WA5-SQ-9844 | Lanyard 4 Ft | TAB-WA5-SQ | WA5 Safety Equipment |  | Safety Equipment |  | SQ | lifeline
119950 | TAB-WA4-SQ-169F | Lanyard 6' - Ahlook Chua | TAB-WA4-SQ-0010 | WA4 Fall arrest systems | PPE,Harness | Safety Equipment |  | SQ | lifeline
55749 | TAB-WA4-SQ-A4/1 | Lanyard 6' - Jeff Shen | TAB-WA4-SQ-0010 | WA4 Fall arrest systems | PPE,Harness | Safety Equipment |  |  | lifeline
119969 | TAB-WA4-SQ-5285 | Lanyard 6' - Jeff Shen | TAB-WA4-SQ-0010 | WA4 Fall arrest systems | PPE,Harness | Safety Equipment |  | SQ | lifeline
119970 | TAB-WA4-SQ-6322 | Lanyard 6' - Jignesh Patel | TAB-WA4-SQ-0010 | WA4 Fall arrest systems | PPE,Harness | Safety Equipment |  | SQ | lifeline
55775 | TAB-WA5-SQ-7BBA | Lanyard 6' - Pavel Krasny | TAB-WA5-SQ | WA5 Safety Equipment |  | Safety Equipment |  | SQ | lifeline
55784 | TAB-WA5-SQ-FBE1 | Lanyard 6' - Vasileios Prekas | TAB-WA5-SQ | WA5 Safety Equipment |  | Safety Equipment |  |  | lifeline
55778 | TAB-WA5-SQ-AF48 | Lanyard 6 Ft | TAB-WA5-SQ | WA5 Safety Equipment |  | Safety Equipment |  |  | lifeline
55782 | TAB-WA5-SQ-EAEE | Lanyard 6 Ft | TAB-WA5-SQ | WA5 Safety Equipment |  | Safety Equipment |  |  | lifeline
119843 | TAB-WA2-SQ-7634 | Lanyard 6 ft. Jaime | TAB-WA2-SQ-0001 | Fall Arrest System , Tripod and SRL | PPE,Harness | Safety Equipment |  | SQ | lifeline
119850 | TAB-WA2-SQ-9872 | Lanyard 6 Ft. Motiram | TAB-WA2-SQ-0001 | Fall Arrest System , Tripod and SRL | PPE,Harness | Safety Equipment |  | SQ | lifeline
119779 | TAB-WA2-SQ-1097 | Lanyard 6' Jackie Whyte | TAB-WA2-SQ-0001 | Fall Arrest System , Tripod and SRL | PPE,Harness | Safety Equipment |  | SQ | lifeline
119836 | TAB-WA2-SQ-3637 | Lanyard 6Ft.- Jagjit | TAB-WA2-SQ-0001 | Fall Arrest System , Tripod and SRL | PPE,Harness | Safety Equipment |  | SQ | lifeline
120069 | TAB-WA6-SQ-3834 | Lanyard 8' - Liwen Xu | TAB-WA6-SQ-0001 | Fall Arrest System | PPE | Safety Equipment |  | SQ | lifeline
55824 | TAB-WA6-SQ-5939 | Lanyard 8' - Paul Petryshyn | TAB-WA6-SQ | WA6 Safety Equipment | PPE | Safety Equipment |  | SQ | lifeline
120075 | TAB-WA6-SQ-5939 | Lanyard 8' - Paul Petryshyn | TAB-WA6-SQ-0001 | Fall Arrest System | PPE | Safety Equipment |  | SQ | lifeline
119833 | TAB-WA2-SQ-3425 | Lanyard Extension- Jagjit | TAB-WA2-SQ-0001 | Fall Arrest System , Tripod and SRL | PPE,Harness | Safety Equipment |  | SQ | lifeline
78799 | THR-SES-SQ-0418S | Lanyard for Harness | THR-SES-FAS | Fall Arrest Sytem (Harness and Lanyard), Safety Equipment | Safety | Safety Equipment | 38775 | SQ | lifeline
78843 | THR-SES-SQ-0806S | Lanyard for Harness | THR-SES-FAS | Fall Arrest Sytem (Harness and Lanyard), Safety Equipment | Safety | Safety Equipment | 38776 | SQ | lifeline
78855 | THR-SES-SQ-1330S | Lanyard for Harness | THR-SES-FAS | Fall Arrest Sytem (Harness and Lanyard), Safety Equipment | Safety | Safety Equipment | 38777 | SQ | lifeline
78874 | THR-SES-SQ-2508S | Lanyard for Harness | THR-SES-FAS | Fall Arrest Sytem (Harness and Lanyard), Safety Equipment | Safety | Safety Equipment | 38778 | SQ | lifeline
78895 | THR-SES-SQ-5706S | Lanyard for Harness | THR-SES-FAS | Fall Arrest Sytem (Harness and Lanyard), Safety Equipment | Safety | Safety Equipment | 38779 | SQ | lifeline
78896 | THR-SES-SQ-5706S | Lanyard for Harness | THR-SES-SQ | Safety Equipment | Safety | Safety Equipment | 38779 | SQ | lifeline
78909 | THR-SES-SQ-7178S | Lanyard for Harness | THR-SES-FAS | Fall Arrest Sytem (Harness and Lanyard), Safety Equipment | Safety | Safety Equipment | 38780 | SQ | lifeline
78918 | THR-SES-SQ-7610S | Lanyard for Harness | THR-SES-SQ | Safety Equipment | Safety | Safety Equipment | 38781 | SQ | lifeline
78921 | THR-SES-SQ-8381S | Lanyard for Harness | THR-SES-FAS | Fall Arrest Sytem (Harness and Lanyard), Safety Equipment | Safety | Safety Equipment | 38782 | SQ | lifeline
138703 | THR-SES-SQ-0418S | Lanyard for Harness | THR-SES-SQ | Safety Equipment | Safety | Safety Equipment | 38775 | SQ | lifeline
138708 | THR-SES-SQ-0806S | Lanyard for Harness | THR-SES-SQ | Safety Equipment | Safety | Safety Equipment | 38776 | SQ | lifeline
138724 | THR-SES-SQ-1330S | Lanyard for Harness | THR-SES-SQ | Safety Equipment | Safety | Safety Equipment | 38777 | SQ | lifeline
138757 | THR-SES-SQ-2508S | Lanyard for Harness | THR-SES-SQ | Safety Equipment | Safety | Safety Equipment | 38778 | SQ | lifeline
138788 | THR-SES-SQ-7610S | Lanyard for Harness | THR-SES-FAS | Fall Arrest Sytem (Harness and Lanyard), Safety Equipment | Safety | Safety Equipment | 38781 | SQ | lifeline
138793 | THR-SES-SQ-8381S | Lanyard for Harness | THR-SES-SQ | Safety Equipment | Safety | Safety Equipment | 38782 | SQ | lifeline
138809 | THR-SES-SQ-9947S | Lanyard for Harness | THR-SES-FAS | Fall Arrest Sytem (Harness and Lanyard), Safety Equipment | Safety | Safety Equipment | 38783 | SQ | lifeline
138810 | THR-SES-SQ-9947S | Lanyard for Harness | THR-SES-SQ | Safety Equipment | Safety | Safety Equipment | 38783 | SQ | lifeline
78857 | THR-SES-SQ-1401 | Lanyard for Harness 4 ft., PPE, Jan Susla | THR-SES-FAS | Fall Arrest Sytem (Harness and Lanyard), Safety Equipment | Safety | Safety Equipment | 36281 | SQ | lifeline
78881 | THR-SES-SQ-3200 | Lanyard for Harness 6 ft, PPE Bhavin Shah | THR-SES-FAS | Fall Arrest Sytem (Harness and Lanyard), Safety Equipment | Safety | Safety Equipment |  | SQ | lifeline
78936 | THR-SES-SQ-9134 | Lanyard for Harness 6 ft., PPE Stan Chatzinikolau | THR-SES-FAS | Fall Arrest Sytem (Harness and Lanyard), Safety Equipment | Safety | Safety Equipment |  | SQ | lifeline
138805 | THR-SES-SQ-9134 | Lanyard for Harness 6 ft., PPE Stan Chatzinikolau | THR-SES-SQ | Safety Equipment | Safety | Safety Equipment |  | SQ | lifeline
78801 | THR-SES-SQ-0532S | Lanyard for Harness 6ft. | THR-SES-FAS | Fall Arrest Sytem (Harness and Lanyard), Safety Equipment | Safety | Safety Equipment | 38784 | SQ | lifeline
138705 | THR-SES-SQ-0532S | Lanyard for Harness 6ft. | THR-SES-SQ | Safety Equipment | Safety | Safety Equipment | 38784 | SQ | lifeline
138716 | THR-SES-SQ-1020 | Lanyard for Harness, PPE Hilario Gibuena | THR-SES-SQ-9134 | Lanyard for Harness 6 ft., PPE Stan Chatzinikolau | Safety | Safety Equipment |  | SQ | lifeline
28 | 32029 | Lanyard for Harness, PPE Stan Chatzinikoloau | THR-SES-SQ-9134 | Lanyard for Harness 6 ft., PPE Stan Chatzinikolau | Safety | Safety Equipment |  |  | lifeline
78929 | THR-SES-SQ-8638 | Lanyard for Harness, PPE Walter Postolovskyj | THR-SES-FAS | Fall Arrest Sytem (Harness and Lanyard), Safety Equipment | Safety | Safety Equipment |  | SQ | lifeline
138713 | THR-SES-SQ-0955 | Lanyard for Harness, (Retractable) PPE Jason Polyzotis- SN-171858 | THR-SES-FAS | Fall Arrest Sytem (Harness and Lanyard), Safety Equipment | Safety | Safety Equipment |  | SQ | lifeline
78798 | THR-SES-SQ-0334 | Lanyard for Harness, PPE Allen Villanueva | THR-SES-FAS | Fall Arrest Sytem (Harness and Lanyard), Safety Equipment | Safety | Safety Equipment |  | SQ | lifeline
138778 | THR-SES-SQ-6406 | Lanyard for Harness, PPE Andrei Klimbovsky | THR-SES-FAS | Fall Arrest Sytem (Harness and Lanyard), Safety Equipment | Safety | Safety Equipment |  | SQ | lifeline
78899 | THR-SES-SQ-6312 | Lanyard for Harness, PPE Anthony Aquino | THR-SES-FAS | Fall Arrest Sytem (Harness and Lanyard), Safety Equipment | Safety | Safety Equipment |  | SQ | lifeline
78800 | THR-SES-SQ-0500 | Lanyard for Harness, PPE Danny Campolucci | THR-SES-FAS | Fall Arrest Sytem (Harness and Lanyard), Safety Equipment | Safety | Safety Equipment |  | SQ | lifeline
138704 | THR-SES-SQ-0500 | Lanyard for Harness, PPE Danny Campolucci | THR-SES-SQ | Safety Equipment | Safety | Safety Equipment |  | SQ | lifeline
138763 | THR-SES-SQ-2632 | Lanyard for Harness, PPE Danny Oliveira | THR-SES-FAS | Fall Arrest Sytem (Harness and Lanyard), Safety Equipment | Safety | Safety Equipment | 35739 | SQ | lifeline
78900 | THR-SES-SQ-6476 | Lanyard for Harness, PPE Deodharry Singh | THR-SES-FAS | Fall Arrest Sytem (Harness and Lanyard), Safety Equipment | Safety | Safety Equipment | 35741 | SQ | lifeline
78901 | THR-SES-SQ-6476 | Lanyard for Harness, PPE Deodharry Singh | THR-SES-SQ | Safety Equipment | Safety | Safety Equipment | 35741 | SQ | lifeline
138727 | THR-SES-SQ-1443 | Lanyard for Harness, PPE Dhiren Parmar | THR-SES-FAS | Fall Arrest Sytem (Harness and Lanyard), Safety Equipment | Safety | Safety Equipment |  | SQ | lifeline
78905 | THR-SES-SQ-6829 | Lanyard for Harness, PPE Dwight Bolton | THR-SES-FAS | Fall Arrest Sytem (Harness and Lanyard), Safety Equipment | Safety | Safety Equipment |  | SQ | lifeline
78878 | THR-SES-SQ-2569 | Lanyard for Harness, PPE Edgar Manansala | THR-SES-FAS | Fall Arrest Sytem (Harness and Lanyard), Safety Equipment | Safety | Safety Equipment | 35738 | SQ | lifeline
138761 | THR-SES-SQ-2569 | Lanyard for Harness, PPE Edgar Manansala | THR-SES-SQ | Safety Equipment | Safety | Safety Equipment | 35738 | SQ | lifeline
78876 | THR-SES-SQ-2565 | Lanyard for Harness, PPE Esmond Lewis | THR-SES-SQ | Safety Equipment | Safety | Safety Equipment | 35737 | SQ | lifeline
138759 | THR-SES-SQ-2565 | Lanyard for Harness, PPE Esmond Lewis | THR-SES-FAS | Fall Arrest Sytem (Harness and Lanyard), Safety Equipment | Safety | Safety Equipment | 35737 | SQ | lifeline
78923 | THR-SES-SQ-8406 | Lanyard for Harness, PPE for Xu Peng | THR-SES-FAS | Fall Arrest Sytem (Harness and Lanyard), Safety Equipment | Safety | Safety Equipment |  | SQ | lifeline
138794 | THR-SES-SQ-8406 | Lanyard for Harness, PPE for Xu Peng | THR-SES-SQ | Safety Equipment | Safety | Safety Equipment |  | SQ | lifeline
78859 | THR-SES-SQ-1448 | Lanyard for Harness, PPE Gurpreet Singh | THR-SES-FAS | Fall Arrest Sytem (Harness and Lanyard), Safety Equipment | Safety | Safety Equipment |  | SQ | lifeline
78860 | THR-SES-SQ-1448 | Lanyard for Harness, PPE Gurpreet Singh | THR-SES-SQ | Safety Equipment | Safety | Safety Equipment |  | SQ | lifeline
78879 | THR-SES-SQ-2572 | Lanyard for Harness, PPE Igor Chamsoutdinov | THR-SES-SQ | Safety Equipment | Safety | Safety Equipment |  | SQ | lifeline
138762 | THR-SES-SQ-2572 | Lanyard for Harness, PPE Igor Chamsoutdinov | THR-SES-FAS | Fall Arrest Sytem (Harness and Lanyard), Safety Equipment | Safety | Safety Equipment |  | SQ | lifeline
78865 | THR-SES-SQ-1937 | Lanyard for Harness, PPE Jiri Gallus | THR-SES-FAS | Fall Arrest Sytem (Harness and Lanyard), Safety Equipment | Safety | Safety Equipment |  | SQ | lifeline
78942 | THR-SES-SQ-9841 | Lanyard for Harness, PPE John Toner | THR-SES-FAS | Fall Arrest Sytem (Harness and Lanyard), Safety Equipment | Safety | Safety Equipment |  | SQ | lifeline
138725 | THR-SES-SQ-1395 | Lanyard for Harness, PPE Martin Ge | THR-SES-FAS | Fall Arrest Sytem (Harness and Lanyard), Safety Equipment | Safety | Safety Equipment |  | SQ | lifeline
138740 | THR-SES-SQ-1944 | Lanyard for Harness, PPE Nardo Serrano | THR-SES-FAS | Fall Arrest Sytem (Harness and Lanyard), Safety Equipment | Safety | Safety Equipment |  | SQ | lifeline
138741 | THR-SES-SQ-1944 | Lanyard for Harness, PPE Nardo Serrano | THR-SES-SQ | Safety Equipment | Safety | Safety Equipment |  | SQ | lifeline
138739 | THR-SES-SQ-1897 | Lanyard for Harness, PPE Paquito Espiritu | THR-SES-FAS | Fall Arrest Sytem (Harness and Lanyard), Safety Equipment | Safety | Safety Equipment |  | SQ | lifeline
78898 | THR-SES-SQ-6257 | Lanyard for Harness, PPE Pauly Jacob | THR-SES-FAS | Fall Arrest Sytem (Harness and Lanyard), Safety Equipment | Safety | Safety Equipment |  | SQ | lifeline
138777 | THR-SES-SQ-6257 | Lanyard for Harness, PPE Pauly Jacob | THR-SES-SQ | Safety Equipment | Safety | Safety Equipment |  | SQ | lifeline
78884 | THR-SES-SQ-4065 | Lanyard for Harness, PPE Phil Rodrigues | THR-SES-SQ | Safety Equipment | Safety | Safety Equipment |  | SQ | lifeline
138770 | THR-SES-SQ-4065 | Lanyard for Harness, PPE Phil Rodrigues | THR-SES-FAS | Fall Arrest Sytem (Harness and Lanyard), Safety Equipment | Safety | Safety Equipment |  | SQ | lifeline
78912 | THR-SES-SQ-7302 | Lanyard for Harness, PPE Prakash Patel | THR-SES-SQ-4065 | Lanyard for Harness, PPE Phil Rodrigues | Safety | Safety Equipment |  | SQ | lifeline
78846 | THR-SES-SQ-0944 | Lanyard for Harness, PPE Ravin Sankar | THR-SES-SQ | Safety Equipment | Safety | Safety Equipment |  | SQ | lifeline
138712 | THR-SES-SQ-0944 | Lanyard for Harness, PPE Ravin Sankar | THR-SES-FAS | Fall Arrest Sytem (Harness and Lanyard), Safety Equipment | Safety | Safety Equipment |  | SQ | lifeline
138731 | THR-SES-SQ-1530 | Lanyard for Harness, PPE Roger Scott | THR-SES-FAS | Fall Arrest Sytem (Harness and Lanyard), Safety Equipment | Safety | Safety Equipment |  | SQ | lifeline
138732 | THR-SES-SQ-1530 | Lanyard for Harness, PPE Roger Scott | THR-SES-SQ-1448 | Lanyard for Harness, PPE Gurpreet Singh | Safety | Safety Equipment |  | SQ | lifeline
78911 | THR-SES-SQ-7239 | Lanyard for Harness, PPE Terry McNaney | THR-SES-SQ-9134 | Lanyard for Harness 6 ft., PPE Stan Chatzinikolau | Safety | Safety Equipment |  | SQ | lifeline
78877 | THR-SES-SQ-2568 | Lanyard for Harness, PPE Vadsim Sak | THR-SES-FAS | Fall Arrest Sytem (Harness and Lanyard), Safety Equipment | Safety | Safety Equipment |  | SQ | lifeline
138760 | THR-SES-SQ-2568 | Lanyard for Harness, PPE Vadsim Sak | THR-SES-SQ | Safety Equipment | Safety | Safety Equipment |  | SQ | lifeline
78892 | THR-SES-SQ-5012 | Lanyard for Harness, PPE Wayne Johnston (Suspended) | THR-S-E | SUSPENDED ENTITY | Safety | Safety Equipment | 35575 | SQ | lifeline
78893 | THR-SES-SQ-5012 | Lanyard for Harness, PPE Wayne Johnston (Suspended) | THR-SES-FAS | Fall Arrest Sytem (Harness and Lanyard), Safety Equipment | Safety | Safety Equipment | 35575 | SQ | lifeline
78894 | THR-SES-SQ-5012 | Lanyard for Harness, PPE Wayne Johnston (Suspended) | THR-SES-SQ | Safety Equipment | Safety | Safety Equipment | 35575 | SQ | lifeline
78924 | THR-SES-SQ-8437 | Lanyard for Harness, PPE Wei Peng | THR-SES-FAS | Fall Arrest Sytem (Harness and Lanyard), Safety Equipment | Safety | Safety Equipment |  | SQ | lifeline
138796 | THR-SES-SQ-8437 | Lanyard for Harness, PPE Wei Peng | THR-SES-SQ | Safety Equipment | Safety | Safety Equipment |  | SQ | lifeline
138726 | THR-SES-SQ-1416 | Lanyard for Harness, PPE, Jan Susla | THR-SES-SQ-1972 | Lanyard for Harness, PPE, Jan Susla | Safety | Safety Equipment | 35735 | SQ | lifeline
138742 | THR-SES-SQ-1972 | Lanyard for Harness, PPE, Jan Susla | THR-SES-FAS | Fall Arrest Sytem (Harness and Lanyard), Safety Equipment | Safety | Safety Equipment | 35736 | SQ | lifeline
138743 | THR-SES-SQ-1972 | Lanyard for Harness, PPE, Jan Susla | THR-SES-SQ-2199 | Harness, Full Body, PPE, Jan Susla | Safety | Safety Equipment | 35736 | SQ | lifeline
138734 | THR-SES-SQ-1709 | Lanyard for Harness, PPE, Ken Eldridge | THR-SES-FAS | Fall Arrest Sytem (Harness and Lanyard), Safety Equipment | Safety | Safety Equipment |  | SQ | lifeline
78880 | THR-SES-SQ-2826 | Lanyard for Harness, Retractable PPE Danny Oliveira | THR-SES-SQ | Safety Equipment | Safety | Safety Equipment | 35740 | SQ | lifeline
138764 | THR-SES-SQ-2826 | Lanyard for Harness, Retractable PPE Danny Oliveira | THR-SES-SQ-2632 | Lanyard for Harness, PPE Danny Oliveira | Safety | Safety Equipment | 35740 | SQ | lifeline
138797 | THR-SES-SQ-8586S | Lanyard for Harness,, PPE Nick Saceleano | THR-SES-SQ-2572 | Lanyard for Harness, PPE Igor Chamsoutdinov | Safety | Safety Equipment |  | SQ | lifeline
78927 | THR-SES-SQ-8630 | Lanyard for Harness,PPE Jeffrey Foxton | THR-SES-SQ-9134 | Lanyard for Harness 6 ft., PPE Stan Chatzinikolau | Safety | Safety Equipment |  | SQ | lifeline
26376 | FHO-SES-SQ-6265 | Lanyard H656764, Burt Donaldson | FHO-SES-SQ-0009 | Fall Lanyards | PPE,Lanyard | Safety Equipment |  | SQ | lifeline
26402 | FHO-SES-SQ-9023 | Lanyard- Sr # 90572 -Zoran Mirceveski | FHO-SES-SQ-0009 | Fall Lanyards | PPE,Lanyard | Safety Equipment |  | SQ | lifeline
26401 | FHO-SES-SQ-9022 | Lanyard- Sr # 982000132027583 Worku Yilma | FHO-SES-SQ-0009 | Fall Lanyards | PPE,Lanyard | Safety Equipment |  | SQ | lifeline
78866 | THR-SES-SQ-2114 | Lanyard with Shock Absorber PPE Matthew McNall | THR-SES-SQ-0902 | Harness, Full Body PPE Matthew McNall | Safety | Safety Equipment |  | SQ | lifeline
138750 | THR-SES-SQ-2114 | Lanyard with Shock Absorber PPE Matthew McNall | THR-SES-SQ-4115 | Lanyard, Retractable, PPE Matthew McNall | Safety | Safety Equipment |  | SQ | lifeline
55597 | TAB-WA2-SQ-2361 | Lanyard, 18 " Richard Gallant | TAB-WA2-SQ-0001 | Fall Arrest System , Tripod and SRL | PPE,Harness | Safety Equipment |  | SQ | lifeline
26371 | FHO-SES-SQ-6258 | Lanyard, Balwinder Kanota | FHO-SES-SQ-0009 | Fall Lanyards | PPE,Lanyard | Safety Equipment |  | SQ | lifeline
94883 | FHO-SES-SQ-6259 | Lanyard, Burt Donaldson | FHO-SES-SQ-0009 | Fall Lanyards | PPE,Lanyard | Safety Equipment |  | SQ | lifeline
26374 | FHO-SES-SQ-6262 | Lanyard, Craig Clayton | FHO-SES-SQ-0009 | Fall Lanyards | PPE,Lanyard | Safety Equipment |  | SQ | lifeline
26370 | FHO-SES-SQ-6257 | Lanyard, Paramjit Sandhu | FHO-SES-SQ-0009 | Fall Lanyards | PPE,Lanyard | Safety Equipment |  | SQ | lifeline
26375 | FHO-SES-SQ-6263 | Lanyard, Pinhua Pu | FHO-SES-SQ-0009 | Fall Lanyards | PPE,Lanyard | Safety Equipment |  | SQ | lifeline
78887 | THR-SES-SQ-4130 | Lanyard, Retractable, PPE -Baosheng Wang (Patrick)- SN: 178422 | THR-SES-FAS | Fall Arrest Sytem (Harness and Lanyard), Safety Equipment | Safety | Safety Equipment |  | SQ | self_retracting_line
78885 | THR-SES-SQ-4115 | Lanyard, Retractable, PPE Matthew McNall | THR-SES-SQ-0902 | Harness, Full Body PPE Matthew McNall | Safety | Safety Equipment |  | SQ | self_retracting_line
138771 | THR-SES-SQ-4115 | Lanyard, Retractable, PPE Matthew McNall | THR-SES-FAS | Fall Arrest Sytem (Harness and Lanyard), Safety Equipment | Safety | Safety Equipment |  | SQ | self_retracting_line
138772 | THR-SES-SQ-4131 | Lanyard, Retractable, PPE -Randish Sehijpal- SN: 178392 | THR-SES-FAS | Fall Arrest Sytem (Harness and Lanyard), Safety Equipment | Safety | Safety Equipment |  | SQ | self_retracting_line
78886 | THR-SES-SQ-4125 | Lanyard, Retractable, PPE -Shadow Cooney- SN: 171986 | THR-SES-FAS | Fall Arrest Sytem (Harness and Lanyard), Safety Equipment | Safety | Safety Equipment |  | SQ | self_retracting_line
26377 | FHO-SES-SQ-6266 | Lanyard, Serial Number 132027605, Ian Chin | FHO-SES-SQ-0009 | Fall Lanyards | PPE,Lanyard | Safety Equipment |  | SQ | lifeline
94879 | FHO-SES-SQ-6253 | Lanyard, Serial Number 2199908, V | FHO-SES-SQ-0009 | Fall Lanyards | PPE,Lanyard | Safety Equipment |  | SQ | lifeline
26369 | FHO-SES-SQ-6254 | Lanyard, Serial Number 2221778, Murray Kerr | FHO-SES-SQ-0006 | Fall Arrest Systems | PPE,Lanyard | Safety Equipment |  | SQ | lifeline
94880 | FHO-SES-SQ-6254 | Lanyard, Serial Number 2221778, Murray Kerr | FHO-SES-SQ-0009 | Fall Lanyards | PPE,Lanyard | Safety Equipment |  | SQ | lifeline
94884 | FHO-SES-SQ-6268 | Lanyard, Serial Number 300207, Alex Gritsouk | FHO-SES-SQ-0009 | Fall Lanyards | PPE,Lanyard | Safety Equipment |  | SQ | lifeline
26378 | FHO-SES-SQ-6267 | Lanyard, Serial Number 300274, Berrnard Tung | FHO-SES-SQ-0009 | Fall Lanyards | PPE,Lanyard | Safety Equipment |  | SQ | lifeline
94882 | FHO-SES-SQ-6256 | Lanyard, Serial Number 53366, Barry Kelly | FHO-SES-SQ-0009 | Fall Lanyards | PPE,Lanyard | Safety Equipment |  | SQ | lifeline
26373 | FHO-SES-SQ-6261 | Lanyard, Serial Number 587066, Terry Turner | FHO-SES-SQ-0009 | Fall Lanyards | PPE,Lanyard | Safety Equipment |  | SQ | lifeline
26372 | FHO-SES-SQ-6260 | Lanyard, Serial Number 982 000 172 407 742, Kevin Boudreault | FHO-SES-SQ-0009 | Fall Lanyards | PPE,Lanyard | Safety Equipment |  | SQ | lifeline
26379 | FHO-SES-SQ-6269 | Lanyard, Serial Number A10322004, Muranganwa Chirume | FHO-SES-SQ-0009 | Fall Lanyards | PPE,Lanyard | Safety Equipment |  | SQ | lifeline
26380 | FHO-SES-SQ-6270 | Lanyard, Serial Number M17022, Kevin Boudreault | FHO-SES-SQ-0009 | Fall Lanyards | PPE,Lanyard | Safety Equipment |  | SQ | lifeline
94881 | FHO-SES-SQ-6255 | Lanyard, Type 1 SRL M170229, Burt Donaldson | FHO-SES-SQ-0009 | Fall Lanyards | PPE,Lanyard | Safety Equipment |  | SQ | lifeline
55601 | TAB-WA2-SQ-5301 | Lanyard, Yao Wang | TAB-WA2-SQ-0001 | Fall Arrest System , Tripod and SRL | PPE,Harness | Safety Equipment |  | SQ | lifeline
119849 | TAB-WA2-SQ-8925 | Lanyard. Harshad | TAB-WA2-SQ-0001 | Fall Arrest System , Tripod and SRL | PPE,Harness | Safety Equipment |  | SQ | lifeline
119832 | TAB-WA2-SQ-2313 | Lanyard. Jerry Jia | TAB-WA2-SQ-0001 | Fall Arrest System , Tripod and SRL | PPE,Harness | Safety Equipment |  | SQ | lifeline
55543 | TAB-WA2-SQ-1101 | Lanyard.6", Randish | TAB-WA2-SQ-0001 | Fall Arrest System , Tripod and SRL | PPE,Harness | Safety Equipment |  | SQ | lifeline
55544 | TAB-WA2-SQ-1102 | Lanyard.6", Randish | TAB-WA2-SQ-0001 | Fall Arrest System , Tripod and SRL | PPE,Harness | Safety Equipment |  | SQ | lifeline
55546 | TAB-WA2-SQ-1110 | Lanyard.6', Claudio | TAB-WA2-SQ-0001 | Fall Arrest System , Tripod and SRL | PPE,Harness | Safety Equipment |  | SQ | lifeline
119781 | TAB-WA2-SQ-1111 | Lanyard.6', Georgi Grigorenko | TAB-WA2-SQ-0001 | Fall Arrest System , Tripod and SRL | PPE,Harness | Safety Equipment |  | SQ | lifeline
55545 | TAB-WA2-SQ-1103 | Lanyard.6', Peter | TAB-WA2-SQ-0001 | Fall Arrest System , Tripod and SRL | PPE,Harness | Safety Equipment |  | SQ | lifeline
26396 | FHO-SES-SQ-9001 | Lanyard-136467 | FHO-SES-SQ-0006 | Fall Arrest Systems | PPE,Lanyard | Safety Equipment | 34718 | SQ | lifeline
94905 | FHO-SES-SQ-9001 | Lanyard-136467 | FHO-SES-SQ-0009 | Fall Lanyards | PPE,Lanyard | Safety Equipment | 34718 | SQ | lifeline
26399 | FHO-SES-SQ-9014 | Lanyard-136475 | FHO-SES-SQ-0009 | Fall Lanyards | PPE,Lanyard | Safety Equipment | 34724 | SQ | lifeline
94906 | FHO-SES-SQ-9002 | Lanyard-2199907 | FHO-SES-SQ-0009 | Fall Lanyards | PPE,Lanyard | Safety Equipment | 34719 | SQ | lifeline
26397 | FHO-SES-SQ-9005-SU | Lanyard-2343943 | FHO-OBSOLETE | Removed From Service | PPE,Lanyard | Safety Equipment |  | SQ | lifeline
26398 | FHO-SES-SQ-9005-SU | Lanyard-2343943 | FHO-SES-SQ-0009 | Fall Lanyards | PPE,Lanyard | Safety Equipment |  | SQ | lifeline
26400 | FHO-SES-SQ-9016 | Lanyard-46084 | FHO-SES-SQ-0009 | Fall Lanyards | PPE,Lanyard | Safety Equipment | 34723 | SQ | lifeline
113718 | TAB-LEICT-SQ-0002 | LEICT Fall Arrest System | TAB-WA1-SQ | Safety Equipment & Supplies Common to WA1 | PPE | Safety Equipment |  | SQ | http://www.toronto.ca/TWONTO#fall_arrest_system
18500 | FHA-SES-LENS-0001 | Lens cleasning station | FHA-SES-SQ-0008 | Eyewash Stations & Showers | PPE,Eyewash Station | Safety Equipment |  | LENS | http://www.toronto.ca/TWONTO#emergency_eyewash
83033 | FHA-SES-SQ-0094 | Level A Chemical Suit LG/XL S/N: 99938 | FHA-SES-SQ-1123 | FHA-SES-SQ-7 - Chemical Suits |  | Safety Equipment |  | SQ | http://www.toronto.ca/TWONTO#chemical_suit
83034 | FHA-SES-SQ-0095 | Level A Chemical Suit LG/XL S/N: 99941 | FHA-SES-SQ-1123 | FHA-SES-SQ-7 - Chemical Suits |  | Safety Equipment |  | SQ | http://www.toronto.ca/TWONTO#chemical_suit
83036 | FHA-SES-SQ-0097 | Level A Chemical Suit SM/MD S/N: 18812 | FHA-SES-SQ-1123 | FHA-SES-SQ-7 - Chemical Suits |  | Safety Equipment |  | SQ | http://www.toronto.ca/TWONTO#chemical_suit
83035 | FHA-SES-SQ-0096 | Level A Chemical Suit SM/MD S/N: 18813 | FHA-SES-SQ-1123 | FHA-SES-SQ-7 - Chemical Suits |  | Safety Equipment |  | SQ | http://www.toronto.ca/TWONTO#chemical_suit
83032 | FHA-SES-SQ-0093 | Level A Chemical Suit XL S/N: 013279715 | FHA-SES-SQ-1123 | FHA-SES-SQ-7 - Chemical Suits |  | Safety Equipment |  | SQ | http://www.toronto.ca/TWONTO#chemical_suit
46702 | TAB-DIS-SQ-1002 | Level A Front Entry Chemical Suit Responder(64112) | TAB-DIS-SQ | Chlorine Building Safety Equipment |  | Safety Equipment | 40866 | SQ | http://www.toronto.ca/TWONTO#chemical_suit
46703 | TAB-DIS-SQ-1002 | Level A Front Entry Chemical Suit Responder(64112) | TAB-SUSPENDED ENTITY | Suspended entities |  | Safety Equipment | 40866 | SQ | http://www.toronto.ca/TWONTO#chemical_suit
46700 | TAB-DIS-SQ-1000 | Level A Front Entry Chemical Suit Responder(64122) | TAB-SUSPENDED ENTITY | Suspended entities |  | Safety Equipment | 40865 | SQ | http://www.toronto.ca/TWONTO#chemical_suit
112278 | TAB-DIS-SQ-1000 | Level A Front Entry Chemical Suit Responder(64122) | TAB-DIS-SQ | Chlorine Building Safety Equipment |  | Safety Equipment | 40865 | SQ | http://www.toronto.ca/TWONTO#chemical_suit
46704 | TAB-DIS-SQ-1003 | Level A Front Entry Chemical Suit Responder(KC10871473) | TAB-DIS-SQ | Chlorine Building Safety Equipment |  | Safety Equipment | 34857 | SQ | http://www.toronto.ca/TWONTO#chemical_suit
46705 | TAB-DIS-SQ-1003 | Level A Front Entry Chemical Suit Responder(KC10871473) | TAB-SUSPENDED ENTITY | Suspended entities |  | Safety Equipment | 34857 | SQ | http://www.toronto.ca/TWONTO#chemical_suit
18782 | FHA-SQ-LP-0025 | Life Preserver | FHA-SES-LP | Life Preservers |  | Safety Equipment |  | LP | http://www.toronto.ca/TWONTO#personal_floatation_device
138872 | THR-SQ-LP-0016 | Life Preserver, Ring Type Floating Device, Final Tank 19 | THR-SQ-LP-FT | Life Preserver, Ring Type Floating Device, Final Tanks | Safety | Safety Equipment |  | LP | http://www.toronto.ca/TWONTO#life_ring
79062 | THR-SQ-LP-FT | Life Preserver, Ring Type Floating Device, Final Tanks | THR-SES-WA4 | Safety & Environmental Services | Safety | Safety Equipment |  |  | http://www.toronto.ca/TWONTO#life_ring
138890 | THR-SQ-LP-FT | Life Preserver, Ring Type Floating Device, Final Tanks | THR-SES-WA3 | Safety & Environmental Services | Safety | Safety Equipment |  |  | http://www.toronto.ca/TWONTO#life_ring
79063 | THR-SQ-LP-PRM | Life Preserver, Ring Type Floating Device, Primary Tanks | THR-SES-WA2 | Safety & Environmental Services, WA2 | Safety | Safety Equipment |  |  | http://www.toronto.ca/TWONTO#life_ring
79064 | THR-SQ-LP-PRM | Life Preserver, Ring Type Floating Device, Primary Tanks | THR-SES-WA3 | Safety & Environmental Services | Safety | Safety Equipment |  |  | http://www.toronto.ca/TWONTO#life_ring
138885 | THR-SQ-LP-0030 | Life Preserver, Ring Type, Final Tank 1 | THR-SQ-LP-FT | Life Preserver, Ring Type Floating Device, Final Tanks | Safety | Safety Equipment |  | LP | http://www.toronto.ca/TWONTO#life_ring
138875 | THR-SQ-LP-0020 | Life Preserver, Ring Type, Final Tank 11 | THR-SQ-LP-FT | Life Preserver, Ring Type Floating Device, Final Tanks | Safety | Safety Equipment |  | LP | http://www.toronto.ca/TWONTO#life_ring
138876 | THR-SQ-LP-0021 | Life Preserver, Ring Type, Final Tank 11 | THR-SQ-LP-FT | Life Preserver, Ring Type Floating Device, Final Tanks | Safety | Safety Equipment |  | LP | http://www.toronto.ca/TWONTO#life_ring
138874 | THR-SQ-LP-0019 | Life Preserver, Ring Type, Final Tank 12 | THR-SQ-LP-FT | Life Preserver, Ring Type Floating Device, Final Tanks | Safety | Safety Equipment |  | LP | http://www.toronto.ca/TWONTO#life_ring
79015 | THR-SQ-LP-0009 | Life Preserver, Ring Type, Final Tank 13 | THR-SQ-LP-FT | Life Preserver, Ring Type Floating Device, Final Tanks | Safety | Safety Equipment |  | LP | http://www.toronto.ca/TWONTO#life_ring
79054 | THR-SQ-LP-0010 | Life Preserver, Ring Type, Final Tank 13 | THR-SQ-LP-FT | Life Preserver, Ring Type Floating Device, Final Tanks | Safety | Safety Equipment |  | LP | http://www.toronto.ca/TWONTO#life_ring
138869 | THR-SQ-LP-0011 | Life Preserver, Ring Type, Final Tank 14 | THR-SQ-LP-FT | Life Preserver, Ring Type Floating Device, Final Tanks | Safety | Safety Equipment |  | LP | http://www.toronto.ca/TWONTO#life_ring
79055 | THR-SQ-LP-0012 | Life Preserver, Ring Type, Final Tank 15 | THR-SQ-LP-FT | Life Preserver, Ring Type Floating Device, Final Tanks | Safety | Safety Equipment |  | LP | http://www.toronto.ca/TWONTO#life_ring
138870 | THR-SQ-LP-0013 | Life Preserver, Ring Type, Final Tank 16 | THR-SQ-LP-FT | Life Preserver, Ring Type Floating Device, Final Tanks | Safety | Safety Equipment |  | LP | http://www.toronto.ca/TWONTO#life_ring
138871 | THR-SQ-LP-0014 | Life Preserver, Ring Type, Final Tank 17 | THR-SQ-LP-FT | Life Preserver, Ring Type Floating Device, Final Tanks | Safety | Safety Equipment |  | LP | http://www.toronto.ca/TWONTO#life_ring
79056 | THR-SQ-LP-0015 | Life Preserver, Ring Type, Final Tank 18 | THR-SQ-LP-FT | Life Preserver, Ring Type Floating Device, Final Tanks | Safety | Safety Equipment |  | LP | http://www.toronto.ca/TWONTO#life_ring
138884 | THR-SQ-LP-0029 | Life Preserver, Ring Type, Final Tank 2 | THR-SQ-LP-FT | Life Preserver, Ring Type Floating Device, Final Tanks | Safety | Safety Equipment |  | LP | http://www.toronto.ca/TWONTO#life_ring
79057 | THR-SQ-LP-0017 | Life Preserver, Ring Type, Final Tank 20 | THR-SQ-LP-FT | Life Preserver, Ring Type Floating Device, Final Tanks | Safety | Safety Equipment |  | LP | http://www.toronto.ca/TWONTO#life_ring
138873 | THR-SQ-LP-0018 | Life Preserver, Ring Type, Final Tank 21 | THR-SQ-LP-FT | Life Preserver, Ring Type Floating Device, Final Tanks | Safety | Safety Equipment |  | LP | http://www.toronto.ca/TWONTO#life_ring
138883 | THR-SQ-LP-0028 | Life Preserver, Ring Type, Final Tank 3 | THR-SQ-LP-FT | Life Preserver, Ring Type Floating Device, Final Tanks | Safety | Safety Equipment |  | LP | http://www.toronto.ca/TWONTO#life_ring
138882 | THR-SQ-LP-0027 | Life Preserver, Ring Type, Final Tank 4 | THR-SQ-LP-FT | Life Preserver, Ring Type Floating Device, Final Tanks | Safety | Safety Equipment |  | LP | http://www.toronto.ca/TWONTO#life_ring
138881 | THR-SQ-LP-0026 | Life Preserver, Ring Type, Final Tank 5 | THR-SQ-LP-FT | Life Preserver, Ring Type Floating Device, Final Tanks | Safety | Safety Equipment |  | LP | http://www.toronto.ca/TWONTO#life_ring
138880 | THR-SQ-LP-0025 | Life Preserver, Ring Type, Final Tank 6 | THR-SQ-LP-FT | Life Preserver, Ring Type Floating Device, Final Tanks | Safety | Safety Equipment |  | LP | http://www.toronto.ca/TWONTO#life_ring
138879 | THR-SQ-LP-0024 | Life Preserver, Ring Type, Final Tank 7 | THR-SQ-LP-FT | Life Preserver, Ring Type Floating Device, Final Tanks | Safety | Safety Equipment |  | LP | http://www.toronto.ca/TWONTO#life_ring
138878 | THR-SQ-LP-0023 | Life Preserver, Ring Type, Final Tank 8 | THR-SQ-LP-FT | Life Preserver, Ring Type Floating Device, Final Tanks | Safety | Safety Equipment |  | LP | http://www.toronto.ca/TWONTO#life_ring
138877 | THR-SQ-LP-0022 | Life Preserver, Ring Type, Final Tank 9 | THR-SQ-LP-FT | Life Preserver, Ring Type Floating Device, Final Tanks | Safety | Safety Equipment |  | LP | http://www.toronto.ca/TWONTO#life_ring
138864 | THR-SQ-LP-0002 | Life Preserver, Ring Type, Grit Bldg., Tank 2 | THR-SQ-LP-PRM | Life Preserver, Ring Type Floating Device, Primary Tanks | Safety | Safety Equipment |  | LP | http://www.toronto.ca/TWONTO#life_ring
79012 | THR-SQ-LP-0001 | Life Preserver, Ring Type, Grit Bldg., Tank 3 | THR-SQ-LP-PRM | Life Preserver, Ring Type Floating Device, Primary Tanks | Safety | Safety Equipment |  | LP | http://www.toronto.ca/TWONTO#life_ring
79058 | THR-SQ-LP-0031 | Life Preserver, Ring Type, Primary Tank 1 | THR-SQ-LP-PRM | Life Preserver, Ring Type Floating Device, Primary Tanks | Safety | Safety Equipment |  | LP | http://www.toronto.ca/TWONTO#life_ring
79013 | THR-SQ-LP-0007 | Life Preserver, Ring Type, Primary Tank 10 | THR-SQ-LP-PRM | Life Preserver, Ring Type Floating Device, Primary Tanks | Safety | Safety Equipment |  | LP | http://www.toronto.ca/TWONTO#life_ring
138866 | THR-SQ-LP-0004 | Life Preserver, Ring Type, Primary Tank 10 | THR-SQ-LP-PRM | Life Preserver, Ring Type Floating Device, Primary Tanks | Safety | Safety Equipment |  | LP | http://www.toronto.ca/TWONTO#life_ring
79014 | THR-SQ-LP-0008 | Life Preserver, Ring Type, Primary Tank 11 | THR-SQ-LP-PRM | Life Preserver, Ring Type Floating Device, Primary Tanks | Safety | Safety Equipment |  | LP | http://www.toronto.ca/TWONTO#life_ring
138865 | THR-SQ-LP-0003 | Life Preserver, Ring Type, Primary Tank 11 | THR-SQ-LP-PRM | Life Preserver, Ring Type Floating Device, Primary Tanks | Safety | Safety Equipment |  | LP | http://www.toronto.ca/TWONTO#life_ring
138886 | THR-SQ-LP-0032 | Life Preserver, Ring Type, Primary Tank 2 | THR-SQ-LP-PRM | Life Preserver, Ring Type Floating Device, Primary Tanks | Safety | Safety Equipment |  | LP | http://www.toronto.ca/TWONTO#life_ring
138889 | THR-SQ-LP-0038 | Life Preserver, Ring Type, Primary Tank 2 | THR-SQ-LP-PRM | Life Preserver, Ring Type Floating Device, Primary Tanks | Safety | Safety Equipment |  | LP | http://www.toronto.ca/TWONTO#life_ring
79059 | THR-SQ-LP-0033 | Life Preserver, Ring Type, Primary Tank 3 | THR-SQ-LP-PRM | Life Preserver, Ring Type Floating Device, Primary Tanks | Safety | Safety Equipment |  | LP | http://www.toronto.ca/TWONTO#life_ring
138888 | THR-SQ-LP-0037 | Life Preserver, Ring Type, Primary Tank 3 | THR-SQ-LP-PRM | Life Preserver, Ring Type Floating Device, Primary Tanks | Safety | Safety Equipment |  | LP | http://www.toronto.ca/TWONTO#life_ring
79061 | THR-SQ-LP-0036 | Life Preserver, Ring Type, Primary Tank 4 | THR-SQ-LP-PRM | Life Preserver, Ring Type Floating Device, Primary Tanks | Safety | Safety Equipment |  | LP | http://www.toronto.ca/TWONTO#life_ring
79060 | THR-SQ-LP-0035 | Life Preserver, Ring Type, Primary Tank 7 | THR-SQ-LP-PRM | Life Preserver, Ring Type Floating Device, Primary Tanks | Safety | Safety Equipment |  | LP | http://www.toronto.ca/TWONTO#life_ring
138887 | THR-SQ-LP-0034 | Life Preserver, Ring Type, Primary Tank 8 | THR-SQ-LP-PRM | Life Preserver, Ring Type Floating Device, Primary Tanks | Safety | Safety Equipment |  | LP | http://www.toronto.ca/TWONTO#life_ring
138867 | THR-SQ-LP-0005 | Life Preserver, Ring Type, Primary Tank 9 | THR-SQ-LP-PRM | Life Preserver, Ring Type Floating Device, Primary Tanks | Safety | Safety Equipment |  | LP | http://www.toronto.ca/TWONTO#life_ring
138868 | THR-SQ-LP-0006 | Life Preserver, Ring Type, Primary Tank 9 | THR-SQ-LP-PRM | Life Preserver, Ring Type Floating Device, Primary Tanks | Safety | Safety Equipment |  | LP | http://www.toronto.ca/TWONTO#life_ring
53630 | TAB-SES-RING-3000 | Lifebuoy Ring | TAB-WA1-SQ | Safety Equipment & Supplies Common to WA1 | PPE | Safety Equipment |  | RING | http://www.toronto.ca/TWONTO#life_ring
53631 | TAB-SES-RING-3001 | Lifebuoy Ring | TAB-SES-RING-3000 | Lifebuoy Ring | PPE | Safety Equipment |  | RING | http://www.toronto.ca/TWONTO#life_ring
53632 | TAB-SES-RING-3006 | Lifebuoy Ring | TAB-SES-RING-3000 | Lifebuoy Ring | PPE | Safety Equipment |  | RING | http://www.toronto.ca/TWONTO#life_ring
53633 | TAB-SES-RING-3007 | Lifebuoy Ring | TAB-SES-RING-3000 | Lifebuoy Ring | PPE | Safety Equipment |  | RING | http://www.toronto.ca/TWONTO#life_ring
53634 | TAB-SES-RING-3008 | Lifebuoy Ring | TAB-SES-RING-3000 | Lifebuoy Ring | PPE | Safety Equipment |  | RING | http://www.toronto.ca/TWONTO#life_ring
53635 | TAB-SES-RING-3009 | Lifebuoy Ring | TAB-SES-RING-3000 | Lifebuoy Ring | PPE | Safety Equipment |  | RING | http://www.toronto.ca/TWONTO#life_ring
53636 | TAB-SES-RING-3012 | Lifebuoy Ring | TAB-SES-RING-3000 | Lifebuoy Ring | PPE | Safety Equipment |  | RING | http://www.toronto.ca/TWONTO#life_ring
53637 | TAB-SES-RING-3014 | Lifebuoy Ring | TAB-SES-RING-3000 | Lifebuoy Ring | PPE | Safety Equipment |  | RING | http://www.toronto.ca/TWONTO#life_ring
53638 | TAB-SES-RING-3015 | Lifebuoy Ring | TAB-SES-RING-3000 | Lifebuoy Ring | PPE | Safety Equipment |  | RING | http://www.toronto.ca/TWONTO#life_ring
53639 | TAB-SES-RING-3020 | Lifebuoy Ring | TAB-SES-RING-3000 | Lifebuoy Ring | PPE | Safety Equipment |  | RING | http://www.toronto.ca/TWONTO#life_ring
53640 | TAB-SES-RING-3021 | Lifebuoy Ring | TAB-SES-RING-3000 | Lifebuoy Ring | PPE | Safety Equipment |  | RING | http://www.toronto.ca/TWONTO#life_ring
53641 | TAB-SES-RING-3022 | Lifebuoy Ring | TAB-SES-RING-3000 | Lifebuoy Ring | PPE | Safety Equipment |  | RING | http://www.toronto.ca/TWONTO#life_ring
53642 | TAB-SES-RING-3023 | Lifebuoy Ring | TAB-SES-RING-3000 | Lifebuoy Ring | PPE | Safety Equipment |  | RING | http://www.toronto.ca/TWONTO#life_ring
53643 | TAB-SES-RING-4000 | Lifebuoy Ring | TAB-STR-SQ | WA2 Safety Equipment,lifting devices, ladders, Eye Wash station, First Aid Kits, Lock out stations | PPE | Safety Equipment |  | RING | http://www.toronto.ca/TWONTO#life_ring
53645 | TAB-SES-RING-4005 | Lifebuoy Ring | TAB-SES-RING-4000 | Lifebuoy Ring | PPE | Safety Equipment |  | RING | http://www.toronto.ca/TWONTO#life_ring
53646 | TAB-SES-RING-4007 | Lifebuoy Ring | TAB-SES-RING-4000 | Lifebuoy Ring | PPE | Safety Equipment |  | RING | http://www.toronto.ca/TWONTO#life_ring
53647 | TAB-SES-RING-4008 | Lifebuoy Ring | TAB-SES-RING-4000 | Lifebuoy Ring | PPE | Safety Equipment |  | RING | http://www.toronto.ca/TWONTO#life_ring
118010 | TAB-SES-RING-3002 | Lifebuoy Ring | TAB-SES-RING-3000 | Lifebuoy Ring | PPE | Safety Equipment |  | RING | http://www.toronto.ca/TWONTO#life_ring
118011 | TAB-SES-RING-3003 | Lifebuoy Ring | TAB-SES-RING-3000 | Lifebuoy Ring | PPE | Safety Equipment |  | RING | http://www.toronto.ca/TWONTO#life_ring
118012 | TAB-SES-RING-3004 | Lifebuoy Ring | TAB-SES-RING-3000 | Lifebuoy Ring | PPE | Safety Equipment |  | RING | http://www.toronto.ca/TWONTO#life_ring
118013 | TAB-SES-RING-3005 | Lifebuoy Ring | TAB-SES-RING-3000 | Lifebuoy Ring | PPE | Safety Equipment |  | RING | http://www.toronto.ca/TWONTO#life_ring
118014 | TAB-SES-RING-3010 | Lifebuoy Ring | TAB-SES-RING-3000 | Lifebuoy Ring | PPE | Safety Equipment |  | RING | http://www.toronto.ca/TWONTO#life_ring
118015 | TAB-SES-RING-3011 | Lifebuoy Ring | TAB-SES-RING-3000 | Lifebuoy Ring | PPE | Safety Equipment |  | RING | http://www.toronto.ca/TWONTO#life_ring
118017 | TAB-SES-RING-3016 | Lifebuoy Ring | TAB-SES-RING-3000 | Lifebuoy Ring | PPE | Safety Equipment |  | RING | http://www.toronto.ca/TWONTO#life_ring
118018 | TAB-SES-RING-3017 | Lifebuoy Ring | TAB-SES-RING-3000 | Lifebuoy Ring | PPE | Safety Equipment |  | RING | http://www.toronto.ca/TWONTO#life_ring
118019 | TAB-SES-RING-3018 | Lifebuoy Ring | TAB-SES-RING-3000 | Lifebuoy Ring | PPE | Safety Equipment |  | RING | http://www.toronto.ca/TWONTO#life_ring
118020 | TAB-SES-RING-3019 | Lifebuoy Ring | TAB-SES-RING-3000 | Lifebuoy Ring | PPE | Safety Equipment |  | RING | http://www.toronto.ca/TWONTO#life_ring
118021 | TAB-SES-RING-3024 | Lifebuoy Ring | TAB-SES-RING-3000 | Lifebuoy Ring | PPE | Safety Equipment |  | RING | http://www.toronto.ca/TWONTO#life_ring
118022 | TAB-SES-RING-3025 | Lifebuoy Ring | TAB-SES-RING-3000 | Lifebuoy Ring | PPE | Safety Equipment |  | RING | http://www.toronto.ca/TWONTO#life_ring
118023 | TAB-SES-RING-4001 | Lifebuoy Ring | TAB-SES-RING-4000 | Lifebuoy Ring | PPE | Safety Equipment |  | RING | http://www.toronto.ca/TWONTO#life_ring
118024 | TAB-SES-RING-4002 | Lifebuoy Ring | TAB-SES-RING-4000 | Lifebuoy Ring | PPE | Safety Equipment |  | RING | http://www.toronto.ca/TWONTO#life_ring
118025 | TAB-SES-RING-4004 | Lifebuoy Ring | TAB-SES-RING-4000 | Lifebuoy Ring | PPE | Safety Equipment |  | RING | http://www.toronto.ca/TWONTO#life_ring
118026 | TAB-SES-RING-4006 | Lifebuoy Ring | TAB-SES-RING-4000 | Lifebuoy Ring | PPE | Safety Equipment |  | RING | http://www.toronto.ca/TWONTO#life_ring
118027 | TAB-SES-RING-4009 | Lifebuoy Ring | TAB-SES-RING-4000 | Lifebuoy Ring | PPE | Safety Equipment |  | RING | http://www.toronto.ca/TWONTO#life_ring
118028 | TAB-SES-RING-4010 | Lifebuoy Ring | TAB-SES-RING-4000 | Lifebuoy Ring | PPE | Safety Equipment |  | RING | http://www.toronto.ca/TWONTO#life_ring
118029 | TAB-SES-RING-4011 | Lifebuoy Ring | TAB-SES-RING-4000 | Lifebuoy Ring | PPE | Safety Equipment |  | RING | http://www.toronto.ca/TWONTO#life_ring
118030 | TAB-SES-RING-4012 | Lifebuoy Ring | TAB-SES-RING-4000 | Lifebuoy Ring | PPE | Safety Equipment |  | RING | http://www.toronto.ca/TWONTO#life_ring
53644 | TAB-SES-RING-4003 | Lifebuoy Ring | TAB-SES-RING-4000 | Lifebuoy Ring | PPE | Safety Equipment |  | RING | http://www.toronto.ca/TWONTO#life_ring
81652 | TNT-SES-RING-1003 | Lifebuoy Ring | TNT-SES-RING | Lifebuoy Ring | PPE | Safety Equipment |  | RING | http://www.toronto.ca/TWONTO#life_ring
81653 | TNT-SES-RING-1004 | Lifebuoy Ring | TNT-SES-RING | Lifebuoy Ring | PPE | Safety Equipment |  | RING | http://www.toronto.ca/TWONTO#life_ring
81654 | TNT-SES-RING-1005 | Lifebuoy Ring | TNT-SES-RING | Lifebuoy Ring | PPE | Safety Equipment |  | RING | http://www.toronto.ca/TWONTO#life_ring
81655 | TNT-SES-RING-1008 | Lifebuoy Ring | TNT-SES-RING | Lifebuoy Ring | PPE | Safety Equipment |  | RING | http://www.toronto.ca/TWONTO#life_ring
81656 | TNT-SES-RING-1009 | Lifebuoy Ring | TNT-SES-RING | Lifebuoy Ring | PPE | Safety Equipment |  | RING | http://www.toronto.ca/TWONTO#life_ring
81657 | TNT-SES-RING-1012 | Lifebuoy Ring | TNT-SES-RING | Lifebuoy Ring | PPE | Safety Equipment |  | RING | http://www.toronto.ca/TWONTO#life_ring
81658 | TNT-SES-RING-1014 | Lifebuoy Ring | TNT-SES-RING | Lifebuoy Ring | PPE | Safety Equipment |  | RING | http://www.toronto.ca/TWONTO#life_ring
81659 | TNT-SES-RING-1015 | Lifebuoy Ring | TNT-SES-RING | Lifebuoy Ring | PPE | Safety Equipment |  | RING | http://www.toronto.ca/TWONTO#life_ring
81660 | TNT-SES-RING-1017 | Lifebuoy Ring | TNT-SES-RING | Lifebuoy Ring | PPE | Safety Equipment |  | RING | http://www.toronto.ca/TWONTO#life_ring
81661 | TNT-SES-RING-1020 | Lifebuoy Ring | TNT-SES-RING | Lifebuoy Ring | PPE | Safety Equipment |  | RING | http://www.toronto.ca/TWONTO#life_ring
118016 | TAB-SES-RING-3013 | Lifebuoy Ring | TAB-SES-RING-3000 | Lifebuoy Ring | PPE | Safety Equipment |  | RING | http://www.toronto.ca/TWONTO#life_ring
140785 | TNT-SES-RING-1001 | Lifebuoy Ring | TNT-SES-RING | Lifebuoy Ring | PPE | Safety Equipment |  | RING | http://www.toronto.ca/TWONTO#life_ring
140786 | TNT-SES-RING-1002 | Lifebuoy Ring | TNT-SES-RING | Lifebuoy Ring | PPE | Safety Equipment |  | RING | http://www.toronto.ca/TWONTO#life_ring
140787 | TNT-SES-RING-1006 | Lifebuoy Ring | TNT-SES-RING | Lifebuoy Ring | PPE | Safety Equipment |  | RING | http://www.toronto.ca/TWONTO#life_ring
140788 | TNT-SES-RING-1007 | Lifebuoy Ring | TNT-SES-RING | Lifebuoy Ring | PPE | Safety Equipment |  | RING | http://www.toronto.ca/TWONTO#life_ring
140789 | TNT-SES-RING-1010 | Lifebuoy Ring | TNT-SES-RING | Lifebuoy Ring | PPE | Safety Equipment |  | RING | http://www.toronto.ca/TWONTO#life_ring
140790 | TNT-SES-RING-1011 | Lifebuoy Ring | TNT-SES-RING | Lifebuoy Ring | PPE | Safety Equipment |  | RING | http://www.toronto.ca/TWONTO#life_ring
140791 | TNT-SES-RING-1013 | Lifebuoy Ring | TNT-SES-RING | Lifebuoy Ring | PPE | Safety Equipment |  | RING | http://www.toronto.ca/TWONTO#life_ring
140792 | TNT-SES-RING-1016 | Lifebuoy Ring | TNT-SES-RING | Lifebuoy Ring | PPE | Safety Equipment |  | RING | http://www.toronto.ca/TWONTO#life_ring
140793 | TNT-SES-RING-1018 | Lifebuoy Ring | TNT-SES-RING | Lifebuoy Ring | PPE | Safety Equipment |  | RING | http://www.toronto.ca/TWONTO#life_ring
140794 | TNT-SES-RING-1019 | Lifebuoy Ring | TNT-SES-RING | Lifebuoy Ring | PPE | Safety Equipment |  | RING | http://www.toronto.ca/TWONTO#life_ring
40068 | DOS-MCS-LD-133337 | Lifting Device, Chain Fall, STEEL BODY, 3 TON, 3/8" | FAC-YCM-SES | SAFETY & ENVIRONMENTAL SERVICES | Lifting Device,Sling | Safety Equipment |  | LD | http://www.toronto.ca/TWONTO#lifting_equipment_hoist
9585 | DOS-MCS-LD-064294 | Lifting Device, Chain Fall, STEEL BODY, 3 TON, 9\32" | FAC-YCM-SES | SAFETY & ENVIRONMENTAL SERVICES | Lifting Device,Sling | Safety Equipment |  | LD | http://www.toronto.ca/TWONTO#lifting_equipment_hoist
9593 | DOS-MCS-LD-4704-8 | Lifting Device, Chain Sling/Wire Mesh, CHAIN, 12000 LBS | FAC-YCM-SES | SAFETY & ENVIRONMENTAL SERVICES | Lifting Device,Sling | Safety Equipment |  | LD | chain_sling
40075 | DOS-MCS-LD-PASS4704-9 | Lifting Device, Chain Sling/Wire Mesh, CHAIN, 12000 LBS | FAC-YCM-SES | SAFETY & ENVIRONMENTAL SERVICES | Lifting Device,Sling | Safety Equipment |  |  | chain_sling
40074 | DOS-MCS-LD-CIL2050 | Lifting Device, Chain Sling/Wire Mesh, CHAIN, 12000 LBS, 1/2 | FAC-YCM-SES | SAFETY & ENVIRONMENTAL SERVICES | Lifting Device,Sling | Safety Equipment |  |  | chain_sling
9582 | DOS-MCS-LD-0116 | Lifting Device, Chain Sling/Wire Mesh, CHAIN, 7100 LBS, 3/8 | FAC-YCM-SES | SAFETY & ENVIRONMENTAL SERVICES | Lifting Device,Sling | Safety Equipment |  | LD | chain_sling
40061 | DOS-MCS-LD-0007 | Lifting Device, Chain Sling/Wire Mesh, EE1-902, 3100LBS, N/A | FAC-YCM-SES | SAFETY & ENVIRONMENTAL SERVICES | Lifting Device,Sling | Safety Equipment |  | LD | chain_sling
9583 | DOS-MCS-LD-0206 | Lifting Device, Chain Sling/Wire Mesh, Wire Rope, 4600LBS, 1/2\5' | FAC-YCM-SES | SAFETY & ENVIRONMENTAL SERVICES | Lifting Device,Sling | Safety Equipment |  | LD | chain_sling
9596 | DOS-MCS-LD-61207 | Lifting Device, Chain Sling/Wire Mesh, Wire Rope, 6.9 TON, 7/8" | FAC-YCM-SES | SAFETY & ENVIRONMENTAL SERVICES | Lifting Device,Sling | Safety Equipment |  | LD | chain_sling
9587 | DOS-MCS-LD-113460 | Lifting Device, Fall Arrest Support System, DAVIT ARM & BASE, 450 LBS, 4'X4' | FAC-YCM-SES | SAFETY & ENVIRONMENTAL SERVICES | Lifting Device,Sling | Safety Equipment |  | LD | http://www.toronto.ca/TWONTO#fall_arrest_Davit_arm
9588 | DOS-MCS-LD-113543 | Lifting Device, Fall Arrest Support System, DAVIT ARM & BASE, 450 LBS, 4'X4' | FAC-YCM-SES | SAFETY & ENVIRONMENTAL SERVICES | Lifting Device,Sling | Safety Equipment |  | LD | http://www.toronto.ca/TWONTO#fall_arrest_Davit_arm
40064 | DOS-MCS-LD-110652 | Lifting Device, Fall Arrest Support System, DAVIT ARM & BASE, 450 LBS, 4'X4' | FAC-YCM-SES | SAFETY & ENVIRONMENTAL SERVICES | Lifting Device,Sling | Safety Equipment |  | LD | http://www.toronto.ca/TWONTO#fall_arrest_Davit_arm
40065 | DOS-MCS-LD-110676 | Lifting Device, Fall Arrest Support System, DAVIT ARM & BASE, 450 LBS, 4'X4' | FAC-YCM-SES | SAFETY & ENVIRONMENTAL SERVICES | Lifting Device,Sling | Safety Equipment |  | LD | http://www.toronto.ca/TWONTO#fall_arrest_Davit_arm
40066 | DOS-MCS-LD-113461 | Lifting Device, Fall Arrest Support System, DAVIT ARM & BASE, 450 LBS, 4'X4' | FAC-YCM-SES | SAFETY & ENVIRONMENTAL SERVICES | Lifting Device,Sling | Safety Equipment |  | LD | http://www.toronto.ca/TWONTO#fall_arrest_Davit_arm
9581 | DOS-MCS-LD-0006 | Lifting Device, Fall Arrest Support System, DAVIT ARM, 450 LBS, N/A | FAC-YCM-SES | SAFETY & ENVIRONMENTAL SERVICES | Lifting Device,Sling | Safety Equipment |  | LD | http://www.toronto.ca/TWONTO#fall_arrest_Davit_arm
9589 | DOS-MCS-LD-1675170 | Lifting Device, Fall Arrest Support System, DAVIT ARM, 450 LBS, N/A | FAC-YCM-SES | SAFETY & ENVIRONMENTAL SERVICES | Lifting Device,Sling | Safety Equipment |  | LD | http://www.toronto.ca/TWONTO#fall_arrest_Davit_arm
9590 | DOS-MCS-LD-1676482 | Lifting Device, Fall Arrest Support System, DAVIT ARM, 450 LBS, N/A | FAC-YCM-SES | SAFETY & ENVIRONMENTAL SERVICES | Lifting Device,Sling | Safety Equipment |  | LD | http://www.toronto.ca/TWONTO#fall_arrest_Davit_arm
9591 | DOS-MCS-LD-1676907 | Lifting Device, Fall Arrest Support System, DAVIT ARM, 450 LBS, N/A | FAC-YCM-SES | SAFETY & ENVIRONMENTAL SERVICES | Lifting Device,Sling | Safety Equipment |  | LD | http://www.toronto.ca/TWONTO#fall_arrest_Davit_arm
40069 | DOS-MCS-LD-1673076 | Lifting Device, Fall Arrest Support System, DAVIT ARM, 450 LBS, N/A | FAC-YCM-SES | SAFETY & ENVIRONMENTAL SERVICES | Lifting Device,Sling | Safety Equipment |  | LD | http://www.toronto.ca/TWONTO#fall_arrest_Davit_arm
9586 | DOS-MCS-LD-066916 | Lifting Device, Fall Arrest Support System, SUPPORT SLING, 310 LBS, 4FT, | FAC-YCM | YARD - 545 COMMISSIONERS ROAD | Lifting Device,Sling | Safety Equipment |  | LD | http://www.toronto.ca/TWONTO#fall_protection_sling
40063 | DOS-MCS-LD-066916 | Lifting Device, Fall Arrest Support System, SUPPORT SLING, 310 LBS, 4FT, | FAC-YCM-SES | SAFETY & ENVIRONMENTAL SERVICES | Lifting Device,Sling | Safety Equipment |  | LD | http://www.toronto.ca/TWONTO#fall_protection_sling
40071 | DOS-MCS-LD-87519 | Lifting Device, Fall Arrest Support System, SUPPORT SLING, 420 LBS, 3FT, | FAC-YCM-SES | SAFETY & ENVIRONMENTAL SERVICES | Lifting Device,Sling | Safety Equipment |  | LD | http://www.toronto.ca/TWONTO#fall_protection_sling
9594 | DOS-MCS-LD-5900550 | Lifting Device, Fall Arrest Support System, TAGLINE, 310 LBS ANSI, 420 LBS OHSA, 4' | FAC-YCM-SES | SAFETY & ENVIRONMENTAL SERVICES | Lifting Device,Sling | Safety Equipment |  | LD | lifeline
40057 | DOS-MCS-LD-0001 | Lifting Device, Fall Arrest Support System, TRI POD, 350 LBS, 7 FT | FAC-YCM-SES | SAFETY & ENVIRONMENTAL SERVICES | Lifting Device,Sling | Safety Equipment |  | LD | http://www.toronto.ca/TWONTO#fall_arrest_Davit_arm
40058 | DOS-MCS-LD-0002 | Lifting Device, Fall Arrest Support System, TRI POD, 350 LBS, 7 FT | FAC-YCM-SES | SAFETY & ENVIRONMENTAL SERVICES | Lifting Device,Sling | Safety Equipment |  | LD | http://www.toronto.ca/TWONTO#fall_arrest_Davit_arm
9597 | DOS-MCS-LD-9504137-14-01 | Lifting Device, Fall Arrest Support System, TRI POD, 350LBS, 42X42X60" | FAC-YCM-SES | SAFETY & ENVIRONMENTAL SERVICES | Lifting Device,Sling | Safety Equipment |  | LD | http://www.toronto.ca/TWONTO#fall_arrest_Davit_arm
9598 | DOS-MCS-LD-9504137-TR-01 | Lifting Device, Fall Arrest Support System, TRI POD, 350LBS, 42X42X60" | FAC-YCM-SES | SAFETY & ENVIRONMENTAL SERVICES | Lifting Device,Sling | Safety Equipment |  | LD | http://www.toronto.ca/TWONTO#fall_arrest_Davit_arm
9601 | DOS-MCS-LD-RM-4137 | Lifting Device, Fall Arrest Support System, TRI POD, 350LBS, 42X42X60" | FAC-YCM-SES | SAFETY & ENVIRONMENTAL SERVICES | Lifting Device,Sling | Safety Equipment |  | RM | lifting_device_support
9580 | DOS-MCS-LD-0004 | Lifting Device, Fall Arrest Support System, TRI POD, 400 LBS, 4'5"\7 FT | FAC-YCM-SES | SAFETY & ENVIRONMENTAL SERVICES | Lifting Device,Sling | Safety Equipment |  | LD | http://www.toronto.ca/TWONTO#fall_arrest_Davit_arm
40059 | DOS-MCS-LD-0003 | Lifting Device, Fall Arrest Support System, TRI POD, 49-140 KG, 7\9 FT | FAC-YCM-SES | SAFETY & ENVIRONMENTAL SERVICES | Lifting Device,Sling | Safety Equipment |  | LD | http://www.toronto.ca/TWONTO#fall_arrest_Davit_arm
9592 | DOS-MCS-LD-3910INS2 | Lifting Device, Fall Arrest, SRL, , 10FT | FAC-YCM-SES | SAFETY & ENVIRONMENTAL SERVICES | Lifting Device,Sling | Safety Equipment |  | LD | self_retracting_line
9584 | DOS-MCS-LD-03851 | Lifting Device, Fall Arrest, SUPPORT STRAP, , 6 FT | FAC-YCM-SES | SAFETY & ENVIRONMENTAL SERVICES | Lifting Device,Sling | Safety Equipment |  | LD | lifting_device_support
40062 | DOS-MCS-LD-004286 | Lifting Device, Fall Arrest, SUPPORT STRAP, , 6 FT | FAC-YCM-SES | SAFETY & ENVIRONMENTAL SERVICES | Lifting Device,Sling | Safety Equipment |  | LD | lifting_device_support
40073 | DOS-MCS-LD-BC366EA | Lifting Device, Puller/Lever Hoist, ALUMINUM BODY, 1.5TON, 3/8 | FAC-YCM-SES | SAFETY & ENVIRONMENTAL SERVICES | Lifting Device,Sling | Safety Equipment |  |  | http://www.toronto.ca/TWONTO#lifting_equipment_hoist
9600 | DOS-MCS-LD-BC300FD | Lifting Device, Puller/Lever Hoist, STEEL BODY, 1.5TON | FAC-YCM-SES | SAFETY & ENVIRONMENTAL SERVICES | Lifting Device,Sling | Safety Equipment |  |  | http://www.toronto.ca/TWONTO#lifting_equipment_hoist
40070 | DOS-MCS-LD-8071 | Lifting Device, Puller/Lever Hoist, STEEL BODY, 1.5TON, 5/16 | FAC-YCM-SES | SAFETY & ENVIRONMENTAL SERVICES | Lifting Device,Sling | Safety Equipment |  | LD | http://www.toronto.ca/TWONTO#lifting_equipment_hoist
9595 | DOS-MCS-LD-600392 | Lifting Device, Puller/Lever Hoist, STEEL BODY, 1/2 TON | FAC-YCM-SES | SAFETY & ENVIRONMENTAL SERVICES | Lifting Device,Sling | Safety Equipment |  | LD | http://www.toronto.ca/TWONTO#lifting_equipment_hoist
9599 | DOS-MCS-LD-B313491 | Lifting Device, Puller/Lever Hoist, STEEL BODY, 1/2 TON, 1/4 | FAC-YCM-SES | SAFETY & ENVIRONMENTAL SERVICES | Lifting Device,Sling | Safety Equipment |  |  | http://www.toronto.ca/TWONTO#lifting_equipment_hoist
40072 | DOS-MCS-LD-B313492 203 | Lifting Device, Puller/Lever Hoist, STEEL BODY, 1/2 TON, 5X15MM | FAC-YCM-SES | SAFETY & ENVIRONMENTAL SERVICES | Lifting Device,Sling | Safety Equipment |  |  | http://www.toronto.ca/TWONTO#lifting_equipment_hoist
138617 | THR-SES-LD | Lifting Device, Safety Equipment | THR-SES-SQ | Safety Equipment | Safety | Safety Equipment |  |  | http://www.toronto.ca/TWONTO#collection_of_assets
40067 | DOS-MCS-LD-1212863 | Lifting Device, Trolley, PUSH PULL- NOT MOUNTED, 3 TON | FAC-YCM-SES | SAFETY & ENVIRONMENTAL SERVICES | Lifting Device,Sling | Safety Equipment |  | LD | lifting_device_support
40060 | DOS-MCS-LD-0005 | Lifting Device, Trolley, PUSH PULL- NOT MOUNTED, 5 TON | FAC-YCM-SES | SAFETY & ENVIRONMENTAL SERVICES | Lifting Device,Sling | Safety Equipment |  | LD | lifting_device_support
53377 | TAB-SES--LTG-2280A | Lighting, 2 LED heads, PRS Bldg | TAB-STR-SQ | WA2 Safety Equipment,lifting devices, ladders, Eye Wash station, First Aid Kits, Lock out stations | Lighting | Safety Equipment |  | LTG | http://www.toronto.ca/TWONTO#lighting_unit
53378 | TAB-SES-2281B | Lighting, 2 LED heads, PRS Bldg | TAB-STR-SQ | WA2 Safety Equipment,lifting devices, ladders, Eye Wash station, First Aid Kits, Lock out stations | Lighting | Safety Equipment |  | SES | http://www.toronto.ca/TWONTO#lighting_unit
53584 | TAB-SES-LTG-2280D | Lighting, 2 LED heads, PRS Bldg | TAB-STR-SQ | WA2 Safety Equipment,lifting devices, ladders, Eye Wash station, First Aid Kits, Lock out stations | Lighting | Safety Equipment |  | LTG | http://www.toronto.ca/TWONTO#lighting_unit
53587 | TAB-SES-LTG-2281A | Lighting, 2 LED heads, PRS Bldg | TAB-STR-SQ | WA2 Safety Equipment,lifting devices, ladders, Eye Wash station, First Aid Kits, Lock out stations | Lighting | Safety Equipment |  | LTG | http://www.toronto.ca/TWONTO#lighting_unit
53588 | TAB-SES-LTG-2281C | Lighting, 2 LED heads, PRS Bldg | TAB-STR-SQ | WA2 Safety Equipment,lifting devices, ladders, Eye Wash station, First Aid Kits, Lock out stations | Lighting | Safety Equipment |  | LTG | http://www.toronto.ca/TWONTO#lighting_unit
53589 | TAB-SES-LTG-2281D | Lighting, 2 LED heads, PRS Bldg | TAB-STR-SQ | WA2 Safety Equipment,lifting devices, ladders, Eye Wash station, First Aid Kits, Lock out stations | Lighting | Safety Equipment |  | LTG | http://www.toronto.ca/TWONTO#lighting_unit
53608 | TAB-SES-LTX-2281 | Lighting, 2 LED heads, PRS Bldg | TAB-STR-SQ | WA2 Safety Equipment,lifting devices, ladders, Eye Wash station, First Aid Kits, Lock out stations | Lighting,Exit | Safety Equipment |  | LTX | http://www.toronto.ca/TWONTO#lighting_unit
53609 | TAB-SES-LTX-2282 | Lighting, 2 LED heads, PRS Bldg | TAB-STR-SQ | WA2 Safety Equipment,lifting devices, ladders, Eye Wash station, First Aid Kits, Lock out stations | Lighting | Safety Equipment |  | LTX | http://www.toronto.ca/TWONTO#lighting_unit
53610 | TAB-SES-LTX-2282A | Lighting, 2 LED heads, PRS Bldg | TAB-STR-SQ | WA2 Safety Equipment,lifting devices, ladders, Eye Wash station, First Aid Kits, Lock out stations | Lighting | Safety Equipment |  | LTX | http://www.toronto.ca/TWONTO#lighting_unit
53614 | TAB-SES-LTX-2289A | Lighting, 2 LED heads, PRS Bldg | TAB-STR-SQ | WA2 Safety Equipment,lifting devices, ladders, Eye Wash station, First Aid Kits, Lock out stations | Lighting | Safety Equipment |  | LTX | http://www.toronto.ca/TWONTO#lighting_unit
53615 | TAB-SES-LTX-2289B | Lighting, 2 LED heads, PRS Bldg | TAB-STR-SQ | WA2 Safety Equipment,lifting devices, ladders, Eye Wash station, First Aid Kits, Lock out stations | Lighting | Safety Equipment |  | LTX | http://www.toronto.ca/TWONTO#lighting_unit
53617 | TAB-SES-LTX-2290A | Lighting, 2 LED heads, PRS Bldg | TAB-STR-SQ | WA2 Safety Equipment,lifting devices, ladders, Eye Wash station, First Aid Kits, Lock out stations | Lighting | Safety Equipment |  | LTX | http://www.toronto.ca/TWONTO#lighting_unit
53618 | TAB-SES-LTX-2290B | Lighting, 2 LED heads, PRS Bldg | TAB-STR-SQ | WA2 Safety Equipment,lifting devices, ladders, Eye Wash station, First Aid Kits, Lock out stations | Lighting | Safety Equipment |  | LTX | http://www.toronto.ca/TWONTO#lighting_unit
117972 | TAB-SES-LTG-2280B | Lighting, 2 LED heads, PRS Bldg | TAB-STR-SQ | WA2 Safety Equipment,lifting devices, ladders, Eye Wash station, First Aid Kits, Lock out stations | Lighting | Safety Equipment |  | LTG | http://www.toronto.ca/TWONTO#lighting_unit
117973 | TAB-SES-LTG-2280C | Lighting, 2 LED heads, PRS Bldg | TAB-STR-SQ | WA2 Safety Equipment,lifting devices, ladders, Eye Wash station, First Aid Kits, Lock out stations | Lighting | Safety Equipment |  | LTG | http://www.toronto.ca/TWONTO#lighting_unit
117974 | TAB-SES-LTG-2281E | Lighting, 2 LED heads, PRS Bldg | TAB-STR-SQ | WA2 Safety Equipment,lifting devices, ladders, Eye Wash station, First Aid Kits, Lock out stations | Lighting | Safety Equipment |  | LTG | http://www.toronto.ca/TWONTO#lighting_unit
117994 | TAB-SES-LTX-2288A | Lighting, 2 LED heads, PRS Bldg | TAB-STR-SQ | WA2 Safety Equipment,lifting devices, ladders, Eye Wash station, First Aid Kits, Lock out stations | Lighting | Safety Equipment |  | LTX | http://www.toronto.ca/TWONTO#lighting_unit
117998 | TAB-SES-LTX-2291A | Lighting, 2 LED heads, PRS Bldg | TAB-STR-SQ | WA2 Safety Equipment,lifting devices, ladders, Eye Wash station, First Aid Kits, Lock out stations | Lighting | Safety Equipment |  | LTX | http://www.toronto.ca/TWONTO#lighting_unit
53594 | TAB-SES-LTG-2283A | Lighting, 2 LED heads, Tunnel 'H' | TAB-STR-SQ | WA2 Safety Equipment,lifting devices, ladders, Eye Wash station, First Aid Kits, Lock out stations | Lighting | Safety Equipment |  | LTG | http://www.toronto.ca/TWONTO#lighting_unit
53595 | TAB-SES-LTG-2283C | Lighting, 2 LED heads, Tunnel 'H' | TAB-STR-SQ | WA2 Safety Equipment,lifting devices, ladders, Eye Wash station, First Aid Kits, Lock out stations | Lighting | Safety Equipment |  | LTG | http://www.toronto.ca/TWONTO#lighting_unit
53596 | TAB-SES-LTG-2283D | Lighting, 2 LED heads, Tunnel 'H' | TAB-STR-SQ | WA2 Safety Equipment,lifting devices, ladders, Eye Wash station, First Aid Kits, Lock out stations | Lighting | Safety Equipment |  | LTG | http://www.toronto.ca/TWONTO#lighting_unit
117978 | TAB-SES-LTG-2283B | Lighting, 2 LED heads, Tunnel 'H' | TAB-STR-SQ | WA2 Safety Equipment,lifting devices, ladders, Eye Wash station, First Aid Kits, Lock out stations | Lighting | Safety Equipment |  | LTG | http://www.toronto.ca/TWONTO#lighting_unit
53379 | TAB-SES-2282D | Lighting, 2 LED heads, Tunnel 'J' | TAB-STR-SQ | WA2 Safety Equipment,lifting devices, ladders, Eye Wash station, First Aid Kits, Lock out stations | Lighting | Safety Equipment |  | SES | http://www.toronto.ca/TWONTO#lighting_unit
53591 | TAB-SES-LTG-2282A | Lighting, 2 LED heads, Tunnel 'J' | TAB-STR-SQ | WA2 Safety Equipment,lifting devices, ladders, Eye Wash station, First Aid Kits, Lock out stations | Lighting | Safety Equipment |  | LTG | http://www.toronto.ca/TWONTO#lighting_unit
53592 | TAB-SES-LTG-2282C | Lighting, 2 LED heads, Tunnel 'J' | TAB-STR-SQ | WA2 Safety Equipment,lifting devices, ladders, Eye Wash station, First Aid Kits, Lock out stations | Lighting | Safety Equipment |  | LTG | http://www.toronto.ca/TWONTO#lighting_unit
53593 | TAB-SES-LTG-2282F | Lighting, 2 LED heads, Tunnel 'J' | TAB-STR-SQ | WA2 Safety Equipment,lifting devices, ladders, Eye Wash station, First Aid Kits, Lock out stations | Lighting | Safety Equipment |  | LTG | http://www.toronto.ca/TWONTO#lighting_unit
117976 | TAB-SES-LTG-2282B | Lighting, 2 LED heads, Tunnel 'J' | TAB-STR-SQ | WA2 Safety Equipment,lifting devices, ladders, Eye Wash station, First Aid Kits, Lock out stations | Lighting | Safety Equipment |  | LTG | http://www.toronto.ca/TWONTO#lighting_unit
117977 | TAB-SES-LTG-2282E | Lighting, 2 LED heads, Tunnel 'J' | TAB-STR-SQ | WA2 Safety Equipment,lifting devices, ladders, Eye Wash station, First Aid Kits, Lock out stations | Lighting | Safety Equipment |  | LTG | http://www.toronto.ca/TWONTO#lighting_unit
126160 | THC-INC-LTG-300D | Lighting, Aviation Warning, Incineration | THC-INC-STRC-3000 | Main Stack, Incineration |  | Safety Equipment |  | LTG | http://www.toronto.ca/TWONTO#lighting_unit
18537 | FHA-SES-LTX-0702 | Lighting, Emergency Exit, Filter Building, Blower Room | FHA-ELS-LTX EXIT | Exit Lights | Lighting,Exit | Safety Equipment | 44016 | LTX | http://www.toronto.ca/TWONTO#lighting_unit
82131 | FHA-SES-LTX-0702 | Lighting, Emergency Exit, Filter Building, Blower Room | FHA-SUSPENDED | Suspended Obsolete entity for storage purpose | Lighting,Exit | Safety Equipment | 44016 | LTX | http://www.toronto.ca/TWONTO#lighting_unit
82129 | FHA-SES-LTX-0701 | Lighting, Emergency Exit, Filter Building, Blower Room. | FHA-ELS-LTX EXIT | Exit Lights | Lighting,Exit | Safety Equipment | 44015 | LTX | http://www.toronto.ca/TWONTO#lighting_unit
82130 | FHA-SES-LTX-0701 | Lighting, Emergency Exit, Filter Building, Blower Room. | FHA-SUSPENDED | Suspended Obsolete entity for storage purpose | Lighting,Exit | Safety Equipment | 44015 | LTX | http://www.toronto.ca/TWONTO#lighting_unit
18538 | FHA-SES-LTX-0703 | Lighting, Emergency Exit, Filter Building,Blower Room | FHA-ELS-LTX EXIT | Exit Lights | Lighting,Exit | Safety Equipment | 44017 | LTX | http://www.toronto.ca/TWONTO#lighting_unit
82132 | FHA-SES-LTX-0703 | Lighting, Emergency Exit, Filter Building,Blower Room | FHA-SUSPENDED | Suspended Obsolete entity for storage purpose | Lighting,Exit | Safety Equipment | 44017 | LTX | http://www.toronto.ca/TWONTO#lighting_unit
84622 | WTR-PDS-LTG-0001-SUS | Lighting, Emergency, Dorset Pumping Station | WTR-PDS | Dorset Pumping Station | Lighting,Emergency | Safety Equipment | 44943 | LTG | http://www.toronto.ca/TWONTO#lighting_unit
143164 | WTR-PDS-LTG-0001-SUS | Lighting, Emergency, Dorset Pumping Station | WTR-PDS-ELS | Electrical System | Lighting,Emergency | Safety Equipment | 44943 | LTG | http://www.toronto.ca/TWONTO#lighting_unit
143165 | WTR-PDS-LTG-0001-SUS | Lighting, Emergency, Dorset Pumping Station | WTR-SUSPENDED | Suspended Obsolete entity for storage purpose | Lighting,Emergency | Safety Equipment | 44943 | LTG | http://www.toronto.ca/TWONTO#lighting_unit
88263 | WTR-PSC-LTG-0006-SUS | Lighting, Emergency, Scarborough Pumping Station, Dist. 3 Pump Room, By pump 12 | WTR-PSC-AUX | Auxiliary Equipment (Building Facilities) | Lighting,Emergency | Safety Equipment | 45411 | LTG | http://www.toronto.ca/TWONTO#lighting_unit
146369 | WTR-PSC-LTG-0006-SUS | Lighting, Emergency, Scarborough Pumping Station, Dist. 3 Pump Room, By pump 12 | WTR-SUSPENDED | Suspended Obsolete entity for storage purpose | Lighting,Emergency | Safety Equipment | 45411 | LTG | http://www.toronto.ca/TWONTO#lighting_unit
53585 | TAB-SES-LTG-2281 | Lighting, Emergency, Battery Unit, 2 LED heads, PRS Bldg | TAB-STR-SQ | WA2 Safety Equipment,lifting devices, ladders, Eye Wash station, First Aid Kits, Lock out stations | Lighting,Emergency | Safety Equipment | 41307 | LTG | http://www.toronto.ca/TWONTO#lighting_unit
53586 | TAB-SES-LTG-2281 | Lighting, Emergency, Battery Unit, 2 LED heads, PRS Bldg | TAB-SUSPENDED ENTITY | Suspended entities | Lighting,Emergency | Safety Equipment | 41307 | LTG | http://www.toronto.ca/TWONTO#lighting_unit
117970 | TAB-SES-LTG-2280 | Lighting, Emergency, Battery Unit, 2 LED heads, PRS Bldg | TAB-STR-SQ | WA2 Safety Equipment,lifting devices, ladders, Eye Wash station, First Aid Kits, Lock out stations | Lighting,Emergency | Safety Equipment | 41306 | LTG | http://www.toronto.ca/TWONTO#lighting_unit
117971 | TAB-SES-LTG-2280 | Lighting, Emergency, Battery Unit, 2 LED heads, PRS Bldg | TAB-SUSPENDED ENTITY | Suspended entities | Lighting,Emergency | Safety Equipment | 41306 | LTG | http://www.toronto.ca/TWONTO#lighting_unit
53597 | TAB-SES-LTG-2283S | Lighting, Emergency, Battery Unit, 2 LED heads, Tunnel 'H' | TAB-STR-SQ | WA2 Safety Equipment,lifting devices, ladders, Eye Wash station, First Aid Kits, Lock out stations | Lighting,Emergency | Safety Equipment | 41309 | LTG | http://www.toronto.ca/TWONTO#lighting_unit
53598 | TAB-SES-LTG-2283S | Lighting, Emergency, Battery Unit, 2 LED heads, Tunnel 'H' | TAB-SUSPENDED ENTITY | Suspended entities | Lighting,Emergency | Safety Equipment | 41309 | LTG | http://www.toronto.ca/TWONTO#lighting_unit
53590 | TAB-SES-LTG-2282 | Lighting, Emergency, Battery Unit, 2 LED heads, Tunnel 'J' | TAB-SUSPENDED ENTITY | Suspended entities | Lighting,Emergency | Safety Equipment | 41308 | LTG | http://www.toronto.ca/TWONTO#lighting_unit
117975 | TAB-SES-LTG-2282 | Lighting, Emergency, Battery Unit, 2 LED heads, Tunnel 'J' | TAB-STR-SQ | WA2 Safety Equipment,lifting devices, ladders, Eye Wash station, First Aid Kits, Lock out stations | Lighting,Emergency | Safety Equipment | 41308 | LTG | http://www.toronto.ca/TWONTO#lighting_unit
4105 | COL-PCU-LTG-0002S | Lighting, Emergency, Electrical Room | COL-PCU-MISC | Miscellaneous Equipment | Lighting,Emergency | Safety Equipment | 42942 | LTG | http://www.toronto.ca/TWONTO#lighting_unit
12480 | COL-PCU-LTG-0002S | Lighting, Emergency, Electrical Room | COL-PCU | Cumber Pumping Station | Lighting,Emergency | Safety Equipment | 42942 | LTG | http://www.toronto.ca/TWONTO#lighting_unit
12481 | COL-PCU-LTG-0002S | Lighting, Emergency, Electrical Room | COL-PCU-AUX-ELEC | Electrical Equipment | Lighting,Emergency | Safety Equipment | 42942 | LTG | http://www.toronto.ca/TWONTO#lighting_unit
12482 | COL-PCU-LTG-0002S | Lighting, Emergency, Electrical Room | COL-W-OBSOLETE | Col West Obsolete Entities | Lighting,Emergency | Safety Equipment | 42942 | LTG | http://www.toronto.ca/TWONTO#lighting_unit
4104 | COL-PCU-LTG-0001S | Lighting, Emergency, Ground Floor | COL-W-OBSOLETE | Col West Obsolete Entities | Lighting,Emergency | Safety Equipment | 42941 | LTG | http://www.toronto.ca/TWONTO#lighting_unit
12477 | COL-PCU-LTG-0001S | Lighting, Emergency, Ground Floor | COL-PCU | Cumber Pumping Station | Lighting,Emergency | Safety Equipment | 42941 | LTG | http://www.toronto.ca/TWONTO#lighting_unit
12478 | COL-PCU-LTG-0001S | Lighting, Emergency, Ground Floor | COL-PCU-AUX-ELEC | Electrical Equipment | Lighting,Emergency | Safety Equipment | 42941 | LTG | http://www.toronto.ca/TWONTO#lighting_unit
12479 | COL-PCU-LTG-0001S | Lighting, Emergency, Ground Floor | COL-PCU-MISC | Miscellaneous Equipment | Lighting,Emergency | Safety Equipment | 42941 | LTG | http://www.toronto.ca/TWONTO#lighting_unit
4106 | COL-PCU-LTG-0003S | Lighting, Emergency, Old Motor Level | COL-PCU-AUX-ELEC | Electrical Equipment | Lighting,Emergency | Safety Equipment | 42943 | LTG | http://www.toronto.ca/TWONTO#lighting_unit
4107 | COL-PCU-LTG-0003S | Lighting, Emergency, Old Motor Level | COL-W-OBSOLETE | Col West Obsolete Entities | Lighting,Emergency | Safety Equipment | 42943 | LTG | http://www.toronto.ca/TWONTO#lighting_unit
12483 | COL-PCU-LTG-0004S | Lighting, Emergency, Pump Floor | COL-PCU-AUX-ELEC | Electrical Equipment | Lighting,Emergency | Safety Equipment | 42944 | LTG | http://www.toronto.ca/TWONTO#lighting_unit
12484 | COL-PCU-LTG-0004S | Lighting, Emergency, Pump Floor | COL-W-OBSOLETE | Col West Obsolete Entities | Lighting,Emergency | Safety Equipment | 42944 | LTG | http://www.toronto.ca/TWONTO#lighting_unit
55505 | TAB-WA1-SQ-8050 | Lock out Tag out and Log book Station | TAB-WA1-SQ | Safety Equipment & Supplies Common to WA1 | PPE | Safety Equipment |  | SQ | emergency_kit
55606 | TAB-WA2-SQ-8201 | Lock out Tag out and Log book Station | TAB-STR-SQ | WA2 Safety Equipment,lifting devices, ladders, Eye Wash station, First Aid Kits, Lock out stations | PPE | Safety Equipment |  | SQ | emergency_kit
55741 | TAB-WA4-SQ-8403SUS | Lock Out Tag out and Log Book Station | TAB-SLO-SES | TABWA4 Health and Safety Equipment | PPE | Safety Equipment | 47541 | SQ | emergency_kit
55742 | TAB-WA4-SQ-8404 | Lock Out Tag out and Log Book Station | TAB-SLO-SES | TABWA4 Health and Safety Equipment | PPE | Safety Equipment |  | SQ | emergency_kit
55743 | TAB-WA4-SQ-8406SUS | Lock Out Tag out and Log Book Station | TAB-SUSPENDED ENTITY | Suspended entities | PPE | Safety Equipment | 47543 | SQ | emergency_kit
55776 | TAB-WA5-SQ-8501 | Lock Out Tag out and Log Book Station | TAB-THK-SQ | WA5 Safety Equipment | PPE | Safety Equipment |  | SQ | emergency_kit
55777 | TAB-WA5-SQ-8506 | Lock Out Tag out and Log Book Station | TAB-THK-SQ | WA5 Safety Equipment | PPE | Safety Equipment |  | SQ | emergency_kit
55909 | TAB-WA7-SQ-8701 | Lock Out Tag out and Log Book Station | TAB-SES-SQ | WA7 Safety Equipment | PPE | Safety Equipment |  | SQ | emergency_kit
119748 | TAB-WA1-SQ-8010 | Lock out Tag out and Log book Station | TAB-WA1-SQ | Safety Equipment & Supplies Common to WA1 | PPE | Safety Equipment |  | SQ | emergency_kit
119749 | TAB-WA1-SQ-8020 | Lock out Tag out and Log book Station | TAB-WA1-SQ | Safety Equipment & Supplies Common to WA1 | PPE | Safety Equipment |  | SQ | emergency_kit
119750 | TAB-WA1-SQ-8030 | Lock out Tag out and Log book Station | TAB-WA1-SQ | Safety Equipment & Supplies Common to WA1 | PPE | Safety Equipment |  | SQ | emergency_kit
119751 | TAB-WA1-SQ-8040 | Lock out Tag out and Log book Station | TAB-WA1-SQ | Safety Equipment & Supplies Common to WA1 | PPE | Safety Equipment |  | SQ | emergency_kit
119752 | TAB-WA1-SQ-8060 | Lock out Tag out and Log book Station | TAB-WA1-SQ | Safety Equipment & Supplies Common to WA1 | PPE | Safety Equipment |  | SQ | emergency_kit
119844 | TAB-WA2-SQ-8202 | Lock out Tag out and Log book Station | TAB-STR-SQ | WA2 Safety Equipment,lifting devices, ladders, Eye Wash station, First Aid Kits, Lock out stations | PPE | Safety Equipment |  | SQ | emergency_kit
119845 | TAB-WA2-SQ-8203 | Lock out Tag out and Log book Station | TAB-STR-SQ | WA2 Safety Equipment,lifting devices, ladders, Eye Wash station, First Aid Kits, Lock out stations | PPE | Safety Equipment |  | SQ | emergency_kit
119846 | TAB-WA2-SQ-8204 | Lock out Tag out and Log book Station | TAB-STR-SQ | WA2 Safety Equipment,lifting devices, ladders, Eye Wash station, First Aid Kits, Lock out stations | PPE | Safety Equipment |  | SQ | emergency_kit
119847 | TAB-WA2-SQ-8205 | Lock out Tag out and Log book Station | TAB-STR-SQ | WA2 Safety Equipment,lifting devices, ladders, Eye Wash station, First Aid Kits, Lock out stations | PPE | Safety Equipment |  | SQ | emergency_kit
119894 | TAB-WA3-SQ-8301 | Lock out Tag out and Log book Station | TAB-DEW-SAFETY | Safety Equipment | PPE | Safety Equipment |  | SQ | emergency_kit
119895 | TAB-WA3-SQ-8302 | Lock out Tag out and Log book Station | TAB-DEW-SAFETY | Safety Equipment | PPE | Safety Equipment |  | SQ | emergency_kit
119896 | TAB-WA3-SQ-8303 | Lock out Tag out and Log book Station | TAB-DEW-SAFETY | Safety Equipment | PPE | Safety Equipment |  | SQ | emergency_kit
119897 | TAB-WA3-SQ-8304 | Lock out Tag out and Log book Station | TAB-DEW-SAFETY | Safety Equipment | PPE | Safety Equipment |  | SQ | emergency_kit
119975 | TAB-WA4-SQ-8401 | Lock Out Tag out and Log Book Station | TAB-SLO-SES | TABWA4 Health and Safety Equipment | PPE | Safety Equipment |  | SQ | emergency_kit
119976 | TAB-WA4-SQ-8402 | Lock Out Tag out and Log Book Station | TAB-SLO-SES | TABWA4 Health and Safety Equipment | PPE | Safety Equipment |  | SQ | emergency_kit
119977 | TAB-WA4-SQ-8403SUS | Lock Out Tag out and Log Book Station | TAB-SUSPENDED ENTITY | Suspended entities | PPE | Safety Equipment | 47541 | SQ | emergency_kit
119978 | TAB-WA4-SQ-8405SUS | Lock Out Tag out and Log Book Station | TAB-SLO-SES | TABWA4 Health and Safety Equipment | PPE | Safety Equipment | 47542 | SQ | emergency_kit
119979 | TAB-WA4-SQ-8405SUS | Lock Out Tag out and Log Book Station | TAB-SUSPENDED ENTITY | Suspended entities | PPE | Safety Equipment | 47542 | SQ | emergency_kit
119980 | TAB-WA4-SQ-8406SUS | Lock Out Tag out and Log Book Station | TAB-SLO-SES | TABWA4 Health and Safety Equipment | PPE | Safety Equipment | 47543 | SQ | emergency_kit
120023 | TAB-WA5-SQ-8502 | Lock Out Tag out and Log Book Station | TAB-THK-SQ | WA5 Safety Equipment | PPE | Safety Equipment |  | SQ | emergency_kit
120024 | TAB-WA5-SQ-8503 | Lock Out Tag out and Log Book Station | TAB-THK-SQ | WA5 Safety Equipment | PPE | Safety Equipment |  | SQ | emergency_kit
120025 | TAB-WA5-SQ-8504 | Lock Out Tag out and Log Book Station | TAB-THK-SQ | WA5 Safety Equipment | PPE | Safety Equipment |  | SQ | emergency_kit
120026 | TAB-WA5-SQ-8505 | Lock Out Tag out and Log Book Station | TAB-THK-SQ | WA5 Safety Equipment | PPE | Safety Equipment |  | SQ | emergency_kit
120083 | TAB-WA6-SQ-8601 | Lock Out Tag out and Log Book Station | TAB-WA6-SQ | WA6 Safety Equipment | PPE | Safety Equipment |  | SQ | emergency_kit
120084 | TAB-WA6-SQ-8602 | Lock Out Tag out and Log Book Station | TAB-WA6-SQ | WA6 Safety Equipment | PPE | Safety Equipment |  | SQ | emergency_kit
120085 | TAB-WA6-SQ-8603 | Lock Out Tag out and Log Book Station | TAB-WA6-SQ | WA6 Safety Equipment | PPE | Safety Equipment |  | SQ | emergency_kit
120139 | TAB-WA8-SQ-8801 | Lock Out Tag Out and Log Book Station | TAB-SES-WA8 | WA 8 Safety Equipment, | PPE | Safety Equipment |  | SQ | emergency_kit
120140 | TAB-WA8-SQ-8802 | Lock Out Tag Out and Log Book Station | TAB-SES-WA8 | WA 8 Safety Equipment, | PPE | Safety Equipment |  | SQ | emergency_kit
120141 | TAB-WA8-SQ-8803 | Lock Out Tag Out and Log Book Station | TAB-SES-WA8 | WA 8 Safety Equipment, | PPE | Safety Equipment |  | SQ | emergency_kit
120142 | TAB-WA8-SQ-8804 | Lock Out Tag Out and Log Book Station | TAB-SES-WA8 | WA 8 Safety Equipment, | PPE | Safety Equipment |  | SQ | emergency_kit
119753 | TAB-WA1-SQ-8705 | Man-Rated Hoist/work winch | TAB-WA1-SQ-0001 | WA1 Fall Arrest System | Safety,Emergency Kit | Safety Equipment |  | SQ | winch
125540 | THC-FEQ-HS-6301 | Manual Pull Station, FA System Zone 13, Headworks, Second Floor, Mechanical Room #1 S/E | THC-FEQ-CP-6201 | Control Panel, Main Fire Alarm CP, Headworks, Ground Floor, Electrical Room W | Fire Prevention,Alarm | Safety Equipment | 45868 | HS | ?
61496 | THC-FEQ-HS-6321 | Manual Pull Station, FA System Zone 17, Headworks, Second Floor, Mechanical Room #2 S/W | THC-FEQ-CP-6201 | Control Panel, Main Fire Alarm CP, Headworks, Ground Floor, Electrical Room W | Fire Prevention,Alarm | Safety Equipment | 45869 | HS | ?
64783 | FCL-SES-FA-0010 | MILLER | FCL-SES-7 | Floatation Devices |  | Safety Equipment |  | FA | lifeline
64784 | FCL-SES-FA-0010 | MILLER | FCL-SES-SQ-0007 | Eyewash Station, Admin Building, Operators Lab,Eye wash station - main change room |  | Safety Equipment |  | FA | lifeline
64785 | FCL-SES-FA-0011 | MILLER | FCL-SES-SQ-0007 | Eyewash Station, Admin Building, Operators Lab,Eye wash station - main change room |  | Safety Equipment |  | FA | lifeline
64786 | FCL-SES-FA-0012 | MILLER | FCL-SES-SQ-0007 | Eyewash Station, Admin Building, Operators Lab,Eye wash station - main change room |  | Safety Equipment |  | FA | lifeline
18681 | FHA-SES-SQ-0073 | Miller 216 WLS 4’ shock absorber lanyard 12-04 | FHA-SES | Safety & Environmental Services |  | Safety Equipment |  | SQ | lifeline
82870 | FHA-SES-SQ-0073 | Miller 216 WLS 4’ shock absorber lanyard 12-04 | FHA-SES-SQ-6 | Safety Fall Protection Equipment |  | Safety Equipment |  | SQ | lifeline
18582 | FHA-SES-SQ-0034 | Miller Minilite fall limiter Ser# 504909 | FHA-SES-SQ-6 | Safety Fall Protection Equipment |  | Safety Equipment |  | SQ | lifeline
82836 | FHA-SES-SQ-0034 | Miller Minilite fall limiter Ser# 504909 | FHA-SES | Safety & Environmental Services |  | Safety Equipment |  | SQ | lifeline
18580 | FHA-SES-SQ-0033 | Miller Minilite fall limiter Ser# 521233 | FHA-SES | Safety & Environmental Services |  | Safety Equipment |  | SQ | lifeline
18581 | FHA-SES-SQ-0033 | Miller Minilite fall limiter Ser# 521233 | FHA-SES-SQ-6 | Safety Fall Protection Equipment |  | Safety Equipment |  | SQ | lifeline
82860 | FHA-SES-SQ-0062 | Model Miller 216WLS/4 4’ shock absorber lanyard 16-05 | FHA-SES | Safety & Environmental Services |  | Safety Equipment |  | SQ | lifeline
82861 | FHA-SES-SQ-0062 | Model Miller 216WLS/4 4’ shock absorber lanyard 16-05 | FHA-SES-SQ-6 | Safety Fall Protection Equipment |  | Safety Equipment |  | SQ | lifeline
61514 | THC-FEQ-MON-6301 | Monitor Module, FA System Zone 13, Headworks, Second Floor, Mechanical Room #1 S/E | THC-FEQ-CP-6201 | Control Panel, Main Fire Alarm CP, Headworks, Ground Floor, Electrical Room W | Fire Prevention,Alarm | Safety Equipment | 45883 | MON | http://www.toronto.ca/TWONTO#annunciator_panel
125561 | THC-FEQ-MON-6321 | Monitor Module, FA System Zone 17, Headworks, Second Floor, Mechanical Room #2 N/W | THC-FEQ-CP-6201 | Control Panel, Main Fire Alarm CP, Headworks, Ground Floor, Electrical Room W | Fire Prevention,Alarm | Safety Equipment | 45884 | MON | http://www.toronto.ca/TWONTO#annunciator_panel
125559 | THC-FEQ-MON-6021 | Monitor Module, FA System Zone 2, Headworks, Lower Level 2, Pipe Gallery E | THC-FEQ-CP-6201 | Control Panel, Main Fire Alarm CP, Headworks, Ground Floor, Electrical Room W | Fire Prevention,Alarm | Safety Equipment | 45880 | MON | http://www.toronto.ca/TWONTO#annunciator_panel
125560 | THC-FEQ-MON-6041 | Monitor Module, FA System Zone 5, Headworks, Lower Level 2, Blower Room S | THC-FEQ-CP-6201 | Control Panel, Main Fire Alarm CP, Headworks, Ground Floor, Electrical Room W | Fire Prevention,Alarm | Safety Equipment | 45881 | MON | http://www.toronto.ca/TWONTO#annunciator_panel
81935 | VP2022 | Monitor, BW Gas Alert Chlorine, Exposure, Chlorine Shop | TAB-ELS-AM | WA8 Safety Equipment Gas Detectors, Plant Wide | Sensor,Gas | Safety Equipment |  |  | http://www.toronto.ca/TWONTO#fixed_gas_detector
48091 | TAB-ELS-AM-0386 | MSA Portable Atmospere Gas Monitor | TAB-ELS-SQ-4000 | MSA Gas Monitor Bump Test Stand | Atmosphere Monitoring Device,Portable | Safety Equipment |  | AM | http://www.toronto.ca/TWONTO#portable_gas_detector
48094 | TAB-ELS-AM-5263 | MSA Portable Atmospere Gas Monitor (Jeff) | TAB-ELS-SQ-4000 | MSA Gas Monitor Bump Test Stand | Atmosphere Monitoring Device,Portable | Safety Equipment |  | AM | http://www.toronto.ca/TWONTO#portable_gas_detector
48095 | TAB-ELS-AM-5312 | MSA Portable Atmospere Gas Monitor (Wei) | TAB-ELS-SQ-4000 | MSA Gas Monitor Bump Test Stand | Atmosphere Monitoring Device,Portable | Safety Equipment |  | AM | http://www.toronto.ca/TWONTO#portable_gas_detector
48093 | TAB-ELS-AM-4076 | MSA Portable Atmospere Gas Monitor (Yevgen) | TAB-ELS-SQ-4000 | MSA Gas Monitor Bump Test Stand | Atmosphere Monitoring Device,Portable | Safety Equipment |  | AM | http://www.toronto.ca/TWONTO#portable_gas_detector
48092 | TAB-ELS-AM-0412 | MSA Portable Atmospere Gas Monitor (Yul) | TAB-ELS-SQ-4000 | MSA Gas Monitor Bump Test Stand | Atmosphere Monitoring Device,Portable | Safety Equipment |  | AM | http://www.toronto.ca/TWONTO#portable_gas_detector
87669 | WTR-PRH-NGR-1200 | Neutral Grounding Resistor, Generator Room | WTR-PRH-AUX | Auxiliary Equipment (Building Facilities) |  | Safety Equipment |  | NGR | ?
145903 | WTR-PRH-NGR-1100 | Neutral Grounding Resistor, Generator Room | WTR-PRH-AUX | Auxiliary Equipment (Building Facilities) |  | Safety Equipment |  | NGR | ?
26310 | FHO-SES-SQ-0010-SUS | Noise Abatement/Hearing Protection | FHO-SES-SQ-0001 | Safety Equipment | PPE | Safety Equipment | 37760 | SQ | emergency_kit
26311 | FHO-SES-SQ-0010-SUS | Noise Abatement/Hearing Protection | FHO-SUSPENDED | Suspended Entity List | PPE | Safety Equipment | 37760 | SQ | emergency_kit
14493 | FCL-SES-FA-0007 | NORTH | FCL-SES-SQ-0007 | Eyewash Station, Admin Building, Operators Lab,Eye wash station - main change room |  | Safety Equipment |  | FA | http://www.toronto.ca/TWONTO#first_aid_station_equipment
14495 | FCL-SES-FA-0009 | NORTH | FCL-SES-SQ-0007 | Eyewash Station, Admin Building, Operators Lab,Eye wash station - main change room |  | Safety Equipment |  | FA | http://www.toronto.ca/TWONTO#first_aid_station_equipment
64782 | FCL-SES-FA-0007 | NORTH | FCL-SES | Safety and Environmental Services |  | Safety Equipment |  | FA | http://www.toronto.ca/TWONTO#first_aid_station_equipment
136599 | THR-JHSC-AER | North & South Aeration Tanks, & T-14 Gallery | THR-JHSC-WA4 | Joint Health & Safety Committee WA4 |  | Safety Equipment |  |  | http://www.toronto.ca/TWONTO#collection_of_assets
83564 | FHA-SES-SQ-NO5577 | North Fall Arrest Retrieval System Ser# NO5577 | FHA-SES | Safety & Environmental Services |  | Safety Equipment | 46870 |  | ?
83565 | FHA-SES-SQ-NO5577 | North Fall Arrest Retrieval System Ser# NO5577 | FHA-SES-SQ-6 | Safety Fall Protection Equipment |  | Safety Equipment | 46870 |  | ?
76038 | THR-JHSC-NFST | North Final Sedimentation (Round) Tanks 13-21, Upper & Lower Levels | THR-JHSC-WA4 | Joint Health & Safety Committee WA4 |  | Safety Equipment |  |  | http://www.toronto.ca/TWONTO#collection_of_assets
18682 | FHA-SES-SQ-0074 | North FPD29819/6 6’ shock absorber lanyard Ser 2704 | FHA-SES-SQ-6 | Safety Fall Protection Equipment |  | Safety Equipment |  | SQ | lifeline
82871 | FHA-SES-SQ-0074 | North FPD29819/6 6’ shock absorber lanyard Ser 2704 | FHA-SES | Safety & Environmental Services |  | Safety Equipment |  | SQ | lifeline
136604 | THR-JHSC-GRITMCC | North Grit MCC Room | THR-JHSC-WA3 | Joint Health & Safety Committee WA3 |  | Safety Equipment |  |  | http://www.toronto.ca/TWONTO#collection_of_assets
136607 | THR-JHSC-NPRM | North Primary Tanks & Surrounding Areas | THR-JHSC-WA2 | Joint Health & Safety Committee WA2 |  | Safety Equipment |  |  | http://www.toronto.ca/TWONTO#collection_of_assets
76039 | THR-JHSC-NSS | North Sub Stn.,Sorrounding Area &. MCC Rooms | THR-JHSC-WA3 | Joint Health & Safety Committee WA3 |  | Safety Equipment |  |  | http://www.toronto.ca/TWONTO#collection_of_assets
76040 | THR-JHSC-OCSS | Odour Control Bldg.,Sorrounding Areas & MCC Rooms | THR-JHSC-WA1 | Joint Health & Safety Committee WA1 |  | Safety Equipment | 41061 |  | http://www.toronto.ca/TWONTO#collection_of_assets
136608 | THR-JHSC-OCSS | Odour Control Bldg.,Sorrounding Areas & MCC Rooms | THR-JHSC-WA3 | Joint Health & Safety Committee WA3 |  | Safety Equipment | 41061 |  | http://www.toronto.ca/TWONTO#collection_of_assets
81947 | VP2047 | Oxygen Detector, Portable, Drager Pac 111, Single Channel, Gas Shop between Dig. 13 - 16 | TAB-ELS-AM | WA8 Safety Equipment Gas Detectors, Plant Wide | Sensor,Gas | Safety Equipment |  |  | http://www.toronto.ca/TWONTO#portable_gas_detector
81669 | TNT-SES-SQ-0201 | Pack, Emergency, 10 Min | TNT-GRK-SCBA | SCBA Breathing Apparatus | PPE,SCBA | Safety Equipment |  | SQ | http://www.toronto.ca/TWONTO#self-contained_breathing_apparatus
81670 | TNT-SES-SQ-0202 | Pack, Emergency, 5Min | TNT-GRK-SCBA | SCBA Breathing Apparatus | PPE,SCBA | Safety Equipment |  | SQ | http://www.toronto.ca/TWONTO#self-contained_breathing_apparatus
81671 | TNT-SES-SQ-0203 | Pack, Emergency, 5Min | TNT-GRK-SCBA | SCBA Breathing Apparatus | PPE,SCBA | Safety Equipment |  | SQ | http://www.toronto.ca/TWONTO#self-contained_breathing_apparatus
29018 | FIS-FEQ-CP-4001-SUS | Panel, Control, Fire Alarm, Vestibule | FIS-MARINE-BUILDING | FIS Marine Yard Building |  | Safety Equipment | 46889 | CP | http://www.toronto.ca/TWONTO#annunciator_panel
29019 | FIS-FEQ-CP-4001-SUS | Panel, Control, Fire Alarm, Vestibule | FIS-SUSPENDED | Obsolete Entities/Processes |  | Safety Equipment | 46889 | CP | http://www.toronto.ca/TWONTO#annunciator_panel
96915 | FIS-FEQ-CP-4001-SUS | Panel, Control, Fire Alarm, Vestibule | FIS-MARINE-M/ERM | Mechanical/ Electrical Room, Marine Yard Building |  | Safety Equipment | 46889 | CP | http://www.toronto.ca/TWONTO#annunciator_panel
29020 | FIS-FEQ-CP-4002-SUS | Panel, Monitoring, Fire Alarm, IT/SCADA Room | FIS-MARINE-M/ERM | Mechanical/ Electrical Room, Marine Yard Building |  | Safety Equipment | 46890 | CP | http://www.toronto.ca/TWONTO#annunciator_panel
29021 | FIS-FEQ-CP-4002-SUS | Panel, Monitoring, Fire Alarm, IT/SCADA Room | FIS-SUSPENDED | Obsolete Entities/Processes |  | Safety Equipment | 46890 | CP | http://www.toronto.ca/TWONTO#annunciator_panel
96916 | FIS-FEQ-CP-4002-SUS | Panel, Monitoring, Fire Alarm, IT/SCADA Room | FIS-MARINE-BUILDING | FIS Marine Yard Building |  | Safety Equipment | 46890 | CP | http://www.toronto.ca/TWONTO#annunciator_panel
9644 | DOS-YCM-PFD-CC | Personal Flotation Device (PFD) - Campisi, Corrado | FAC-YCM-SES | SAFETY & ENVIRONMENTAL SERVICES | PPE,Harness | Safety Equipment |  |  | http://www.toronto.ca/TWONTO#personal_floatation_device
40134 | DOS-YCM-PFD-JF | Personal Flotation Device (PFD) - Freeman, Jefferey | FAC-YCM-SES | SAFETY & ENVIRONMENTAL SERVICES | PPE,Harness | Safety Equipment |  |  | http://www.toronto.ca/TWONTO#personal_floatation_device
9645 | DOS-YCM-PFD-LM | Personal Flotation Device (PFD) - Maddalena, Luciano | FAC-YCM-SES | SAFETY & ENVIRONMENTAL SERVICES | PPE,Harness | Safety Equipment |  |  | http://www.toronto.ca/TWONTO#personal_floatation_device
78696 | THR-SES-PGM-31925 | Personal Gas Meter | THR-SES-SQ-PGM | Personal Gas Meter | Safety | Safety Equipment | 40076 | PGM | http://www.toronto.ca/TWONTO#portable_gas_detector
78697 | THR-SES-PGM-34664 | Personal Gas Meter | THR-SES-SQ-PGM | Personal Gas Meter | Safety | Safety Equipment | 40078 | PGM | http://www.toronto.ca/TWONTO#portable_gas_detector
78699 | THR-SES-PGM-64665 | Personal Gas Meter | THR-SES-SQ-PGM | Personal Gas Meter | Safety | Safety Equipment | 40083 | PGM | http://www.toronto.ca/TWONTO#portable_gas_detector
78700 | THR-SES-PGM-75174 | Personal Gas Meter | THR-SES-SQ-PGM | Personal Gas Meter | Safety | Safety Equipment | 40086 | PGM | http://www.toronto.ca/TWONTO#portable_gas_detector
78701 | THR-SES-PGM-75184 | Personal Gas Meter | THR-SES-SQ-PGM | Personal Gas Meter | Safety | Safety Equipment | 40087 | PGM | http://www.toronto.ca/TWONTO#portable_gas_detector
78705 | THR-SES-PGM-89474 | Personal Gas Meter | THR-SES-SQ-PGM | Personal Gas Meter | Safety | Safety Equipment | 40088 | PGM | http://www.toronto.ca/TWONTO#portable_gas_detector
78943 | THR-SES-SQ-PGM | Personal Gas Meter | THR-SES-SQ | Safety Equipment | Safety | Safety Equipment |  |  | http://www.toronto.ca/TWONTO#portable_gas_detector
138651 | THR-SES-PGM-31926 | Personal Gas Meter | THR-SES-SQ-PGM | Personal Gas Meter | Safety | Safety Equipment | 40077 | PGM | http://www.toronto.ca/TWONTO#portable_gas_detector
138654 | THR-SES-PGM-41056 | Personal Gas Meter | THR-SES-SQ-PGM | Personal Gas Meter | Safety | Safety Equipment | 40080 | PGM | http://www.toronto.ca/TWONTO#portable_gas_detector
138655 | THR-SES-PGM-51577 | Personal Gas Meter | THR-SES-SQ-PGM | Personal Gas Meter | Safety | Safety Equipment | 40081 | PGM | http://www.toronto.ca/TWONTO#portable_gas_detector
138656 | THR-SES-PGM-64664 | Personal Gas Meter | THR-SES-SQ-PGM | Personal Gas Meter | Safety | Safety Equipment | 40082 | PGM | http://www.toronto.ca/TWONTO#portable_gas_detector
138658 | THR-SES-PGM-75171 | Personal Gas Meter | THR-SES-SQ-PGM | Personal Gas Meter | Safety | Safety Equipment | 40085 | PGM | http://www.toronto.ca/TWONTO#portable_gas_detector
138811 | THR-SES-SQ-PGM | Personal Gas Meter | THR-SES-WA3 | Safety & Environmental Services | Safety | Safety Equipment |  |  | http://www.toronto.ca/TWONTO#portable_gas_detector
138652 | THR-SES-PGM-38439 | Personal Gas Meter (Sl. No. 2560038439 ) | THR-SES-LD | Lifting Device, Safety Equipment | Safety | Safety Equipment |  | PGM | http://www.toronto.ca/TWONTO#portable_gas_detector
138653 | THR-SES-PGM-38439 | Personal Gas Meter (Sl. No. 2560038439 ) | THR-SES-SQ-PGM | Personal Gas Meter | Safety | Safety Equipment |  | PGM | http://www.toronto.ca/TWONTO#portable_gas_detector
138647 | THR-SES-PGM-12158S | Personal Gas Meter (Sno. 000412158) | THR-SES-LD | Lifting Device, Safety Equipment | Safety | Safety Equipment | 47396 | PGM | http://www.toronto.ca/TWONTO#portable_gas_detector
138648 | THR-SES-PGM-12158S | Personal Gas Meter (Sno. 000412158) | THR-SES-SQ-PGM | Personal Gas Meter | Safety | Safety Equipment | 47396 | PGM | http://www.toronto.ca/TWONTO#portable_gas_detector
78702 | THR-SES-PGM-85703 | Personal Gas Meter (Sno. 00085703) | THR-SES-SQ-PGM | Personal Gas Meter | Safety | Safety Equipment |  | PGM | http://www.toronto.ca/TWONTO#portable_gas_detector
78692 | THR-SES-PGM-17428 | Personal Gas Meter (Sno. 00117428) | THR-SES-SQ-PGM | Personal Gas Meter | Safety | Safety Equipment |  | PGM | http://www.toronto.ca/TWONTO#portable_gas_detector
78693 | THR-SES-PGM-21038 | Personal Gas Meter (Sno. 00221038) | THR-SES-SQ-PGM | Personal Gas Meter | Safety | Safety Equipment |  | PGM | http://www.toronto.ca/TWONTO#portable_gas_detector
78703 | THR-SES-PGM-86273 | Personal Gas Meter (Sno. 00386236) | THR-SES-SQ-PGM | Personal Gas Meter | Safety | Safety Equipment |  | PGM | http://www.toronto.ca/TWONTO#portable_gas_detector
138659 | THR-SES-PGM-86236 | Personal Gas Meter (Sno. 00386236) | THR-SES-SQ-PGM | Personal Gas Meter | Safety | Safety Equipment |  | PGM | http://www.toronto.ca/TWONTO#portable_gas_detector
78694 | THR-SES-PGM-25151 | Personal Gas Meter (Sno. 00425151) | THR-SES-SQ-PGM | Personal Gas Meter | Safety | Safety Equipment |  | PGM | http://www.toronto.ca/TWONTO#portable_gas_detector
138649 | THR-SES-PGM-25152 | Personal Gas Meter (Sno. 00425152) | THR-SES-SQ-PGM | Personal Gas Meter | Safety | Safety Equipment |  | PGM | http://www.toronto.ca/TWONTO#portable_gas_detector
138650 | THR-SES-PGM-25198 | Personal Gas Meter (Sno. 00425198) | THR-SES-SQ-PGM | Personal Gas Meter | Safety | Safety Equipment |  | PGM | http://www.toronto.ca/TWONTO#portable_gas_detector
78698 | THR-SES-PGM-35920 | Personal Gas Meter (Sno. 00535920) | THR-SES-SQ-PGM | Personal Gas Meter | Safety | Safety Equipment |  | PGM | http://www.toronto.ca/TWONTO#portable_gas_detector
138646 | THR-SES-PGM-00212 | Personal Gas Meter (Sno. 07000212) | THR-SES-SQ-PGM | Personal Gas Meter | Safety | Safety Equipment |  | PGM | http://www.toronto.ca/TWONTO#portable_gas_detector
78704 | THR-SES-PGM-89418 | Personal Gas Meter (Sno.00089417) | THR-SES-SQ-PGM | Personal Gas Meter | Safety | Safety Equipment |  | PGM | http://www.toronto.ca/TWONTO#portable_gas_detector
138660 | THR-SES-PGM-89417S | Personal Gas Meter (Sno.00089417) | THR-SES-SQ-PGM | Personal Gas Meter | Safety | Safety Equipment | 47397 | PGM | http://www.toronto.ca/TWONTO#portable_gas_detector
78695 | THR-SES-PGM-31352 | Personal Gas Meter (Sno.2560031352) | THR-SES-SQ-PGM | Personal Gas Meter | Safety | Safety Equipment |  | PGM | http://www.toronto.ca/TWONTO#portable_gas_detector
138657 | THR-SES-PGM-75170 | Personal Gas Meterr | THR-SES-SQ-PGM | Personal Gas Meter | Safety | Safety Equipment | 40084 | PGM | http://www.toronto.ca/TWONTO#portable_gas_detector
58254 | THC-CW-SQ-0115 | Personal Wash Unit, Sterile Solution Unit, Building M, Incinerator Bldg, Outside Dry Polymer Room | THC-SES-SQ-EYE | Eyewash Stations THC (Virtual entity #) | PPE,Eyewash Station | Safety Equipment |  | SQ | eye_wash_bottle
52243 | TAB-PWA-SQ | Plant Water - Safetry Equipment | TAB-PWA | Plant Water |  | Safety Equipment |  |  | http://www.toronto.ca/TWONTO#collection_of_assets
78932 | THR-SES-SQ-8P | Portable (Bottled) Eyewash Station, STB Bsmt. | THR-EWSS-WA1 | Eyewash and Shower Station, Work Area 1 | Safety,Eye wash | Safety Equipment |  | SQ | eye_wash_bottle
78933 | THR-SES-SQ-8P | Portable (Bottled) Eyewash Station, STB Bsmt. | THR-SQ-PEWS-WA1 | Portable. (Gravity Operated) Eyewash Station, Dig9&10 Bsmnt | Safety,Eye wash | Safety Equipment |  | SQ | eye_wash_bottle
138804 | THR-SES-SQ-8P | Portable (Bottled) Eyewash Station, STB Bsmt. | THR-SQ-PEWS-WA2 | Portable, (Bottled) Eye Wash Station, Work Area 2 | Safety,Eye wash | Safety Equipment |  | SQ | eye_wash_bottle
30377 | FIS-SES-EYE-1009S | Portable eye Wash Station | FIS-SES-EYE | Eyewash Stations | Safety,Eye wash | Safety Equipment | 34283 | EYE | eye_wash_bottle
30376 | FIS-SES-EYE-1007S | Portable eye Wash Station - Not in Service | FIS-SES-EYE | Eyewash Stations | Safety,Eye wash | Safety Equipment | 34282 | EYE | eye_wash_bottle
70452 | THR-CW-SQ-17P | Portable Eyewash Station, Gas Compressor Building | THR-S-E | SUSPENDED ENTITY | Safety,Eye wash | Safety Equipment | 33496 | SQ | eye_wash_bottle
70453 | THR-CW-SQ-17P | Portable Eyewash Station, Gas Compressor Building | THR-SQ-PEWS-WA2 | Portable, (Bottled) Eye Wash Station, Work Area 2 | Safety,Eye wash | Safety Equipment | 33496 | SQ | eye_wash_bottle
131910 | THR-CW-SQ-17P | Portable Eyewash Station, Gas Compressor Building | THR-EWSS-WA1 | Eyewash and Shower Station, Work Area 1 | Safety,Eye wash | Safety Equipment | 33496 | SQ | eye_wash_bottle
131911 | THR-CW-SQ-17P | Portable Eyewash Station, Gas Compressor Building | THR-SQ-PEWS-WA1 | Portable. (Gravity Operated) Eyewash Station, Dig9&10 Bsmnt | Safety,Eye wash | Safety Equipment | 33496 | SQ | eye_wash_bottle
78897 | THR-SES-SQ-5P | Portable Eyewash Station, Headhouse by Bay Door | THR-EWSS-WA1 | Eyewash and Shower Station, Work Area 1 | Safety,Eye wash | Safety Equipment |  | SQ | eye_wash_bottle
138775 | THR-SES-SQ-5P | Portable Eyewash Station, Headhouse by Bay Door | THR-SQ-PEWS-WA1 | Portable. (Gravity Operated) Eyewash Station, Dig9&10 Bsmnt | Safety,Eye wash | Safety Equipment |  | SQ | eye_wash_bottle
138776 | THR-SES-SQ-5P | Portable Eyewash Station, Headhouse by Bay Door | THR-SQ-PEWS-WA2 | Portable, (Bottled) Eye Wash Station, Work Area 2 | Safety,Eye wash | Safety Equipment |  | SQ | eye_wash_bottle
78862 | THR-SES-SQ-15P | Portable, (Bottled) Eyewash Station, Digester Scrubber 1 | THR-SQ-PEWS-WA2 | Portable, (Bottled) Eye Wash Station, Work Area 2 | Safety,Eye wash | Safety Equipment |  | SQ | eye_wash_bottle
138733 | THR-SES-SQ-15P | Portable, (Bottled) Eyewash Station, Digester Scrubber 1 | THR-SQ-PEWS-WA1 | Portable. (Gravity Operated) Eyewash Station, Dig9&10 Bsmnt | Safety,Eye wash | Safety Equipment |  | SQ | eye_wash_bottle
79068 | THR-SQ-PEWS-WA2 | Portable, (Bottled) Eye Wash Station, Work Area 2 | THR-SQ-PEWS-WA1 | Portable. (Gravity Operated) Eyewash Station, Dig9&10 Bsmnt | Safety,Eye wash | Safety Equipment |  |  | eye_wash_bottle
138892 | THR-SQ-PEWS-WA2 | Portable, (Bottled) Eye Wash Station, Work Area 2 | THR-JHSC-WA2 | Joint Health & Safety Committee WA2 | Safety,Eye wash | Safety Equipment |  |  | eye_wash_bottle
138893 | THR-SQ-PEWS-WA2 | Portable, (Bottled) Eye Wash Station, Work Area 2 | THR-SES-WA2 | Safety & Environmental Services, WA2 | Safety,Eye wash | Safety Equipment |  |  | eye_wash_bottle
138894 | THR-SQ-PEWS-WA2 | Portable, (Bottled) Eye Wash Station, Work Area 2 | THR-SES-WA3 | Safety & Environmental Services | Safety,Eye wash | Safety Equipment |  |  | eye_wash_bottle
70454 | THR-CW-SQ-1P | Portable, (Bottled) Eyewash Station, Engine Room Bstmt. | THR-SQ-PEWS-WA1 | Portable. (Gravity Operated) Eyewash Station, Dig9&10 Bsmnt | Safety,Eye wash | Safety Equipment | 33002 | SQ | eye_wash_bottle
70455 | THR-CW-SQ-1P | Portable, (Bottled) Eyewash Station, Engine Room Bstmt. | THR-SQ-PEWS-WA2 | Portable, (Bottled) Eye Wash Station, Work Area 2 | Safety,Eye wash | Safety Equipment | 33002 | SQ | eye_wash_bottle
131912 | THR-CW-SQ-1P | Portable, (Bottled) Eyewash Station, Engine Room Bstmt. | THR-S-E | SUSPENDED ENTITY | Safety,Eye wash | Safety Equipment | 33002 | SQ | eye_wash_bottle
138895 | THR-SQ-PEWS-WA4 | Portable, (Bottled) Eyewash Station, Work Area 4 | THR-JHSC-WA4 | Joint Health & Safety Committee WA4 | Safety,Eye wash | Safety Equipment |  |  | eye_wash_bottle
138896 | THR-SQ-PEWS-WA4 | Portable, (Bottled) Eyewash Station, Work Area 4 | THR-SES-WA4 | Safety & Environmental Services | Safety,Eye wash | Safety Equipment |  |  | eye_wash_bottle
70451 | THR-CW-SQ-16P | Portable, (Bottled) Eyewash Station, Blower Building West Wall | THR-S-E | SUSPENDED ENTITY | Safety,Eye wash | Safety Equipment | 33497 | SQ | eye_wash_bottle
131908 | THR-CW-SQ-16P | Portable, (Bottled) Eyewash Station, Blower Building West Wall | THR-SQ-PEWS-WA2 | Portable, (Bottled) Eye Wash Station, Work Area 2 | Safety,Eye wash | Safety Equipment | 33497 | SQ | eye_wash_bottle
131909 | THR-CW-SQ-16P | Portable, (Bottled) Eyewash Station, Blower Building West Wall | THR-SQ-PEWS-WA4 | Portable, (Bottled) Eyewash Station, Work Area 4 | Safety,Eye wash | Safety Equipment | 33497 | SQ | eye_wash_bottle
78851 | THR-SES-SQ-11P | Portable, (Bottled) Eyewash Station, East Maintenance Shop | THR-SQ-PEWS-WA4 | Portable, (Bottled) Eyewash Station, Work Area 4 | Safety,Eye wash | Safety Equipment |  | SQ | eye_wash_bottle
138722 | THR-SES-SQ-11P | Portable, (Bottled) Eyewash Station, East Maintenance Shop | THR-EWSS-WA4 | Eyewash and Shower Station, Work Area 4 | Safety,Eye wash | Safety Equipment |  | SQ | eye_wash_bottle
138723 | THR-SES-SQ-11P | Portable, (Bottled) Eyewash Station, East Maintenance Shop | THR-SQ-PEWS-WA2 | Portable, (Bottled) Eye Wash Station, Work Area 2 | Safety,Eye wash | Safety Equipment |  | SQ | eye_wash_bottle
138765 | THR-SES-SQ-2P | Portable, (Bottled) Eyewash Station, Engine Enclosure #1 | THR-SQ-PEWS-WA2 | Portable, (Bottled) Eye Wash Station, Work Area 2 | Safety,Eye wash | Safety Equipment |  | SQ | eye_wash_bottle
78861 | THR-SES-SQ-14P | Portable, (Bottled) Eyewash Station, Ferrous Bldg., Bsmt. South Wall | THR-SQ-PEWS-WA4 | Portable, (Bottled) Eyewash Station, Work Area 4 | Safety,Eye wash | Safety Equipment |  | SQ | eye_wash_bottle
138728 | THR-SES-SQ-14P | Portable, (Bottled) Eyewash Station, Ferrous Bldg., Bsmt. South Wall | THR-EWSS-WA4 | Eyewash and Shower Station, Work Area 4 | Safety,Eye wash | Safety Equipment |  | SQ | eye_wash_bottle
138729 | THR-SES-SQ-14P | Portable, (Bottled) Eyewash Station, Ferrous Bldg., Bsmt. South Wall | THR-SQ-PEWS-WA2 | Portable, (Bottled) Eye Wash Station, Work Area 2 | Safety,Eye wash | Safety Equipment |  | SQ | eye_wash_bottle
138744 | THR-SES-SQ-19P | Portable, (Bottled) Eyewash Station, Final Tank 13 Basement | THR-EWSS-WA4 | Eyewash and Shower Station, Work Area 4 | Safety,Eye wash | Safety Equipment |  | SQ | eye_wash_bottle
138745 | THR-SES-SQ-19P | Portable, (Bottled) Eyewash Station, Final Tank 13 Basement | THR-SQ-PEWS-WA2 | Portable, (Bottled) Eye Wash Station, Work Area 2 | Safety,Eye wash | Safety Equipment |  | SQ | eye_wash_bottle
138746 | THR-SES-SQ-19P | Portable, (Bottled) Eyewash Station, Final Tank 13 Basement | THR-SQ-PEWS-WA4 | Portable, (Bottled) Eyewash Station, Work Area 4 | Safety,Eye wash | Safety Equipment |  | SQ | eye_wash_bottle
138747 | THR-SES-SQ-20P | Portable, (Bottled) Eyewash Station, Final Tank 17, Basement | THR-EWSS-WA4 | Eyewash and Shower Station, Work Area 4 | Safety,Eye wash | Safety Equipment |  | SQ | eye_wash_bottle
138748 | THR-SES-SQ-20P | Portable, (Bottled) Eyewash Station, Final Tank 17, Basement | THR-SQ-PEWS-WA2 | Portable, (Bottled) Eye Wash Station, Work Area 2 | Safety,Eye wash | Safety Equipment |  | SQ | eye_wash_bottle
138749 | THR-SES-SQ-20P | Portable, (Bottled) Eyewash Station, Final Tank 17, Basement | THR-SQ-PEWS-WA4 | Portable, (Bottled) Eyewash Station, Work Area 4 | Safety,Eye wash | Safety Equipment |  | SQ | eye_wash_bottle
78856 | THR-SES-SQ-13P | Portable, (Bottled) Eyewash Station, Grit Bldg., North Boiler N Wall | THR-SQ-PEWS-WA2 | Portable, (Bottled) Eye Wash Station, Work Area 2 | Safety,Eye wash | Safety Equipment |  | SQ | eye_wash_bottle
78890 | THR-SES-SQ-4P | Portable, (Bottled) Eyewash Station, Machine Shop West Wall | THR-SQ-PEWS-WA1 | Portable. (Gravity Operated) Eyewash Station, Dig9&10 Bsmnt | Safety,Eye wash | Safety Equipment |  | SQ | eye_wash_bottle
78891 | THR-SES-SQ-4P | Portable, (Bottled) Eyewash Station, Machine Shop West Wall | THR-SQ-PEWS-WA2 | Portable, (Bottled) Eye Wash Station, Work Area 2 | Safety,Eye wash | Safety Equipment |  | SQ | eye_wash_bottle
138756 | THR-SES-SQ-21P | Portable, (Bottled) Eyewash Station, Returns Pumping Station Lab | THR-SQ-PEWS-WA4 | Portable, (Bottled) Eyewash Station, Work Area 4 | Safety,Eye wash | Safety Equipment |  | SQ | eye_wash_bottle
138790 | THR-SES-SQ-7P | Portable, (Bottled) Eyewash Station, STB Centrifuge Room | THR-SQ-PEWS-WA1 | Portable. (Gravity Operated) Eyewash Station, Dig9&10 Bsmnt | Safety,Eye wash | Safety Equipment |  | SQ | eye_wash_bottle
138791 | THR-SES-SQ-7P | Portable, (Bottled) Eyewash Station, STB Centrifuge Room | THR-SQ-PEWS-WA2 | Portable, (Bottled) Eye Wash Station, Work Area 2 | Safety,Eye wash | Safety Equipment |  | SQ | eye_wash_bottle
78906 | THR-SES-SQ-6P | Portable, (Bottled) Eyewash Station, STB Main Floor | THR-EWSS-WA2 | Eyewash and Shower Station, Work Area 2 | Safety,Eye wash | Safety Equipment |  | SQ | eye_wash_bottle
78907 | THR-SES-SQ-6P | Portable, (Bottled) Eyewash Station, STB Main Floor | THR-SQ-PEWS-WA1 | Portable. (Gravity Operated) Eyewash Station, Dig9&10 Bsmnt | Safety,Eye wash | Safety Equipment |  | SQ | eye_wash_bottle
138780 | THR-SES-SQ-6P | Portable, (Bottled) Eyewash Station, STB Main Floor | THR-SQ-PEWS-WA2 | Portable, (Bottled) Eye Wash Station, Work Area 2 | Safety,Eye wash | Safety Equipment |  | SQ | eye_wash_bottle
138769 | THR-SES-SQ-3P | Portable, (Bottled) Eyewash Station, West Maintenance Shop E Wall | THR-SQ-PEWS-WA2 | Portable, (Bottled) Eye Wash Station, Work Area 2 | Safety,Eye wash | Safety Equipment |  | SQ | eye_wash_bottle
138717 | THR-SES-SQ-10P | Portable, Bottled) Eyewash Station, EPS East End | THR-EWSS-WA4 | Eyewash and Shower Station, Work Area 4 | Safety,Eye wash | Safety Equipment |  | SQ | eye_wash_bottle
138718 | THR-SES-SQ-10P | Portable, Bottled) Eyewash Station, EPS East End | THR-SQ-PEWS-WA2 | Portable, (Bottled) Eye Wash Station, Work Area 2 | Safety,Eye wash | Safety Equipment |  | SQ | eye_wash_bottle
138719 | THR-SES-SQ-10P | Portable, Bottled) Eyewash Station, EPS East End | THR-SQ-PEWS-WA4 | Portable, (Bottled) Eyewash Station, Work Area 4 | Safety,Eye wash | Safety Equipment |  | SQ | eye_wash_bottle
78852 | THR-SES-SQ-12P | Portable,(Bottled) Eyewash Station, Digester 9 & 10 Basmt. | THR-EWSS-WA1 | Eyewash and Shower Station, Work Area 1 | Safety,Eye wash | Safety Equipment |  | SQ | eye_wash_bottle
78853 | THR-SES-SQ-12P | Portable,(Bottled) Eyewash Station, Digester 9 & 10 Basmt. | THR-SQ-PEWS-WA1 | Portable. (Gravity Operated) Eyewash Station, Dig9&10 Bsmnt | Safety,Eye wash | Safety Equipment |  | SQ | eye_wash_bottle
78854 | THR-SES-SQ-12P | Portable,(Bottled) Eyewash Station, Digester 9 & 10 Basmt. | THR-SQ-PEWS-WA2 | Portable, (Bottled) Eye Wash Station, Work Area 2 | Safety,Eye wash | Safety Equipment |  | SQ | eye_wash_bottle
79065 | THR-SQ-PEWS-WA1 | Portable. (Gravity Operated) Eyewash Station, Dig9&10 Bsmnt | THR-CW | City Water | Safety,Eye wash | Safety Equipment |  |  | eye_wash_bottle
79066 | THR-SQ-PEWS-WA1 | Portable. (Gravity Operated) Eyewash Station, Dig9&10 Bsmnt | THR-JHSC-WA1 | Joint Health & Safety Committee WA1 | Safety,Eye wash | Safety Equipment |  |  | eye_wash_bottle
79067 | THR-SQ-PEWS-WA1 | Portable. (Gravity Operated) Eyewash Station, Dig9&10 Bsmnt | THR-SES-WA1 | Safety & Environmental Services | Safety,Eye wash | Safety Equipment |  |  | eye_wash_bottle
138891 | THR-SQ-PEWS-WA1 | Portable. (Gravity Operated) Eyewash Station, Dig9&10 Bsmnt | THR-SES-WA3 | Safety & Environmental Services | Safety,Eye wash | Safety Equipment |  |  | eye_wash_bottle
113422 | TAB-ELS-SQ-1002 | PPE Cabinet with PPE- Aeration East Control room | TAB-ELS-ESQ | Electrical Safety Equipment | PPE | Safety Equipment |  | SQ | ppe_cabinet
113421 | TAB-ELS-SQ-1001 | PPE Cabinet with PPE- Aeration West Control room & Quad House | TAB-ELS-ESQ | Electrical Safety Equipment | PPE | Safety Equipment |  | SQ | ppe_cabinet
48189 | TAB-ELS-SQ-1011 | PPE Cabinet with PPE- Blower Bldg Blower East | TAB-ELS-ESQ | Electrical Safety Equipment | PPE | Safety Equipment |  | SQ | ppe_cabinet
113427 | TAB-ELS-SQ-1010 | PPE Cabinet with PPE- Blower Bldg Blower Room | TAB-ELS-ESQ | Electrical Safety Equipment | PPE | Safety Equipment |  | SQ | ppe_cabinet
113434 | TAB-ELS-SQ-2001 | PPE Cabinet with PPE- Chlorine Bldg | TAB-ELS-ESQ | Electrical Safety Equipment | PPE | Safety Equipment |  | SQ | ppe_cabinet
48194 | TAB-ELS-SQ-2005 | PPE Cabinet with PPE- Chlorine Bldg | TAB-SUSPENDED ENTITY | Suspended entities | PPE | Safety Equipment | 40901 | SQ | ppe_cabinet
113436 | TAB-ELS-SQ-2005 | PPE Cabinet with PPE- Chlorine Bldg | TAB-ELS-ESQ | Electrical Safety Equipment | PPE | Safety Equipment | 40901 | SQ | ppe_cabinet
48193 | TAB-ELS-SQ-2003 | PPE Cabinet with PPE- Dewatering Bldg 1st Flr | TAB-ELS-ESQ | Electrical Safety Equipment | PPE | Safety Equipment |  | SQ | ppe_cabinet
48192 | TAB-ELS-SQ-2002 | PPE Cabinet with PPE- Dewatering Bldg 3rd Flr | TAB-ELS-ESQ | Electrical Safety Equipment | PPE | Safety Equipment |  | SQ | ppe_cabinet
113439 | TAB-ELS-SQ-3002 | PPE Cabinet with PPE- Digester 13-16 | TAB-ELS-ESQ | Electrical Safety Equipment | PPE | Safety Equipment |  | SQ | ppe_cabinet
113428 | TAB-ELS-SQ-1012 | PPE Cabinet with PPE- Digester 1-4 | TAB-ELS-ESQ | Electrical Safety Equipment | PPE | Safety Equipment |  | SQ | ppe_cabinet
48195 | TAB-ELS-SQ-3003 | PPE Cabinet with PPE- Digester 19-22 | TAB-ELS-ESQ | Electrical Safety Equipment | PPE | Safety Equipment |  | SQ | ppe_cabinet
48190 | TAB-ELS-SQ-1013 | PPE Cabinet with PPE- Digester 5-8 | TAB-ELS-ESQ | Electrical Safety Equipment | PPE | Safety Equipment |  | SQ | ppe_cabinet
113430 | TAB-ELS-SQ-1015 | PPE Cabinet with PPE- Emission Air | TAB-ELS-ESQ | Electrical Safety Equipment | PPE | Safety Equipment |  | SQ | ppe_cabinet
113440 | TAB-ELS-SQ-3004 | PPE Cabinet with PPE- Gas Control Bldg | TAB-ELS-ESQ | Electrical Safety Equipment | PPE | Safety Equipment |  | SQ | ppe_cabinet
113425 | TAB-ELS-SQ-1006 | PPE Cabinet with PPE- M Bldg | TAB-ELS-ESQ | Electrical Safety Equipment | PPE | Safety Equipment |  | SQ | ppe_cabinet
113423 | TAB-ELS-SQ-1004 | PPE Cabinet with PPE- New D Bldg | TAB-ELS-ESQ | Electrical Safety Equipment | PPE | Safety Equipment |  | SQ | ppe_cabinet
48186 | TAB-ELS-SQ-1003 | PPE Cabinet with PPE- Old D Bldg Bsmt & 2nd Flr | TAB-ELS-ESQ | Electrical Safety Equipment | PPE | Safety Equipment |  | SQ | ppe_cabinet
113431 | TAB-ELS-SQ-1016 | PPE Cabinet with PPE- Old Grit Bldg | TAB-ELS-ESQ | Electrical Safety Equipment | PPE | Safety Equipment |  | SQ | ppe_cabinet
48191 | TAB-ELS-SQ-1017 | PPE Cabinet with PPE- Old Grit Bldg Blower | TAB-ELS-ESQ | Electrical Safety Equipment | PPE | Safety Equipment |  | SQ | ppe_cabinet
113429 | TAB-ELS-SQ-1014 | PPE Cabinet with PPE- OLD P.S. 1-6 Control Room | TAB-ELS-ESQ | Electrical Safety Equipment | PPE | Safety Equipment |  | SQ | ppe_cabinet
48196 | TAB-ELS-SQ-3005 | PPE Cabinet with PPE- Plant Water Pumping Station | TAB-ELS-ESQ | Electrical Safety Equipment | PPE | Safety Equipment |  | SQ | ppe_cabinet
113432 | TAB-ELS-SQ-1018 | PPE Cabinet with PPE- PT 1-9 Control Room | TAB-ELS-ESQ | Electrical Safety Equipment | PPE | Safety Equipment |  | SQ | ppe_cabinet
113437 | TAB-ELS-SQ-3000 | PPE Cabinet with PPE- Sea Wall Sub Station | TAB-ELS-ESQ | Electrical Safety Equipment | PPE | Safety Equipment |  | SQ | ppe_cabinet
113435 | TAB-ELS-SQ-2004 | PPE Cabinet with PPE- Silo Bldg 1st Flr | TAB-ELS-ESQ | Electrical Safety Equipment | PPE | Safety Equipment |  | SQ | ppe_cabinet
113433 | TAB-ELS-SQ-2000 | PPE Cabinet with PPE- South Sub Station | TAB-ELS-ESQ | Electrical Safety Equipment | PPE | Safety Equipment |  | SQ | ppe_cabinet
113424 | TAB-ELS-SQ-1005 | PPE Cabinet with PPE- T Bldg | TAB-ELS-ESQ | Electrical Safety Equipment | PPE | Safety Equipment |  | SQ | ppe_cabinet
113438 | TAB-ELS-SQ-3001 | PPE Cabinet with PPE- Truck loading | TAB-ELS-ESQ | Electrical Safety Equipment | PPE | Safety Equipment |  | SQ | ppe_cabinet
113426 | TAB-ELS-SQ-1008 | PPE Cabinet with PPE- Z Bldg 3rd Flr Mech Room | TAB-ELS-ESQ | Electrical Safety Equipment | PPE | Safety Equipment |  | SQ | ppe_cabinet
48188 | TAB-ELS-SQ-1009 | PPE Cabinet with PPE- Z Bldg Machine Shop & Mezzanine Flr | TAB-ELS-ESQ | Electrical Safety Equipment | PPE | Safety Equipment |  | SQ | ppe_cabinet
48187 | TAB-ELS-SQ-1007 | PPE Cabinet with PPE- Z Bldg Control Room | TAB-ELS-ESQ | Electrical Safety Equipment | PPE | Safety Equipment |  | SQ | ppe_cabinet
140510 | TNT-ELS-SQ-4001 | PPE Cabinet with PPE, North Toronto Treatment Plant | TNT-ELS | Instrument / Electrical | PPE | Safety Equipment |  | SQ | ppe_cabinet
145090 | WTR-PLW-HRN-0007 | PPE, Body Harness, S/N 1011293 | WTR-WEST-SES | Safety & Lifting Devices | PPE,Harness | Safety Equipment |  | HRN | http://www.toronto.ca/TWONTO#fall_arrest_harness
145093 | WTR-PLW-HRN-0010 | PPE, Body Harness, S/N 1073499 | WTR-WEST-SES | Safety & Lifting Devices | PPE,Harness | Safety Equipment |  | HRN | http://www.toronto.ca/TWONTO#fall_arrest_harness
85598 | WTR-PHL-HRN-0001 | PPE, Body Harness, S/N 114000574 | WTR-CENTRAL-SES | Safety & Lifting Devices | PPE,Harness | Safety Equipment |  | HRN | http://www.toronto.ca/TWONTO#fall_arrest_harness
146337 | WTR-PSC-HRN-0011 | PPE, Body Harness, S/N 125228 | WTR-EAST-SES | Safety & Lifting Devices | PPE,Harness | Safety Equipment |  | HRN | http://www.toronto.ca/TWONTO#fall_arrest_harness
88228 | WTR-PSC-HRN-0009 | PPE, Body Harness, S/N 1418954/94624 | WTR-EAST-SES | Safety & Lifting Devices | PPE,Harness | Safety Equipment |  | HRN | http://www.toronto.ca/TWONTO#fall_arrest_harness
146334 | WTR-PSC-HRN-0007 | PPE, Body Harness, S/N 147306 | WTR-EAST-SES | Safety & Lifting Devices | PPE,Harness | Safety Equipment | 33967 | HRN | http://www.toronto.ca/TWONTO#fall_arrest_harness
85599 | WTR-PHL-HRN-0002 | PPE, Body Harness, S/N 170430950 | WTR-CENTRAL-SES | Safety & Lifting Devices | PPE,Harness | Safety Equipment |  | HRN | http://www.toronto.ca/TWONTO#fall_arrest_harness
85601 | WTR-PHL-HRN-0004 | PPE, Body Harness, S/N 219069 | WTR-CENTRAL-SES | Safety & Lifting Devices | PPE,Harness | Safety Equipment |  | HRN | http://www.toronto.ca/TWONTO#fall_arrest_harness
85600 | WTR-PHL-HRN-0003 | PPE, Body Harness, S/N 219512 | WTR-CENTRAL-SES | Safety & Lifting Devices | PPE,Harness | Safety Equipment |  | HRN | http://www.toronto.ca/TWONTO#fall_arrest_harness
146331 | WTR-PSC-HRN-0003 | PPE, Body Harness, S/N 219543 | WTR-EAST-SES | Safety & Lifting Devices | PPE,Harness | Safety Equipment |  | HRN | http://www.toronto.ca/TWONTO#fall_arrest_harness
145086 | WTR-PLW-HRN-0001 | PPE, Body Harness, S/N 93102 | WTR-WEST-SES | Safety & Lifting Devices | PPE,Harness | Safety Equipment |  | HRN | http://www.toronto.ca/TWONTO#fall_arrest_harness
146336 | WTR-PSC-HRN-0010 | PPE, Body Harness, S/N 94604 | WTR-EAST-SES | Safety & Lifting Devices | PPE,Harness | Safety Equipment |  | HRN | http://www.toronto.ca/TWONTO#fall_arrest_harness
146332 | WTR-PSC-HRN-0004 | PPE, Body Harness, S/N 980000158502449 | WTR-EAST-SES | Safety & Lifting Devices | PPE,Harness | Safety Equipment |  | HRN | http://www.toronto.ca/TWONTO#fall_arrest_harness
85603 | WTR-PHL-HRN-0006 | PPE, Body Harness, S/N 982000094695523 | WTR-CENTRAL-SES | Safety & Lifting Devices | PPE,Harness | Safety Equipment |  | HRN | http://www.toronto.ca/TWONTO#fall_arrest_harness
143983 | WTR-PHL-HRN-0009 | PPE, Body Harness, S/N 982000110210229 | WTR-CENTRAL-SES | Safety & Lifting Devices | PPE,Harness | Safety Equipment |  | HRN | http://www.toronto.ca/TWONTO#fall_arrest_harness
88226 | WTR-PSC-HRN-0002 | PPE, Body Harness, S/N 982000110307376 | WTR-EAST-SES | Safety & Lifting Devices | PPE,Harness | Safety Equipment |  | HRN | http://www.toronto.ca/TWONTO#fall_arrest_harness
146330 | WTR-PSC-HRN-0001 | PPE, Body Harness, S/N 982000114001030 | WTR-EAST-SES | Safety & Lifting Devices | PPE,Harness | Safety Equipment |  | HRN | http://www.toronto.ca/TWONTO#fall_arrest_harness
86814 | WTR-PLW-HRN-0003 | PPE, Body Harness, S/N 982000114001066 | WTR-WEST-SES | Safety & Lifting Devices | PPE,Harness | Safety Equipment |  | HRN | http://www.toronto.ca/TWONTO#fall_arrest_harness
145091 | WTR-PLW-HRN-0008 | PPE, Body Harness, S/N 982000125789720 | WTR-WEST-SES | Safety & Lifting Devices | PPE,Harness | Safety Equipment |  | HRN | http://www.toronto.ca/TWONTO#fall_arrest_harness
86815 | WTR-PLW-HRN-0005 | PPE, Body Harness, S/N 982000129107107 | WTR-WEST-SES | Safety & Lifting Devices | PPE,Harness | Safety Equipment | 33966 | HRN | http://www.toronto.ca/TWONTO#fall_arrest_harness
145094 | WTR-PLW-HRN-0012 | PPE, Body Harness, S/N 982000132807240 | WTR-WEST-SES | Safety & Lifting Devices | PPE,Harness | Safety Equipment |  | HRN | http://www.toronto.ca/TWONTO#fall_arrest_harness
146333 | WTR-PSC-HRN-0006 | PPE, Body Harness, S/N 982000132807288 | WTR-EAST-SES | Safety & Lifting Devices | PPE,Harness | Safety Equipment |  | HRN | http://www.toronto.ca/TWONTO#fall_arrest_harness
88227 | WTR-PSC-HRN-0005 | PPE, Body Harness, S/N 982000132960886 | WTR-EAST-SES | Safety & Lifting Devices | PPE,Harness | Safety Equipment |  | HRN | http://www.toronto.ca/TWONTO#fall_arrest_harness
145088 | WTR-PLW-HRN-0004 | PPE, Body Harness, S/N 982000133673626 | WTR-WEST-SES | Safety & Lifting Devices | PPE,Harness | Safety Equipment |  | HRN | http://www.toronto.ca/TWONTO#fall_arrest_harness
145087 | WTR-PLW-HRN-0002 | PPE, Body Harness, S/N 982000158228271 | WTR-WEST-SES | Safety & Lifting Devices | PPE,Harness | Safety Equipment |  | HRN | http://www.toronto.ca/TWONTO#fall_arrest_harness
145089 | WTR-PLW-HRN-0006 | PPE, Body Harness, S/N 982000158230971 | WTR-WEST-SES | Safety & Lifting Devices | PPE,Harness | Safety Equipment |  | HRN | http://www.toronto.ca/TWONTO#fall_arrest_harness
146335 | WTR-PSC-HRN-0008 | PPE, Body Harness, S/N 982100133341535 | WTR-EAST-SES | Safety & Lifting Devices | PPE,Harness | Safety Equipment |  | HRN | http://www.toronto.ca/TWONTO#fall_arrest_harness
85602 | WTR-PHL-HRN-0005 | PPE, Body Harness, S/N E004010070E149B1 | WTR-CENTRAL-SES | Safety & Lifting Devices | PPE,Harness | Safety Equipment |  | HRN | http://www.toronto.ca/TWONTO#fall_arrest_harness
145092 | WTR-PLW-HRN-0009 | PPE, Body Harness, S/N E004010074CBEFEA | WTR-WEST-SES | Safety & Lifting Devices | PPE,Harness | Safety Equipment |  | HRN | http://www.toronto.ca/TWONTO#fall_arrest_harness
86816 | WTR-PLW-HRN-0011 | PPE, Body Harness, S/N E004010074CDE7D0 | WTR-WEST-SES | Safety & Lifting Devices | PPE,Harness | Safety Equipment |  | HRN | http://www.toronto.ca/TWONTO#fall_arrest_harness
143981 | WTR-PHL-HRN-0007 | PPE, Body Harness, S/N E00401007EDD91EC | WTR-CENTRAL-SES | Safety & Lifting Devices | PPE,Harness | Safety Equipment |  | HRN | http://www.toronto.ca/TWONTO#fall_arrest_harness
143982 | WTR-PHL-HRN-0008 | PPE, Body Harness, S/N E00401007EDDD323 | WTR-CENTRAL-SES | Safety & Lifting Devices | PPE,Harness | Safety Equipment |  | HRN | http://www.toronto.ca/TWONTO#fall_arrest_harness
136609 | THR-JHSC-PSMCC | Primary Pumping Stn.1&2 MCC Rooms | THR-JHSC-WA3 | Joint Health & Safety Committee WA3 |  | Safety Equipment |  |  | http://www.toronto.ca/TWONTO#space
82863 | FHA-SES-SQ-0064 | Prostop AE560C-6 6’ shock absorber lanyard 68903 | FHA-SES | Safety & Environmental Services |  | Safety Equipment |  | SQ | lifeline
82864 | FHA-SES-SQ-0064 | Prostop AE560C-6 6’ shock absorber lanyard 68903 | FHA-SES-SQ-6 | Safety Fall Protection Equipment |  | Safety Equipment |  | SQ | lifeline
14763 | FCL-SES-SQ-0017 | Protecta AD216CG type 2 SRL | FCL-SES | Safety and Environmental Services |  | Safety Equipment |  | SQ | self_retracting_line
65353 | FCL-SES-SQ-0017 | Protecta AD216CG type 2 SRL | FCL-SES-SQ-0007 | Eyewash Station, Admin Building, Operators Lab,Eye wash station - main change room |  | Safety Equipment |  | SQ | self_retracting_line
18583 | FHA-SES-SQ-0035 | Protecta SRL fall limiter Ser# 00083 | FHA-SES-SQ-6 | Safety Fall Protection Equipment |  | Safety Equipment |  | SQ | self_retracting_line
82837 | FHA-SES-SQ-0035 | Protecta SRL fall limiter Ser# 00083 | FHA-SES | Safety & Environmental Services |  | Safety Equipment |  | SQ | self_retracting_line
107239 | TAB-ACC-P-3051 | Pump, Fire, Jockey, | TAB-WA1-SQ-7200 | Fire PumpSkid, D Bldg | Pump,Centrifugal | Safety Equipment |  | P | http://www.toronto.ca/TWONTO#pump
40971 | TAB-ACC-P-3050 | Pump, Fire, Main, | TAB-WA1-SQ-7200 | Fire PumpSkid, D Bldg | Pump,Centrifugal | Safety Equipment |  | P | http://www.toronto.ca/TWONTO#pump
58236 | THC-CW-P-5900 | Pump,Emergency Water Tempering System,Disinfection Bldg,Ex. Compressor Room | THC-ACC-BLDG G | Air Treatment Building HVAC |  | Safety Equipment |  | P | http://www.toronto.ca/TWONTO#pump
55379 | TAB-WA1-SQ-0003 | Rescue Tripad | TAB-WA1-SQ-0001 | WA1 Fall Arrest System | Safety,Emergency Kit | Safety Equipment |  | SQ | http://www.toronto.ca/TWONTO#fall_arrest_Davit_arm
55499 | TAB-WA1-SQ-5675 | Rescue Tripad | TAB-WA1-SQ-0001 | WA1 Fall Arrest System | Safety,Emergency Kit | Safety Equipment |  | SQ | http://www.toronto.ca/TWONTO#fall_arrest_Davit_arm
119613 | TAB-WA1-SQ-0002 | Rescue Tripad | TAB-WA1-SQ-0001 | WA1 Fall Arrest System | Safety,Emergency Kit | Safety Equipment |  | SQ | http://www.toronto.ca/TWONTO#fall_arrest_Davit_arm
119743 | TAB-WA1-SQ-5872 | Rescue Tripad | TAB-WA1-SQ-0001 | WA1 Fall Arrest System | Safety,Emergency Kit | Safety Equipment |  | SQ | http://www.toronto.ca/TWONTO#fall_arrest_Davit_arm
55917 | TAB-WAS-SQ-8456 | Retractable Lanyard - Ian Singh | TAB-DEW-SQ-0010 | WA3 Fall arrest systems portable cranes/hoists, come alongs, slings, wire rope, chains, electrical equipment etc., | PPE,Lanyard | Safety Equipment |  | SQ | self_retracting_line
78685 | THR-SES-LD-2566 | Retractable Winch for Davit Arm | THR-SES-LD | Lifting Device, Safety Equipment | Safety | Safety Equipment |  | LD | winch
78686 | THR-SES-LD-2567 | Retractable Winch for Davit Arm | THR-SES-LD | Lifting Device, Safety Equipment | Safety | Safety Equipment |  | LD | winch
78690 | THR-SES-LD-6148 | Retractable Winch for Davit Arm | THR-SES-LD | Lifting Device, Safety Equipment | Safety | Safety Equipment |  | LD | winch
138294 | THR-SE-LD-2566 | Retractable Winch for Davit Arm | THR-SES-LD | Lifting Device, Safety Equipment | Safety | Safety Equipment | 40792 | LD | winch
138633 | THR-SES-LD-2568 | Retractable Winch for Davit Arm | THR-SES-LD | Lifting Device, Safety Equipment | Safety | Safety Equipment |  | LD | winch
138634 | THR-SES-LD-2572 | Retractable Winch for Davit Arm | THR-SES-LD | Lifting Device, Safety Equipment | Safety | Safety Equipment |  | LD | winch
138637 | THR-SES-LD-6476 | Retractable Winch for Davit Arm | THR-SES-LD | Lifting Device, Safety Equipment | Safety | Safety Equipment |  | LD | winch
138643 | THR-SES-LD-9591 | Retractable Winch for Davit Arm (ZP505) | THR-SES-LD | Lifting Device, Safety Equipment | Safety | Safety Equipment |  | LD | winch
138644 | THR-SES-LD-9591 | Retractable Winch for Davit Arm (ZP505) | THR-SES-SQ | Safety Equipment | Safety | Safety Equipment |  | LD | winch
78672 | THR-SES-LD-0220 | Retractable Winch for Davit Arm WA4 | THR-SES-LD | Lifting Device, Safety Equipment | Safety | Safety Equipment |  | LD | winch
78681 | THR-SES-LD-1083 | Retractable Winch for Davit Arm WA4 | THR-SES-LD | Lifting Device, Safety Equipment | Safety | Safety Equipment |  | LD | winch
78687 | THR-SES-LD-2672 | Retractable Winch for Davit Arm WA4 | THR-SES-LD | Lifting Device, Safety Equipment | Safety | Safety Equipment |  | LD | winch
138628 | THR-SES-LD-0220 | Retractable Winch for Davit Arm WA4 | THR-SES-SQ | Safety Equipment | Safety | Safety Equipment |  | LD | winch
138631 | THR-SES-LD-1082 | Retractable Winch for Davit Arm WA4 | THR-SES-LD | Lifting Device, Safety Equipment | Safety | Safety Equipment |  | LD | winch
138635 | THR-SES-LD-3052 | Retractable Winch for Davit Arm WA4 | THR-SES-LD | Lifting Device, Safety Equipment | Safety | Safety Equipment |  | LD | winch
138642 | THR-SES-LD-8819 | Retractable Winch for Davit Arm WA4 | THR-SES-LD | Lifting Device, Safety Equipment | Safety | Safety Equipment |  | LD | winch
78675 | THR-SES-LD-0504 | Retractable Winch for Davit Arm(SUSPENDED) | THR-S-E | SUSPENDED ENTITY | Safety | Safety Equipment | 34647 | LD | winch
78676 | THR-SES-LD-0504 | Retractable Winch for Davit Arm(SUSPENDED) | THR-SES-LD | Lifting Device, Safety Equipment | Safety | Safety Equipment | 34647 | LD | winch
78677 | THR-SES-LD-0504 | Retractable Winch for Davit Arm(SUSPENDED) | THR-SES-SQ | Safety Equipment | Safety | Safety Equipment | 34647 | LD | winch
136610 | THR-JHSC-RSPS | Returns Pumping Stn., Sorrounding Areas &MCC Room | THR-JHSC-WA4 | Joint Health & Safety Committee WA4 |  | Safety Equipment |  |  | http://www.toronto.ca/TWONTO#space
9647 | DOS-YCM-PPE-6456430 | Rubber Electrical High Voltage Insulating Glove, Class 0, 11 Inch | FAC-YCM-SES | SAFETY & ENVIRONMENTAL SERVICES | PPE,Insulated Glove | Safety Equipment |  | PPE | http://www.toronto.ca/TWONTO#rubber_insulating_gloves
40135 | DOS-YCM-PPE-147011 | Rubber Electrical High Voltage Insulating Glove, Class 0, 11 Inch | FAC-YCM-SES | SAFETY & ENVIRONMENTAL SERVICES | PPE,Insulated Glove | Safety Equipment | 46826 | PPE | http://www.toronto.ca/TWONTO#rubber_insulating_gloves
40136 | DOS-YCM-PPE-6456386 | Rubber Electrical High Voltage Insulating Glove, Class 0, 11 Inch | FAC-YCM-SES | SAFETY & ENVIRONMENTAL SERVICES | PPE,Insulated Glove | Safety Equipment |  | PPE | http://www.toronto.ca/TWONTO#rubber_insulating_gloves
9646 | DOS-YCM-PPE-147114 | Rubber Electrical High Voltage Insulating Glove, Class 1, 14 Inch | FAC-YCM-SES | SAFETY & ENVIRONMENTAL SERVICES | PPE,Insulated Glove | Safety Equipment | 46827 | PPE | http://www.toronto.ca/TWONTO#rubber_insulating_gloves
30666 | FIS-SES-SQ-0003 | RW Intake RPU Smoke Detector | FIS-SES | Safety, Instrumentation & Environmental Services |  | Safety Equipment |  | SQ | http://www.toronto.ca/TWONTO#flame_or_combustion_sensing_instrument
30667 | FIS-SES-SQ-0003 | RW Intake RPU Smoke Detector | FIS-SPC-RPU-1821 | Remote Processing Unit, Intake Valves, Intake Valve Chamber, Upper Level |  | Safety Equipment |  | SQ | http://www.toronto.ca/TWONTO#flame_or_combustion_sensing_instrument
98219 | FIS-SES-SQ-0003 | RW Intake RPU Smoke Detector | FIS-SES-LTG | Emergency Lights |  | Safety Equipment |  | SQ | http://www.toronto.ca/TWONTO#flame_or_combustion_sensing_instrument
117777 | TAB-SES-AED | Safety Medical Instruments-AED | TAB-ELS-ESQ | Electrical Safety Equipment | Safety,Defibrillator | Safety Equipment |  |  | http://www.toronto.ca/TWONTO#automatic_external_defibrillator
18197 | FHA-SES | Safety & Environmental Services | FHA WORK AREA 2 | Services |  | Safety Equipment |  |  | http://www.toronto.ca/TWONTO#collection_of_assets
65753 | THC-SES | Safety & Environmental Services | THC | Highland Creek Treatment Plant | Building Service | Safety Equipment |  |  | http://www.toronto.ca/TWONTO#collection_of_assets
65754 | THC-SES | Safety & Environmental Services | THCLIQOPS | THC Liquids Operations | Building Service | Safety Equipment |  |  | http://www.toronto.ca/TWONTO#collection_of_assets
78956 | THR-SES-WA1 | Safety & Environmental Services | THR WORK AREA 1 | Solid Handling | Safety | Safety Equipment |  |  | http://www.toronto.ca/TWONTO#collection_of_assets
78958 | THR-SES-WA3 | Safety & Environmental Services | THR WORK AREA 3 | Plant Services | Safety | Safety Equipment |  |  | http://www.toronto.ca/TWONTO#collection_of_assets
138827 | THR-SES-WA4 | Safety & Environmental Services | THR WORK AREA 4 | Liquid Handling 2 | Safety | Safety Equipment |  |  | http://www.toronto.ca/TWONTO#collection_of_assets
78957 | THR-SES-WA2 | Safety & Environmental Services, WA2 | THR WORK AREA 2 | Liquid Handling | Safety | Safety Equipment |  |  | http://www.toronto.ca/TWONTO#collection_of_assets
53849 | TAB-SLO-SQ | Safety Equipment | TAB-SLO-LOADING | Sludge Loading - Bio-Solids |  | Safety Equipment |  |  | http://www.toronto.ca/TWONTO#collection_of_assets
109759 | TAB-DEW-SAFETY | Safety Equipment | TAB-DEW-SERVICES | Dewatering Building Service & Safety Systems |  | Safety Equipment |  |  | http://www.toronto.ca/TWONTO#collection_of_assets
138689 | THR-SES-SQ | Safety Equipment | THR-SES-WA3 | Safety & Environmental Services | Safety | Safety Equipment |  |  | http://www.toronto.ca/TWONTO#collection_of_assets
78944 | THR-SES-SQ-WA1 | Safety Equipment -Work Area1 | THR-SES-WA1 | Safety & Environmental Services |  | Safety Equipment |  |  | http://www.toronto.ca/TWONTO#collection_of_assets
138812 | THR-SES-SQ-WA2 | Safety Equipment -Work Area2 | THR-SES-WA2 | Safety & Environmental Services, WA2 |  | Safety Equipment |  |  | http://www.toronto.ca/TWONTO#collection_of_assets
138813 | THR-SES-SQ-WA3 | Safety Equipment -Work Area3 | THR-SES-WA3 | Safety & Environmental Services |  | Safety Equipment |  |  | http://www.toronto.ca/TWONTO#collection_of_assets
138814 | THR-SES-SQ-WA4 | Safety Equipment -Work Area4 | THR-SES-WA4 | Safety & Environmental Services |  | Safety Equipment |  |  | http://www.toronto.ca/TWONTO#collection_of_assets
52997 | TAB-RSP-SQ-T | Safety Equipment, Emerg. Eyewash and Shower Stations, T Bldg | TAB-RSP-STRC-T | T Building - Safety Equipment,Wall, Ceiling & Floor | PPE,Eyewash Station | Safety Equipment |  |  | http://www.toronto.ca/TWONTO#emergency_eyewash_and_shower
118036 | TAB-SES-SQ-0088 | Safety Equipment, Eyewash & Shower, Operating Gallery East End, P Bldg. | TAB-PRM-SQ-P | Safety Equipment, P Building , Primarm | PPE,Eyewash Station | Safety Equipment |  | SQ | http://www.toronto.ca/TWONTO#emergency_eyewash_and_shower
18711 | FHA-SES-SQ-0463 | Safety Equipment, Life Preserver, RMF, Central Thickener Gallery, Between Thickener Tanks T-3031 & 3041 | FHA-SES-LP | Life Preservers | Safety | Safety Equipment |  | SQ | http://www.toronto.ca/TWONTO#personal_floatation_device
18712 | FHA-SES-SQ-0463 | Safety Equipment, Life Preserver, RMF, Central Thickener Gallery, Between Thickener Tanks T-3031 & 3041 | FHA-SES-SQ-0008 | Eyewash Stations & Showers | Safety | Safety Equipment |  | SQ | http://www.toronto.ca/TWONTO#personal_floatation_device
30700 | FIS-SES-SQ-6053 | Safety Equipment, Sala DBI Sealed Self Retracting Lifeline with Stainless Steel Cable | FIS-SES | Safety, Instrumentation & Environmental Services |  | Safety Equipment |  | SQ | self_retracting_line
30699 | FIS-SES-SQ-6051 | Safety Equipment, Sala DBI, 50' Sealed Self Retracting Lifeline with Winch | FIS-SES | Safety, Instrumentation & Environmental Services |  | Safety Equipment |  | SQ | self_retracting_line
98253 | FIS-SES-SQ-6052 | Safety Equipment, Sala DBI, Fall Arest | FIS-SES | Safety, Instrumentation & Environmental Services |  | Safety Equipment |  | SQ | ?
83561 | FHA-SES-SQ-6 | Safety Fall Protection Equipment | FHA-SES | Safety & Environmental Services |  | Safety Equipment |  | SQ | http://www.toronto.ca/TWONTO#collection_of_assets
14781 | FCL-SH-04 | Safety Harness Full Body | FCL-SES-SQ-0102 | Safety Harnesses, High Lift Building, Store Room | PPE | Safety Equipment |  | SH | http://www.toronto.ca/TWONTO#fall_arrest_harness
14782 | FCL-SH-05 | Safety Harness Full Body | FCL-SES-SQ-0102 | Safety Harnesses, High Lift Building, Store Room | PPE | Safety Equipment |  | SH | http://www.toronto.ca/TWONTO#fall_arrest_harness
14783 | FCL-SH-06 | Safety Harness Full Body | FCL-SES-SQ-0102 | Safety Harnesses, High Lift Building, Store Room | PPE | Safety Equipment |  | SH | http://www.toronto.ca/TWONTO#fall_arrest_harness
14784 | FCL-SH-07 | Safety Harness Full Body | FCL-SES-SQ-0102 | Safety Harnesses, High Lift Building, Store Room | PPE | Safety Equipment |  | SH | http://www.toronto.ca/TWONTO#fall_arrest_harness
14785 | FCL-SH-10 | Safety Harness Full Body | FCL-SES-SQ-0102 | Safety Harnesses, High Lift Building, Store Room | PPE | Safety Equipment |  | SH | http://www.toronto.ca/TWONTO#fall_arrest_harness
14786 | FCL-SH-12 | Safety Harness Full Body | FCL-SES-SQ-0102 | Safety Harnesses, High Lift Building, Store Room | PPE | Safety Equipment |  | SH | http://www.toronto.ca/TWONTO#fall_arrest_harness
14787 | FCL-SH-13 | Safety Harness Full Body | FCL-SES-SQ-0102 | Safety Harnesses, High Lift Building, Store Room | PPE | Safety Equipment |  | SH | http://www.toronto.ca/TWONTO#fall_arrest_harness
14788 | FCL-SH-14 | Safety Harness Full Body | FCL-SES-SQ-0102 | Safety Harnesses, High Lift Building, Store Room | PPE | Safety Equipment |  | SH | http://www.toronto.ca/TWONTO#fall_arrest_harness
14789 | FCL-SH-15 | Safety Harness Full Body | FCL-SES-FEQ-SUS | Portable Fire Extinguishers | PPE | Safety Equipment |  | SH | http://www.toronto.ca/TWONTO#fall_arrest_harness
14790 | FCL-SH-15 | Safety Harness Full Body | FCL-SES-SQ-0102 | Safety Harnesses, High Lift Building, Store Room | PPE | Safety Equipment |  | SH | http://www.toronto.ca/TWONTO#fall_arrest_harness
30658 | FIS-SES-SH-0014 | Safety Harness Full Body | FIS-SES | Safety, Instrumentation & Environmental Services |  | Safety Equipment |  | SH | http://www.toronto.ca/TWONTO#fall_arrest_harness
30659 | FIS-SES-SH-0015 | Safety Harness Full Body | FIS-SES | Safety, Instrumentation & Environmental Services |  | Safety Equipment |  | SH | http://www.toronto.ca/TWONTO#fall_arrest_harness
30660 | FIS-SES-SH-0016 | Safety Harness Full Body | FIS-SES | Safety, Instrumentation & Environmental Services |  | Safety Equipment |  | SH | http://www.toronto.ca/TWONTO#fall_arrest_harness
30661 | FIS-SES-SH-0017 | Safety Harness Full Body | FIS-SES | Safety, Instrumentation & Environmental Services |  | Safety Equipment |  | SH | http://www.toronto.ca/TWONTO#fall_arrest_harness
65486 | FCL-SH-01 | Safety Harness Full Body | FCL-SES-SQ-0102 | Safety Harnesses, High Lift Building, Store Room | PPE | Safety Equipment |  | SH | http://www.toronto.ca/TWONTO#fall_arrest_harness
65487 | FCL-SH-02 | Safety Harness Full Body | FCL-SES-SQ-0102 | Safety Harnesses, High Lift Building, Store Room | PPE | Safety Equipment |  | SH | http://www.toronto.ca/TWONTO#fall_arrest_harness
65488 | FCL-SH-03 | Safety Harness Full Body | FCL-SES-SQ-0102 | Safety Harnesses, High Lift Building, Store Room | PPE | Safety Equipment |  | SH | http://www.toronto.ca/TWONTO#fall_arrest_harness
65489 | FCL-SH-08 | Safety Harness Full Body | FCL-SES-SQ-0102 | Safety Harnesses, High Lift Building, Store Room | PPE | Safety Equipment |  | SH | http://www.toronto.ca/TWONTO#fall_arrest_harness
65490 | FCL-SH-09 | Safety Harness Full Body | FCL-SES-SQ-0102 | Safety Harnesses, High Lift Building, Store Room | PPE | Safety Equipment |  | SH | http://www.toronto.ca/TWONTO#fall_arrest_harness
65491 | FCL-SH-11 | Safety Harness Full Body | FCL-SES-SQ-0102 | Safety Harnesses, High Lift Building, Store Room | PPE | Safety Equipment |  | SH | http://www.toronto.ca/TWONTO#fall_arrest_harness
65492 | FCL-SH-16 | Safety Harness Full Body | FCL-SES-SQ-0102 | Safety Harnesses, High Lift Building, Store Room | PPE | Safety Equipment |  | SH | http://www.toronto.ca/TWONTO#fall_arrest_harness
65493 | FCL-SH-17 | Safety Harness Full Body | FCL-SES-SQ-0102 | Safety Harnesses, High Lift Building, Store Room | PPE | Safety Equipment |  | SH | http://www.toronto.ca/TWONTO#fall_arrest_harness
65494 | FCL-SH-18 | Safety Harness Full Body | FCL-SES-SQ-0102 | Safety Harnesses, High Lift Building, Store Room | PPE | Safety Equipment |  | SH | http://www.toronto.ca/TWONTO#fall_arrest_harness
65495 | FCL-SH-19 | Safety Harness Full Body | FCL-SES-SQ-0102 | Safety Harnesses, High Lift Building, Store Room | PPE | Safety Equipment |  | SH | http://www.toronto.ca/TWONTO#fall_arrest_harness
98216 | FIS-SES-SH-0012 | Safety Harness Full Body | FIS-SES | Safety, Instrumentation & Environmental Services |  | Safety Equipment |  | SH | http://www.toronto.ca/TWONTO#fall_arrest_harness
98217 | FIS-SES-SH-0013 | Safety Harness Full Body | FIS-SES | Safety, Instrumentation & Environmental Services |  | Safety Equipment |  | SH | http://www.toronto.ca/TWONTO#fall_arrest_harness
30693 | FIS-SES-SQ-6004 | Safety Harness, Full Body | FIS-SES | Safety, Instrumentation & Environmental Services |  | Safety Equipment |  | SQ | http://www.toronto.ca/TWONTO#fall_arrest_harness
30694 | FIS-SES-SQ-6005 | Safety Harness, Full Body | FIS-SES | Safety, Instrumentation & Environmental Services |  | Safety Equipment |  | SQ | http://www.toronto.ca/TWONTO#fall_arrest_harness
30695 | FIS-SES-SQ-6006 | Safety Harness, Full Body | FIS-SES | Safety, Instrumentation & Environmental Services |  | Safety Equipment |  | SQ | http://www.toronto.ca/TWONTO#fall_arrest_harness
30696 | FIS-SES-SQ-6007 | Safety Harness, Full Body | FIS-SES | Safety, Instrumentation & Environmental Services |  | Safety Equipment |  | SQ | http://www.toronto.ca/TWONTO#fall_arrest_harness
30697 | FIS-SES-SQ-6007 | Safety Harness, Full Body | FIS-SES-SQ-6001 | Safety Harness, Full Body |  | Safety Equipment |  | SQ | http://www.toronto.ca/TWONTO#fall_arrest_harness
30698 | FIS-SES-SQ-6011 | Safety Harness, Full Body | FIS-SES | Safety, Instrumentation & Environmental Services |  | Safety Equipment |  | SQ | http://www.toronto.ca/TWONTO#fall_arrest_harness
98244 | FIS-SES-SQ-6001 | Safety Harness, Full Body | FIS-SES | Safety, Instrumentation & Environmental Services |  | Safety Equipment |  | SQ | http://www.toronto.ca/TWONTO#fall_arrest_harness
98245 | FIS-SES-SQ-6002 | Safety Harness, Full Body | FIS-SES | Safety, Instrumentation & Environmental Services |  | Safety Equipment |  | SQ | http://www.toronto.ca/TWONTO#fall_arrest_harness
98246 | FIS-SES-SQ-6003 | Safety Harness, Full Body | FIS-SES | Safety, Instrumentation & Environmental Services |  | Safety Equipment |  | SQ | http://www.toronto.ca/TWONTO#fall_arrest_harness
98247 | FIS-SES-SQ-6007 | Safety Harness, Full Body | FIS-GRK | FIS Buildings & Grounds |  | Safety Equipment |  | SQ | http://www.toronto.ca/TWONTO#fall_arrest_harness
98248 | FIS-SES-SQ-6008 | Safety Harness, Full Body | FIS-SES | Safety, Instrumentation & Environmental Services |  | Safety Equipment |  | SQ | http://www.toronto.ca/TWONTO#fall_arrest_harness
98249 | FIS-SES-SQ-6008 | Safety Harness, Full Body | FIS-SES-SQ-6001 | Safety Harness, Full Body |  | Safety Equipment |  | SQ | http://www.toronto.ca/TWONTO#fall_arrest_harness
98250 | FIS-SES-SQ-6009 | Safety Harness, Full Body | FIS-SES | Safety, Instrumentation & Environmental Services |  | Safety Equipment |  | SQ | http://www.toronto.ca/TWONTO#fall_arrest_harness
98251 | FIS-SES-SQ-6009 | Safety Harness, Full Body | FIS-SES-SQ-6001 | Safety Harness, Full Body |  | Safety Equipment |  | SQ | http://www.toronto.ca/TWONTO#fall_arrest_harness
98252 | FIS-SES-SQ-6010 | Safety Harness, Full Body | FIS-SES | Safety, Instrumentation & Environmental Services |  | Safety Equipment |  | SQ | http://www.toronto.ca/TWONTO#fall_arrest_harness
94873 | FHO-SES-SQ-6206 | Safety Harness, Serial Number 112484, Spare | FHO-SES-SQ-0006 | Fall Arrest Systems | PPE,Harness | Safety Equipment |  | SQ | http://www.toronto.ca/TWONTO#fall_arrest_harness
26362 | FHO-SES-SQ-6204 | Safety Harness, Serial Number 12842, Spare | FHO-SES-SQ-0006 | Fall Arrest Systems | PPE,Harness | Safety Equipment |  | SQ | http://www.toronto.ca/TWONTO#fall_arrest_harness
94872 | FHO-SES-SQ-6205 | Safety Harness, Serial Number 12844, L. McBride | FHO-SES-SQ-0006 | Fall Arrest Systems | PPE,Harness | Safety Equipment |  | SQ | http://www.toronto.ca/TWONTO#fall_arrest_harness
94875 | FHO-SES-SQ-6208 | Safety Harness, Serial Number 134047, Spare | FHO-SES-SQ-0006 | Fall Arrest Systems | PPE,Harness | Safety Equipment |  | SQ | http://www.toronto.ca/TWONTO#fall_arrest_harness
94874 | FHO-SES-SQ-6207 | Safety Harness, Serial Number 416469 , Barry Kelly | FHO-SES-SQ-0006 | Fall Arrest Systems | PPE,Harness | Safety Equipment |  | SQ | http://www.toronto.ca/TWONTO#fall_arrest_harness
26366 | FHO-SES-SQ-6220 | Safety Harness, Serial Number 488766, Berrnard Tung | FHO-SES-SQ-0006 | Fall Arrest Systems | PPE,Harness | Safety Equipment |  | SQ | http://www.toronto.ca/TWONTO#fall_arrest_harness
26363 | FHO-SES-SQ-6209 | Safety Harness, Serial Number 53739, Kevin Boudreau | FHO-SES-SQ-0005 | Fall Arrest Systems | PPE,Harness | Safety Equipment |  | SQ | http://www.toronto.ca/TWONTO#fall_arrest_harness
94876 | FHO-SES-SQ-6209 | Safety Harness, Serial Number 53739, Kevin Boudreau | FHO-SES-SQ-0006 | Fall Arrest Systems | PPE,Harness | Safety Equipment |  | SQ | http://www.toronto.ca/TWONTO#fall_arrest_harness
94877 | FHO-SES-SQ-6210 | Safety Harness, Serial Number 53742, Terry Turner | FHO-SES-SQ-0006 | Fall Arrest Systems | PPE,Harness | Safety Equipment |  | SQ | http://www.toronto.ca/TWONTO#fall_arrest_harness
26364 | FHO-SES-SQ-6217 | Safety Harness, Serial Number 695888, Spare | FHO-SES-SQ-0006 | Fall Arrest Systems | PPE,Harness | Safety Equipment |  | SQ | http://www.toronto.ca/TWONTO#fall_arrest_harness
26365 | FHO-SES-SQ-6219 | Safety Harness, Serial Number 715339, Spare | FHO-SES-SQ-0006 | Fall Arrest Systems | PPE,Harness | Safety Equipment |  | SQ | http://www.toronto.ca/TWONTO#fall_arrest_harness
26367 | FHO-SES-SQ-6224 | Safety Harness, Serial Number 792410, Balwinder Kanota | FHO-SES-SQ-0006 | Fall Arrest Systems | PPE,Harness | Safety Equipment |  | SQ | http://www.toronto.ca/TWONTO#fall_arrest_harness
94871 | FHO-SES-SQ-6203 | Safety Harness, Serial Number 973586, Ed Sacay | FHO-SES-SQ-0006 | Fall Arrest Systems | PPE,Harness | Safety Equipment |  | SQ | http://www.toronto.ca/TWONTO#fall_arrest_harness
94878 | FHO-SES-SQ-6216 | Safety Harness, Serial Number E004010070E17CC2, Walter Casolino | FHO-SES-SQ-0006 | Fall Arrest Systems | PPE,Harness | Safety Equipment |  | SQ | http://www.toronto.ca/TWONTO#fall_arrest_harness
26368 | FHO-SES-SQ-6225 | Safety Harness, Serial Number H655583, Muranganwa Chirume | FHO-SES-SQ-0006 | Fall Arrest Systems | PPE,Harness | Safety Equipment |  | SQ | http://www.toronto.ca/TWONTO#fall_arrest_harness
18606 | FHA-SES-SQ-0056 | Safety Harnesses | FHA-SES | Safety & Environmental Services |  | Safety Equipment |  | SQ | http://www.toronto.ca/TWONTO#fall_arrest_harness
18607 | FHA-SES-SQ-0056 | Safety Harnesses | FHA-SES-SQ-6 | Safety Fall Protection Equipment |  | Safety Equipment |  | SQ | http://www.toronto.ca/TWONTO#fall_arrest_harness
18608 | FHA-SES-SQ-0057 | Safety Harnesses | FHA-SES | Safety & Environmental Services |  | Safety Equipment |  | SQ | http://www.toronto.ca/TWONTO#fall_arrest_harness
18664 | FHA-SES-SQ-0057 | Safety Harnesses | FHA-SES-SQ-6 | Safety Fall Protection Equipment |  | Safety Equipment |  | SQ | http://www.toronto.ca/TWONTO#fall_arrest_harness
18665 | FHA-SES-SQ-0058 | Safety Harnesses | FHA-SES | Safety & Environmental Services |  | Safety Equipment |  | SQ | http://www.toronto.ca/TWONTO#fall_arrest_harness
18666 | FHA-SES-SQ-0059 | Safety Harnesses | FHA-SES | Safety & Environmental Services |  | Safety Equipment |  | SQ | http://www.toronto.ca/TWONTO#fall_arrest_harness
18667 | FHA-SES-SQ-0060 | Safety Harnesses | FHA-SES-SQ-6 | Safety Fall Protection Equipment |  | Safety Equipment |  | SQ | http://www.toronto.ca/TWONTO#fall_arrest_harness
82856 | FHA-SES-SQ-0058 | Safety Harnesses | FHA-SES-SQ-6 | Safety Fall Protection Equipment |  | Safety Equipment |  | SQ | http://www.toronto.ca/TWONTO#fall_arrest_harness
82857 | FHA-SES-SQ-0059 | Safety Harnesses | FHA-SES-SQ-6 | Safety Fall Protection Equipment |  | Safety Equipment |  | SQ | http://www.toronto.ca/TWONTO#fall_arrest_harness
82858 | FHA-SES-SQ-0060 | Safety Harnesses | FHA-SES | Safety & Environmental Services |  | Safety Equipment |  | SQ | http://www.toronto.ca/TWONTO#fall_arrest_harness
82846 | FHA-SES-SQ-0046 | Safety Harnesses 3M 7510 full body harness Ser 92150 | FHA-SES | Safety & Environmental Services |  | Safety Equipment |  | SQ | http://www.toronto.ca/TWONTO#fall_arrest_harness
82847 | FHA-SES-SQ-0046 | Safety Harnesses 3M 7510 full body harness Ser 92150 | FHA-SES-SQ-6 | Safety Fall Protection Equipment |  | Safety Equipment |  | SQ | http://www.toronto.ca/TWONTO#fall_arrest_harness
18601 | FHA-SES-SQ-0053 | Safety Harnesses DBI SALA full body harness Ser 982000126446092 | FHA-SES-SQ-6 | Safety Fall Protection Equipment |  | Safety Equipment |  | SQ | http://www.toronto.ca/TWONTO#fall_arrest_harness
82855 | FHA-SES-SQ-0053 | Safety Harnesses DBI SALA full body harness Ser 982000126446092 | FHA-SES | Safety & Environmental Services |  | Safety Equipment |  | SQ | http://www.toronto.ca/TWONTO#fall_arrest_harness
18586 | FHA-SES-SQ-0038 | Safety Harnesses DBI SALA full body harness Ser E0040100226BDEA8 | FHA-SES | Safety & Environmental Services |  | Safety Equipment |  | SQ | http://www.toronto.ca/TWONTO#fall_arrest_harness
18587 | FHA-SES-SQ-0038 | Safety Harnesses DBI SALA full body harness Ser E0040100226BDEA8 | FHA-SES-SQ-6 | Safety Fall Protection Equipment |  | Safety Equipment |  | SQ | http://www.toronto.ca/TWONTO#fall_arrest_harness
18604 | FHA-SES-SQ-0055 | Safety Harnesses DBI SALA full body harness Ser E0040100238E0037 | FHA-SES | Safety & Environmental Services |  | Safety Equipment |  | SQ | http://www.toronto.ca/TWONTO#fall_arrest_harness
18605 | FHA-SES-SQ-0055 | Safety Harnesses DBI SALA full body harness Ser E0040100238E0037 | FHA-SES-SQ-6 | Safety Fall Protection Equipment |  | Safety Equipment |  | SQ | http://www.toronto.ca/TWONTO#fall_arrest_harness
18590 | FHA-SES-SQ-0040 | Safety Harnesses DBI SALA full body harness Ser E004035009240D69 | FHA-SES | Safety & Environmental Services |  | Safety Equipment |  | SQ | http://www.toronto.ca/TWONTO#fall_arrest_harness
18591 | FHA-SES-SQ-0040 | Safety Harnesses DBI SALA full body harness Ser E004035009240D69 | FHA-SES-SQ-6 | Safety Fall Protection Equipment |  | Safety Equipment |  | SQ | http://www.toronto.ca/TWONTO#fall_arrest_harness
18584 | FHA-SES-SQ-0037 | Safety Harnesses Laynard DBI SALA full body harness Ser E0040100226BE46E | FHA-SES | Safety & Environmental Services |  | Safety Equipment |  | SQ | http://www.toronto.ca/TWONTO#fall_arrest_harness
18585 | FHA-SES-SQ-0037 | Safety Harnesses Laynard DBI SALA full body harness Ser E0040100226BE46E | FHA-SES-SQ-6 | Safety Fall Protection Equipment |  | Safety Equipment |  | SQ | http://www.toronto.ca/TWONTO#fall_arrest_harness
82838 | FHA-SES-SQ-0036 | Safety Harnesses Laynard Miller 552T-4/UGK full body harness Ser #177893 | FHA-SES | Safety & Environmental Services |  | Safety Equipment |  | SQ | http://www.toronto.ca/TWONTO#fall_arrest_harness
82839 | FHA-SES-SQ-0036 | Safety Harnesses Laynard Miller 552T-4/UGK full body harness Ser #177893 | FHA-SES-SQ-6 | Safety Fall Protection Equipment |  | Safety Equipment |  | SQ | http://www.toronto.ca/TWONTO#fall_arrest_harness
18594 | FHA-SES-SQ-0044 | Safety Harnesses Miller 552T/UGKC full body harness 992592 | FHA-SES | Safety & Environmental Services |  | Safety Equipment |  | SQ | http://www.toronto.ca/TWONTO#fall_arrest_harness
82844 | FHA-SES-SQ-0044 | Safety Harnesses Miller 552T/UGKC full body harness 992592 | FHA-SES-SQ-6 | Safety Fall Protection Equipment |  | Safety Equipment |  | SQ | http://www.toronto.ca/TWONTO#fall_arrest_harness
82851 | FHA-SES-SQ-0049 | Safety Harnesses Miller full body harness Ser #BCEE95DB | FHA-SES | Safety & Environmental Services |  | Safety Equipment |  | SQ | http://www.toronto.ca/TWONTO#fall_arrest_harness
82852 | FHA-SES-SQ-0049 | Safety Harnesses Miller full body harness Ser #BCEE95DB | FHA-SES-SQ-6 | Safety Fall Protection Equipment |  | Safety Equipment |  | SQ | http://www.toronto.ca/TWONTO#fall_arrest_harness
18602 | FHA-SES-SQ-0054 | Safety Harnesses North FP817/6DNA/L full body harness Ser H380765 | FHA-SES | Safety & Environmental Services |  | Safety Equipment |  | SQ | http://www.toronto.ca/TWONTO#fall_arrest_harness
18603 | FHA-SES-SQ-0054 | Safety Harnesses North FP817/6DNA/L full body harness Ser H380765 | FHA-SES-SQ-6 | Safety Fall Protection Equipment |  | Safety Equipment |  | SQ | http://www.toronto.ca/TWONTO#fall_arrest_harness
18588 | FHA-SES-SQ-0039 | Safety Harnesses North FP81F/1DBA full body harness Ser H475517 | FHA-SES | Safety & Environmental Services |  | Safety Equipment |  | SQ | http://www.toronto.ca/TWONTO#fall_arrest_harness
18589 | FHA-SES-SQ-0039 | Safety Harnesses North FP81F/1DBA full body harness Ser H475517 | FHA-SES-SQ-6 | Safety Fall Protection Equipment |  | Safety Equipment |  | SQ | http://www.toronto.ca/TWONTO#fall_arrest_harness
82840 | FHA-SES-SQ-0041 | Safety Harnesses Protecta full body harness Ser 001469 | FHA-SES | Safety & Environmental Services |  | Safety Equipment |  | SQ | http://www.toronto.ca/TWONTO#fall_arrest_harness
82841 | FHA-SES-SQ-0041 | Safety Harnesses Protecta full body harness Ser 001469 | FHA-SES-SQ-6 | Safety Fall Protection Equipment |  | Safety Equipment |  | SQ | http://www.toronto.ca/TWONTO#fall_arrest_harness
18593 | FHA-SES-SQ-0043 | Safety Harnesses Safewaze 7510 full body harness 07311 | FHA-SES-SQ-6 | Safety Fall Protection Equipment |  | Safety Equipment |  | SQ | http://www.toronto.ca/TWONTO#fall_arrest_harness
82843 | FHA-SES-SQ-0043 | Safety Harnesses Safewaze 7510 full body harness 07311 | FHA-SES | Safety & Environmental Services |  | Safety Equipment |  | SQ | http://www.toronto.ca/TWONTO#fall_arrest_harness
18598 | FHA-SES-SQ-0051 | Safety Harnesses Safewaze 7510 full body harness 07316 | FHA-SES | Safety & Environmental Services |  | Safety Equipment |  | SQ | http://www.toronto.ca/TWONTO#fall_arrest_harness
18599 | FHA-SES-SQ-0051 | Safety Harnesses Safewaze 7510 full body harness 07316 | FHA-SES-SQ-6 | Safety Fall Protection Equipment |  | Safety Equipment |  | SQ | http://www.toronto.ca/TWONTO#fall_arrest_harness
18592 | FHA-SES-SQ-0042 | Safety Harnesses Safewaze 7510 full body harness Ser 07312 | FHA-SES | Safety & Environmental Services |  | Safety Equipment |  | SQ | http://www.toronto.ca/TWONTO#fall_arrest_harness
82842 | FHA-SES-SQ-0042 | Safety Harnesses Safewaze 7510 full body harness Ser 07312 | FHA-SES-SQ-6 | Safety Fall Protection Equipment |  | Safety Equipment |  | SQ | http://www.toronto.ca/TWONTO#fall_arrest_harness
18595 | FHA-SES-SQ-0045 | Safety Harnesses Safewaze 7510 full body harness Ser 07306 | FHA-SES-SQ-6 | Safety Fall Protection Equipment |  | Safety Equipment |  | SQ | http://www.toronto.ca/TWONTO#fall_arrest_harness
82845 | FHA-SES-SQ-0045 | Safety Harnesses Safewaze 7510 full body harness Ser 07306 | FHA-SES | Safety & Environmental Services |  | Safety Equipment |  | SQ | http://www.toronto.ca/TWONTO#fall_arrest_harness
18596 | FHA-SES-SQ-0047 | Safety Harnesses Safewaze 7510 full body harness Ser 07308 | FHA-SES | Safety & Environmental Services |  | Safety Equipment |  | SQ | http://www.toronto.ca/TWONTO#fall_arrest_harness
82848 | FHA-SES-SQ-0047 | Safety Harnesses Safewaze 7510 full body harness Ser 07308 | FHA-SES-SQ-6 | Safety Fall Protection Equipment |  | Safety Equipment |  | SQ | http://www.toronto.ca/TWONTO#fall_arrest_harness
82849 | FHA-SES-SQ-0048 | Safety Harnesses Safewaze 7510 full body harness Ser 07309 | FHA-SES | Safety & Environmental Services |  | Safety Equipment |  | SQ | http://www.toronto.ca/TWONTO#fall_arrest_harness
82850 | FHA-SES-SQ-0048 | Safety Harnesses Safewaze 7510 full body harness Ser 07309 | FHA-SES-SQ-6 | Safety Fall Protection Equipment |  | Safety Equipment |  | SQ | http://www.toronto.ca/TWONTO#fall_arrest_harness
18600 | FHA-SES-SQ-0052 | Safety Harnesses Safewaze 7510 full body harness Ser 07313 | FHA-SES-SQ-6 | Safety Fall Protection Equipment |  | Safety Equipment |  | SQ | http://www.toronto.ca/TWONTO#fall_arrest_harness
82854 | FHA-SES-SQ-0052 | Safety Harnesses Safewaze 7510 full body harness Ser 07313 | FHA-SES | Safety & Environmental Services |  | Safety Equipment |  | SQ | http://www.toronto.ca/TWONTO#fall_arrest_harness
18597 | FHA-SES-SQ-0050 | Safety Harnesses Safewaze 7510 full body harness Ser 07316 | FHA-SES | Safety & Environmental Services |  | Safety Equipment |  | SQ | http://www.toronto.ca/TWONTO#fall_arrest_harness
82853 | FHA-SES-SQ-0050 | Safety Harnesses Safewaze 7510 full body harness Ser 07316 | FHA-SES-SQ-6 | Safety Fall Protection Equipment |  | Safety Equipment |  | SQ | http://www.toronto.ca/TWONTO#fall_arrest_harness
26361 | FHO-SES-SQ-6103 | Safety Retaining Ladder, Admin Building, S2, Stores Area, Serial Number 15004 | FHO-SES-SQ-0005 | Fall Arrest Systems | PPE | Safety Equipment |  | SQ | http://www.toronto.ca/TWONTO#ladder
56733 | FCL-ELS-SQ-1000 | Safety,Electrical PPE Cabinet,High Lift Switchgear Room | FCL_ELS_PLANT | FCL_ELS_PLANT | Safety | Safety Equipment |  | SQ | http://www.toronto.ca/TWONTO#collection_of_assets
12709 | FCL-ELS-SQ-2000 | Safety,Electrical PPE Cabinet,Low Lift Switchgear Room | FCL_ELS_PLANT | FCL_ELS_PLANT | Safety | Safety Equipment |  | SQ | http://www.toronto.ca/TWONTO#collection_of_assets
113419 | TAB-ELS-SQ-1000 | Safety,Electrical PPE Cabinet,North Substation,1st Floor,West | NORTH SUBSTN_1ST FLR | MSA Substation,1st Floor | Safety | Safety Equipment |  | SQ | http://www.toronto.ca/TWONTO#collection_of_assets
113420 | TAB-ELS-SQ-1000 | Safety,Electrical PPE Cabinet,North Substation,1st Floor,West | TAB-ELS-ESQ | Electrical Safety Equipment | Safety | Safety Equipment |  | SQ | http://www.toronto.ca/TWONTO#collection_of_assets
53651 | TAB-SES-SQ-0001 | Safety,First Aid Kit,North Substation,1st Floor,West | TAB-SES-SCBA | WA4 Safety Equipment, SCBA | Safety,First Aid Kit | Safety Equipment |  | SQ | http://www.toronto.ca/TWONTO#first_aid_kit
118032 | TAB-SES-SQ-0001 | Safety,First Aid Kit,North Substation,1st Floor,West | NORTH SUBSTN_1ST FLR | MSA Substation,1st Floor | Safety,First Aid Kit | Safety Equipment |  | SQ | http://www.toronto.ca/TWONTO#first_aid_kit
30684 | FIS-SES-SQ-1020 | Safety,Plant,Hot Stick,CATU CE 3-07K | FIS-SES_SQ | Asset Group, PPE, Electrical Personal Protection | Safety | Safety Equipment |  | SQ | http://www.toronto.ca/TWONTO#hot_stick
30683 | FIS-SES-SQ-1019 | Safety,Plant,Hot Stick,CATU CE 3-24-C | FIS-SES_SQ | Asset Group, PPE, Electrical Personal Protection | Safety | Safety Equipment |  | SQ | http://www.toronto.ca/TWONTO#hot_stick
98233 | FIS-SES-SQ-1023 | Safety,Plant,Hot Stick,HASTINGS EX2 1222 | FIS-SES_SQ | Asset Group, PPE, Electrical Personal Protection | Safety | Safety Equipment |  | SQ | http://www.toronto.ca/TWONTO#hot_stick
30671 | FIS-SES-SQ-1001 | Safety,Plant,Safety Gloves - Pair 1 | FIS-SES-SQ-GLOVE1 | Asset Group, PPE, Electrical Personal Protection, Group 1 | Safety | Safety Equipment |  | SQ | http://www.toronto.ca/TWONTO#rubber_insulating_gloves
30677 | FIS-SES-SQ-1010 | Safety,Plant,Safety Gloves - Pair 10 | FIS-SES-SQ-GLOVE2 | Asset Group, PPE, Electrical Personal Protection, Group 2 | Safety | Safety Equipment |  | SQ | http://www.toronto.ca/TWONTO#rubber_insulating_gloves
98228 | FIS-SES-SQ-1011 | Safety,Plant,Safety Gloves - Pair 11 | FIS-SES-EYE | Eyewash Stations | Safety | Safety Equipment |  | SQ | http://www.toronto.ca/TWONTO#rubber_insulating_gloves
98229 | FIS-SES-SQ-1011 | Safety,Plant,Safety Gloves - Pair 11 | FIS-SES-SQ-GLOVE2 | Asset Group, PPE, Electrical Personal Protection, Group 2 | Safety | Safety Equipment |  | SQ | http://www.toronto.ca/TWONTO#rubber_insulating_gloves
30678 | FIS-SES-SQ-1012 | Safety,Plant,Safety Gloves - Pair 12 | FIS-SES-SQ-GLOVE2 | Asset Group, PPE, Electrical Personal Protection, Group 2 | Safety | Safety Equipment |  | SQ | http://www.toronto.ca/TWONTO#rubber_insulating_gloves
30679 | FIS-SES-SQ-1013 | Safety,Plant,Safety Gloves - Pair 13 | FIS-SES-SQ-GLOVE1 | Asset Group, PPE, Electrical Personal Protection, Group 1 | Safety | Safety Equipment |  | SQ | http://www.toronto.ca/TWONTO#rubber_insulating_gloves
98230 | FIS-SES-SQ-1014 | Safety,Plant,Safety Gloves - Pair 14 | FIS-SES-SQ-GLOVE1 | Asset Group, PPE, Electrical Personal Protection, Group 1 | Safety | Safety Equipment |  | SQ | http://www.toronto.ca/TWONTO#rubber_insulating_gloves
30680 | FIS-SES-SQ-1015 | Safety,Plant,Safety Gloves - Pair 15 | FIS-SES-SQ-GLOVE1 | Asset Group, PPE, Electrical Personal Protection, Group 1 | Safety | Safety Equipment |  | SQ | http://www.toronto.ca/TWONTO#rubber_insulating_gloves
30681 | FIS-SES-SQ-1016 | Safety,Plant,Safety Gloves - Pair 16 | FIS-SES-SQ-GLOVE2 | Asset Group, PPE, Electrical Personal Protection, Group 2 | Safety | Safety Equipment |  | SQ | http://www.toronto.ca/TWONTO#rubber_insulating_gloves
98231 | FIS-SES-SQ-1017 | Safety,Plant,Safety Gloves - Pair 17 | FIS-SES-SQ-GLOVE2 | Asset Group, PPE, Electrical Personal Protection, Group 2 | Safety | Safety Equipment |  | SQ | http://www.toronto.ca/TWONTO#rubber_insulating_gloves
30682 | FIS-SES-SQ-1018 | Safety,Plant,Safety Gloves - Pair 18 | FIS-SES-SQ-GLOVE2 | Asset Group, PPE, Electrical Personal Protection, Group 2 | Safety | Safety Equipment |  | SQ | http://www.toronto.ca/TWONTO#rubber_insulating_gloves
98225 | FIS-SES-SQ-1002 | Safety,Plant,Safety Gloves - Pair 2 | FIS-SES-SQ-GLOVE1 | Asset Group, PPE, Electrical Personal Protection, Group 1 | Safety | Safety Equipment |  | SQ | http://www.toronto.ca/TWONTO#rubber_insulating_gloves
30672 | FIS-SES-SQ-1003 | Safety,Plant,Safety Gloves - Pair 3 | FIS-SES-SQ-GLOVE1 | Asset Group, PPE, Electrical Personal Protection, Group 1 | Safety | Safety Equipment |  | SQ | http://www.toronto.ca/TWONTO#rubber_insulating_gloves
30673 | FIS-SES-SQ-1004 | Safety,Plant,Safety Gloves - Pair 4 | FIS-SES-SQ-GLOVE2 | Asset Group, PPE, Electrical Personal Protection, Group 2 | Safety | Safety Equipment |  | SQ | http://www.toronto.ca/TWONTO#rubber_insulating_gloves
98226 | FIS-SES-SQ-1005 | Safety,Plant,Safety Gloves - Pair 5 | FIS-SES-SQ-GLOVE2 | Asset Group, PPE, Electrical Personal Protection, Group 2 | Safety | Safety Equipment |  | SQ | http://www.toronto.ca/TWONTO#rubber_insulating_gloves
30674 | FIS-SES-SQ-1006 | Safety,Plant,Safety Gloves - Pair 6 | FIS-SES-SQ-GLOVE2 | Asset Group, PPE, Electrical Personal Protection, Group 2 | Safety | Safety Equipment |  | SQ | http://www.toronto.ca/TWONTO#rubber_insulating_gloves
30675 | FIS-SES-SQ-1007 | Safety,Plant,Safety Gloves - Pair 7 | FIS-SES-SQ-GLOVE1 | Asset Group, PPE, Electrical Personal Protection, Group 1 | Safety | Safety Equipment |  | SQ | http://www.toronto.ca/TWONTO#rubber_insulating_gloves
98227 | FIS-SES-SQ-1008 | Safety,Plant,Safety Gloves - Pair 8 | FIS-SES-SQ-GLOVE1 | Asset Group, PPE, Electrical Personal Protection, Group 1 | Safety | Safety Equipment |  | SQ | http://www.toronto.ca/TWONTO#rubber_insulating_gloves
30676 | FIS-SES-SQ-1009 | Safety,Plant,Safety Gloves - Pair 9 | FIS-SES-SQ-GLOVE1 | Asset Group, PPE, Electrical Personal Protection, Group 1 | Safety | Safety Equipment |  | SQ | http://www.toronto.ca/TWONTO#rubber_insulating_gloves
98235 | FIS-SES-SQ-1026 | Safety,Plant,Safety Grounding Cables | FIS-SES_SQ | Asset Group, PPE, Electrical Personal Protection | Safety | Safety Equipment |  | SQ | ?
98236 | FIS-SES-SQ-1027 | Safety,Plant,Safety Grounding Cables | FIS-SES_SQ | Asset Group, PPE, Electrical Personal Protection | Safety | Safety Equipment |  | SQ | ?
18671 | FHA-SES-SQ-0066 | Safewaze 3512-0241 6’ shock absorber lanyard Ser 77579 | FHA-SES | Safety & Environmental Services |  | Safety Equipment |  | SQ | lifeline
18672 | FHA-SES-SQ-0066 | Safewaze 3512-0241 6’ shock absorber lanyard Ser 77579 | FHA-SES-SQ-6 | Safety Fall Protection Equipment |  | Safety Equipment |  | SQ | lifeline
18668 | FHA-SES-SQ-0061 | Safewaze 3512-0241 6’ shock absorber lanyard SER 77593 | FHA-SES-SQ-6 | Safety Fall Protection Equipment |  | Safety Equipment |  | SQ | lifeline
82859 | FHA-SES-SQ-0061 | Safewaze 3512-0241 6’ shock absorber lanyard SER 77593 | FHA-SES | Safety & Environmental Services |  | Safety Equipment |  | SQ | lifeline
18676 | FHA-SES-SQ-0069 | Safewaze 3512-0241 6’ shock absorber lanyard Ser 61098 | FHA-SES-SQ-6 | Safety Fall Protection Equipment |  | Safety Equipment |  | SQ | lifeline
82867 | FHA-SES-SQ-0069 | Safewaze 3512-0241 6’ shock absorber lanyard Ser 61098 | FHA-SES | Safety & Environmental Services |  | Safety Equipment |  | SQ | lifeline
18673 | FHA-SES-SQ-0067 | Safewaze 3512-0241 6’ shock absorber lanyard Ser 77594 | FHA-SES-SQ-6 | Safety Fall Protection Equipment |  | Safety Equipment |  | SQ | lifeline
82866 | FHA-SES-SQ-0067 | Safewaze 3512-0241 6’ shock absorber lanyard Ser 77594 | FHA-SES | Safety & Environmental Services |  | Safety Equipment |  | SQ | lifeline
18677 | FHA-SES-SQ-0071 | Safewaze 3512-0241 6’ shock absorber lanyard Ser 77613 | FHA-SES | Safety & Environmental Services |  | Safety Equipment |  | SQ | lifeline
18678 | FHA-SES-SQ-0071 | Safewaze 3512-0241 6’ shock absorber lanyard Ser 77613 | FHA-SES-SQ-6 | Safety Fall Protection Equipment |  | Safety Equipment |  | SQ | lifeline
82868 | FHA-SES-SQ-0070 | Safewaze 3512-0241 6’ shock absorber lanyard Ser 77623 | FHA-SES | Safety & Environmental Services |  | Safety Equipment |  | SQ | lifeline
82869 | FHA-SES-SQ-0070 | Safewaze 3512-0241 6’ shock absorber lanyard Ser 77623 | FHA-SES-SQ-6 | Safety Fall Protection Equipment |  | Safety Equipment |  | SQ | lifeline
82872 | FHA-SES-SQ-0075 | Safewaze 3512-0241 6’ shock absorber lanyard Ser 77632 | FHA-SES | Safety & Environmental Services |  | Safety Equipment |  | SQ | lifeline
82873 | FHA-SES-SQ-0075 | Safewaze 3512-0241 6’ shock absorber lanyard Ser 77632 | FHA-SES-SQ-6 | Safety Fall Protection Equipment |  | Safety Equipment |  | SQ | lifeline
18739 | FHA-SES-SQ-150695 | Sala DBI Self Retracting Lifeline 150695 | FHA-SES | Safety & Environmental Services |  | Safety Equipment |  | SQ | self_retracting_line
83559 | FHA-SES-SQ-150695 | Sala DBI Self Retracting Lifeline 150695 | FHA-SES-SQ-6 | Safety Fall Protection Equipment |  | Safety Equipment |  | SQ | self_retracting_line
18576 | FHA-SES-SQ-0001289 | Sala DBI Self Retracting Lifeline Ser # 0001289 | FHA-SES | Safety & Environmental Services |  | Safety Equipment | 35635 | SQ | self_retracting_line
79315 | FHA-SBS | SBS System | FHA-DIS | Disinfection |  | Safety Equipment |  |  | http://www.toronto.ca/TWONTO#collection_of_assets
26270 | FHO-SES-SCBA-0040 | SCABA Oxygen Cylinder | FHO-SES-SQ-0002 | Emergency Breathing Apparatus | PPE,SCBA | Safety Equipment | 34656 | SCBA | http://www.toronto.ca/TWONTO#compressed_gas_cylinder
26271 | FHO-SES-SCBA-0044 | SCABA Oxygen Cylinder | FHO-SES-SQ-0002 | Emergency Breathing Apparatus | PPE,SCBA | Safety Equipment | 34657 | SCBA | http://www.toronto.ca/TWONTO#compressed_gas_cylinder
94797 | FHO-SES-SCBA-0038SUSP | SCABA Oxygen Cylinder | FHO-SES-SQ-0002 | Emergency Breathing Apparatus | PPE,SCBA | Safety Equipment | 34654 | SCBA | http://www.toronto.ca/TWONTO#compressed_gas_cylinder
94800 | FHO-SES-SCBA-0039SUSP | SCABA Oxygen Cylinder | FHO-SES-SQ-0002 | Emergency Breathing Apparatus | PPE,SCBA | Safety Equipment | 34655 | SCBA | http://www.toronto.ca/TWONTO#compressed_gas_cylinder
98213 | FIS-SES-SCBA | SCBA | FIS-SES-SQ-0001 | Emergency Breathing Apparatus |  | Safety Equipment |  |  | http://www.toronto.ca/TWONTO#collection_of_assets
9604 | DOS-SES-SCBA-0821 | SCBA 10 minutes escape pack | DOS-SES-SCBA | Self Contained Breathing Apparatus (SCBA) | Safety | Safety Equipment |  | SCBA | http://www.toronto.ca/TWONTO#self-contained_breathing_apparatus
9614 | DOS-SES-SCBA-4262 | SCBA 10 minutes escape pack | DOS-SES-SCBA | Self Contained Breathing Apparatus (SCBA) | Safety | Safety Equipment |  | SCBA | http://www.toronto.ca/TWONTO#self-contained_breathing_apparatus
9615 | DOS-SES-SCBA-4262 | SCBA 10 minutes escape pack | FAC-YCM-SES | SAFETY & ENVIRONMENTAL SERVICES | Safety | Safety Equipment |  | SCBA | http://www.toronto.ca/TWONTO#self-contained_breathing_apparatus
9618 | DOS-SES-SCBA-7585 | SCBA 10 minutes escape pack | DOS-SES-SCBA | Self Contained Breathing Apparatus (SCBA) | Safety | Safety Equipment |  | SCBA | http://www.toronto.ca/TWONTO#self-contained_breathing_apparatus
9619 | DOS-SES-SCBA-7945 | SCBA 10 minutes escape pack | FAC-YCM-SES | SAFETY & ENVIRONMENTAL SERVICES | Safety | Safety Equipment |  | SCBA | http://www.toronto.ca/TWONTO#self-contained_breathing_apparatus
9620 | DOS-SES-SCBA-7952 | SCBA 10 minutes escape pack | FAC-YCM-SES | SAFETY & ENVIRONMENTAL SERVICES | Safety | Safety Equipment |  | SCBA | http://www.toronto.ca/TWONTO#self-contained_breathing_apparatus
9621 | DOS-SES-SCBA-8369 | SCBA 10 minutes escape pack | DOS-SES-SCBA | Self Contained Breathing Apparatus (SCBA) | Safety | Safety Equipment |  | SCBA | http://www.toronto.ca/TWONTO#self-contained_breathing_apparatus
9622 | DOS-SES-SCBA-8369 | SCBA 10 minutes escape pack | FAC-YCM-SES | SAFETY & ENVIRONMENTAL SERVICES | Safety | Safety Equipment |  | SCBA | http://www.toronto.ca/TWONTO#self-contained_breathing_apparatus
40082 | DOS-SES-SCBA-0557 | SCBA 10 minutes escape pack | DOS-SES-SCBA | Self Contained Breathing Apparatus (SCBA) | Safety | Safety Equipment |  | SCBA | http://www.toronto.ca/TWONTO#self-contained_breathing_apparatus
40083 | DOS-SES-SCBA-0557 | SCBA 10 minutes escape pack | FAC-YCM-SES | SAFETY & ENVIRONMENTAL SERVICES | Safety | Safety Equipment |  | SCBA | http://www.toronto.ca/TWONTO#self-contained_breathing_apparatus
40084 | DOS-SES-SCBA-0668 | SCBA 10 minutes escape pack | FAC-YCM-SES | SAFETY & ENVIRONMENTAL SERVICES | Safety | Safety Equipment |  | SCBA | http://www.toronto.ca/TWONTO#self-contained_breathing_apparatus
40085 | DOS-SES-SCBA-0905 | SCBA 10 minutes escape pack | DOS-SES-SCBA | Self Contained Breathing Apparatus (SCBA) | Safety | Safety Equipment |  | SCBA | http://www.toronto.ca/TWONTO#self-contained_breathing_apparatus
40086 | DOS-SES-SCBA-0905 | SCBA 10 minutes escape pack | FAC-YCM-SES | SAFETY & ENVIRONMENTAL SERVICES | Safety | Safety Equipment |  | SCBA | http://www.toronto.ca/TWONTO#self-contained_breathing_apparatus
40096 | DOS-SES-SCBA-4226 | SCBA 10 minutes escape pack | DOS-SES-SCBA | Self Contained Breathing Apparatus (SCBA) | Safety | Safety Equipment |  | SCBA | http://www.toronto.ca/TWONTO#self-contained_breathing_apparatus
40097 | DOS-SES-SCBA-4226 | SCBA 10 minutes escape pack | FAC-YCM-SES | SAFETY & ENVIRONMENTAL SERVICES | Safety | Safety Equipment |  | SCBA | http://www.toronto.ca/TWONTO#self-contained_breathing_apparatus
40098 | DOS-SES-SCBA-5187 | SCBA 10 minutes escape pack | DOS-SES-SCBA | Self Contained Breathing Apparatus (SCBA) | Safety | Safety Equipment |  | SCBA | http://www.toronto.ca/TWONTO#self-contained_breathing_apparatus
40099 | DOS-SES-SCBA-5187 | SCBA 10 minutes escape pack | FAC-YCM-SES | SAFETY & ENVIRONMENTAL SERVICES | Safety | Safety Equipment |  | SCBA | http://www.toronto.ca/TWONTO#self-contained_breathing_apparatus
40102 | DOS-SES-SCBA-6209 | SCBA 10 minutes escape pack | DOS-SES-SCBA | Self Contained Breathing Apparatus (SCBA) | Safety | Safety Equipment |  | SCBA | http://www.toronto.ca/TWONTO#self-contained_breathing_apparatus
40103 | DOS-SES-SCBA-6219 | SCBA 10 minutes escape pack | DOS-SES-SCBA | Self Contained Breathing Apparatus (SCBA) | Safety | Safety Equipment |  | SCBA | http://www.toronto.ca/TWONTO#self-contained_breathing_apparatus
40104 | DOS-SES-SCBA-7585 | SCBA 10 minutes escape pack | FAC-YCM-SES | SAFETY & ENVIRONMENTAL SERVICES | Safety | Safety Equipment |  | SCBA | http://www.toronto.ca/TWONTO#self-contained_breathing_apparatus
40105 | DOS-SES-SCBA-7945 | SCBA 10 minutes escape pack | DOS-SES-SCBA | Self Contained Breathing Apparatus (SCBA) | Safety | Safety Equipment |  | SCBA | http://www.toronto.ca/TWONTO#self-contained_breathing_apparatus
40106 | DOS-SES-SCBA-7952 | SCBA 10 minutes escape pack | DOS-SES-SCBA | Self Contained Breathing Apparatus (SCBA) | Safety | Safety Equipment |  | SCBA | http://www.toronto.ca/TWONTO#self-contained_breathing_apparatus
40107 | DOS-SES-SCBA-8470 | SCBA 10 minutes escape pack | DOS-SES-SCBA | Self Contained Breathing Apparatus (SCBA) | Safety | Safety Equipment |  | SCBA | http://www.toronto.ca/TWONTO#self-contained_breathing_apparatus
40108 | DOS-SES-SCBA-8470 | SCBA 10 minutes escape pack | FAC-YCM-SES | SAFETY & ENVIRONMENTAL SERVICES | Safety | Safety Equipment |  | SCBA | http://www.toronto.ca/TWONTO#self-contained_breathing_apparatus
78769 | THR-SES-SCBA-0513 | SCBA 30 Minute Escape Pack | THR-SES-SCBA | Self Contained Breathing Apparatus | Safety | Safety Equipment |  | SCBA | http://www.toronto.ca/TWONTO#self-contained_breathing_apparatus
9602 | DOS-SES-SCBA-0572 | SCBA 30 minutes escape pack | DOS-SES-SCBA | Self Contained Breathing Apparatus (SCBA) | Safety | Safety Equipment |  | SCBA | http://www.toronto.ca/TWONTO#self-contained_breathing_apparatus
9603 | DOS-SES-SCBA-0572 | SCBA 30 minutes escape pack | FAC-YCM-SES | SAFETY & ENVIRONMENTAL SERVICES | Safety | Safety Equipment |  | SCBA | http://www.toronto.ca/TWONTO#self-contained_breathing_apparatus
40080 | DOS-SES-SCBA-0343 | SCBA 30 minutes escape pack | DOS-SES-SCBA | Self Contained Breathing Apparatus (SCBA) | Safety | Safety Equipment |  | SCBA | http://www.toronto.ca/TWONTO#self-contained_breathing_apparatus
40081 | DOS-SES-SCBA-0343 | SCBA 30 minutes escape pack | FAC-YCM-SES | SAFETY & ENVIRONMENTAL SERVICES | Safety | Safety Equipment |  | SCBA | http://www.toronto.ca/TWONTO#self-contained_breathing_apparatus
40100 | DOS-SES-SCBA-5419 | SCBA 30 minutes escape pack | DOS-SES-SCBA | Self Contained Breathing Apparatus (SCBA) | Safety | Safety Equipment |  | SCBA | http://www.toronto.ca/TWONTO#self-contained_breathing_apparatus
40101 | DOS-SES-SCBA-5419 | SCBA 30 minutes escape pack | FAC-YCM-SES | SAFETY & ENVIRONMENTAL SERVICES | Safety | Safety Equipment |  | SCBA | http://www.toronto.ca/TWONTO#self-contained_breathing_apparatus
78760 | THR-SES-SCBA-0501 | SCBA 30 Minutes Pack | THR-SES-SCBA | Self Contained Breathing Apparatus | Safety | Safety Equipment |  | SCBA | http://www.toronto.ca/TWONTO#self-contained_breathing_apparatus
78761 | THR-SES-SCBA-0502 | SCBA 30 Minutes Pack | THR-SES-SCBA | Self Contained Breathing Apparatus | Safety | Safety Equipment |  | SCBA | http://www.toronto.ca/TWONTO#self-contained_breathing_apparatus
78762 | THR-SES-SCBA-0503 | SCBA 30 Minutes Pack | THR-SES-SCBA | Self Contained Breathing Apparatus | Safety | Safety Equipment |  | SCBA | http://www.toronto.ca/TWONTO#self-contained_breathing_apparatus
78763 | THR-SES-SCBA-0504 | SCBA 30 Minutes Pack | THR-SCBA-WA1 | Self Contained Breathing Apparatus | Safety | Safety Equipment |  | SCBA | http://www.toronto.ca/TWONTO#self-contained_breathing_apparatus
78764 | THR-SES-SCBA-0508 | SCBA 30 Minutes Pack | THR-S-E | SUSPENDED ENTITY | Safety | Safety Equipment |  | SCBA | http://www.toronto.ca/TWONTO#self-contained_breathing_apparatus
78765 | THR-SES-SCBA-0508 | SCBA 30 Minutes Pack | THR-SES-SCBA | Self Contained Breathing Apparatus | Safety | Safety Equipment |  | SCBA | http://www.toronto.ca/TWONTO#self-contained_breathing_apparatus
138661 | THR-SES-SCBA-0501 | SCBA 30 Minutes Pack | THR-SCBA-WA1 | Self Contained Breathing Apparatus | Safety | Safety Equipment |  | SCBA | http://www.toronto.ca/TWONTO#self-contained_breathing_apparatus
138662 | THR-SES-SCBA-0503 | SCBA 30 Minutes Pack | THR-SCBA-WA1 | Self Contained Breathing Apparatus | Safety | Safety Equipment |  | SCBA | http://www.toronto.ca/TWONTO#self-contained_breathing_apparatus
138663 | THR-SES-SCBA-0504 | SCBA 30 Minutes Pack | THR-SES-SCBA | Self Contained Breathing Apparatus | Safety | Safety Equipment |  | SCBA | http://www.toronto.ca/TWONTO#self-contained_breathing_apparatus
138664 | THR-SES-SCBA-0506 | SCBA 30 Minutes Pack | THR-SES-SCBA | Self Contained Breathing Apparatus | Safety | Safety Equipment |  | SCBA | http://www.toronto.ca/TWONTO#self-contained_breathing_apparatus
138665 | THR-SES-SCBA-0507 | SCBA 30 Minutes Pack | THR-SES-SCBA | Self Contained Breathing Apparatus | Safety | Safety Equipment |  | SCBA | http://www.toronto.ca/TWONTO#self-contained_breathing_apparatus
138668 | THR-SES-SCBA-0514 | SCBA 30 Minutes Pack | THR-SES-SCBA | Self Contained Breathing Apparatus | Safety | Safety Equipment |  | SCBA | http://www.toronto.ca/TWONTO#self-contained_breathing_apparatus
85766 | WTR-PHL-T-0004-SUS | SCBA 3000 psi Bottle, ARAP | WTR-CENTRAL-SES | Safety & Lifting Devices | Tank | Safety Equipment | 47437 | T | http://www.toronto.ca/TWONTO#compressed_gas_cylinder
85767 | WTR-PHL-T-0005-SUS | SCBA 3000 psi Bottle, ARAP | WTR-SUSPENDED | Suspended Obsolete entity for storage purpose | Tank | Safety Equipment | 47438 | T | http://www.toronto.ca/TWONTO#compressed_gas_cylinder
85768 | WTR-PHL-T-0006-SUS | SCBA 3000 psi Bottle, ARAP | WTR-SUSPENDED | Suspended Obsolete entity for storage purpose | Tank | Safety Equipment | 47439 | T | http://www.toronto.ca/TWONTO#compressed_gas_cylinder
86872 | WTR-PLW-T-0003-SUS | SCBA 3000 psi Bottle, ARAP | WTR-SUSPENDED | Suspended Obsolete entity for storage purpose | Tank | Safety Equipment | 47445 | T | http://www.toronto.ca/TWONTO#compressed_gas_cylinder
86874 | WTR-PLW-T-0005-SUS | SCBA 3000 psi Bottle, ARAP | WTR-CENTRAL-SES | Safety & Lifting Devices | Tank | Safety Equipment | 47447 | T | http://www.toronto.ca/TWONTO#compressed_gas_cylinder
86875 | WTR-PLW-T-0005-SUS | SCBA 3000 psi Bottle, ARAP | WTR-WEST-SES | Safety & Lifting Devices | Tank | Safety Equipment | 47447 | T | http://www.toronto.ca/TWONTO#compressed_gas_cylinder
88315 | WTR-PSC-T-0002-SUS | SCBA 3000 psi Bottle, ARAP | WTR-EAST-SES | Safety & Lifting Devices | Tank | Safety Equipment | 47449 | T | http://www.toronto.ca/TWONTO#compressed_gas_cylinder
88316 | WTR-PSC-T-0002-SUS | SCBA 3000 psi Bottle, ARAP | WTR-SUSPENDED | Suspended Obsolete entity for storage purpose | Tank | Safety Equipment | 47449 | T | http://www.toronto.ca/TWONTO#compressed_gas_cylinder
88317 | WTR-PSC-T-0003-SUS | SCBA 3000 psi Bottle, ARAP | WTR-SUSPENDED | Suspended Obsolete entity for storage purpose | Tank | Safety Equipment | 47450 | T | http://www.toronto.ca/TWONTO#compressed_gas_cylinder
88319 | WTR-PSC-T-0007-SUS | SCBA 3000 psi Bottle, ARAP | WTR-EAST-SES | Safety & Lifting Devices | Tank | Safety Equipment | 47454 | T | http://www.toronto.ca/TWONTO#compressed_gas_cylinder
88320 | WTR-PSC-T-0007-SUS | SCBA 3000 psi Bottle, ARAP | WTR-SUSPENDED | Suspended Obsolete entity for storage purpose | Tank | Safety Equipment | 47454 | T | http://www.toronto.ca/TWONTO#compressed_gas_cylinder
88321 | WTR-PSC-T-0008-SUS | SCBA 3000 psi Bottle, ARAP | WTR-SUSPENDED | Suspended Obsolete entity for storage purpose | Tank | Safety Equipment | 47455 | T | http://www.toronto.ca/TWONTO#compressed_gas_cylinder
144207 | WTR-PHL-T-0004-SUS | SCBA 3000 psi Bottle, ARAP | WTR-SUSPENDED | Suspended Obsolete entity for storage purpose | Tank | Safety Equipment | 47437 | T | http://www.toronto.ca/TWONTO#compressed_gas_cylinder
144208 | WTR-PHL-T-0005-SUS | SCBA 3000 psi Bottle, ARAP | WTR-CENTRAL-SES | Safety & Lifting Devices | Tank | Safety Equipment | 47438 | T | http://www.toronto.ca/TWONTO#compressed_gas_cylinder
144209 | WTR-PHL-T-0006-SUS | SCBA 3000 psi Bottle, ARAP | WTR-CENTRAL-SES | Safety & Lifting Devices | Tank | Safety Equipment | 47439 | T | http://www.toronto.ca/TWONTO#compressed_gas_cylinder
144210 | WTR-PHL-T-0007-SUS | SCBA 3000 psi Bottle, ARAP | WTR-CENTRAL-SES | Safety & Lifting Devices | Tank | Safety Equipment | 47440 | T | http://www.toronto.ca/TWONTO#compressed_gas_cylinder
144211 | WTR-PHL-T-0007-SUS | SCBA 3000 psi Bottle, ARAP | WTR-SUSPENDED | Suspended Obsolete entity for storage purpose | Tank | Safety Equipment | 47440 | T | http://www.toronto.ca/TWONTO#compressed_gas_cylinder
145160 | WTR-PLW-T-0003-SUS | SCBA 3000 psi Bottle, ARAP | WTR-WEST-SES | Safety & Lifting Devices | Tank | Safety Equipment | 47445 | T | http://www.toronto.ca/TWONTO#compressed_gas_cylinder
145162 | WTR-PLW-T-0005-SUS | SCBA 3000 psi Bottle, ARAP | WTR-SUSPENDED | Suspended Obsolete entity for storage purpose | Tank | Safety Equipment | 47447 | T | http://www.toronto.ca/TWONTO#compressed_gas_cylinder
146408 | WTR-PSC-T-0003-SUS | SCBA 3000 psi Bottle, ARAP | WTR-EAST-SES | Safety & Lifting Devices | Tank | Safety Equipment | 47450 | T | http://www.toronto.ca/TWONTO#compressed_gas_cylinder
146409 | WTR-PSC-T-0004-SUS | SCBA 3000 psi Bottle, ARAP | WTR-EAST-SES | Safety & Lifting Devices | Tank | Safety Equipment | 47451 | T | http://www.toronto.ca/TWONTO#compressed_gas_cylinder
146410 | WTR-PSC-T-0004-SUS | SCBA 3000 psi Bottle, ARAP | WTR-SUSPENDED | Suspended Obsolete entity for storage purpose | Tank | Safety Equipment | 47451 | T | http://www.toronto.ca/TWONTO#compressed_gas_cylinder
146411 | WTR-PSC-T-0005-SUS | SCBA 3000 psi Bottle, ARAP | WTR-EAST-SES | Safety & Lifting Devices | Tank | Safety Equipment | 47452 | T | http://www.toronto.ca/TWONTO#compressed_gas_cylinder
146412 | WTR-PSC-T-0005-SUS | SCBA 3000 psi Bottle, ARAP | WTR-SUSPENDED | Suspended Obsolete entity for storage purpose | Tank | Safety Equipment | 47452 | T | http://www.toronto.ca/TWONTO#compressed_gas_cylinder
146414 | WTR-PSC-T-0008-SUS | SCBA 3000 psi Bottle, ARAP | WTR-EAST-SES | Safety & Lifting Devices | Tank | Safety Equipment | 47455 | T | http://www.toronto.ca/TWONTO#compressed_gas_cylinder
88314 | WTR-PSC-T-0001-SUS | SCBA 3000 psi Bottle, ARAP, 10 min | WTR-EAST-SES | Safety & Lifting Devices | Tank | Safety Equipment | 47448 | T | http://www.toronto.ca/TWONTO#compressed_gas_cylinder
146407 | WTR-PSC-T-0001-SUS | SCBA 3000 psi Bottle, ARAP, 10 min | WTR-SUSPENDED | Suspended Obsolete entity for storage purpose | Tank | Safety Equipment | 47448 | T | http://www.toronto.ca/TWONTO#compressed_gas_cylinder
85764 | WTR-PHL-T-0003-SUS | SCBA 3000 psi Bottle, EEBA | WTR-CENTRAL-SES | Safety & Lifting Devices | Tank | Safety Equipment | 47436 | T | http://www.toronto.ca/TWONTO#compressed_gas_cylinder
85765 | WTR-PHL-T-0003-SUS | SCBA 3000 psi Bottle, EEBA | WTR-SUSPENDED | Suspended Obsolete entity for storage purpose | Tank | Safety Equipment | 47436 | T | http://www.toronto.ca/TWONTO#compressed_gas_cylinder
9616 | DOS-SES-SCBA-6167 | SCBA 45 minutes escape pack | DOS-SES-SCBA | Self Contained Breathing Apparatus (SCBA) | Safety | Safety Equipment |  | SCBA | http://www.toronto.ca/TWONTO#self-contained_breathing_apparatus
9617 | DOS-SES-SCBA-6167 | SCBA 45 minutes escape pack | FAC-YCM-SES | SAFETY & ENVIRONMENTAL SERVICES | Safety | Safety Equipment |  | SCBA | http://www.toronto.ca/TWONTO#self-contained_breathing_apparatus
88318 | WTR-PSC-T-0006-SUS | SCBA 4500 psi Bottle, ARAP | WTR-EAST-SES | Safety & Lifting Devices | Tank | Safety Equipment | 47453 | T | http://www.toronto.ca/TWONTO#compressed_gas_cylinder
146413 | WTR-PSC-T-0006-SUS | SCBA 4500 psi Bottle, ARAP | WTR-SUSPENDED | Suspended Obsolete entity for storage purpose | Tank | Safety Equipment | 47453 | T | http://www.toronto.ca/TWONTO#compressed_gas_cylinder
85763 | WTR-PHL-T-0001-SUS | SCBA 4500 psi Bottle, AS1 | WTR-CENTRAL-SES | Safety & Lifting Devices | Tank | Safety Equipment | 47434 | T | http://www.toronto.ca/TWONTO#compressed_gas_cylinder
144204 | WTR-PHL-T-0001-SUS | SCBA 4500 psi Bottle, AS1 | WTR-SUSPENDED | Suspended Obsolete entity for storage purpose | Tank | Safety Equipment | 47434 | T | http://www.toronto.ca/TWONTO#compressed_gas_cylinder
144205 | WTR-PHL-T-0002-SUS | SCBA 4500 psi Bottle, AS1 | WTR-CENTRAL-SES | Safety & Lifting Devices | Tank | Safety Equipment | 47435 | T | http://www.toronto.ca/TWONTO#compressed_gas_cylinder
144206 | WTR-PHL-T-0002-SUS | SCBA 4500 psi Bottle, AS1 | WTR-SUSPENDED | Suspended Obsolete entity for storage purpose | Tank | Safety Equipment | 47435 | T | http://www.toronto.ca/TWONTO#compressed_gas_cylinder
145158 | WTR-PLW-T-0002-SUS | SCBA 4500psi Bottle, AS1 | WTR-SUSPENDED | Suspended Obsolete entity for storage purpose | Tank | Safety Equipment | 47444 | T | http://www.toronto.ca/TWONTO#compressed_gas_cylinder
145159 | WTR-PLW-T-0002-SUS | SCBA 4500psi Bottle, AS1 | WTR-WEST-SES | Safety & Lifting Devices | Tank | Safety Equipment | 47444 | T | http://www.toronto.ca/TWONTO#compressed_gas_cylinder
78770 | THR-SES-SCBA-0515 | SCBA 5 Minute Escape Pack SUSPENDED | THR-SES-SCBA | Self Contained Breathing Apparatus | Safety | Safety Equipment | 35417 | SCBA | http://www.toronto.ca/TWONTO#self-contained_breathing_apparatus
138669 | THR-SES-SCBA-0515 | SCBA 5 Minute Escape Pack SUSPENDED | THR-SCBA-WA1 | Self Contained Breathing Apparatus | Safety | Safety Equipment | 35417 | SCBA | http://www.toronto.ca/TWONTO#self-contained_breathing_apparatus
9605 | DOS-SES-SCBA-2256 | SCBA 5 minutes escape pack | DOS-SES-SCBA | Self Contained Breathing Apparatus (SCBA) | Safety | Safety Equipment |  | SCBA | http://www.toronto.ca/TWONTO#self-contained_breathing_apparatus
9606 | DOS-SES-SCBA-2256 | SCBA 5 minutes escape pack | FAC-YCM-SES | SAFETY & ENVIRONMENTAL SERVICES | Safety | Safety Equipment |  | SCBA | http://www.toronto.ca/TWONTO#self-contained_breathing_apparatus
9623 | DOS-SES-SCBA-9574 | SCBA 5 minutes escape pack | DOS-SES-SCBA | Self Contained Breathing Apparatus (SCBA) | Safety | Safety Equipment |  | SCBA | http://www.toronto.ca/TWONTO#self-contained_breathing_apparatus
9624 | DOS-SES-SCBA-9574 | SCBA 5 minutes escape pack | FAC-YCM-SES | SAFETY & ENVIRONMENTAL SERVICES | Safety | Safety Equipment |  | SCBA | http://www.toronto.ca/TWONTO#self-contained_breathing_apparatus
40111 | DOS-SES-SCBA-9584 | SCBA 5 minutes escape pack | DOS-SES-SCBA | Self Contained Breathing Apparatus (SCBA) | Safety | Safety Equipment |  | SCBA | http://www.toronto.ca/TWONTO#self-contained_breathing_apparatus
40112 | DOS-SES-SCBA-9584 | SCBA 5 minutes escape pack | FAC-YCM-SES | SAFETY & ENVIRONMENTAL SERVICES | Safety | Safety Equipment |  | SCBA | http://www.toronto.ca/TWONTO#self-contained_breathing_apparatus
78766 | THR-SES-SCBA-0509 | SCBA 5 Minutes Escape Pack | THR-SES-SCBA | Self Contained Breathing Apparatus | Safety | Safety Equipment |  | SCBA | http://www.toronto.ca/TWONTO#self-contained_breathing_apparatus
78767 | THR-SES-SCBA-0510 | SCBA 5 Minutes Escape Pack | THR-SES-SCBA | Self Contained Breathing Apparatus | Safety | Safety Equipment |  | SCBA | http://www.toronto.ca/TWONTO#self-contained_breathing_apparatus
78768 | THR-SES-SCBA-0511 | SCBA 5 Minutes Escape Pack | THR-SCBA-WA1 | Self Contained Breathing Apparatus | Safety | Safety Equipment |  | SCBA | http://www.toronto.ca/TWONTO#self-contained_breathing_apparatus
138666 | THR-SES-SCBA-0511 | SCBA 5 Minutes Escape Pack | THR-SES-SCBA | Self Contained Breathing Apparatus | Safety | Safety Equipment |  | SCBA | http://www.toronto.ca/TWONTO#self-contained_breathing_apparatus
138667 | THR-SES-SCBA-0512 | SCBA 5 Minutes Escape Pack | THR-SES-SCBA | Self Contained Breathing Apparatus | Safety | Safety Equipment |  | SCBA | http://www.toronto.ca/TWONTO#self-contained_breathing_apparatus
9607 | DOS-SES-SCBA-2308 | SCBA 60 minutes escape pack | FAC-YCM-SES | SAFETY & ENVIRONMENTAL SERVICES | Safety | Safety Equipment |  | SCBA | http://www.toronto.ca/TWONTO#self-contained_breathing_apparatus
9608 | DOS-SES-SCBA-2362 | SCBA 60 minutes escape pack | FAC-YCM-SES | SAFETY & ENVIRONMENTAL SERVICES | Safety | Safety Equipment |  | SCBA | http://www.toronto.ca/TWONTO#self-contained_breathing_apparatus
9609 | DOS-SES-SCBA-2883 | SCBA 60 minutes escape pack | FAC-YCM-SES | SAFETY & ENVIRONMENTAL SERVICES | Safety | Safety Equipment |  | SCBA | http://www.toronto.ca/TWONTO#self-contained_breathing_apparatus
9610 | DOS-SES-SCBA-2897 | SCBA 60 minutes escape pack | DOS-SES-SCBA | Self Contained Breathing Apparatus (SCBA) | Safety | Safety Equipment |  | SCBA | http://www.toronto.ca/TWONTO#self-contained_breathing_apparatus
9611 | DOS-SES-SCBA-2901 | SCBA 60 minutes escape pack | FAC-YCM-SES | SAFETY & ENVIRONMENTAL SERVICES | Safety | Safety Equipment |  | SCBA | http://www.toronto.ca/TWONTO#self-contained_breathing_apparatus
9612 | DOS-SES-SCBA-3651 | SCBA 60 minutes escape pack | DOS-SES-SCBA | Self Contained Breathing Apparatus (SCBA) | Safety | Safety Equipment |  | SCBA | http://www.toronto.ca/TWONTO#self-contained_breathing_apparatus
9613 | DOS-SES-SCBA-3651 | SCBA 60 minutes escape pack | FAC-YCM-SES | SAFETY & ENVIRONMENTAL SERVICES | Safety | Safety Equipment |  | SCBA | http://www.toronto.ca/TWONTO#self-contained_breathing_apparatus
40087 | DOS-SES-SCBA-2308 | SCBA 60 minutes escape pack | DOS-SES-SCBA | Self Contained Breathing Apparatus (SCBA) | Safety | Safety Equipment |  | SCBA | http://www.toronto.ca/TWONTO#self-contained_breathing_apparatus
40088 | DOS-SES-SCBA-2362 | SCBA 60 minutes escape pack | DOS-SES-SCBA | Self Contained Breathing Apparatus (SCBA) | Safety | Safety Equipment |  | SCBA | http://www.toronto.ca/TWONTO#self-contained_breathing_apparatus
40089 | DOS-SES-SCBA-2883 | SCBA 60 minutes escape pack | DOS-SES-SCBA | Self Contained Breathing Apparatus (SCBA) | Safety | Safety Equipment |  | SCBA | http://www.toronto.ca/TWONTO#self-contained_breathing_apparatus
40090 | DOS-SES-SCBA-2897 | SCBA 60 minutes escape pack | FAC-YCM-SES | SAFETY & ENVIRONMENTAL SERVICES | Safety | Safety Equipment |  | SCBA | http://www.toronto.ca/TWONTO#self-contained_breathing_apparatus
40091 | DOS-SES-SCBA-2901 | SCBA 60 minutes escape pack | DOS-SES-SCBA | Self Contained Breathing Apparatus (SCBA) | Safety | Safety Equipment |  | SCBA | http://www.toronto.ca/TWONTO#self-contained_breathing_apparatus
40092 | DOS-SES-SCBA-3029 | SCBA 60 minutes escape pack | DOS-SES-SCBA | Self Contained Breathing Apparatus (SCBA) | Safety | Safety Equipment |  | SCBA | http://www.toronto.ca/TWONTO#self-contained_breathing_apparatus
40093 | DOS-SES-SCBA-3029 | SCBA 60 minutes escape pack | FAC-YCM-SES | SAFETY & ENVIRONMENTAL SERVICES | Safety | Safety Equipment |  | SCBA | http://www.toronto.ca/TWONTO#self-contained_breathing_apparatus
40094 | DOS-SES-SCBA-3879 | SCBA 60 minutes escape pack | DOS-SES-SCBA | Self Contained Breathing Apparatus (SCBA) | Safety | Safety Equipment |  | SCBA | http://www.toronto.ca/TWONTO#self-contained_breathing_apparatus
40095 | DOS-SES-SCBA-3879 | SCBA 60 minutes escape pack | FAC-YCM-SES | SAFETY & ENVIRONMENTAL SERVICES | Safety | Safety Equipment |  | SCBA | http://www.toronto.ca/TWONTO#self-contained_breathing_apparatus
40109 | DOS-SES-SCBA-8972 | SCBA 60 minutes escape pack | DOS-SES-SCBA | Self Contained Breathing Apparatus (SCBA) | Safety | Safety Equipment |  | SCBA | http://www.toronto.ca/TWONTO#self-contained_breathing_apparatus
40110 | DOS-SES-SCBA-9040 | SCBA 60 minutes escape pack | DOS-SES-SCBA | Self Contained Breathing Apparatus (SCBA) | Safety | Safety Equipment |  | SCBA | http://www.toronto.ca/TWONTO#self-contained_breathing_apparatus
46695 | TAB-DIS-SQ-0003 | SCBA Breathing Apparatus | TAB-SES-SCBA | WA4 Safety Equipment, SCBA | PPE,SCBA | Safety Equipment |  | SQ | http://www.toronto.ca/TWONTO#self-contained_breathing_apparatus
81355 | TNT-GRK-SCBA | SCBA Breathing Apparatus | TAB-SUSPENDED ENTITY | Suspended entities |  | Safety Equipment |  |  | http://www.toronto.ca/TWONTO#self-contained_breathing_apparatus
112265 | TAB-DIS-SQ-0002 | SCBA Breathing Apparatus | TAB-SES-SCBA | WA4 Safety Equipment, SCBA | PPE,SCBA | Safety Equipment |  | SQ | http://www.toronto.ca/TWONTO#self-contained_breathing_apparatus
140579 | TNT-GRK-SCBA | SCBA Breathing Apparatus | TNT-GRK | Groundskeeping, Building services, Safety Equipment |  | Safety Equipment |  |  | http://www.toronto.ca/TWONTO#self-contained_breathing_apparatus
112264 | TAB-DIS-SQ-0001 | SCBA Breathing Apparatus, | TAB-SES-SCBA | WA4 Safety Equipment, SCBA | PPE,SCBA | Safety Equipment |  | SQ | http://www.toronto.ca/TWONTO#self-contained_breathing_apparatus
81665 | TNT-SES-SQ-0100 | SCBA Breathing Apparatus, NE 107319,Filter Bldg, Main Floor | TAB-SES-SCBA | WA4 Safety Equipment, SCBA | PPE,SCBA | Safety Equipment |  | SQ | http://www.toronto.ca/TWONTO#self-contained_breathing_apparatus
81666 | TNT-SES-SQ-0100 | SCBA Breathing Apparatus, NE 107319,Filter Bldg, Main Floor | TNT-GRK-SCBA | SCBA Breathing Apparatus | PPE,SCBA | Safety Equipment |  | SQ | http://www.toronto.ca/TWONTO#self-contained_breathing_apparatus
81667 | TNT-SES-SQ-0101 | SCBA Breathing Apparatus, NE 318078, Lunch Room | TNT-GRK-SCBA | SCBA Breathing Apparatus | PPE,SCBA | Safety Equipment |  | SQ | http://www.toronto.ca/TWONTO#self-contained_breathing_apparatus
53657 | TAB-SES-SQ-0007 | SCBA Breathing Apparatus, Blower Bldg. 1st Floor - LAF 132 443 FS | TAB-SES-SCBA | WA4 Safety Equipment, SCBA | PPE,SCBA | Safety Equipment |  | SQ | http://www.toronto.ca/TWONTO#self-contained_breathing_apparatus
53656 | TAB-SES-SQ-0006 | SCBA Breathing Apparatus, Blower Bldg., 1st Flr. LAH 317 165 TS | TAB-SES-SCBA | WA4 Safety Equipment, SCBA | PPE,SCBA | Safety Equipment |  | SQ | http://www.toronto.ca/TWONTO#self-contained_breathing_apparatus
112266 | TAB-DIS-SQ-0004 | SCBA Breathing Apparatus, Chlorine Bldg., LAG 199 325 FS | TAB-SES-SCBA | WA4 Safety Equipment, SCBA | PPE,SCBA | Safety Equipment |  | SQ | http://www.toronto.ca/TWONTO#self-contained_breathing_apparatus
53652 | TAB-SES-SQ-0002 | SCBA Breathing Apparatus, D Bldg., 2nd Floor - LAG 225 780 FS | TAB-SES-SCBA | WA4 Safety Equipment, SCBA | PPE,SCBA | Safety Equipment |  | SQ | http://www.toronto.ca/TWONTO#self-contained_breathing_apparatus
140798 | TNT-SES-SQ-0014 | SCBA Breathing Apparatus, Dewatering Bldg., 1st Flr.Emergency Response Rm. - LAH 123 571 TS | TAB-SES-SCBA | WA4 Safety Equipment, SCBA | PPE,SCBA | Safety Equipment |  | SQ | http://www.toronto.ca/TWONTO#self-contained_breathing_apparatus
53660 | TAB-SES-SQ-0011 | SCBA Breathing Apparatus, Dewatering Bldg., 1st Flr.Emergency Response Rm. - LAH 304 193 FS | TAB-SES-SCBA | WA4 Safety Equipment, SCBA | PPE,SCBA | Safety Equipment |  | SQ | http://www.toronto.ca/TWONTO#self-contained_breathing_apparatus
53659 | TAB-SES-SQ-0010 | SCBA Breathing Apparatus, Dewatering Bldg., 1st Flr.Emergency Response Rm. - LAH 310 803 FS | TAB-SES-SCBA | WA4 Safety Equipment, SCBA | PPE,SCBA | Safety Equipment |  | SQ | http://www.toronto.ca/TWONTO#self-contained_breathing_apparatus
53658 | TAB-SES-SQ-0009 | SCBA Breathing Apparatus, Dewatering Bldg., 1st Flr.Emergency Response Rm. - LAH 310 809 FS | TAB-SES-SCBA | WA4 Safety Equipment, SCBA | PPE,SCBA | Safety Equipment |  | SQ | http://www.toronto.ca/TWONTO#self-contained_breathing_apparatus
81664 | TNT-SES-SQ-0013 | SCBA Breathing Apparatus, Dewatering Bldg., 1st Flr.Emergency Response Rm. - LAH 310 811 FS | TAB-SES-SCBA | WA4 Safety Equipment, SCBA | PPE,SCBA | Safety Equipment |  | SQ | http://www.toronto.ca/TWONTO#self-contained_breathing_apparatus
118034 | TAB-SES-SQ-0012 | SCBA Breathing Apparatus, Dewatering Bldg., 1st Flr.Emergency Response Rm. - LAH 317 174 TS | TAB-SES-SCBA | WA4 Safety Equipment, SCBA | PPE,SCBA | Safety Equipment |  | SQ | http://www.toronto.ca/TWONTO#self-contained_breathing_apparatus
118033 | TAB-SES-SQ-0008 | SCBA Breathing Apparatus, Dewatering Bldg., 1st Flr.Meeting Rm. - LAH 010 593 FS | TAB-SES-SCBA | WA4 Safety Equipment, SCBA | PPE,SCBA | Safety Equipment |  | SQ | http://www.toronto.ca/TWONTO#self-contained_breathing_apparatus
53662 | TAB-SES-SQ-0016 | SCBA Breathing Apparatus, Digester 13 -16 North Entrance - HAB 317007 | TAB-SES-SCBA | WA4 Safety Equipment, SCBA | PPE,SCBA | Safety Equipment |  | SQ | http://www.toronto.ca/TWONTO#self-contained_breathing_apparatus
53664 | TAB-SES-SQ-0018 | SCBA Breathing Apparatus, Grass Shack - LAH 343 965 TS | TAB-SES-SCBA | WA4 Safety Equipment, SCBA | PPE,SCBA | Safety Equipment |  | SQ | http://www.toronto.ca/TWONTO#self-contained_breathing_apparatus
53653 | TAB-SES-SQ-0003 | SCBA Breathing Apparatus, M Bldg., 1st Floor - LAG 199 328 FS | TAB-SES-SCBA | WA4 Safety Equipment, SCBA | PPE,SCBA | Safety Equipment |  | SQ | http://www.toronto.ca/TWONTO#self-contained_breathing_apparatus
46697 | TAB-DIS-SQ-0012 | SCBA Breathing Apparatus, NR210244, Chlorine Bldg., Spare | TAB-SUSPENDED ENTITY | Suspended entities | PPE,SCBA | Safety Equipment | 34629 | SQ | http://www.toronto.ca/TWONTO#self-contained_breathing_apparatus
112276 | TAB-DIS-SQ-0012 | SCBA Breathing Apparatus, NR210244, Chlorine Bldg., Spare | TAB-SES-SCBA | WA4 Safety Equipment, SCBA | PPE,SCBA | Safety Equipment | 34629 | SQ | http://www.toronto.ca/TWONTO#self-contained_breathing_apparatus
53661 | TAB-SES-SQ-0015 | SCBA Breathing Apparatus, Silo Bldg., 2nd Flr. - LAH 315 027 FS | TAB-SES-SCBA | WA4 Safety Equipment, SCBA | PPE,SCBA | Safety Equipment |  | SQ | http://www.toronto.ca/TWONTO#self-contained_breathing_apparatus
53654 | TAB-SES-SQ-0004 | SCBA Breathing Apparatus, T Bldg., 1st Flr. LAH 310 804 FS | TAB-SES-SCBA | WA4 Safety Equipment, SCBA | PPE,SCBA | Safety Equipment |  | SQ | http://www.toronto.ca/TWONTO#self-contained_breathing_apparatus
53655 | TAB-SES-SQ-0005 | SCBA Breathing Apparatus, T Bldg., 1st Flr. LAH 317 167 TS | TAB-SES-SCBA | WA4 Safety Equipment, SCBA | PPE,SCBA | Safety Equipment |  | SQ | http://www.toronto.ca/TWONTO#self-contained_breathing_apparatus
112269 | TAB-DIS-SQ-0007 | SCBA Breathing Apparatus, TE31084, Z Bldg., In Feed Pump Room | TAB-SES-SCBA | WA4 Safety Equipment, SCBA | PPE,SCBA | Safety Equipment | 34625 | SQ | http://www.toronto.ca/TWONTO#self-contained_breathing_apparatus
112270 | TAB-DIS-SQ-0007 | SCBA Breathing Apparatus, TE31084, Z Bldg., In Feed Pump Room | TAB-SUSPENDED ENTITY | Suspended entities | PPE,SCBA | Safety Equipment | 34625 | SQ | http://www.toronto.ca/TWONTO#self-contained_breathing_apparatus
112271 | TAB-DIS-SQ-0008 | SCBA Breathing Apparatus, TE318050, M Bldg., Grd.Flr. Near Lunch Room | TAB-SES-SCBA | WA4 Safety Equipment, SCBA | PPE,SCBA | Safety Equipment | 34626 | SQ | http://www.toronto.ca/TWONTO#self-contained_breathing_apparatus
112272 | TAB-DIS-SQ-0008 | SCBA Breathing Apparatus, TE318050, M Bldg., Grd.Flr. Near Lunch Room | TAB-SUSPENDED ENTITY | Suspended entities | PPE,SCBA | Safety Equipment | 34626 | SQ | http://www.toronto.ca/TWONTO#self-contained_breathing_apparatus
112267 | TAB-DIS-SQ-0006 | SCBA Breathing Apparatus, TE318095, Blower Bldg. Grd.Fl hall Way | TAB-SES-SCBA | WA4 Safety Equipment, SCBA | PPE,SCBA | Safety Equipment | 34623 | SQ | http://www.toronto.ca/TWONTO#self-contained_breathing_apparatus
112268 | TAB-DIS-SQ-0006 | SCBA Breathing Apparatus, TE318095, Blower Bldg. Grd.Fl hall Way | TAB-SUSPENDED ENTITY | Suspended entities | PPE,SCBA | Safety Equipment | 34623 | SQ | http://www.toronto.ca/TWONTO#self-contained_breathing_apparatus
81668 | TNT-SES-SQ-0102 | SCBA Breathing Apparatus, TF195138, Admin Bldg, Lab | TNT-GRK-SCBA | SCBA Breathing Apparatus | PPE,SCBA | Safety Equipment |  | SQ | http://www.toronto.ca/TWONTO#self-contained_breathing_apparatus
112273 | TAB-DIS-SQ-0009 | SCBA Breathing Apparatus, TF195198, T Bldg., Grd.Flr.Opp. Elevator | TAB-SES-SCBA | WA4 Safety Equipment, SCBA | PPE,SCBA | Safety Equipment | 34627 | SQ | http://www.toronto.ca/TWONTO#self-contained_breathing_apparatus
112274 | TAB-DIS-SQ-0009 | SCBA Breathing Apparatus, TF195198, T Bldg., Grd.Flr.Opp. Elevator | TAB-SUSPENDED ENTITY | Suspended entities | PPE,SCBA | Safety Equipment | 34627 | SQ | http://www.toronto.ca/TWONTO#self-contained_breathing_apparatus
53663 | TAB-SES-SQ-0017 | SCBA Breathing Apparatus, Z Building, 1st Floor North of Control Room - LAH 304 226 FS | TAB-SES-SCBA | WA4 Safety Equipment, SCBA | PPE,SCBA | Safety Equipment |  | SQ | http://www.toronto.ca/TWONTO#self-contained_breathing_apparatus
46696 | TAB-DIS-SQ-0010 | SCBA Breathing Apparatus,TF195005, T Bldg., Grd. Flr. Opp. Elevator | TAB-SUSPENDED ENTITY | Suspended entities | PPE,SCBA | Safety Equipment | 34628 | SQ | http://www.toronto.ca/TWONTO#self-contained_breathing_apparatus
112275 | TAB-DIS-SQ-0010 | SCBA Breathing Apparatus,TF195005, T Bldg., Grd. Flr. Opp. Elevator | TAB-SES-SCBA | WA4 Safety Equipment, SCBA | PPE,SCBA | Safety Equipment | 34628 | SQ | http://www.toronto.ca/TWONTO#self-contained_breathing_apparatus
26295 | FHO-SES-SCBA-JAN | SCBA Cylinder Group 1 | FHO-SES-SQ-0001 | Safety Equipment | PPE,SCBA | Safety Equipment |  |  | http://www.toronto.ca/TWONTO#compressed_gas_cylinder
94821 | FHO-SES-SCBA-JAN | SCBA Cylinder Group 1 | FHO-SES-SQ-0002 | Emergency Breathing Apparatus | PPE,SCBA | Safety Equipment |  |  | http://www.toronto.ca/TWONTO#compressed_gas_cylinder
26299 | FHO-SES-SCBA-OCT | SCBA Cylinder Group 10 | FHO-SES-SQ-0002 | Emergency Breathing Apparatus | PPE,SCBA | Safety Equipment |  |  | http://www.toronto.ca/TWONTO#compressed_gas_cylinder
26298 | FHO-SES-SCBA-NOV | SCBA Cylinder Group 11 | FHO-SES-SQ-0002 | Emergency Breathing Apparatus | PPE,SCBA | Safety Equipment |  |  | http://www.toronto.ca/TWONTO#compressed_gas_cylinder
26281 | FHO-SES-SCBA-DEC | SCBA Cylinder Group 12 | FHO-SES-SQ-0002 | Emergency Breathing Apparatus | PPE,SCBA | Safety Equipment |  |  | http://www.toronto.ca/TWONTO#compressed_gas_cylinder
26282 | FHO-SES-SCBA-FEB | SCBA Cylinder Group 2 | FHO-SES-SQ-0001 | Safety Equipment | PPE,SCBA | Safety Equipment |  |  | http://www.toronto.ca/TWONTO#compressed_gas_cylinder
26283 | FHO-SES-SCBA-FEB | SCBA Cylinder Group 2 | FHO-SES-SQ-0002 | Emergency Breathing Apparatus | PPE,SCBA | Safety Equipment |  |  | http://www.toronto.ca/TWONTO#compressed_gas_cylinder
94823 | FHO-SES-SCBA-MAR | SCBA Cylinder Group 3 | FHO-SES-SQ-0002 | Emergency Breathing Apparatus | PPE,SCBA | Safety Equipment |  |  | http://www.toronto.ca/TWONTO#compressed_gas_cylinder
26280 | FHO-SES-SCBA-APR | SCBA Cylinder Group 4 | FHO-SES-SQ-0002 | Emergency Breathing Apparatus | PPE,SCBA | Safety Equipment |  |  | http://www.toronto.ca/TWONTO#compressed_gas_cylinder
26297 | FHO-SES-SCBA-MAY | SCBA Cylinder Group 5 | FHO-SES-SQ-0002 | Emergency Breathing Apparatus | PPE,SCBA | Safety Equipment |  |  | http://www.toronto.ca/TWONTO#compressed_gas_cylinder
94822 | FHO-SES-SCBA-JUN | SCBA Cylinder Group 6 | FHO-SES-SQ-0002 | Emergency Breathing Apparatus | PPE,SCBA | Safety Equipment |  |  | http://www.toronto.ca/TWONTO#compressed_gas_cylinder
26296 | FHO-SES-SCBA-JUL | SCBA Cylinder Group 7 | FHO-SES-SQ-0002 | Emergency Breathing Apparatus | PPE,SCBA | Safety Equipment |  |  | http://www.toronto.ca/TWONTO#compressed_gas_cylinder
94811 | FHO-SES-SCBA-AUG | SCBA Cylinder Group 8 | FHO-SES-SQ-0002 | Emergency Breathing Apparatus | PPE,SCBA | Safety Equipment |  |  | http://www.toronto.ca/TWONTO#compressed_gas_cylinder
26300 | FHO-SES-SCBA-SEP | SCBA Cylinder Group 9 | FHO-SES-SQ-0002 | Emergency Breathing Apparatus | PPE,SCBA | Safety Equipment |  |  | http://www.toronto.ca/TWONTO#compressed_gas_cylinder
86864 | WTR-PLW-PPE-0101-SUS | SCBA Facemask | WTR-SUSPENDED | Suspended Obsolete entity for storage purpose | PPE,SCBA | Safety Equipment | 47441 | PPE | http://www.toronto.ca/TWONTO#self-contained_breathing_apparatus
86865 | WTR-PLW-PPE-0102-SUS | SCBA Facemask | WTR-WEST-SES | Safety & Lifting Devices | PPE,SCBA | Safety Equipment | 47442 | PPE | http://www.toronto.ca/TWONTO#self-contained_breathing_apparatus
145145 | WTR-PLW-PPE-0101-SUS | SCBA Facemask | WTR-WEST-SES | Safety & Lifting Devices | PPE,SCBA | Safety Equipment | 47441 | PPE | http://www.toronto.ca/TWONTO#self-contained_breathing_apparatus
145146 | WTR-PLW-PPE-0102-SUS | SCBA Facemask | WTR-SUSPENDED | Suspended Obsolete entity for storage purpose | PPE,SCBA | Safety Equipment | 47442 | PPE | http://www.toronto.ca/TWONTO#self-contained_breathing_apparatus
145147 | WTR-PLW-PPE-0103-SUS | SCBA Facemask | WTR-SUSPENDED | Suspended Obsolete entity for storage purpose | PPE,SCBA | Safety Equipment | 47443 | PPE | http://www.toronto.ca/TWONTO#self-contained_breathing_apparatus
145148 | WTR-PLW-PPE-0103-SUS | SCBA Facemask | WTR-WEST-SES | Safety & Lifting Devices | PPE,SCBA | Safety Equipment | 47443 | PPE | http://www.toronto.ca/TWONTO#self-contained_breathing_apparatus
85744 | WTR-PHL-PPE-0003-SUS | SCBA Facemask - Andrzej Rutkowski | WTR-CENTRAL-SES | Safety & Lifting Devices | PPE,SCBA | Safety Equipment | 47424 | PPE | http://www.toronto.ca/TWONTO#self-contained_breathing_apparatus
85745 | WTR-PHL-PPE-0003-SUS | SCBA Facemask - Andrzej Rutkowski | WTR-SUSPENDED | Suspended Obsolete entity for storage purpose | PPE,SCBA | Safety Equipment | 47424 | PPE | http://www.toronto.ca/TWONTO#self-contained_breathing_apparatus
85743 | WTR-PHL-PPE-0002-SUS | SCBA Facemask - Anne DeCarlo | WTR-SUSPENDED | Suspended Obsolete entity for storage purpose | PPE,SCBA | Safety Equipment | 47423 | PPE | http://www.toronto.ca/TWONTO#self-contained_breathing_apparatus
144178 | WTR-PHL-PPE-0002-SUS | SCBA Facemask - Anne DeCarlo | WTR-CENTRAL-SES | Safety & Lifting Devices | PPE,SCBA | Safety Equipment | 47423 | PPE | http://www.toronto.ca/TWONTO#self-contained_breathing_apparatus
85749 | WTR-PHL-PPE-0007-SUS | SCBA Facemask - Damian Cain | WTR-SUSPENDED | Suspended Obsolete entity for storage purpose | PPE,SCBA | Safety Equipment | 47428 | PPE | http://www.toronto.ca/TWONTO#self-contained_breathing_apparatus
144182 | WTR-PHL-PPE-0007-SUS | SCBA Facemask - Damian Cain | WTR-CENTRAL-SES | Safety & Lifting Devices | PPE,SCBA | Safety Equipment | 47428 | PPE | http://www.toronto.ca/TWONTO#self-contained_breathing_apparatus
85755 | WTR-PHL-PPE-0012-SUS | SCBA Facemask - Farshad Setoodeh | WTR-SUSPENDED | Suspended Obsolete entity for storage purpose | PPE,SCBA | Safety Equipment | 47433 | PPE | http://www.toronto.ca/TWONTO#self-contained_breathing_apparatus
144186 | WTR-PHL-PPE-0012-SUS | SCBA Facemask - Farshad Setoodeh | WTR-CENTRAL-SES | Safety & Lifting Devices | PPE,SCBA | Safety Equipment | 47433 | PPE | http://www.toronto.ca/TWONTO#self-contained_breathing_apparatus
85751 | WTR-PHL-PPE-0009-SUS | SCBA Facemask - Fernando Guglielmo | WTR-CENTRAL-SES | Safety & Lifting Devices | PPE,SCBA | Safety Equipment | 47430 | PPE | http://www.toronto.ca/TWONTO#self-contained_breathing_apparatus
144184 | WTR-PHL-PPE-0009-SUS | SCBA Facemask - Fernando Guglielmo | WTR-SUSPENDED | Suspended Obsolete entity for storage purpose | PPE,SCBA | Safety Equipment | 47430 | PPE | http://www.toronto.ca/TWONTO#self-contained_breathing_apparatus
85752 | WTR-PHL-PPE-0010-SUS | SCBA Facemask - Jim Burford | WTR-CENTRAL-SES | Safety & Lifting Devices | PPE,SCBA | Safety Equipment | 47431 | PPE | http://www.toronto.ca/TWONTO#self-contained_breathing_apparatus
85753 | WTR-PHL-PPE-0010-SUS | SCBA Facemask - Jim Burford | WTR-SUSPENDED | Suspended Obsolete entity for storage purpose | PPE,SCBA | Safety Equipment | 47431 | PPE | http://www.toronto.ca/TWONTO#self-contained_breathing_apparatus
85748 | WTR-PHL-PPE-0006-SUS | SCBA Facemask - Larry Mercer | WTR-CENTRAL-SES | Safety & Lifting Devices | PPE,SCBA | Safety Equipment | 47427 | PPE | http://www.toronto.ca/TWONTO#self-contained_breathing_apparatus
144181 | WTR-PHL-PPE-0006-SUS | SCBA Facemask - Larry Mercer | WTR-SUSPENDED | Suspended Obsolete entity for storage purpose | PPE,SCBA | Safety Equipment | 47427 | PPE | http://www.toronto.ca/TWONTO#self-contained_breathing_apparatus
85754 | WTR-PHL-PPE-0011-SUS | SCBA Facemask - Mike Dipaolo | WTR-CENTRAL-SES | Safety & Lifting Devices | PPE,SCBA | Safety Equipment | 47432 | PPE | http://www.toronto.ca/TWONTO#self-contained_breathing_apparatus
144185 | WTR-PHL-PPE-0011-SUS | SCBA Facemask - Mike Dipaolo | WTR-SUSPENDED | Suspended Obsolete entity for storage purpose | PPE,SCBA | Safety Equipment | 47432 | PPE | http://www.toronto.ca/TWONTO#self-contained_breathing_apparatus
85747 | WTR-PHL-PPE-0005-SUS | SCBA Facemask - Naser Ansari | WTR-SUSPENDED | Suspended Obsolete entity for storage purpose | PPE,SCBA | Safety Equipment | 47426 | PPE | http://www.toronto.ca/TWONTO#self-contained_breathing_apparatus
144180 | WTR-PHL-PPE-0005-SUS | SCBA Facemask - Naser Ansari | WTR-CENTRAL-SES | Safety & Lifting Devices | PPE,SCBA | Safety Equipment | 47426 | PPE | http://www.toronto.ca/TWONTO#self-contained_breathing_apparatus
85750 | WTR-PHL-PPE-0008-SUS | SCBA Facemask - Nelson Abdilla | WTR-SUSPENDED | Suspended Obsolete entity for storage purpose | PPE,SCBA | Safety Equipment | 47429 | PPE | http://www.toronto.ca/TWONTO#self-contained_breathing_apparatus
144183 | WTR-PHL-PPE-0008-SUS | SCBA Facemask - Nelson Abdilla | WTR-CENTRAL-SES | Safety & Lifting Devices | PPE,SCBA | Safety Equipment | 47429 | PPE | http://www.toronto.ca/TWONTO#self-contained_breathing_apparatus
85746 | WTR-PHL-PPE-0004-SUS | SCBA Facemask - Paul Sokolovas | WTR-SUSPENDED | Suspended Obsolete entity for storage purpose | PPE,SCBA | Safety Equipment | 47425 | PPE | http://www.toronto.ca/TWONTO#self-contained_breathing_apparatus
144179 | WTR-PHL-PPE-0004-SUS | SCBA Facemask - Paul Sokolovas | WTR-CENTRAL-SES | Safety & Lifting Devices | PPE,SCBA | Safety Equipment | 47425 | PPE | http://www.toronto.ca/TWONTO#self-contained_breathing_apparatus
85741 | WTR-PHL-PPE-0001-SUS | SCBA Facemask- Rick Callaghan | WTR-CENTRAL-SES | Safety & Lifting Devices | PPE,SCBA | Safety Equipment | 47422 | PPE | http://www.toronto.ca/TWONTO#self-contained_breathing_apparatus
85742 | WTR-PHL-PPE-0001-SUS | SCBA Facemask- Rick Callaghan | WTR-SUSPENDED | Suspended Obsolete entity for storage purpose | PPE,SCBA | Safety Equipment | 47422 | PPE | http://www.toronto.ca/TWONTO#self-contained_breathing_apparatus
26286 | FHO-SES-SCBA-HARNESS1 | SCBA Harness # 1 | FHO-SES-SQ-0002 | Emergency Breathing Apparatus | PPE,SCBA | Safety Equipment |  |  | http://www.toronto.ca/TWONTO#fall_arrest_harness
94812 | FHO-SES-SCBA-HARNESS1 | SCBA Harness # 1 | FHO-SES-SQ-0001 | Safety Equipment | PPE,SCBA | Safety Equipment |  |  | http://www.toronto.ca/TWONTO#fall_arrest_harness
26287 | FHO-SES-SCBA-HARNESS10 | SCBA Harness # 10 | FHO-SES-SQ-0002 | Emergency Breathing Apparatus | PPE,SCBA | Safety Equipment |  |  | http://www.toronto.ca/TWONTO#fall_arrest_harness
26288 | FHO-SES-SCBA-HARNESS11 | SCBA Harness # 11 | FHO-SES-SQ-0002 | Emergency Breathing Apparatus | PPE,SCBA | Safety Equipment |  |  | http://www.toronto.ca/TWONTO#fall_arrest_harness
94813 | FHO-SES-SCBA-HARNESS12 | SCBA Harness # 12 | FHO-SES-SQ-0002 | Emergency Breathing Apparatus | PPE,SCBA | Safety Equipment |  |  | http://www.toronto.ca/TWONTO#fall_arrest_harness
26289 | FHO-SES-SCBA-HARNESS2 | SCBA Harness # 2 | FHO-SES-SQ-0001 | Safety Equipment | PPE,SCBA | Safety Equipment |  |  | http://www.toronto.ca/TWONTO#fall_arrest_harness
94814 | FHO-SES-SCBA-HARNESS2 | SCBA Harness # 2 | FHO-SES-SQ-0002 | Emergency Breathing Apparatus | PPE,SCBA | Safety Equipment |  |  | http://www.toronto.ca/TWONTO#fall_arrest_harness
26290 | FHO-SES-SCBA-HARNESS3 | SCBA Harness # 3 | FHO-SES-SQ-0002 | Emergency Breathing Apparatus | PPE,SCBA | Safety Equipment |  |  | http://www.toronto.ca/TWONTO#fall_arrest_harness
94815 | FHO-SES-SCBA-HARNESS3 | SCBA Harness # 3 | FHO-SES-SQ-0001 | Safety Equipment | PPE,SCBA | Safety Equipment |  |  | http://www.toronto.ca/TWONTO#fall_arrest_harness
26291 | FHO-SES-SCBA-HARNESS4 | SCBA Harness # 4 | FHO-SES-SQ-0001 | Safety Equipment | PPE,SCBA | Safety Equipment |  |  | http://www.toronto.ca/TWONTO#fall_arrest_harness
94816 | FHO-SES-SCBA-HARNESS4 | SCBA Harness # 4 | FHO-SES-SQ-0002 | Emergency Breathing Apparatus | PPE,SCBA | Safety Equipment |  |  | http://www.toronto.ca/TWONTO#fall_arrest_harness
26292 | FHO-SES-SCBA-HARNESS5 | SCBA Harness # 5 | FHO-SES-SQ-0002 | Emergency Breathing Apparatus | PPE,SCBA | Safety Equipment |  |  | http://www.toronto.ca/TWONTO#fall_arrest_harness
94817 | FHO-SES-SCBA-HARNESS6 | SCBA Harness # 6 | FHO-SES-SQ-0002 | Emergency Breathing Apparatus | PPE,SCBA | Safety Equipment |  |  | http://www.toronto.ca/TWONTO#fall_arrest_harness
26293 | FHO-SES-SCBA-HARNESS7 | SCBA Harness # 7 | FHO-SES-SQ-0002 | Emergency Breathing Apparatus | PPE,SCBA | Safety Equipment |  |  | http://www.toronto.ca/TWONTO#fall_arrest_harness
94818 | FHO-SES-SCBA-HARNESS7 | SCBA Harness # 7 | FHO-SES-SQ-0001 | Safety Equipment | PPE,SCBA | Safety Equipment |  |  | http://www.toronto.ca/TWONTO#fall_arrest_harness
94819 | FHO-SES-SCBA-HARNESS8 | SCBA Harness # 8 | FHO-SES-SQ-0002 | Emergency Breathing Apparatus | PPE,SCBA | Safety Equipment |  |  | http://www.toronto.ca/TWONTO#fall_arrest_harness
26294 | FHO-SES-SCBA-HARNESS9 | SCBA Harness # 9 | FHO-SES-SQ-0002 | Emergency Breathing Apparatus | PPE,SCBA | Safety Equipment |  |  | http://www.toronto.ca/TWONTO#fall_arrest_harness
94820 | FHO-SES-SCBA-HARNESS9 | SCBA Harness # 9 | FHO-SES-SQ-0001 | Safety Equipment | PPE,SCBA | Safety Equipment |  |  | http://www.toronto.ca/TWONTO#fall_arrest_harness
26284 | FHO-SES-SCBA-HARNESS | SCBA Harnesses | FHO-SES-SQ-0001 | Safety Equipment | PPE,SCBA | Safety Equipment |  |  | http://www.toronto.ca/TWONTO#fall_arrest_harness
26285 | FHO-SES-SCBA-HARNESS | SCBA Harnesses | FHO-SES-SQ-0002 | Emergency Breathing Apparatus | PPE,SCBA | Safety Equipment |  |  | http://www.toronto.ca/TWONTO#fall_arrest_harness
78771 | THR-SES-SCBA-0521S | SCBA Spare Cylinder (Sr No. OJ140964) | THR-S-E | SUSPENDED ENTITY | Safety | Safety Equipment | 40973 | SCBA | http://www.toronto.ca/TWONTO#compressed_gas_cylinder
78772 | THR-SES-SCBA-0521S | SCBA Spare Cylinder (Sr No. OJ140964) | THR-SES-SCBA | Self Contained Breathing Apparatus | Safety | Safety Equipment | 40973 | SCBA | http://www.toronto.ca/TWONTO#compressed_gas_cylinder
138670 | THR-SES-SCBA-0520 | SCBA Spare Cylinder (Sr No. OJ374431) | THR-SES-SCBA | Self Contained Breathing Apparatus | Safety | Safety Equipment |  | SCBA | http://www.toronto.ca/TWONTO#compressed_gas_cylinder
138671 | THR-SES-SCBA-0522 | SCBA Spare Cylinder (Sr No. OJ376133) | THR-SES-SCBA | Self Contained Breathing Apparatus | Safety | Safety Equipment |  | SCBA | http://www.toronto.ca/TWONTO#compressed_gas_cylinder
138673 | THR-SES-SCBA-0524 | SCBA Spare Cylinder (Sr No.KS5974) | THR-SES-SCBA | Self Contained Breathing Apparatus | Safety | Safety Equipment |  | SCBA | http://www.toronto.ca/TWONTO#compressed_gas_cylinder
138672 | THR-SES-SCBA-0523 | SCBA Spare Cylinder (Sr No.KS7341)) | THR-SES-SCBA | Self Contained Breathing Apparatus | Safety | Safety Equipment |  | SCBA | http://www.toronto.ca/TWONTO#compressed_gas_cylinder
78774 | THR-SES-SCBA-0526S | SCBA Spare Cylinder (Sr No.OJ132067)(Trainer#2) | THR-S-E | SUSPENDED ENTITY | Safety | Safety Equipment | 40974 | SCBA | http://www.toronto.ca/TWONTO#compressed_gas_cylinder
138674 | THR-SES-SCBA-0526S | SCBA Spare Cylinder (Sr No.OJ132067)(Trainer#2) | THR-SES-SCBA | Self Contained Breathing Apparatus | Safety | Safety Equipment | 40974 | SCBA | http://www.toronto.ca/TWONTO#compressed_gas_cylinder
78773 | THR-SES-SCBA-0525 | SCBA Spare Cylinder (Sr No.OJ184353)(Trainer#1) | THR-SES-SCBA | Self Contained Breathing Apparatus | Safety | Safety Equipment |  | SCBA | http://www.toronto.ca/TWONTO#compressed_gas_cylinder
78775 | THR-SES-SCBA-0527 | SCBA Spare Cylinder (Sr No.OJ385421)(Trainer#3) | THR-SES-SCBA | Self Contained Breathing Apparatus | Safety | Safety Equipment |  | SCBA | http://www.toronto.ca/TWONTO#compressed_gas_cylinder
78296 | THR-SCBA-TRN-WA1 | SCBA Training WA1 | THR-SES-SCBA | Self Contained Breathing Apparatus |  | Safety Equipment |  |  | activity
138288 | THR-SCBA-TRN-WA2 | SCBA Training WA2 | THR-SES-SCBA | Self Contained Breathing Apparatus |  | Safety Equipment |  |  | activity
138289 | THR-SCBA-TRN-WA3 | SCBA Training WA3 | THR-SES-SCBA | Self Contained Breathing Apparatus |  | Safety Equipment |  |  | activity
78297 | THR-SCBA-TRN-WA4 | SCBA Training WA4 | THR-SES-SCBA | Self Contained Breathing Apparatus |  | Safety Equipment |  |  | activity
66379 | THC-SES-SQ-610958663 | SCBA Unit , Kit, T1 Control Room | THC-SES-SQ-SCBA | SCBA Units, virtual entity | PPE,SCBA | Safety Equipment | 42414 | SQ | http://www.toronto.ca/TWONTO#self-contained_breathing_apparatus
66366 | THC-SES-SQ-0508 | SCBA Unit 0506, Building X | THC-SES-SQ-SCBA | SCBA Units, virtual entity | PPE,SCBA | Safety Equipment | 40870 | SQ | http://www.toronto.ca/TWONTO#self-contained_breathing_apparatus
128776 | THC-SES-SQ-0507 | SCBA Unit 0506, Building X | THC-SES-SQ-SCBA | SCBA Units, virtual entity | PPE,SCBA | Safety Equipment | 40869 | SQ | http://www.toronto.ca/TWONTO#self-contained_breathing_apparatus
66371 | THC-SES-SQ-6109123200 | SCBA Unit, Cylinder spare, T1 Control Room | THC-SES-SQ-SCBA | SCBA Units, virtual entity | PPE,SCBA | Safety Equipment |  | SQ | http://www.toronto.ca/TWONTO#compressed_gas_cylinder
66375 | THC-SES-SQ-610955192 | SCBA Unit, Cylinder spare, T1 Control Room | THC-SES-SQ-SCBA | SCBA Units, virtual entity | PPE,SCBA | Safety Equipment | 41016 | SQ | http://www.toronto.ca/TWONTO#compressed_gas_cylinder
66374 | THC-SES-SQ-610955006 | SCBA Unit, Cylinder spare, T2 Control Room | THC-SES-SQ-SCBA | SCBA Units, virtual entity | PPE,SCBA | Safety Equipment | 41060 | SQ | http://www.toronto.ca/TWONTO#compressed_gas_cylinder
66376 | THC-SES-SQ-610955215 | SCBA Unit, Cylinder spare, T2 Control Room | THC-SES-SQ-SCBA | SCBA Units, virtual entity | PPE,SCBA | Safety Equipment | 41017 | SQ | http://www.toronto.ca/TWONTO#compressed_gas_cylinder
128781 | THC-SES-SQ-6109123129 | SCBA Unit, Cylinder spare, T2 Control Room | THC-SES-SQ-SCBA | SCBA Units, virtual entity | PPE,SCBA | Safety Equipment |  | SQ | http://www.toronto.ca/TWONTO#compressed_gas_cylinder
66370 | THC-SES-SQ-6109123123 | SCBA Unit, Cylinder, spare, T1 Control Room | THC-SES-SQ-SCBA | SCBA Units, virtual entity | PPE,SCBA | Safety Equipment |  | SQ | http://www.toronto.ca/TWONTO#compressed_gas_cylinder
66373 | THC-SES-SQ-610954986 | SCBA Unit, Cylinder, spare, T1 Control Room | THC-SES-SQ-SCBA | SCBA Units, virtual entity | PPE,SCBA | Safety Equipment | 40949 | SQ | http://www.toronto.ca/TWONTO#compressed_gas_cylinder
128782 | THC-SES-SQ-6109123130 | SCBA Unit, Cylinder, spare, T2 Control Room | THC-SES-SQ-SCBA | SCBA Units, virtual entity | PPE,SCBA | Safety Equipment |  | SQ | http://www.toronto.ca/TWONTO#compressed_gas_cylinder
66372 | THC-SES-SQ-6109127780 | SCBA Unit, Cylinder, spare, Work Area 2 shop | THC-SES-SQ-SCBA | SCBA Units, virtual entity | PPE,SCBA | Safety Equipment |  | SQ | http://www.toronto.ca/TWONTO#compressed_gas_cylinder
128786 | THC-SES-SQ-610958665 | SCBA Unit, kit, T1 Control Room | THC-SES-SQ-SCBA | SCBA Units, virtual entity | PPE,SCBA | Safety Equipment | 42411 | SQ | http://www.toronto.ca/TWONTO#self-contained_breathing_apparatus
66381 | THC-SES-SQ-610978456 | SCBA Unit, Kit, T1 Shop | THC-SES-SQ-SCBA | SCBA Units, virtual entity | PPE,SCBA | Safety Equipment |  | SQ | http://www.toronto.ca/TWONTO#self-contained_breathing_apparatus
128783 | THC-SES-SQ-6109123202 | SCBA Unit, Kit, T1 Shop | THC-SES-SQ-SCBA | SCBA Units, virtual entity | PPE,SCBA | Safety Equipment |  | SQ | http://www.toronto.ca/TWONTO#self-contained_breathing_apparatus
128784 | THC-SES-SQ-610955181 | SCBA Unit, Kit, T1 Shop | THC-SES-SQ-SCBA | SCBA Units, virtual entity | PPE,SCBA | Safety Equipment | 41015 | SQ | http://www.toronto.ca/TWONTO#self-contained_breathing_apparatus
66378 | THC-SES-SQ-610958653 | SCBA Unit, Kit, T2 Control Room | THC-SES-SQ-SCBA | SCBA Units, virtual entity | PPE,SCBA | Safety Equipment | 42412 | SQ | http://www.toronto.ca/TWONTO#self-contained_breathing_apparatus
66380 | THC-SES-SQ-610977144 | SCBA Unit, Kit, T2 Shop | THC-SES-SQ-SCBA | SCBA Units, virtual entity | PPE,SCBA | Safety Equipment |  | SQ | http://www.toronto.ca/TWONTO#self-contained_breathing_apparatus
128785 | THC-SES-SQ-610956576 | SCBA Unit, Kit, T2 Shop | THC-SES-SQ-SCBA | SCBA Units, virtual entity | PPE,SCBA | Safety Equipment | 42415 | SQ | http://www.toronto.ca/TWONTO#self-contained_breathing_apparatus
128788 | THC-SES-SQ-SCBA | SCBA Units, virtual entity | THC-SES-SQ | Safety Equipment | PPE,SCBA | Safety Equipment |  |  | http://www.toronto.ca/TWONTO#self-contained_breathing_apparatus
66377 | THC-SES-SQ-610957749 | SCBA, Kit, T2 Control Room | THC-SES-SQ-SCBA | SCBA Units, virtual entity | PPE,SCBA | Safety Equipment | 42413 | SQ | http://www.toronto.ca/TWONTO#self-contained_breathing_apparatus
10823 | FCL-AIR-PACK-4A(S) | Self Contained Breathing Apparatus | FCL-SES-2 | SCBA's | PPE,SCBA | Safety Equipment | 34292 | PACK | http://www.toronto.ca/TWONTO#self-contained_breathing_apparatus
47913 | FCL-AIR-PACK-2 | Self Contained Breathing Apparatus | FCL-SES-2 | SCBA's | PPE,SCBA | Safety Equipment | 33824 | PACK | http://www.toronto.ca/TWONTO#self-contained_breathing_apparatus
78758 | THR-SES-SCBA | Self Contained Breathing Apparatus | THR WORK AREA 3 | Plant Services |  | Safety Equipment |  |  | http://www.toronto.ca/TWONTO#self-contained_breathing_apparatus
78759 | THR-SES-SCBA | Self Contained Breathing Apparatus | THR-SES-WA3 | Safety & Environmental Services |  | Safety Equipment |  |  | http://www.toronto.ca/TWONTO#self-contained_breathing_apparatus
138290 | THR-SCBA-WA1 | Self Contained Breathing Apparatus | THR-GRK-WA1 | Building & Grounds Work Area 1 |  | Safety Equipment |  |  | http://www.toronto.ca/TWONTO#self-contained_breathing_apparatus
18541 | FHA-SES-SCBA-0003 | Self Contained Breathing Apparatus ACY329340 | FHA-SES-SQ-2 | Emergency Breathing Apparatus SCBA | PPE,SCBA | Safety Equipment |  | SCBA | http://www.toronto.ca/TWONTO#self-contained_breathing_apparatus
18546 | FHA-SES-SCBA-0008 | Self Contained Breathing Apparatus BKAH091702 | FHA-SES-SQ-2 | Emergency Breathing Apparatus SCBA | PPE,SCBA | Safety Equipment |  | SCBA | http://www.toronto.ca/TWONTO#self-contained_breathing_apparatus
40079 | DOS-SES-SCBA | Self Contained Breathing Apparatus (SCBA) | FAC-YCM-SES | SAFETY & ENVIRONMENTAL SERVICES | Safety | Safety Equipment |  |  | http://www.toronto.ca/TWONTO#self-contained_breathing_apparatus
82133 | FHA-SES-SCBA-0010 | Self Contained Breathing Apparatus ACAB091370 | FHA-SES-SQ-2 | Emergency Breathing Apparatus SCBA | PPE,SCBA | Safety Equipment |  | SCBA | http://www.toronto.ca/TWONTO#self-contained_breathing_apparatus
18540 | FHA-SES-SCBA-0002 | Self Contained Breathing Apparatus ACAB091378 | FHA-SES-SQ-2 | Emergency Breathing Apparatus SCBA | PPE,SCBA | Safety Equipment |  | SCBA | http://www.toronto.ca/TWONTO#self-contained_breathing_apparatus
18543 | FHA-SES-SCBA-0005 | Self Contained Breathing Apparatus ACY329342 | FHA-SES-SQ-2 | Emergency Breathing Apparatus SCBA | PPE,SCBA | Safety Equipment |  | SCBA | http://www.toronto.ca/TWONTO#self-contained_breathing_apparatus
18545 | FHA-SES-SCBA-0007 | Self Contained Breathing Apparatus BKAD337283 | FHA-SES-SQ-2 | Emergency Breathing Apparatus SCBA | PPE,SCBA | Safety Equipment |  | SCBA | http://www.toronto.ca/TWONTO#self-contained_breathing_apparatus
18542 | FHA-SES-SCBA-0004 | Self Contained Breathing Apparatus BKAH091751 | FHA-SES-SQ-2 | Emergency Breathing Apparatus SCBA | PPE,SCBA | Safety Equipment |  | SCBA | http://www.toronto.ca/TWONTO#self-contained_breathing_apparatus
18544 | FHA-SES-SCBA-0006 | Self Contained Breathing Apparatus BKAH091753 | FHA-SES-SQ-2 | Emergency Breathing Apparatus SCBA | PPE,SCBA | Safety Equipment |  | SCBA | http://www.toronto.ca/TWONTO#self-contained_breathing_apparatus
18547 | FHA-SES-SCBA-0009 | Self Contained Breathing Apparatus NR247109 | FHA-SES-SQ-2 | Emergency Breathing Apparatus SCBA | PPE,SCBA | Safety Equipment |  | SCBA | http://www.toronto.ca/TWONTO#self-contained_breathing_apparatus
98214 | FIS-SES-SCBA-3503 | Self Contained Breathing Apparatus Spare Air Cylinder, Gaseous Chemical Building, Main Floor, Machine Room | FIS-SES-SQ-0001 | Emergency Breathing Apparatus | PPE,SCBA | Safety Equipment |  | SCBA | http://www.toronto.ca/TWONTO#compressed_gas_cylinder
82134 | FHA-SES-SCBA-0011 | Self Contained Breathing Apparatus YAF282628 | FHA-SES-SQ-2 | Emergency Breathing Apparatus SCBA | PPE,SCBA | Safety Equipment |  | SCBA | http://www.toronto.ca/TWONTO#self-contained_breathing_apparatus
30654 | FIS-SES-SCBA-0401 | Self Contained Breathing Apparatus, Filter Complex, Mezzanine | FIS-SES-SQ-0001 | Emergency Breathing Apparatus | PPE,SCBA | Safety Equipment |  | SCBA | http://www.toronto.ca/TWONTO#self-contained_breathing_apparatus
98215 | FIS-SES-SCBA-5001 | Self Contained Breathing Apparatus, Fluoride Building, Main Floor, North Door | FIS-SES-SQ-0001 | Emergency Breathing Apparatus | PPE,SCBA | Safety Equipment |  | SCBA | http://www.toronto.ca/TWONTO#self-contained_breathing_apparatus
14744 | FCL-SES-SCBA-0004 | Self Contained Breathing Apparatus, Gaseous Building, Second Floor, Cl2 Storage Room, S/E Vestibule | FCL-SES-2 | SCBA's | PPE,SCBA | Safety Equipment |  | SCBA | http://www.toronto.ca/TWONTO#self-contained_breathing_apparatus
14745 | FCL-SES-SCBA-0005 | Self Contained Breathing Apparatus, Gaseous Building, Second Floor, Cl2 Storage Room, S/E Vestibule | FCL-SES-2 | SCBA's | PPE,SCBA | Safety Equipment |  | SCBA | http://www.toronto.ca/TWONTO#self-contained_breathing_apparatus
65346 | FCL-SES-SCBA-0006 | Self Contained Breathing Apparatus, Gaseous Building, Second Floor, Cl2 Storage Room, S/W Vestibule | FCL-SES-2 | SCBA's | PPE,SCBA | Safety Equipment |  | SCBA | http://www.toronto.ca/TWONTO#self-contained_breathing_apparatus
14746 | FCL-SES-SCBA-0010 | Self Contained Breathing Apparatus, Gaseous Building, Third Floor, Corridor Outside Control Room | FCL-SES-2 | SCBA's | PPE,SCBA | Safety Equipment |  | SCBA | http://www.toronto.ca/TWONTO#self-contained_breathing_apparatus
14747 | FCL-SES-SCBA-0011 | Self Contained Breathing Apparatus, Gaseous Building, Third Floor, Corridor Outside Control Room | FCL-SES-2 | SCBA's | PPE,SCBA | Safety Equipment |  | SCBA | http://www.toronto.ca/TWONTO#self-contained_breathing_apparatus
65347 | FCL-SES-SCBA-0008 | Self Contained Breathing Apparatus, Gaseous Building, Third Floor, Corridor Outside Control Room | FCL-SES-2 | SCBA's | PPE,SCBA | Safety Equipment |  | SCBA | http://www.toronto.ca/TWONTO#self-contained_breathing_apparatus
65348 | FCL-SES-SCBA-0009 | Self Contained Breathing Apparatus, Gaseous Building, Third Floor, Corridor Outside Control Room | FCL-SES-2 | SCBA's | PPE,SCBA | Safety Equipment |  | SCBA | http://www.toronto.ca/TWONTO#self-contained_breathing_apparatus
30656 | FIS-SES-SCBA-3502 | Self Contained Breathing Apparatus, Gaseous Chemical Building, Main Floor, Corridor Between Feed & Machine Room | FIS-SES-SQ-0001 | Emergency Breathing Apparatus | PPE,SCBA | Safety Equipment |  | SCBA | http://www.toronto.ca/TWONTO#self-contained_breathing_apparatus
30655 | FIS-SES-SCBA-3501 | Self Contained Breathing Apparatus, Gaseous Chemical Building, Main Floor, Machine Shop, East Wall | FIS-SES-SQ-0001 | Emergency Breathing Apparatus | PPE,SCBA | Safety Equipment |  | SCBA | http://www.toronto.ca/TWONTO#self-contained_breathing_apparatus
14743 | FCL-SES-SCBA-0001 | Self Contained Breathing Apparatus, High Lift Building, Ground Floor, Hallway to Gaseous Building | FCL-SES-2 | SCBA's | PPE,SCBA | Safety Equipment |  | SCBA | http://www.toronto.ca/TWONTO#self-contained_breathing_apparatus
65344 | FCL-SES-SCBA-0001 | Self Contained Breathing Apparatus, High Lift Building, Ground Floor, Hallway to Gaseous Building | FCL-SES | Safety and Environmental Services | PPE,SCBA | Safety Equipment |  | SCBA | http://www.toronto.ca/TWONTO#self-contained_breathing_apparatus
65345 | FCL-SES-SCBA-0002 | Self Contained Breathing Apparatus, High Lift Building, Ground Floor, Hallway to Gaseous Building | FCL-SES-2 | SCBA's | PPE,SCBA | Safety Equipment |  | SCBA | http://www.toronto.ca/TWONTO#self-contained_breathing_apparatus
26279 | FHO-SES-SCBA-6013 | Self Contained Breathing Apparatus, Oxigene Cylinder, Portable | FHO-SES-SQ-0002 | Emergency Breathing Apparatus | PPE,SCBA | Safety Equipment |  | SCBA | http://www.toronto.ca/TWONTO#compressed_gas_cylinder
94810 | FHO-SES-SCBA-6014 | Self Contained Breathing Apparatus, Oxigene Cylinder, Portable | FHO-SES-SQ-0002 | Emergency Breathing Apparatus | PPE,SCBA | Safety Equipment |  | SCBA | http://www.toronto.ca/TWONTO#compressed_gas_cylinder
30657 | FIS-SES-SCBA-4501 | Self Contained Breathing Apparatus, Workshop Building, Main Floor, EICT Corridor Next to West Side Entrance | FIS-SES-SQ-0001 | Emergency Breathing Apparatus | PPE,SCBA | Safety Equipment |  | SCBA | http://www.toronto.ca/TWONTO#self-contained_breathing_apparatus
18567 | FHA-SES-SCBA-0301 | Self Contained Breathing Apparatus,Service Building, Basement | FHA-SES-SCBA-CYLINDER | Breathing Air Tanks (SCBA cylinders) | PPE,SCBA | Safety Equipment |  | SCBA | http://www.toronto.ca/TWONTO#self-contained_breathing_apparatus
55598 | TAB-WA2-SQ-3402 | Self Retracting Lifeline | TAB-WA2-SQ-0001 | Fall Arrest System , Tripod and SRL | PPE,Harness | Safety Equipment |  | SQ | self_retracting_line
55599 | TAB-WA2-SQ-3403 | Self Retracting Lifeline | TAB-WA2-SQ-0001 | Fall Arrest System , Tripod and SRL | PPE,Harness | Safety Equipment |  | SQ | self_retracting_line
55603 | TAB-WA2-SQ-7220 | Self Retracting Lifeline | TAB-WA2-SQ-0001 | Fall Arrest System , Tripod and SRL | PPE,Harness | Safety Equipment |  | SQ | self_retracting_line
55716 | TAB-WA4-SQ-3402 | Self Retracting Lifeline - 3400108C | TAB-WA4-SQ-0010 | WA4 Fall arrest systems |  | Safety Equipment |  | SQ | self_retracting_line
119954 | TAB-WA4-SQ-3403 | Self Retracting Lifeline - 3400108C | TAB-WA4-SQ-0010 | WA4 Fall arrest systems |  | Safety Equipment |  | SQ | self_retracting_line
55715 | TAB-WA4-SQ-3401 | Self Retracting Lifeline - 3403402 | TAB-WA4-SQ-0010 | WA4 Fall arrest systems |  | Safety Equipment |  | SQ | self_retracting_line
55713 | TAB-WA4-SQ-207 | Self Retracting Lifeline(SIMM1 Shared) | TAB-WA4-SQ-0010 | WA4 Fall arrest systems |  | Safety Equipment |  | SQ | self_retracting_line
55734 | TAB-WA4-SQ-489F | Self Retracting Lifeline(SIMM1 Shared) | TAB-WA4-SQ-0010 | WA4 Fall arrest systems |  | Safety Equipment |  | SQ | self_retracting_line
119944 | TAB-WA4-SQ-1227 | Self Retracting Lifeline(SIMM1 Shared) | TAB-WA4-SQ-0010 | WA4 Fall arrest systems |  | Safety Equipment |  | SQ | self_retracting_line
119947 | TAB-WA4-SQ-1232 | Self Retracting Lifeline(SIMM1 Shared) | TAB-WA4-SQ-0010 | WA4 Fall arrest systems |  | Safety Equipment |  | SQ | self_retracting_line
119951 | TAB-WA4-SQ-202 | Self Retracting Lifeline(SIMM1 Shared) | TAB-WA4-SQ-0010 | WA4 Fall arrest systems |  | Safety Equipment |  | SQ | self_retracting_line
119883 | TAB-WA3-SQ-1331 | Self Retracting Lifeline, 100Ft. | TAB-DEW-SQ-0010 | WA3 Fall arrest systems portable cranes/hoists, come alongs, slings, wire rope, chains, electrical equipment etc., | PPE,Lanyard | Safety Equipment |  | SQ | self_retracting_line
119884 | TAB-WA3-SQ-1332 | Self Retracting Lifeline, 100Ft. | TAB-DEW-SQ-0010 | WA3 Fall arrest systems portable cranes/hoists, come alongs, slings, wire rope, chains, electrical equipment etc., | PPE,Lanyard | Safety Equipment |  | SQ | self_retracting_line
119885 | TAB-WA3-SQ-1941 | Self Retracting Lifeline, 50Ft. | TAB-DEW-SQ-0010 | WA3 Fall arrest systems portable cranes/hoists, come alongs, slings, wire rope, chains, electrical equipment etc., | PPE,Lanyard | Safety Equipment |  | SQ | self_retracting_line
119898 | TAB-WA3-SQ-8732 | Self Retracting Lifeline, 50Ft. | TAB-DEW-SQ-0010 | WA3 Fall arrest systems portable cranes/hoists, come alongs, slings, wire rope, chains, electrical equipment etc., | PPE,Lanyard | Safety Equipment |  | SQ | self_retracting_line
9314 | COL-YKP-SRL-0024 | Self Retrieval Line - 086518 | YKP-BLD | Collections - 435 Kipling Ave. Building envelope |  | Safety Equipment | 38996 | SRL | self_retracting_line
39058 | COL-YKP-SRL-0024 | Self Retrieval Line - 086518 | COL-W-OBSOLETE | Col West Obsolete Entities |  | Safety Equipment | 38996 | SRL | self_retracting_line
9343 | COL-YKP-SRL-2000070 | Self Retrieval Line - 2000070 | YKP-BLD | Collections - 435 Kipling Ave. Building envelope | Safety | Safety Equipment |  | SRL | self_retracting_line
9344 | COL-YKP-SRL-2000075 | Self Retrieval Line - 2000075 | YKP-BLD | Collections - 435 Kipling Ave. Building envelope | Safety | Safety Equipment |  | SRL | self_retracting_line
9345 | COL-YKP-SRL-2000127 | Self Retrieval Line - 2000127 | YKP-BLD | Collections - 435 Kipling Ave. Building envelope | Safety | Safety Equipment |  | SRL | self_retracting_line
39046 | COL-YKP-SRL-0001411 | Self Retrieval Line -0001411 | YKP-BLD | Collections - 435 Kipling Ave. Building envelope | Safety | Safety Equipment |  | SRL | self_retracting_line
9308 | COL-YKP-SRL-0001759 | Self Retrieval Line -0001759 | YKP-BLD | Collections - 435 Kipling Ave. Building envelope | Safety | Safety Equipment |  | SRL | self_retracting_line
9318 | COL-YKP-SRL-0034 | Self Retrieval Line -000176 | COL-W-OBSOLETE | Col West Obsolete Entities |  | Safety Equipment | 39000 | SRL | self_retracting_line
9319 | COL-YKP-SRL-0034 | Self Retrieval Line -000176 | YKP-BLD | Collections - 435 Kipling Ave. Building envelope |  | Safety Equipment | 39000 | SRL | self_retracting_line
39055 | COL-YKP-SRL-0019 | Self Retrieval Line -0001765 | COL-W-OBSOLETE | Col West Obsolete Entities |  | Safety Equipment | 38994 | SRL | self_retracting_line
39056 | COL-YKP-SRL-0019 | Self Retrieval Line -0001765 | YKP-BLD | Collections - 435 Kipling Ave. Building envelope |  | Safety Equipment | 38994 | SRL | self_retracting_line
39050 | COL-YKP-SRL-0010 | Self Retrieval Line -0002834 | COL-W-OBSOLETE | Col West Obsolete Entities |  | Safety Equipment | 38991 | SRL | self_retracting_line
39051 | COL-YKP-SRL-0010 | Self Retrieval Line -0002834 | YKP-BLD | Collections - 435 Kipling Ave. Building envelope |  | Safety Equipment | 38991 | SRL | self_retracting_line
9316 | COL-YKP-SRL-002652 | Self Retrieval Line -002652 | YKP-BLD | Collections - 435 Kipling Ave. Building envelope | Safety | Safety Equipment |  | SRL | self_retracting_line
39053 | COL-YKP-SRL-0017 | Self Retrieval Line -002652 | COL-W-OBSOLETE | Col West Obsolete Entities |  | Safety Equipment | 38993 | SRL | self_retracting_line
39054 | COL-YKP-SRL-0017 | Self Retrieval Line -002652 | YKP-BLD | Collections - 435 Kipling Ave. Building envelope |  | Safety Equipment | 38993 | SRL | self_retracting_line
9324 | COL-YKP-SRL-007043 | Self Retrieval Line -007043 | YKP-BLD | Collections - 435 Kipling Ave. Building envelope | Safety | Safety Equipment |  | SRL | self_retracting_line
39068 | COL-YKP-SRL-026227 | Self Retrieval Line -026227 | YKP-BLD | Collections - 435 Kipling Ave. Building envelope | Safety | Safety Equipment |  | SRL | self_retracting_line
39064 | COL-YKP-SRL-0036 | Self Retrieval Line -0305006 | COL-W-OBSOLETE | Col West Obsolete Entities |  | Safety Equipment | 39002 | SRL | self_retracting_line
39065 | COL-YKP-SRL-0036 | Self Retrieval Line -0305006 | YKP-BLD | Collections - 435 Kipling Ave. Building envelope |  | Safety Equipment | 39002 | SRL | self_retracting_line
9325 | COL-YKP-SRL-0305007 | Self Retrieval Line -0305007 | YKP-BLD | Collections - 435 Kipling Ave. Building envelope | Safety | Safety Equipment |  | SRL | self_retracting_line
9315 | COL-YKP-SRL-0026 | Self Retrieval Line -0305008 | YKP-BLD | Collections - 435 Kipling Ave. Building envelope |  | Safety Equipment | 38997 | SRL | self_retracting_line
39059 | COL-YKP-SRL-0026 | Self Retrieval Line -0305008 | COL-W-OBSOLETE | Col West Obsolete Entities |  | Safety Equipment | 38997 | SRL | self_retracting_line
39069 | COL-YKP-SRL-0305010 | Self Retrieval Line -0305010 | YKP-BLD | Collections - 435 Kipling Ave. Building envelope | Safety | Safety Equipment |  | SRL | self_retracting_line
9326 | COL-YKP-SRL-0305011 | Self Retrieval Line -0305011 | YKP-BLD | Collections - 435 Kipling Ave. Building envelope | Safety | Safety Equipment |  | SRL | self_retracting_line
39070 | COL-YKP-SRL-036157 | Self Retrieval Line -036157 | YKP-BLD | Collections - 435 Kipling Ave. Building envelope | Safety | Safety Equipment |  | SRL | self_retracting_line
39071 | COL-YKP-SRL-064093 | Self Retrieval Line -064093 | YKP-BLD | Collections - 435 Kipling Ave. Building envelope | Safety | Safety Equipment |  | SRL | self_retracting_line
9327 | COL-YKP-SRL-064097 | Self Retrieval Line -064097 | YKP-BLD | Collections - 435 Kipling Ave. Building envelope | Safety | Safety Equipment |  | SRL | self_retracting_line
9317 | COL-YKP-SRL-0028 | Self Retrieval Line -086518 | COL-W-OBSOLETE | Col West Obsolete Entities |  | Safety Equipment | 38998 | SRL | self_retracting_line
39060 | COL-YKP-SRL-0028 | Self Retrieval Line -086518 | YKP-BLD | Collections - 435 Kipling Ave. Building envelope |  | Safety Equipment | 38998 | SRL | self_retracting_line
39076 | COL-YKP-SRL-092094 | Self Retrieval Line -092094 | YKP-BLD | Collections - 435 Kipling Ave. Building envelope | Safety | Safety Equipment |  | SRL | self_retracting_line
9328 | COL-YKP-SRL-092839 | Self Retrieval Line -092839 | YKP-BLD | Collections - 435 Kipling Ave. Building envelope | Safety | Safety Equipment |  | SRL | self_retracting_line
39080 | COL-YKP-SRL-092841 | Self Retrieval Line -092841 | YKP-BLD | Collections - 435 Kipling Ave. Building envelope | Safety | Safety Equipment |  | SRL | self_retracting_line
39061 | COL-YKP-SRL-0033 | Self Retrieval Line -097665 | COL-W-OBSOLETE | Col West Obsolete Entities |  | Safety Equipment | 38999 | SRL | self_retracting_line
39062 | COL-YKP-SRL-0033 | Self Retrieval Line -097665 | YKP-BLD | Collections - 435 Kipling Ave. Building envelope |  | Safety Equipment | 38999 | SRL | self_retracting_line
39082 | COL-YKP-SRL-097669 | Self Retrieval Line -097669 | YKP-BLD | Collections - 435 Kipling Ave. Building envelope | Safety | Safety Equipment |  | SRL | self_retracting_line
39084 | COL-YKP-SRL-097677 | Self Retrieval Line -097677 | YKP-BLD | Collections - 435 Kipling Ave. Building envelope | Safety | Safety Equipment |  | SRL | self_retracting_line
39085 | COL-YKP-SRL-098993 | Self Retrieval Line -098993 | YKP-BLD | Collections - 435 Kipling Ave. Building envelope | Safety | Safety Equipment |  | SRL | self_retracting_line
9313 | COL-YKP-SRL-0021 | Self Retrieval Line -09970 | COL-W-OBSOLETE | Col West Obsolete Entities |  | Safety Equipment | 38995 | SRL | self_retracting_line
39057 | COL-YKP-SRL-0021 | Self Retrieval Line -09970 | YKP-BLD | Collections - 435 Kipling Ave. Building envelope |  | Safety Equipment | 38995 | SRL | self_retracting_line
39086 | COL-YKP-SRL-109463 | Self Retrieval Line -109463 | YKP-BLD | Collections - 435 Kipling Ave. Building envelope | Safety | Safety Equipment |  | SRL | self_retracting_line
9331 | COL-YKP-SRL-109468 | Self Retrieval Line -109468 | YKP-BLD | Collections - 435 Kipling Ave. Building envelope | Safety | Safety Equipment |  | SRL | self_retracting_line
9332 | COL-YKP-SRL-109557 | Self Retrieval Line -109557 | YKP-BLD | Collections - 435 Kipling Ave. Building envelope | Safety | Safety Equipment |  | SRL | self_retracting_line
9333 | COL-YKP-SRL-11971 | Self Retrieval Line- 11971 | YKP-BLD | Collections - 435 Kipling Ave. Building envelope | Safety | Safety Equipment |  | SRL | self_retracting_line
39256 | COL-YKP-SRL-11972 | Self Retrieval Line- 11972 | YKP-BLD | Collections - 435 Kipling Ave. Building envelope | Safety | Safety Equipment |  | SRL | self_retracting_line
39066 | COL-YKP-SRL-0040 | Self Retrieval Line- 119725 | YKP-BLD | Collections - 435 Kipling Ave. Building envelope |  | Safety Equipment | 34583 | SRL | self_retracting_line
9334 | COL-YKP-SRL-11973 | Self Retrieval Line- 11973 | YKP-BLD | Collections - 435 Kipling Ave. Building envelope | Safety | Safety Equipment |  | SRL | self_retracting_line
39257 | COL-YKP-SRL-11974 | Self Retrieval Line- 11974 | YKP-BLD | Collections - 435 Kipling Ave. Building envelope | Safety | Safety Equipment |  | SRL | self_retracting_line
39259 | COL-YKP-SRL-11976 | Self Retrieval Line- 11976 | YKP-BLD | Collections - 435 Kipling Ave. Building envelope | Safety | Safety Equipment |  | SRL | self_retracting_line
9335 | COL-YKP-SRL-121209 | Self Retrieval Line -121209 | YKP-BLD | Collections - 435 Kipling Ave. Building envelope | Safety | Safety Equipment |  | SRL | self_retracting_line
39260 | COL-YKP-SRL-126711 | Self Retrieval Line -126711 | YKP-BLD | Collections - 435 Kipling Ave. Building envelope | Safety | Safety Equipment |  | SRL | self_retracting_line
9336 | COL-YKP-SRL-1304014 | Self Retrieval Line- 1304014 | YKP-BLD | Collections - 435 Kipling Ave. Building envelope | Safety | Safety Equipment |  | SRL | self_retracting_line
9321 | COL-YKP-SRL-0041 | Self Retrieval Line- 13565 | COL-W-OBSOLETE | Col West Obsolete Entities |  | Safety Equipment | 39004 | SRL | self_retracting_line
9322 | COL-YKP-SRL-0041 | Self Retrieval Line- 13565 | YKP-BLD | Collections - 435 Kipling Ave. Building envelope |  | Safety Equipment | 39004 | SRL | self_retracting_line
9337 | COL-YKP-SRL-1401001 | Self Retrieval Line -1401001 | COL-W-OBSOLETE | Col West Obsolete Entities | Safety | Safety Equipment |  | SRL | self_retracting_line
9338 | COL-YKP-SRL-1401001 | Self Retrieval Line -1401001 | COL-YKP | Kipling Yard | Safety | Safety Equipment |  | SRL | self_retracting_line
9339 | COL-YKP-SRL-1401001 | Self Retrieval Line -1401001 | YKP-BLD | Collections - 435 Kipling Ave. Building envelope | Safety | Safety Equipment |  | SRL | self_retracting_line
39261 | COL-YKP-SRL-1401006 | Self Retrieval Line- 1401006 | YKP-BLD | Collections - 435 Kipling Ave. Building envelope | Safety | Safety Equipment |  | SRL | self_retracting_line
9340 | COL-YKP-SRL-1403004 | Self Retrieval Line -1403004 | COL-YKP | Kipling Yard | Safety | Safety Equipment |  | SRL | self_retracting_line
9341 | COL-YKP-SRL-1403004 | Self Retrieval Line -1403004 | YKP-BLD | Collections - 435 Kipling Ave. Building envelope | Safety | Safety Equipment |  | SRL | self_retracting_line
39262 | COL-YKP-SRL-1403004 | Self Retrieval Line -1403004 | COL-W-OBSOLETE | Col West Obsolete Entities | Safety | Safety Equipment |  | SRL | self_retracting_line
39263 | COL-YKP-SRL-1406015 | Self Retrieval Line- 1406015 | YKP-BLD | Collections - 435 Kipling Ave. Building envelope | Safety | Safety Equipment |  | SRL | self_retracting_line
9312 | COL-YKP-SRL-0014 | Self Retrieval Line -199468 | YKP-BLD | Collections - 435 Kipling Ave. Building envelope |  | Safety Equipment | 38992 | SRL | self_retracting_line
39052 | COL-YKP-SRL-0014 | Self Retrieval Line -199468 | COL-W-OBSOLETE | Col West Obsolete Entities |  | Safety Equipment | 38992 | SRL | self_retracting_line
9323 | COL-YKP-SRL-0050 | Self Retrieval Line -F4/556 | YKP-BLD | Collections - 435 Kipling Ave. Building envelope |  | Safety Equipment | 39005 | SRL | self_retracting_line
39067 | COL-YKP-SRL-0050 | Self Retrieval Line -F4/556 | COL-W-OBSOLETE | Col West Obsolete Entities |  | Safety Equipment | 39005 | SRL | self_retracting_line
9320 | COL-YKP-SRL-0035 | Self Retrieval Line -PC7292 | YKP-BLD | Collections - 435 Kipling Ave. Building envelope |  | Safety Equipment | 39001 | SRL | self_retracting_line
39063 | COL-YKP-SRL-0035 | Self Retrieval Line -PC7292 | COL-W-OBSOLETE | Col West Obsolete Entities |  | Safety Equipment | 39001 | SRL | self_retracting_line
39047 | COL-YKP-SRL-0001763 | Self Retrieval Line-0001763 | YKP-BLD | Collections - 435 Kipling Ave. Building envelope | Safety | Safety Equipment |  | SRL | self_retracting_line
9309 | COL-YKP-SRL-0001765 | Self Retrieval Line-0001765 | YKP-BLD | Collections - 435 Kipling Ave. Building envelope | Safety | Safety Equipment |  | SRL | self_retracting_line
39072 | COL-YKP-SRL-085518 | Self Retrieval Line-085518 | YKP-BLD | Collections - 435 Kipling Ave. Building envelope | Safety | Safety Equipment |  | SRL | self_retracting_line
39073 | COL-YKP-SRL-086518 | Self Retrieval Line-086518 | YKP-BLD | Collections - 435 Kipling Ave. Building envelope | Safety | Safety Equipment |  | SRL | self_retracting_line
39074 | COL-YKP-SRL-091921 | Self Retrieval Line-091921 | YKP-BLD | Collections - 435 Kipling Ave. Building envelope | Safety | Safety Equipment |  | SRL | self_retracting_line
39075 | COL-YKP-SRL-092080 | Self Retrieval Line-092080 | YKP-BLD | Collections - 435 Kipling Ave. Building envelope | Safety | Safety Equipment |  | SRL | self_retracting_line
39077 | COL-YKP-SRL-092095 | Self Retrieval Line-092095 | COL-YKP | Kipling Yard | Safety | Safety Equipment |  | SRL | self_retracting_line
39078 | COL-YKP-SRL-092095 | Self Retrieval Line-092095 | YKP-BLD | Collections - 435 Kipling Ave. Building envelope | Safety | Safety Equipment |  | SRL | self_retracting_line
39079 | COL-YKP-SRL-092811 | Self Retrieval Line-092811 | YKP-BLD | Collections - 435 Kipling Ave. Building envelope | Safety | Safety Equipment |  | SRL | self_retracting_line
9310 | COL-YKP-SRL-0003 | Self Retrieval Line-092839 | COL-W-OBSOLETE | Col West Obsolete Entities |  | Safety Equipment | 38989 | SRL | self_retracting_line
9311 | COL-YKP-SRL-0003 | Self Retrieval Line-092839 | YKP-BLD | Collections - 435 Kipling Ave. Building envelope |  | Safety Equipment | 38989 | SRL | self_retracting_line
39081 | COL-YKP-SRL-097665 | Self Retrieval Line-097665 | YKP-BLD | Collections - 435 Kipling Ave. Building envelope | Safety | Safety Equipment |  | SRL | self_retracting_line
9329 | COL-YKP-SRL-097673 | Self Retrieval Line-097673 | YKP-BLD | Collections - 435 Kipling Ave. Building envelope | Safety | Safety Equipment |  | SRL | self_retracting_line
39048 | COL-YKP-SRL-0004 | Self Retrieval Line-097673 | COL-W-OBSOLETE | Col West Obsolete Entities |  | Safety Equipment | 38990 | SRL | self_retracting_line
39049 | COL-YKP-SRL-0004 | Self Retrieval Line-097673 | YKP-BLD | Collections - 435 Kipling Ave. Building envelope |  | Safety Equipment | 38990 | SRL | self_retracting_line
39083 | COL-YKP-SRL-097676 | Self Retrieval Line-097676 | YKP-BLD | Collections - 435 Kipling Ave. Building envelope | Safety | Safety Equipment |  | SRL | self_retracting_line
9330 | COL-YKP-SRL-098937 | Self Retrieval Line-098937 | YKP-BLD | Collections - 435 Kipling Ave. Building envelope | Safety | Safety Equipment |  | SRL | self_retracting_line
39258 | COL-YKP-SRL-11975 | Self Retrieval Line-11975 | YKP-BLD | Collections - 435 Kipling Ave. Building envelope | Safety | Safety Equipment |  | SRL | self_retracting_line
39266 | COL-YKP-SRL-F200380271 | Self Retrieval Line-F200380271 | YKP-BLD | Collections - 435 Kipling Ave. Building envelope | Safety | Safety Equipment |  |  | self_retracting_line
9346 | COL-YKP-SRL-F20183828459 | Self Retrieval Line-F20183828459 | YKP-BLD | Collections - 435 Kipling Ave. Building envelope | Safety | Safety Equipment |  |  | self_retracting_line
9347 | COL-YKP-SRL-F20183828503 | Self Retrieval Line-F20183828503 | YKP-BLD | Collections - 435 Kipling Ave. Building envelope | Safety | Safety Equipment |  |  | self_retracting_line
39267 | COL-YKP-SRL-TORONTO WATER | Self Retrieval Line-Toronto Water # 2 | COL-YKP | Kipling Yard | Safety | Safety Equipment |  |  | self_retracting_line
39264 | COL-YKP-SRL-142939 | Self Retrieval Line-Winch-142939 | YKP-BLD | Collections - 435 Kipling Ave. Building envelope | Safety | Safety Equipment |  | SRL | self_retracting_line
9342 | COL-YKP-SRL-142940 | Self Retrieval Line-Winch-142940 | YKP-BLD | Collections - 435 Kipling Ave. Building envelope | Safety | Safety Equipment |  | SRL | self_retracting_line
39265 | COL-YKP-SRL-142941 | Self Retrieval Line-Winch-142941 | YKP-BLD | Collections - 435 Kipling Ave. Building envelope | Safety | Safety Equipment |  | SRL | self_retracting_line
18539 | FHA-SES-SCBA-0001 | Self-Contained Breathing Apparatus (SCBA) SW182053 | FHA-SES-SQ-2 | Emergency Breathing Apparatus SCBA | PPE,SCBA | Safety Equipment |  | SCBA | http://www.toronto.ca/TWONTO#self-contained_breathing_apparatus
96912 | FIS-FEQ-ASH-4501 | Sensor, CO, CO monitoring, Marine Yard South Entrance | FIS-FEQ-CP-4001-SUS | Panel, Control, Fire Alarm, Vestibule |  | Safety Equipment |  | ASH | http://www.toronto.ca/TWONTO#fixed_gas_detector
96913 | FIS-FEQ-ASH-4502 | Sensor, CO, CO monitoring, Mechanical/Electrical Room | FIS-FEQ-CP-4001-SUS | Panel, Control, Fire Alarm, Vestibule |  | Safety Equipment |  | ASH | http://www.toronto.ca/TWONTO#fixed_gas_detector
120013 | TAB-WA5-SQ-0018 | Sling, 10 foot, Safety Equipment, Dig. 13 - 16 | TAB-SQ-LD | WA8 Safety Equipment Lifting Devices |  | Safety Equipment |  | SQ | http://www.toronto.ca/TWONTO#fall_protection_sling
55762 | TAB-WA5-SQ-0014 | Sling, 2 foot, Safety Equipment, Dig. 13 - 16 | TAB-SQ-LD | WA8 Safety Equipment Lifting Devices |  | Safety Equipment |  | SQ | http://www.toronto.ca/TWONTO#fall_protection_sling
55763 | TAB-WA5-SQ-0015 | Sling, 4 foot, Safety Equipment, Dig. 13 - 16 | TAB-SQ-LD | WA8 Safety Equipment Lifting Devices |  | Safety Equipment |  | SQ | http://www.toronto.ca/TWONTO#fall_protection_sling
120011 | TAB-WA5-SQ-0016 | Sling, 6 foot, Safety Equipment, Dig. 13 - 16 | TAB-SQ-LD | WA8 Safety Equipment Lifting Devices |  | Safety Equipment |  | SQ | http://www.toronto.ca/TWONTO#fall_protection_sling
120012 | TAB-WA5-SQ-0017 | Sling, 8 foot, Safety Equipment, Dig. 13 - 16 | TAB-SQ-LD | WA8 Safety Equipment Lifting Devices |  | Safety Equipment |  | SQ | http://www.toronto.ca/TWONTO#fall_protection_sling
55870 | TAB-WA7-1204 | Sling, Nylon | TAB-SES-SQ | WA7 Safety Equipment | Lifting Device,Sling | Safety Equipment |  |  | synthetic_web_sling
55897 | TAB-WA7-LD-1203 | Sling, Nylon | TAB-SES-SQ | WA7 Safety Equipment | Lifting Device,Sling | Safety Equipment |  | LD | synthetic_web_sling
55898 | TAB-WA7-LD-1204 | Sling, Nylon | TAB-SES-SQ | WA7 Safety Equipment | Lifting Device,Sling | Safety Equipment |  | LD | synthetic_web_sling
55899 | TAB-WA7-LD-1205 | Sling, Nylon | TAB-SES-SQ | WA7 Safety Equipment | Lifting Device,Sling | Safety Equipment |  | LD | synthetic_web_sling
120116 | TAB-WA7-LD-1201 | Sling, Nylon | TAB-SES-SQ | WA7 Safety Equipment | Lifting Device,Sling | Safety Equipment |  | LD | synthetic_web_sling
120117 | TAB-WA7-LD-1202 | Sling, Nylon | TAB-SES-SQ | WA7 Safety Equipment | Lifting Device,Sling | Safety Equipment |  | LD | synthetic_web_sling
120118 | TAB-WA7-LD-1206 | Sling, Nylon | TAB-SES-SQ | WA7 Safety Equipment | Lifting Device,Sling | Safety Equipment |  | LD | synthetic_web_sling
76041 | THR-JHSC-STBMCC | Sludge Thickening Building SwitchGear and MCC Rooms | THR-JHSC-WA3 | Joint Health & Safety Committee WA3 |  | Safety Equipment |  |  | http://www.toronto.ca/TWONTO#space
136613 | THR-JHSC-STB | Sludge Thickening Building & Surrounding Areas | THR-JHSC-WA1 | Joint Health & Safety Committee WA1 |  | Safety Equipment |  |  | http://www.toronto.ca/TWONTO#space
98221 | FIS-SES-SQ-0006 | Smoke detectors , Non-RPU | FIS-GRK | FIS Buildings & Grounds |  | Safety Equipment |  | SQ | http://www.toronto.ca/TWONTO#flame_or_combustion_sensing_instrument
30668 | FIS-SES-SQ-0005 | Smoke detectors , RPU | FIS-GRK | FIS Buildings & Grounds |  | Safety Equipment |  | SQ | http://www.toronto.ca/TWONTO#flame_or_combustion_sensing_instrument
136611 | THR-JHSC-SFST | South Final Sedimentation (Square) Tanks 1-12, Upper & Lower Levels | THR-JHSC-WA4 | Joint Health & Safety Committee WA4 |  | Safety Equipment |  |  | http://www.toronto.ca/TWONTO#space
136612 | THR-JHSC-SPRM | South Primary Tanks & Surrounding Areas, Machine Shop | THR-JHSC-WA2 | Joint Health & Safety Committee WA2 |  | Safety Equipment |  |  | http://www.toronto.ca/TWONTO#space
125172 | THC-ELS-SQ-1035488 | Spares, Electrical Safety gloves, High Voltage, Class 0, # 1035488 | THC-SES-SQ | Safety Equipment |  | Safety Equipment | 40736 | SQ | http://www.toronto.ca/TWONTO#rubber_insulating_gloves
61133 | THC-ELS-SQ-1035673 | Spares, Electrical Safety gloves, High Voltage, Class 0, # 1035673 | THC-SES-SQ | Safety Equipment |  | Safety Equipment | 40735 | SQ | http://www.toronto.ca/TWONTO#rubber_insulating_gloves
61134 | THC-ELS-SQ-1039483 | Spares, Electrical Safety gloves, High Voltage, Class 0, # 1039483 | THC-SES-SQ | Safety Equipment |  | Safety Equipment | 40032 | SQ | http://www.toronto.ca/TWONTO#rubber_insulating_gloves
125173 | THC-ELS-SQ-1040093 | Spares, Electrical Safety gloves, High Voltage, Class 0, # 1040093 | THC-SES-SQ | Safety Equipment |  | Safety Equipment | 40033 | SQ | http://www.toronto.ca/TWONTO#rubber_insulating_gloves
125174 | THC-ELS-SQ-1065356 | Spares, Electrical Safety gloves, High Voltage, Class 0, # 1065356 | THC-SES-SQ | Safety Equipment |  | Safety Equipment | 40741 | SQ | http://www.toronto.ca/TWONTO#rubber_insulating_gloves
61135 | THC-ELS-SQ-1065718 | Spares, Electrical Safety gloves, High Voltage, Class 0, # 1065718 | THC-SES-SQ | Safety Equipment |  | Safety Equipment | 40036 | SQ | http://www.toronto.ca/TWONTO#rubber_insulating_gloves
125180 | THC-ELS-SQ-1341313 | Spares, Electrical Safety gloves, High Voltage, Class 0, # 1341313 | THC-SES-SQ | Safety Equipment |  | Safety Equipment | 35223 | SQ | http://www.toronto.ca/TWONTO#rubber_insulating_gloves
125181 | THC-ELS-SQ-1341313 | Spares, Electrical Safety gloves, High Voltage, Class 0, # 1341313 | THC-SUSPENDED | Suspended entity |  | Safety Equipment | 35223 | SQ | http://www.toronto.ca/TWONTO#rubber_insulating_gloves
125184 | THC-ELS-SQ-1341932 | Spares, Electrical Safety gloves, High Voltage, Class 0, # 1341932 | THC-SES-SQ | Safety Equipment |  | Safety Equipment | 35222 | SQ | http://www.toronto.ca/TWONTO#rubber_insulating_gloves
125185 | THC-ELS-SQ-1341932 | Spares, Electrical Safety gloves, High Voltage, Class 0, # 1341932 | THC-SUSPENDED | Suspended entity |  | Safety Equipment | 35222 | SQ | http://www.toronto.ca/TWONTO#rubber_insulating_gloves
125186 | THC-ELS-SQ-134223 | Spares, Electrical Safety gloves, High Voltage, Class 0, # 1342223 | THC-SES-SQ | Safety Equipment |  | Safety Equipment | 40742 | SQ | http://www.toronto.ca/TWONTO#rubber_insulating_gloves
125188 | THC-ELS-SQ-1537335 | Spares, Electrical Safety gloves, High Voltage, Class 0, # 1537335 | THC-SES-SQ | Safety Equipment |  | Safety Equipment | 35220 | SQ | http://www.toronto.ca/TWONTO#rubber_insulating_gloves
125189 | THC-ELS-SQ-1537335 | Spares, Electrical Safety gloves, High Voltage, Class 0, # 1537335 | THC-SUSPENDED | Suspended entity |  | Safety Equipment | 35220 | SQ | http://www.toronto.ca/TWONTO#rubber_insulating_gloves
125190 | THC-ELS-SQ-1537799 | Spares, Electrical Safety gloves, High Voltage, Class 0, # 1537799 | THC-SES-SQ | Safety Equipment |  | Safety Equipment | 35221 | SQ | http://www.toronto.ca/TWONTO#rubber_insulating_gloves
125191 | THC-ELS-SQ-1537799 | Spares, Electrical Safety gloves, High Voltage, Class 0, # 1537799 | THC-SUSPENDED | Suspended entity |  | Safety Equipment | 35221 | SQ | http://www.toronto.ca/TWONTO#rubber_insulating_gloves
61152 | THC-ELS-SQ-211162L | Spares, Electrical Safety gloves, High Voltage, Class 0, # 211162L | THC-SUSPENDED | Suspended entity |  | Safety Equipment | 35496 | SQ | http://www.toronto.ca/TWONTO#rubber_insulating_gloves
125198 | THC-ELS-SQ-211162L | Spares, Electrical Safety gloves, High Voltage, Class 0, # 211162L | THC-SES-SQ | Safety Equipment |  | Safety Equipment | 35496 | SQ | http://www.toronto.ca/TWONTO#rubber_insulating_gloves
125199 | THC-ELS-SQ-211162R | Spares, Electrical Safety gloves, High Voltage, Class 0, # 211162R | THC-SES-SQ | Safety Equipment |  | Safety Equipment | 35497 | SQ | http://www.toronto.ca/TWONTO#rubber_insulating_gloves
125200 | THC-ELS-SQ-211162R | Spares, Electrical Safety gloves, High Voltage, Class 0, # 211162R | THC-SUSPENDED | Suspended entity |  | Safety Equipment | 35497 | SQ | http://www.toronto.ca/TWONTO#rubber_insulating_gloves
61153 | THC-ELS-SQ-211163L | Spares, Electrical Safety gloves, High Voltage, Class 0, # 211163L | THC-SUSPENDED | Suspended entity |  | Safety Equipment | 35494 | SQ | http://www.toronto.ca/TWONTO#rubber_insulating_gloves
125201 | THC-ELS-SQ-211163L | Spares, Electrical Safety gloves, High Voltage, Class 0, # 211163L | THC-SES-SQ | Safety Equipment |  | Safety Equipment | 35494 | SQ | http://www.toronto.ca/TWONTO#rubber_insulating_gloves
125202 | THC-ELS-SQ-211163R | Spares, Electrical Safety gloves, High Voltage, Class 0, # 211163L | THC-SES-SQ | Safety Equipment |  | Safety Equipment | 35495 | SQ | http://www.toronto.ca/TWONTO#rubber_insulating_gloves
125203 | THC-ELS-SQ-211163R | Spares, Electrical Safety gloves, High Voltage, Class 0, # 211163L | THC-SUSPENDED | Suspended entity |  | Safety Equipment | 35495 | SQ | http://www.toronto.ca/TWONTO#rubber_insulating_gloves
61155 | THC-ELS-SQ-2488682 | Spares, Electrical Safety gloves, High Voltage, Class 0, # 2488682 | THC-SES-SQ | Safety Equipment | PPE,Insulated Glove | Safety Equipment |  | SQ | http://www.toronto.ca/TWONTO#rubber_insulating_gloves
125204 | THC-ELS-SQ-2488774 | Spares, Electrical Safety gloves, High Voltage, Class 0, # 2488774 | THC-SES-SQ | Safety Equipment | PPE,Insulated Glove | Safety Equipment |  | SQ | http://www.toronto.ca/TWONTO#rubber_insulating_gloves
61156 | THC-ELS-SQ-2488775 | Spares, Electrical Safety gloves, High Voltage, Class 0, # 2488775 | THC-SES-SQ | Safety Equipment | PPE,Insulated Glove | Safety Equipment | 41088 | SQ | http://www.toronto.ca/TWONTO#rubber_insulating_gloves
61159 | THC-ELS-SQ-2856836 | Spares, Electrical Safety gloves, High Voltage, Class 0, # 2856836 | THC-SES-SQ | Safety Equipment |  | Safety Equipment | 40737 | SQ | http://www.toronto.ca/TWONTO#rubber_insulating_gloves
61160 | THC-ELS-SQ-2856898 | Spares, Electrical Safety gloves, High Voltage, Class 0, # 2856898 | THC-SES-SQ | Safety Equipment |  | Safety Equipment | 40738 | SQ | http://www.toronto.ca/TWONTO#rubber_insulating_gloves
125211 | THC-ELS-SQ-2875079 | Spares, Electrical Safety gloves, High Voltage, Class 0, # 2875079 | THC-SES-SQ | Safety Equipment | PPE,Insulated Glove | Safety Equipment |  | SQ | http://www.toronto.ca/TWONTO#rubber_insulating_gloves
125212 | THC-ELS-SQ-2875384 | Spares, Electrical Safety gloves, High Voltage, Class 0, # 2875384 | THC-SES-SQ | Safety Equipment | PPE,Insulated Glove | Safety Equipment |  | SQ | http://www.toronto.ca/TWONTO#rubber_insulating_gloves
61162 | THC-ELS-SQ-3017480 | Spares, Electrical Safety gloves, High Voltage, Class 0, # 3017480 | THC-SES-SQ | Safety Equipment |  | Safety Equipment | 40038 | SQ | http://www.toronto.ca/TWONTO#rubber_insulating_gloves
61163 | THC-ELS-SQ-3017719 | Spares, Electrical Safety gloves, High Voltage, Class 0, # 3017719 | THC-SES-SQ | Safety Equipment |  | Safety Equipment | 40039 | SQ | http://www.toronto.ca/TWONTO#rubber_insulating_gloves
125216 | THC-ELS-SQ-6005127 | Spares, Electrical Safety gloves, High Voltage, Class 0, # 6005127 | THC-SES-SQ | Safety Equipment | PPE,Insulated Glove | Safety Equipment | 42729 | SQ | http://www.toronto.ca/TWONTO#rubber_insulating_gloves
61167 | THC-ELS-SQ-6005208 | Spares, Electrical Safety gloves, High Voltage, Class 0, # 6005208 | THC-SES-SQ | Safety Equipment | PPE,Insulated Glove | Safety Equipment | 42730 | SQ | http://www.toronto.ca/TWONTO#rubber_insulating_gloves
125218 | THC-ELS-SQ-6172848 | Spares, Electrical Safety gloves, High Voltage, Class 0, # 6172848 | THC-SES-SQ | Safety Equipment | PPE,Insulated Glove | Safety Equipment |  | SQ | http://www.toronto.ca/TWONTO#rubber_insulating_gloves
61169 | THC-ELS-SQ-6172922 | Spares, Electrical Safety gloves, High Voltage, Class 0, # 6172922 | THC-SES-SQ | Safety Equipment | PPE,Insulated Glove | Safety Equipment |  | SQ | http://www.toronto.ca/TWONTO#rubber_insulating_gloves
125220 | THC-ELS-SQ-6180338 | Spares, Electrical Safety gloves, High Voltage, Class 0, # 6180338 | THC-SES-SQ | Safety Equipment | PPE,Insulated Glove | Safety Equipment |  | SQ | http://www.toronto.ca/TWONTO#rubber_insulating_gloves
61170 | THC-ELS-SQ-6180346 | Spares, Electrical Safety gloves, High Voltage, Class 0, # 6180346 | THC-SES-SQ | Safety Equipment | PPE,Insulated Glove | Safety Equipment |  | SQ | http://www.toronto.ca/TWONTO#rubber_insulating_gloves
61172 | THC-ELS-SQ-6180464 | Spares, Electrical Safety gloves, High Voltage, Class 0, # 6180464 | THC-SES-SQ | Safety Equipment | PPE,Insulated Glove | Safety Equipment |  | SQ | http://www.toronto.ca/TWONTO#rubber_insulating_gloves
125223 | THC-ELS-SQ-6185131 | Spares, Electrical Safety gloves, High Voltage, Class 0, # 6185131 | THC-SES-SQ | Safety Equipment | PPE,Insulated Glove | Safety Equipment |  | SQ | http://www.toronto.ca/TWONTO#rubber_insulating_gloves
125224 | THC-ELS-SQ-6185204 | Spares, Electrical Safety gloves, High Voltage, Class 0, # 6185204 | THC-SES-SQ | Safety Equipment | PPE,Insulated Glove | Safety Equipment |  | SQ | http://www.toronto.ca/TWONTO#rubber_insulating_gloves
125225 | THC-ELS-SQ-6186110 | Spares, Electrical Safety gloves, High Voltage, Class 0, # 6186110 | THC-SES-SQ | Safety Equipment | PPE,Insulated Glove | Safety Equipment |  | SQ | http://www.toronto.ca/TWONTO#rubber_insulating_gloves
125226 | THC-ELS-SQ-6186246 | Spares, Electrical Safety gloves, High Voltage, Class 0, # 6186246 | THC-SES-SQ | Safety Equipment | PPE,Insulated Glove | Safety Equipment |  | SQ | http://www.toronto.ca/TWONTO#rubber_insulating_gloves
125242 | THC-ELS-SQ-7490607SP | Spares, Electrical Safety gloves, High Voltage, Class 0, # 7490607 | THC-SES-SQ | Safety Equipment |  | Safety Equipment | 35159 | SQ | http://www.toronto.ca/TWONTO#rubber_insulating_gloves
125243 | THC-ELS-SQ-7490607SP | Spares, Electrical Safety gloves, High Voltage, Class 0, # 7490607 | THC-SUSPENDED | Suspended entity |  | Safety Equipment | 35159 | SQ | http://www.toronto.ca/TWONTO#rubber_insulating_gloves
125244 | THC-ELS-SQ-7495402 | Spares, Electrical Safety gloves, High Voltage, Class 0, # 7495402 | THC-SES-SQ | Safety Equipment |  | Safety Equipment | 35219 | SQ | http://www.toronto.ca/TWONTO#rubber_insulating_gloves
125245 | THC-ELS-SQ-7495402 | Spares, Electrical Safety gloves, High Voltage, Class 0, # 7495402 | THC-SUSPENDED | Suspended entity |  | Safety Equipment | 35219 | SQ | http://www.toronto.ca/TWONTO#rubber_insulating_gloves
125246 | THC-ELS-SQ-818278 | Spares, Electrical Safety gloves, High Voltage, Class 0, # 818278 | THC-SES-SQ | Safety Equipment |  | Safety Equipment | 35492 | SQ | http://www.toronto.ca/TWONTO#rubber_insulating_gloves
125247 | THC-ELS-SQ-818278 | Spares, Electrical Safety gloves, High Voltage, Class 0, # 818278 | THC-SUSPENDED | Suspended entity |  | Safety Equipment | 35492 | SQ | http://www.toronto.ca/TWONTO#rubber_insulating_gloves
61184 | THC-ELS-SQ-830292 | Spares, Electrical Safety gloves, High Voltage, Class 0, # 830292 | THC-SES-SQ | Safety Equipment | PPE,Insulated Glove | Safety Equipment |  | SQ | http://www.toronto.ca/TWONTO#rubber_insulating_gloves
61186 | THC-ELS-SQ-830445 | Spares, Electrical Safety gloves, High Voltage, Class 0, # 830445 | THC-SUSPENDED | Suspended entity |  | Safety Equipment | 35493 | SQ | http://www.toronto.ca/TWONTO#rubber_insulating_gloves
125248 | THC-ELS-SQ-830445 | Spares, Electrical Safety gloves, High Voltage, Class 0, # 830445 | THC-SES-SQ | Safety Equipment |  | Safety Equipment | 35493 | SQ | http://www.toronto.ca/TWONTO#rubber_insulating_gloves
61187 | THC-ELS-SQ-848958 | Spares, Electrical Safety gloves, High Voltage, Class 0, # 848958 | THC-SES-SQ | Safety Equipment | PPE,Insulated Glove | Safety Equipment |  | SQ | http://www.toronto.ca/TWONTO#rubber_insulating_gloves
61188 | THC-ELS-SQ-849968 | Spares, Electrical Safety gloves, High Voltage, Class 0, # 849968 | THC-SES-SQ | Safety Equipment |  | Safety Equipment | 40054 | SQ | http://www.toronto.ca/TWONTO#rubber_insulating_gloves
125253 | THC-ELS-SQ-8870990 | Spares, Electrical Safety gloves, High Voltage, Class 0, # 8870990 | THC-SES-SQ | Safety Equipment | PPE,Insulated Glove | Safety Equipment | 40939 | SQ | http://www.toronto.ca/TWONTO#rubber_insulating_gloves
61140 | THC-ELS-SQ-1097120 | Spares, Electrical Safety rubber gloves, High Voltage, Class 0, # 1097120 | THC-SES-SQ | Safety Equipment | PPE,Insulated Glove | Safety Equipment | 41085 | SQ | http://www.toronto.ca/TWONTO#rubber_insulating_gloves
125178 | THC-ELS-SQ-1097305 | Spares, Electrical Safety rubber gloves, High Voltage, Class 0, # 1097305 | THC-SES-SQ | Safety Equipment | PPE,Insulated Glove | Safety Equipment | 41086 | SQ | http://www.toronto.ca/TWONTO#rubber_insulating_gloves
61144 | THC-ELS-SQ-1342223 | Spares, Electrical Safety rubber gloves, High Voltage, Class 0, # 1342223 | THC-SES-SQ | Safety Equipment | PPE,Insulated Glove | Safety Equipment | 40940 | SQ | http://www.toronto.ca/TWONTO#rubber_insulating_gloves
61151 | THC-ELS-SQ-211161L | Spares, Electrical Safety rubber gloves, High Voltage, Class 0, # 211161L | THC-SES-SQ | Safety Equipment | PPE,Insulated Glove | Safety Equipment |  | SQ | http://www.toronto.ca/TWONTO#rubber_insulating_gloves
125197 | THC-ELS-SQ-211161R | Spares, Electrical Safety rubber gloves, High Voltage, Class 0, # 211161R | THC-SES-SQ | Safety Equipment | PPE,Insulated Glove | Safety Equipment |  | SQ | http://www.toronto.ca/TWONTO#rubber_insulating_gloves
61154 | THC-ELS-SQ-2488679 | Spares, Electrical Safety rubber gloves, High Voltage, Class 0, # 2488679 | THC-SES-SQ | Safety Equipment | PPE,Insulated Glove | Safety Equipment | 41087 | SQ | http://www.toronto.ca/TWONTO#rubber_insulating_gloves
125227 | THC-ELS-SQ-6200807 | Spares, Electrical Safety rubber gloves, High Voltage, Class 0, # 6200807 | THC-SES-SQ | Safety Equipment | PPE,Insulated Glove | Safety Equipment |  | SQ | http://www.toronto.ca/TWONTO#rubber_insulating_gloves
61174 | THC-ELS-SQ-6201059 | Spares, Electrical Safety rubber gloves, High Voltage, Class 0, # 6201059 | THC-SES-SQ | Safety Equipment | PPE,Insulated Glove | Safety Equipment |  | SQ | http://www.toronto.ca/TWONTO#rubber_insulating_gloves
125230 | THC-ELS-SQ-6279142 | Spares, Electrical Safety rubber gloves, High Voltage, Class 0, # 6279142 | THC-SES-SQ | Safety Equipment | PPE,Insulated Glove | Safety Equipment |  | SQ | http://www.toronto.ca/TWONTO#rubber_insulating_gloves
61177 | THC-ELS-SQ-6279201 | Spares, Electrical Safety rubber gloves, High Voltage, Class 0, # 6279201 | THC-SES-SQ | Safety Equipment | PPE,Insulated Glove | Safety Equipment |  | SQ | http://www.toronto.ca/TWONTO#rubber_insulating_gloves
125235 | THC-ELS-SQ-6322185 | Spares, Electrical Safety rubber gloves, High Voltage, Class 0, # 6322185 | THC-SES-SQ | Safety Equipment | PPE,Insulated Glove | Safety Equipment |  | SQ | http://www.toronto.ca/TWONTO#rubber_insulating_gloves
61178 | THC-ELS-SQ-6322331 | Spares, Electrical Safety rubber gloves, High Voltage, Class 0, # 6322331 | THC-SES-SQ | Safety Equipment | PPE,Insulated Glove | Safety Equipment |  | SQ | http://www.toronto.ca/TWONTO#rubber_insulating_gloves
125236 | THC-ELS-SQ-6325015 | Spares, Electrical Safety rubber gloves, High Voltage, Class 0, # 6325015 | THC-SES-SQ | Safety Equipment | PPE,Insulated Glove | Safety Equipment |  | SQ | http://www.toronto.ca/TWONTO#rubber_insulating_gloves
61179 | THC-ELS-SQ-6325057 | Spares, Electrical Safety rubber gloves, High Voltage, Class 0, # 6325057 | THC-SES-SQ | Safety Equipment | PPE,Insulated Glove | Safety Equipment |  | SQ | http://www.toronto.ca/TWONTO#rubber_insulating_gloves
125237 | THC-ELS-SQ-6325127 | Spares, Electrical Safety rubber gloves, High Voltage, Class 0, # 6325127 | THC-SES-SQ | Safety Equipment | PPE,Insulated Glove | Safety Equipment |  | SQ | http://www.toronto.ca/TWONTO#rubber_insulating_gloves
55591 | TAB-WA2-SQ-2020 | Spill Response Kit, Non-Aggressive Fluid | TAB-STR-SQ | WA2 Safety Equipment,lifting devices, ladders, Eye Wash station, First Aid Kits, Lock out stations | Spill Kit | Safety Equipment |  | SQ | http://www.toronto.ca/TWONTO#spill_kit
46699 | TAB-DIS-SQ-0101 | Spill Response Kit, Aggressive Fluid | TAB-DIS-SQ | Chlorine Building Safety Equipment | Spill Kit | Safety Equipment | 40900 | SQ | http://www.toronto.ca/TWONTO#spill_kit
55592 | TAB-WA2-SQ-2021 | Spill Response Kit, Aggressive Fluid | TAB-SUSPENDED ENTITY | Suspended entities | Spill Kit | Safety Equipment | 34523 | SQ | http://www.toronto.ca/TWONTO#spill_kit
55593 | TAB-WA2-SQ-2022 | Spill Response Kit, Aggressive Fluid | TAB-STR-SQ | WA2 Safety Equipment,lifting devices, ladders, Eye Wash station, First Aid Kits, Lock out stations | Spill Kit | Safety Equipment | 34524 | SQ | http://www.toronto.ca/TWONTO#spill_kit
55657 | TAB-WA3-SQ-2033 | Spill Response Kit, Aggressive Fluid | TAB-DEW-SAFETY | Safety Equipment | Spill Kit | Safety Equipment |  | SQ | http://www.toronto.ca/TWONTO#spill_kit
119823 | TAB-WA2-SQ-2021 | Spill Response Kit, Aggressive Fluid | TAB-STR-SQ | WA2 Safety Equipment,lifting devices, ladders, Eye Wash station, First Aid Kits, Lock out stations | Spill Kit | Safety Equipment | 34523 | SQ | http://www.toronto.ca/TWONTO#spill_kit
119824 | TAB-WA2-SQ-2022 | Spill Response Kit, Aggressive Fluid | TAB-SUSPENDED ENTITY | Suspended entities | Spill Kit | Safety Equipment | 34524 | SQ | http://www.toronto.ca/TWONTO#spill_kit
119825 | TAB-WA2-SQ-2023 | Spill Response Kit, Aggressive Fluid | TAB-STR-SQ | WA2 Safety Equipment,lifting devices, ladders, Eye Wash station, First Aid Kits, Lock out stations | Spill Kit | Safety Equipment |  | SQ | http://www.toronto.ca/TWONTO#spill_kit
119826 | TAB-WA2-SQ-2024 | Spill Response Kit, Aggressive Fluid | TAB-STR-SQ | WA2 Safety Equipment,lifting devices, ladders, Eye Wash station, First Aid Kits, Lock out stations | Spill Kit | Safety Equipment |  | SQ | http://www.toronto.ca/TWONTO#spill_kit
119827 | TAB-WA2-SQ-2025 | Spill Response Kit, Aggressive Fluid | TAB-STR-SQ | WA2 Safety Equipment,lifting devices, ladders, Eye Wash station, First Aid Kits, Lock out stations | Spill Kit | Safety Equipment |  | SQ | http://www.toronto.ca/TWONTO#spill_kit
119828 | TAB-WA2-SQ-2026 | Spill Response Kit, Aggressive Fluid | TAB-STR-SQ | WA2 Safety Equipment,lifting devices, ladders, Eye Wash station, First Aid Kits, Lock out stations | Spill Kit | Safety Equipment |  | SQ | http://www.toronto.ca/TWONTO#spill_kit
55493 | TAB-WA1-SQ-2034 | Spill Response Kit, Non-Aggressive Fluid | TAB-PLT-SQ-D | D Building - Safety Equipment, Atmosphere monitors | Spill Kit | Safety Equipment |  | SQ | http://www.toronto.ca/TWONTO#spill_kit
55494 | TAB-WA1-SQ-2034 | Spill Response Kit, Non-Aggressive Fluid | TAB-STR-SQ | WA2 Safety Equipment,lifting devices, ladders, Eye Wash station, First Aid Kits, Lock out stations | Spill Kit | Safety Equipment |  | SQ | http://www.toronto.ca/TWONTO#spill_kit
55495 | TAB-WA1-SQ-2034 | Spill Response Kit, Non-Aggressive Fluid | TAB-WA1-SQ | Safety Equipment & Supplies Common to WA1 | Spill Kit | Safety Equipment |  | SQ | http://www.toronto.ca/TWONTO#spill_kit
55496 | TAB-WA1-SQ-2035 | Spill Response Kit, Non-Aggressive Fluid | TAB-WA1-SQ | Safety Equipment & Supplies Common to WA1 | Spill Kit | Safety Equipment |  | SQ | http://www.toronto.ca/TWONTO#spill_kit
55497 | TAB-WA1-SQ-2036 | Spill Response Kit, Non-Aggressive Fluid | TAB-WA1-SQ | Safety Equipment & Supplies Common to WA1 | Spill Kit | Safety Equipment |  | SQ | http://www.toronto.ca/TWONTO#spill_kit
55498 | TAB-WA1-SQ-2037 | Spill Response Kit, Non-Aggressive Fluid | TAB-WA1-SQ | Safety Equipment & Supplies Common to WA1 | Spill Kit | Safety Equipment |  | SQ | http://www.toronto.ca/TWONTO#spill_kit
55767 | TAB-WA5-SQ-2040 | Spill Response Kit, Non-Aggressive Fluid | TAB-THK-SQ | WA5 Safety Equipment | Spill Kit | Safety Equipment | 34587 | SQ | http://www.toronto.ca/TWONTO#spill_kit
55768 | TAB-WA5-SQ-2042 | Spill Response Kit, Non-Aggressive Fluid | TAB-THK-SQ | WA5 Safety Equipment | Spill Kit | Safety Equipment | 34589 | SQ | http://www.toronto.ca/TWONTO#spill_kit
55769 | TAB-WA5-SQ-2044 | Spill Response Kit, Non-Aggressive Fluid | TAB-THK-SQ | WA5 Safety Equipment | Spill Kit | Safety Equipment |  | SQ | http://www.toronto.ca/TWONTO#spill_kit
55770 | TAB-WA5-SQ-2045 | Spill Response Kit, Non-Aggressive Fluid | TAB-THK-SQ | WA5 Safety Equipment | Spill Kit | Safety Equipment |  | SQ | http://www.toronto.ca/TWONTO#spill_kit
119739 | TAB-WA1-SQ-2035 | Spill Response Kit, Non-Aggressive Fluid | TAB-PLT-SQ-D | D Building - Safety Equipment, Atmosphere monitors | Spill Kit | Safety Equipment |  | SQ | http://www.toronto.ca/TWONTO#spill_kit
119740 | TAB-WA1-SQ-2038 | Spill Response Kit, Non-Aggressive Fluid | TAB-WA1-SQ | Safety Equipment & Supplies Common to WA1 | Spill Kit | Safety Equipment |  | SQ | http://www.toronto.ca/TWONTO#spill_kit
119952 | TAB-WA4-SQ-2039 | Spill Response Kit, Non-Aggressive Fluid | TAB-SLO-SES | TABWA4 Health and Safety Equipment | Spill Kit | Safety Equipment |  | SQ | http://www.toronto.ca/TWONTO#spill_kit
120017 | TAB-WA5-SQ-2039 | Spill Response Kit, Non-Aggressive Fluid | TAB-THK-SQ | WA5 Safety Equipment | Spill Kit | Safety Equipment | 34586 | SQ | http://www.toronto.ca/TWONTO#spill_kit
120018 | TAB-WA5-SQ-2041 | Spill Response Kit, Non-Aggressive Fluid | TAB-THK-SQ | WA5 Safety Equipment | Spill Kit | Safety Equipment | 34588 | SQ | http://www.toronto.ca/TWONTO#spill_kit
120019 | TAB-WA5-SQ-2043 | Spill Response Kit, Non-Aggressive Fluid | TAB-THK-SQ | WA5 Safety Equipment | Spill Kit | Safety Equipment |  | SQ | http://www.toronto.ca/TWONTO#spill_kit
55654 | TAB-WA3-SQ-0230 | Spill Response Kit, Oil | TAB-DEW-SAFETY | Safety Equipment | Spill Kit | Safety Equipment | 34680 | SQ | http://www.toronto.ca/TWONTO#spill_kit
55655 | TAB-WA3-SQ-0232 | Spill Response Kit, Oil | TAB-DEW-SAFETY | Safety Equipment | Spill Kit | Safety Equipment |  | SQ | http://www.toronto.ca/TWONTO#spill_kit
119878 | TAB-WA3-SQ-0230 | Spill Response Kit, Oil | TAB-SES-WA8 | WA 8 Safety Equipment, | Spill Kit | Safety Equipment | 34680 | SQ | http://www.toronto.ca/TWONTO#spill_kit
119879 | TAB-WA3-SQ-0231 | Spill Response Kit, Oil | TAB-DEW-SAFETY | Safety Equipment | Spill Kit | Safety Equipment |  | SQ | http://www.toronto.ca/TWONTO#spill_kit
55594 | TAB-WA2-SQ-2027 | Spill Response Kit, Oil Off Water | TAB-SUSPENDED ENTITY | Suspended entities | Spill Kit | Safety Equipment | 34525 | SQ | http://www.toronto.ca/TWONTO#spill_kit
55595 | TAB-WA2-SQ-2028 | Spill Response Kit, Oil Off Water | TAB-STR-SQ | WA2 Safety Equipment,lifting devices, ladders, Eye Wash station, First Aid Kits, Lock out stations | Spill Kit | Safety Equipment | 34526 | SQ | http://www.toronto.ca/TWONTO#spill_kit
55596 | TAB-WA2-SQ-2029 | Spill Response Kit, Oil Off Water | TAB-SUSPENDED ENTITY | Suspended entities | Spill Kit | Safety Equipment | 34527 | SQ | http://www.toronto.ca/TWONTO#spill_kit
119829 | TAB-WA2-SQ-2027 | Spill Response Kit, Oil Off Water | TAB-STR-SQ | WA2 Safety Equipment,lifting devices, ladders, Eye Wash station, First Aid Kits, Lock out stations | Spill Kit | Safety Equipment | 34525 | SQ | http://www.toronto.ca/TWONTO#spill_kit
119830 | TAB-WA2-SQ-2028 | Spill Response Kit, Oil Off Water | TAB-SUSPENDED ENTITY | Suspended entities | Spill Kit | Safety Equipment | 34526 | SQ | http://www.toronto.ca/TWONTO#spill_kit
119831 | TAB-WA2-SQ-2029 | Spill Response Kit, Oil Off Water | TAB-STR-SQ | WA2 Safety Equipment,lifting devices, ladders, Eye Wash station, First Aid Kits, Lock out stations | Spill Kit | Safety Equipment | 34527 | SQ | http://www.toronto.ca/TWONTO#spill_kit
120134 | TAB-WA8-SQ-0280 | Spill Response Kit, Universal | TAB-SES-WA8 | WA 8 Safety Equipment, | Spill Kit | Safety Equipment | 34529 | SQ | http://www.toronto.ca/TWONTO#spill_kit
120135 | TAB-WA8-SQ-0280 | Spill Response Kit, Universal | TAB-SUSPENDED ENTITY | Suspended entities | Spill Kit | Safety Equipment | 34529 | SQ | http://www.toronto.ca/TWONTO#spill_kit
120136 | TAB-WA8-SQ-0281 | Spill Response Kit, Universal | TAB-SES-WA8 | WA 8 Safety Equipment, | Spill Kit | Safety Equipment |  | SQ | http://www.toronto.ca/TWONTO#spill_kit
120137 | TAB-WA8-SQ-0282 | Spill Response Kit, Universal | TAB-SES-WA8 | WA 8 Safety Equipment, | Spill Kit | Safety Equipment | 34530 | SQ | http://www.toronto.ca/TWONTO#spill_kit
120138 | TAB-WA8-SQ-0282 | Spill Response Kit, Universal | TAB-SUSPENDED ENTITY | Suspended entities | Spill Kit | Safety Equipment | 34530 | SQ | http://www.toronto.ca/TWONTO#spill_kit
26426 | FHO-SM-SPL-1000 | Spill Containment Cart, Chemical Building, S4, End of Ramp | FHO-SM | Spill Containment & Chemical Sump Systems | PPE | Safety Equipment |  | SPL | http://www.toronto.ca/TWONTO#spill_kit
26424 | FHO-SM-SPL-0004 | Spill Containment Kit Station, Chemical Building, S2, Gaseous Chemical Storage, Northwest Corner | FHO-SM | Spill Containment & Chemical Sump Systems | PPE | Safety Equipment |  | SPL | http://www.toronto.ca/TWONTO#spill_kit
94939 | FHO-SM-SPL-0006 | Spill Containment Kit Station, Clarifier Building, S4, Clarifier Basement, South Wall | FHO-SM | Spill Containment & Chemical Sump Systems | PPE | Safety Equipment |  | SPL | http://www.toronto.ca/TWONTO#spill_kit
94938 | FHO-SM-SPL-0001 | Spill Containment Kit Station, Raw Water Building, S10, Pump Room Basement, Wall Besides Elevator | FHO-SM | Spill Containment & Chemical Sump Systems | PPE | Safety Equipment |  | SPL | http://www.toronto.ca/TWONTO#spill_kit
26422 | FHO-SM-SPL-0002 | Spill Containment Kit Station, Raw Water Building, S9, RW Pump Room,Wall Besides Elevator | FHO-SM | Spill Containment & Chemical Sump Systems | PPE | Safety Equipment |  | SPL | http://www.toronto.ca/TWONTO#spill_kit
26425 | FHO-SM-SPL-0005 | Spill Containment Kit Station, TW Building, S2, Pipe Gallery, South of Service Elevator Shaft | FHO-SM | Spill Containment & Chemical Sump Systems | PPE | Safety Equipment |  | SPL | http://www.toronto.ca/TWONTO#spill_kit
26423 | FHO-SM-SPL-0003 | Spill Containment Kit Station, TW Building, S5, Waste Water Transfer Pump Room,Wall Besides Elevator | FHO-SM | Spill Containment & Chemical Sump Systems | PPE | Safety Equipment |  | SPL | http://www.toronto.ca/TWONTO#spill_kit
65352 | FCL-SES-SPL-0005 | Spill Containment Kit, ALM pump Area | FCL-SM | Spill Management |  | Safety Equipment |  | SPL | http://www.toronto.ca/TWONTO#spill_kit
14757 | FCL-SES-SPL-0003 | Spill Containment Kit, Alum receiving area | FCL-SM | Spill Management |  | Safety Equipment |  | SPL | http://www.toronto.ca/TWONTO#spill_kit
65351 | FCL-SES-SPL-0004 | Spill Containment Kit, Ammonia Room | FCL-SM | Spill Management |  | Safety Equipment |  | SPL | http://www.toronto.ca/TWONTO#spill_kit
14755 | FCL-SES-SPL-0001 | Spill Containment Kit, High Lift Building, Store Room | FCL-SM | Spill Management |  | Safety Equipment |  | SPL | http://www.toronto.ca/TWONTO#spill_kit
14756 | FCL-SES-SPL-0002 | Spill Containment Kit, High Lift Building, Store Room | FCL-SM | Spill Management |  | Safety Equipment |  | SPL | http://www.toronto.ca/TWONTO#spill_kit
138675 | THR-SES-SPL | Spill Containment Kits, Humber Treatment Plant | THR-SES-WA2 | Safety & Environmental Services, WA2 | Safety | Safety Equipment |  |  | http://www.toronto.ca/TWONTO#spill_kit
138676 | THR-SES-SPL | Spill Containment Kits, Humber Treatment Plant | THR-SES-WA3 | Safety & Environmental Services | Safety | Safety Equipment |  |  | http://www.toronto.ca/TWONTO#spill_kit
140802 | TNT-SES-SQ-2001 | Spill Kit | TNT-SES-SPILL | Spill Kits | Spill Kit | Safety Equipment |  | SQ | http://www.toronto.ca/TWONTO#spill_kit
140803 | TNT-SES-SQ-2002 | Spill Kit | TNT-SES-SPILL | Spill Kits | Spill Kit | Safety Equipment |  | SQ | http://www.toronto.ca/TWONTO#spill_kit
140804 | TNT-SES-SQ-2003 | Spill Kit | TNT-SES-SPILL | Spill Kits | Spill Kit | Safety Equipment |  | SQ | http://www.toronto.ca/TWONTO#spill_kit
140805 | TNT-SES-SQ-2004 | Spill Kit | TNT-SES-SPILL | Spill Kits | Spill Kit | Safety Equipment |  | SQ | http://www.toronto.ca/TWONTO#spill_kit
111101 | TAB-DIG-SQ-0101 | Spill Kit - Gas Control Bldg. | TAB-DIG-SQ | Digester Gas Control Building.- Safety Equipment |  | Safety Equipment |  | SQ | http://www.toronto.ca/TWONTO#spill_kit
52244 | TAB-PWA-SQ-0101 | Spill Kit - Plant Water | TAB-PWA-SQ | Plant Water - Safetry Equipment |  | Safety Equipment |  | SQ | http://www.toronto.ca/TWONTO#spill_kit
116716 | TAB-PWA-SQ-0102 | Spill Kit - Plant Water | TAB-PWA-SQ | Plant Water - Safetry Equipment |  | Safety Equipment |  | SQ | http://www.toronto.ca/TWONTO#spill_kit
140806 | TNT-SES-SQ-2005 | Spill Kit Drum Type | TNT-SES-SPILL | Spill Kits | Spill Kit | Safety Equipment |  | SQ | http://www.toronto.ca/TWONTO#spill_kit
78780 | THR-SES-SPL-0106 | Spill Kit, Chemicals, Tote Bag, Stores WA4 | THR-SES-SPL | Spill Containment Kits, Humber Treatment Plant | Safety | Safety Equipment |  | SPL | http://www.toronto.ca/TWONTO#spill_kit
78779 | THR-SES-SPL-0104 | Spill Kit, FeCl2, Ferrous Chloride Building,WA4 | THR-SES-SPL | Spill Containment Kits, Humber Treatment Plant | Safety | Safety Equipment |  | SPL | http://www.toronto.ca/TWONTO#spill_kit
30662 | FIS-SES-SPL-5001 | Spill Kit, Fluoride & Ammonia Building | FIS-SM | Spill Management Kits |  | Safety Equipment |  | SPL | http://www.toronto.ca/TWONTO#spill_kit
78787 | THR-SES-SPL-2685 | Spill Kit, Glycol, East Maintenance Building, Basement,WA4 | THR-SES-SPL | Spill Containment Kits, Humber Treatment Plant | Safety | Safety Equipment |  | SPL | http://www.toronto.ca/TWONTO#spill_kit
78789 | THR-SES-SPL-2691 | Spill Kit, Glycol, Engine Room, Basement WA3 | THR-SES-SPL | Spill Containment Kits, Humber Treatment Plant | Safety | Safety Equipment |  | SPL | http://www.toronto.ca/TWONTO#spill_kit
78776 | THR-SES-SPL-0001 | Spill Kit, Glycol, For Glycol Skid T-0001 | THR-SES-SPL | Spill Containment Kits, Humber Treatment Plant | Safety | Safety Equipment |  | SPL | http://www.toronto.ca/TWONTO#spill_kit
78777 | THR-SES-SPL-0100 | Spill Kit, Glycol, For Glycol Skid T-0101 | THR-SES-SPL | Spill Containment Kits, Humber Treatment Plant | Safety | Safety Equipment |  | SPL | http://www.toronto.ca/TWONTO#spill_kit
78781 | THR-SES-SPL-0200 | Spill Kit, Glycol, For Glycol Skid T-0201 | THR-SES-SPL | Spill Containment Kits, Humber Treatment Plant | Safety | Safety Equipment |  | SPL | http://www.toronto.ca/TWONTO#spill_kit
78782 | THR-SES-SPL-0206 | Spill Kit, Glycol, For Glycol Skid T-0206 | THR-SES-SPL | Spill Containment Kits, Humber Treatment Plant | Safety | Safety Equipment |  | SPL | http://www.toronto.ca/TWONTO#spill_kit
78783 | THR-SES-SPL-0300 | Spill Kit, Glycol, For Glycol Skid T-0301 | THR-SES-SPL | Spill Containment Kits, Humber Treatment Plant | Safety | Safety Equipment |  | SPL | http://www.toronto.ca/TWONTO#spill_kit
138680 | THR-SES-SPL-0400 | Spill Kit, Glycol, For Glycol Skid T-0401 | THR-SES-SPL | Spill Containment Kits, Humber Treatment Plant | Safety | Safety Equipment |  | SPL | http://www.toronto.ca/TWONTO#spill_kit
138681 | THR-SES-SPL-0500 | Spill Kit, Glycol, For Glycol Skid T-0501 | THR-SES-SPL | Spill Containment Kits, Humber Treatment Plant | Safety | Safety Equipment |  | SPL | http://www.toronto.ca/TWONTO#spill_kit
138682 | THR-SES-SPL-0600 | Spill Kit, Glycol, For Glycol Skid T-0601 | THR-SES-SPL | Spill Containment Kits, Humber Treatment Plant | Safety | Safety Equipment |  | SPL | http://www.toronto.ca/TWONTO#spill_kit
138683 | THR-SES-SPL-0711 | Spill Kit, Glycol, For Glycol Skid T-0711 | THR-SES-SPL | Spill Containment Kits, Humber Treatment Plant | Safety | Safety Equipment |  | SPL | http://www.toronto.ca/TWONTO#spill_kit
138684 | THR-SES-SPL-0800 | Spill Kit, Glycol, For Glycol Skid T-0801 | THR-SES-SPL | Spill Containment Kits, Humber Treatment Plant | Safety | Safety Equipment |  | SPL | http://www.toronto.ca/TWONTO#spill_kit
138685 | THR-SES-SPL-0900 | Spill Kit, Glycol, For Glycol Skid T-0901 | THR-SES-SPL | Spill Containment Kits, Humber Treatment Plant | Safety | Safety Equipment |  | SPL | http://www.toronto.ca/TWONTO#spill_kit
78788 | THR-SES-SPL-2686 | Spill Kit, Glycol, Sludge Thickening Building, Polymer Room,WA1 | THR-SES-SPL | Spill Containment Kits, Humber Treatment Plant | Safety | Safety Equipment |  | SPL | http://www.toronto.ca/TWONTO#spill_kit
138687 | THR-SES-SPL-2687 | Spill Kit, NaClO, Disinfection Bldg., Hypo Room,WA4 | THR-SES-SPL | Spill Containment Kits, Humber Treatment Plant | Safety | Safety Equipment |  | SPL | http://www.toronto.ca/TWONTO#spill_kit
78784 | THR-SES-SPL-2548 | Spill Kit, Oil, East Maintenance Building,WA4 | THR-SES-SPL | Spill Containment Kits, Humber Treatment Plant | Safety | Safety Equipment |  | SPL | http://www.toronto.ca/TWONTO#spill_kit
78786 | THR-SES-SPL-2683 | Spill Kit, Oil, Engine Room, East Wall,WA3 | THR-SES-SPL | Spill Containment Kits, Humber Treatment Plant | Safety | Safety Equipment |  | SPL | http://www.toronto.ca/TWONTO#spill_kit
78785 | THR-SES-SPL-2668 | Spill Kit, Oil, Gas Compressor Bldg., Beside Oil Storage,WA1 | THR-SES-SPL | Spill Containment Kits, Humber Treatment Plant | Safety | Safety Equipment |  | SPL | http://www.toronto.ca/TWONTO#spill_kit
78778 | THR-SES-SPL-0103 | Spill Kit, Oil, Hazardous Waste Containment Area,WA4 | THR-SES-SPL | Spill Containment Kits, Humber Treatment Plant | Safety | Safety Equipment |  | SPL | http://www.toronto.ca/TWONTO#spill_kit
138677 | THR-SES-SPL-0101 | Spill Kit, Oil, High Pressure Blower Building,WA3 | THR-SES-SPL | Spill Containment Kits, Humber Treatment Plant | Safety | Safety Equipment |  | SPL | http://www.toronto.ca/TWONTO#spill_kit
138678 | THR-SES-SPL-0101 | Spill Kit, Oil, High Pressure Blower Building,WA3 | THR-SES-SQ | Safety Equipment | Safety | Safety Equipment |  | SPL | http://www.toronto.ca/TWONTO#spill_kit
138686 | THR-SES-SPL-2561 | Spill Kit, Oil, Machine Shop, East Wall,WA3 | THR-SES-SPL | Spill Containment Kits, Humber Treatment Plant | Safety | Safety Equipment |  | SPL | http://www.toronto.ca/TWONTO#spill_kit
138688 | THR-SES-SPL-2688 | Spill Kit, Oil, Sludge Thickening Building, Centrifuge Room,WA1 | THR-SES-SPL | Spill Containment Kits, Humber Treatment Plant | Safety | Safety Equipment |  | SPL | http://www.toronto.ca/TWONTO#spill_kit
138679 | THR-SES-SPL-0105 | Spill Kit, Oil, Tote Bag, Stores WA4 | THR-SES-SPL | Spill Containment Kits, Humber Treatment Plant | Safety | Safety Equipment |  | SPL | http://www.toronto.ca/TWONTO#spill_kit
78793 | THR-SES-SQ-0102 | Spill Kit, REMOVED FROM SERVICE | THR-SES-SPL | Spill Containment Kits, Humber Treatment Plant | Safety | Safety Equipment |  | SQ | http://www.toronto.ca/TWONTO#spill_kit
128793 | THC-SM-SPL-0001 | Spill KIT, WA1, Control Room | THC-SES-SQ | Safety Equipment | Spill Kit | Safety Equipment |  | SPL | http://www.toronto.ca/TWONTO#spill_kit
66393 | THC-SM-SPL-0005 | Spill KIT, WA1, Heat Treatment Area | THC-SES-SQ | Safety Equipment | Spill Kit | Safety Equipment |  | SPL | http://www.toronto.ca/TWONTO#spill_kit
128796 | THC-SM-SPL-0006 | Spill KIT, WA1, Maintenance workshop area | THC-SES-SQ | Safety Equipment | Spill Kit | Safety Equipment |  | SPL | http://www.toronto.ca/TWONTO#spill_kit
128794 | THC-SM-SPL-0002 | Spill KIT, WA2, Control Room | THC-SES-SQ | Safety Equipment | Spill Kit | Safety Equipment |  | SPL | http://www.toronto.ca/TWONTO#spill_kit
66392 | THC-SM-SPL-0003 | Spill KIT, WA2, Ferrous Chl. loading area | THC-SES-SQ | Safety Equipment | Spill Kit | Safety Equipment |  | SPL | http://www.toronto.ca/TWONTO#spill_kit
128795 | THC-SM-SPL-0004 | Spill KIT, WA2, Headhouse | THC-SES-SQ | Safety Equipment | Spill Kit | Safety Equipment |  | SPL | http://www.toronto.ca/TWONTO#spill_kit
98218 | FIS-SES-SPL-1001 | Spill Kit, Workshop Building, Diesel Power Generator Room | FIS-SM | Spill Management Kits |  | Safety Equipment |  | SPL | http://www.toronto.ca/TWONTO#spill_kit
47436 | TAB-EL1-SQ-6260 | Spill kit,DAWG® 20 Gallon Overpack | TAB-ELS-ESQ | Electrical Safety Equipment | Spill Kit | Safety Equipment |  | SQ | http://www.toronto.ca/TWONTO#spill_kit
47437 | TAB-EL1-SQ-6320 | Spill kit,DAWG® 20 Gallon Overpack | TAB-ELS-ESQ | Electrical Safety Equipment | Spill Kit | Safety Equipment |  | SQ | http://www.toronto.ca/TWONTO#spill_kit
47438 | TAB-EL1-SQ-6540 | Spill kit,DAWG® 20 Gallon Overpack | TAB-ELS-ESQ | Electrical Safety Equipment | Spill Kit | Safety Equipment |  | SQ | http://www.toronto.ca/TWONTO#spill_kit
47439 | TAB-EL1-SQ-6650 | Spill kit,DAWG® 20 Gallon Overpack | TAB-ELS-ESQ | Electrical Safety Equipment | Spill Kit | Safety Equipment |  | SQ | http://www.toronto.ca/TWONTO#spill_kit
48010 | TAB-EL3-SQ-6130 | Spill kit,DAWG® 20 Gallon Overpack | TAB-ELS-ESQ | Electrical Safety Equipment | Spill Kit | Safety Equipment |  | SQ | http://www.toronto.ca/TWONTO#spill_kit
48011 | TAB-EL3-SQ-6220 | Spill kit,DAWG® 20 Gallon Overpack | TAB-ELS-ESQ | Electrical Safety Equipment | Spill Kit | Safety Equipment |  | SQ | http://www.toronto.ca/TWONTO#spill_kit
112814 | TAB-EL1-SQ-0001 | Spill kit,DAWG® 20 Gallon Overpack | TAB-ELS-ESQ | Electrical Safety Equipment | Spill Kit | Safety Equipment |  | SQ | http://www.toronto.ca/TWONTO#spill_kit
112815 | TAB-EL1-SQ-0002 | Spill kit,DAWG® 20 Gallon Overpack | TAB-ELS-ESQ | Electrical Safety Equipment | Spill Kit | Safety Equipment |  | SQ | http://www.toronto.ca/TWONTO#spill_kit
112816 | TAB-EL1-SQ-6110 | Spill kit,DAWG® 20 Gallon Overpack | TAB-ELS-ESQ | Electrical Safety Equipment | Spill Kit | Safety Equipment |  | SQ | http://www.toronto.ca/TWONTO#spill_kit
112817 | TAB-EL1-SQ-6530 | Spill kit,DAWG® 20 Gallon Overpack | TAB-ELS-ESQ | Electrical Safety Equipment | Spill Kit | Safety Equipment |  | SQ | http://www.toronto.ca/TWONTO#spill_kit
113073 | TAB-EL2-SQ-6110 | Spill kit,DAWG® 20 Gallon Overpack | TAB-ELS-ESQ | Electrical Safety Equipment | Spill Kit | Safety Equipment |  | SQ | http://www.toronto.ca/TWONTO#spill_kit
113074 | TAB-EL2-SQ-6120 | Spill kit,DAWG® 20 Gallon Overpack | TAB-ELS-ESQ | Electrical Safety Equipment | Spill Kit | Safety Equipment |  | SQ | http://www.toronto.ca/TWONTO#spill_kit
113075 | TAB-EL2-SQ-6130 | Spill kit,DAWG® 20 Gallon Overpack | TAB-ELS-ESQ | Electrical Safety Equipment | Spill Kit | Safety Equipment | 34585 | SQ | http://www.toronto.ca/TWONTO#spill_kit
113293 | TAB-EL3-SQ-6240 | Spill kit,DAWG® 20 Gallon Overpack | TAB-ELS-ESQ | Electrical Safety Equipment | Spill Kit | Safety Equipment |  | SQ | http://www.toronto.ca/TWONTO#spill_kit
119880 | TAB-WA3-SQ-0233 | Spill kit,DAWG® 20 Gallon Overpack | TAB-DEW-SAFETY | Safety Equipment | Spill Kit | Safety Equipment |  | SQ | http://www.toronto.ca/TWONTO#spill_kit
140795 | TNT-SES-SPILL | Spill Kits | TNT-MCS | Miscellaneous, including Storm Water Tanks | Spill Kit | Safety Equipment |  |  | http://www.toronto.ca/TWONTO#collection_of_assets
120127 | TAB-WA7-SQ-2071 | Spill Response Kit, Aggressive Fluid | TAB-SES-SQ | WA7 Safety Equipment | Spill Kit | Safety Equipment | 34528 | SQ | http://www.toronto.ca/TWONTO#spill_kit
55907 | TAB-WA7-SQ-2070 | Spill Response Kit, Universal | TAB-SES-SQ | WA7 Safety Equipment | Spill Kit | Safety Equipment |  | SQ | http://www.toronto.ca/TWONTO#spill_kit
120128 | TAB-WA7-SQ-2072 | Spill Response Unit/Trailer | TAB-SES-SQ | WA7 Safety Equipment | Spill Kit | Safety Equipment |  | SQ | http://www.toronto.ca/TWONTO#spill_kit
125513 | THC-FEQ-FSP | Sprinkler System | THC-SES-FEQ | Fire Fighting System | Fire Prevention,Sprinkler | Safety Equipment | 43384 |  | sprinkler
14496 | FCL-SES-FA-0014 | SRL | FCL-SES-SQ-0007 | Eyewash Station, Admin Building, Operators Lab,Eye wash station - main change room |  | Safety Equipment |  | FA | self_retracting_line
64787 | FCL-SES-FA-0013 | SRL | FCL-SES-SQ-0007 | Eyewash Station, Admin Building, Operators Lab,Eye wash station - main change room |  | Safety Equipment |  | FA | self_retracting_line
64788 | FCL-SES-FA-0015 | SRL | FCL-SES-SQ-0007 | Eyewash Station, Admin Building, Operators Lab,Eye wash station - main change room |  | Safety Equipment |  | FA | self_retracting_line
81757 | TNT-WA9-SQ-0125 | SRL | TNT-WA9-SQ-0010 | Fall arrest systems | PPE | Safety Equipment |  | SQ | self_retracting_line
140866 | TNT-WA9-SQ-0123 | SRL | TNT-WA9-SQ-0010 | Fall arrest systems | PPE | Safety Equipment |  | SQ | self_retracting_line
140870 | TNT-WA9-SQ-0129 | SRL | TNT-WA9-SQ-0010 | Fall arrest systems | PPE | Safety Equipment |  | SQ | self_retracting_line
97923 | FIS-SES-FAK-0009 | Stretcher - No Longer on site | FIS-SES-FAK | First Aid Kits | Safety | Safety Equipment | 35239 | FAK | http://www.toronto.ca/TWONTO#first_aid_kit
109093 | TAB-CW-FSH-0406 | Switch, Flow High, Admin Bldg, Electricial Shop S/E corner | TAB-CW-SQ-0406 | Emerg. Eyewash and Shower Stations, Admin Bldg, Electricial Shop S/E corner |  | Safety Equipment |  | FSH | http://www.toronto.ca/TWONTO#flow_switch
116072 | TAB-PRS-FSH-0002 | Switch, Flow High, Biosolids Truck Loading, Odour Control Area | TAB-PRS-SQ-0002SUS | Emerg. Eyewash and Shower Stations, Biosolids Truck Loading/Scrubber Room/West wall |  | Safety Equipment |  | FSH | http://www.toronto.ca/TWONTO#flow_switch
116075 | TAB-PRS-FSH-0007 | Switch, Flow High, Chemical Gallery, Center | TAB-PRS-SQ-0007 | Emerg. Eyewash and Shower Stations, Ferric Gallery-3rd Set of Ferrous Pumps from South End |  | Safety Equipment |  | FSH | http://www.toronto.ca/TWONTO#flow_switch
109082 | TAB-CW-FSH-0027 | Switch, Flow High, Chemical Gallery, Ferrous Truck Unloading | TAB-CW-SQ-0027 | Emerg. Eyewash and Shower Stations, Chemical Gallery, Ferrous Truck Unloading |  | Safety Equipment |  | FSH | http://www.toronto.ca/TWONTO#flow_switch
116073 | TAB-PRS-FSH-0005 | Switch, Flow High, Chemical Gallery, North | TAB-PRS-SQ-0005 | Emerg. Eyewash and Shower Stations, Ferric Gallery |  | Safety Equipment |  | FSH | http://www.toronto.ca/TWONTO#flow_switch
116074 | TAB-PRS-FSH-0006 | Switch, Flow High, Chemical Gallery, North-Center | TAB-PRS-SQ-0006 | Emerg. Eyewash and Shower Stations, Ferric Gallery-4th Set of Ferrous Pumps from South End |  | Safety Equipment |  | FSH | http://www.toronto.ca/TWONTO#flow_switch
116077 | TAB-PRS-FSH-0009 | Switch, Flow High, Chemical Gallery, South | TAB-PRS-SQ-0009 | Emerg. Eyewash and Shower Stations, Ferric Gallery-1st Set of Ferrous Pumps from South End |  | Safety Equipment |  | FSH | http://www.toronto.ca/TWONTO#flow_switch
116076 | TAB-PRS-FSH-0008 | Switch, Flow High, Chemical Gallery, South-Center | TAB-PRS-SQ-0008 | Emerg. Eyewash and Shower Stations, Ferric Gallery-2nd Set of Ferrous Pumps from South End |  | Safety Equipment |  | FSH | http://www.toronto.ca/TWONTO#flow_switch
51505 | TAB-PRS-FSH-0001 | Switch, Flow High, Chlorine Bldg, Basement | TAB-PRS-SQ-0001SUS | Emerg. Eyewash and Shower Stations, Chlorine Building/Basement |  | Safety Equipment |  | FSH | http://www.toronto.ca/TWONTO#flow_switch
43201 | TAB-CW-FSH-0660 | Switch, Flow High, Emerg. Eyewash & Shower Stns, Seawall Substation | TAB-SES-SQ-0660 | Emergency Eyewash Station,Seawall Substation,Electrical Room | Safety,Eye wash | Safety Equipment |  | FSH | http://www.toronto.ca/TWONTO#flow_switch
109097 | TAB-CW-FSH-0660 | Switch, Flow High, Emerg. Eyewash & Shower Stns, Seawall Substation | TAB-CW-SQ-0660 | Emerg. Eyewash & Shower Stns, Seawall Substation | Safety,Eye wash | Safety Equipment |  | FSH | http://www.toronto.ca/TWONTO#flow_switch
109098 | TAB-CW-FSH-0661 | Switch, Flow High, Emerg. Eyewash & Shower Stns, Seawall Substation | TAB-SES-SQ-0661 | Emergency Eyewash Station,Seawall Substation,Electrical Room | Safety,Eye wash | Safety Equipment |  | FSH | http://www.toronto.ca/TWONTO#flow_switch
43192 | TAB-CW-FSH-0401 | Switch, Flow High, Flotation Bldg, Polymer Room | TAB-CW-SQ-0401 | Eye Wash & Shower Station #3. Floatation main floor north of Tank #2 |  | Safety Equipment |  | FSH | http://www.toronto.ca/TWONTO#flow_switch
43195 | TAB-CW-FSH-0405 | Switch, Flow High, Flotation Room, East Wall | TAB-CW-SQ-0405 | Emerg. Eyewash and Shower Stations, Flotation Room, East Wall |  | Safety Equipment |  | FSH | http://www.toronto.ca/TWONTO#flow_switch
109100 | TAB-CW-FSH-9704 | Switch, Flow High, Gas Compressor Bldg, Compressor Room West wall | TAB-CW-SQ-9704 | Eye Wash & Shower Station, Gas Compressor Bldg, Compressor Room West wall |  | Safety Equipment |  | FSH | http://www.toronto.ca/TWONTO#flow_switch
43196 | TAB-CW-FSH-0612S | Switch, Flow High, Laboratory, 2nd floor | TAB-CW-SQ-0612S | Eye Wash & Shower Station, Old Admin Bldg. 2nd Flr. Out side Lab |  | Safety Equipment | 46689 | FSH | http://www.toronto.ca/TWONTO#flow_switch
43197 | TAB-CW-FSH-0612S | Switch, Flow High, Laboratory, 2nd floor | TAB-SUSPENDED ENTITY | Suspended entities |  | Safety Equipment | 46689 | FSH | http://www.toronto.ca/TWONTO#flow_switch
43198 | TAB-CW-FSH-0613 | Switch, Flow High, Laboratory, Basement Chlorine Sample Room | TAB-CW-SQ-0613 | Emerg. Shower & Eye Wash Station, PMO Basement, Sampling Room, North Wall |  | Safety Equipment |  | FSH | http://www.toronto.ca/TWONTO#flow_switch
43193 | TAB-CW-FSH-0402 | Switch, Flow High, Machine Shop, South Wall | TAB-CW-SQ-0402 | Eye Wash Station, Zbldg Machine Shop South Wall |  | Safety Equipment |  | FSH | http://www.toronto.ca/TWONTO#flow_switch
109092 | TAB-CW-FSH-0404 | Switch, Flow High, 'Z bldg Basment West, Near Water Softeners | TAB-CW-SQ-0404 | WA6 Emerg. Eyewash and Shower Stations |  | Safety Equipment |  | FSH | http://www.toronto.ca/TWONTO#flow_switch
43191 | TAB-CW-FSH-0205 | Switch, Flow High, 'Z' bldg Hot Water Boiler Room, East Loading Dock | TAB-SUSPENDED ENTITY | Suspended entities |  | Safety Equipment |  | FSH | http://www.toronto.ca/TWONTO#flow_switch
109091 | TAB-CW-FSH-0205 | Switch, Flow High, 'Z' bldg Hot Water Boiler Room, East Loading Dock | TAB-CW-SQ-0205 | Eye Wash Station, Z bldg Hot Water Boiler Room, East Loading Dock |  | Safety Equipment |  | FSH | http://www.toronto.ca/TWONTO#flow_switch
43194 | TAB-CW-FSH-0403 | Switch, Flow High, 'Z' Bldg, Basement | TAB-CW-SQ-0403 | Eye Wash & Shower Station #2. Z Bldg Bsmt south side #8 Float. Tank |  | Safety Equipment |  | FSH | http://www.toronto.ca/TWONTO#flow_switch
53565 | TAB-SES-FSH-6301 | Switch, Flow switch, dry contact, Digesters 9-12, Control Building, Mechanical Room | TAB-SES-SQ-6301 | Switch, Flow switch, dry contact, Sludge Heater Room, Digester 9-12 Control Building. |  | Safety Equipment |  | FSH | http://www.toronto.ca/TWONTO#flow_switch
117962 | TAB-SES-FSH-6300 | Switch, Flow switch, dry contact, Digesters 9-12, Control Building, Mechanical Room | TAB-SES-SQ-6300 | Switch, Flow switch, dry contact, Basement, Digester 9-12 Control Building. |  | Safety Equipment |  | FSH | http://www.toronto.ca/TWONTO#flow_switch
117960 | TAB-SES-FSH-2203 | Switch, Flow, Emergency Eyewash/Shower Flow Switch High, PRS Bldg, Loading Room | TAB-SES-SQ-2203 | Emergency Eyewash/Shower, PRS Bldg, Loading Room | Switch,Flow-High | Safety Equipment |  | FSH | http://www.toronto.ca/TWONTO#flow_switch
43189 | TAB-CW-FSH-0078 | Switch, Flow, High Eye Wash & Shower Station,D Bldg 2nd Flr, Compactor & conveyor Room | TAB-CW-SQ-0078 | Eye Wash & Shower Station,D Bldg 2nd Flr, Compactor & conveyor Room | Switch,Flow-High | Safety Equipment |  | FSH | http://www.toronto.ca/TWONTO#flow_switch
109087 | TAB-CW-FSH-0079 | Switch, Flow, High Eye Wash & Shower Station,D Bldg Grit Room, Inside Ferrous Chloride Room | TAB-CW-SQ-0077 | Eye Wash & Shower Station,D Bldg Grit Room, Inside Ferrous Chloride Room | Switch,Flow-High | Safety Equipment |  | FSH | http://www.toronto.ca/TWONTO#flow_switch
53562 | TAB-SES-FSH-2202 | Switch, Flow, High, Emergency Eyewas/Shower, Rail Car Unloading | TAB-SES-SQ-2201 | Emergency Eyewash/Shower, Rail Car Unloading | Switch,Flow-High | Safety Equipment |  | FSH | http://www.toronto.ca/TWONTO#flow_switch
117959 | TAB-SES-FSH-2202 | Switch, Flow, High, Emergency Eyewas/Shower, Rail Car Unloading | TAB-SES-SQ-2202 | Emergency Eyewash/Shower, Rail Car Unloading | Switch,Flow-High | Safety Equipment |  | FSH | http://www.toronto.ca/TWONTO#flow_switch
53561 | TAB-SES-FSH-2201 | Switch, Flow, High, Emergency Eyewash/Shower, Rail Car Unloading | TAB-SES-SQ-2201 | Emergency Eyewash/Shower, Rail Car Unloading | Switch,Flow-High | Safety Equipment |  | FSH | http://www.toronto.ca/TWONTO#flow_switch
43174 | TAB-CW-FSH-0001S | Switch, Flow, High, Eye Wash Station | TAB-SUSPENDED ENTITY | Suspended entities | Switch,Flow-High | Safety Equipment | 46684 | FSH | http://www.toronto.ca/TWONTO#flow_switch
109077 | TAB-CW-FSH-0001S | Switch, Flow, High, Eye Wash Station | TAB-CW-SQ-0001S | Eye Wash and Shower Station,Chlorine Bldg. | Switch,Flow-High | Safety Equipment | 46684 | FSH | http://www.toronto.ca/TWONTO#flow_switch
40348 | TAB-ACC-FSH-0205 | Switch, Flow, High, Eye wash station, | TAB-CW-SQ-0205 | Eye Wash Station, Z bldg Hot Water Boiler Room, East Loading Dock | Switch,Flow-High | Safety Equipment |  | FSH | http://www.toronto.ca/TWONTO#flow_switch
106605 | TAB-ACC-FSH-0205 | Switch, Flow, High, Eye wash station, | TAB-ACC-SQ-0205 | Emerg. Eyewash & Shower Stns, Boiler Rm/Z Bldg | Switch,Flow-High | Safety Equipment |  | FSH | http://www.toronto.ca/TWONTO#flow_switch
109085 | TAB-CW-FSH-0076 | Switch, Flow, High, Eye Wash Station,D Bldg old Screening Room, mazzanine loading Bay next to Glycol Station East wall | TAB-CW-SQ-0079 | Eye Wash Station,D Bldg old Screening Room, mazzanine loading Bay next to Glycol Station East wall | Switch,Flow-High | Safety Equipment |  | FSH | http://www.toronto.ca/TWONTO#flow_switch
109086 | TAB-CW-FSH-0076 | Switch, Flow, High, Eye Wash Station,D Bldg old Screening Room, mazzanine loading Bay next to Glycol Station East wall | TAB-PLT-SQ-D | D Building - Safety Equipment, Atmosphere monitors | Switch,Flow-High | Safety Equipment |  | FSH | http://www.toronto.ca/TWONTO#flow_switch
97997 | FIS-SES-FSH-0001 | Switch, Flow, High, Eyewash Shower, RMF Polymer Storage Room | FIS-SES | Safety, Instrumentation & Environmental Services |  | Safety Equipment |  | FSH | http://www.toronto.ca/TWONTO#flow_switch
109084 | TAB-CW-FSH-0074 | Switch, Flow, High, Eyewash Station, D Bldg Bsmt Pump Gallery | TAB-CW-SQ-0074 | Eyewash Station, D Bldg Bsmt Pump Gallery | Switch,Flow-High | Safety Equipment |  | FSH | http://www.toronto.ca/TWONTO#flow_switch
14515 | FCL-SES-FSH-0101 | Switch, Flow, High, Eyewash Station/Shower Alarm, Dry Chemical Building, Alum Containment Area | FCL-SES-5 | Eye Wash Stations Chemical Building | Switch,Flow-High | Safety Equipment |  | FSH | http://www.toronto.ca/TWONTO#flow_switch
43175 | TAB-CW-FSH-0002S | Switch, Flow, High,Eye Wash & Shower Station , Bio Soild Bldg., | TAB-CW-SQ-0002S | Eye Wash & Shower Station , Bio Soild Bldg., Next To Chemical Storage Tanks Scrubber Room | Switch,Flow-High | Safety Equipment | 46686 | FSH | http://www.toronto.ca/TWONTO#flow_switch
109078 | TAB-CW-FSH-0002S | Switch, Flow, High,Eye Wash & Shower Station , Bio Soild Bldg., | TAB-SUSPENDED ENTITY | Suspended entities | Switch,Flow-High | Safety Equipment | 46686 | FSH | http://www.toronto.ca/TWONTO#flow_switch
43181 | TAB-CW-FSH-0012 | Switch, Flow, High,Eye Wash & Shower Station , Bio Soild Bldg.,Sodium Hypochlorite Loading station | TAB-CW-SQ-0012 | Eye Wash & Shower Station , Silo Building, Basement | Switch,Flow-High | Safety Equipment |  | FSH | http://www.toronto.ca/TWONTO#flow_switch
43180 | TAB-CW-FSH-0011 | Switch, Flow, High,Eye Wash & Shower Station ,Truck Loading bldg. Mezzanine Level | TAB-CW-SQ-0011 | Eye Wash Station , Truck Loading bldg. Mezzanine Level | Switch,Flow-High | Safety Equipment |  | FSH | http://www.toronto.ca/TWONTO#flow_switch
43176 | TAB-CW-FSH-0003S | Switch, Flow, High,Eye Wash and Shower Station,Chlorine Scrubber Room | TAB-CW-SQ-0003S | Eye Wash and Shower Station,Chlorine Scrubber Room | Switch,Flow-High | Safety Equipment | 46687 | FSH | http://www.toronto.ca/TWONTO#flow_switch
43177 | TAB-CW-FSH-0003S | Switch, Flow, High,Eye Wash and Shower Station,Chlorine Scrubber Room | TAB-SUSPENDED ENTITY | Suspended entities | Switch,Flow-High | Safety Equipment | 46687 | FSH | http://www.toronto.ca/TWONTO#flow_switch
81460 | FHA-SES-FSH-0401 | Switch, Flow-High, Safety Shower & Eye Wash Station, (WWW-FS-6901), RMF, SBS Storage Room | FHA-SES-SQ-0008 | Eyewash Stations & Showers | Switch,Flow-High | Safety Equipment |  | FSH | http://www.toronto.ca/TWONTO#flow_switch
81461 | FHA-SES-FSH-0402 | Switch, Flow-High, Safety Shower & Eye Wash Station, (WWW-FS-6902), RMF, Fluoride Storage Room, RMF | FHA-SES-SQ-0008 | Eyewash Stations & Showers | Switch,Flow-High | Safety Equipment |  | FSH | http://www.toronto.ca/TWONTO#flow_switch
81462 | FHA-SES-FSH-0403 | Switch, Flow-High, Safety Shower & Eye Wash Station, (WWW-FS-6903), RMF, Ammonia Storage Room | FHA-SES-SQ-0008 | Eyewash Stations & Showers | Switch,Flow-High | Safety Equipment |  | FSH | http://www.toronto.ca/TWONTO#flow_switch
18399 | FHA-SES-FSH-0404 | Switch, Flow-High, Safety Shower & Eye Wash Station, (WWW-FS-6904), RMF,Phosphoric Acid Storage Room | FHA-SES-SQ-0008 | Eyewash Stations & Showers | Switch,Flow-High | Safety Equipment |  | FSH | http://www.toronto.ca/TWONTO#flow_switch
81463 | FHA-SES-FSH-0405 | Switch, Flow-High,Safety Shower & Eye Wash Station, (WWW-FS-6905), Chemical Room 5 (Room E), RMF | FHA-SES-SQ-0008 | Eyewash Stations & Showers | Switch,Flow-High | Safety Equipment |  | FSH | http://www.toronto.ca/TWONTO#flow_switch
29194 | FIS-FEQ-HS-4003-SUS | Switch, Manual Pull Station, Fire Alarm, South Entrance | FIS-SUSPENDED | Obsolete Entities/Processes |  | Safety Equipment | 46953 | HS | ?
97018 | FIS-FEQ-HS-4003-SUS | Switch, Manual Pull Station, Fire Alarm, South Entrance | FIS-FEQ-CP-4001-SUS | Panel, Control, Fire Alarm, Vestibule |  | Safety Equipment | 46953 | HS | ?
29191 | FIS-FEQ-HS-4001-SUS | Switch, Manual Pull Station, Fire Alarm, Training Room | FIS-FEQ-CP-4001-SUS | Panel, Control, Fire Alarm, Vestibule |  | Safety Equipment | 46951 | HS | ?
97017 | FIS-FEQ-HS-4001-SUS | Switch, Manual Pull Station, Fire Alarm, Training Room | FIS-SUSPENDED | Obsolete Entities/Processes |  | Safety Equipment | 46951 | HS | ?
29192 | FIS-FEQ-HS-4002-SUS | Switch, Manual Pull Station, Fire Alarm, Vestibule | FIS-FEQ-CP-4001-SUS | Panel, Control, Fire Alarm, Vestibule |  | Safety Equipment | 46952 | HS | ?
29193 | FIS-FEQ-HS-4002-SUS | Switch, Manual Pull Station, Fire Alarm, Vestibule | FIS-SUSPENDED | Obsolete Entities/Processes |  | Safety Equipment | 46952 | HS | ?
29012 | FIS-FEQ-ASH-4001 | Switch, Smoke Detector, Janitor's Room | FIS-FEQ-CP-4001-SUS | Panel, Control, Fire Alarm, Vestibule |  | Safety Equipment |  | ASH | http://www.toronto.ca/TWONTO#flame_or_combustion_sensing_instrument
29013 | FIS-FEQ-ASH-4002 | Switch, Smoke Detector, Kitchen | FIS-FEQ-CP-4001-SUS | Panel, Control, Fire Alarm, Vestibule |  | Safety Equipment |  | ASH | http://www.toronto.ca/TWONTO#flame_or_combustion_sensing_instrument
29014 | FIS-FEQ-ASH-4003 | Switch, Smoke Detector, Mechanical/Electrical Room | FIS-FEQ-CP-4001-SUS | Panel, Control, Fire Alarm, Vestibule |  | Safety Equipment |  | ASH | http://www.toronto.ca/TWONTO#flame_or_combustion_sensing_instrument
29016 | FIS-FEQ-ASH-4005 | Switch, Smoke Detector, Return Air Duct, Mechanical/Electrical Room | FIS-FEQ-CP-4001-SUS | Panel, Control, Fire Alarm, Vestibule |  | Safety Equipment |  | ASH | http://www.toronto.ca/TWONTO#flame_or_combustion_sensing_instrument
29015 | FIS-FEQ-ASH-4004 | Switch, Smoke Detector, Supply Air Duct, Mechanical/Electrical Room | FIS-FEQ-CP-4001-SUS | Panel, Control, Fire Alarm, Vestibule |  | Safety Equipment |  | ASH | http://www.toronto.ca/TWONTO#flame_or_combustion_sensing_instrument
109080 | TAB-CW-FSH-0025 | Switch,Flow, High,Emerg. Eyewash and Shower Stations, Ferrous Chloride Rail Car unload Ramp | TAB-CW-SQ-0025 | Emerg. Eyewash and Shower Stations, Ferrous Chloride Rail Car unload Ramp | Switch,Flow-High | Safety Equipment |  | FSH | http://www.toronto.ca/TWONTO#flow_switch
43199 | TAB-CW-FSH-0631 | Switch,Flow, High,Eye wash & Shower Station, Plant water Bldg Upper Chemical Room | TAB-CW-SQ-0631 | Eye wash & Shower Station, Plant water Bldg Upper Chemical Room | Switch,Flow-High | Safety Equipment |  | FSH | http://www.toronto.ca/TWONTO#flow_switch
109094 | TAB-CW-FSH-0630 | Switch,Flow, High,Eye wash & Shower Station, Plant water Bldg Chemical Room | TAB-CW-SQ-0630 | Eye wash & Shower Station, Plant water Bldg Chemical Room Basement | Switch,Flow-High | Safety Equipment |  | FSH | http://www.toronto.ca/TWONTO#flow_switch
43200 | TAB-CW-FSH-0632 | Switch,Flow, High,Eye wash & Shower Station, Plant water Bldg Pump Room | TAB-CW-SQ-0632 | Eye wash & Shower Station, Plant water Bldg Pump Room | Switch,Flow-High | Safety Equipment |  | FSH | http://www.toronto.ca/TWONTO#flow_switch
43179 | TAB-CW-FSH-0010S | Switch,Flow, High,Eye Wash Station- No.401 Blower Bldg South east wall next to Stores | TAB-SUSPENDED ENTITY | Suspended entities | Switch,Flow-High | Safety Equipment | 46695 | FSH | http://www.toronto.ca/TWONTO#flow_switch
109079 | TAB-CW-FSH-0010S | Switch,Flow, High,Eye Wash Station- No.401 Blower Bldg South east wall next to Stores | TAB-CW-SQ-0010S | Eye Wash Station- No.401 Blower Bldg South east wall next to Stores | Switch,Flow-High | Safety Equipment | 46695 | FSH | http://www.toronto.ca/TWONTO#flow_switch
109088 | TAB-CW-FSH-0080 | Switch,Flow,High,Emerg. Eyewash & Shower, Grit Area Norrth | TAB-CW-SQ-0080 | Emerg. Eyewash & Shower, Grit Area North | Switch,Flow-High | Safety Equipment |  | FSH | http://www.toronto.ca/TWONTO#flow_switch
109090 | TAB-CW-FSH-0083 | Switch,Flow,High,Emerg. Eyewash & Shower, P Building Scrubber, Outside | TAB-CW-SQ-0083 | Emerg. Eyewash & Shower, P Building Scrubber, Outside | Switch,Flow-High | Safety Equipment |  | FSH | http://www.toronto.ca/TWONTO#flow_switch
43190 | TAB-CW-FSH-0081 | Switch,Flow,High,Emerg. Eyewash & Shower, Plant Services | TAB-CW-SQ-0081 | Emerg. Eyewash & Shower, Plant Services | PPE,Eyewash Station | Safety Equipment |  | FSH | http://www.toronto.ca/TWONTO#flow_switch
109089 | TAB-CW-FSH-0082 | Switch,Flow,High,Emerg. Eyewash & Shower, Plant Services | TAB-CW-SQ-0082 | Emerg. Eyewash & Shower, Plant Services | Switch,Flow-High | Safety Equipment |  | FSH | http://www.toronto.ca/TWONTO#flow_switch
43186 | TAB-CW-FSH-0038 | Switch,Flow,High,Eye Wash Station- Aux. Bldg. 1st Floor Front of Elevator | TAB-CW-SQ-0038 | Eye Wash Station- Aux. Bldg. 1st Flr, Front of Elevator | Switch,Flow-High | Safety Equipment |  | FSH | http://www.toronto.ca/TWONTO#flow_switch
43187 | TAB-CW-FSH-0038 | Switch,Flow,High,Eye Wash Station- Aux. Bldg. 1st Floor Front of Elevator | TAB-CW-SQ-0039 | Eye Wash Station- Aux. Bldg. 2nd Flr, Front of Elevator | Switch,Flow-High | Safety Equipment |  | FSH | http://www.toronto.ca/TWONTO#flow_switch
43188 | TAB-CW-FSH-0039 | Switch,Flow,High,Eye Wash Station- Aux. Bldg. 2nd Floor Front of Elevator | TAB-CW-SQ-0038 | Eye Wash Station- Aux. Bldg. 1st Flr, Front of Elevator | Switch,Flow-High | Safety Equipment |  | FSH | http://www.toronto.ca/TWONTO#flow_switch
109083 | TAB-CW-FSH-0039 | Switch,Flow,High,Eye Wash Station- Aux. Bldg. 2nd Floor Front of Elevator | TAB-CW-SQ-0039 | Eye Wash Station- Aux. Bldg. 2nd Flr, Front of Elevator | Switch,Flow-High | Safety Equipment |  | FSH | http://www.toronto.ca/TWONTO#flow_switch
43185 | TAB-CW-FSH-0036 | Switch,Flow,High,Eye Wash Station- Aux. Bldg. Sub Bsmt Next to Elevator | TAB-CW-SQ-0036 | Eye Wash Station- Aux. Bldg. Sub Bsmt Next to Elevator | Switch,Flow-High | Safety Equipment |  | FSH | http://www.toronto.ca/TWONTO#flow_switch
43184 | TAB-CW-FSH-0035 | Switch,Flow,High,Eye Wash Station- Basement, Front of Elevator | TAB-CW-SQ-0035 | Eye Wash Station- Aux. Bldg. Basement Front of Elevator | Switch,Flow-High | Safety Equipment |  | FSH | http://www.toronto.ca/TWONTO#flow_switch
43183 | TAB-CW-FSH-0030 | Switch,Flow,High,Eye Wash station, Dewatering Basement West wall next to wash Room | TAB-CW-SQ-0030 | Eye Wash station, Dewatering Basement West wall next to wash Room | Switch,Flow-High | Safety Equipment |  | FSH | http://www.toronto.ca/TWONTO#flow_switch
109095 | TAB-CW-FSH-0640 | Switch,Flow,High,Eye Wash Station,North Substation,Battery Room, North Wall | NORTH SUBSTN_BTTRY RM | MSA Substation,Battery Room | Safety,Eye wash | Safety Equipment |  | FSH | http://www.toronto.ca/TWONTO#flow_switch
109096 | TAB-CW-FSH-0640 | Switch,Flow,High,Eye Wash Station,North Substation,Battery Room, North Wall | TAB-CW-SQ-0640 | Eye Wash Station,North Substation,Battery Room, North Wall | Safety,Eye wash | Safety Equipment |  | FSH | http://www.toronto.ca/TWONTO#flow_switch
54378 | TAB-STR-LSH-7002 | Switch,Level,High, Seal Water Wet Well | TAB-STR-T-7000 | Wet Well, Gland Water Pumping Supply | Switch,Level | Safety Equipment |  | LSH | http://www.toronto.ca/TWONTO#level_switch
118722 | TAB-STR-LSL-4001R | Switch,Level,Low, Oil tank, Blower 4001 lubrication | TAB-STR-T-4001R | Tank , Reservoir Aux Oil, Blower 4001 | Switch,Level | Safety Equipment |  | LSL | http://www.toronto.ca/TWONTO#level_switch
118723 | TAB-STR-LSL-4002R | Switch,Level,Low, Oil tank, Blower 4002 lubrication | TAB-STR-T-4002R | Tank , Reservoir Aux Oil, Blower 4002 | Switch,Level | Safety Equipment |  | LSL | http://www.toronto.ca/TWONTO#level_switch
54384 | TAB-STR-LSL-4003R | Switch,Level,Low, Oil tank, Blower 4003 lubrication | TAB-STR-T-4003R | Tank , Reservoir Aux Oil, Blower 4003 | Switch,Level | Safety Equipment |  | LSL | http://www.toronto.ca/TWONTO#level_switch
54385 | TAB-STR-LSL-4004R | Switch,Level,Low, Oil tank, Blower 4004 lubrication | TAB-STR-T-4004R | Tank , Reservoir Aux Oil, Blower 4004 | Switch,Level | Safety Equipment |  | LSL | http://www.toronto.ca/TWONTO#level_switch
118724 | TAB-STR-LSL-4005R | Switch,Level,Low, Oil tank, Blower 4005 lubrication | TAB-STR-T-4005R | Tank , Reservoir Aux Oil, Blower 4005 | Switch,Level | Safety Equipment |  | LSL | http://www.toronto.ca/TWONTO#level_switch
54386 | TAB-STR-LSL-4007R | Switch,Level,Low, Oil tank, Blower 4007 lubrication | TAB-STR-T-4007R | Tank , Reservoir Aux Oil, Blower 4007 | Switch,Level | Safety Equipment |  | LSL | http://www.toronto.ca/TWONTO#level_switch
54387 | TAB-STR-LSL-4008R | Switch,Level,Low, Oil tank, Blower 4008 lubrication | TAB-STR-T-4008R | Tank , Reservoir Aux Oil, Blower 4008 | Switch,Level | Safety Equipment |  | LSL | http://www.toronto.ca/TWONTO#level_switch
118725 | TAB-STR-LSL-4009R | Switch,Level,Low, Oil tank, Blower 4009 lubrication | TAB-STR-T-4009R | Tank , Reservoir Aux Oil, Blower 4009 | Switch,Level | Safety Equipment |  | LSL | http://www.toronto.ca/TWONTO#level_switch
118726 | TAB-STR-LSL-4010R | Switch,Level,Low, Oil tank, Blower 4010 lubrication | TAB-STR-T-4010R | Tank , Reservoir Aux Oil, Blower 4010 | Switch,Level | Safety Equipment |  | LSL | http://www.toronto.ca/TWONTO#level_switch
118727 | TAB-STR-LSL-4011R | Switch,Level,Low, Oil tank, Blower 4011 lubrication | TAB-STR-T-4011R | Tank , Reservoir Aux Oil, Blower 4011 | Switch,Level | Safety Equipment |  | LSL | http://www.toronto.ca/TWONTO#level_switch
118729 | TAB-STR-LSL-7001 | Switch,Level,Low, Seal Water Wet Well | TAB-STR-T-7000 | Wet Well, Gland Water Pumping Supply | Switch,Level | Safety Equipment |  | LSL | http://www.toronto.ca/TWONTO#level_switch
118821 | TAB-STR-PSH-4001 | Switch,Pressure,High, Oil, Blower BL4001 lubrication | TAB-STR-P-4001 | Pump, Main Oil ,Blower BL4001 | Switch,Pressure | Safety Equipment |  | PSH | http://www.toronto.ca/TWONTO#pressure_switch
54485 | TAB-STR-PSH-4002 | Switch,Pressure,High, Oil, Blower BL4002 lubrication | TAB-STR-P-4002 | Pump, Main Oil ,Blower BL4002 | Switch,Pressure | Safety Equipment |  | PSH | http://www.toronto.ca/TWONTO#pressure_switch
118822 | TAB-STR-PSH-4003 | Switch,Pressure,High, Oil, Blower BL4003 lubrication | TAB-STR-P-4003 | Pump, Main Oil ,Blower BL4003 | Switch,Pressure | Safety Equipment |  | PSH | http://www.toronto.ca/TWONTO#pressure_switch
118823 | TAB-STR-PSH-4004 | Switch,Pressure,High, Oil, Blower BL4004 lubrication | TAB-STR-P-4004 | Pump, Main Oil ,Blower BL4004 | Switch,Pressure | Safety Equipment |  | PSH | http://www.toronto.ca/TWONTO#pressure_switch
118824 | TAB-STR-PSH-4005 | Switch,Pressure,High, Oil, Blower BL4005 lubrication | TAB-STR-P-4005 | Pump, Main Oil ,Blower BL4005 | Switch,Pressure | Safety Equipment |  | PSH | http://www.toronto.ca/TWONTO#pressure_switch
54486 | TAB-STR-PSH-4007 | Switch,Pressure,High, Oil, Blower BL4007 lubrication | TAB-STR-P-4007 | Pump, Main Oil ,Blower BL4007 | Switch,Pressure | Safety Equipment |  | PSH | http://www.toronto.ca/TWONTO#pressure_switch
54487 | TAB-STR-PSH-4008 | Switch,Pressure,High, Oil, Blower BL4008 lubrication | TAB-STR-P-4008 | Pump, Main Oil ,Blower BL4008 | Switch,Pressure | Safety Equipment |  | PSH | http://www.toronto.ca/TWONTO#pressure_switch
54488 | TAB-STR-PSH-4009 | Switch,Pressure,High, Oil, Blower BL4009 lubrication | TAB-STR-P-4009 | Pump, Main Oil ,Blower BL4009 | Switch,Pressure | Safety Equipment |  | PSH | http://www.toronto.ca/TWONTO#pressure_switch
118825 | TAB-STR-PSH-4010 | Switch,Pressure,High, Oil, Blower BL4010 lubrication | TAB-STR-BL-4010 | Blower #4010 | Switch,Pressure | Safety Equipment |  | PSH | http://www.toronto.ca/TWONTO#pressure_switch
54489 | TAB-STR-PSH-4011 | Switch,Pressure,High, Oil, Blower BL4011 lubrication | TAB-STR-BL-4011 | Blower #4011 | Switch,Pressure | Safety Equipment |  | PSH | http://www.toronto.ca/TWONTO#pressure_switch
54496 | TAB-STR-PSLL-4001 | Switch,Pressure,Low, Low,Oil, Blower BL4001 lubrication | TAB-STR-P-4001 | Pump, Main Oil ,Blower BL4001 | Switch,Pressure | Safety Equipment |  | PSLL | http://www.toronto.ca/TWONTO#pressure_switch
118830 | TAB-STR-PSLL-4002 | Switch,Pressure,Low, Low,Oil, Blower BL4002 lubrication | TAB-STR-P-4002 | Pump, Main Oil ,Blower BL4002 | Switch,Pressure | Safety Equipment |  | PSLL | http://www.toronto.ca/TWONTO#pressure_switch
54497 | TAB-STR-PSLL-4003 | Switch,Pressure,Low, Low,Oil, Blower BL4003 lubrication | TAB-STR-P-4003 | Pump, Main Oil ,Blower BL4003 | Switch,Pressure | Safety Equipment |  | PSLL | http://www.toronto.ca/TWONTO#pressure_switch
118831 | TAB-STR-PSLL-4004 | Switch,Pressure,Low, Low,Oil, Blower BL4004 lubrication | TAB-STR-P-4004 | Pump, Main Oil ,Blower BL4004 | Switch,Pressure | Safety Equipment |  | PSLL | http://www.toronto.ca/TWONTO#pressure_switch
54498 | TAB-STR-PSLL-4005 | Switch,Pressure,Low, Low,Oil, Blower BL4005 lubrication | TAB-STR-P-4005 | Pump, Main Oil ,Blower BL4005 | Switch,Pressure | Safety Equipment |  | PSLL | http://www.toronto.ca/TWONTO#pressure_switch
54499 | TAB-STR-PSLL-4007 | Switch,Pressure,Low, Low,Oil, Blower BL4007 lubrication | TAB-STR-P-4007 | Pump, Main Oil ,Blower BL4007 | Switch,Pressure | Safety Equipment |  | PSLL | http://www.toronto.ca/TWONTO#pressure_switch
118832 | TAB-STR-PSLL-4008 | Switch,Pressure,Low, Low,Oil, Blower BL4008 lubrication | TAB-STR-P-4008 | Pump, Main Oil ,Blower BL4008 | Switch,Pressure | Safety Equipment |  | PSLL | http://www.toronto.ca/TWONTO#pressure_switch
118833 | TAB-STR-PSLL-4009 | Switch,Pressure,Low, Low,Oil, Blower BL4009 lubrication | TAB-STR-P-4009 | Pump, Main Oil ,Blower BL4009 | Switch,Pressure | Safety Equipment |  | PSLL | http://www.toronto.ca/TWONTO#pressure_switch
54500 | TAB-STR-PSLL-4010 | Switch,Pressure,Low, Low,Oil, Blower BL4010 lubrication | TAB-STR-P-4010 | Pump, Main Oil ,Blower BL4010 | Switch,Pressure | Safety Equipment |  | PSLL | http://www.toronto.ca/TWONTO#pressure_switch
54501 | TAB-STR-PSLL-4011 | Switch,Pressure,Low, Low,Oil, Blower BL4011 lubrication | TAB-STR-P-4011 | Pump, Main Oil ,Blower BL4011 | Switch,Pressure | Safety Equipment |  | PSLL | http://www.toronto.ca/TWONTO#pressure_switch
118826 | TAB-STR-PSL-4001 | Switch,Pressure,Low, Oil, Blower BL4001 lubrication | TAB-STR-P-4001 | Pump, Main Oil ,Blower BL4001 | Switch,Pressure | Safety Equipment |  | PSL | http://www.toronto.ca/TWONTO#pressure_switch
54490 | TAB-STR-PSL-4002 | Switch,Pressure,Low, Oil, Blower BL4002 lubrication | TAB-STR-P-4002 | Pump, Main Oil ,Blower BL4002 | Switch,Pressure | Safety Equipment |  | PSL | http://www.toronto.ca/TWONTO#pressure_switch
118827 | TAB-STR-PSL-4003 | Switch,Pressure,Low, Oil, Blower BL4003 lubrication | TAB-STR-P-4003 | Pump, Main Oil ,Blower BL4003 | Switch,Pressure | Safety Equipment |  | PSL | http://www.toronto.ca/TWONTO#pressure_switch
118828 | TAB-STR-PSL-4004 | Switch,Pressure,Low, Oil, Blower BL4004 lubrication | TAB-STR-P-4004 | Pump, Main Oil ,Blower BL4004 | Switch,Pressure | Safety Equipment |  | PSL | http://www.toronto.ca/TWONTO#pressure_switch
54491 | TAB-STR-PSL-4005 | Switch,Pressure,Low, Oil, Blower BL4005lubrication | TAB-STR-P-4005 | Pump, Main Oil ,Blower BL4005 | Switch,Pressure | Safety Equipment |  | PSL | http://www.toronto.ca/TWONTO#pressure_switch
54492 | TAB-STR-PSL-4007 | Switch,Pressure,Low, Oil, Blower BL4007 lubrication | TAB-STR-P-4007 | Pump, Main Oil ,Blower BL4007 | Switch,Pressure | Safety Equipment |  | PSL | http://www.toronto.ca/TWONTO#pressure_switch
54493 | TAB-STR-PSL-4008 | Switch,Pressure,Low, Oil, Blower BL4008 lubrication | TAB-STR-P-4008 | Pump, Main Oil ,Blower BL4008 | Switch,Pressure | Safety Equipment |  | PSL | http://www.toronto.ca/TWONTO#pressure_switch
54494 | TAB-STR-PSL-4009 | Switch,Pressure,Low, Oil, Blower BL4009 lubrication | TAB-STR-P-4009 | Pump, Main Oil ,Blower BL4009 | Switch,Pressure | Safety Equipment |  | PSL | http://www.toronto.ca/TWONTO#pressure_switch
118829 | TAB-STR-PSL-4010 | Switch,Pressure,Low, Oil, Blower BL4010 lubrication | TAB-STR-P-4010 | Pump, Main Oil ,Blower BL4010 | Switch,Pressure | Safety Equipment |  | PSL | http://www.toronto.ca/TWONTO#pressure_switch
54495 | TAB-STR-PSL-4011 | Switch,Pressure,Low, Oil, Blower BL4011 lubrication | TAB-STR-P-4011 | Pump, Main Oil ,Blower BL4011 | Switch,Pressure | Safety Equipment |  | PSL | http://www.toronto.ca/TWONTO#pressure_switch
86873 | WTR-PLW-T-0004-SUS | Tank, 3000psi SCBA 10min. EEBA | WTR-WEST-SES | Safety & Lifting Devices | Tank | Safety Equipment | 47446 | T | http://www.toronto.ca/TWONTO#compressed_gas_cylinder
145161 | WTR-PLW-T-0004-SUS | Tank, 3000psi SCBA 10min. EEBA | WTR-SUSPENDED | Suspended Obsolete entity for storage purpose | Tank | Safety Equipment | 47446 | T | http://www.toronto.ca/TWONTO#compressed_gas_cylinder
78950 | THR-SES-T-0507 | Tank, Air Cylinder, 4500 PSI | THR-SES-JHSC | Joint Health and Safety Coordination | Safety | Safety Equipment |  | T | http://www.toronto.ca/TWONTO#compressed_gas_cylinder
78951 | THR-SES-T-0508 | Tank, Air Cylinder, 4500 PSI | THR-SES-SCBA | Self Contained Breathing Apparatus | Safety | Safety Equipment |  | T | http://www.toronto.ca/TWONTO#compressed_gas_cylinder
78952 | THR-SES-T-0509 | Tank, Air Cylinder, 4500 PSI | THR-SES-SCBA | Self Contained Breathing Apparatus | Safety | Safety Equipment |  | T | http://www.toronto.ca/TWONTO#compressed_gas_cylinder
138823 | THR-SES-T-0507 | Tank, Air Cylinder, 4500 PSI | THR-SES-SCBA | Self Contained Breathing Apparatus | Safety | Safety Equipment |  | T | http://www.toronto.ca/TWONTO#compressed_gas_cylinder
138824 | THR-SES-T-0508 | Tank, Air Cylinder, 4500 PSI | THR-SES-JHSC | Joint Health and Safety Coordination | Safety | Safety Equipment |  | T | http://www.toronto.ca/TWONTO#compressed_gas_cylinder
138825 | THR-SES-T-0509 | Tank, Air Cylinder, 4500 PSI | THR-SES-JHSC | Joint Health and Safety Coordination | Safety | Safety Equipment |  | T | http://www.toronto.ca/TWONTO#compressed_gas_cylinder
78945 | THR-SES-T-0500 | Tank, Air Cylinder, 4500 PSI, Chlorine Bldg. | THR-SES-SCBA | Self Contained Breathing Apparatus | Safety | Safety Equipment |  | T | http://www.toronto.ca/TWONTO#compressed_gas_cylinder
78946 | THR-SES-T-0503 | Tank, Air Cylinder, 4500 PSI, Chlorine Bldg. | THR-SES-JHSC | Joint Health and Safety Coordination | Safety | Safety Equipment |  | T | http://www.toronto.ca/TWONTO#compressed_gas_cylinder
78947 | THR-SES-T-0504 | Tank, Air Cylinder, 4500 PSI, Chlorine Bldg. | THR-SES-JHSC | Joint Health and Safety Coordination | Safety | Safety Equipment |  | T | http://www.toronto.ca/TWONTO#compressed_gas_cylinder
138815 | THR-SES-T-0500 | Tank, Air Cylinder, 4500 PSI, Chlorine Bldg. | THR-SES-JHSC | Joint Health and Safety Coordination | Safety | Safety Equipment |  | T | http://www.toronto.ca/TWONTO#compressed_gas_cylinder
138816 | THR-SES-T-0501 | Tank, Air Cylinder, 4500 PSI, Chlorine Bldg. | THR-SES-SCBA | Self Contained Breathing Apparatus | Safety | Safety Equipment |  | T | http://www.toronto.ca/TWONTO#compressed_gas_cylinder
138819 | THR-SES-T-0503 | Tank, Air Cylinder, 4500 PSI, Chlorine Bldg. | THR-SES-SCBA | Self Contained Breathing Apparatus | Safety | Safety Equipment |  | T | http://www.toronto.ca/TWONTO#compressed_gas_cylinder
138820 | THR-SES-T-0504 | Tank, Air Cylinder, 4500 PSI, Chlorine Bldg. | THR-SES-SCBA | Self Contained Breathing Apparatus | Safety | Safety Equipment |  | T | http://www.toronto.ca/TWONTO#compressed_gas_cylinder
78949 | THR-SES-T-0506 | Tank, Air Cylinder, 4500 PSI, Digester Area | THR-SES-JHSC | Joint Health and Safety Coordination | Safety | Safety Equipment |  | T | http://www.toronto.ca/TWONTO#compressed_gas_cylinder
138822 | THR-SES-T-0506 | Tank, Air Cylinder, 4500 PSI, Digester Area | THR-SES-SCBA | Self Contained Breathing Apparatus | Safety | Safety Equipment |  | T | http://www.toronto.ca/TWONTO#compressed_gas_cylinder
78948 | THR-SES-T-0505 | Tank, Air Cylinder, 4500 PSI, Instrument Shop | THR-SES-JHSC | Joint Health and Safety Coordination | Safety | Safety Equipment |  | T | http://www.toronto.ca/TWONTO#compressed_gas_cylinder
138821 | THR-SES-T-0505 | Tank, Air Cylinder, 4500 PSI, Instrument Shop | THR-SES-SCBA | Self Contained Breathing Apparatus | Safety | Safety Equipment |  | T | http://www.toronto.ca/TWONTO#compressed_gas_cylinder
78953 | THR-SES-T-0510 | Tank, SCBA Air Cylinder, 30 Minutes | THR-SES-JHSC | Joint Health and Safety Coordination | Safety | Safety Equipment |  | T | http://www.toronto.ca/TWONTO#compressed_gas_cylinder
78954 | THR-SES-T-0510 | Tank, SCBA Air Cylinder, 30 Minutes | THR-SES-SCBA | Self Contained Breathing Apparatus | Safety | Safety Equipment |  | T | http://www.toronto.ca/TWONTO#compressed_gas_cylinder
78955 | THR-SES-T-0511 | Tank, SCBA Air Cylinder, 30 Minutes | THR-SES-SCBA | Self Contained Breathing Apparatus | Safety | Safety Equipment |  | T | http://www.toronto.ca/TWONTO#compressed_gas_cylinder
138817 | THR-SES-T-0502 | Tank, SCBA Air Cylinder, 30 Minutes | THR-SES-JHSC | Joint Health and Safety Coordination | Safety | Safety Equipment |  | T | http://www.toronto.ca/TWONTO#compressed_gas_cylinder
138818 | THR-SES-T-0502 | Tank, SCBA Air Cylinder, 30 Minutes | THR-SES-SCBA | Self Contained Breathing Apparatus | Safety | Safety Equipment |  | T | http://www.toronto.ca/TWONTO#compressed_gas_cylinder
138826 | THR-SES-T-0512 | Tank, SCBA Air Cylinder, 30 Minutes | THR-SES-SCBA | Self Contained Breathing Apparatus | Safety | Safety Equipment |  | T | http://www.toronto.ca/TWONTO#compressed_gas_cylinder
34414 | COL-YKP-DA-5010-57018 | THERN DAVIT ARM-5010-57018 | COL-YKP-DA | Davit Arm Assembly | Safety | Safety Equipment |  | DA | http://www.toronto.ca/TWONTO#fall_arrest_Davit_arm
9146 | COL-YKP-DA-5010-57018A | THERN DAVIT ARM-5010-57018A | COL-YKP-DA | Davit Arm Assembly | Safety | Safety Equipment |  | DA | http://www.toronto.ca/TWONTO#fall_arrest_Davit_arm
7903 | COL-PTS | Third Street Sewage Pumping Station (Wards Island PS#12) | COL-CENTRAL-PS | Central Pumping Stations |  | Safety Equipment |  |  | http://www.toronto.ca/TWONTO#space
7904 | COL-PTS | Third Street Sewage Pumping Station (Wards Island PS#12) | COL-W-OBSOLETE | Col West Obsolete Entities |  | Safety Equipment |  |  | http://www.toronto.ca/TWONTO#space
27679 | COL-PTS | Third Street Sewage Pumping Station (Wards Island PS#12) | COL-EAST-PS | East Pumping Stations |  | Safety Equipment |  |  | http://www.toronto.ca/TWONTO#space
55906 | TAB-WA7-SQ-1103 | Tri-Pad | WA7-LAN | Lanyard | PPE | Safety Equipment |  | SQ | http://www.toronto.ca/TWONTO#fall_arrest_Davit_arm
18689 | FHA-SES-SQ-0086 | Tri-pod DBI SALA confined space retrieval tripod | FHA-SES-SQ-6 | Safety Fall Protection Equipment |  | Safety Equipment |  | SQ | http://www.toronto.ca/TWONTO#fall_arrest_Davit_arm
83027 | FHA-SES-SQ-0084 | Tri-pod DBI SALA confined space retrieval tripod | FHA-SES | Safety & Environmental Services |  | Safety Equipment |  | SQ | http://www.toronto.ca/TWONTO#fall_arrest_Davit_arm
83028 | FHA-SES-SQ-0084 | Tri-pod DBI SALA confined space retrieval tripod | FHA-SES-SQ-6 | Safety Fall Protection Equipment |  | Safety Equipment |  | SQ | http://www.toronto.ca/TWONTO#fall_arrest_Davit_arm
83029 | FHA-SES-SQ-0085 | Tri-pod DBI SALA confined space retrieval tripod | FHA-SES | Safety & Environmental Services |  | Safety Equipment |  | SQ | http://www.toronto.ca/TWONTO#fall_arrest_Davit_arm
83030 | FHA-SES-SQ-0085 | Tri-pod DBI SALA confined space retrieval tripod | FHA-SES-SQ-6 | Safety Fall Protection Equipment |  | Safety Equipment |  | SQ | http://www.toronto.ca/TWONTO#fall_arrest_Davit_arm
83031 | FHA-SES-SQ-0086 | Tri-pod DBI SALA confined space retrieval tripod | FHA-SES | Safety & Environmental Services |  | Safety Equipment |  | SQ | http://www.toronto.ca/TWONTO#fall_arrest_Davit_arm
144215 | WTR-PHL-TPD-0004 | Tripod, Davitt Arm, S/N 21947 | WTR-CENTRAL-SES | Safety & Lifting Devices | PPE | Safety Equipment |  | TPD | http://www.toronto.ca/TWONTO#fall_arrest_Davit_arm
88326 | WTR-PSC-TPD-0003 | Tripod, Fall Arrest, S/N 10210838489 | WTR-EAST-SES | Safety & Lifting Devices | PPE | Safety Equipment |  | TPD | http://www.toronto.ca/TWONTO#fall_arrest_Davit_arm
85774 | WTR-PHL-TPD-0002 | Tripod, Fall Arrest, S/N 6-99, Truck 49 | WTR-CENTRAL-SES | Safety & Lifting Devices | PPE | Safety Equipment |  | TPD | http://www.toronto.ca/TWONTO#fall_arrest_Davit_arm
145164 | WTR-PLW-TPD-0002 | Tripod, Fall Arrest, S/N 6-99/99-9 | WTR-WEST-SES | Safety & Lifting Devices | PPE | Safety Equipment |  | TPD | http://www.toronto.ca/TWONTO#fall_arrest_Davit_arm
144214 | WTR-PHL-TPD-0003 | Tripod, Fall Arrest, S/N 7-99, Spare | WTR-CENTRAL-SES | Safety & Lifting Devices | PPE | Safety Equipment |  | TPD | http://www.toronto.ca/TWONTO#fall_arrest_Davit_arm
144213 | WTR-PHL-TPD-0001 | Tripod, Fall Arrest, S/N 7-99, Truck 74 | WTR-CENTRAL-SES | Safety & Lifting Devices | PPE | Safety Equipment |  | TPD | http://www.toronto.ca/TWONTO#fall_arrest_Davit_arm
86876 | WTR-PLW-TPD-0001 | Tripod, Fall Arrest, S/N 7-99/99-4 | WTR-WEST-SES | Safety & Lifting Devices | PPE | Safety Equipment |  | TPD | http://www.toronto.ca/TWONTO#fall_arrest_Davit_arm
146416 | WTR-PSC-TPD-0002 | Tripod, Fall Arrest, S/N 99-16 | WTR-EAST-SES | Safety & Lifting Devices | PPE | Safety Equipment |  | TPD | http://www.toronto.ca/TWONTO#fall_arrest_Davit_arm
146415 | WTR-PSC-TPD-0001 | Tripod, Fall Arrest, S/N E004010070E29FA3 | WTR-EAST-SES | Safety & Lifting Devices | PPE | Safety Equipment |  | TPD | http://www.toronto.ca/TWONTO#fall_arrest_Davit_arm
119903 | TAB-WA3-SQ-TPT3 | Tripod, Rescue | TAB-DEW-SQ-0010 | WA3 Fall arrest systems portable cranes/hoists, come alongs, slings, wire rope, chains, electrical equipment etc., | PPE | Safety Equipment |  |  | http://www.toronto.ca/TWONTO#fall_arrest_Davit_arm
55714 | TAB-WA4-SQ-3151 | Tripod, Rescue (SIMM1 Shared) | TAB-WA4-SQ-0010 | WA4 Fall arrest systems | PPE | Safety Equipment |  | SQ | http://www.toronto.ca/TWONTO#fall_arrest_Davit_arm
55740 | TAB-WA4-SQ-73E4 | Tripod, Rescue (SIMM1 Shared) | TAB-WA4-SQ-0010 | WA4 Fall arrest systems | PPE | Safety Equipment |  | SQ | http://www.toronto.ca/TWONTO#fall_arrest_Davit_arm
94868 | FHO-SES-SQ-6100 | Tripoid, Admin Building, S2, Stores Area | FHO-SES-SQ-0005 | Fall Arrest Systems | PPE | Safety Equipment |  | SQ | http://www.toronto.ca/TWONTO#fall_arrest_Davit_arm
136614 | THR-JHSC-T2123 | Tunnel 21 & Tunnel 23 MCC | THR-JHSC-WA3 | Joint Health & Safety Committee WA3 |  | Safety Equipment |  |  | http://www.toronto.ca/TWONTO#space
119783 | TAB-WA2-SQ-1151 | TYPE 1 Retractible Fall Arest, Claudio Limcumpao | TAB-WA2-SQ-0001 | Fall Arrest System , Tripod and SRL | PPE,Harness | Safety Equipment |  | SQ | self_retracting_line
55549 | TAB-WA2-SQ-1153 | TYPE 1 Retractible Fall Arest, Georgi Grigorenko | TAB-WA2-SQ-0001 | Fall Arrest System , Tripod and SRL | PPE,Harness | Safety Equipment |  | SQ | self_retracting_line
119784 | TAB-WA2-SQ-1152 | TYPE 1 Retractible Fall Arest, Randish Sehijpal, | TAB-WA2-SQ-0001 | Fall Arrest System , Tripod and SRL | PPE,Harness | Safety Equipment |  | SQ | self_retracting_line
119782 | TAB-WA2-SQ-1150 | TYPE 1 Retractible Fall Arest, PeterDrozdowski, Peter | TAB-WA2-SQ-0001 | Fall Arrest System , Tripod and SRL | PPE,Harness | Safety Equipment |  | SQ | self_retracting_line
55605 | TAB-WA2-SQ-7976 | Type 1 Fall Limiter- Jagjit | TAB-WA2-SQ-0001 | Fall Arrest System , Tripod and SRL | PPE,Harness | Safety Equipment |  | SQ | self_retracting_line
119780 | TAB-WA2-SQ-1098 | TYPE 1 Jackie Whyte | TAB-WA2-SQ-0001 | Fall Arrest System , Tripod and SRL | PPE,Harness | Safety Equipment |  | SQ | self_retracting_line
119778 | TAB-WA2-SQ-0929A | Type 1Fall Limiter, Richard Gallant | TAB-WA2-SQ-0001 | Fall Arrest System , Tripod and SRL | PPE,Harness | Safety Equipment |  | SQ | self_retracting_line
55810 | TAB-WA6-SQ-0192 | Type1 | TAB-WA6-SQ-0001 | Fall Arrest System | PPE | Safety Equipment |  | SQ | self_retracting_line
55827 | TAB-WA6-SQ-7829 | Type1 | TAB-WA6-SQ-0001 | Fall Arrest System | PPE | Safety Equipment |  | SQ | self_retracting_line
120062 | TAB-WA6-SQ-0192 | Type1 | TAB-WA6-SQ | WA6 Safety Equipment | PPE | Safety Equipment |  | SQ | self_retracting_line
120079 | TAB-WA6-SQ-7829 | Type1 | TAB-WA6-SQ | WA6 Safety Equipment | PPE | Safety Equipment |  | SQ | self_retracting_line
120080 | TAB-WA6-SQ-7835 | Type1 | TAB-WA6-SQ | WA6 Safety Equipment | PPE | Safety Equipment |  | SQ | self_retracting_line
120081 | TAB-WA6-SQ-7835 | Type1 | TAB-WA6-SQ-0001 | Fall Arrest System | PPE | Safety Equipment |  | SQ | self_retracting_line
55477 | TAB-WA1-SQ-1940 | Type1 - Hitesh Mistry | TAB-WA1-SQ-0001 | WA1 Fall Arrest System | PPE,Harness | Safety Equipment |  | SQ | http://www.toronto.ca/TWONTO#collection_of_assets
119726 | TAB-WA1-SQ-1945 | Type1 SRD/SRL ( Self Retracting Device/ Self Retracting Lanyard) 6 Ft- Joe Xie, | TAB-WA1-SQ-0001 | WA1 Fall Arrest System | PPE,Harness | Safety Equipment |  | SQ | self_retracting_line
55478 | TAB-WA1-SQ-1944 | Type1 SRD/SRL ( Self Retracting Device/ Self Retracting Lanyard) 6 Ft- Armando Abujen, | TAB-WA1-SQ-0001 | WA1 Fall Arrest System | PPE,Harness | Safety Equipment |  | SQ | self_retracting_line
55485 | TAB-WA1-SQ-1954 | Type1 SRD/SRL ( Self Retracting Device/ Self Retracting Lanyard) 6 Ft- , Gabriel Velasco | TAB-WA1-SQ-0001 | WA1 Fall Arrest System | PPE,Harness | Safety Equipment |  | SQ | self_retracting_line
119729 | TAB-WA1-SQ-1955 | Type1 SRD/SRL ( Self Retracting Device/ Self Retracting Lanyard) 6 Ft- , Gomez Forde | TAB-WA1-SQ-0001 | WA1 Fall Arrest System | Safety,Emergency Kit | Safety Equipment |  | SQ | self_retracting_line
55484 | TAB-WA1-SQ-1953 | Type1 SRD/SRL ( Self Retracting Device/ Self Retracting Lanyard) 6 Ft- , Kandasamy Tharmendran | TAB-WA1-SQ-0001 | WA1 Fall Arrest System | PPE,Harness | Safety Equipment |  | SQ | self_retracting_line
55482 | TAB-WA1-SQ-1951 | Type1 SRD/SRL ( Self Retracting Device/ Self Retracting Lanyard) 6 Ft- , Milan Suhagiya | TAB-WA1-SQ-0001 | WA1 Fall Arrest System | PPE,Harness | Safety Equipment |  | SQ | self_retracting_line
55483 | TAB-WA1-SQ-1952 | Type1 SRD/SRL ( Self Retracting Device/ Self Retracting Lanyard) 6 Ft- , San Kim | TAB-WA1-SQ-0001 | WA1 Fall Arrest System | PPE,Harness | Safety Equipment |  | SQ | self_retracting_line
55481 | TAB-WA1-SQ-1949 | Type1 SRD/SRL ( Self Retracting Device/ Self Retracting Lanyard) 6 Ft- Abraham Castillo, | TAB-WA1-SQ-0001 | WA1 Fall Arrest System | PPE,Harness | Safety Equipment |  | SQ | self_retracting_line
55480 | TAB-WA1-SQ-1948 | Type1 SRD/SRL ( Self Retracting Device/ Self Retracting Lanyard) 6 Ft- Alex Bogdan, | TAB-WA1-SQ-0001 | WA1 Fall Arrest System | PPE,Harness | Safety Equipment |  | SQ | self_retracting_line
55479 | TAB-WA1-SQ-1947 | Type1 SRD/SRL ( Self Retracting Device/ Self Retracting Lanyard) 6 Ft- Brijeshkumar Patel | TAB-WA1-SQ-0001 | WA1 Fall Arrest System | PPE,Harness | Safety Equipment |  | SQ | self_retracting_line
119723 | TAB-WA1-SQ-1941 | Type1 SRD/SRL ( Self Retracting Device/ Self Retracting Lanyard) 6 Ft- Mukesh Kumar Patel | TAB-WA1-SQ-0001 | WA1 Fall Arrest System | PPE,Harness | Safety Equipment |  | SQ | self_retracting_line
119728 | TAB-WA1-SQ-1950 | Type1 SRD/SRL ( Self Retracting Device/ Self Retracting Lanyard) 6 Ft- Paul Conceicao | TAB-WA1-SQ-0001 | WA1 Fall Arrest System | PPE,Harness | Safety Equipment |  | SQ | self_retracting_line
119724 | TAB-WA1-SQ-1942 | Type1 SRD/SRL ( Self Retracting Device/ Self Retracting Lanyard) 6 Ft- Randy Cudrante | TAB-WA1-SQ-0001 | WA1 Fall Arrest System | PPE,Harness | Safety Equipment |  | SQ | self_retracting_line
119725 | TAB-WA1-SQ-1943 | Type1 SRD/SRL ( Self Retracting Device/ Self Retracting Lanyard) 6 Ft- Shamun Mohamedali | TAB-WA1-SQ-0001 | WA1 Fall Arrest System | PPE,Harness | Safety Equipment |  | SQ | self_retracting_line
119727 | TAB-WA1-SQ-1946 | Type1 SRD/SRL ( Self Retracting Device/ Self Retracting Lanyard) 6 Ft- Ye Zhang | TAB-WA1-SQ-0001 | WA1 Fall Arrest System | PPE,Harness | Safety Equipment |  | SQ | self_retracting_line
9144 | COL-YKP-DA-35408 | Upper Davit-35408 | COL-YKP-DA | Davit Arm Assembly | Safety | Safety Equipment |  | DA | http://www.toronto.ca/TWONTO#fall_arrest_Davit_arm
9145 | COL-YKP-DA-35408 | Upper Davit-35408 | COL-YKP-DA-0008S | Davit Arm Assembly with Upper Davit-35408 | Safety | Safety Equipment |  | DA | http://www.toronto.ca/TWONTO#fall_arrest_Davit_arm
55378 | TAB-WA1-SQ-0001 | WA1 Fall Arrest System | TAB-WA1-SQ | Safety Equipment & Supplies Common to WA1 | PPE | Safety Equipment |  | SQ | http://www.toronto.ca/TWONTO#collection_of_assets
79 | 50598 | WA1 portable cranes/hoists, come alongs, slings, wire rope, chains, electrical equipment etc., | TAB-WA1-SQ | Safety Equipment & Supplies Common to WA1 | Lifting Device | Safety Equipment |  |  | http://www.toronto.ca/TWONTO#collection_of_assets
85 | 50607 | WA1 Emerg. Eyewash and Shower Stations | TAB-WA1-SQ | Safety Equipment & Supplies Common to WA1 | PPE,Eyewash Station | Safety Equipment |  |  | http://www.toronto.ca/TWONTO#collection_of_assets
49605 | TAB-PLT-DEF-555308 | WA1 LifePak CR Plus Defibrillator, SN 32598819 | TAB-PLT-SQ | P Building - Safety Equipment | PPE | Safety Equipment |  | DEF | http://www.toronto.ca/TWONTO#automatic_external_defibrillator
54182 | TAB-STR-DEF-WA2 | WA2 LifePak CR Plus Defibrillator, SN 32598787 | TAB-STR-SQ | WA2 Safety Equipment,lifting devices, ladders, Eye Wash station, First Aid Kits, Lock out stations | PPE | Safety Equipment |  |  | http://www.toronto.ca/TWONTO#automatic_external_defibrillator
118536 | TAB-STR-DEF-WA2 | WA2 LifePak CR Plus Defibrillator, SN 32598787 | TAB-STR-STRC | Blower Bldg Services - Drains, Electrical Service(110/220V), Lighting, Plumbing | PPE | Safety Equipment |  |  | http://www.toronto.ca/TWONTO#automatic_external_defibrillator
54525 | TAB-STR-SQ | WA2 Safety Equipment,lifting devices, ladders, Eye Wash station, First Aid Kits, Lock out stations | TAB-STR-STRC-AT | Aeration Tanks - Safety, Drains, Plumbing & PA System | Safety | Safety Equipment |  |  | http://www.toronto.ca/TWONTO#collection_of_assets
118858 | TAB-STR-SQ | WA2 Safety Equipment,lifting devices, ladders, Eye Wash station, First Aid Kits, Lock out stations | TAB-WORK-AREA-2 | Work Area 2 | Safety | Safety Equipment |  |  | http://www.toronto.ca/TWONTO#collection_of_assets
118859 | TAB-STR-SQ | WA2 Safety Equipment,lifting devices, ladders, Eye Wash station, First Aid Kits, Lock out stations | TAB-WORK-AREA-LIQ | TAB Work Area Liq | Safety | Safety Equipment |  |  | http://www.toronto.ca/TWONTO#collection_of_assets
44051 | TAB-DEW-SQ-0010 | WA3 Fall arrest systems portable cranes/hoists, come alongs, slings, wire rope, chains, electrical equipment etc., | TAB-DEW-SAFETY | Safety Equipment | Lifting Device | Safety Equipment |  | SQ | http://www.toronto.ca/TWONTO#collection_of_assets
55695 | TAB-WA4-SQ-0010 | WA4 Fall arrest systems | 50588 | WA4 common to Work Area | PPE | Safety Equipment |  | SQ | http://www.toronto.ca/TWONTO#collection_of_assets
88 | 50640 | WA4 Portable Gas Tester | 50588 | WA4 common to Work Area | PPE | Safety Equipment |  |  | http://www.toronto.ca/TWONTO#portable_gas_detector
53648 | TAB-SES-SCBA | WA4 Safety Equipment, SCBA | TAB-SLO-SES | TABWA4 Health and Safety Equipment | PPE,SCBA | Safety Equipment |  |  | http://www.toronto.ca/TWONTO#collection_of_assets
118031 | TAB-SES-SCBA | WA4 Safety Equipment, SCBA | TAB-SES-WA8 | WA 8 Safety Equipment, | PPE,SCBA | Safety Equipment |  |  | http://www.toronto.ca/TWONTO#collection_of_assets
55761 | TAB-WA5-SQ-0010 | WA5 Fall arrest systems portable cranes/hoists, come alongs, slings, wire rope, chains, electrical equipment etc., | TAB-THK-SQ | WA5 Safety Equipment | Lifting Device | Safety Equipment |  | SQ | http://www.toronto.ca/TWONTO#collection_of_assets
120010 | TAB-WA5-SQ-0010 | WA5 Fall arrest systems portable cranes/hoists, come alongs, slings, wire rope, chains, electrical equipment etc., | TAB-WA5-SQ | WA5 Safety Equipment | Lifting Device | Safety Equipment |  | SQ | http://www.toronto.ca/TWONTO#collection_of_assets
120036 | TAB-WA6-LD-1000 | WA6 portable cranes/hoists, come alongs, slings, wire rope, chains, etc., | TAB-WA6-SQ | WA6 Safety Equipment | Lifting Device | Safety Equipment |  | LD | http://www.toronto.ca/TWONTO#collection_of_assets
109133 | TAB-CW-SQ-0404 | WA6 Emerg. Eyewash and Shower Stations | TAB-WA6-SQ | WA6 Safety Equipment | PPE,Eyewash Station | Safety Equipment |  | SQ | http://www.toronto.ca/TWONTO#collection_of_assets
94 | 50782 | WA6 Exit Signs/Emerg Light | TAB-WA6-SQ | WA6 Safety Equipment | PPE | Safety Equipment | 46292 |  | http://www.toronto.ca/TWONTO#collection_of_assets
125 | 50782 | WA6 Exit Signs/Emerg Light | TAB-SUSPENDED ENTITY | Suspended entities | PPE | Safety Equipment | 46292 |  | http://www.toronto.ca/TWONTO#collection_of_assets
81 | 50635 | WA6 Gas Detector | TAB-WA6-SQ | WA6 Safety Equipment | Sensor,Gas | Safety Equipment |  |  | http://www.toronto.ca/TWONTO#collection_of_assets
87 | 50629 | WA7 Emerg. Eyewash and Shower Stations | TAB-SES-SQ | WA7 Safety Equipment | PPE,Eyewash Station | Safety Equipment |  |  | http://www.toronto.ca/TWONTO#collection_of_assets
120126 | TAB-WA7-SQ-1440 | WA7 Fall Arrest Equipment - Body Harness ( Sr. No: 1011440 ) | WA7-BH | Body Harness | PPE | Safety Equipment |  | SQ | http://www.toronto.ca/TWONTO#fall_arrest_harness
120129 | TAB-WA7-SQ-2574 | WA7 Fall Arrest Equipment - Body Harness ( Sr. No: 42574 ) | TAB-SES-SQ | WA7 Safety Equipment | PPE | Safety Equipment |  | SQ | http://www.toronto.ca/TWONTO#fall_arrest_harness
120130 | TAB-WA7-SQ-2574 | WA7 Fall Arrest Equipment - Body Harness ( Sr. No: 42574 ) | WA7-BH | Body Harness | PPE | Safety Equipment |  | SQ | http://www.toronto.ca/TWONTO#fall_arrest_harness
55908 | TAB-WA7-SQ-2859 | WA7 Fall Arrest Equipment - Body Harness ( Sr. No: H672859 ) | TAB-SES-SQ | WA7 Safety Equipment | PPE | Safety Equipment |  | SQ | http://www.toronto.ca/TWONTO#fall_arrest_harness
120131 | TAB-WA7-SQ-2859 | WA7 Fall Arrest Equipment - Body Harness ( Sr. No: H672859 ) | WA7-BH | Body Harness | PPE | Safety Equipment |  | SQ | http://www.toronto.ca/TWONTO#fall_arrest_harness
55905 | TAB-WA7-SQ-1102 | WA7 Fall Arrest Equipment - Lanyard - S/N FP28822/4 | WA7-LAN | Lanyard | PPE | Safety Equipment |  | SQ | lifeline
55904 | TAB-WA7-SQ-1101 | WA7 Fall Arrest Equipment - Lanyard ( Sr. No: 12396 ) | WA7-LAN | Lanyard | PPE | Safety Equipment |  | SQ | lifeline
120125 | TAB-WA7-SQ-1101 | WA7 Fall Arrest Equipment - Lanyard ( Sr. No: 12396 ) | TAB-SES-SQ | WA7 Safety Equipment | PPE | Safety Equipment |  | SQ | lifeline
80 | 50622 | WA7 Fall arrest systems portable cranes/hoists, come alongs, slings, wire rope, chains, etc., | TAB-SES-SQ | WA7 Safety Equipment | PPE | Safety Equipment |  |  | http://www.toronto.ca/TWONTO#collection_of_assets
89 | 50643 | WA7 Portable Gas Detectors | TAB-SES-SQ | WA7 Safety Equipment | PPE | Safety Equipment |  |  | http://www.toronto.ca/TWONTO#collection_of_assets
118381 | TAB-SQ-LD | WA8 Safety Equipment Lifting Devices | TAB-SES-WA8 | WA 8 Safety Equipment, |  | Safety Equipment |  |  | http://www.toronto.ca/TWONTO#collection_of_assets
117784 | TAB-SES-EESS | WA8 Safety Equipment, Emergency Eyewash & Shower Station | TAB-SES-WA8 | WA 8 Safety Equipment, |  | Safety Equipment |  |  | http://www.toronto.ca/TWONTO#collection_of_asset_roles
76043 | THR-JHSC-WSS | West Sub Station | THR-JHSC-WA3 | Joint Health & Safety Committee WA3 |  | Safety Equipment |  |  | http://www.toronto.ca/TWONTO#collection_of_assets
55502 | TAB-WA1-SQ-7852 | Winch | TAB-WA1-SQ-0001 | WA1 Fall Arrest System | Safety,Emergency Kit | Safety Equipment |  | SQ | winch
78673 | THR-SES-LD-0501 | Winch for Davit Arm (ZP669) WA4 | THR-SES-LD | Lifting Device, Safety Equipment | Safety | Safety Equipment |  | LD | winch
78674 | THR-SES-LD-0501 | Winch for Davit Arm (ZP669) WA4 | THR-SES-SQ | Safety Equipment | Safety | Safety Equipment |  | LD | winch
101464 | LD50892 | Winch, DBI-Sala, WA2 | TAB-SES-LD | WA2 Lifting devices | Lifting Device | Safety Equipment |  |  | winch
101465 | LD50892 | Winch, DBI-Sala, WA2 | TAB-STR-SQ | WA2 Safety Equipment,lifting devices, ladders, Eye Wash station, First Aid Kits, Lock out stations | Lifting Device | Safety Equipment |  |  | winch
86751 | WTR-PLW-FAR-0004 | Winch, Fall Arrest, | WTR-CENTRAL-SES | Safety & Lifting Devices | PPE | Safety Equipment | 34304 | FAR | winch
86752 | WTR-PLW-FAR-0004 | Winch, Fall Arrest, | WTR-WEST-SES | Safety & Lifting Devices | PPE | Safety Equipment | 34304 | FAR | winch
85499 | WTR-PHL-FAR-0008 | Winch, Fall Arrest, S/N 0000543 | WTR-CENTRAL-SES | Safety & Lifting Devices | Lifting Device,Sling | Safety Equipment |  | FAR | winch
85497 | WTR-PHL-FAR-0005 | Winch, Fall Arrest, S/N 00771 60ft | WTR-CENTRAL-SES | Safety & Lifting Devices | Lifting Device,Sling | Safety Equipment |  | FAR | winch
86755 | WTR-PLW-FAR-0008 | Winch, Fall Arrest, S/N 01325 | WTR-WEST-SES | Safety & Lifting Devices | Lifting Device,Sling | Safety Equipment |  | FAR | winch
85498 | WTR-PHL-FAR-0006 | Winch, Fall Arrest, S/N 03007 (85ft) | WTR-CENTRAL-SES | Safety & Lifting Devices | Lifting Device,Sling | Safety Equipment |  | FAR | winch
88206 | WTR-PSC-FAR-0006S | Winch, Fall Arrest, S/N 034582 | WTR-EAST-SES | Safety & Lifting Devices | PPE | Safety Equipment | 38588 | FAR | winch
88203 | WTR-PSC-FAR-0003S | Winch, Fall Arrest, S/N 035212 | WTR-EAST-SES | Safety & Lifting Devices | PPE | Safety Equipment | 38585 | FAR | winch
145060 | WTR-PLW-FAR-0002 | Winch, Fall Arrest, S/N 035513 | WTR-WEST-SES | Safety & Lifting Devices |  | Safety Equipment | 38534 | FAR | winch
145063 | WTR-PLW-FAR-0006 | Winch, Fall Arrest, S/N 036160 | WTR-WEST-SES | Safety & Lifting Devices | PPE | Safety Equipment | 38535 | FAR | winch
145059 | WTR-PLW-FAR-0001 | Winch, Fall Arrest, S/N 036161 | WTR-WEST-SES | Safety & Lifting Devices | PPE | Safety Equipment | 34009 | FAR | winch
88200 | WTR-PSC-FAR-0001 | Winch, Fall Arrest, S/N 03968 | WTR-EAST-SES | Safety & Lifting Devices | PPE | Safety Equipment |  | FAR | winch
86753 | WTR-PLW-FAR-0005 | Winch, Fall Arrest, S/N 089293 | WTR-CENTRAL-SES | Safety & Lifting Devices | PPE | Safety Equipment | 38536 | FAR | winch
86754 | WTR-PLW-FAR-0005 | Winch, Fall Arrest, S/N 089293 | WTR-WEST-SES | Safety & Lifting Devices | PPE | Safety Equipment | 38536 | FAR | winch
88205 | WTR-PSC-FAR-0005S | Winch, Fall Arrest, S/N 093309, Truck # 080081 | WTR-EAST-SES | Safety & Lifting Devices | PPE | Safety Equipment | 38587 | FAR | winch
145061 | WTR-PLW-FAR-0003 | Winch, Fall Arrest, S/N 09563 | WTR-CENTRAL-SES | Safety & Lifting Devices | Lifting Device,Sling | Safety Equipment |  | FAR | winch
145062 | WTR-PLW-FAR-0003 | Winch, Fall Arrest, S/N 09563 | WTR-WEST-SES | Safety & Lifting Devices | Lifting Device,Sling | Safety Equipment |  | FAR | winch
88204 | WTR-PSC-FAR-0004S | Winch, Fall Arrest, S/N 107675, Truck # 145019 | WTR-EAST-SES | Safety & Lifting Devices | PPE | Safety Equipment | 38586 | FAR | winch
146301 | WTR-PSC-FAR-0004S | Winch, Fall Arrest, S/N 107675, Truck # 145019 | WTR-CENTRAL-SES | Safety & Lifting Devices | PPE | Safety Equipment | 38586 | FAR | winch
88209 | WTR-PSC-FAR-0007S | Winch, Fall Arrest, S/N 110688 Truck # 080080 | WTR-CENTRAL-SES | Safety & Lifting Devices | PPE | Safety Equipment | 38589 | FAR | winch
146304 | WTR-PSC-FAR-0007S | Winch, Fall Arrest, S/N 110688 Truck # 080080 | WTR-EAST-SES | Safety & Lifting Devices | PPE | Safety Equipment | 38589 | FAR | winch
88201 | WTR-PSC-FAR-0001S | Winch, Fall Arrest, S/N 138341 | WTR-EAST-SES | Safety & Lifting Devices | PPE | Safety Equipment | 38583 | FAR | winch
146300 | WTR-PSC-FAR-0003 | Winch, Fall Arrest, S/N 153387 | WTR-EAST-SES | Safety & Lifting Devices | PPE | Safety Equipment |  | FAR | winch
88210 | WTR-PSC-FAR-0009 | Winch, Fall Arrest, S/N 153933 | WTR-EAST-SES | Safety & Lifting Devices | Lifting Device,Sling | Safety Equipment |  | FAR | winch
146306 | WTR-PSC-FAR-0009 | Winch, Fall Arrest, S/N 153933 | WTR-CENTRAL-SES | Safety & Lifting Devices | Lifting Device,Sling | Safety Equipment |  | FAR | winch
146302 | WTR-PSC-FAR-0005 | Winch, Fall Arrest, S/N 153933 50ft | WTR-CENTRAL-SES | Safety & Lifting Devices | Lifting Device,Sling | Safety Equipment |  | FAR | winch
146303 | WTR-PSC-FAR-0005 | Winch, Fall Arrest, S/N 153933 50ft | WTR-EAST-SES | Safety & Lifting Devices | Lifting Device,Sling | Safety Equipment |  | FAR | winch
88207 | WTR-PSC-FAR-0007 | Winch, Fall Arrest, S/N 154085 | WTR-EAST-SES | Safety & Lifting Devices | Lifting Device,Sling | Safety Equipment |  | FAR | winch
88208 | WTR-PSC-FAR-0007 | Winch, Fall Arrest, S/N 154085 | WTR-WEST-SES | Safety & Lifting Devices | Lifting Device,Sling | Safety Equipment |  | FAR | winch
143924 | WTR-PHL-FAR-0001 | Winch, Fall Arrest, S/N 154554 50 ft | WTR-CENTRAL-SES | Safety & Lifting Devices | Lifting Device,Sling | Safety Equipment |  | FAR | winch
143926 | WTR-PHL-FAR-0004 | Winch, Fall Arrest, S/N 154824 | WTR-CENTRAL-SES | Safety & Lifting Devices | PPE | Safety Equipment |  | FAR | winch
143927 | WTR-PHL-FAR-0004 | Winch, Fall Arrest, S/N 154824 | WTR-EAST-SES | Safety & Lifting Devices | PPE | Safety Equipment |  | FAR | winch
88202 | WTR-PSC-FAR-0002 | Winch, Fall Arrest, S/N 35507 | WTR-EAST-SES | Safety & Lifting Devices | Lifting Device,Sling | Safety Equipment |  | FAR | winch
85496 | WTR-PHL-FAR-0003 | Winch, Fall Arrest, S/N NO0172 50ft | WTR-EAST-SES | Safety & Lifting Devices | Lifting Device,Sling | Safety Equipment |  | FAR | winch
143925 | WTR-PHL-FAR-0003 | Winch, Fall Arrest, S/N NO0172 50ft | WTR-CENTRAL-SES | Safety & Lifting Devices | Lifting Device,Sling | Safety Equipment |  | FAR | winch
146305 | WTR-PSC-FAR-0008 | Winch, Fall Arrest,Retrieval Unit S/N 35510 | WTR-EAST-SES | Safety & Lifting Devices | PPE | Safety Equipment |  | FAR | winch

## Security_System_Pivot (hidden)
Row Labels | Count of Valid_Class
http://www.toronto.ca/TWONTO#card_reader | 1
http://www.toronto.ca/TWONTO#collection_of_assets | 1
http://www.toronto.ca/TWONTO#display_panel | 3
http://www.toronto.ca/TWONTO#door | 2
http://www.toronto.ca/TWONTO#position_switch | 215
http://www.toronto.ca/TWONTO#security_camera | 11
http://www.toronto.ca/TWONTO#security_motion_sensor | 14
http://www.toronto.ca/TWONTO#security_system | 79
Grand Total | 326

## Security_System (hidden)
Column1 | Entity_number | Description | Parent | Parent_Description | Category | Class | Suspended | Tag | Valid_Class
87683 | WTR-PRH-SCAM-0001 | Camera SCAM-0001,CCTV, Security, Outside North-East Corner | WTR-PRH-ELS | Electrical System | Security System,Camera | Security System |  | SCAM | http://www.toronto.ca/TWONTO#security_camera
21294 | FHO-CSS | Central Security System | FHO-SES | Safety & Environmental Services | Security System,Central SCADA | Security System |  |  | http://www.toronto.ca/TWONTO#security_system
17565 | FHA-GRK-VSS-0101 | Central Video Security System, Filter Building, Third Floor, Server Room | FHA-GRK-PRTY-0001 | Buildings Maintenance | Computer Equipment | Security System |  | VSS | http://www.toronto.ca/TWONTO#security_system
50097 | TAB-PLT-RC-0140 | Digital Video Recorder, Security Camera, Control Room, P Bldg. | TAB-PLT-MON-0140 | Monitor, CCTV, Control Room, P Bldg. | Security System,Camera | Security System |  | RC | http://www.toronto.ca/TWONTO#security_camera
6075 | COL-PMM-DR-0001 | Door entry system | COL-PMM-MISC | Miscellaneous Equipment | Security System | Security System |  | DR | http://www.toronto.ca/TWONTO#security_system
7765 | COL-PSW-DR-0152 | Door entry system | COL-PSW | Swansea Pumping Station | Security System | Security System |  | DR | http://www.toronto.ca/TWONTO#security_system
20236 | COL-PMM-DR-0001 | Door entry system | COL-PMM | Mimico Pumping Station | Security System | Security System |  | DR | http://www.toronto.ca/TWONTO#security_system
22308 | COL-PNT-DR-0152 | Door entry system | COL-PNT | New Toronto Pumping Station | Security System | Security System |  | DR | http://www.toronto.ca/TWONTO#security_system
22309 | COL-PNT-DR-0152 | Door entry system | COL-PNT-MISC | Miscellaneous Equipment | Security System | Security System |  | DR | http://www.toronto.ca/TWONTO#security_system
27390 | COL-PSW-DR-0152 | Door entry system | COL-PSW-MISC | Miscellaneous Equipment | Security System | Security System |  | DR | http://www.toronto.ca/TWONTO#security_system
27576 | COL-PSW-SS-0152 | Door entry system | COL-PSW | Swansea Pumping Station | Security System | Security System | 36091 | SS | http://www.toronto.ca/TWONTO#security_system
27577 | COL-PSW-SS-0152 | Door entry system | COL-PSW-MISC | Miscellaneous Equipment | Security System | Security System | 36091 | SS | http://www.toronto.ca/TWONTO#security_system
78481 | FHA-GRK-SEC-0101 | Door Security System | FHA-GRK-PRTY-0001 | Buildings Maintenance | Security System | Security System |  | SEC | http://www.toronto.ca/TWONTO#security_system
61859 | THC-GRK-DR-0003 | Gate, Digestion Entrance | THC-GRK-PRTY-0001 | Grounds and Property - THC | Door,Access | Security System |  | DR | http://www.toronto.ca/TWONTO#door
118382 | TAB-SS-CP-1500 | Istar Panel, Security control panel for east path swipe cards/cameras, D-Building first floor electrical room | TAB-ELS-WA7 | Equipment location, TAB-ELS-WA7, Electrical Equipment, Work Area7 ( Panelboards, MCC ) | Control Panel,Security | Security System |  | CP | http://www.toronto.ca/TWONTO#security_system
63690 | THC-PLT-MON-1140 | Monitor, CCTV ,Control Room, Headworks | THC-PLT-BLDG-0001 | New Head House, preliminary process | Security System | Security System |  | MON | http://www.toronto.ca/TWONTO#display_panel
50013 | TAB-PLT-MON-0140 | Monitor, CCTV, Control Room, P Bldg. | TAB-PLT-ELQ-P | P Building - Electrical Equipment | Computer Equipment,Monitor | Security System |  | MON | http://www.toronto.ca/TWONTO#display_panel
50014 | TAB-PLT-MON-0140 | Monitor, CCTV, Control Room, P Bldg. | TAB-PLT-INQ | P Building - Instrumentation Equipment | Computer Equipment,Monitor | Security System |  | MON | http://www.toronto.ca/TWONTO#display_panel
86269 | WTR-PJS-MS-0001 | Motion Sensor | WTR-PJS-AUX | Auxiliary Equipment (Building Facilities) | Transmitter,Flow | Security System |  | MS | http://www.toronto.ca/TWONTO#security_motion_sensor
86270 | WTR-PJS-MS-0002 | Motion Sensor | WTR-PJS-AUX | Auxiliary Equipment (Building Facilities) | Transmitter,Flow | Security System |  | MS | http://www.toronto.ca/TWONTO#security_motion_sensor
144584 | WTR-PJS-MS-0003 | Motion Sensor | WTR-PJS-AUX | Auxiliary Equipment (Building Facilities) | Transmitter,Flow | Security System |  | MS | http://www.toronto.ca/TWONTO#security_motion_sensor
144585 | WTR-PJS-MS-0004 | Motion Sensor | WTR-PJS-AUX | Auxiliary Equipment (Building Facilities) | Transmitter,Flow | Security System |  | MS | http://www.toronto.ca/TWONTO#security_motion_sensor
87688 | WTR-PRH-SS-0001 | Panel, ISTAR Security, Control, Pumping Station | WTR-PRH-LB-0102 | Load Breaker, 4160V, Secondary, Switchgear Electrical Room | Control Panel,Security | Security System |  | SS | http://www.toronto.ca/TWONTO#security_system
98212 | FIS-SES-PSU-4001 | Panel, iStar, Security power supply, IT/SCADA Room | FIS-SES-CP-4001 | Panel, iStar, Security, IT/SCADA Room |  | Security System |  | PSU | http://www.toronto.ca/TWONTO#security_system
30370 | FIS-SES-CP-4001 | Panel, iStar, Security, IT/SCADA Room | FIS-MARINE-M/ERM | Mechanical/ Electrical Room, Marine Yard Building |  | Security System |  | CP | http://www.toronto.ca/TWONTO#security_system
97918 | FIS-SES-CP-4001 | Panel, iStar, Security, IT/SCADA Room | FIS-MARINE-BUILDING | FIS Marine Yard Building |  | Security System |  | CP | http://www.toronto.ca/TWONTO#security_system
145928 | WTR-PRH-SS-0002 | Panel, Security CCTV, Control,Pumping Station | WTR-PRH-LB-0102 | Load Breaker, 4160V, Secondary, Switchgear Electrical Room | Control Panel,Security | Security System |  | SS | http://www.toronto.ca/TWONTO#security_system
118383 | TAB-SS-SCAM-1500 | Secuirty Camera, East path | TAB-SS-CP-1500 | Istar Panel, Security control panel for east path swipe cards/cameras, D-Building first floor electrical room | Camera | Security System |  | SCAM | http://www.toronto.ca/TWONTO#security_camera
29532 | FIS-GRK-SCAM | Security Camera System | FIS-GRK | FIS Buildings & Grounds | Security System,Camera | Security System |  |  | http://www.toronto.ca/TWONTO#security_system
29533 | FIS-GRK-SCAM | Security Camera System | FIS-SES-LTG | Emergency Lights | Security System,Camera | Security System |  |  | http://www.toronto.ca/TWONTO#security_system
97319 | FIS-GRK-SCAM | Security Camera System | FIS-GRK-0001 | FIS, Building Maintenance | Security System,Camera | Security System |  |  | http://www.toronto.ca/TWONTO#security_system
114830 | TAB-PLT-SCAM-0141 | Security Camera, Truck Loading Bay 1, P Bldg. | TAB-PLT-MON-0140 | Monitor, CCTV, Control Room, P Bldg. | Security System,Camera | Security System |  | SCAM | http://www.toronto.ca/TWONTO#security_camera
114831 | TAB-PLT-SCAM-0142 | Security Camera, Truck Loading Bay 1, P Bldg. | TAB-PLT-MON-0140 | Monitor, CCTV, Control Room, P Bldg. | Security System,Camera | Security System |  | SCAM | http://www.toronto.ca/TWONTO#security_camera
50128 | TAB-PLT-SCAM-0143 | Security Camera, Truck Loading Bay 2, P Bldg. | TAB-PLT-MON-0140 | Monitor, CCTV, Control Room, P Bldg. | Security System,Camera | Security System |  | SCAM | http://www.toronto.ca/TWONTO#security_camera
50129 | TAB-PLT-SCAM-0144 | Security Camera, Truck Loading Bay 2, P Bldg. | TAB-PLT-MON-0140 | Monitor, CCTV, Control Room, P Bldg. | Security System,Camera | Security System |  | SCAM | http://www.toronto.ca/TWONTO#security_camera
90152 | YTF-SS-SCAM-1000 | Security Cameras | YTF-SS | Security Systems |  | Security System |  | SCAM | http://www.toronto.ca/TWONTO#collection_of_assets
147814 | YTF-SS-CR-1000 | Security Card Readers | YTF-SS | Security Systems |  | Security System |  | CR | http://www.toronto.ca/TWONTO#card_reader
147813 | YTF-SS-COM-1000 | Security Communication Devices | YTF-SS | Security Systems |  | Security System |  | COM | http://www.toronto.ca/TWONTO#security_system
147815 | YTF-SS-G-1000 | Security Gate Arms | YTF-SS | Security Systems |  | Security System |  | G | http://www.toronto.ca/TWONTO#door
61968 | THC-GRK-SS | Security System | THC-GRK | Buildings & Grounds |  | Security System |  |  | http://www.toronto.ca/TWONTO#security_system
147817 | YTF-SS-YAN-1000 | Security System Alarms/Sirens | YTF-SS | Security Systems |  | Security System |  | YAN | http://www.toronto.ca/TWONTO#security_system
147816 | YTF-SS-SERV-1000 | Security System Computer Server | YTF-SS | Security Systems |  | Security System |  | SERV | http://www.toronto.ca/TWONTO#security_system
147818 | YTF-SS-YS-1000 | Security System Door Contacts | YTF-SS | Security Systems |  | Security System |  | YS | http://www.toronto.ca/TWONTO#security_system
90150 | YTF-SS-BAT-1000 | Security System Power Supply Batteries | YTF-SS | Security Systems |  | Security System |  | BAT | http://www.toronto.ca/TWONTO#security_system
90153 | YTF-SS-UPS-1000 | Security System UPS Circuit | YTF-SS | Security Systems |  | Security System |  | UPS | http://www.toronto.ca/TWONTO#security_system
89474 | WTR-RRH-SCAM-0004 | Security System, Camera, Rosehill Reservoir, Valve House, Exterior | WTR-RRH-CP-0001 | Control Panel, Security Alarms, Rosehill Reservoir, Valve House | Camera | Security System |  | SCAM | http://www.toronto.ca/TWONTO#security_camera
147199 | WTR-RRH-SCAM-0001 | Security System, Camera, Rosehill Reservoir, Valve House, Exterior | WTR-RRH-CP-0001 | Control Panel, Security Alarms, Rosehill Reservoir, Valve House | Camera | Security System |  | SCAM | http://www.toronto.ca/TWONTO#security_camera
147200 | WTR-RRH-SCAM-0002 | Security System, Camera, Rosehill Reservoir, Valve House, Exterior | WTR-RRH-CP-0001 | Control Panel, Security Alarms, Rosehill Reservoir, Valve House | Camera | Security System |  | SCAM | http://www.toronto.ca/TWONTO#security_camera
147201 | WTR-RRH-SCAM-0003 | Security System, Camera, Rosehill Reservoir, Valve House, Exterior | WTR-RRH-CP-0001 | Control Panel, Security Alarms, Rosehill Reservoir, Valve House | Camera | Security System |  | SCAM | http://www.toronto.ca/TWONTO#security_camera
79072 | THR-SS-WA1 | Security System, Doors, Security Cameras | THR-MCS-WA1 | Cranes, Lifting Devices, Machine Tools, Overhead Doors | Door,Overhead | Security System |  |  | http://www.toronto.ca/TWONTO#security_system
79074 | THR-SS-WA4 | Security System, Doors, Security Cameras | THR-MCS-WA4 | Cranes, Lifting Devices, Machine Tools, Mechanical/Welding Shops | Door,Overhead | Security System |  |  | http://www.toronto.ca/TWONTO#security_system
138897 | THR-SS-WA2 | Security System, Doors, Security Cameras | THR-GRK-WA2 | Building & Grounds Work Area 2 | Door,Overhead | Security System |  |  | http://www.toronto.ca/TWONTO#security_system
138898 | THR-SS-WA2 | Security System, Doors, Security Cameras | THR-MCS-WA2 | Cranes, Lifting Devices, Machine Tools, Overhead Doors | Door,Overhead | Security System |  |  | http://www.toronto.ca/TWONTO#security_system
79073 | THR-SS-WA3 | Security System, Gates, Cameras, Doors Plant Wide | THR-GRK-GQ-WA3 | Building & Grounds Equipment, Work Area 3 | Security System | Security System |  |  | http://www.toronto.ca/TWONTO#security_system
138899 | THR-SS-WA3 | Security System, Gates, Cameras, Doors Plant Wide | THR-GRK-WA3 | Buildings & Grounds, Work Area 3 | Security System | Security System |  |  | http://www.toronto.ca/TWONTO#security_system
5324 | COL-PLB-DR-0152 | Security System, Intrusion Alarm | COL-PLB | Long Branch Pumping Station | Security System | Security System |  | DR | http://www.toronto.ca/TWONTO#security_system
5325 | COL-PLB-DR-0152 | Security System, Intrusion Alarm | COL-PLB-AUX-ELEC | Electrical Equipment | Security System | Security System |  | DR | http://www.toronto.ca/TWONTO#security_system
5326 | COL-PLB-DR-0152 | Security System, Intrusion Alarm | COL-PLB-AUX-MECH | Mechanical Equipment | Security System | Security System |  | DR | http://www.toronto.ca/TWONTO#security_system
143720 | WTR-PEL-SS-1001 | Security System, Panel, Generator Building, Electrical Room | WTR-PEL-AUX | Auxilliary Equipment (Building Facilities) | Control Panel,Security | Security System |  | SS | http://www.toronto.ca/TWONTO#security_system
90151 | YTF-SS-RC-1000 | Security Video Recorders | YTF-SS | Security Systems |  | Security System |  | RC | http://www.toronto.ca/TWONTO#security_system
86471 | WTR-PJS-ZS-0001 | Sensor | WTR-PJS-AUX | Auxiliary Equipment (Building Facilities) | Transmitter,Flow | Security System |  | ZS | http://www.toronto.ca/TWONTO#security_motion_sensor
86472 | WTR-PJS-ZS-0002 | Sensor | WTR-PJS-AUX | Auxiliary Equipment (Building Facilities) | Transmitter,Flow | Security System |  | ZS | http://www.toronto.ca/TWONTO#security_motion_sensor
86473 | WTR-PJS-ZS-0003 | Sensor | WTR-PJS-AUX | Auxiliary Equipment (Building Facilities) | Transmitter,Flow | Security System |  | ZS | http://www.toronto.ca/TWONTO#security_motion_sensor
86474 | WTR-PJS-ZS-0004 | Sensor | WTR-PJS-AUX | Auxiliary Equipment (Building Facilities) | Transmitter,Flow | Security System |  | ZS | http://www.toronto.ca/TWONTO#security_motion_sensor
86475 | WTR-PJS-ZS-0008 | Sensor | WTR-PJS-AUX | Auxiliary Equipment (Building Facilities) | Transmitter,Flow | Security System |  | ZS | http://www.toronto.ca/TWONTO#security_motion_sensor
144784 | WTR-PJS-YAN-0001 | Sensor | WTR-PJS-AUX | Auxiliary Equipment (Building Facilities) | Transmitter,Flow | Security System |  | YAN | http://www.toronto.ca/TWONTO#security_motion_sensor
144785 | WTR-PJS-YAN-0002 | Sensor | WTR-PJS-AUX | Auxiliary Equipment (Building Facilities) | Transmitter,Flow | Security System |  | YAN | http://www.toronto.ca/TWONTO#security_motion_sensor
144786 | WTR-PJS-ZS-0005 | Sensor | WTR-PJS-AUX | Auxiliary Equipment (Building Facilities) | Transmitter,Flow | Security System |  | ZS | http://www.toronto.ca/TWONTO#security_motion_sensor
144787 | WTR-PJS-ZS-0006 | Sensor | WTR-PJS-AUX | Auxiliary Equipment (Building Facilities) | Transmitter,Flow | Security System |  | ZS | http://www.toronto.ca/TWONTO#security_motion_sensor
144788 | WTR-PJS-ZS-0007 | Sensor | WTR-PJS-AUX | Auxiliary Equipment (Building Facilities) | Transmitter,Flow | Security System |  | ZS | http://www.toronto.ca/TWONTO#security_motion_sensor
3555 | COL-PBR-SS-0001 | Station Security System | COL-PBR | Berry Road Sewage Pumping Station |  | Security System |  | SS | http://www.toronto.ca/TWONTO#security_system
4836 | COL-PHP-SS-0001 | Station Security System | COL-PHP | High Park Sewage Pumping Station |  | Security System |  | SS | http://www.toronto.ca/TWONTO#security_system
4921 | COL-PKG-SS-0001 | Station Security System | COL-PKG | Kingston Rd Pumping Station |  | Security System |  | SS | http://www.toronto.ca/TWONTO#security_system
7061 | COL-PRR-SS-0001 | Station Security System | COL-PRR | Riverside Sewage Pumping Station |  | Security System |  | SS | http://www.toronto.ca/TWONTO#security_system
7175 | COL-PSD-SS-0001 | Station Security System | COL-PSD | Spadina Sewage Pumping Station |  | Security System |  | SS | http://www.toronto.ca/TWONTO#security_system
7176 | COL-PSD-SS-0001 | Station Security System | COL-PSD-MISC | Miscellaneous Equipment |  | Security System |  | SS | http://www.toronto.ca/TWONTO#security_system
7406 | COL-PSM-SS-0001 | Station Security System | COL-PSM | Simcoe St Sewage Pumping Station |  | Security System |  | SS | http://www.toronto.ca/TWONTO#security_system
7468 | COL-PSP-SS-0001 | Station Security System | COL-PSP | Southport Sewage Pumping Station |  | Security System |  | SS | http://www.toronto.ca/TWONTO#security_system
7532 | COL-PSS-SS-0001 | Station Security System | COL-PSS | Scott Sewage Pumping Station |  | Security System |  | SS | http://www.toronto.ca/TWONTO#security_system
7533 | COL-PSS-SS-0001 | Station Security System | COL-PSS-MISC | Miscellaneous Equipment |  | Security System |  | SS | http://www.toronto.ca/TWONTO#security_system
7627 | COL-PST-SS-0001 | Station Security System | COL-PST | Strachan Pumping Station |  | Security System |  | SS | http://www.toronto.ca/TWONTO#security_system
7628 | COL-PST-SS-0001 | Station Security System | COL-PST-MISC | Miscellaneous Equipment |  | Security System |  | SS | http://www.toronto.ca/TWONTO#security_system
7709 | COL-PSU-SS-0001 | Station Security System | COL-PSU | Sunnyside Pumping Station |  | Security System |  | SS | http://www.toronto.ca/TWONTO#security_system
7710 | COL-PSU-SS-0001 | Station Security System | COL-PSU-MISC | Miscellaneous Equipment |  | Security System |  | SS | http://www.toronto.ca/TWONTO#security_system
7994 | COL-PVM-SS-0001 | Station Security System | COL-PVM-MISC | Miscellaneous Equipment |  | Security System |  | SS | http://www.toronto.ca/TWONTO#security_system
8054 | COL-PWC-SS-0001 | Station Security System | COL-PWC | Wirral Court Sewage Pumping Station |  | Security System |  | SS | http://www.toronto.ca/TWONTO#security_system
8055 | COL-PWC-SS-0001 | Station Security System | COL-PWC-MISC | Miscellaneous Equipment |  | Security System |  | SS | http://www.toronto.ca/TWONTO#security_system
8139 | COL-PWN-SS-0001 | Station Security System | COL-PWN-MISC | Miscellaneous Equipment |  | Security System |  | SS | http://www.toronto.ca/TWONTO#security_system
11031 | COL-PBG-SS-0001 | Station Security System | COL-PBG | Brule Gardens Sewage Pumping Station |  | Security System |  | SS | http://www.toronto.ca/TWONTO#security_system
11032 | COL-PBG-SS-0001 | Station Security System | COL-PBG-MISC | Miscellaneous Equipment |  | Security System |  | SS | http://www.toronto.ca/TWONTO#security_system
11128 | COL-PBR-SS-0001 | Station Security System | COL-PBR-MISC | Miscellaneous Equipment |  | Security System |  | SS | http://www.toronto.ca/TWONTO#security_system
13124 | COL-PEV-SS-0001 | Station Security System | COL-PEV | Ellis Sewage Pumping Station |  | Security System |  | SS | http://www.toronto.ca/TWONTO#security_system
13125 | COL-PEV-SS-0001 | Station Security System | COL-PEV-MISC | Miscellaneous Equipment |  | Security System |  | SS | http://www.toronto.ca/TWONTO#security_system
13545 | COL-PFB-SS-0001 | Station Security System | COL-PFB | Fallingbrook Pumping Station |  | Security System |  | SS | http://www.toronto.ca/TWONTO#security_system
13546 | COL-PFB-SS-0001 | Station Security System | COL-PFB-MISC | Miscellaneous Equipment |  | Security System |  | SS | http://www.toronto.ca/TWONTO#security_system
15113 | COL-PHP-SS-0001 | Station Security System | COL-PHP-MISC | Miscellaneous Equipment |  | Security System |  | SS | http://www.toronto.ca/TWONTO#security_system
16462 | COL-PKG-SS-0001 | Station Security System | COL-PKG-MISC | Miscellaneous Equipment |  | Security System |  | SS | http://www.toronto.ca/TWONTO#security_system
17270 | COL-PKP-SS-0001 | Station Security System | COL-PKP | Kennedy Park Sewage Pumping Station |  | Security System |  | SS | http://www.toronto.ca/TWONTO#security_system
17271 | COL-PKP-SS-0001 | Station Security System | COL-PKP-MISC | Miscellaneous Equipment |  | Security System |  | SS | http://www.toronto.ca/TWONTO#security_system
20015 | COL-PMD-SS-0001 | Station Security System | COL-PMD | Midland Pumping Station |  | Security System |  | SS | http://www.toronto.ca/TWONTO#security_system
20016 | COL-PMD-SS-0001 | Station Security System | COL-PMD-MISC | Miscellaneous Equipment |  | Security System |  | SS | http://www.toronto.ca/TWONTO#security_system
24632 | COL-PRR-SS-0001 | Station Security System | COL-PRR-MISC | Miscellaneous Equipment |  | Security System |  | SS | http://www.toronto.ca/TWONTO#security_system
25638 | COL-PSM-SS-0001 | Station Security System | COL-PSM-MISC | Miscellaneous Equipment |  | Security System |  | SS | http://www.toronto.ca/TWONTO#security_system
25918 | COL-PSP-SS-0001 | Station Security System | COL-PSP-MISC | Miscellaneous Equipment |  | Security System |  | SS | http://www.toronto.ca/TWONTO#security_system
27831 | COL-PVM-SS-0001 | Station Security System | COL-PVM | Valleymede Sewage Pumping Station |  | Security System |  | SS | http://www.toronto.ca/TWONTO#security_system
38773 | SWM-PET-SS-0001 | Station Security System | SWM-PET | Eglinton - Bellamy Storm Pumping Station |  | Security System |  | SS | http://www.toronto.ca/TWONTO#security_system
38774 | SWM-PET-SS-0001 | Station Security System | SWM-PET-MISC | Miscellaneous Equipment |  | Security System |  | SS | http://www.toronto.ca/TWONTO#security_system
39034 | SWM-PWD-SS-0001 | Station Security System | SWM-PWD | Warden Storm |  | Security System |  | SS | http://www.toronto.ca/TWONTO#security_system
39145 | SWM-PWI-SS-0001 | Station Security System | SWM-PWI-MISC | Miscellaneous Equipment |  | Security System |  | SS | http://www.toronto.ca/TWONTO#security_system
105810 | SWM-PWD-SS-0001 | Station Security System | SWM-PWD-MISC | Miscellaneous Equipment |  | Security System |  | SS | http://www.toronto.ca/TWONTO#security_system
105858 | SWM-PWI-SS-0001 | Station Security System | SWM-PWI | Wilson Storm Pumping Station |  | Security System |  | SS | http://www.toronto.ca/TWONTO#security_system
18090 | FHA-SED-ZSH-0105 | Switch, Limit, Access Hatch Zone 1, | FHA-SED | Sedimentation |  | Security System |  | ZSH | http://www.toronto.ca/TWONTO#position_switch
80236 | FHA-SED-ZSH-0101 | Switch, Limit, Access Hatch Zone 1, | FHA-SED | Sedimentation |  | Security System |  | ZSH | http://www.toronto.ca/TWONTO#position_switch
80238 | FHA-SED-ZSH-0102 | Switch, Limit, Access Hatch Zone 1, | FHA-SED | Sedimentation |  | Security System |  | ZSH | http://www.toronto.ca/TWONTO#position_switch
80240 | FHA-SED-ZSH-0103 | Switch, Limit, Access Hatch Zone 1, | FHA-SED | Sedimentation |  | Security System |  | ZSH | http://www.toronto.ca/TWONTO#position_switch
80245 | FHA-SED-ZSH-0104 | Switch, Limit, Access Hatch Zone 1, | FHA-SED | Sedimentation |  | Security System |  | ZSH | http://www.toronto.ca/TWONTO#position_switch
18077 | FHA-SED-ZSH-0101B | Switch, Limit, Access Hatch Zone 1, Settling Basin T-0101 | FHA-SED-ZSH-0101 | Switch, Limit, Access Hatch Zone 1, |  | Security System |  | ZSH | http://www.toronto.ca/TWONTO#position_switch
18078 | FHA-SED-ZSH-0101C | Switch, Limit, Access Hatch Zone 1, Settling Basin T-0101 | FHA-SED-ZSH-0101 | Switch, Limit, Access Hatch Zone 1, |  | Security System |  | ZSH | http://www.toronto.ca/TWONTO#position_switch
18079 | FHA-SED-ZSH-0101D | Switch, Limit, Access Hatch Zone 1, Settling Basin T-0101 | FHA-SED-ZSH-0101 | Switch, Limit, Access Hatch Zone 1, |  | Security System |  | ZSH | http://www.toronto.ca/TWONTO#position_switch
80237 | FHA-SED-ZSH-0101A | Switch, Limit, Access Hatch Zone 1, Settling Basin T-0101 | FHA-SED-ZSH-0101 | Switch, Limit, Access Hatch Zone 1, |  | Security System |  | ZSH | http://www.toronto.ca/TWONTO#position_switch
18095 | FHA-SED-ZSH-0201B | Switch, Limit, Access Hatch Zone 1, Settling Basin T-0201 | FHA-SED-ZSH-0201 | Switch, Limit, Access Hatch Zone 2 |  | Security System |  | ZSH | http://www.toronto.ca/TWONTO#position_switch
18096 | FHA-SED-ZSH-0201C | Switch, Limit, Access Hatch Zone 1, Settling Basin T-0201 | FHA-SED-ZSH-0201 | Switch, Limit, Access Hatch Zone 2 |  | Security System |  | ZSH | http://www.toronto.ca/TWONTO#position_switch
80253 | FHA-SED-ZSH-0201A | Switch, Limit, Access Hatch Zone 1, Settling Basin T-0201 | FHA-SED-ZSH-0201 | Switch, Limit, Access Hatch Zone 2 |  | Security System |  | ZSH | http://www.toronto.ca/TWONTO#position_switch
80254 | FHA-SED-ZSH-0201D | Switch, Limit, Access Hatch Zone 1, Settling Basin T-0201 | FHA-SED-ZSH-0201 | Switch, Limit, Access Hatch Zone 2 |  | Security System |  | ZSH | http://www.toronto.ca/TWONTO#position_switch
18112 | FHA-SED-ZSH-0301B | Switch, Limit, Access Hatch Zone 1, Settling Basin T-0301 | FHA-SED-ZSH-0301 | Switch, Limit, Access Hatch Zone 3 |  | Security System |  | ZSH | http://www.toronto.ca/TWONTO#position_switch
18113 | FHA-SED-ZSH-0301D | Switch, Limit, Access Hatch Zone 1, Settling Basin T-0301 | FHA-SED-ZSH-0301 | Switch, Limit, Access Hatch Zone 3 |  | Security System |  | ZSH | http://www.toronto.ca/TWONTO#position_switch
80276 | FHA-SED-ZSH-0301A | Switch, Limit, Access Hatch Zone 1, Settling Basin T-0301 | FHA-SED-ZSH-0301 | Switch, Limit, Access Hatch Zone 3 |  | Security System |  | ZSH | http://www.toronto.ca/TWONTO#position_switch
80277 | FHA-SED-ZSH-0301C | Switch, Limit, Access Hatch Zone 1, Settling Basin T-0301 | FHA-SED-ZSH-0301 | Switch, Limit, Access Hatch Zone 3 |  | Security System |  | ZSH | http://www.toronto.ca/TWONTO#position_switch
18131 | FHA-SED-ZSH-0401A | Switch, Limit, Access Hatch Zone 1, Settling Basin T-0401 | FHA-SED-ZSH-0401 | Switch, Limit, Access Hatch Zone 4 |  | Security System |  | ZSH | http://www.toronto.ca/TWONTO#position_switch
18132 | FHA-SED-ZSH-0401B | Switch, Limit, Access Hatch Zone 1, Settling Basin T-0401 | FHA-SED-ZSH-0401 | Switch, Limit, Access Hatch Zone 4 |  | Security System |  | ZSH | http://www.toronto.ca/TWONTO#position_switch
18133 | FHA-SED-ZSH-0401D | Switch, Limit, Access Hatch Zone 1, Settling Basin T-0401 | FHA-SED-ZSH-0401 | Switch, Limit, Access Hatch Zone 4 |  | Security System |  | ZSH | http://www.toronto.ca/TWONTO#position_switch
80291 | FHA-SED-ZSH-0401C | Switch, Limit, Access Hatch Zone 1, Settling Basin T-0401 | FHA-SED-ZSH-0401 | Switch, Limit, Access Hatch Zone 4 |  | Security System |  | ZSH | http://www.toronto.ca/TWONTO#position_switch
18155 | FHA-SED-ZSH-0501B | Switch, Limit, Access Hatch Zone 1, Settling Basin T-0501 | FHA-SED-ZSH-0501 | Switch, Limit, Access Hatch Zone 5 |  | Security System |  | ZSH | http://www.toronto.ca/TWONTO#position_switch
18156 | FHA-SED-ZSH-0501C | Switch, Limit, Access Hatch Zone 1, Settling Basin T-0501 | FHA-SED-ZSH-0501 | Switch, Limit, Access Hatch Zone 5 |  | Security System |  | ZSH | http://www.toronto.ca/TWONTO#position_switch
18157 | FHA-SED-ZSH-0501D | Switch, Limit, Access Hatch Zone 1, Settling Basin T-0501 | FHA-SED-ZSH-0501 | Switch, Limit, Access Hatch Zone 5 |  | Security System |  | ZSH | http://www.toronto.ca/TWONTO#position_switch
80353 | FHA-SED-ZSH-0501A | Switch, Limit, Access Hatch Zone 1, Settling Basin T-0501 | FHA-SED-ZSH-0501 | Switch, Limit, Access Hatch Zone 5 |  | Security System |  | ZSH | http://www.toronto.ca/TWONTO#position_switch
18176 | FHA-SED-ZSH-0601B | Switch, Limit, Access Hatch Zone 1, Settling Basin T-0601 | FHA-SED-ZSH-0601 | Switch, Limit, Access Hatch Zone 6 |  | Security System |  | ZSH | http://www.toronto.ca/TWONTO#position_switch
18177 | FHA-SED-ZSH-0601C | Switch, Limit, Access Hatch Zone 1, Settling Basin T-0601 | FHA-SED-ZSH-0601 | Switch, Limit, Access Hatch Zone 6 |  | Security System |  | ZSH | http://www.toronto.ca/TWONTO#position_switch
18178 | FHA-SED-ZSH-0601D | Switch, Limit, Access Hatch Zone 1, Settling Basin T-0601 | FHA-SED-ZSH-0601 | Switch, Limit, Access Hatch Zone 6 |  | Security System |  | ZSH | http://www.toronto.ca/TWONTO#position_switch
80369 | FHA-SED-ZSH-0601A | Switch, Limit, Access Hatch Zone 1, Settling Basin T-0601 | FHA-SED-ZSH-0601 | Switch, Limit, Access Hatch Zone 6 |  | Security System |  | ZSH | http://www.toronto.ca/TWONTO#position_switch
18107 | FHA-SED-ZSH-0205 | Switch, Limit, Access Hatch Zone 2 | FHA-SED | Sedimentation |  | Security System |  | ZSH | http://www.toronto.ca/TWONTO#position_switch
80252 | FHA-SED-ZSH-0201 | Switch, Limit, Access Hatch Zone 2 | FHA-SED | Sedimentation |  | Security System |  | ZSH | http://www.toronto.ca/TWONTO#position_switch
80255 | FHA-SED-ZSH-0202 | Switch, Limit, Access Hatch Zone 2 | FHA-SED | Sedimentation |  | Security System |  | ZSH | http://www.toronto.ca/TWONTO#position_switch
80259 | FHA-SED-ZSH-0203 | Switch, Limit, Access Hatch Zone 2 | FHA-SED | Sedimentation |  | Security System |  | ZSH | http://www.toronto.ca/TWONTO#position_switch
80268 | FHA-SED-ZSH-0204 | Switch, Limit, Access Hatch Zone 2 | FHA-SED | Sedimentation |  | Security System |  | ZSH | http://www.toronto.ca/TWONTO#position_switch
18080 | FHA-SED-ZSH-0102B | Switch, Limit, Access Hatch Zone 2, Settling Basin T-0101 | FHA-SED-ZSH-0102 | Switch, Limit, Access Hatch Zone 1, |  | Security System |  | ZSH | http://www.toronto.ca/TWONTO#position_switch
18081 | FHA-SED-ZSH-0102C | Switch, Limit, Access Hatch Zone 2, Settling Basin T-0101 | FHA-SED-ZSH-0102 | Switch, Limit, Access Hatch Zone 1, |  | Security System |  | ZSH | http://www.toronto.ca/TWONTO#position_switch
18082 | FHA-SED-ZSH-0102D | Switch, Limit, Access Hatch Zone 2, Settling Basin T-0101 | FHA-SED-ZSH-0102 | Switch, Limit, Access Hatch Zone 1, |  | Security System |  | ZSH | http://www.toronto.ca/TWONTO#position_switch
80239 | FHA-SED-ZSH-0102A | Switch, Limit, Access Hatch Zone 2, Settling Basin T-0101 | FHA-SED-ZSH-0102 | Switch, Limit, Access Hatch Zone 1, |  | Security System |  | ZSH | http://www.toronto.ca/TWONTO#position_switch
18097 | FHA-SED-ZSH-0202D | Switch, Limit, Access Hatch Zone 2, Settling Basin T-0201 | FHA-SED-ZSH-0202 | Switch, Limit, Access Hatch Zone 2 |  | Security System |  | ZSH | http://www.toronto.ca/TWONTO#position_switch
80256 | FHA-SED-ZSH-0202A | Switch, Limit, Access Hatch Zone 2, Settling Basin T-0201 | FHA-SED-ZSH-0202 | Switch, Limit, Access Hatch Zone 2 |  | Security System |  | ZSH | http://www.toronto.ca/TWONTO#position_switch
80257 | FHA-SED-ZSH-0202B | Switch, Limit, Access Hatch Zone 2, Settling Basin T-0201 | FHA-SED-ZSH-0202 | Switch, Limit, Access Hatch Zone 2 |  | Security System |  | ZSH | http://www.toronto.ca/TWONTO#position_switch
80258 | FHA-SED-ZSH-0202C | Switch, Limit, Access Hatch Zone 2, Settling Basin T-0201 | FHA-SED-ZSH-0202 | Switch, Limit, Access Hatch Zone 2 |  | Security System |  | ZSH | http://www.toronto.ca/TWONTO#position_switch
18114 | FHA-SED-ZSH-0302A | Switch, Limit, Access Hatch Zone 2, Settling Basin T-0301 | FHA-SED-ZSH-0302 | Switch, Limit, Access Hatch Zone 3 |  | Security System |  | ZSH | http://www.toronto.ca/TWONTO#position_switch
18115 | FHA-SED-ZSH-0302B | Switch, Limit, Access Hatch Zone 2, Settling Basin T-0301 | FHA-SED-ZSH-0302 | Switch, Limit, Access Hatch Zone 3 |  | Security System |  | ZSH | http://www.toronto.ca/TWONTO#position_switch
18116 | FHA-SED-ZSH-0302C | Switch, Limit, Access Hatch Zone 2, Settling Basin T-0301 | FHA-SED-ZSH-0302 | Switch, Limit, Access Hatch Zone 3 |  | Security System |  | ZSH | http://www.toronto.ca/TWONTO#position_switch
80279 | FHA-SED-ZSH-0302D | Switch, Limit, Access Hatch Zone 2, Settling Basin T-0301 | FHA-SED-ZSH-0302 | Switch, Limit, Access Hatch Zone 3 |  | Security System |  | ZSH | http://www.toronto.ca/TWONTO#position_switch
18135 | FHA-SED-ZSH-0402D | Switch, Limit, Access Hatch Zone 2, Settling Basin T-0401 | FHA-SED-ZSH-0402 | Switch, Limit, Access Hatch Zone 4 |  | Security System |  | ZSH | http://www.toronto.ca/TWONTO#position_switch
80292 | FHA-SED-ZSH-0402A | Switch, Limit, Access Hatch Zone 2, Settling Basin T-0401 | FHA-SED-ZSH-0402 | Switch, Limit, Access Hatch Zone 4 |  | Security System |  | ZSH | http://www.toronto.ca/TWONTO#position_switch
80293 | FHA-SED-ZSH-0402B | Switch, Limit, Access Hatch Zone 2, Settling Basin T-0401 | FHA-SED-ZSH-0402 | Switch, Limit, Access Hatch Zone 4 |  | Security System |  | ZSH | http://www.toronto.ca/TWONTO#position_switch
80294 | FHA-SED-ZSH-0402C | Switch, Limit, Access Hatch Zone 2, Settling Basin T-0401 | FHA-SED-ZSH-0402 | Switch, Limit, Access Hatch Zone 4 |  | Security System |  | ZSH | http://www.toronto.ca/TWONTO#position_switch
18159 | FHA-SED-ZSH-0502B | Switch, Limit, Access Hatch Zone 2, Settling Basin T-0501 | FHA-SED-ZSH-0502 | Switch, Limit, Access Hatch Zone 5 |  | Security System |  | ZSH | http://www.toronto.ca/TWONTO#position_switch
18160 | FHA-SED-ZSH-0502C | Switch, Limit, Access Hatch Zone 2, Settling Basin T-0501 | FHA-SED-ZSH-0502 | Switch, Limit, Access Hatch Zone 5 |  | Security System |  | ZSH | http://www.toronto.ca/TWONTO#position_switch
80354 | FHA-SED-ZSH-0502A | Switch, Limit, Access Hatch Zone 2, Settling Basin T-0501 | FHA-SED-ZSH-0502 | Switch, Limit, Access Hatch Zone 5 |  | Security System |  | ZSH | http://www.toronto.ca/TWONTO#position_switch
80355 | FHA-SED-ZSH-0502D | Switch, Limit, Access Hatch Zone 2, Settling Basin T-0501 | FHA-SED-ZSH-0502 | Switch, Limit, Access Hatch Zone 5 |  | Security System |  | ZSH | http://www.toronto.ca/TWONTO#position_switch
18180 | FHA-SED-ZSH-0602D | Switch, Limit, Access Hatch Zone 2, Settling Basin T-0601 | FHA-SED-ZSH-0602 | Switch, Limit, Access Hatch Zone 6 |  | Security System |  | ZSH | http://www.toronto.ca/TWONTO#position_switch
80370 | FHA-SED-ZSH-0602A | Switch, Limit, Access Hatch Zone 2, Settling Basin T-0601 | FHA-SED-ZSH-0602 | Switch, Limit, Access Hatch Zone 6 |  | Security System |  | ZSH | http://www.toronto.ca/TWONTO#position_switch
80371 | FHA-SED-ZSH-0602B | Switch, Limit, Access Hatch Zone 2, Settling Basin T-0601 | FHA-SED-ZSH-0602 | Switch, Limit, Access Hatch Zone 6 |  | Security System |  | ZSH | http://www.toronto.ca/TWONTO#position_switch
80372 | FHA-SED-ZSH-0602C | Switch, Limit, Access Hatch Zone 2, Settling Basin T-0601 | FHA-SED-ZSH-0602 | Switch, Limit, Access Hatch Zone 6 |  | Security System |  | ZSH | http://www.toronto.ca/TWONTO#position_switch
18111 | FHA-SED-ZSH-0301 | Switch, Limit, Access Hatch Zone 3 | FHA-SED | Sedimentation |  | Security System |  | ZSH | http://www.toronto.ca/TWONTO#position_switch
18117 | FHA-SED-ZSH-0303 | Switch, Limit, Access Hatch Zone 3 | FHA-SED | Sedimentation |  | Security System |  | ZSH | http://www.toronto.ca/TWONTO#position_switch
18122 | FHA-SED-ZSH-0304 | Switch, Limit, Access Hatch Zone 3 | FHA-SED | Sedimentation |  | Security System |  | ZSH | http://www.toronto.ca/TWONTO#position_switch
80278 | FHA-SED-ZSH-0302 | Switch, Limit, Access Hatch Zone 3 | FHA-SED | Sedimentation |  | Security System |  | ZSH | http://www.toronto.ca/TWONTO#position_switch
80286 | FHA-SED-ZSH-0305 | Switch, Limit, Access Hatch Zone 3 | FHA-SED | Sedimentation |  | Security System |  | ZSH | http://www.toronto.ca/TWONTO#position_switch
18083 | FHA-SED-ZSH-0103B | Switch, Limit, Access Hatch Zone 3, Settling Basin T-0101 | FHA-SED-ZSH-0103 | Switch, Limit, Access Hatch Zone 1, |  | Security System |  | ZSH | http://www.toronto.ca/TWONTO#position_switch
18084 | FHA-SED-ZSH-0103C | Switch, Limit, Access Hatch Zone 3, Settling Basin T-0101 | FHA-SED-ZSH-0103 | Switch, Limit, Access Hatch Zone 1, |  | Security System |  | ZSH | http://www.toronto.ca/TWONTO#position_switch
18085 | FHA-SED-ZSH-0103D | Switch, Limit, Access Hatch Zone 3, Settling Basin T-0101 | FHA-SED-ZSH-0103 | Switch, Limit, Access Hatch Zone 1, |  | Security System |  | ZSH | http://www.toronto.ca/TWONTO#position_switch
18086 | FHA-SED-ZSH-0103E | Switch, Limit, Access Hatch Zone 3, Settling Basin T-0101 | FHA-SED-ZSH-0103 | Switch, Limit, Access Hatch Zone 1, |  | Security System |  | ZSH | http://www.toronto.ca/TWONTO#position_switch
80241 | FHA-SED-ZSH-0103A | Switch, Limit, Access Hatch Zone 3, Settling Basin T-0101 | FHA-SED-ZSH-0103 | Switch, Limit, Access Hatch Zone 1, |  | Security System |  | ZSH | http://www.toronto.ca/TWONTO#position_switch
80242 | FHA-SED-ZSH-0103F | Switch, Limit, Access Hatch Zone 3, Settling Basin T-0101 | FHA-SED-ZSH-0103 | Switch, Limit, Access Hatch Zone 1, |  | Security System |  | ZSH | http://www.toronto.ca/TWONTO#position_switch
80243 | FHA-SED-ZSH-0103G | Switch, Limit, Access Hatch Zone 3, Settling Basin T-0101 | FHA-SED-ZSH-0103 | Switch, Limit, Access Hatch Zone 1, |  | Security System |  | ZSH | http://www.toronto.ca/TWONTO#position_switch
80244 | FHA-SED-ZSH-0103H | Switch, Limit, Access Hatch Zone 3, Settling Basin T-0101 | FHA-SED-ZSH-0103 | Switch, Limit, Access Hatch Zone 1, |  | Security System |  | ZSH | http://www.toronto.ca/TWONTO#position_switch
18098 | FHA-SED-ZSH-0203E | Switch, Limit, Access Hatch Zone 3, Settling Basin T-0201 | FHA-SED-ZSH-0203 | Switch, Limit, Access Hatch Zone 2 |  | Security System |  | ZSH | http://www.toronto.ca/TWONTO#position_switch
18099 | FHA-SED-ZSH-0203F | Switch, Limit, Access Hatch Zone 3, Settling Basin T-0201 | FHA-SED-ZSH-0203 | Switch, Limit, Access Hatch Zone 2 |  | Security System |  | ZSH | http://www.toronto.ca/TWONTO#position_switch
18100 | FHA-SED-ZSH-0203G | Switch, Limit, Access Hatch Zone 3, Settling Basin T-0201 | FHA-SED-ZSH-0203 | Switch, Limit, Access Hatch Zone 2 |  | Security System |  | ZSH | http://www.toronto.ca/TWONTO#position_switch
18101 | FHA-SED-ZSH-0203H | Switch, Limit, Access Hatch Zone 3, Settling Basin T-0201 | FHA-SED-ZSH-0203 | Switch, Limit, Access Hatch Zone 2 |  | Security System |  | ZSH | http://www.toronto.ca/TWONTO#position_switch
18102 | FHA-SED-ZSH-0203I | Switch, Limit, Access Hatch Zone 3, Settling Basin T-0201 | FHA-SED-ZSH-0203 | Switch, Limit, Access Hatch Zone 2 |  | Security System |  | ZSH | http://www.toronto.ca/TWONTO#position_switch
80260 | FHA-SED-ZSH-0203A | Switch, Limit, Access Hatch Zone 3, Settling Basin T-0201 | FHA-SED-ZSH-0203 | Switch, Limit, Access Hatch Zone 2 |  | Security System |  | ZSH | http://www.toronto.ca/TWONTO#position_switch
80261 | FHA-SED-ZSH-0203B | Switch, Limit, Access Hatch Zone 3, Settling Basin T-0201 | FHA-SED-ZSH-0203 | Switch, Limit, Access Hatch Zone 2 |  | Security System |  | ZSH | http://www.toronto.ca/TWONTO#position_switch
80262 | FHA-SED-ZSH-0203C | Switch, Limit, Access Hatch Zone 3, Settling Basin T-0201 | FHA-SED-ZSH-0203 | Switch, Limit, Access Hatch Zone 2 |  | Security System |  | ZSH | http://www.toronto.ca/TWONTO#position_switch
80263 | FHA-SED-ZSH-0203D | Switch, Limit, Access Hatch Zone 3, Settling Basin T-0201 | FHA-SED-ZSH-0203 | Switch, Limit, Access Hatch Zone 2 |  | Security System |  | ZSH | http://www.toronto.ca/TWONTO#position_switch
80264 | FHA-SED-ZSH-0203J | Switch, Limit, Access Hatch Zone 3, Settling Basin T-0201 | FHA-SED-ZSH-0203 | Switch, Limit, Access Hatch Zone 2 |  | Security System |  | ZSH | http://www.toronto.ca/TWONTO#position_switch
80265 | FHA-SED-ZSH-0203K | Switch, Limit, Access Hatch Zone 3, Settling Basin T-0201 | FHA-SED-ZSH-0203 | Switch, Limit, Access Hatch Zone 2 |  | Security System |  | ZSH | http://www.toronto.ca/TWONTO#position_switch
80266 | FHA-SED-ZSH-0203L | Switch, Limit, Access Hatch Zone 3, Settling Basin T-0201 | FHA-SED-ZSH-0203 | Switch, Limit, Access Hatch Zone 2 |  | Security System |  | ZSH | http://www.toronto.ca/TWONTO#position_switch
80267 | FHA-SED-ZSH-0203M | Switch, Limit, Access Hatch Zone 3, Settling Basin T-0201 | FHA-SED-ZSH-0203 | Switch, Limit, Access Hatch Zone 2 |  | Security System |  | ZSH | http://www.toronto.ca/TWONTO#position_switch
18118 | FHA-SED-ZSH-0303A | Switch, Limit, Access Hatch Zone 3, Settling Basin T-0301 | FHA-SED-ZSH-0303 | Switch, Limit, Access Hatch Zone 3 |  | Security System |  | ZSH | http://www.toronto.ca/TWONTO#position_switch
18119 | FHA-SED-ZSH-0303B | Switch, Limit, Access Hatch Zone 3, Settling Basin T-0301 | FHA-SED-ZSH-0303 | Switch, Limit, Access Hatch Zone 3 |  | Security System |  | ZSH | http://www.toronto.ca/TWONTO#position_switch
18120 | FHA-SED-ZSH-0303C | Switch, Limit, Access Hatch Zone 3, Settling Basin T-0301 | FHA-SED-ZSH-0303 | Switch, Limit, Access Hatch Zone 3 |  | Security System |  | ZSH | http://www.toronto.ca/TWONTO#position_switch
18121 | FHA-SED-ZSH-0303D | Switch, Limit, Access Hatch Zone 3, Settling Basin T-0301 | FHA-SED-ZSH-0303 | Switch, Limit, Access Hatch Zone 3 |  | Security System |  | ZSH | http://www.toronto.ca/TWONTO#position_switch
80280 | FHA-SED-ZSH-0303E | Switch, Limit, Access Hatch Zone 3, Settling Basin T-0301 | FHA-SED-ZSH-0303 | Switch, Limit, Access Hatch Zone 3 |  | Security System |  | ZSH | http://www.toronto.ca/TWONTO#position_switch
80281 | FHA-SED-ZSH-0303F | Switch, Limit, Access Hatch Zone 3, Settling Basin T-0301 | FHA-SED-ZSH-0303 | Switch, Limit, Access Hatch Zone 3 |  | Security System |  | ZSH | http://www.toronto.ca/TWONTO#position_switch
80282 | FHA-SED-ZSH-0303G | Switch, Limit, Access Hatch Zone 3, Settling Basin T-0301 | FHA-SED-ZSH-0303 | Switch, Limit, Access Hatch Zone 3 |  | Security System |  | ZSH | http://www.toronto.ca/TWONTO#position_switch
80283 | FHA-SED-ZSH-0303H | Switch, Limit, Access Hatch Zone 3, Settling Basin T-0301 | FHA-SED-ZSH-0303 | Switch, Limit, Access Hatch Zone 3 |  | Security System |  | ZSH | http://www.toronto.ca/TWONTO#position_switch
18137 | FHA-SED-ZSH-0403A | Switch, Limit, Access Hatch Zone 3, Settling Basin T-0401 | FHA-SED-ZSH-0403 | Switch, Limit, Access Hatch Zone 4 |  | Security System |  | ZSH | http://www.toronto.ca/TWONTO#position_switch
18138 | FHA-SED-ZSH-0403B | Switch, Limit, Access Hatch Zone 3, Settling Basin T-0401 | FHA-SED-ZSH-0403 | Switch, Limit, Access Hatch Zone 4 |  | Security System |  | ZSH | http://www.toronto.ca/TWONTO#position_switch
18139 | FHA-SED-ZSH-0403C | Switch, Limit, Access Hatch Zone 3, Settling Basin T-0401 | FHA-SED-ZSH-0403 | Switch, Limit, Access Hatch Zone 4 |  | Security System |  | ZSH | http://www.toronto.ca/TWONTO#position_switch
18140 | FHA-SED-ZSH-0403D | Switch, Limit, Access Hatch Zone 3, Settling Basin T-0401 | FHA-SED-ZSH-0403 | Switch, Limit, Access Hatch Zone 4 |  | Security System |  | ZSH | http://www.toronto.ca/TWONTO#position_switch
18141 | FHA-SED-ZSH-0403E | Switch, Limit, Access Hatch Zone 3, Settling Basin T-0401 | FHA-SED-ZSH-0403 | Switch, Limit, Access Hatch Zone 4 |  | Security System |  | ZSH | http://www.toronto.ca/TWONTO#position_switch
18142 | FHA-SED-ZSH-0403F | Switch, Limit, Access Hatch Zone 3, Settling Basin T-0401 | FHA-SED-ZSH-0403 | Switch, Limit, Access Hatch Zone 4 |  | Security System |  | ZSH | http://www.toronto.ca/TWONTO#position_switch
18143 | FHA-SED-ZSH-0403G | Switch, Limit, Access Hatch Zone 3, Settling Basin T-0401 | FHA-SED-ZSH-0403 | Switch, Limit, Access Hatch Zone 4 |  | Security System |  | ZSH | http://www.toronto.ca/TWONTO#position_switch
80348 | FHA-SED-ZSH-0403H | Switch, Limit, Access Hatch Zone 3, Settling Basin T-0401 | FHA-SED-ZSH-0403 | Switch, Limit, Access Hatch Zone 4 |  | Security System |  | ZSH | http://www.toronto.ca/TWONTO#position_switch
18162 | FHA-SED-ZSH-0503B | Switch, Limit, Access Hatch Zone 3, Settling Basin T-0501 | FHA-SED-ZSH-0503 | Switch, Limit, Access Hatch Zone 5 |  | Security System |  | ZSH | http://www.toronto.ca/TWONTO#position_switch
18163 | FHA-SED-ZSH-0503C | Switch, Limit, Access Hatch Zone 3, Settling Basin T-0501 | FHA-SED-ZSH-0503 | Switch, Limit, Access Hatch Zone 5 |  | Security System |  | ZSH | http://www.toronto.ca/TWONTO#position_switch
18164 | FHA-SED-ZSH-0503D | Switch, Limit, Access Hatch Zone 3, Settling Basin T-0501 | FHA-SED-ZSH-0503 | Switch, Limit, Access Hatch Zone 5 |  | Security System |  | ZSH | http://www.toronto.ca/TWONTO#position_switch
18165 | FHA-SED-ZSH-0503E | Switch, Limit, Access Hatch Zone 3, Settling Basin T-0501 | FHA-SED-ZSH-0503 | Switch, Limit, Access Hatch Zone 5 |  | Security System |  | ZSH | http://www.toronto.ca/TWONTO#position_switch
18166 | FHA-SED-ZSH-0503L | Switch, Limit, Access Hatch Zone 3, Settling Basin T-0501 | FHA-SED-ZSH-0503 | Switch, Limit, Access Hatch Zone 5 |  | Security System |  | ZSH | http://www.toronto.ca/TWONTO#position_switch
80356 | FHA-SED-ZSH-0503A | Switch, Limit, Access Hatch Zone 3, Settling Basin T-0501 | FHA-SED-ZSH-0503 | Switch, Limit, Access Hatch Zone 5 |  | Security System |  | ZSH | http://www.toronto.ca/TWONTO#position_switch
80357 | FHA-SED-ZSH-0503F | Switch, Limit, Access Hatch Zone 3, Settling Basin T-0501 | FHA-SED-ZSH-0503 | Switch, Limit, Access Hatch Zone 5 |  | Security System |  | ZSH | http://www.toronto.ca/TWONTO#position_switch
80358 | FHA-SED-ZSH-0503G | Switch, Limit, Access Hatch Zone 3, Settling Basin T-0501 | FHA-SED-ZSH-0503 | Switch, Limit, Access Hatch Zone 5 |  | Security System |  | ZSH | http://www.toronto.ca/TWONTO#position_switch
80359 | FHA-SED-ZSH-0503H | Switch, Limit, Access Hatch Zone 3, Settling Basin T-0501 | FHA-SED-ZSH-0503 | Switch, Limit, Access Hatch Zone 5 |  | Security System |  | ZSH | http://www.toronto.ca/TWONTO#position_switch
80360 | FHA-SED-ZSH-0503I | Switch, Limit, Access Hatch Zone 3, Settling Basin T-0501 | FHA-SED-ZSH-0503 | Switch, Limit, Access Hatch Zone 5 |  | Security System |  | ZSH | http://www.toronto.ca/TWONTO#position_switch
80361 | FHA-SED-ZSH-0503J | Switch, Limit, Access Hatch Zone 3, Settling Basin T-0501 | FHA-SED-ZSH-0503 | Switch, Limit, Access Hatch Zone 5 |  | Security System |  | ZSH | http://www.toronto.ca/TWONTO#position_switch
80362 | FHA-SED-ZSH-0503K | Switch, Limit, Access Hatch Zone 3, Settling Basin T-0501 | FHA-SED-ZSH-0503 | Switch, Limit, Access Hatch Zone 5 |  | Security System |  | ZSH | http://www.toronto.ca/TWONTO#position_switch
18181 | FHA-SED-ZSH-0603A | Switch, Limit, Access Hatch Zone 3, Settling Basin T-0601 | FHA-SED-ZSH-0603 | Switch, Limit, Access Hatch Zone 6 |  | Security System |  | ZSH | http://www.toronto.ca/TWONTO#position_switch
18182 | FHA-SED-ZSH-0603B | Switch, Limit, Access Hatch Zone 3, Settling Basin T-0601 | FHA-SED-ZSH-0603 | Switch, Limit, Access Hatch Zone 6 |  | Security System |  | ZSH | http://www.toronto.ca/TWONTO#position_switch
18183 | FHA-SED-ZSH-0603C | Switch, Limit, Access Hatch Zone 3, Settling Basin T-0601 | FHA-SED-ZSH-0603 | Switch, Limit, Access Hatch Zone 6 |  | Security System |  | ZSH | http://www.toronto.ca/TWONTO#position_switch
18184 | FHA-SED-ZSH-0603H | Switch, Limit, Access Hatch Zone 3, Settling Basin T-0601 | FHA-SED-ZSH-0603 | Switch, Limit, Access Hatch Zone 6 |  | Security System |  | ZSH | http://www.toronto.ca/TWONTO#position_switch
18185 | FHA-SED-ZSH-0603I | Switch, Limit, Access Hatch Zone 3, Settling Basin T-0601 | FHA-SED-ZSH-0603 | Switch, Limit, Access Hatch Zone 6 |  | Security System |  | ZSH | http://www.toronto.ca/TWONTO#position_switch
18186 | FHA-SED-ZSH-0603J | Switch, Limit, Access Hatch Zone 3, Settling Basin T-0601 | FHA-SED-ZSH-0603 | Switch, Limit, Access Hatch Zone 6 |  | Security System |  | ZSH | http://www.toronto.ca/TWONTO#position_switch
18187 | FHA-SED-ZSH-0603K | Switch, Limit, Access Hatch Zone 3, Settling Basin T-0601 | FHA-SED-ZSH-0603 | Switch, Limit, Access Hatch Zone 6 |  | Security System |  | ZSH | http://www.toronto.ca/TWONTO#position_switch
18188 | FHA-SED-ZSH-0603L | Switch, Limit, Access Hatch Zone 3, Settling Basin T-0601 | FHA-SED-ZSH-0603 | Switch, Limit, Access Hatch Zone 6 |  | Security System |  | ZSH | http://www.toronto.ca/TWONTO#position_switch
80374 | FHA-SED-ZSH-0603D | Switch, Limit, Access Hatch Zone 3, Settling Basin T-0601 | FHA-SED-ZSH-0603 | Switch, Limit, Access Hatch Zone 6 |  | Security System |  | ZSH | http://www.toronto.ca/TWONTO#position_switch
80375 | FHA-SED-ZSH-0603E | Switch, Limit, Access Hatch Zone 3, Settling Basin T-0601 | FHA-SED-ZSH-0603 | Switch, Limit, Access Hatch Zone 6 |  | Security System |  | ZSH | http://www.toronto.ca/TWONTO#position_switch
80376 | FHA-SED-ZSH-0603F | Switch, Limit, Access Hatch Zone 3, Settling Basin T-0601 | FHA-SED-ZSH-0603 | Switch, Limit, Access Hatch Zone 6 |  | Security System |  | ZSH | http://www.toronto.ca/TWONTO#position_switch
80377 | FHA-SED-ZSH-0603G | Switch, Limit, Access Hatch Zone 3, Settling Basin T-0601 | FHA-SED-ZSH-0603 | Switch, Limit, Access Hatch Zone 6 |  | Security System |  | ZSH | http://www.toronto.ca/TWONTO#position_switch
18134 | FHA-SED-ZSH-0402 | Switch, Limit, Access Hatch Zone 4 | FHA-SED | Sedimentation |  | Security System |  | ZSH | http://www.toronto.ca/TWONTO#position_switch
18136 | FHA-SED-ZSH-0403 | Switch, Limit, Access Hatch Zone 4 | FHA-SED | Sedimentation |  | Security System |  | ZSH | http://www.toronto.ca/TWONTO#position_switch
18144 | FHA-SED-ZSH-0404 | Switch, Limit, Access Hatch Zone 4 | FHA-SED | Sedimentation |  | Security System |  | ZSH | http://www.toronto.ca/TWONTO#position_switch
80290 | FHA-SED-ZSH-0401 | Switch, Limit, Access Hatch Zone 4 | FHA-SED | Sedimentation |  | Security System |  | ZSH | http://www.toronto.ca/TWONTO#position_switch
80351 | FHA-SED-ZSH-0405 | Switch, Limit, Access Hatch Zone 4 | FHA-SED | Sedimentation |  | Security System |  | ZSH | http://www.toronto.ca/TWONTO#position_switch
18087 | FHA-SED-ZSH-0104A | Switch, Limit, Access Hatch Zone 4, Settling Basin T-0101 | FHA-SED-ZSH-0104 | Switch, Limit, Access Hatch Zone 1, |  | Security System |  | ZSH | http://www.toronto.ca/TWONTO#position_switch
18088 | FHA-SED-ZSH-0104B | Switch, Limit, Access Hatch Zone 4, Settling Basin T-0101 | FHA-SED-ZSH-0104 | Switch, Limit, Access Hatch Zone 1, |  | Security System |  | ZSH | http://www.toronto.ca/TWONTO#position_switch
18089 | FHA-SED-ZSH-0104C | Switch, Limit, Access Hatch Zone 4, Settling Basin T-0101 | FHA-SED-ZSH-0104 | Switch, Limit, Access Hatch Zone 1, |  | Security System |  | ZSH | http://www.toronto.ca/TWONTO#position_switch
80246 | FHA-SED-ZSH-0104D | Switch, Limit, Access Hatch Zone 4, Settling Basin T-0101 | FHA-SED-ZSH-0104 | Switch, Limit, Access Hatch Zone 1, |  | Security System |  | ZSH | http://www.toronto.ca/TWONTO#position_switch
80247 | FHA-SED-ZSH-0104E | Switch, Limit, Access Hatch Zone 4, Settling Basin T-0101 | FHA-SED-ZSH-0104 | Switch, Limit, Access Hatch Zone 1, |  | Security System |  | ZSH | http://www.toronto.ca/TWONTO#position_switch
80248 | FHA-SED-ZSH-0104F | Switch, Limit, Access Hatch Zone 4, Settling Basin T-0101 | FHA-SED-ZSH-0104 | Switch, Limit, Access Hatch Zone 1, |  | Security System |  | ZSH | http://www.toronto.ca/TWONTO#position_switch
80249 | FHA-SED-ZSH-0104G | Switch, Limit, Access Hatch Zone 4, Settling Basin T-0101 | FHA-SED-ZSH-0104 | Switch, Limit, Access Hatch Zone 1, |  | Security System |  | ZSH | http://www.toronto.ca/TWONTO#position_switch
18103 | FHA-SED-ZSH-0204A | Switch, Limit, Access Hatch Zone 4, Settling Basin T-0201 | FHA-SED-ZSH-0204 | Switch, Limit, Access Hatch Zone 2 |  | Security System |  | ZSH | http://www.toronto.ca/TWONTO#position_switch
18104 | FHA-SED-ZSH-0204C | Switch, Limit, Access Hatch Zone 4, Settling Basin T-0201 | FHA-SED-ZSH-0204 | Switch, Limit, Access Hatch Zone 2 |  | Security System |  | ZSH | http://www.toronto.ca/TWONTO#position_switch
18105 | FHA-SED-ZSH-0204F | Switch, Limit, Access Hatch Zone 4, Settling Basin T-0201 | FHA-SED-ZSH-0204 | Switch, Limit, Access Hatch Zone 2 |  | Security System |  | ZSH | http://www.toronto.ca/TWONTO#position_switch
18106 | FHA-SED-ZSH-0204H | Switch, Limit, Access Hatch Zone 4, Settling Basin T-0201 | FHA-SED-ZSH-0204 | Switch, Limit, Access Hatch Zone 2 |  | Security System |  | ZSH | http://www.toronto.ca/TWONTO#position_switch
80269 | FHA-SED-ZSH-0204B | Switch, Limit, Access Hatch Zone 4, Settling Basin T-0201 | FHA-SED-ZSH-0204 | Switch, Limit, Access Hatch Zone 2 |  | Security System |  | ZSH | http://www.toronto.ca/TWONTO#position_switch
80270 | FHA-SED-ZSH-0204D | Switch, Limit, Access Hatch Zone 4, Settling Basin T-0201 | FHA-SED-ZSH-0204 | Switch, Limit, Access Hatch Zone 2 |  | Security System |  | ZSH | http://www.toronto.ca/TWONTO#position_switch
80271 | FHA-SED-ZSH-0204E | Switch, Limit, Access Hatch Zone 4, Settling Basin T-0201 | FHA-SED-ZSH-0204 | Switch, Limit, Access Hatch Zone 2 |  | Security System |  | ZSH | http://www.toronto.ca/TWONTO#position_switch
80272 | FHA-SED-ZSH-0204G | Switch, Limit, Access Hatch Zone 4, Settling Basin T-0201 | FHA-SED-ZSH-0204 | Switch, Limit, Access Hatch Zone 2 |  | Security System |  | ZSH | http://www.toronto.ca/TWONTO#position_switch
18123 | FHA-SED-ZSH-0304B | Switch, Limit, Access Hatch Zone 4, Settling Basin T-0301 | FHA-SED-ZSH-0304 | Switch, Limit, Access Hatch Zone 3 |  | Security System |  | ZSH | http://www.toronto.ca/TWONTO#position_switch
18124 | FHA-SED-ZSH-0304C | Switch, Limit, Access Hatch Zone 4, Settling Basin T-0301 | FHA-SED-ZSH-0304 | Switch, Limit, Access Hatch Zone 3 |  | Security System |  | ZSH | http://www.toronto.ca/TWONTO#position_switch
18125 | FHA-SED-ZSH-0304D | Switch, Limit, Access Hatch Zone 4, Settling Basin T-0301 | FHA-SED-ZSH-0304 | Switch, Limit, Access Hatch Zone 3 |  | Security System |  | ZSH | http://www.toronto.ca/TWONTO#position_switch
18126 | FHA-SED-ZSH-0304E | Switch, Limit, Access Hatch Zone 4, Settling Basin T-0301 | FHA-SED-ZSH-0304 | Switch, Limit, Access Hatch Zone 3 |  | Security System |  | ZSH | http://www.toronto.ca/TWONTO#position_switch
18127 | FHA-SED-ZSH-0304G | Switch, Limit, Access Hatch Zone 4, Settling Basin T-0301 | FHA-SED-ZSH-0304 | Switch, Limit, Access Hatch Zone 3 |  | Security System |  | ZSH | http://www.toronto.ca/TWONTO#position_switch
80284 | FHA-SED-ZSH-0304A | Switch, Limit, Access Hatch Zone 4, Settling Basin T-0301 | FHA-SED-ZSH-0304 | Switch, Limit, Access Hatch Zone 3 |  | Security System |  | ZSH | http://www.toronto.ca/TWONTO#position_switch
80285 | FHA-SED-ZSH-0304F | Switch, Limit, Access Hatch Zone 4, Settling Basin T-0301 | FHA-SED-ZSH-0304 | Switch, Limit, Access Hatch Zone 3 |  | Security System |  | ZSH | http://www.toronto.ca/TWONTO#position_switch
18145 | FHA-SED-ZSH-0404B | Switch, Limit, Access Hatch Zone 4, Settling Basin T-0401 | FHA-SED-ZSH-0404 | Switch, Limit, Access Hatch Zone 4 |  | Security System |  | ZSH | http://www.toronto.ca/TWONTO#position_switch
18146 | FHA-SED-ZSH-0404C | Switch, Limit, Access Hatch Zone 4, Settling Basin T-0401 | FHA-SED-ZSH-0404 | Switch, Limit, Access Hatch Zone 4 |  | Security System |  | ZSH | http://www.toronto.ca/TWONTO#position_switch
18147 | FHA-SED-ZSH-0404D | Switch, Limit, Access Hatch Zone 4, Settling Basin T-0401 | FHA-SED-ZSH-0404 | Switch, Limit, Access Hatch Zone 4 |  | Security System |  | ZSH | http://www.toronto.ca/TWONTO#position_switch
18148 | FHA-SED-ZSH-0404E | Switch, Limit, Access Hatch Zone 4, Settling Basin T-0401 | FHA-SED-ZSH-0404 | Switch, Limit, Access Hatch Zone 4 |  | Security System |  | ZSH | http://www.toronto.ca/TWONTO#position_switch
80349 | FHA-SED-ZSH-0404A | Switch, Limit, Access Hatch Zone 4, Settling Basin T-0401 | FHA-SED-ZSH-0404 | Switch, Limit, Access Hatch Zone 4 |  | Security System |  | ZSH | http://www.toronto.ca/TWONTO#position_switch
80350 | FHA-SED-ZSH-0404F | Switch, Limit, Access Hatch Zone 4, Settling Basin T-0401 | FHA-SED-ZSH-0404 | Switch, Limit, Access Hatch Zone 4 |  | Security System |  | ZSH | http://www.toronto.ca/TWONTO#position_switch
18168 | FHA-SED-ZSH-0504B | Switch, Limit, Access Hatch Zone 4, Settling Basin T-0501 | FHA-SED-ZSH-0504 | Switch, Limit, Access Hatch Zone 5 |  | Security System |  | ZSH | http://www.toronto.ca/TWONTO#position_switch
18169 | FHA-SED-ZSH-0504C | Switch, Limit, Access Hatch Zone 4, Settling Basin T-0501 | FHA-SED-ZSH-0504 | Switch, Limit, Access Hatch Zone 5 |  | Security System |  | ZSH | http://www.toronto.ca/TWONTO#position_switch
18170 | FHA-SED-ZSH-0504D | Switch, Limit, Access Hatch Zone 4, Settling Basin T-0501 | FHA-SED-ZSH-0504 | Switch, Limit, Access Hatch Zone 5 |  | Security System |  | ZSH | http://www.toronto.ca/TWONTO#position_switch
18171 | FHA-SED-ZSH-0504E | Switch, Limit, Access Hatch Zone 4, Settling Basin T-0501 | FHA-SED-ZSH-0504 | Switch, Limit, Access Hatch Zone 5 |  | Security System |  | ZSH | http://www.toronto.ca/TWONTO#position_switch
80363 | FHA-SED-ZSH-0504A | Switch, Limit, Access Hatch Zone 4, Settling Basin T-0501 | FHA-SED-ZSH-0504 | Switch, Limit, Access Hatch Zone 5 |  | Security System |  | ZSH | http://www.toronto.ca/TWONTO#position_switch
80364 | FHA-SED-ZSH-0504F | Switch, Limit, Access Hatch Zone 4, Settling Basin T-0501 | FHA-SED-ZSH-0504 | Switch, Limit, Access Hatch Zone 5 |  | Security System |  | ZSH | http://www.toronto.ca/TWONTO#position_switch
18190 | FHA-SED-ZSH-0604A | Switch, Limit, Access Hatch Zone 4, Settling Basin T-0601 | FHA-SED-ZSH-0604 | Switch, Limit, Access Hatch Zone 6 |  | Security System |  | ZSH | http://www.toronto.ca/TWONTO#position_switch
18191 | FHA-SED-ZSH-0604B | Switch, Limit, Access Hatch Zone 4, Settling Basin T-0601 | FHA-SED-ZSH-0604 | Switch, Limit, Access Hatch Zone 6 |  | Security System |  | ZSH | http://www.toronto.ca/TWONTO#position_switch
80378 | FHA-SED-ZSH-0604C | Switch, Limit, Access Hatch Zone 4, Settling Basin T-0601 | FHA-SED-ZSH-0604 | Switch, Limit, Access Hatch Zone 6 |  | Security System |  | ZSH | http://www.toronto.ca/TWONTO#position_switch
80379 | FHA-SED-ZSH-0604D | Switch, Limit, Access Hatch Zone 4, Settling Basin T-0601 | FHA-SED-ZSH-0604 | Switch, Limit, Access Hatch Zone 6 |  | Security System |  | ZSH | http://www.toronto.ca/TWONTO#position_switch
80380 | FHA-SED-ZSH-0604E | Switch, Limit, Access Hatch Zone 4, Settling Basin T-0601 | FHA-SED-ZSH-0604 | Switch, Limit, Access Hatch Zone 6 |  | Security System |  | ZSH | http://www.toronto.ca/TWONTO#position_switch
80381 | FHA-SED-ZSH-0604F | Switch, Limit, Access Hatch Zone 4, Settling Basin T-0601 | FHA-SED-ZSH-0604 | Switch, Limit, Access Hatch Zone 6 |  | Security System |  | ZSH | http://www.toronto.ca/TWONTO#position_switch
18158 | FHA-SED-ZSH-0502 | Switch, Limit, Access Hatch Zone 5 | FHA-SED | Sedimentation |  | Security System |  | ZSH | http://www.toronto.ca/TWONTO#position_switch
18161 | FHA-SED-ZSH-0503 | Switch, Limit, Access Hatch Zone 5 | FHA-SED | Sedimentation |  | Security System |  | ZSH | http://www.toronto.ca/TWONTO#position_switch
18167 | FHA-SED-ZSH-0504 | Switch, Limit, Access Hatch Zone 5 | FHA-SED | Sedimentation |  | Security System |  | ZSH | http://www.toronto.ca/TWONTO#position_switch
18172 | FHA-SED-ZSH-0505 | Switch, Limit, Access Hatch Zone 5 | FHA-SED | Sedimentation |  | Security System |  | ZSH | http://www.toronto.ca/TWONTO#position_switch
80352 | FHA-SED-ZSH-0501 | Switch, Limit, Access Hatch Zone 5 | FHA-SED | Sedimentation |  | Security System |  | ZSH | http://www.toronto.ca/TWONTO#position_switch
18091 | FHA-SED-ZSH-0105C | Switch, Limit, Access Hatch Zone 5, Settling Basin T-0101 | FHA-SED-ZSH-0105 | Switch, Limit, Access Hatch Zone 1, |  | Security System |  | ZSH | http://www.toronto.ca/TWONTO#position_switch
18092 | FHA-SED-ZSH-0105D | Switch, Limit, Access Hatch Zone 5, Settling Basin T-0101 | FHA-SED-ZSH-0105 | Switch, Limit, Access Hatch Zone 1, |  | Security System |  | ZSH | http://www.toronto.ca/TWONTO#position_switch
18093 | FHA-SED-ZSH-0105E | Switch, Limit, Access Hatch Zone 5, Settling Basin T-0101 | FHA-SED-ZSH-0105 | Switch, Limit, Access Hatch Zone 1, |  | Security System |  | ZSH | http://www.toronto.ca/TWONTO#position_switch
18094 | FHA-SED-ZSH-0105F | Switch, Limit, Access Hatch Zone 5, Settling Basin T-0101 | FHA-SED-ZSH-0105 | Switch, Limit, Access Hatch Zone 1, |  | Security System |  | ZSH | http://www.toronto.ca/TWONTO#position_switch
80250 | FHA-SED-ZSH-0105A | Switch, Limit, Access Hatch Zone 5, Settling Basin T-0101 | FHA-SED-ZSH-0105 | Switch, Limit, Access Hatch Zone 1, |  | Security System |  | ZSH | http://www.toronto.ca/TWONTO#position_switch
80251 | FHA-SED-ZSH-0105B | Switch, Limit, Access Hatch Zone 5, Settling Basin T-0101 | FHA-SED-ZSH-0105 | Switch, Limit, Access Hatch Zone 1, |  | Security System |  | ZSH | http://www.toronto.ca/TWONTO#position_switch
18108 | FHA-SED-ZSH-0205B | Switch, Limit, Access Hatch Zone 5, Settling Basin T-0201 | FHA-SED-ZSH-0205 | Switch, Limit, Access Hatch Zone 2 |  | Security System |  | ZSH | http://www.toronto.ca/TWONTO#position_switch
18109 | FHA-SED-ZSH-0205E | Switch, Limit, Access Hatch Zone 5, Settling Basin T-0201 | FHA-SED-ZSH-0205 | Switch, Limit, Access Hatch Zone 2 |  | Security System |  | ZSH | http://www.toronto.ca/TWONTO#position_switch
18110 | FHA-SED-ZSH-0205F | Switch, Limit, Access Hatch Zone 5, Settling Basin T-0201 | FHA-SED-ZSH-0205 | Switch, Limit, Access Hatch Zone 2 |  | Security System |  | ZSH | http://www.toronto.ca/TWONTO#position_switch
80273 | FHA-SED-ZSH-0205A | Switch, Limit, Access Hatch Zone 5, Settling Basin T-0201 | FHA-SED-ZSH-0205 | Switch, Limit, Access Hatch Zone 2 |  | Security System |  | ZSH | http://www.toronto.ca/TWONTO#position_switch
80274 | FHA-SED-ZSH-0205C | Switch, Limit, Access Hatch Zone 5, Settling Basin T-0201 | FHA-SED-ZSH-0205 | Switch, Limit, Access Hatch Zone 2 |  | Security System |  | ZSH | http://www.toronto.ca/TWONTO#position_switch
80275 | FHA-SED-ZSH-0205D | Switch, Limit, Access Hatch Zone 5, Settling Basin T-0201 | FHA-SED-ZSH-0205 | Switch, Limit, Access Hatch Zone 2 |  | Security System |  | ZSH | http://www.toronto.ca/TWONTO#position_switch
18128 | FHA-SED-ZSH-0305A | Switch, Limit, Access Hatch Zone 5, Settling Basin T-0301 | FHA-SED-ZSH-0305 | Switch, Limit, Access Hatch Zone 3 |  | Security System |  | ZSH | http://www.toronto.ca/TWONTO#position_switch
18129 | FHA-SED-ZSH-0305B | Switch, Limit, Access Hatch Zone 5, Settling Basin T-0301 | FHA-SED-ZSH-0305 | Switch, Limit, Access Hatch Zone 3 |  | Security System |  | ZSH | http://www.toronto.ca/TWONTO#position_switch
18130 | FHA-SED-ZSH-0305D | Switch, Limit, Access Hatch Zone 5, Settling Basin T-0301 | FHA-SED-ZSH-0305 | Switch, Limit, Access Hatch Zone 3 |  | Security System |  | ZSH | http://www.toronto.ca/TWONTO#position_switch
80287 | FHA-SED-ZSH-0305C | Switch, Limit, Access Hatch Zone 5, Settling Basin T-0301 | FHA-SED-ZSH-0305 | Switch, Limit, Access Hatch Zone 3 |  | Security System |  | ZSH | http://www.toronto.ca/TWONTO#position_switch
80288 | FHA-SED-ZSH-0305E | Switch, Limit, Access Hatch Zone 5, Settling Basin T-0301 | FHA-SED-ZSH-0305 | Switch, Limit, Access Hatch Zone 3 |  | Security System |  | ZSH | http://www.toronto.ca/TWONTO#position_switch
80289 | FHA-SED-ZSH-0305F | Switch, Limit, Access Hatch Zone 5, Settling Basin T-0301 | FHA-SED-ZSH-0305 | Switch, Limit, Access Hatch Zone 3 |  | Security System |  | ZSH | http://www.toronto.ca/TWONTO#position_switch
18149 | FHA-SED-ZSH-0405A | Switch, Limit, Access Hatch Zone 5, Settling Basin T-0401 | FHA-SED-ZSH-0405 | Switch, Limit, Access Hatch Zone 4 |  | Security System |  | ZSH | http://www.toronto.ca/TWONTO#position_switch
18150 | FHA-SED-ZSH-0405B | Switch, Limit, Access Hatch Zone 5, Settling Basin T-0401 | FHA-SED-ZSH-0405 | Switch, Limit, Access Hatch Zone 4 |  | Security System |  | ZSH | http://www.toronto.ca/TWONTO#position_switch
18151 | FHA-SED-ZSH-0405C | Switch, Limit, Access Hatch Zone 5, Settling Basin T-0401 | FHA-SED-ZSH-0405 | Switch, Limit, Access Hatch Zone 4 |  | Security System |  | ZSH | http://www.toronto.ca/TWONTO#position_switch
18152 | FHA-SED-ZSH-0405D | Switch, Limit, Access Hatch Zone 5, Settling Basin T-0401 | FHA-SED-ZSH-0405 | Switch, Limit, Access Hatch Zone 4 |  | Security System |  | ZSH | http://www.toronto.ca/TWONTO#position_switch
18153 | FHA-SED-ZSH-0405E | Switch, Limit, Access Hatch Zone 5, Settling Basin T-0401 | FHA-SED-ZSH-0405 | Switch, Limit, Access Hatch Zone 4 |  | Security System |  | ZSH | http://www.toronto.ca/TWONTO#position_switch
18154 | FHA-SED-ZSH-0405F | Switch, Limit, Access Hatch Zone 5, Settling Basin T-0401 | FHA-SED-ZSH-0405 | Switch, Limit, Access Hatch Zone 4 |  | Security System |  | ZSH | http://www.toronto.ca/TWONTO#position_switch
18173 | FHA-SED-ZSH-0505A | Switch, Limit, Access Hatch Zone 5, Settling Basin T-0501 | FHA-SED-ZSH-0505 | Switch, Limit, Access Hatch Zone 5 |  | Security System |  | ZSH | http://www.toronto.ca/TWONTO#position_switch
18174 | FHA-SED-ZSH-0505B | Switch, Limit, Access Hatch Zone 5, Settling Basin T-0501 | FHA-SED-ZSH-0505 | Switch, Limit, Access Hatch Zone 5 |  | Security System |  | ZSH | http://www.toronto.ca/TWONTO#position_switch
18175 | FHA-SED-ZSH-0505D | Switch, Limit, Access Hatch Zone 5, Settling Basin T-0501 | FHA-SED-ZSH-0505 | Switch, Limit, Access Hatch Zone 5 |  | Security System |  | ZSH | http://www.toronto.ca/TWONTO#position_switch
80365 | FHA-SED-ZSH-0505C | Switch, Limit, Access Hatch Zone 5, Settling Basin T-0501 | FHA-SED-ZSH-0505 | Switch, Limit, Access Hatch Zone 5 |  | Security System |  | ZSH | http://www.toronto.ca/TWONTO#position_switch
80366 | FHA-SED-ZSH-0505E | Switch, Limit, Access Hatch Zone 5, Settling Basin T-0501 | FHA-SED-ZSH-0505 | Switch, Limit, Access Hatch Zone 5 |  | Security System |  | ZSH | http://www.toronto.ca/TWONTO#position_switch
80367 | FHA-SED-ZSH-0505F | Switch, Limit, Access Hatch Zone 5, Settling Basin T-0501 | FHA-SED-ZSH-0505 | Switch, Limit, Access Hatch Zone 5 |  | Security System |  | ZSH | http://www.toronto.ca/TWONTO#position_switch
18193 | FHA-SED-ZSH-0605A | Switch, Limit, Access Hatch Zone 5, Settling Basin T-0601 | FHA-SED-ZSH-0605 | Switch, Limit, Access Hatch Zone 6 |  | Security System |  | ZSH | http://www.toronto.ca/TWONTO#position_switch
18194 | FHA-SED-ZSH-0605B | Switch, Limit, Access Hatch Zone 5, Settling Basin T-0601 | FHA-SED-ZSH-0605 | Switch, Limit, Access Hatch Zone 6 |  | Security System |  | ZSH | http://www.toronto.ca/TWONTO#position_switch
18195 | FHA-SED-ZSH-0605C | Switch, Limit, Access Hatch Zone 5, Settling Basin T-0601 | FHA-SED-ZSH-0605 | Switch, Limit, Access Hatch Zone 6 |  | Security System |  | ZSH | http://www.toronto.ca/TWONTO#position_switch
18196 | FHA-SED-ZSH-0605D | Switch, Limit, Access Hatch Zone 5, Settling Basin T-0601 | FHA-SED-ZSH-0605 | Switch, Limit, Access Hatch Zone 6 |  | Security System |  | ZSH | http://www.toronto.ca/TWONTO#position_switch
80382 | FHA-SED-ZSH-0605E | Switch, Limit, Access Hatch Zone 5, Settling Basin T-0601 | FHA-SED-ZSH-0605 | Switch, Limit, Access Hatch Zone 6 |  | Security System |  | ZSH | http://www.toronto.ca/TWONTO#position_switch
80383 | FHA-SED-ZSH-0605F | Switch, Limit, Access Hatch Zone 5, Settling Basin T-0601 | FHA-SED-ZSH-0605 | Switch, Limit, Access Hatch Zone 6 |  | Security System |  | ZSH | http://www.toronto.ca/TWONTO#position_switch
18179 | FHA-SED-ZSH-0602 | Switch, Limit, Access Hatch Zone 6 | FHA-SED | Sedimentation |  | Security System |  | ZSH | http://www.toronto.ca/TWONTO#position_switch
18189 | FHA-SED-ZSH-0604 | Switch, Limit, Access Hatch Zone 6 | FHA-SED | Sedimentation |  | Security System |  | ZSH | http://www.toronto.ca/TWONTO#position_switch
18192 | FHA-SED-ZSH-0605 | Switch, Limit, Access Hatch Zone 6 | FHA-SED | Sedimentation |  | Security System |  | ZSH | http://www.toronto.ca/TWONTO#position_switch
80368 | FHA-SED-ZSH-0601 | Switch, Limit, Access Hatch Zone 6 | FHA-SED | Sedimentation |  | Security System |  | ZSH | http://www.toronto.ca/TWONTO#position_switch
80373 | FHA-SED-ZSH-0603 | Switch, Limit, Access Hatch Zone 6 | FHA-SED | Sedimentation |  | Security System |  | ZSH | http://www.toronto.ca/TWONTO#position_switch

## Switch_Pivot (hidden)
Row Labels | Count of Valid_Class
? | 8
hand_switch | 76
http://www.toronto.ca/TWONTO#alarm_device | 2
http://www.toronto.ca/TWONTO#breaker | 1
http://www.toronto.ca/TWONTO#collection_of_assets | 1
http://www.toronto.ca/TWONTO#disconnect_switch | 126
http://www.toronto.ca/TWONTO#flame_or_combustion_sensing_instrument | 16
http://www.toronto.ca/TWONTO#flow_switch | 1081
http://www.toronto.ca/TWONTO#heat_exchanger | 1
http://www.toronto.ca/TWONTO#instrument_transmitter | 1
http://www.toronto.ca/TWONTO#level_switch | 1844
http://www.toronto.ca/TWONTO#load_break_disconnect_switch | 24
http://www.toronto.ca/TWONTO#motion_sensor_element | 58
http://www.toronto.ca/TWONTO#position_switch | 364
http://www.toronto.ca/TWONTO#pressure_switch | 1759
http://www.toronto.ca/TWONTO#pressure_transmitter | 11
http://www.toronto.ca/TWONTO#process_control_panel | 1
http://www.toronto.ca/TWONTO#speed_switch | 86
http://www.toronto.ca/TWONTO#strainer | 1
http://www.toronto.ca/TWONTO#temperature_switch | 572
http://www.toronto.ca/TWONTO#temperature_transmitter | 4
http://www.toronto.ca/TWONTO#thermostat_or_zone_controller_unit | 8
http://www.toronto.ca/TWONTO#torque_switch | 7
http://www.toronto.ca/TWONTO#transfer_switch | 115
http://www.toronto.ca/TWONTO#transformer | 1
http://www.toronto.ca/TWONTO#valve | 1
http://www.toronto.ca/TWONTO#VFD | 5
http://www.toronto.ca/TWONTO#vibration_sensor_element | 17
http://www.toronto.ca/TWONTO#weight_switch | 8
power_supply | 4
Grand Total | 6203

## Switch (hidden)
Column1 | Entity_number | Description | Parent | Parent_Description | Category | Class | Suspended | Tag | Valid_Class
2658 | COL-120-LSL-0700 | low level switch, hydraulic oil reservoir in Coxwell Control Chambers #7 | COL-120-CH-0700 | Coxwell Control Chamber #7 | Sensor,Level | Switch |  | LSL | http://www.toronto.ca/TWONTO#level_switch
2665 | COL-120-TS-0701 | Transfer Switch, Coxwell Control Chambers No. 7&8, MTI | COL-MTI | Mid-Toronto Interceptor | Switch | Switch |  | TS | http://www.toronto.ca/TWONTO#transfer_switch
2670 | COL-120-ZSH-0701 | Door Switch, Coxwell Control Chambers No. 7&8, MTI | COL-MTI | Mid-Toronto Interceptor | Switch | Switch |  | ZSH | http://www.toronto.ca/TWONTO#position_switch
2671 | COL-120-ZSH-0701 | Door Switch, Coxwell Control Chambers No. 7&8, MTI | COL-MTI-CH-0700 | Chamber,Boston Dome Chamber No.7,MTI | Switch | Switch |  | ZSH | http://www.toronto.ca/TWONTO#position_switch
2694 | COL-BCV-SW-0001 | Switch, Power | COL-BCV | Carlingview Blower Station | Switch | Switch |  | SW | http://www.toronto.ca/TWONTO#disconnect_switch
2695 | COL-BCV-SW-0001 | Switch, Power | COL-BCV-MISC | Miscellaneous Equipment | Switch | Switch |  | SW | http://www.toronto.ca/TWONTO#disconnect_switch
2696 | COL-BCV-TSH-0001 | Switch, Temperature-High | COL-BCV | Carlingview Blower Station | Switch | Switch |  | TSH | http://www.toronto.ca/TWONTO#temperature_switch
2697 | COL-BCV-TSH-0001 | Switch, Temperature-High | COL-BCV-MISC | Miscellaneous Equipment | Switch | Switch |  | TSH | http://www.toronto.ca/TWONTO#temperature_switch
2717 | COL-BDC-LSH-0001 | Switch, Level-High | COL-BDC-MISC | Miscellaneous Equipment | Switch,Level | Switch |  | LSH | http://www.toronto.ca/TWONTO#level_switch
2721 | COL-BDC-SW-0001 | Switch, Power | COL-BDC-MISC | Miscellaneous Equipment | Switch | Switch |  | SW | http://www.toronto.ca/TWONTO#disconnect_switch
2722 | COL-BDC-TSL-0001 | Switch, Temperature-Low | COL-BDC-MISC | Miscellaneous Equipment | Switch | Switch |  | TSL | http://www.toronto.ca/TWONTO#temperature_switch
2736 | COL-BEB-LSH-0001 | Switch, Level-High | COL-BEB | Edenbridge Blower Station | Switch,Level | Switch |  | LSH | http://www.toronto.ca/TWONTO#level_switch
2737 | COL-BEB-LSH-0001 | Switch, Level-High | COL-BEB-MISC | Miscellaneous Equipment | Switch,Level | Switch |  | LSH | http://www.toronto.ca/TWONTO#level_switch
2741 | COL-BEB-TSH-0001 | Switch, Temperature-High | COL-BEB | Edenbridge Blower Station | Switch | Switch |  | TSH | http://www.toronto.ca/TWONTO#temperature_switch
2742 | COL-BEB-TSH-0001 | Switch, Temperature-High | COL-BEB-MISC | Miscellaneous Equipment | Switch | Switch |  | TSH | http://www.toronto.ca/TWONTO#temperature_switch
2743 | COL-BEB-TSL-0001 | Switch, Temperature-Low | COL-BEB | Edenbridge Blower Station | Switch | Switch |  | TSL | http://www.toronto.ca/TWONTO#temperature_switch
2744 | COL-BEB-TSL-0001 | Switch, Temperature-Low | COL-BEB-MISC | Miscellaneous Equipment | Switch | Switch |  | TSL | http://www.toronto.ca/TWONTO#temperature_switch
2748 | COL-CCC-LSH-0103 | Switch, Level High | COL-CCC-MISC | Miscellaneous Equipment | Switch,Level | Switch |  | LSH | http://www.toronto.ca/TWONTO#level_switch
2749 | COL-CCC-LSHH-0104 | Switch, Level High-High | COL-CCC-MISC | Miscellaneous Equipment | Switch,Level | Switch |  | LSHH | http://www.toronto.ca/TWONTO#level_switch
2750 | COL-CCC-LSL-0001 | Switch, Level Low | COL-CCC-MISC | Miscellaneous Equipment | Switch,Level | Switch |  | LSL | http://www.toronto.ca/TWONTO#level_switch
2751 | COL-CCC-LSLL-0101 | Switch, Level Low-Low | COL-CCC | Charles Caccia Park Storm Sanitary Combined Water Tank | Switch,Level | Switch |  | LSLL | http://www.toronto.ca/TWONTO#level_switch
2753 | COL-CCC-TS-0001 | Switch, Transfer | COL-CCC-MISC | Miscellaneous Equipment | Switch | Switch |  | TS | http://www.toronto.ca/TWONTO#transfer_switch
2998 | COL-MTI-LSH-2302B | Switch-Level-High,Upstream, Simcoe Control Chamber No.23B, MTI | COL-MTI | Mid-Toronto Interceptor | Switch,Level-High | Switch |  | LSH | http://www.toronto.ca/TWONTO#level_switch
2999 | COL-MTI-LSH-2302B | Switch-Level-High,Upstream, Simcoe Control Chamber No.23B, MTI | COL-MTI-CH-2300B | Chamber,Simcoe Control Chamber No.23B, MTI | Switch,Level-High | Switch |  | LSH | http://www.toronto.ca/TWONTO#level_switch
3008 | COL-MTI-LSL-2300B | Switch, Level-Low, Simcoe Control Chamber #23B | COL-MTI-CH-2300B | Chamber,Simcoe Control Chamber No.23B, MTI | Switch | Switch |  | LSL | http://www.toronto.ca/TWONTO#level_switch
3009 | COL-MTI-LSL-2300D | ,Switch, Level-Low Hydraulic Reservoir, Simcoe Control Chamber No.2300D, MTI | COL-MTI-CH-2000D | Chamber,Scott Control Chamber No.20D,MTI | Switch,Level | Switch |  | LSL | http://www.toronto.ca/TWONTO#level_switch
3011 | COL-MTI-LSL-2700B | Switch, Level-Low, Hydraulic Reservoir, Strachan St. Control Chamber No.27B, MTI | COL-MTI-CH-2700B | Chamber,Strachan St. Control Chamber No.27B, MTI |  | Switch |  | LSL | http://www.toronto.ca/TWONTO#level_switch
3013 | COL-MTI-LSL-3400 | Switch, Level-Low, Parkside Control Chamber #34 | COL-MTI-CH-3400 | Chamber,Parkside St. Control Chamber No.34, MTI | Switch,Level | Switch |  | LSL | http://www.toronto.ca/TWONTO#level_switch
3035 | COL-MTI-PSH-0100 | Pressure Switch, Hydraulic Filter Plugged, Hiawatha Control Chamber No.1, MTI | COL-MTI-CH-0100 | Chamber,Hiawatha Control Chamber No.1, MTI |  | Switch |  | PSH | http://www.toronto.ca/TWONTO#pressure_switch
3036 | COL-MTI-PSH-2000C | Oil Reservoir pressure switches. Hydraulic Filter | COL-MTI-CH-2000C | Chamber,Scott Control Chamber No.20C, MTI | Switch | Switch |  | PSH | http://www.toronto.ca/TWONTO#pressure_switch
3037 | COL-MTI-PSH-2001C | Oil Reservoir pressure switches. Hydraulic Filter | COL-MTI-CH-2000C | Chamber,Scott Control Chamber No.20C, MTI |  | Switch |  | PSH | http://www.toronto.ca/TWONTO#pressure_switch
3038 | COL-MTI-PSH-2300B | Switch, Pressure Differential, High, Filter F-2301B Plugged, Simcoe Control Chamber No.23B, MTI | COL-MTI-CH-2300B | Chamber,Simcoe Control Chamber No.23B, MTI | Switch,Pressure-High | Switch |  | PSH | http://www.toronto.ca/TWONTO#pressure_switch
3151 | COL-MTI-TS-2300D | Transfer Switch 1, 600VAV 3 PH, TORONTO HYDRO SUPPLY, Simcoe Control Chamber No.2300D, MTI | COL-MTI-CH-2300D | Chamber,Simcoe Control Chamber No.2300D, MTI | Switch | Switch |  | TS | http://www.toronto.ca/TWONTO#transfer_switch
3154 | COL-MTI-TS-2401 | Transfer Switch, Spadina Control Chamber No.24, MTI | COL-MTI | Mid-Toronto Interceptor | Switch | Switch |  | TS | http://www.toronto.ca/TWONTO#transfer_switch
3155 | COL-MTI-TS-2401 | Transfer Switch, Spadina Control Chamber No.24, MTI | COL-MTI-CH-2400 | Chamber,Spadina Control Chamber No.24, MTI | Switch | Switch |  | TS | http://www.toronto.ca/TWONTO#transfer_switch
3156 | COL-MTI-TS-2701B | Transfer Switch, Strachan Control Chamber No.27B, MTI | COL-MTI | Mid-Toronto Interceptor | Switch | Switch |  | TS | http://www.toronto.ca/TWONTO#transfer_switch
3157 | COL-MTI-TS-3401 | Transfer Switch, Parkside Control Chamber No.34, MTI | COL-MTI-CH-3400 | Chamber,Parkside St. Control Chamber No.34, MTI | Switch | Switch |  | TS | http://www.toronto.ca/TWONTO#transfer_switch
3158 | COL-MTI-TSH-2000C | Temp Switch High, Hydraulic Reservoir | COL-MTI-CH-2000C | Chamber,Scott Control Chamber No.20C, MTI | Switch | Switch |  | TSH | http://www.toronto.ca/TWONTO#temperature_switch
3160 | COL-MTI-TSH-2300B | Switch, Temperature, High, Oil, Hydraulic System, Simcoe Control Chamber No.23B, MTI | COL-MTI-CH-2300B | Chamber,Simcoe Control Chamber No.23B, MTI | Switch,Temperature-High | Switch |  | TSH | http://www.toronto.ca/TWONTO#temperature_switch
3161 | COL-MTI-TSH-2400 | SWITCH, Hydraulic Reservoir High Temp Switch, Spadina Control Chamber No.24, MTI | COL-MTI-CH-2400 | Chamber,Spadina Control Chamber No.24, MTI | Switch | Switch |  | TSH | http://www.toronto.ca/TWONTO#temperature_switch
3162 | COL-MTI-TSH-2901 | Switch, Temperature, High, Oil, Hydraulic System, MTI Chamber CH-2900 | COL-MTI-CH-2900 | Chamber,Roxton St. Control Chamber No.29, MTI | Switch | Switch |  | TSH | http://www.toronto.ca/TWONTO#temperature_switch
3270 | COL-MTI-ZSH-1401 | Chamber Door Switch, Rosedale Valley Control Chamber No.14C, MTI | COL-MTI | Mid-Toronto Interceptor | Switch | Switch |  | ZSH | http://www.toronto.ca/TWONTO#position_switch
3271 | COL-MTI-ZSH-1401 | Chamber Door Switch, Rosedale Valley Control Chamber No.14C, MTI | COL-MTI-CH-1400C | Chamber,Rosedale Valley Control Chamber No.14C, MTI | Switch | Switch |  | ZSH | http://www.toronto.ca/TWONTO#position_switch
3274 | COL-MTI-ZSH-2301B | Door Switch, Simcoe Control Chamber No.23B, MTI | COL-MTI | Mid-Toronto Interceptor | Switch | Switch |  | ZSH | http://www.toronto.ca/TWONTO#position_switch
3275 | COL-MTI-ZSH-2301B | Door Switch, Simcoe Control Chamber No.23B, MTI | COL-MTI-CH-2300B | Chamber,Simcoe Control Chamber No.23B, MTI | Switch | Switch |  | ZSH | http://www.toronto.ca/TWONTO#position_switch
3277 | COL-MTI-ZSH-2401 | Door Switch, Spadina Control Chamber No.24, MTI | COL-MTI-CH-2400 | Chamber,Spadina Control Chamber No.24, MTI | Switch | Switch |  | ZSH | http://www.toronto.ca/TWONTO#position_switch
3285 | COL-PAB-LSH-0103 | Switch, Level High | COL-PAB-MISC | Miscellaneous Equipment | Switch,Level | Switch |  | LSH | http://www.toronto.ca/TWONTO#level_switch
3286 | COL-PAB-LSH-0105 | Switch, Level High | COL-PAB-MISC | Miscellaneous Equipment | Switch,Level | Switch |  | LSH | http://www.toronto.ca/TWONTO#level_switch
3287 | COL-PAB-LSHH-0104 | Switch, Level High High | COL-PAB-MISC | Miscellaneous Equipment | Switch,Level | Switch |  | LSHH | http://www.toronto.ca/TWONTO#level_switch
3288 | COL-PAB-LSL-0102 | Switch, Level Low | COL-PAB-MISC | Miscellaneous Equipment | Switch,Level | Switch |  | LSL | http://www.toronto.ca/TWONTO#level_switch
3454 | COL-PBG-LSH-0103 | Switch, Level-High | COL-PBG-MISC | Miscellaneous Equipment | Switch,Level | Switch |  | LSH | http://www.toronto.ca/TWONTO#level_switch
3455 | COL-PBG-LSL-0102 | Switch, Level-Low | COL-PBG | Brule Gardens Sewage Pumping Station | Switch | Switch |  | LSL | http://www.toronto.ca/TWONTO#level_switch
3456 | COL-PBG-LSLL-0101 | Switch, Level Low-Low | COL-PBG-MISC | Miscellaneous Equipment | Switch,Level | Switch |  | LSLL | http://www.toronto.ca/TWONTO#level_switch
3467 | COL-PBG-SW-0001 | Switch, Normal Main Power | COL-PBG-MISC | Miscellaneous Equipment | Switch | Switch |  | SW | http://www.toronto.ca/TWONTO#disconnect_switch
3468 | COL-PBG-SW-0002 | Switch, Emergency Power | COL-PBG-MISC | Miscellaneous Equipment | Switch | Switch |  | SW | http://www.toronto.ca/TWONTO#disconnect_switch
3470 | COL-PBG-TS-0001 | Switch, Transfer | COL-PBG-MISC | Miscellaneous Equipment | Switch | Switch |  | TS | http://www.toronto.ca/TWONTO#transfer_switch
3471 | COL-PBG-TS-0002 | Switch, Transfer | COL-PBG-MISC | Miscellaneous Equipment | Switch | Switch |  | TS | http://www.toronto.ca/TWONTO#transfer_switch
3501 | COL-PBP-LS-0102 | Switch, Level-High | COL-PBP-MISC | Miscellaneous Equipment | Switch,Level | Switch |  | LS | http://www.toronto.ca/TWONTO#level_switch
3502 | COL-PBP-LS-0103 | Switch, Level-High | COL-PBP-MISC | Miscellaneous Equipment | Switch,Level | Switch |  | LS | http://www.toronto.ca/TWONTO#level_switch
3503 | COL-PBP-LS-0104 | Switch, Level-High | COL-PBP-MISC | Miscellaneous Equipment | Switch,Level | Switch |  | LS | http://www.toronto.ca/TWONTO#level_switch
3504 | COL-PBP-LSHH-0105 | Switch, Level High-High | COL-PBP | Baby Point Sewage Pumping Station | Switch,Level | Switch |  | LSHH | http://www.toronto.ca/TWONTO#level_switch
3505 | COL-PBP-LSLL-0101 | Switch, Level Low-Low | COL-PBP | Baby Point Sewage Pumping Station | Switch,Level | Switch |  | LSLL | http://www.toronto.ca/TWONTO#level_switch
3511 | COL-PBP-TS-0001 | Switch, Transfer | COL-PBP-MISC | Miscellaneous Equipment | Switch | Switch |  | TS | http://www.toronto.ca/TWONTO#transfer_switch
3642 | COL-PCF-LSH-0001 | Switch Level, High, Dry Well | COL-PCF | Clark Pumping Station | Switch,Level-High | Switch |  | LSH | http://www.toronto.ca/TWONTO#level_switch
3643 | COL-PCF-LSH-0002 | Switch Level, High, Wet Well | COL-PCF | Clark Pumping Station | Switch,Level-High | Switch |  | LSH | http://www.toronto.ca/TWONTO#level_switch
3644 | COL-PCF-LSH-0002 | Switch Level, High, Wet Well | COL-PCF-WEL-0100 | Wet Well | Switch,Level-High | Switch |  | LSH | http://www.toronto.ca/TWONTO#level_switch
3645 | COL-PCF-LSH-0103 | Switch Level, High, Wet Well | COL-PCF | Clark Pumping Station | Switch,Level-High | Switch |  | LSH | http://www.toronto.ca/TWONTO#level_switch
3823 | COL-PCF-LSH-0103 | Switch Level, High, Wet Well | COL-PCF-WEL-0100 | Wet Well | Switch,Level-High | Switch |  | LSH | http://www.toronto.ca/TWONTO#level_switch
3824 | COL-PCF-LSL-0102 | Switch Level, Low, Wet Well | COL-PCF-WEL-0100 | Wet Well | Switch,Level-Low | Switch |  | LSL | http://www.toronto.ca/TWONTO#level_switch
4056 | COL-PCU-HIC-0100 | HVAC, Switch, Humidistat, Pump Floor, Cumber PS | COL-PCU-AUX-MECH | Mechanical Equipment | Switch | Switch |  | HIC | http://www.toronto.ca/TWONTO#thermostat_or_zone_controller_unit
4073 | COL-PCU-LSH-0003 | Switch, Level-High, Flood, Pump Level, Cumber PS | COL-PCU-AUX-INST | Instrumentation Equipment | Switch,Level | Switch |  | LSH | http://www.toronto.ca/TWONTO#level_switch
4079 | COL-PCU-LSH-0103 | Sensor, Switch, High, Wet Well #1 | COL-PCU-WEL-0100 | Well, Wet Well #1, Cumber PS | Switch,Level-High | Switch |  | LSH | http://www.toronto.ca/TWONTO#level_switch
4080 | COL-PCU-LSH-0105 | Switch,Level, High Flood Alarm , Wet Well #1 | COL-PCU-WEL-0100 | Well, Wet Well #1, Cumber PS | Switch,Level-High-High | Switch |  | LSH | http://www.toronto.ca/TWONTO#level_switch
4082 | COL-PCU-LSH-0205 | Switch,Level, High Flood Alarm , Wet Well #2 | COL-PCU-AUX-INST | Instrumentation Equipment | Switch,Level-High-High | Switch |  | LSH | http://www.toronto.ca/TWONTO#level_switch
4090 | COL-PCU-LSHH-0104 | Sensor, Switch, High-High, Wet Well #1 | COL-PCU-WEL-0100 | Well, Wet Well #1, Cumber PS | Switch,Level-High-High | Switch |  | LSHH | http://www.toronto.ca/TWONTO#level_switch
4091 | COL-PCU-LSL-0102 | Sensor, Switch, Low, Wet Well #1 | COL-PCU-AUX-INST | Instrumentation Equipment | Switch,Level-Low | Switch |  | LSL | http://www.toronto.ca/TWONTO#level_switch
4094 | COL-PCU-LSL-0202 | Sensor, Switch, Low, Wet Well #2 | COL-PCU-WEL-0200 | Well, Wet Well #2, Cumber PS | Switch,Level-Low | Switch |  | LSL | http://www.toronto.ca/TWONTO#level_switch
4100 | COL-PCU-LSLL-0101 | Sensor, Switch, Low-Low, Wet Well #1 | COL-PCU-AUX-INST | Instrumentation Equipment | Switch,Level-Low-Low | Switch |  | LSLL | http://www.toronto.ca/TWONTO#level_switch
4101 | COL-PCU-LSLL-0101 | Sensor, Switch, Low-Low, Wet Well #1 | COL-PCU-WEL-0100 | Well, Wet Well #1, Cumber PS | Switch,Level-Low-Low | Switch |  | LSLL | http://www.toronto.ca/TWONTO#level_switch
4102 | COL-PCU-LSLL-0201 | Sensor, Switch, Low-Low, Wet Well #2 | COL-PCU-AUX-INST | Instrumentation Equipment | Switch,Level-Low-Low | Switch |  | LSLL | http://www.toronto.ca/TWONTO#level_switch
4103 | COL-PCU-LSLL-0201 | Sensor, Switch, Low-Low, Wet Well #2 | COL-PCU-WEL-0200 | Well, Wet Well #2, Cumber PS | Switch,Level-Low-Low | Switch |  | LSLL | http://www.toronto.ca/TWONTO#level_switch
4532 | COL-PGA-LSH-0103 | Level,Switch,High,WEL-0100 | COL-PGA | Greyabbey Sewage Pumping Station | Switch,Level-High | Switch |  | LSH | http://www.toronto.ca/TWONTO#level_switch
4533 | COL-PGA-LSH-0103 | Level,Switch,High,WEL-0100 | COL-PGA-MISC | Miscellaneous Equipment | Switch,Level-High | Switch |  | LSH | http://www.toronto.ca/TWONTO#level_switch
4534 | COL-PGA-LSHH-0104 | Level,Switch,High-High,WEL-0100 | COL-PGA | Greyabbey Sewage Pumping Station | Switch,Level-High-High | Switch |  | LSHH | http://www.toronto.ca/TWONTO#level_switch
4542 | COL-PGA-TS-0001 | Switch,Transfer,Automatic,MCC-0100 | COL-PGA | Greyabbey Sewage Pumping Station | Switch,Position | Switch |  | TS | http://www.toronto.ca/TWONTO#transfer_switch
4543 | COL-PGA-TS-0001 | Switch,Transfer,Automatic,MCC-0100 | COL-PGA-MISC | Miscellaneous Equipment | Switch,Position | Switch |  | TS | http://www.toronto.ca/TWONTO#transfer_switch
4544 | COL-PGA-TSH-0101 | Switch,Temperature,High,Electrical Room | COL-PGA-MISC | Miscellaneous Equipment | Switch,Temperature-High | Switch |  | TSH | http://www.toronto.ca/TWONTO#temperature_switch
4649 | COL-PHB-LS-0102 | Switch, Level-High | COL-PHB | Humber Sewage Pumping Station | Switch,Level | Switch |  | LS | http://www.toronto.ca/TWONTO#level_switch
4650 | COL-PHB-LS-0103 | Switch, Level-High | COL-PHB | Humber Sewage Pumping Station | Switch,Level | Switch |  | LS | http://www.toronto.ca/TWONTO#level_switch
4651 | COL-PHB-LSHH-0104 | Switch, Level High-High | COL-PHB | Humber Sewage Pumping Station | Switch,Level | Switch |  | LSHH | http://www.toronto.ca/TWONTO#level_switch
4741 | COL-PHB-LSLL-0101 | Switch, Level Low-Low | COL-PHB | Humber Sewage Pumping Station | Switch,Level | Switch |  | LSLL | http://www.toronto.ca/TWONTO#level_switch
4752 | COL-PHB-SW-0001 | Switch, Main Power | COL-PHB-MISC | Miscellaneous Equipment | Switch | Switch |  | SW | http://www.toronto.ca/TWONTO#disconnect_switch
4753 | COL-PHB-SW-0002 | Switch, Generator | COL-PHB-MISC | Miscellaneous Equipment | Switch | Switch |  | SW | http://www.toronto.ca/TWONTO#disconnect_switch
4755 | COL-PHB-TS-0001 | Switch, Transfer | COL-PHB | Humber Sewage Pumping Station | Switch | Switch |  | TS | http://www.toronto.ca/TWONTO#transfer_switch
4783 | COL-PHF-TS-0001 | Switch, Transfer | COL-PHF | Highfield Sewage Pumping Station | Switch | Switch |  | TS | http://www.toronto.ca/TWONTO#transfer_switch
5060 | COL-PKP-LSH-0103 | Switch, Level-High | COL-PKP | Kennedy Park Sewage Pumping Station | Switch,Level | Switch |  | LSH | http://www.toronto.ca/TWONTO#level_switch
5061 | COL-PKP-LSH-0103 | Switch, Level-High | COL-PKP-MISC | Miscellaneous Equipment | Switch,Level | Switch |  | LSH | http://www.toronto.ca/TWONTO#level_switch
5062 | COL-PKP-LSHH-0104 | Switch, Level High-High | COL-PKP | Kennedy Park Sewage Pumping Station | Switch,Level | Switch |  | LSHH | http://www.toronto.ca/TWONTO#level_switch
5063 | COL-PKP-LSHH-0104 | Switch, Level High-High | COL-PKP-MISC | Miscellaneous Equipment | Switch,Level | Switch |  | LSHH | http://www.toronto.ca/TWONTO#level_switch
5074 | COL-PKP-SW-0001 | Switch, Main Power | COL-PKP-MISC | Miscellaneous Equipment | Switch | Switch |  | SW | http://www.toronto.ca/TWONTO#disconnect_switch
5075 | COL-PKP-SW-0002 | Switch, Emergency Power | COL-PKP | Kennedy Park Sewage Pumping Station | Switch | Switch |  | SW | http://www.toronto.ca/TWONTO#disconnect_switch
5076 | COL-PKP-SW-0002 | Switch, Emergency Power | COL-PKP-MISC | Miscellaneous Equipment | Switch | Switch |  | SW | http://www.toronto.ca/TWONTO#disconnect_switch
5077 | COL-PKP-SW-0003 | Switch, Transformer | COL-PKP | Kennedy Park Sewage Pumping Station | Switch | Switch |  | SW | http://www.toronto.ca/TWONTO#disconnect_switch
5078 | COL-PKP-SW-0003 | Switch, Transformer | COL-PKP-MISC | Miscellaneous Equipment | Switch | Switch |  | SW | http://www.toronto.ca/TWONTO#disconnect_switch
5079 | COL-PKP-SW-0004 | Switch, Unit Heater | COL-PKP | Kennedy Park Sewage Pumping Station | Switch | Switch |  | SW | http://www.toronto.ca/TWONTO#disconnect_switch
5168 | COL-PKP-SW-0004 | Switch, Unit Heater | COL-PKP-MISC | Miscellaneous Equipment | Switch | Switch |  | SW | http://www.toronto.ca/TWONTO#disconnect_switch
5169 | COL-PKP-SW-0005 | Switch, Panel Board A | COL-PKP | Kennedy Park Sewage Pumping Station | Switch | Switch |  | SW | http://www.toronto.ca/TWONTO#disconnect_switch
5170 | COL-PKP-SW-0005 | Switch, Panel Board A | COL-PKP-MISC | Miscellaneous Equipment | Switch | Switch |  | SW | http://www.toronto.ca/TWONTO#disconnect_switch
5358 | COL-PLB-HIC-0100 | Humidistat | COL-PLB-AUX-INST | Instrumentation Equipment |  | Switch |  | HIC | http://www.toronto.ca/TWONTO#thermostat_or_zone_controller_unit
5815 | COL-PLB-LSH-0003 (S) | Level Switch, High | COL-PLB-AUX-MECH | Mechanical Equipment | Switch,Level | Switch | 35798 | LSH | http://www.toronto.ca/TWONTO#level_switch
5816 | COL-PLB-LSH-0105 | Switch, Level-High | COL-PLB-AUX-INST | Instrumentation Equipment | Switch,Level-High | Switch |  | LSH | http://www.toronto.ca/TWONTO#level_switch
5817 | COL-PLB-LSH-0105(S) | Switch, Level-High | COL-PLB | Long Branch Pumping Station | Switch,Level | Switch | 35797 | LSH | http://www.toronto.ca/TWONTO#level_switch
5818 | COL-PLB-LSH-0105(S) | Switch, Level-High | COL-PLB-AUX-INST | Instrumentation Equipment | Switch,Level | Switch | 35797 | LSH | http://www.toronto.ca/TWONTO#level_switch
5819 | COL-PLB-LSH-0105(S) | Switch, Level-High | COL-PLB-AUX-MECH | Mechanical Equipment | Switch,Level | Switch | 35797 | LSH | http://www.toronto.ca/TWONTO#level_switch
5820 | COL-PLB-LSH-0110 | Switch, Level-High | COL-PLB-AUX-INST | Instrumentation Equipment | Switch,Level-High | Switch |  | LSH | http://www.toronto.ca/TWONTO#level_switch
5821 | COL-PLB-LSH-0111 (S) | Switch, Level-High | COL-PLB-AUX-INST | Instrumentation Equipment | Switch,Level | Switch | 35802 | LSH | http://www.toronto.ca/TWONTO#level_switch
5822 | COL-PLB-LSH-0111 (S) | Switch, Level-High | COL-PLB-AUX-MECH | Mechanical Equipment | Switch,Level | Switch | 35802 | LSH | http://www.toronto.ca/TWONTO#level_switch
5823 | COL-PLB-LSH-0153 | Switch, Level-High | COL-PLB-AUX-INST | Instrumentation Equipment | Switch,Level-High | Switch |  | LSH | http://www.toronto.ca/TWONTO#level_switch
5824 | COL-PLB-LSH-0153 | Switch, Level-High | COL-PLB-AUX-MECH | Mechanical Equipment | Switch,Level-High | Switch |  | LSH | http://www.toronto.ca/TWONTO#level_switch
5825 | COL-PLB-LSH-0202 (S) | Level Switch, High | COL-PLB | Long Branch Pumping Station | Switch,Level | Switch | 35803 | LSH | http://www.toronto.ca/TWONTO#level_switch
5826 | COL-PLB-LSH-0303 | Switch,Level, High, Wet Well #3 | COL-PLB-WEL-0300 | Wet Well | Switch,Level-High-High | Switch |  | LSH | http://www.toronto.ca/TWONTO#level_switch
5827 | COL-PLB-LSH-0305 | Switch,Level, High Flood Alarm, Wet Well #3 | COL-PLB-WEL-0300 | Wet Well | Switch,Level-High | Switch |  | LSH | http://www.toronto.ca/TWONTO#level_switch
5828 | COL-PLB-LSHH-0104 | Switch,Level, High-High, Float Mode, Wet Well #1 | COL-PLB-WEL-0100 | Wet Well | Switch,Level-High-High | Switch |  | LSHH | http://www.toronto.ca/TWONTO#level_switch
5829 | COL-PLB-LSHH-0304 | Switch,Level, High-High, Float Mode, Wet Well #3 | COL-PLB-WEL-0300 | Wet Well | Switch,Level-High | Switch |  | LSHH | http://www.toronto.ca/TWONTO#level_switch
5830 | COL-PLB-LSL-0106 (S) | Switch, Level-Low | COL-PLB | Long Branch Pumping Station | Switch | Switch | 35804 | LSL | http://www.toronto.ca/TWONTO#level_switch
5831 | COL-PLB-LSL-0106 (S) | Switch, Level-Low | COL-PLB-AUX-INST | Instrumentation Equipment | Switch | Switch | 35804 | LSL | http://www.toronto.ca/TWONTO#level_switch
5832 | COL-PLB-LSL-0106 (S) | Switch, Level-Low | COL-PLB-AUX-MECH | Mechanical Equipment | Switch | Switch | 35804 | LSL | http://www.toronto.ca/TWONTO#level_switch
5833 | COL-PLB-LSL-0157 (S) | Switch, Level-Low | COL-PLB | Long Branch Pumping Station | Switch | Switch | 35805 | LSL | http://www.toronto.ca/TWONTO#level_switch
5834 | COL-PLB-LSL-0302 | Switch,Level, Low, Wet Well #3 | COL-PLB-WEL-0300 | Wet Well | Switch,Level-Low | Switch |  | LSL | http://www.toronto.ca/TWONTO#level_switch
5835 | COL-PLB-LSLL-0101 | Switch,Level, Low-Low, Wet Well #1 | COL-PLB-WEL-0100 | Wet Well | Switch,Level-Low-Low | Switch |  | LSLL | http://www.toronto.ca/TWONTO#level_switch
5836 | COL-PLB-LSLL-0301 | Switch,Level, Low-Low, Wet Well #3 | COL-PLB-WEL-0300 | Wet Well | Switch,Level-Low-Low | Switch |  | LSLL | http://www.toronto.ca/TWONTO#level_switch
5860 | COL-PLB-PSL-0120 | Switch, Pressure-Low | COL-PLB | Long Branch Pumping Station | Switch | Switch | 34547 | PSL | http://www.toronto.ca/TWONTO#pressure_switch
5861 | COL-PLB-PSL-0120 | Switch, Pressure-Low | COL-PLB-SUSPENDED | Longbranch P.S.suspended entities | Switch | Switch | 34547 | PSL | http://www.toronto.ca/TWONTO#pressure_switch
5862 | COL-PLB-PSL-0122 | Switch, Pressure-Low | COL-PLB-AUX-MECH | Mechanical Equipment | Switch | Switch | 34549 | PSL | http://www.toronto.ca/TWONTO#pressure_switch
5876 | COL-PLB-SW-0001 | Switch, Main Electrical Disconnect | COL-PLB-AUX-MECH | Mechanical Equipment | Switch | Switch |  | SW | http://www.toronto.ca/TWONTO#disconnect_switch
5877 | COL-PLB-SW-0001 | Switch, Main Electrical Disconnect | COL-PLB-MCC-0195A | Motor Control Centre | Switch | Switch |  | SW | http://www.toronto.ca/TWONTO#disconnect_switch
5888 | COL-PLB-TS-0001 | Switch, Transfer | COL-PLB-AUX-ELEC | Electrical Equipment | Switch | Switch |  | TS | http://www.toronto.ca/TWONTO#transfer_switch
5889 | COL-PLB-TS-0001 | Switch, Transfer | COL-PLB-AUX-MECH | Mechanical Equipment | Switch | Switch |  | TS | http://www.toronto.ca/TWONTO#transfer_switch
5890 | COL-PLB-TS-0001 | Switch, Transfer | COL-PLB-MCC-0195A | Motor Control Centre | Switch | Switch |  | TS | http://www.toronto.ca/TWONTO#transfer_switch
5891 | COL-PLB-TSH-0151A | Switch, Temperature-High | COL-PLB-AUX-MECH | Mechanical Equipment | Switch | Switch | 34550 | TSH | http://www.toronto.ca/TWONTO#temperature_switch
5892 | COL-PLB-TSH-0151A | Switch, Temperature-High | COL-PLB-SUSPENDED | Longbranch P.S.suspended entities | Switch | Switch | 34550 | TSH | http://www.toronto.ca/TWONTO#temperature_switch
5893 | COL-PLB-TSH-0151B | Switch, Temperature-High | COL-PLB | Long Branch Pumping Station | Switch | Switch | 34551 | TSH | http://www.toronto.ca/TWONTO#temperature_switch
5894 | COL-PLB-TSH-0151C | Switch, Temperature-High | COL-PLB-AUX-MECH | Mechanical Equipment | Switch | Switch | 34552 | TSH | http://www.toronto.ca/TWONTO#temperature_switch
5895 | COL-PLB-TSH-0151C | Switch, Temperature-High | COL-PLB-SUSPENDED | Longbranch P.S.suspended entities | Switch | Switch | 34552 | TSH | http://www.toronto.ca/TWONTO#temperature_switch
5896 | COL-PLB-TSH-0151E | Switch, Temperature-High | COL-PLB | Long Branch Pumping Station | Switch | Switch | 34553 | TSH | http://www.toronto.ca/TWONTO#temperature_switch
5897 | COL-PLB-TSH-0151F | Switch, Temperature-High | COL-PLB-AUX-MECH | Mechanical Equipment | Switch | Switch | 34554 | TSH | http://www.toronto.ca/TWONTO#temperature_switch
5898 | COL-PLB-TSH-0151F | Switch, Temperature-High | COL-PLB-SUSPENDED | Longbranch P.S.suspended entities | Switch | Switch | 34554 | TSH | http://www.toronto.ca/TWONTO#temperature_switch
6219 | COL-PMM-LSH-0001 | Switch, Level-High | COL-PMM | Mimico Pumping Station | Switch,Level | Switch |  | LSH | http://www.toronto.ca/TWONTO#level_switch
6220 | COL-PMM-LSH-0105 | Switch, Level-High | COL-PMM-MISC | Miscellaneous Equipment | Switch,Level-High | Switch |  | LSH | http://www.toronto.ca/TWONTO#level_switch
6221 | COL-PMM-LSH-0108 | Switch, Level-High | COL-PMM | Mimico Pumping Station | Switch,Level | Switch | 36006 | LSH | http://www.toronto.ca/TWONTO#level_switch
6222 | COL-PMM-LSH-0108 | Switch, Level-High | COL-PMM-MISC | Miscellaneous Equipment | Switch,Level | Switch | 36006 | LSH | http://www.toronto.ca/TWONTO#level_switch
6223 | COL-PMM-LSH-0110 | Switch, Level-High | COL-PMM | Mimico Pumping Station | Switch,Level-High | Switch |  | LSH | http://www.toronto.ca/TWONTO#level_switch
6224 | COL-PMM-LSH-0111 | Switch, Level-High | COL-PMM | Mimico Pumping Station | Switch,Level-High | Switch |  | LSH | http://www.toronto.ca/TWONTO#level_switch
6225 | COL-PMM-LSH-0153 | Switch, Level-High | COL-PMM | Mimico Pumping Station | Switch,Level-High | Switch |  | LSH | http://www.toronto.ca/TWONTO#level_switch
6226 | COL-PMM-LSH-0153 | Switch, Level-High | COL-PMM-MISC | Miscellaneous Equipment | Switch,Level-High | Switch |  | LSH | http://www.toronto.ca/TWONTO#level_switch
6227 | COL-PMM-LSHH-0204 | Switch,Level, High-High, Float Mode, Wet Well #2 | COL-PMM-WEL-0200 | Wet Well | Switch,Level-High-High | Switch |  | LSHH | http://www.toronto.ca/TWONTO#level_switch
6228 | COL-PMM-LSL-0106 | Switch, Level-Low | COL-PMM | Mimico Pumping Station | Switch | Switch | 36007 | LSL | http://www.toronto.ca/TWONTO#level_switch
6229 | COL-PMM-LSL-0109 | Switch, Level-Low | COL-PMM | Mimico Pumping Station | Switch | Switch | 36008 | LSL | http://www.toronto.ca/TWONTO#level_switch
6230 | COL-PMM-LSLL-0201 | Switch,Level, Low-Low, Wet Well #2 | COL-PMM-WEL-0200 | Wet Well | Switch,Level-Low-Low | Switch |  | LSLL | http://www.toronto.ca/TWONTO#level_switch
6261 | COL-PMM-PSL-0120 | Switch, Pressure-Low | COL-PMM | Mimico Pumping Station | Switch,Pressure-Low | Switch |  | PSL | http://www.toronto.ca/TWONTO#pressure_switch
6262 | COL-PMM-PSL-0120 | Switch, Pressure-Low | COL-PMM-MISC | Miscellaneous Equipment | Switch,Pressure-Low | Switch |  | PSL | http://www.toronto.ca/TWONTO#pressure_switch
6263 | COL-PMM-PSL-0120 | Switch, Pressure-Low | COL-PMM-P-0120 | Pump, Centrifugal, Mimico Pump #1 | Switch,Pressure-Low | Switch |  | PSL | http://www.toronto.ca/TWONTO#pressure_switch
6264 | COL-PMM-PSL-0122 | Switch, Pressure-Low | COL-PMM | Mimico Pumping Station | Switch,Pressure-Low | Switch |  | PSL | http://www.toronto.ca/TWONTO#pressure_switch
6275 | COL-PMM-TS-0154 | Switch, Transfer | COL-PMM-MCC-0001 | Motor Control Centre | Switch | Switch |  | TS | http://www.toronto.ca/TWONTO#transfer_switch
6597 | COL-PNT-FS-0100 | Switch, Flow-Low | COL-PNT-MISC | Miscellaneous Equipment | Switch,Flow | Switch |  | FS | http://www.toronto.ca/TWONTO#flow_switch
6616 | COL-PNT-LSH-0001 | Switch, Level-High | COL-PNT-MISC | Miscellaneous Equipment | Switch,Level | Switch | 36017 | LSH | http://www.toronto.ca/TWONTO#level_switch
6617 | COL-PNT-LSH-0103 | Switch,Level, High, Wet Well #1 | COL-PNT-WEL-0100 | Wet Well | Switch,Level-High | Switch |  | LSH | http://www.toronto.ca/TWONTO#level_switch
6618 | COL-PNT-LSH-0105 | Switch, Level-High | COL-PNT | New Toronto Pumping Station | Switch,Level-High | Switch |  | LSH | http://www.toronto.ca/TWONTO#level_switch
6619 | COL-PNT-LSH-0105 | Switch, Level-High | COL-PNT-MISC | Miscellaneous Equipment | Switch,Level-High | Switch |  | LSH | http://www.toronto.ca/TWONTO#level_switch
6620 | COL-PNT-LSH-0105 | Switch, Level-High | COL-PNT-WEL-0100 | Wet Well | Switch,Level-High | Switch |  | LSH | http://www.toronto.ca/TWONTO#level_switch
6621 | COL-PNT-LSH-0108 | Switch, Level-High | COL-PNT-MISC | Miscellaneous Equipment | Switch,Level | Switch | 36019 | LSH | http://www.toronto.ca/TWONTO#level_switch
6622 | COL-PNT-LSH-0110 | Switch, Level-High | COL-PNT-MISC | Miscellaneous Equipment | Switch,Level-High | Switch |  | LSH | http://www.toronto.ca/TWONTO#level_switch
6623 | COL-PNT-LSH-0111 | Switch, Level-High | COL-PNT-MISC | Miscellaneous Equipment | Switch,Level | Switch | 36020 | LSH | http://www.toronto.ca/TWONTO#level_switch
6624 | COL-PNT-LSHH-0204 | Switch,Level, High-High, Float Mode, Wet Well #2 | COL-PNT-WEL-0200 | Wet Well | Switch,Level-High-High | Switch |  | LSHH | http://www.toronto.ca/TWONTO#level_switch
6625 | COL-PNT-LSLL-0101 | Switch,Level, Low-Low, Wet Well #1 | COL-PNT-WEL-0100 | Wet Well | Switch,Level-Low-Low | Switch |  | LSLL | http://www.toronto.ca/TWONTO#level_switch
6626 | COL-PNT-LSLL-0201 | Switch,Level, Low-Low, Wet Well #2 | COL-PNT-WEL-0200 | Wet Well | Switch,Level-Low-Low | Switch |  | LSLL | http://www.toronto.ca/TWONTO#level_switch
6640 | COL-PNT-PSL-0120 | Switch, Pressure-Low | COL-PNT | New Toronto Pumping Station | Switch,Pressure-Low | Switch |  | PSL | http://www.toronto.ca/TWONTO#pressure_switch
6641 | COL-PNT-PSL-0120 | Switch, Pressure-Low | COL-PNT-MISC | Miscellaneous Equipment | Switch,Pressure-Low | Switch |  | PSL | http://www.toronto.ca/TWONTO#pressure_switch
6642 | COL-PNT-PSL-0121 | Switch, Pressure-Low | COL-PNT | New Toronto Pumping Station | Switch,Pressure-Low | Switch |  | PSL | http://www.toronto.ca/TWONTO#pressure_switch
6643 | COL-PNT-PSL-0121 | Switch, Pressure-Low | COL-PNT-MISC | Miscellaneous Equipment | Switch,Pressure-Low | Switch |  | PSL | http://www.toronto.ca/TWONTO#pressure_switch
6644 | COL-PNT-PSL-0121 | Switch, Pressure-Low | COL-PNT-P-0121 | Pump, Centrifugal, Pump 2 | Switch,Pressure-Low | Switch |  | PSL | http://www.toronto.ca/TWONTO#pressure_switch
6645 | COL-PNT-PSL-0122 | Switch, Pressure-Low | COL-PNT | New Toronto Pumping Station | Switch,Pressure-Low | Switch |  | PSL | http://www.toronto.ca/TWONTO#pressure_switch
6646 | COL-PNT-PSL-0122 | Switch, Pressure-Low | COL-PNT-MISC | Miscellaneous Equipment | Switch,Pressure-Low | Switch |  | PSL | http://www.toronto.ca/TWONTO#pressure_switch
6647 | COL-PNT-PSL-0122 | Switch, Pressure-Low | COL-PNT-P-0122 | Pump, Centrifugal, Pump 3 | Switch,Pressure-Low | Switch |  | PSL | http://www.toronto.ca/TWONTO#pressure_switch
6654 | COL-PNT-SW-0154 | Switch, Transfer | COL-PNT | New Toronto Pumping Station | Switch | Switch |  | SW | http://www.toronto.ca/TWONTO#transfer_switch
6655 | COL-PNT-SW-0154 | Switch, Transfer | COL-PNT-MISC | Miscellaneous Equipment | Switch | Switch |  | SW | http://www.toronto.ca/TWONTO#transfer_switch
6661 | COL-PNT-TS-0154 | Switch, Transfer | COL-PNT-MCC-0195 | Motor Control Centre | Switch | Switch |  | TS | http://www.toronto.ca/TWONTO#transfer_switch
6703 | COL-POM-LS-0103 | Switch, Level-High | COL-POM | Old Mill Sewage Pumping Station | Switch,Level | Switch |  | LS | http://www.toronto.ca/TWONTO#level_switch
6704 | COL-POM-LSH-0103 | Switch, Level-High | COL-POM-MISC | Miscellaneous Equipment | Switch,Level | Switch |  | LSH | http://www.toronto.ca/TWONTO#level_switch
6705 | COL-POM-LSH-0104 | Switch, Level-High | COL-POM-MISC | Miscellaneous Equipment | Switch,Level | Switch |  | LSH | http://www.toronto.ca/TWONTO#level_switch
6706 | COL-POM-LSHH-0105 | Switch, Level High-High | COL-POM | Old Mill Sewage Pumping Station | Switch,Level | Switch |  | LSHH | http://www.toronto.ca/TWONTO#level_switch
6707 | COL-POM-LSL-0102 | Switch, Level-Low | COL-POM-MISC | Miscellaneous Equipment | Switch | Switch |  | LSL | http://www.toronto.ca/TWONTO#level_switch
6708 | COL-POM-LSLL-0101 | Switch, Level Low-Low | COL-POM | Old Mill Sewage Pumping Station | Switch,Level | Switch |  | LSLL | http://www.toronto.ca/TWONTO#level_switch
6709 | COL-POM-LSLL-0101 | Switch, Level Low-Low | COL-POM-MISC | Miscellaneous Equipment | Switch,Level | Switch |  | LSLL | http://www.toronto.ca/TWONTO#level_switch
6717 | COL-POM-SW-0001 | Switch, Main Power | COL-POM | Old Mill Sewage Pumping Station | Switch | Switch |  | SW | http://www.toronto.ca/TWONTO#disconnect_switch
6718 | COL-POM-SW-0002 | Switch, Transformer | COL-POM | Old Mill Sewage Pumping Station | Switch | Switch |  | SW | http://www.toronto.ca/TWONTO#disconnect_switch
6721 | COL-POM-TS-0001 | Switch, Auto Transfer | COL-POM-MISC | Miscellaneous Equipment | Switch | Switch |  | TS | http://www.toronto.ca/TWONTO#transfer_switch
6800 | COL-PQW-LSH-0001 | Switch, Level-High | COL-PQW | Queensway Sewage Pumping Station | Switch,Level | Switch |  | LSH | http://www.toronto.ca/TWONTO#level_switch
6801 | COL-PQW-LSH-0001 | Switch, Level-High | COL-PQW-MISC | Miscellaneous Equipment | Switch,Level | Switch |  | LSH | http://www.toronto.ca/TWONTO#level_switch
6802 | COL-PQW-LSH-0103 | Switch, Level-High | COL-PQW | Queensway Sewage Pumping Station | Switch,Level | Switch |  | LSH | http://www.toronto.ca/TWONTO#level_switch
6803 | COL-PQW-LSH-0103 | Switch, Level-High | COL-PQW-MISC | Miscellaneous Equipment | Switch,Level | Switch |  | LSH | http://www.toronto.ca/TWONTO#level_switch
6804 | COL-PQW-LSH-0105 | Switch, Level-High | COL-PQW-MISC | Miscellaneous Equipment | Switch,Level | Switch |  | LSH | http://www.toronto.ca/TWONTO#level_switch
6805 | COL-PQW-LSH-0203 | Switch, Level-High | COL-PQW | Queensway Sewage Pumping Station | Switch,Level | Switch |  | LSH | http://www.toronto.ca/TWONTO#level_switch
6806 | COL-PQW-LSH-0203 | Switch, Level-High | COL-PQW-MISC | Miscellaneous Equipment | Switch,Level | Switch |  | LSH | http://www.toronto.ca/TWONTO#level_switch
6807 | COL-PQW-LSH-0205 | Switch, Level-High | COL-PQW-MISC | Miscellaneous Equipment | Switch,Level | Switch |  | LSH | http://www.toronto.ca/TWONTO#level_switch
6808 | COL-PQW-LSHH-0104 | Switch, Level High-High | COL-PQW | Queensway Sewage Pumping Station | Switch,Level | Switch |  | LSHH | http://www.toronto.ca/TWONTO#level_switch
6809 | COL-PQW-LSHH-0104 | Switch, Level High-High | COL-PQW-MISC | Miscellaneous Equipment | Switch,Level | Switch |  | LSHH | http://www.toronto.ca/TWONTO#level_switch
6810 | COL-PQW-LSHH-0204 | Switch, Level High-High | COL-PQW | Queensway Sewage Pumping Station | Switch,Level | Switch |  | LSHH | http://www.toronto.ca/TWONTO#level_switch
6811 | COL-PQW-LSHH-0204 | Switch, Level High-High | COL-PQW-MISC | Miscellaneous Equipment | Switch,Level | Switch |  | LSHH | http://www.toronto.ca/TWONTO#level_switch
6812 | COL-PQW-LSL-0202 | Switch, Level-Low | COL-PQW | Queensway Sewage Pumping Station | Switch | Switch |  | LSL | http://www.toronto.ca/TWONTO#level_switch
6813 | COL-PQW-LSL-0202 | Switch, Level-Low | COL-PQW-MISC | Miscellaneous Equipment | Switch | Switch |  | LSL | http://www.toronto.ca/TWONTO#level_switch
6814 | COL-PQW-LSLL-0201 | Switch, Level Low-Low | COL-PQW | Queensway Sewage Pumping Station | Switch,Level | Switch |  | LSLL | http://www.toronto.ca/TWONTO#level_switch
6815 | COL-PQW-LSLL-0201 | Switch, Level Low-Low | COL-PQW-MISC | Miscellaneous Equipment | Switch,Level | Switch |  | LSLL | http://www.toronto.ca/TWONTO#level_switch
6828 | COL-PQW-TS-0001 | Switch, Transfer | COL-PQW-MISC | Miscellaneous Equipment | Switch | Switch |  | TS | http://www.toronto.ca/TWONTO#transfer_switch
6930 | COL-PRG-LSH-0104 | Switch, Level-High | COL-PRG-MISC | Miscellaneous Equipment | Switch,Level | Switch |  | LSH | http://www.toronto.ca/TWONTO#level_switch
6931 | COL-PRG-LSL-0102 | Switch, Level-Low | COL-PRG-MISC | Miscellaneous Equipment | Switch | Switch |  | LSL | http://www.toronto.ca/TWONTO#level_switch
6932 | COL-PRG-LSLL-0101 | Switch, Level Low-Low | COL-PRG-MISC | Miscellaneous Equipment | Switch,Level | Switch |  | LSLL | http://www.toronto.ca/TWONTO#level_switch
6936 | COL-PRG-TS-0001 | Switch, Transfer | COL-PRG-MISC | Miscellaneous Equipment | Switch | Switch |  | TS | http://www.toronto.ca/TWONTO#transfer_switch
7788 | COL-PSW-FS-0100 | Switch, Flow, HVAC | COL-PSW-AHU-0100 | Air Handling Unit | Switch,Flow | Switch |  | FS | http://www.toronto.ca/TWONTO#flow_switch
7805 | COL-PSW-LSH-0001 | Switch, Level-High | COL-PSW-MISC | Miscellaneous Equipment | Switch,Level | Switch |  | LSH | http://www.toronto.ca/TWONTO#level_switch
7806 | COL-PSW-LSH-0103 | Switch,Level, High, Wet Well #1 | COL-PSW-WEL-0100 | Wet Well | Switch,Level-High | Switch |  | LSH | http://www.toronto.ca/TWONTO#level_switch
7807 | COL-PSW-LSH-0105 | Switch, Level-High | COL-PSW-WEL-0100 | Wet Well | Switch,Level-High | Switch |  | LSH | http://www.toronto.ca/TWONTO#level_switch
7808 | COL-PSW-LSH-0108 | Switch, Level-High | COL-PSW-MISC | Miscellaneous Equipment | Switch,Level | Switch | 36085 | LSH | http://www.toronto.ca/TWONTO#level_switch
7809 | COL-PSW-LSH-0110 | Switch, Level-High | COL-PSW-MISC | Miscellaneous Equipment | Switch,Level-High | Switch |  | LSH | http://www.toronto.ca/TWONTO#level_switch
7810 | COL-PSW-LSH-0111 | Switch, Level-High | COL-PSW | Swansea Pumping Station | Switch,Level | Switch | 36086 | LSH | http://www.toronto.ca/TWONTO#level_switch
7811 | COL-PSW-LSH-0153 | Switch, Level-High | COL-PSW-MISC | Miscellaneous Equipment | Switch,Level-High | Switch |  | LSH | http://www.toronto.ca/TWONTO#level_switch
7812 | COL-PSW-LSH-0203 | Switch,Level, High, Wet Well #2 | COL-PSW-WEL-0200 | Wet Well | Switch,Level-High | Switch |  | LSH | http://www.toronto.ca/TWONTO#level_switch
7813 | COL-PSW-LSHH-0104 | Switch,Level, High-High, Float Mode, Wet Well #1 | COL-PSW-WEL-0100 | Wet Well | Switch,Level-High-High | Switch |  | LSHH | http://www.toronto.ca/TWONTO#level_switch
7814 | COL-PSW-LSHH-0204 | Switch,Level, High-High, Float Mode, Wet Well #2 | COL-PSW-WEL-0200 | Wet Well | Switch,Level-High-High | Switch |  | LSHH | http://www.toronto.ca/TWONTO#level_switch
7815 | COL-PSW-LSL-0102 | Switch,Level, Low, Wet Well #1 | COL-PSW-WEL-0100 | Wet Well | Switch,Level-Low | Switch |  | LSL | http://www.toronto.ca/TWONTO#level_switch
7816 | COL-PSW-LSL-0106 | Switch, Level-Low | COL-PSW | Swansea Pumping Station | Switch,Level | Switch | 36087 | LSL | http://www.toronto.ca/TWONTO#level_switch
7817 | COL-PSW-LSL-0109 | Switch, Level-Low | COL-PSW-MISC | Miscellaneous Equipment | Switch,Level | Switch | 36088 | LSL | http://www.toronto.ca/TWONTO#level_switch
7818 | COL-PSW-LSL-0157 | Switch, Level-Low | COL-PSW-MISC | Miscellaneous Equipment | Switch,Level | Switch | 36089 | LSL | http://www.toronto.ca/TWONTO#level_switch
7819 | COL-PSW-LSLL-0101 | Switch,Level, Low-Low, Wet Well #1 | COL-PSW-WEL-0100 | Wet Well | Switch,Level-Low-Low | Switch |  | LSLL | http://www.toronto.ca/TWONTO#level_switch
7820 | COL-PSW-LSLL-0201 | Switch,Level, Low-Low, Wet Well #2 | COL-PSW-WEL-0200 | Wet Well | Switch,Level-Low-Low | Switch |  | LSLL | http://www.toronto.ca/TWONTO#level_switch
7834 | COL-PSW-PSL-0120 | Switch, Pressure-Low | COL-PSW | Swansea Pumping Station | Switch,Pressure-Low | Switch |  | PSL | http://www.toronto.ca/TWONTO#pressure_switch
7835 | COL-PSW-PSL-0120 | Switch, Pressure-Low | COL-PSW-P-0120 | Pump, Centrifugal Swage | Switch,Pressure-Low | Switch |  | PSL | http://www.toronto.ca/TWONTO#pressure_switch
7836 | COL-PSW-PSL-0121 | Switch, Pressure-Low | COL-PSW | Swansea Pumping Station | Switch,Pressure-Low | Switch |  | PSL | http://www.toronto.ca/TWONTO#pressure_switch
7837 | COL-PSW-PSL-0122 | Switch, Pressure-Low | COL-PSW | Swansea Pumping Station | Switch,Pressure-Low | Switch |  | PSL | http://www.toronto.ca/TWONTO#pressure_switch
7838 | COL-PSW-PSL-0122 | Switch, Pressure-Low | COL-PSW-MISC | Miscellaneous Equipment | Switch,Pressure-Low | Switch |  | PSL | http://www.toronto.ca/TWONTO#pressure_switch
8124 | COL-PWN-LSH-0002 | Switch, Level-High | COL-PWN | Warren Park Pumping Station | Switch,Level | Switch |  | LSH | http://www.toronto.ca/TWONTO#level_switch
8125 | COL-PWN-LSH-0002 | Switch, Level-High | COL-PWN-MISC | Miscellaneous Equipment | Switch,Level | Switch |  | LSH | http://www.toronto.ca/TWONTO#level_switch
8126 | COL-PWN-LSHH-0105 | Switch, Level High-High | COL-PWN | Warren Park Pumping Station | Switch,Level | Switch |  | LSHH | http://www.toronto.ca/TWONTO#level_switch
8127 | COL-PWN-LSL-0102 | Switch, Level-Low | COL-PWN-MISC | Miscellaneous Equipment | Switch,Level | Switch |  | LSL | http://www.toronto.ca/TWONTO#level_switch
8128 | COL-PWN-LSLL-0101 | Switch, Level Low-Low | COL-PWN | Warren Park Pumping Station | Switch,Level | Switch |  | LSLL | http://www.toronto.ca/TWONTO#level_switch
8129 | COL-PWN-LSLL-0101 | Switch, Level Low-Low | COL-PWN-MISC | Miscellaneous Equipment | Switch,Level | Switch |  | LSLL | http://www.toronto.ca/TWONTO#level_switch
8140 | COL-PWN-SW-0001 | Switch, Power | COL-PWN-MISC | Miscellaneous Equipment | Switch | Switch |  | SW | http://www.toronto.ca/TWONTO#disconnect_switch
8141 | COL-PWN-SW-0003 | Switch, Heater | COL-PWN | Warren Park Pumping Station | Switch | Switch |  | SW | http://www.toronto.ca/TWONTO#disconnect_switch
8142 | COL-PWN-SW-0003 | Switch, Heater | COL-PWN-MISC | Miscellaneous Equipment | Switch | Switch |  | SW | http://www.toronto.ca/TWONTO#disconnect_switch
8143 | COL-PWN-TSL-0001 | Switch, Temperature-Low | COL-PWN-MISC | Miscellaneous Equipment | Switch | Switch |  | TSL | http://www.toronto.ca/TWONTO#temperature_switch
8144 | COL-PWN-TSL-0002 | Switch, Temperature-Low | COL-PWN-MISC | Miscellaneous Equipment | Switch | Switch |  | TSL | http://www.toronto.ca/TWONTO#temperature_switch
8229 | COL-PWR-FS-0101 | HVAC, Switch, Flow, West Rouge PS | COL-PWR-AUX-MECH | Mechanical Equipment | Switch,Flow | Switch |  | FS | http://www.toronto.ca/TWONTO#flow_switch
8272 | COL-PWR-LSH-0003 | Switch, Level-High, Dry Well Pump floor, West Rouge PS | COL-PWR-AUX-INST | Instrumentation Equipment | Switch,Level-High | Switch |  | LSH | http://www.toronto.ca/TWONTO#level_switch
8273 | COL-PWR-LSH-0004 | Switch,Level, High, Wet Well | COL-PWR-MISC | Miscellaneous Equipment | Switch,Level-High | Switch |  | LSH | http://www.toronto.ca/TWONTO#level_switch
8274 | COL-PWR-LSH-0006 | Switch,Level, High, Wet Well | COL-PWR-MISC | Miscellaneous Equipment | Switch,Level-High | Switch |  | LSH | http://www.toronto.ca/TWONTO#level_switch
8275 | COL-PWR-LSH-0103 | Switch,Level, High, Wet Well #1 | COL-PWR-AUX-INST | Instrumentation Equipment | Switch,Level-High | Switch |  | LSH | http://www.toronto.ca/TWONTO#level_switch
8276 | COL-PWR-LSH-0203 | Switch,Level, High, Wet Well #2 | COL-PWR-WEL-0200 | Well, Wet Well #2, West Rouge PS | Switch,Level-High | Switch |  | LSH | http://www.toronto.ca/TWONTO#level_switch
8277 | COL-PWR-LSH-0205 | Switch,Level, High, Flood Alarm, Wet Well #2 | COL-PWR | West Rouge Pumping Station | Switch,Level-High | Switch |  | LSH | http://www.toronto.ca/TWONTO#level_switch
8286 | COL-PWR-LSHH-0104 | Switch,Level, High-High, Float Mode, Wet Well #1 | COL-PWR-WEL-0100 | Well, Wet Well #1, West Rouge PS | Switch,Level-High-High | Switch |  | LSHH | http://www.toronto.ca/TWONTO#level_switch
8287 | COL-PWR-LSHH-0204 | Switch,Level, High-High, Float Mode, Wet Well #2 | COL-PWR-AUX-INST | Instrumentation Equipment | Switch,Level-High-High | Switch |  | LSHH | http://www.toronto.ca/TWONTO#level_switch
8288 | COL-PWR-LSHH-0204 | Switch,Level, High-High, Float Mode, Wet Well #2 | COL-PWR-WEL-0200 | Well, Wet Well #2, West Rouge PS | Switch,Level-High-High | Switch |  | LSHH | http://www.toronto.ca/TWONTO#level_switch
8289 | COL-PWR-LSL-0001 | Switch,Level, Low, Sump pump pit, Dry well | COL-PWR-SUSPENDED | West Rouge P.S.suspended entities | Switch,Level-Low | Switch | 35108 | LSL | http://www.toronto.ca/TWONTO#level_switch
8293 | COL-PWR-LSL-0202 | Switch,Level, Low, Wet Well #2 | COL-PWR-AUX-INST | Instrumentation Equipment | Switch,Level-Low | Switch |  | LSL | http://www.toronto.ca/TWONTO#level_switch
8297 | COL-PWR-LSLL-0201 | Switch,Level, Low-Low, Wet Well #2 | COL-PWR-AUX-INST | Instrumentation Equipment | Switch,Level-Low-Low | Switch |  | LSLL | http://www.toronto.ca/TWONTO#level_switch
8341 | COL-PWR-TS-0001 | Switch, Automatic Transfer, Emergency Power, East Wall Control Room | COL-PWR-AUX-ELEC | Electrical Equipment | Control Panel | Switch |  | TS | http://www.toronto.ca/TWONTO#transfer_switch
8342 | COL-PWR-TSH-0101 | HVAC, Switch, Temperature, West Rouge PS | COL-PWR-AUX-MECH | Mechanical Equipment | Switch,Temperature | Switch |  | TSH | http://www.toronto.ca/TWONTO#temperature_switch
8592 | COL-120-PSH-0701 | Switch, Pressure Differential, High, Filter F-0701 Plugged, Coxwell Chamber CH-0700 | COL-120-CH-0700 | Coxwell Control Chamber #7 | Switch,Pressure | Switch |  | PSH | http://www.toronto.ca/TWONTO#pressure_switch
8596 | COL-120-TS-0701 | Transfer Switch, Coxwell Control Chambers No. 7&8, MTI | COL-MTI-CH-0700 | Chamber,Boston Dome Chamber No.7,MTI | Switch | Switch |  | TS | http://www.toronto.ca/TWONTO#transfer_switch
8597 | COL-120-TSH-0700 | Switch, Temperature, High, Oil, Hydraulic System, Coxwell Chamber CH-0700 | COL-120-CH-0700 | Coxwell Control Chamber #7 | Switch,Temperature | Switch |  | TSH | http://www.toronto.ca/TWONTO#temperature_switch
8606 | COL-BCV-LSH-0001 | Switch, Level-High | COL-BCV | Carlingview Blower Station | Switch,Level | Switch |  | LSH | http://www.toronto.ca/TWONTO#level_switch
8607 | COL-BCV-LSH-0001 | Switch, Level-High | COL-BCV-MISC | Miscellaneous Equipment | Switch,Level | Switch |  | LSH | http://www.toronto.ca/TWONTO#level_switch
8610 | COL-BCV-TSL-0001 | Switch, Temperature-Low | COL-BCV | Carlingview Blower Station | Switch | Switch |  | TSL | http://www.toronto.ca/TWONTO#temperature_switch
8611 | COL-BCV-TSL-0001 | Switch, Temperature-Low | COL-BCV-MISC | Miscellaneous Equipment | Switch | Switch |  | TSL | http://www.toronto.ca/TWONTO#temperature_switch
8622 | COL-BDC-LSH-0001 | Switch, Level-High | COL-BDC | Disco Blower Station | Switch,Level | Switch |  | LSH | http://www.toronto.ca/TWONTO#level_switch
8623 | COL-BDC-SW-0001 | Switch, Power | COL-BDC | Disco Blower Station | Switch | Switch |  | SW | http://www.toronto.ca/TWONTO#disconnect_switch
8624 | COL-BDC-TSH-0001 | Switch, Temperature-High | COL-BDC | Disco Blower Station | Switch | Switch |  | TSH | http://www.toronto.ca/TWONTO#temperature_switch
8625 | COL-BDC-TSH-0001 | Switch, Temperature-High | COL-BDC-MISC | Miscellaneous Equipment | Switch | Switch |  | TSH | http://www.toronto.ca/TWONTO#temperature_switch
8626 | COL-BDC-TSL-0001 | Switch, Temperature-Low | COL-BDC | Disco Blower Station | Switch | Switch |  | TSL | http://www.toronto.ca/TWONTO#temperature_switch
9000 | COL-BEB-SW-0001 | Switch, Power | COL-BEB | Edenbridge Blower Station | Switch | Switch |  | SW | http://www.toronto.ca/TWONTO#disconnect_switch
9001 | COL-BEB-SW-0001 | Switch, Power | COL-BEB-MISC | Miscellaneous Equipment | Switch | Switch |  | SW | http://www.toronto.ca/TWONTO#disconnect_switch
9007 | COL-CCC-LSL-0002 | Switch, Level Low | COL-CCC-MISC | Miscellaneous Equipment | Switch,Level | Switch |  | LSL | http://www.toronto.ca/TWONTO#level_switch
9008 | COL-CCC-LSL-0102 | Switch, Level Low | COL-CCC-MISC | Miscellaneous Equipment | Switch,Level | Switch |  | LSL | http://www.toronto.ca/TWONTO#level_switch
9009 | COL-CCC-LSLL-0101 | Switch, Level Low-Low | COL-CCC-MISC | Miscellaneous Equipment | Switch,Level | Switch |  | LSLL | http://www.toronto.ca/TWONTO#level_switch
9012 | COL-CCC-TS-0001 | Switch, Transfer | COL-CCC | Charles Caccia Park Storm Sanitary Combined Water Tank | Switch | Switch |  | TS | http://www.toronto.ca/TWONTO#transfer_switch
10176 | COL-MTI-LSH-2301B | Switch,Level-High,Upstream, Simcoe Control Chamber No.23B, MTI | COL-MTI | Mid-Toronto Interceptor | Switch,Level-High | Switch |  | LSH | http://www.toronto.ca/TWONTO#level_switch
10177 | COL-MTI-LSH-2301B | Switch,Level-High,Upstream, Simcoe Control Chamber No.23B, MTI | COL-MTI-CH-2300B | Chamber,Simcoe Control Chamber No.23B, MTI | Switch,Level-High | Switch |  | LSH | http://www.toronto.ca/TWONTO#level_switch
10234 | COL-MTI-LSL-2300B | Switch, Level-Low, Simcoe Control Chamber #23B | COL-MTI-CH-2000B | Chamber, Scott Interconnecting Sewer (107) (Scott St. & Lombard St.) Divert Flow from HLI to MTI | Switch | Switch |  | LSL | http://www.toronto.ca/TWONTO#level_switch
10262 | COL-MTI-PIT-2300B | Transmitter, Pressure, Hydraulic Power Unit, Simcoe Control Chamber No.23B, MTI | COL-MTI-CH-2300B | Chamber,Simcoe Control Chamber No.23B, MTI | Pressure Sensor,Gauge,Pressure | Switch |  | PIT | http://www.toronto.ca/TWONTO#pressure_transmitter
10274 | FCL-ACC-FS-0101 | Heater, Convection, Admin Building Ground Floor, Women's Washroom 106 | FCL-ACC-AHU-0101 | Air Handling Unit, Low Lift Screen Room Ventilation System, Low lift Screen Room | Switch,Flow | Switch |  | FS | http://www.toronto.ca/TWONTO#flow_switch
10275 | FCL-ACC-FS-0103 | Switch, Loss of Air Flow, Low Lift Pump Room Recirculation System East | FCL-ACC-FN-0105 | Fan, Heater HTR-0103 Supply, Low Lift Pump Room Recirculation System East | Switch,Flow | Switch |  | FS | http://www.toronto.ca/TWONTO#flow_switch
10276 | FCL-ACC-FS-0201 | Switch, Loss of Air Flow,Lunch Room/Locker Room/Washroom/Lobby Ventilation System,Dry Chemical Bldg. | FCL-ACC-FN-0201 | Fan, Vane, Axial, Lunch Room/Locker Room/Washroom/Lobby Ventilation System, Dry Chemical Building | Switch,Flow | Switch |  | FS | http://www.toronto.ca/TWONTO#flow_switch
10277 | FCL-ACC-FS-0410 | Switch, Loss of Air Flow, Supply Air to Electrical Shop/Basement, High Lift Heating&Ventilation Room | FCL-ACC-AHU-0401 | Air Handling Unit, High Lift PS Control Room,Electrical Shop,Basement Office Air Supply,Control Room | Switch,Flow | Switch |  | FS | http://www.toronto.ca/TWONTO#flow_switch
10279 | FCL-ACC-FS-0701 | Switch, Loss of Air Flow, Fan FN-0701 Discharge, Gaseous Chemical Building 2nd Floor S/W | FCL-ACC-FN-0701 | Fan, Vane, Axial, Supply, Cl&SO2 Machine Room/Storage Room Ventilation System, Gaseous Chemical Bldg | Switch,Flow | Switch |  | FS | http://www.toronto.ca/TWONTO#flow_switch
10280 | FCL-ACC-FS-0703 | Switch, Loss of Air Flow, Fan FN-0701 Discharge to Storage Room,Gaseous Chemical Bldg. 2nd Floor S/W | FCL-ACC-FN-0701 | Fan, Vane, Axial, Supply, Cl&SO2 Machine Room/Storage Room Ventilation System, Gaseous Chemical Bldg | Switch,Flow | Switch |  | FS | http://www.toronto.ca/TWONTO#flow_switch
10281 | FCL-ACC-FS-0706 | Switch, Loss of Air Flow, Fan FN-0702 Air to Caustic/Fluoride Room, Gaseous Chemical Bldg. Basement | FCL-ACC-CL | Gaseous Chemical Building HVAC Equipment | Switch,Flow | Switch |  | FS | http://www.toronto.ca/TWONTO#flow_switch
10393 | COL-MTI-PSH-2700B | Hydraulic Filter Plugged, HPU, Strachan St. Control Chamber No.27B, MTI | COL-MTI-CH-2700B | Chamber,Strachan St. Control Chamber No.27B, MTI |  | Switch |  | PSH | http://www.toronto.ca/TWONTO#pressure_switch
10394 | COL-MTI-PSH-2900 | Pressure Switch High, Hydraulic Power unit, Roxton St. Control Chamber#29 | COL-MTI-CH-2900 | Chamber,Roxton St. Control Chamber No.29, MTI | Switch | Switch |  | PSH | http://www.toronto.ca/TWONTO#pressure_switch
10395 | COL-MTI-PSH-3400 | Pressure switch High, Hydraulic Filter Plugged, Parkside St. Control Chamber No.34, MTI | COL-MTI-CH-3400 | Chamber,Parkside St. Control Chamber No.34, MTI | Switch,Pressure | Switch |  | PSH | http://www.toronto.ca/TWONTO#pressure_switch
10470 | COL-MTI-TS-1401 | Transfer Switch, Rosedale Valley Control Chamber No.14C, MTI | COL-MTI | Mid-Toronto Interceptor | Switch | Switch |  | TS | http://www.toronto.ca/TWONTO#transfer_switch
10471 | COL-MTI-TS-1401 | Transfer Switch, Rosedale Valley Control Chamber No.14C, MTI | COL-MTI-CH-1400C | Chamber,Rosedale Valley Control Chamber No.14C, MTI | Switch | Switch |  | TS | http://www.toronto.ca/TWONTO#transfer_switch
10475 | COL-MTI-TS-2301B | Transfer Switch, Simcoe Control Chamber No.23B, MTI | COL-MTI | Mid-Toronto Interceptor | Switch | Switch |  | TS | http://www.toronto.ca/TWONTO#transfer_switch
10476 | COL-MTI-TS-2301B | Transfer Switch, Simcoe Control Chamber No.23B, MTI | COL-MTI-CH-2300B | Chamber,Simcoe Control Chamber No.23B, MTI | Switch | Switch |  | TS | http://www.toronto.ca/TWONTO#transfer_switch
10477 | COL-MTI-TS-2301D | Transfer Switch, Simcoe Control Chamber No.2300D, MTI | COL-MTI-CH-2300D | Chamber,Simcoe Control Chamber No.2300D, MTI | Switch | Switch |  | TS | http://www.toronto.ca/TWONTO#transfer_switch
10478 | COL-MTI-TS-2701B | Transfer Switch, Strachan Control Chamber No.27B, MTI | COL-MTI-CH-2700B | Chamber,Strachan St. Control Chamber No.27B, MTI | Switch | Switch |  | TS | http://www.toronto.ca/TWONTO#transfer_switch
10479 | COL-MTI-TS-2901 | Transfer Switch, Roxton Control Chamber No.29, MTI | COL-MTI | Mid-Toronto Interceptor | Switch | Switch |  | TS | http://www.toronto.ca/TWONTO#transfer_switch
10480 | COL-MTI-TS-2901 | Transfer Switch, Roxton Control Chamber No.29, MTI | COL-MTI-CH-2900 | Chamber,Roxton St. Control Chamber No.29, MTI | Switch | Switch |  | TS | http://www.toronto.ca/TWONTO#transfer_switch
10481 | COL-MTI-TS-3401 | Transfer Switch, Parkside Control Chamber No.34, MTI | COL-MTI | Mid-Toronto Interceptor | Switch | Switch |  | TS | http://www.toronto.ca/TWONTO#transfer_switch
10482 | COL-MTI-TSH-0100 | TSH, High Temperature Switch, Hydraulic Reservoir, Hiawatha Control Chamber No.1, MTI | COL-MTI-CH-0100 | Chamber,Hiawatha Control Chamber No.1, MTI |  | Switch |  | TSH | http://www.toronto.ca/TWONTO#temperature_switch
10484 | COL-MTI-TSH-3400 | Switch, Temperature, High, Oil, Hydraulic System, MTI Chamber CH-3400 | COL-MTI-CH-3400 | Chamber,Parkside St. Control Chamber No.34, MTI | Switch,Temperature | Switch |  | TSH | http://www.toronto.ca/TWONTO#temperature_switch
10505 | COL-MTI-ZSH-2401 | Door Switch, Spadina Control Chamber No.24, MTI | COL-MTI | Mid-Toronto Interceptor | Switch | Switch |  | ZSH | http://www.toronto.ca/TWONTO#position_switch
10510 | COL-PAB-LSLL-0101 | Switch, Level Low-Low | COL-PAB-MISC | Miscellaneous Equipment | Switch,Level | Switch |  | LSLL | http://www.toronto.ca/TWONTO#level_switch
10798 | FCL-AI-PSH-0001 | Switch, Pressure, High, Instrument Air Tank T-0001, High Lift Building, Compressor Room | FCL-SA | Service Air | Switch,Pressure-High | Switch |  | PSH | http://www.toronto.ca/TWONTO#pressure_switch
10799 | FCL-AI-PSH-0100-SUS | Switch,Pressure | FCL-TRW-C-0101 | Compressor, Service Air Monitoring - High Lift |  | Switch | 36329 | PSH | http://www.toronto.ca/TWONTO#pressure_switch
10800 | FCL-AI-PSH-0201 | Switch, Pressure,High, Instrument Air Compressor C-0102, High Lift Building, Compressor Room | FCL-TRW-C-0102 | Compressor, Service Air Monitoring - High Lift | Switch,Pressure-High | Switch |  | PSH | http://www.toronto.ca/TWONTO#pressure_switch
10850 | FCL-ALM-FSL-0101(S) | Switch, Flow, Low, Alum, Flocculation & Sedimentation Tank 0101, Flocculation & Sedimentation Tanks | FCL-ALM | Coagulation | Switch,Flow-Low | Switch | 35206 | FSL | http://www.toronto.ca/TWONTO#flow_switch
10851 | FCL-ALM-FSL-0201(S) | Switch, Flow, Low, Alum, Flocculation & Sedimentation Tank 0201, Flocculation & Sedimentation Tanks | FCL-FLO-T-0101 | Tank, Flocculation | Switch,Flow-Low | Switch | 35207 | FSL | http://www.toronto.ca/TWONTO#flow_switch
10852 | FCL-ALM-FSL-0201(S) | Switch, Flow, Low, Alum, Flocculation & Sedimentation Tank 0201, Flocculation & Sedimentation Tanks | FCL-FLO-T-0201 | Tank, Flocculation | Switch,Flow-Low | Switch | 35207 | FSL | http://www.toronto.ca/TWONTO#flow_switch
10853 | FCL-ALM-FSL-0301 | Magmeter, Flow, Low, Alum, Flocculation & Sedimentation Tank 0301, Flocculation & Sedimentation Tanks | FCL-FLO-T-0101 | Tank, Flocculation | Switch,Flow-Low | Switch | 35566 | FSL | http://www.toronto.ca/TWONTO#flow_switch
10854 | FCL-ALM-FSL-0301(S) | Switch, Flow, Low, Alum, Flocculation & Sedimentation Tank 0301, Flocculation & Sedimentation Tanks | FCL-ALM | Coagulation | Switch,Flow-Low | Switch | 35208 | FSL | http://www.toronto.ca/TWONTO#flow_switch
10860 | FCL-ALM-LSH-0001 | Switch, Level-High, Concrete Spill Containment, Liquid Alum System | FCL-ALM-T-0001 | Tank, Alum Spill Containment, Liquid Alum System | Switch,Level-High | Switch |  | LSH | http://www.toronto.ca/TWONTO#level_switch
10861 | FCL-ALM-LSH-0002 | Switch, Level-High, Spill Containment Area, Alum System | FCL-ALM-T-0001 | Tank, Alum Spill Containment, Liquid Alum System | Switch,Level-High | Switch |  | LSH | http://www.toronto.ca/TWONTO#level_switch
10954 | COL-PAB-TS-0001 | Switch, Transfer | COL-PAB-MISC | Miscellaneous Equipment | Switch | Switch |  | TS | http://www.toronto.ca/TWONTO#transfer_switch
11012 | COL-PBG-LSH-0001 | Switch, Level-High | COL-PBG | Brule Gardens Sewage Pumping Station | Switch,Level | Switch |  | LSH | http://www.toronto.ca/TWONTO#level_switch
11013 | COL-PBG-LSH-0001 | Switch, Level-High | COL-PBG-MISC | Miscellaneous Equipment | Switch,Level | Switch |  | LSH | http://www.toronto.ca/TWONTO#level_switch
11014 | COL-PBG-LSH-0103 | Switch, Level-High | COL-PBG | Brule Gardens Sewage Pumping Station | Switch,Level | Switch |  | LSH | http://www.toronto.ca/TWONTO#level_switch
11015 | COL-PBG-LSHH-0002 | Switch, Level High-High | COL-PBG | Brule Gardens Sewage Pumping Station | Switch,Level | Switch |  | LSHH | http://www.toronto.ca/TWONTO#level_switch
11016 | COL-PBG-LSHH-0002 | Switch, Level High-High | COL-PBG-MISC | Miscellaneous Equipment | Switch,Level | Switch |  | LSHH | http://www.toronto.ca/TWONTO#level_switch
11017 | COL-PBG-LSHH-0104 | Switch, Level High-High | COL-PBG | Brule Gardens Sewage Pumping Station | Switch,Level | Switch |  | LSHH | http://www.toronto.ca/TWONTO#level_switch
11018 | COL-PBG-LSHH-0104 | Switch, Level High-High | COL-PBG-MISC | Miscellaneous Equipment | Switch,Level | Switch |  | LSHH | http://www.toronto.ca/TWONTO#level_switch
11019 | COL-PBG-LSL-0102 | Switch, Level-Low | COL-PBG-MISC | Miscellaneous Equipment | Switch | Switch |  | LSL | http://www.toronto.ca/TWONTO#level_switch
11020 | COL-PBG-LSLL-0101 | Switch, Level Low-Low | COL-PBG | Brule Gardens Sewage Pumping Station | Switch,Level | Switch |  | LSLL | http://www.toronto.ca/TWONTO#level_switch
11033 | COL-PBG-SW-0001 | Switch, Normal Main Power | COL-PBG | Brule Gardens Sewage Pumping Station | Switch | Switch |  | SW | http://www.toronto.ca/TWONTO#disconnect_switch
11034 | COL-PBG-SW-0002 | Switch, Emergency Power | COL-PBG | Brule Gardens Sewage Pumping Station | Switch | Switch |  | SW | http://www.toronto.ca/TWONTO#disconnect_switch
11035 | COL-PBG-SW-0003 | Switch, Transformer | COL-PBG | Brule Gardens Sewage Pumping Station | Switch | Switch |  | SW | http://www.toronto.ca/TWONTO#disconnect_switch
11036 | COL-PBG-SW-0003 | Switch, Transformer | COL-PBG-MISC | Miscellaneous Equipment | Switch | Switch |  | SW | http://www.toronto.ca/TWONTO#disconnect_switch
11038 | COL-PBG-TS-0001 | Switch, Transfer | COL-PBG | Brule Gardens Sewage Pumping Station | Switch | Switch |  | TS | http://www.toronto.ca/TWONTO#transfer_switch
11039 | COL-PBG-TS-0002 | Switch, Transfer | COL-PBG | Brule Gardens Sewage Pumping Station | Switch | Switch |  | TS | http://www.toronto.ca/TWONTO#transfer_switch
11071 | COL-PBP-LS-0102 | Switch, Level-High | COL-PBP | Baby Point Sewage Pumping Station | Switch,Level | Switch |  | LS | http://www.toronto.ca/TWONTO#level_switch
11072 | COL-PBP-LS-0103 | Switch, Level-High | COL-PBP | Baby Point Sewage Pumping Station | Switch,Level | Switch |  | LS | http://www.toronto.ca/TWONTO#level_switch
11073 | COL-PBP-LS-0104 | Switch, Level-High | COL-PBP | Baby Point Sewage Pumping Station | Switch,Level | Switch |  | LS | http://www.toronto.ca/TWONTO#level_switch
11074 | COL-PBP-LSH-0001 | Switch, Level-High | COL-PBP | Baby Point Sewage Pumping Station | Switch,Level | Switch |  | LSH | http://www.toronto.ca/TWONTO#level_switch
11075 | COL-PBP-LSH-0001 | Switch, Level-High | COL-PBP-MISC | Miscellaneous Equipment | Switch,Level | Switch |  | LSH | http://www.toronto.ca/TWONTO#level_switch
11076 | COL-PBP-LSHH-0105 | Switch, Level High-High | COL-PBP-MISC | Miscellaneous Equipment | Switch,Level | Switch |  | LSHH | http://www.toronto.ca/TWONTO#level_switch
11077 | COL-PBP-LSLL-0101 | Switch, Level Low-Low | COL-PBP-MISC | Miscellaneous Equipment | Switch,Level | Switch |  | LSLL | http://www.toronto.ca/TWONTO#level_switch
11087 | COL-PBP-TS-0001 | Switch, Transfer | COL-PBP | Baby Point Sewage Pumping Station | Switch | Switch |  | TS | http://www.toronto.ca/TWONTO#transfer_switch
11229 | FCL-AM-FS-0001 | Switch, Flow, Process Water, Scrubber, Aqua Ammonia Scrubber System | FCL-AM-SCRUBBER | Ammonia Scrubber System | Switch,Flow | Switch |  | FS | http://www.toronto.ca/TWONTO#flow_switch
11234 | FCL-AM-LSH-0201 | Switch, Level-High, Tank 0201, , Aqua Ammonia System | FCL-AM | Ammoniation | Switch,Level-High | Switch |  | LSH | http://www.toronto.ca/TWONTO#level_switch
11235 | FCL-AM-LSH-0201 | Switch, Level-High, Tank 0201, , Aqua Ammonia System | FCL-AM-T-0201 | Tank, Storage, Pressurised, Aqua Ammonia Storage Room, Dry Chemical Building | Switch,Level-High | Switch |  | LSH | http://www.toronto.ca/TWONTO#level_switch
11335 | FCL-BW-LSL-0201 | Switch, Level, Low, Backwash Pump P-0201 Loss of Prime, High Lift Building, Pump Room | FCL-BW-P-0201 | Pump, Centrifugal, Water Back Wash, | Switch,Level-Low | Switch |  | LSL | http://www.toronto.ca/TWONTO#level_switch
11336 | FCL-BW-LSL-0401 | Switch, Level, Low, Backwash Pump P-0201 Loss of Prime, High Lift Building, Pump Room | FCL-BW-P-0401 | Pump, Centrifugal, Water Back Wash, | Switch,Level-Low | Switch |  | LSL | http://www.toronto.ca/TWONTO#level_switch
11348 | FCL-BW-PSL-0001 | Switch, Pressure Low, Service Air, Vacuum Tank 0200, Water Supply/ Water Production, Back Wash Pumps | FCL-BW | Backwash System | Switch,Pressure-Low | Switch |  | PSL | http://www.toronto.ca/TWONTO#pressure_switch
11538 | FCL-CLA-PSH-0101 | Switch, Pressure High, Chlorine Gas, Expansion Tank 0101, Chlorination System | FCL-CLA-CHL-0101 | Chlorinator, Chlorine Gas, Chlorination System | Switch,Pressure-High | Switch |  | PSH | http://www.toronto.ca/TWONTO#pressure_switch
11539 | FCL-CLA-PSH-0102 | Switch, Pressure High, Inlet, CLA Evaporator 0101, Chlorination System | FCL-CLA | Pre-Chlorination | Switch,Pressure-High | Switch |  | PSH | http://www.toronto.ca/TWONTO#pressure_switch
11540 | FCL-CLA-PSH-0201 | Switch, Pressure High, Chlorine Gas, Expansion Tank 0201, Chlorination System | FCL-CLA | Pre-Chlorination | Switch,Pressure-High | Switch |  | PSH | http://www.toronto.ca/TWONTO#pressure_switch
11541 | FCL-CLA-PSH-0201 | Switch, Pressure High, Chlorine Gas, Expansion Tank 0201, Chlorination System | FCL-CLA-CHL-0201 | Chlorinator, Chlorine Gas, Chlorination System | Switch,Pressure-High | Switch |  | PSH | http://www.toronto.ca/TWONTO#pressure_switch
11542 | FCL-CLA-PSH-0202 | Switch, Pressure High, Inlet, CLA Evaporator 0201, Chlorination System | FCL-CLA-CHL-0201 | Chlorinator, Chlorine Gas, Chlorination System | Switch,Pressure-High | Switch |  | PSH | http://www.toronto.ca/TWONTO#pressure_switch
11543 | FCL-CLA-PSL-0201 | Switch, Pressure Low, Chlorine Gas, CLA Weigh Scale 0201, Chlorination System | FCL-CLA-CHL-0201 | Chlorinator, Chlorine Gas, Chlorination System | Switch,Pressure-Low | Switch |  | PSL | http://www.toronto.ca/TWONTO#pressure_switch
11544 | FCL-CLA-PSL-0202 | Switch, Pressure Low, Discharge, CLA Evaporator 0201, Chlorination System | FCL-CLA | Pre-Chlorination | Switch,Pressure-Low | Switch |  | PSL | http://www.toronto.ca/TWONTO#pressure_switch
11545 | FCL-CLA-PSL-0202 | Switch, Pressure Low, Discharge, CLA Evaporator 0201, Chlorination System | FCL-CLA-CHL-0201 | Chlorinator, Chlorine Gas, Chlorination System | Switch,Pressure-Low | Switch |  | PSL | http://www.toronto.ca/TWONTO#pressure_switch
11644 | FCL-CLB-FSL-0001A | Switch, Flow Low, Discharge, Sampling Pump 0001A, Dewatering Pumps Area First Level | FCL-CLB | Post-Chlorination | Switch,Flow-Low | Switch |  | FSL | http://www.toronto.ca/TWONTO#flow_switch
11645 | FCL-CLB-FSL-0001B | Switch, Flow Low, Discharge, Sampling Pump 0001B, Dewatering Pumps Area First Level | FCL-CLB | Post-Chlorination | Switch,Flow-Low | Switch |  | FSL | http://www.toronto.ca/TWONTO#flow_switch
11646 | FCL-CLB-FSL-0002 | Switch, Flow, Low, After Post Analysers AIT-0001A & 0001B, Lab, Admin. Building | FCL-CLB | Post-Chlorination | Switch | Switch |  | FSL | http://www.toronto.ca/TWONTO#flow_switch
11647 | FCL-CLB-FSL-0002 | Switch, Flow, Low, After Post Analysers AIT-0001A & 0001B, Lab, Admin. Building | FCL-CLB-SAMP | After Post CL2 Sampling | Switch | Switch |  | FSL | http://www.toronto.ca/TWONTO#flow_switch
11648 | FCL-CLB-FSL-0003B-SUS | Switch,Flow | FCL-CLB | Post-Chlorination |  | Switch | 36389 | FSL | http://www.toronto.ca/TWONTO#flow_switch
11657 | FCL-CLB-PSH-0101 | Switch, Pressure High, Chlorine Gas, Expansion Tank 0101, Chlorination System | FCL-CLB | Post-Chlorination | Switch,Pressure-High | Switch |  | PSH | http://www.toronto.ca/TWONTO#pressure_switch
11658 | FCL-CLB-PSH-0101 | Switch, Pressure High, Chlorine Gas, Expansion Tank 0101, Chlorination System | FCL-CLB-CHL-0101 | Chlorinator, Chlorine Gas, Chlorination System | Switch,Pressure-High | Switch |  | PSH | http://www.toronto.ca/TWONTO#pressure_switch
11659 | FCL-CLB-PSH-0201 | Switch, Pressure High, Chlorine Gas, Expansion Tank 0201, Chlorination System | FCL-CLB-CHL-0201 | Chlorinator, Chlorine Gas, Chlorination System | Switch,Pressure-High | Switch |  | PSH | http://www.toronto.ca/TWONTO#pressure_switch
11660 | FCL-CLB-PSL-0101 | Switch, Pressure Low, Chlorine Gas, CLB Weigh Scale 0101, Chlorination System | FCL-CLB | Post-Chlorination | Switch,Pressure-Low | Switch |  | PSL | http://www.toronto.ca/TWONTO#pressure_switch
11661 | FCL-CLB-PSL-0102 | Switch, Pressure Low, Discharge, CLB Evaporator 0101, Chlorination System | FCL-CLB | Post-Chlorination | Switch,Pressure-Low | Switch |  | PSL | http://www.toronto.ca/TWONTO#pressure_switch
11662 | FCL-CLB-PSL-0102 | Switch, Pressure Low, Discharge, CLB Evaporator 0101, Chlorination System | FCL-CLB-CHL-0101 | Chlorinator, Chlorine Gas, Chlorination System | Switch,Pressure-Low | Switch |  | PSL | http://www.toronto.ca/TWONTO#pressure_switch
11663 | FCL-CLB-PSL-0103 | Switch, Pressure Low, Vent, CLB Evaporator 0101, Chlorination System | FCL-CLB-CHL-0101 | Chlorinator, Chlorine Gas, Chlorination System | Switch,Pressure-Low | Switch |  | PSL | http://www.toronto.ca/TWONTO#pressure_switch
11664 | FCL-CLB-PSL-0202 | Switch, Pressure Low, Discharge, CLB Evaporator 0201, Chlorination System | FCL-CLB-CHL-0201 | Chlorinator, Chlorine Gas, Chlorination System | Switch,Pressure-Low | Switch |  | PSL | http://www.toronto.ca/TWONTO#pressure_switch
11665 | FCL-CLB-PSL-0203 | Switch, Pressure Low, Vent, CLB Evaporator 0201, Chlorination System | FCL-CLB-CHL-0201 | Chlorinator, Chlorine Gas, Chlorination System | Switch,Pressure-Low | Switch |  | PSL | http://www.toronto.ca/TWONTO#pressure_switch
11783 | FCL-DCL-FSL-0001 | Switch, Flow, Low, Thermal, Sample to Before SO2 Analysers, Lab, Admin. Building | FCL-BEFORE SO2 | Before S02 Sampling | Switch | Switch |  | FSL | http://www.toronto.ca/TWONTO#flow_switch
11784 | FCL-DCL-FSL-0002 | Switch, Flow, Low, Thermal, Sample to After SO2 Analysers, Lab, Admin. Building | FCL-DCL | Sulphur Dioxide System | Switch | Switch |  | FSL | http://www.toronto.ca/TWONTO#flow_switch
11785 | FCL-DCL-FSL-0003A-SUS | Switch, Flow Low, Discharge, FCL-BEFORE SO2 Sample Pump 0001A, Sampling Pumps | FCL-DCL-P-0001A | Pump, Centrifugal, Sampling Before SO2, Decant Liquor, Sampling Pumps | Switch,Flow-Low | Switch | 36427 | FSL | http://www.toronto.ca/TWONTO#flow_switch
11786 | FCL-DCL-FSL-0003B-SUS | Switch, Flow Low, Discharge, FCL-BEFORE SO2 Sample Pump 0001B, Sampling Pumps | FCL-SUSPENDED | Suspended entity | Switch,Flow-Low | Switch | 36428 | FSL | http://www.toronto.ca/TWONTO#flow_switch
11787 | FCL-DCL-FSL-0004A-SUS | Switch, Flow Low, Discharge, FCL-AFTER SO2 Sample Pump 0002A, Sampling Pumps | FCL-AFTER SO2 | FCL-AFTER SO2 Sampling | Switch,Flow-Low | Switch | 36429 | FSL | http://www.toronto.ca/TWONTO#flow_switch
11797 | FCL-DCL-PSH-0101 | Switch, Pressure-High, Supply Header 1, Sulpher Dioxide System | FCL-DCL | Sulphur Dioxide System | Switch,Pressure-High | Switch |  | PSH | http://www.toronto.ca/TWONTO#pressure_switch
11798 | FCL-DCL-PSH-0102 | Switch, Pressure-High, Inlet, Evaporator 0101, Sulpher Dioxide System | FCL-DCL | Sulphur Dioxide System | Switch,Pressure-High | Switch |  | PSH | http://www.toronto.ca/TWONTO#pressure_switch
11799 | FCL-DCL-PSH-0201 | Switch, Pressure-High, Supply Header 2, Sulpher Dioxide System | FCL-DCL | Sulphur Dioxide System | Switch,Pressure-High | Switch |  | PSH | http://www.toronto.ca/TWONTO#pressure_switch
11800 | FCL-DCL-PSH-0201 | Switch, Pressure-High, Supply Header 2, Sulpher Dioxide System | FCL-DCL-SO-0201 | Sulphonator, Sulphur Dioxide System, Machine Room,Gaseous Chemical Building | Switch,Pressure-High | Switch |  | PSH | http://www.toronto.ca/TWONTO#pressure_switch
11801 | FCL-DCL-PSH-0301 | Switch, Pressure-High, Supply Header 3, Sulpher Dioxide System | FCL-DCL | Sulphur Dioxide System | Switch,Pressure-High | Switch |  | PSH | http://www.toronto.ca/TWONTO#pressure_switch
11802 | FCL-DCL-PSH-0301 | Switch, Pressure-High, Supply Header 3, Sulpher Dioxide System | FCL-DCL-SO-0301 | Sulphonator, Sulphur Dioxide System, Machine Room,Gaseous Chemical Building | Switch,Pressure-High | Switch |  | PSH | http://www.toronto.ca/TWONTO#pressure_switch
11803 | FCL-DCL-PSH-0302 | Switch, Pressure-High, Inlet, Evaporator 0301, Sulpher Dioxide System | FCL-DCL | Sulphur Dioxide System | Switch,Pressure-High | Switch |  | PSH | http://www.toronto.ca/TWONTO#pressure_switch
11804 | FCL-DCL-PSL-0101 | Switch, Pressure-Low, Supply Header 1, Sulpher Dioxide System | FCL-DCL-SO-0101 | Sulphonator, Sulphur Dioxide System, Machine Room,Gaseous Chemical Building | Switch,Pressure-Low | Switch |  | PSL | http://www.toronto.ca/TWONTO#pressure_switch
11805 | FCL-DCL-PSL-0102 | Switch, Pressure-Low, Outlet, Filter 0101, Sulpher Dioxide System | FCL-DCL-SO-0101 | Sulphonator, Sulphur Dioxide System, Machine Room,Gaseous Chemical Building | Switch,Pressure-Low | Switch |  | PSL | http://www.toronto.ca/TWONTO#pressure_switch
11806 | FCL-DCL-PSL-0202 | Switch, Pressure-Low, Outlet, Filter 0201, Sulpher Dioxide System | FCL-DCL | Sulphur Dioxide System | Switch,Pressure-Low | Switch |  | PSL | http://www.toronto.ca/TWONTO#pressure_switch
11807 | FCL-DCL-PSL-0301 | Switch, Pressure-Low, Supply Header 3, Sulpher Dioxide System | FCL-DCL | Sulphur Dioxide System | Switch,Pressure-Low | Switch |  | PSL | http://www.toronto.ca/TWONTO#pressure_switch
11808 | FCL-DCL-PSL-0302 | Switch, Pressure-Low, Outlet, Filter 0301, Sulpher Dioxide System | FCL-DCL-SO-0301 | Sulphonator, Sulphur Dioxide System, Machine Room,Gaseous Chemical Building | Switch,Pressure-Low | Switch |  | PSL | http://www.toronto.ca/TWONTO#pressure_switch
11809 | FCL-DCL-PSL-0406 | Switch, Pressure-Low, Outlet, Filter 0401, RMF Dechlorination,Machine Room,Gaseous Chemical Building | FCL-DCL-SO-0401 | Sulphonator, RMF Dechlorination, Machine Room,Gaseous Chemical Building | Switch,Pressure-Low | Switch |  | PSL | http://www.toronto.ca/TWONTO#pressure_switch
11930 | FCL-DEW-LSH-0001 | Switch, Level, High, Raw Water Dewatering Pump Dry Pit | FCL-DEW-RW | Raw water Area Dewatering | Switch,Level-High | Switch |  | LSH | http://www.toronto.ca/TWONTO#level_switch
11931 | FCL-DEW-LSH-0005 | Switch, Level High, Wet Well Tank, Dewatering & Sump Pumps@Settling Tanks | FCL-DEW-SED | Sedimentation Area Dewatering | Switch,Level-High | Switch |  | LSH | http://www.toronto.ca/TWONTO#level_switch
11932 | FCL-DEW-LSH-0401 | Switch, Level, High, Raw Water Area Dewatering Pit T-0401 | FCL-DEW-RW | Raw water Area Dewatering | Switch,Level-High | Switch |  | LSH | http://www.toronto.ca/TWONTO#level_switch
11933 | FCL-DEW-LSH-0501 | Switch, Level, High, Pre-Treatment Area Dewatering Pit T-0501 | FCL-DEW-RW | Raw water Area Dewatering | Switch,Level-High | Switch |  | LSH | http://www.toronto.ca/TWONTO#level_switch
11934 | FCL-DEW-LSHH-0201 | Switch, Level, High High, Treated Water Process Dewatering Pit T-0201 | FCL-DEW-RW | Raw water Area Dewatering | Switch,Level-High-High | Switch |  | LSHH | http://www.toronto.ca/TWONTO#level_switch
11935 | FCL-DEW-LSHH-0501 | Switch, Level, High High , Pre-Treatment Area Dewatering Pit T-0501 | FCL-DEW-RW | Raw water Area Dewatering | Switch,Level-High-High | Switch |  | LSHH | http://www.toronto.ca/TWONTO#level_switch
11936 | FCL-DEW-LSHH-0601 | Switch, Level, High High, Treated Water Area Dewatering Pit T-0601 | FCL-DEW-RW | Raw water Area Dewatering | Switch,Level-High-High | Switch |  | LSHH | http://www.toronto.ca/TWONTO#level_switch
11937 | FCL-DEW-LSL-0401 | Switch, Level, Low , Raw Water Area Dewatering Pit T-0401 | FCL-DEW-RW | Raw water Area Dewatering | Switch,Level-High | Switch |  | LSL | http://www.toronto.ca/TWONTO#level_switch
11938 | FCL-DEW-LSL-0501 | Switch, Level, Low , Pre-Treatment Area Dewatering Pit T-0501 | FCL-DEW-RW | Raw water Area Dewatering | Switch,Level-High | Switch |  | LSL | http://www.toronto.ca/TWONTO#level_switch
11939 | FCL-DEW-LSL-0601 | Switch, Level, Low , Treated Water Area Dewatering Pit T-0601 | FCL-DEW-RW | Raw water Area Dewatering | Switch,Level-High | Switch |  | LSL | http://www.toronto.ca/TWONTO#level_switch
11940 | FCL-DEW-LSLL-0201 | Switch, Level, Low Low, Treated Water Process Dewatering Pit T-0201 | FCL-DEW-RW | Raw water Area Dewatering | Switch,Level-High | Switch |  | LSLL | http://www.toronto.ca/TWONTO#level_switch
11941 | FCL-DEW-LSLL-0401 | Switch, Level, Low Low, Raw Water Area Dewatering Pit T-0401 | FCL-DEW-RW | Raw water Area Dewatering | Switch,Level-High | Switch |  | LSLL | http://www.toronto.ca/TWONTO#level_switch
12123 | FCL-ELS-DS-00B1-A | Load Break Switch,Low Lift Bldg - Switchgear Room,4.16 kV Line 1A Main Breaker | FCL-ELS-BUS-00B1-A | Switchgear,Indoor,Low Lift Bldg - Switchgear Room,4.16 kV Line 1A | Load Break Switch | Switch |  | DS | http://www.toronto.ca/TWONTO#load_break_disconnect_switch
12124 | FCL-ELS-DS-0200-B | Switch,High Lift Bldg - Switchgear Room,Disconnect | FCL_ELS_120/208V_ELECABS | Electrical Distribution Cabinets,120/208V | Switch | Switch |  | DS | http://www.toronto.ca/TWONTO#disconnect_switch
12125 | FCL-ELS-DS-0200-J | Switch,High Lift Bldg - Switchgear Room,Disconnect | FCL_ELS_120/208V_ELECABS | Electrical Distribution Cabinets,120/208V | Switch | Switch |  | DS | http://www.toronto.ca/TWONTO#disconnect_switch
12126 | FCL-ELS-DS-0200-P | Switch,High Lift Bldg - Switchgear Room,Disconnect | FCL_ELS_120/208V_ELECABS | Electrical Distribution Cabinets,120/208V | Switch | Switch |  | DS | http://www.toronto.ca/TWONTO#disconnect_switch
12127 | FCL-ELS-DS-B1B2-A | Load Break Switch,Low Lift Bldg - Switchgear Room,Isolation Disconnect Switch:FCL-ELS-BUS-00B1-A/FCL-ELS-BUS-00B2-A | FCL-ELS-BUS-00B2-A | Switchgear,Indoor,Low Lift Bldg - Switchgear Room,4.16 kV Line 2A | Load Break Switch | Switch |  |  | http://www.toronto.ca/TWONTO#load_break_disconnect_switch
12187 | COL-PCF-LSH-0001 | Switch Level, High, Dry Well | COL-PCF-MISC | Miscellaneous Equipment | Switch,Level-High | Switch |  | LSH | http://www.toronto.ca/TWONTO#level_switch
12188 | COL-PCF-LSH-0002 | Switch Level, High, Wet Well | COL-PCF-MISC | Miscellaneous Equipment | Switch,Level-High | Switch |  | LSH | http://www.toronto.ca/TWONTO#level_switch
12189 | COL-PCF-LSH-0103 | Switch Level, High, Wet Well | COL-PCF-MISC | Miscellaneous Equipment | Switch,Level-High | Switch |  | LSH | http://www.toronto.ca/TWONTO#level_switch
12190 | COL-PCF-LSH-0105 | Switch, Level-High, Wet Well | COL-PCF | Clark Pumping Station | Switch,Level-High | Switch |  | LSH | http://www.toronto.ca/TWONTO#level_switch
12191 | COL-PCF-LSH-0105 | Switch, Level-High, Wet Well | COL-PCF-MISC | Miscellaneous Equipment | Switch,Level-High | Switch |  | LSH | http://www.toronto.ca/TWONTO#level_switch
12192 | COL-PCF-LSH-0105 | Switch, Level-High, Wet Well | COL-PCF-WEL-0100 | Wet Well | Switch,Level-High | Switch |  | LSH | http://www.toronto.ca/TWONTO#level_switch
12193 | COL-PCF-LSHH-0104 | Switch Level, High-High, Wet Well | COL-PCF | Clark Pumping Station | Switch,Level-High-High | Switch |  | LSHH | http://www.toronto.ca/TWONTO#level_switch
12194 | COL-PCF-LSHH-0104 | Switch Level, High-High, Wet Well | COL-PCF-MISC | Miscellaneous Equipment | Switch,Level-High-High | Switch |  | LSHH | http://www.toronto.ca/TWONTO#level_switch
12195 | COL-PCF-LSHH-0104 | Switch Level, High-High, Wet Well | COL-PCF-WEL-0100 | Wet Well | Switch,Level-High-High | Switch |  | LSHH | http://www.toronto.ca/TWONTO#level_switch
12196 | COL-PCF-LSL-0102 | Switch Level, Low, Wet Well | COL-PCF | Clark Pumping Station | Switch,Level-Low | Switch |  | LSL | http://www.toronto.ca/TWONTO#level_switch
12197 | COL-PCF-LSL-0102 | Switch Level, Low, Wet Well | COL-PCF-MISC | Miscellaneous Equipment | Switch,Level-Low | Switch |  | LSL | http://www.toronto.ca/TWONTO#level_switch
12198 | COL-PCF-LSLL-0101 | Switch Level, Low-Low, Wet Well | COL-PCF | Clark Pumping Station | Switch,Level-Low-Low | Switch |  | LSLL | http://www.toronto.ca/TWONTO#level_switch
12199 | COL-PCF-LSLL-0101 | Switch Level, Low-Low, Wet Well | COL-PCF-MISC | Miscellaneous Equipment | Switch,Level-Low-Low | Switch |  | LSLL | http://www.toronto.ca/TWONTO#level_switch
12200 | COL-PCF-LSLL-0101 | Switch Level, Low-Low, Wet Well | COL-PCF-WEL-0100 | Wet Well | Switch,Level-Low-Low | Switch |  | LSLL | http://www.toronto.ca/TWONTO#level_switch
12342 | COL-PCU-FS-0101 | HVAC, Switch, Flow, Airflow, Cumber PS | COL-PCU-AHU-0100 | HVAC, Air Handling Unit, Dry Well 2nd Floor, Cumber PS | Switch,Flow | Switch |  | FS | http://www.toronto.ca/TWONTO#flow_switch
12367 | FCL-ELS-LB-0101-SUS | Switch, Isolation, Transformer FCL-ELS-TR-0101, Switchgear Room | FCL-SUSPENDED | Suspended entity | Switch | Switch | 36529 | LB | http://www.toronto.ca/TWONTO#disconnect_switch
12368 | FCL-ELS-LB-01CL | Load Break Switch,Clarification - Electrical Room,Isolation Switch; TR-01CL | FCL-ELS-BUS-00B1-A | Switchgear,Indoor,Low Lift Bldg - Switchgear Room,4.16 kV Line 1A | Load Break Switch | Switch |  | LB | http://www.toronto.ca/TWONTO#load_break_disconnect_switch
12369 | FCL-ELS-LB-02CF | Load Break Switch,Centrifuge Bldg - Electrical Room,Isolation Switch; TR-02CF | FCL-ELS-BUS-00B2-A | Switchgear,Indoor,Low Lift Bldg - Switchgear Room,4.16 kV Line 2A | Load Break Switch | Switch |  | LB | http://www.toronto.ca/TWONTO#load_break_disconnect_switch
12370 | FCL-ELS-LB-0301-SUS | Switch, Isolation, Transformer FCL-ELS-TR-0301, Switchgear Room | FCL-SUSPENDED | Suspended entity | Switch | Switch | 36532 | LB | http://www.toronto.ca/TWONTO#disconnect_switch
12414 | COL-PCU-FS-0101 | HVAC, Switch, Flow, Airflow, Cumber PS | COL-PCU-AUX-MECH | Mechanical Equipment | Switch,Flow | Switch |  | FS | http://www.toronto.ca/TWONTO#flow_switch
12427 | COL-PCU-HIC-0100 | HVAC, Switch, Humidistat, Pump Floor, Cumber PS | COL-PCU-AHU-0100 | HVAC, Air Handling Unit, Dry Well 2nd Floor, Cumber PS | Switch | Switch |  | HIC | http://www.toronto.ca/TWONTO#thermostat_or_zone_controller_unit
12453 | COL-PCU-LSH-0103 | Sensor, Switch, High, Wet Well #1 | COL-PCU-AUX-INST | Instrumentation Equipment | Switch,Level-High | Switch |  | LSH | http://www.toronto.ca/TWONTO#level_switch
12454 | COL-PCU-LSH-0105 | Switch,Level, High Flood Alarm , Wet Well #1 | COL-PCU-AUX-INST | Instrumentation Equipment | Switch,Level-High-High | Switch |  | LSH | http://www.toronto.ca/TWONTO#level_switch
12457 | COL-PCU-LSH-0203 | Sensor, Switch, High, Wet Well #2 | COL-PCU-AUX-INST | Instrumentation Equipment | Switch,Level-High | Switch |  | LSH | http://www.toronto.ca/TWONTO#level_switch
12458 | COL-PCU-LSH-0203 | Sensor, Switch, High, Wet Well #2 | COL-PCU-WEL-0200 | Well, Wet Well #2, Cumber PS | Switch,Level-High | Switch |  | LSH | http://www.toronto.ca/TWONTO#level_switch
12459 | COL-PCU-LSH-0205 | Switch,Level, High Flood Alarm , Wet Well #2 | COL-PCU-WEL-0200 | Well, Wet Well #2, Cumber PS | Switch,Level-High-High | Switch |  | LSH | http://www.toronto.ca/TWONTO#level_switch
12465 | COL-PCU-LSHH-0104 | Sensor, Switch, High-High, Wet Well #1 | COL-PCU-AUX-INST | Instrumentation Equipment | Switch,Level-High-High | Switch |  | LSHH | http://www.toronto.ca/TWONTO#level_switch
12466 | COL-PCU-LSHH-0204 | Sensor, Switch, High-High, Wet Well #2 | COL-PCU-AUX-INST | Instrumentation Equipment | Switch,Level-High-High | Switch |  | LSHH | http://www.toronto.ca/TWONTO#level_switch
12467 | COL-PCU-LSHH-0204 | Sensor, Switch, High-High, Wet Well #2 | COL-PCU-WEL-0200 | Well, Wet Well #2, Cumber PS | Switch,Level-High-High | Switch |  | LSHH | http://www.toronto.ca/TWONTO#level_switch
12469 | COL-PCU-LSL-0102 | Sensor, Switch, Low, Wet Well #1 | COL-PCU-WEL-0100 | Well, Wet Well #1, Cumber PS | Switch,Level-Low | Switch |  | LSL | http://www.toronto.ca/TWONTO#level_switch
12471 | COL-PCU-LSL-0202 | Sensor, Switch, Low, Wet Well #2 | COL-PCU-AUX-INST | Instrumentation Equipment | Switch,Level-Low | Switch |  | LSL | http://www.toronto.ca/TWONTO#level_switch
12531 | COL-PCU-TS-0001 | Switch, Automatic Transfer, Emergency Power, West Wall Electrical Room | COL-PCU | Cumber Pumping Station | Control Panel,Electrical | Switch |  | TS | http://www.toronto.ca/TWONTO#transfer_switch
12532 | COL-PCU-TS-0001 | Switch, Automatic Transfer, Emergency Power, West Wall Electrical Room | COL-PCU-AUX-ELEC | Electrical Equipment | Control Panel,Electrical | Switch |  | TS | http://www.toronto.ca/TWONTO#transfer_switch
12533 | COL-PCU-TS-0001 | Switch, Automatic Transfer, Emergency Power, West Wall Electrical Room | COL-PCU-MCC-0100 | Control Panel, MCC, Cumber PS | Control Panel,Electrical | Switch |  | TS | http://www.toronto.ca/TWONTO#transfer_switch
12534 | COL-PCU-TS-0001 | Switch, Automatic Transfer, Emergency Power, West Wall Electrical Room | COL-PCU-MISC | Miscellaneous Equipment | Control Panel,Electrical | Switch |  | TS | http://www.toronto.ca/TWONTO#transfer_switch
12535 | COL-PCU-TSH-0101 | HVAC, Switch, Temperature, Pump Floor, Cumber PS | COL-PCU-AHU-0100 | HVAC, Air Handling Unit, Dry Well 2nd Floor, Cumber PS | Switch,Temperature | Switch |  | TSH | http://www.toronto.ca/TWONTO#temperature_switch
12536 | COL-PCU-TSH-0101 | HVAC, Switch, Temperature, Pump Floor, Cumber PS | COL-PCU-AUX-MECH | Mechanical Equipment | Switch,Temperature | Switch |  | TSH | http://www.toronto.ca/TWONTO#temperature_switch
12646 | FCL-ELS-LSH-0101 | Switch, Level, High, Fuel Oil Day Tank T-0101, Low Lift Building, Screen Room | FCL-ELS-PS-0003 | Emergency Power | Switch,Level-High | Switch |  | LSH | http://www.toronto.ca/TWONTO#level_switch
12647 | FCL-ELS-LSH-0201 | Switch, Level, High, Fuel Oil Day Tank T-0201, Low Lift Building, Screen Room | FCL-ELS-PS-0003 | Emergency Power | Switch,Level-High | Switch |  | LSH | http://www.toronto.ca/TWONTO#level_switch
12652 | FCL-ELS-LSL-0101 | Switch, Level, Low, Fuel Oil Day Tank T-0101, Low Lift Building, Screen Room | FCL-ELS-PS-0003 | Emergency Power | Switch,Level-Low | Switch |  | LSL | http://www.toronto.ca/TWONTO#level_switch
12653 | FCL-ELS-LSL-0200 | Switch,Level-Low,Outdoor Main Substation,Transformer TR-0200 Oil | FCL-ELS-TR-0200 | Transformer,Power,Oil Filled,Outdoor Main Substation,27.6-4.16kV,10/13.3MVA | Switch,Level-Low | Switch |  | LSL | http://www.toronto.ca/TWONTO#level_switch
12654 | FCL-ELS-LSL-0201 | Switch, Level, Low, Fuel Oil Day Tank T-0201, Low Lift Building, Screen Room | FCL-ELS-PS-0003 | Emergency Power | Switch,Level-Low | Switch |  | LSL | http://www.toronto.ca/TWONTO#level_switch
12704 | FCL-ELS-PSH-0101 | Switch, Pressure, High, Fuel Oil Day Tank T-0101, Low Lift Building, Screen Room | FCL-ELS-PS-0003 | Emergency Power | Switch,Pressure-High | Switch |  | PSH | http://www.toronto.ca/TWONTO#pressure_switch
12705 | FCL-ELS-PSH-0201 | Switch, Pressure, High, Fuel Oil Day Tank T-0201, Low Lift Building, Screen Room | FCL-ELS-PS-0003 | Emergency Power | Switch,Pressure-High | Switch |  | PSH | http://www.toronto.ca/TWONTO#pressure_switch
12715 | FCL-ELS-SW-00L2 | Switch,Pole Mounted, Line 2 | FCL_ELS_CBL_00L2 | Electrical Power Line,From SW-00L2 to BUS-00L2,27.6-4.16 KV | Switch | Switch |  | SW | http://www.toronto.ca/TWONTO#disconnect_switch
12840 | FCL-ELS-TS-0300 | Switch,High Lift Bldg - Switchgear Room,MCC-0300 Transfer Switch | FCL-ELS-MCC-0300 | Control Panel,MCC,High Lift Bldg - Switchgear Room,600V | Switch | Switch |  | TS | http://www.toronto.ca/TWONTO#transfer_switch
12841 | FCL-ELS-TS-0301-E | Switch,High Lift Bldg - Switchgear Room,Transfer | FCL_ELS_600V_ELECABS | Electrical Cabinets,600V | Switch | Switch |  | TS | http://www.toronto.ca/TWONTO#transfer_switch
12842 | FCL-ELS-TS-1011-SUS | Switch, Transfer, Generator 0200, Electrical Switchgear Room | FCL-ELS-PS-0002 | Uninterruptible Power Supply,Low Lift Bldg - Switchgear Room,LP-0002 | Switch | Switch | 36602 | TS | http://www.toronto.ca/TWONTO#transfer_switch
12843 | FCL-ELS-TSH-001D | Switch,Temperature-High,Low Lift Bldg - Electrical Room,Transformer TR-001D | FCL-ELS-TR-001D | Transformer,Power,Dry,Low Lift Bldg - Electrical Room,4160-600V,750KVA | Switch,Temperature-High | Switch |  | TSH | http://www.toronto.ca/TWONTO#temperature_switch
12844 | FCL-ELS-TSH-001F | Switch,Temperature-High,High Lift Bldg - Electrical Room,Transformer TR-001F | FCL-ELS-TR-001F | Transformer,Power,Dry,High Lift Bldg - Electrical Room,4160-600V,600KVA | Switch,Temperature-High | Switch |  | TSH | http://www.toronto.ca/TWONTO#temperature_switch
12845 | FCL-ELS-TSH-001G | Switch,Temperature-High,Gaseous Chemical Bldg - Electrical Room,Transformer TR-001G | FCL-ELS-TR-001G | Transformer,Power,Dry,Gaseous Chemical Bldg - Electrical Room,4160-600V,600KVA | Switch,Temperature-High | Switch |  | TSH | http://www.toronto.ca/TWONTO#temperature_switch
12846 | FCL-ELS-TSH-001H | Switch,Temperature-High,High Lift Bldg - Switchgear Room,Transformer TR-001H | FCL-ELS-TR-001H | Transformer,Power,Dry,High Lift Bldg - Switchgear Room,4160-600V,750KVA | Switch,Temperature-High | Switch |  | TSH | http://www.toronto.ca/TWONTO#temperature_switch
12847 | FCL-ELS-TSH-001L | Switch,Temperature-High,Low Lift Bldg - Switchgear Room,Transformer TR-001L | FCL-ELS-TR-001L | Transformer,Power,Dry,Low Lift Bldg - Switchgear Room,4160-600V,500KVA | Switch,Temperature-High | Switch |  | TSH | http://www.toronto.ca/TWONTO#temperature_switch
12848 | FCL-ELS-TSH-002F | Switch,Temperature-High,High Lift Bldg - Electrical Room,Transformer TR-002F | FCL-ELS-TR-002F | Transformer,Power,Dry,High Lift Bldg - Electrical Room,4160-600V,750KVA | Switch,Temperature-High | Switch |  | TSH | http://www.toronto.ca/TWONTO#temperature_switch
12849 | FCL-ELS-TSH-002G | Switch,Temperature-High,Gaseous Chemical Bldg - Electrical Room,Transformer TR-002G | FCL-ELS-TR-002G | Transformer,Power,Dry,Gaseous Chemical Bldg - Electrical Room,4160-600V,600KVA | Switch,Temperature-High | Switch |  | TSH | http://www.toronto.ca/TWONTO#temperature_switch
12850 | FCL-ELS-TSH-002L | Switch,Temperature-High,Low Lift Bldg - Switchgear Room,Transformer TR-002L | FCL-ELS-TR-002L | Transformer,Power,Dry,Low Lift Bldg - Switchgear Room,4160-600V,500KVA | Switch,Temperature-High | Switch |  | TSH | http://www.toronto.ca/TWONTO#temperature_switch
12851 | FCL-ELS-TSH-02CF | Switch,Temperature-High,Centrifuge Bldg - Electrical Room,Transformer TR-02CF | FCL-ELS-TR-02CF | Transformer,Power,Dry,Centrifuge Bldg - Electrical Room,4160-600V,500KVA | Switch,Temperature-High | Switch |  | TSH | http://www.toronto.ca/TWONTO#temperature_switch
12852 | FCL-ELS-TSH-02CL | Switch,Temperature-High,Clarification - Electrical Room,Transformer TR-02CL | FCL-ELS-TR-02CL | Transformer,Power,Dry,Clarification - Electrical Room,4160-600V,400KVA | Switch,Temperature-High | Switch |  | TSH | http://www.toronto.ca/TWONTO#temperature_switch
12853 | FCL-ELS-TSHA-0100 | Switch,Temperature-High,Outdoor Main Substation,Transformer TR-0100 Winding | FCL-ELS-TR-0100 | Transformer,Power,Oil Filled,Outdoor Main Substation,27.6-4.16kV,10/13.3MVA | Switch,Temperature-High | Switch |  | TSHA | http://www.toronto.ca/TWONTO#temperature_switch
12854 | FCL-ELS-TSHA-0200 | Switch,Temperature-High,Outdoor Main Substation,Transformer TR-0200 Winding | FCL-ELS-TR-0200 | Transformer,Power,Oil Filled,Outdoor Main Substation,27.6-4.16kV,10/13.3MVA | Switch,Temperature-High | Switch |  | TSHA | http://www.toronto.ca/TWONTO#temperature_switch
12855 | FCL-ELS-TSHB-0100 | Switch,Temperature-High,Outdoor Main Substation,Transformer TR-0100 Oil | FCL-ELS-TR-0100 | Transformer,Power,Oil Filled,Outdoor Main Substation,27.6-4.16kV,10/13.3MVA | Switch,Temperature-High | Switch |  | TSHB | http://www.toronto.ca/TWONTO#temperature_switch
12986 | FCL-FL-LSH-0001 | Switch, Level-High, Spill Containment, Hydrofluosilicic Acid System | FCL-FL | Fluoridation | Switch,Level-High | Switch |  | LSH | http://www.toronto.ca/TWONTO#level_switch
12987 | FCL-FL-LSH-0201(S) | Switch, Level-High, Tank 0201, Hydrofluosilicic Acid System | FCL-FL | Fluoridation | Switch,Level-High | Switch | 35932 | LSH | http://www.toronto.ca/TWONTO#level_switch
13228 | FCL-FLT-FSL-0003B | Switch, Flow Low, Discharge, Filtered Water Sampling Pump 0004B, Sampling Pumps | FCL-FLT | Filtration | Switch,Flow-Low | Switch |  | FSL | http://www.toronto.ca/TWONTO#flow_switch
13229 | FCL-FLT-FSL-0004 | Switch, Flow, Low, Thermal, Sample to Filter Composite Analysers. Admin Building Lab | FCL-FLT-SAMP | Filter Composite Sampling | Switch | Switch |  | FSL | http://www.toronto.ca/TWONTO#flow_switch
13230 | FCL-FLT-FSL-0005 | Switch, Flow, Low, Thermal, Sample to Turbidity Analyser AIT-0006, Admin Building Lab | FCL-FLT | Filtration | Switch | Switch |  | FSL | http://www.toronto.ca/TWONTO#flow_switch
13246 | FCL-FLT-LSH-0001-SUS | Switch, Level-High, Wash Water Drain West, Filter No.1701 | FCL-SUSPENDED | Suspended entity | Switch,Level-High | Switch | 36606 | LSH | http://www.toronto.ca/TWONTO#level_switch
13247 | FCL-FLT-LSH-0002-SUS | Switch, Level-High, Wash Water Drain West, Filter No.0701 | FCL-FLT | Filtration | Switch,Level-High | Switch | 36607 | LSH | http://www.toronto.ca/TWONTO#level_switch
13248 | FCL-FLT-LSH-0002-SUS | Switch, Level-High, Wash Water Drain West, Filter No.0701 | FCL-FLT-P-0003-SUS | Pump, Submersible, Sample, Filter No. 0701 | Switch,Level-High | Switch | 36607 | LSH | http://www.toronto.ca/TWONTO#level_switch
13249 | FCL-FLT-LSH-0003-SUS | Switch, Level-High, DRN Channel, , Filter No.1001 | FCL-FLT-P-0002-SUS | Pump, Submersible, Drain, Wash Water East, , Filter No.1001 | Switch,Level-High | Switch | 36608 | LSH | http://www.toronto.ca/TWONTO#level_switch
13250 | FCL-FLT-LSH-0003-SUS | Switch, Level-High, DRN Channel, , Filter No.1001 | FCL-SUSPENDED | Suspended entity | Switch,Level-High | Switch | 36608 | LSH | http://www.toronto.ca/TWONTO#level_switch
13263 | FCL-FLT-LSL-0001-SUS | Switch, Level-Low, Filter 0301, Filter No.0301 | FCL-FLT-F-0101 | Filter, Carbon Activated, Filter Building, Filter Gallery West | Switch,Level-Low | Switch | 36609 | LSL | http://www.toronto.ca/TWONTO#level_switch
13264 | FCL-FLT-LSL-0001-SUS | Switch, Level-Low, Filter 0301, Filter No.0301 | FCL-SUSPENDED | Suspended entity | Switch,Level-Low | Switch | 36609 | LSL | http://www.toronto.ca/TWONTO#level_switch
13265 | FCL-FLT-LSL-0002-SUS | Switch, Level-Low, Filter 0201, , Filter No.0201 | FCL-FLT-F-0201 | Filter, Carbon Activated, Filter Building, Filter Gallery East | Switch,Level-Low | Switch | 36610 | LSL | http://www.toronto.ca/TWONTO#level_switch
13266 | FCL-FLT-LSL-0002-SUS | Switch, Level-Low, Filter 0201, , Filter No.0201 | FCL-SUSPENDED | Suspended entity | Switch,Level-Low | Switch | 36610 | LSL | http://www.toronto.ca/TWONTO#level_switch
13267 | FCL-FLT-LSL-0003-SUS | Switch, Level-Low, Filter 0301, Filter No.0301 | FCL-FLT-F-0301 | Filter, Carbon Activated, Filter Building, Filter Gallery West | Switch,Level-Low | Switch | 36611 | LSL | http://www.toronto.ca/TWONTO#level_switch
13268 | FCL-FLT-LSL-0003-SUS | Switch, Level-Low, Filter 0301, Filter No.0301 | FCL-SUSPENDED | Suspended entity | Switch,Level-Low | Switch | 36611 | LSL | http://www.toronto.ca/TWONTO#level_switch
13269 | FCL-FLT-LSL-0004-SUS | Switch, Level-Low, Filter 0401, , Filter No.0401 | FCL-FLT-F-0401 | Filter, Carbon Activated, Filter Building, Filter Gallery East | Switch,Level-Low | Switch | 36612 | LSL | http://www.toronto.ca/TWONTO#level_switch
13270 | FCL-FLT-LSL-0004-SUS | Switch, Level-Low, Filter 0401, , Filter No.0401 | FCL-SUSPENDED | Suspended entity | Switch,Level-Low | Switch | 36612 | LSL | http://www.toronto.ca/TWONTO#level_switch
13271 | FCL-FLT-LSL-0006-SUS | Switch, Level-Low, Filter 0601, , Filter No.0601 | FCL-FLT-F-0601 | Filter, Carbon Activated, Filter Building, Filter Gallery East | Switch,Level-Low | Switch | 36614 | LSL | http://www.toronto.ca/TWONTO#level_switch
13272 | FCL-FLT-LSL-0007-SUS | Switch, Level-Low, Filter 0701, Filter No.0701 | FCL-SUSPENDED | Suspended entity | Switch,Level-Low | Switch | 36615 | LSL | http://www.toronto.ca/TWONTO#level_switch
13273 | FCL-FLT-LSL-0008-SUS | Switch, Level-Low, Filter 0801, , Filter No.0801 | FCL-FLT-F-0801 | Filter, Carbon Activated, Filter Building, Filter Gallery East | Switch,Level-Low | Switch | 36616 | LSL | http://www.toronto.ca/TWONTO#level_switch
13274 | FCL-FLT-LSL-0010-SUS | Switch, Level-Low, Filter 1001, , Filter No.1001 | FCL-FLT-F-1001 | Filter, Carbon Activated, Filter Building, Filter Gallery East | Switch,Level-Low | Switch | 36619 | LSL | http://www.toronto.ca/TWONTO#level_switch
13275 | FCL-FLT-LSL-0013-SUS | Switch, Level-Low, Filter 1301, Filter No.1301 | FCL-SUSPENDED | Suspended entity | Switch,Level-Low | Switch | 36620 | LSL | http://www.toronto.ca/TWONTO#level_switch
13276 | FCL-FLT-LSL-0015-SUS | Switch, Level-Low, Filter 1501, Filter No.1501 | FCL-SUSPENDED | Suspended entity | Switch,Level-Low | Switch | 36621 | LSL | http://www.toronto.ca/TWONTO#level_switch
13277 | FCL-FLT-LSL-0016-SUS | Switch, Level-Low, Filter 1601, , Filter No.1601 | FCL-FLT-F-1601 | Filter, Carbon Activated, Filter Building, Filter Gallery East | Switch,Level-Low | Switch | 36622 | LSL | http://www.toronto.ca/TWONTO#level_switch
13278 | FCL-FLT-LSL-0016-SUS | Switch, Level-Low, Filter 1601, , Filter No.1601 | FCL-SUSPENDED | Suspended entity | Switch,Level-Low | Switch | 36622 | LSL | http://www.toronto.ca/TWONTO#level_switch
13279 | FCL-FLT-LSL-0017-SUS | Switch, Level-Low, Filter 1701, Filter No.1701 | FCL-SUSPENDED | Suspended entity | Switch,Level-Low | Switch | 36623 | LSL | http://www.toronto.ca/TWONTO#level_switch
13280 | FCL-FLT-LSL-1201-SUS | Switch, Level-Low, Filter 1201, , Filter No.1201 | FCL-FLT-F-1201 | Filter, Carbon Activated, Filter Building, Filter Gallery East | Switch,Level-Low | Switch | 36624 | LSL | http://www.toronto.ca/TWONTO#level_switch
13281 | FCL-FLT-LSL-1401-SUS | Switch, Level-Low, Filter 1401, , Filter No.1401 | FCL-FLT-F-1401 | Filter, Carbon Activated, Filter Building, Filter Gallery East | Switch,Level-Low | Switch | 36625 | LSL | http://www.toronto.ca/TWONTO#level_switch
13282 | FCL-FLT-LSL-1401-SUS | Switch, Level-Low, Filter 1401, , Filter No.1401 | FCL-SUSPENDED | Suspended entity | Switch,Level-Low | Switch | 36625 | LSL | http://www.toronto.ca/TWONTO#level_switch
13713 | FCL-PAC-LS-0201A | Switch, Level, PAC Dust Collector, Dry Chemical Building Basement | FCL-PAC | Taste and Odour Control (PAC) | Switch | Switch |  | LS | http://www.toronto.ca/TWONTO#level_switch
13721 | FCL-PAC-PSH-0101 | Switch, Pressure-High, Pump P-0101, Dry Chemical Building Basement | FCL-PAC-P-0101 | Pump, Peristaltic, PAC Flow Control, Dry Chemical Building Basement | Switch,Pressure-High | Switch |  | PSH | http://www.toronto.ca/TWONTO#pressure_switch
13722 | FCL-PAC-PSH-0201 | Switch, Pressure-High, Pump P-0201, Dry Chemical Building Basement | FCL-PAC-P-0201 | Pump, Peristaltic, PAC Flow Control, Dry Chemical Building Basement | Switch,Pressure-High | Switch |  | PSH | http://www.toronto.ca/TWONTO#pressure_switch
13728 | FCL-PAC-TSH-0101 | Switch,Temperature, High, Blower BL-0101 Discharge, Dry Chemical Building Basement | FCL-PAC-BL-0101 | Blower, PD, PAC Mixing Air Supply, Dry Chemical Building Basement | Switch,Temperature-High | Switch |  | TSH | http://www.toronto.ca/TWONTO#temperature_switch
13837 | COL-PGA-LSH-0105 | Level,Switch,High,WEL-0100 | COL-PGA-MISC | Miscellaneous Equipment | Switch,Level-High | Switch |  | LSH | http://www.toronto.ca/TWONTO#level_switch
13838 | COL-PGA-LSHH-0104 | Level,Switch,High-High,WEL-0100 | COL-PGA-MISC | Miscellaneous Equipment | Switch,Level-High-High | Switch |  | LSHH | http://www.toronto.ca/TWONTO#level_switch
13839 | COL-PGA-LSL-0102 | Level,Switch,Low,WEL-0100 | COL-PGA | Greyabbey Sewage Pumping Station | Switch,Level-Low | Switch |  | LSL | http://www.toronto.ca/TWONTO#level_switch
13840 | COL-PGA-LSL-0102 | Level,Switch,Low,WEL-0100 | COL-PGA-MISC | Miscellaneous Equipment | Switch,Level-Low | Switch |  | LSL | http://www.toronto.ca/TWONTO#level_switch
13841 | COL-PGA-LSLL-0101 | Level,Switch,Low-Low,WEL-0100 | COL-PGA | Greyabbey Sewage Pumping Station | Switch,Level-Low-Low | Switch |  | LSLL | http://www.toronto.ca/TWONTO#level_switch
13842 | COL-PGA-LSLL-0101 | Level,Switch,Low-Low,WEL-0100 | COL-PGA-MISC | Miscellaneous Equipment | Switch,Level-Low-Low | Switch |  | LSLL | http://www.toronto.ca/TWONTO#level_switch
13848 | COL-PGA-TSL-0101 | Switch,Temperature,Low,East Room | COL-PGA-MISC | Miscellaneous Equipment | Switch,Temperature-Low | Switch |  | TSL | http://www.toronto.ca/TWONTO#temperature_switch
13849 | COL-PGA-TSL-0102 | Switch,Temperature,Low,Electrical Room | COL-PGA-MISC | Miscellaneous Equipment | Switch,Temperature-Low | Switch |  | TSL | http://www.toronto.ca/TWONTO#temperature_switch
13925 | FCL-RSP-LSH-0101 | Switch, Level, High, Sewage Ejector Tank T-0101 A Side, Admin Building B3 Sewage Ejector Room | FCL-RSP-T-0101 | Tank, Sewage Ejector, Admin Building B3 Sewage Ejector Room | Switch,Level-High | Switch |  | LSH | http://www.toronto.ca/TWONTO#level_switch
13926 | FCL-RSP-LSH-0102-SUS | Switch, Level-High, Tank 0101 B Side, Sanitary Sewage System Monitoring | FCL-SUSPENDED | Suspended entity | Switch,Level-High | Switch | 36674 | LSH | http://www.toronto.ca/TWONTO#level_switch
13970 | FCL-RW-FSL-0002 | Switch, Flow Low, Analyzer 0002, Turbidity, Raw Water, Low Lift PS Basement | FCL-RW | Raw Water | Switch,Flow-Low | Switch |  | FSL | http://www.toronto.ca/TWONTO#flow_switch
13971 | FCL-RW-FSL-0002 | Switch, Flow Low, Analyzer 0002, Turbidity, Raw Water, Low Lift PS Basement | FCL-RW-P-0701 | Pump, Centrifugal, Sampling Line 1A, Sampling Pumps Offshore, Low Lift PS Basement | Switch,Flow-Low | Switch |  | FSL | http://www.toronto.ca/TWONTO#flow_switch
13972 | FCL-RW-FSL-0003-SUS | Switch,Flow Low | FCL-SUSPENDED | Suspended entity | Switch,Flow-Low | Switch | 36689 | FSL | http://www.toronto.ca/TWONTO#flow_switch
13973 | FCL-RW-FSL-0004 | Switch, Flow Low, Analyzer 0004, pH, Raw Water, Low Lift PS Basement | FCL-RW | Raw Water | Switch,Flow-Low | Switch |  | FSL | http://www.toronto.ca/TWONTO#flow_switch
13974 | FCL-RW-FSL-0004 | Switch, Flow Low, Analyzer 0004, pH, Raw Water, Low Lift PS Basement | FCL-RW-P-0701 | Pump, Centrifugal, Sampling Line 1A, Sampling Pumps Offshore, Low Lift PS Basement | Switch,Flow-Low | Switch |  | FSL | http://www.toronto.ca/TWONTO#flow_switch
13975 | FCL-RW-FSL-0005 | Switch, Flow Low, Analyzer,Chlorine, Raw Water, Low Lift PS Basement | FCL-RW | Raw Water | Switch,Flow-Low | Switch |  | FSL | http://www.toronto.ca/TWONTO#flow_switch
13976 | FCL-RW-FSL-0801 | Switch, Flow Low, Sampling Pump 0801, Sampling Pumps, Low Lift PS Basement | FCL-RW-P-0801 | Pump, Centrifugal, Sampling Line 1B, Sampling Pumps Offshore, Low Lift PS Basement | Switch,Flow-Low | Switch |  | FSL | http://www.toronto.ca/TWONTO#flow_switch
14012 | FCL-RW-LSL-0101 | Switch, Level, Low, Raw Water Pump P-0101 Loss of Prime, Low Lift Building, Pump Room | FCL-RW-P-0101 | Pump Centrifugal, Raw Water | Switch,Level-Low | Switch |  | LSL | http://www.toronto.ca/TWONTO#level_switch
14013 | FCL-RW-LSL-0201 | Switch, Level, Low, Raw Water Pump P-0201 Loss of Prime, Low Lift Building, Pump Room | FCL-RW-P-0201 | Pump Centrifugal, Raw Water | Switch,Level-Low | Switch |  | LSL | http://www.toronto.ca/TWONTO#level_switch
14014 | FCL-RW-LSL-0301 | Switch, Level, Low, Raw Water Pump P-0301 Loss of Prime, Low Lift Building, Pump Room | FCL-RW-P-0301 | Pump Centrifugal, Raw Water | Switch,Level-Low | Switch |  | LSL | http://www.toronto.ca/TWONTO#level_switch
14015 | FCL-RW-LSL-0601 | Switch, Level, Low, Raw Water Pump P-0601 Loss of Prime, Low Lift Building, Pump Room | FCL-RW-P-0601 | Pump Centrifugal, Raw Water | Switch,Level-Low | Switch |  | LSL | http://www.toronto.ca/TWONTO#level_switch
14016 | FCL-RW-LSLL-0002 | Switch, Level, Low, Low, Raw Water Suction Well, Low Lift PS Basement | FCL-RW-SCREENS | Raw Water Sreening | Switch,Level-Low-Low | Switch |  | LSLL | http://www.toronto.ca/TWONTO#level_switch
14029 | FCL-RW-PSH-0201 | Switch, High Pressure, Discharge, Raw Water, Pump 0201, Raw Water Pumping Station | FCL-RW-P-0201 | Pump Centrifugal, Raw Water | Switch,Pressure-High | Switch |  | PSH | http://www.toronto.ca/TWONTO#pressure_switch
14030 | FCL-RW-PSH-0401 | Raw Water Pumping Station | FCL-RW-P-0401 | Pump Centrifugal, Raw Water | Switch,Pressure-High | Switch |  | PSH | http://www.toronto.ca/TWONTO#pressure_switch
14284 | COL-PHB-LS-0102 | Switch, Level-High | COL-PHB-MISC | Miscellaneous Equipment | Switch,Level | Switch |  | LS | http://www.toronto.ca/TWONTO#level_switch
14285 | COL-PHB-LS-0103 | Switch, Level-High | COL-PHB-MISC | Miscellaneous Equipment | Switch,Level | Switch |  | LS | http://www.toronto.ca/TWONTO#level_switch
14286 | COL-PHB-LSHH-0104 | Switch, Level High-High | COL-PHB-MISC | Miscellaneous Equipment | Switch,Level | Switch |  | LSHH | http://www.toronto.ca/TWONTO#level_switch
14287 | COL-PHB-LSLL-0101 | Switch, Level Low-Low | COL-PHB-MISC | Miscellaneous Equipment | Switch,Level | Switch |  | LSLL | http://www.toronto.ca/TWONTO#level_switch
14293 | COL-PHB-SW-0001 | Switch, Main Power | COL-PHB | Humber Sewage Pumping Station | Switch | Switch |  | SW | http://www.toronto.ca/TWONTO#disconnect_switch
14294 | COL-PHB-SW-0002 | Switch, Generator | COL-PHB | Humber Sewage Pumping Station | Switch | Switch |  | SW | http://www.toronto.ca/TWONTO#disconnect_switch
14296 | COL-PHB-TS-0001 | Switch, Transfer | COL-PHB-MISC | Miscellaneous Equipment | Switch | Switch |  | TS | http://www.toronto.ca/TWONTO#transfer_switch
14316 | COL-PHF-TS-0001 | Switch, Transfer | COL-PHF-MISC | Miscellaneous Equipment | Switch | Switch |  | TS | http://www.toronto.ca/TWONTO#transfer_switch
14791 | FCL-SM-FSH-0001-SUS | Switch, Flow-High, Scrub 0101, Caustic Soda System | FCL-SM | Spill Management | Switch,Flow-High | Switch | 36711 | FSH | http://www.toronto.ca/TWONTO#flow_switch
14795 | FCL-SM-LSH-0001-SUS | Switch, Level-High, Tank Containment System, Caustic Soda System | FCL-SUSPENDED | Suspended entity | Switch,Level-High | Switch | 36712 | LSH | http://www.toronto.ca/TWONTO#level_switch
15149 | FCL-TRW-FSL-0001 | Switch, Flow, Low, Thermal, Sample from District 2 to Analysers AIT-0001&0001B, Admin Building Lab | FCL-SAMP | Sampling Systems | Switch | Switch |  | FSL | http://www.toronto.ca/TWONTO#flow_switch
15150 | FCL-TRW-FSL-0001 | Switch, Flow, Low, Thermal, Sample from District 2 to Analysers AIT-0001&0001B, Admin Building Lab | FCL-TRW | Treated Water | Switch | Switch |  | FSL | http://www.toronto.ca/TWONTO#flow_switch
15151 | FCL-TRW-FSL-0002 | Switch, Flow, Low, Sample from District 2 to Analyser AIT-0002, High Lift District 2 Venturi Room | FCL-TRW | Treated Water |  | Switch |  | FSL | http://www.toronto.ca/TWONTO#flow_switch
15152 | FCL-TRW-FSL-0006 | Switch, Flow, Low, pH Analyzer AIT-0008 Inlet, TW Sampling | FCL-TRW-AIT-0008 | Analyzer, pH, TRW, High Lift PS Building, District 2 venturi Room, TRW pumping station | Switch,Flow-Low | Switch |  | FSL | http://www.toronto.ca/TWONTO#flow_switch
15182 | FCL-TRW-LSH-0003 | Switch, Level-High, Building, Treated Water Pumping Station | FCL-TRW | Treated Water | Switch,Level-High | Switch |  | LSH | http://www.toronto.ca/TWONTO#level_switch
15183 | FCL-TRW-LSH-0003 | Switch, Level-High, Building, Treated Water Pumping Station | FCL-TRW-2 | Treated Water Pumping | Switch,Level-High | Switch |  | LSH | http://www.toronto.ca/TWONTO#level_switch
15184 | FCL-TRW-LSH-0004 | Switch, Level, High, Flood Alarm Monitoring, Surge Tank Building | FCL-TRW-4 | Surge Suppression | Switch,Level-High | Switch |  | LSH | http://www.toronto.ca/TWONTO#level_switch
15185 | FCL-TRW-LSHH-0001 | Switch, Level-High-High, Tank 0001, Surge Tank Building | FCL-TRW-4 | Surge Suppression | Switch,Level-High-High | Switch |  | LSHH | http://www.toronto.ca/TWONTO#level_switch
15186 | FCL-TRW-LSHH-0001 | Switch, Level-High-High, Tank 0001, Surge Tank Building | FCL-TRW-T-0001 | Vessel, Pressure, Surge, Surge Tank Building | Switch,Level-High-High | Switch |  | LSHH | http://www.toronto.ca/TWONTO#level_switch
15187 | FCL-TRW-LSL-0100 | Switch, Level, Low, Treated Water Pump P-0100 Loss of Prime, High Lift Building, Pump Room | FCL-TRW-P-0100 | Pump, Treated Water | Switch,Level-Low | Switch |  | LSL | http://www.toronto.ca/TWONTO#level_switch
15188 | FCL-TRW-LSL-0200 | Switch, Level, Low, Treated Water Pump P-0200 Loss of Prime, High Lift Building, Pump Room | FCL-TRW-P-0200 | Pump, Treated Water | Switch,Level-Low | Switch |  | LSL | http://www.toronto.ca/TWONTO#level_switch
15189 | FCL-TRW-LSL-0300 | Switch, Level, Low, Treated Water Pump P-0300 Loss of Prime, High Lift Building, Pump Room | FCL-TRW-P-0300 | Pump, Treated Water | Switch,Level-Low | Switch |  | LSL | http://www.toronto.ca/TWONTO#level_switch
15190 | FCL-TRW-LSL-0500 | Switch, Level, Low, Treated Water Pump P-0500 Loss of Prime, High Lift Building, Pump Room | FCL-TRW-P-0500 | Pump, Treated Water | Switch,Level-Low | Switch |  | LSL | http://www.toronto.ca/TWONTO#level_switch
15191 | FCL-TRW-LSL-0600 | Switch, Level, Low, Treated Water Pump P-0600 Loss of Prime, High Lift Building, Pump Room | FCL-TRW-P-0600 | Pump, Treated Water | Switch,Level-Low | Switch |  | LSL | http://www.toronto.ca/TWONTO#level_switch
15192 | FCL-TRW-LSL-0800 | Switch, Level, Low, Treated Water Pump P-0800 Loss of Prime, High Lift Building, Pump Room | FCL-TRW-P-0800 | Pump, Treated Water | Switch,Level-Low | Switch |  | LSL | http://www.toronto.ca/TWONTO#level_switch
15193 | FCL-TRW-LSL-0900 | Switch, Level, Low, Treated Water Pump P-0900 Loss of Prime, High Lift Building, Pump Room | FCL-TRW-P-0900 | Pump, Treated Water | Switch,Level-Low | Switch |  | LSL | http://www.toronto.ca/TWONTO#level_switch
15194 | FCL-TRW-LSL-1000 | Switch, Level, Low, Treated Water Pump P-1000 Loss of Prime, High Lift Building, Pump Room | FCL-TRW-P-1000 | Pump, Treated Water | Switch,Level-Low | Switch |  | LSL | http://www.toronto.ca/TWONTO#level_switch
15195 | FCL-TRW-LSLL-0002 | Switch, Level-Low-Low, Tank 0002, Surge Tank Building | FCL-TRW-T-0002 | Vessel, Pressure, Surge, Surge Tank Building | Switch,Level-Low-Low | Switch |  | LSLL | http://www.toronto.ca/TWONTO#level_switch
15216 | FCL-TRW-PSH-0001 | Switch, Pressure-High, District 1W, Treated Water Pumping Station | FCL-TRW | Treated Water | Switch,Pressure-High | Switch |  | PSH | http://www.toronto.ca/TWONTO#pressure_switch
15217 | FCL-TRW-PSH-0001 | Switch, Pressure-High, District 1W, Treated Water Pumping Station | FCL-TRW-2 | Treated Water Pumping | Switch,Pressure-High | Switch |  | PSH | http://www.toronto.ca/TWONTO#pressure_switch
15218 | FCL-TRW-PSH-0002 | Switch, Pressure-High, District 2, Treated Water Pumping Station | FCL-TRW | Treated Water | Switch,Pressure-High | Switch |  | PSH | http://www.toronto.ca/TWONTO#pressure_switch
15219 | FCL-TRW-PSH-0004 | Switch, Pressure-High, Vacuum Priming Unit, Treated Water Pumping Station | FCL-TRW-2 | Treated Water Pumping | Switch,Pressure-High | Switch |  | PSH | http://www.toronto.ca/TWONTO#pressure_switch
15220 | FCL-TRW-PSL-0001 | Switch, Pressure-Low, District 1W, Treated Water Pumping Station | FCL-TRW | Treated Water | Switch,Pressure-Low | Switch |  | PSL | http://www.toronto.ca/TWONTO#pressure_switch
15221 | FCL-TRW-PSL-0003 | Switch, Pressure-Low, Air Supply, Surge Tank Building | FCL-TRW | Treated Water | Switch,Pressure-Low | Switch |  | PSL | http://www.toronto.ca/TWONTO#pressure_switch
15222 | FCL-TRW-PSL-0003 | Switch, Pressure-Low, Air Supply, Surge Tank Building | FCL-TRW-T-0003 | Vessel, Pressure, Air Supply, Surge Tank Building | Switch,Pressure-Low | Switch |  | PSL | http://www.toronto.ca/TWONTO#pressure_switch
15250 | FCL-TRW-TSL-0001 | Switch, Temperature-Low, Building, Treated Water Pumping Station | FCL-TRW-2 | Treated Water Pumping | Switch,Temperature-Low | Switch |  | TSL | http://www.toronto.ca/TWONTO#temperature_switch
15430 | FCL-WWW-FSL-7014 | Switch, Flow, Low, Discharge, After SO2 Chlorine and Turbidity RMF Sampling Pumps, Effluent Chamber,P-7014A | FCL-WWW-P-7014A | Pump Sample After SO2 Chlorine and Turbidity, RMF dechlorination | Switch,Flow-Low | Switch |  | FSL | http://www.toronto.ca/TWONTO#flow_switch
15431 | FCL-WWW-FSL-7014 | Switch, Flow, Low, Discharge, After SO2 Chlorine and Turbidity RMF Sampling Pumps, Effluent Chamber,P-7014A | FCL-WWW-SAMP | Residue Management Sampling | Switch,Flow-Low | Switch |  | FSL | http://www.toronto.ca/TWONTO#flow_switch
15458 | FCL-WWW-LSHH-0034 | Switch, Level, High, High, Low Lift Sanitary Sump | FCL-WWW-T-3000 | Tank, Sludge Sump, RMF Clarification Facility | Switch,Level-High | Switch |  | LSHH | http://www.toronto.ca/TWONTO#level_switch
15886 | FHA-AM-LSHH-0101 | Switch, Level High, Aqua Ammonia | FHA-AM-T-0101 | Tank, Aqua Ammonia, RMF Ammonia Storage Room North Tank |  | Switch |  | LSHH | http://www.toronto.ca/TWONTO#level_switch
15894 | FHA-AM-PSH-0201 | Switch, Pressure, Ammonia Tank 2. | FHA-AM-T-0201 | Tank, Aqua Ammonia, RMF Ammonia Storage Room South Tank |  | Switch |  | PSH | http://www.toronto.ca/TWONTO#pressure_switch
15992 | FHA-AUX-PSH-0203 | Switch, Pressure, High, Air Receiver T-0201, Instrument Air, Service Building | FHA-AUX-T-0201 | Tank, Air Receiver Compressed Air, Instrument Air, Pump Building, High Lift PS Basement, N/E Corner | Switch,Pressure-High | Switch |  | PSH | http://www.toronto.ca/TWONTO#pressure_switch
16049 | FHA-BW-TSH-0502 | Switch, Temperature High, Backwash Pump P-0501 Motor, Low Lift PS | FHA-BW-M-0501 | Motor, Wash Water to Filter Bldg. | Switch,Temperature-High | Switch |  | TSH | http://www.toronto.ca/TWONTO#temperature_switch
16050 | FHA-BW-TSH-0503 | Switch, Temperature High, Backwash Pump P-0501 Bearing, Low Lift PS | FHA-BW-M-0501 | Motor, Wash Water to Filter Bldg. | Switch,Temperature-High | Switch |  | TSH | http://www.toronto.ca/TWONTO#temperature_switch
16051 | FHA-BW-TSH-0504 | Switch, Temperature High, Backwash Pump P-0501 Bearing, Low Lift PS | FHA-BW-M-0501 | Motor, Wash Water to Filter Bldg. | Switch,Temperature-High | Switch |  | TSH | http://www.toronto.ca/TWONTO#temperature_switch
16052 | FHA-BW-TSH-0601 | Switch, Temperature High, Backwash Pump P-0501 Motor, Low Lift PS | FHA-BW-M-0501 | Motor, Wash Water to Filter Bldg. | Switch,Temperature-High | Switch |  | TSH | http://www.toronto.ca/TWONTO#temperature_switch
16053 | FHA-BW-TSH-0603 | Switch, Temperature High, Backwash Pump P-0501 Bearing, Low Lift PS | FHA-BW-M-0501 | Motor, Wash Water to Filter Bldg. | Switch,Temperature-High | Switch |  | TSH | http://www.toronto.ca/TWONTO#temperature_switch
16054 | FHA-BW-TSH-0604 | Switch, Temperature High, Backwash Pump P-0501 Bearing, Low Lift PS | FHA-BW-M-0501 | Motor, Wash Water to Filter Bldg. | Switch,Temperature-High | Switch |  | TSH | http://www.toronto.ca/TWONTO#temperature_switch
16055 | FHA-BW-TSH-0701 | Switch, Temperature High, Backwash Pump P-0701 Motor, Low Lift PS | FHA-BW-M-0701 | Motor, Wash Water to Filter Bldg. | Switch,Temperature-High | Switch |  | TSH | http://www.toronto.ca/TWONTO#temperature_switch
16189 | FHA-CLA-PSH-0302 | Switch, Pressure, High, Discharge Evaporator CLA-EV-0301, Chemical Storage Room, Filter Building | FHA-CLA-EV-0301 | Evaporator, Chlorine, Filtration Bldg., Chlorine Storage Room | Switch,Pressure | Switch |  | PSH | http://www.toronto.ca/TWONTO#pressure_switch
16276 | FHA-CLB-PSH-0202 | Switch, Pressure, High, Discharge, CLB-EV-0201, Filter Building, Cl2/SO2 Storage Room | FHA-CLB-CHL-0201 | Chlorinator, Solution Feed Gas Dispenser, Vacuum Operated, Filtration Building, Cl2/SO2 Feeder Room | Switch,Pressure | Switch |  | PSH | http://www.toronto.ca/TWONTO#pressure_switch
16394 | FHA-DCL-LSHH-0701 | Switch, Level high, Sodium Bisulphite | FHA-WWW-T-0701 | Tank, SBS Storage, RMF, SBS Storage Room |  | Switch |  | LSHH | http://www.toronto.ca/TWONTO#level_switch
16395 | FHA-DCL-LSHH-0702 | Switch, Level High, Sodium Bisulphite | FHA-WWW-T-0702 | Tank, SBS Storage, RMF, SBS Storage Room |  | Switch |  | LSHH | http://www.toronto.ca/TWONTO#level_switch
16509 | COL-PKP-LSH-0001 | Switch, Level-High | COL-PKP | Kennedy Park Sewage Pumping Station | Switch,Level | Switch |  | LSH | http://www.toronto.ca/TWONTO#level_switch
16510 | COL-PKP-LSH-0001 | Switch, Level-High | COL-PKP-MISC | Miscellaneous Equipment | Switch,Level | Switch |  | LSH | http://www.toronto.ca/TWONTO#level_switch
16511 | COL-PKP-LSL-0102 | Switch, Level-Low | COL-PKP | Kennedy Park Sewage Pumping Station | Switch | Switch |  | LSL | http://www.toronto.ca/TWONTO#level_switch
16512 | COL-PKP-LSL-0102 | Switch, Level-Low | COL-PKP-MISC | Miscellaneous Equipment | Switch | Switch |  | LSL | http://www.toronto.ca/TWONTO#level_switch
16513 | COL-PKP-LSLL-0101 | Switch, Level Low-Low | COL-PKP | Kennedy Park Sewage Pumping Station | Switch,Level | Switch |  | LSLL | http://www.toronto.ca/TWONTO#level_switch
16514 | COL-PKP-LSLL-0101 | Switch, Level Low-Low | COL-PKP-MISC | Miscellaneous Equipment | Switch,Level | Switch |  | LSLL | http://www.toronto.ca/TWONTO#level_switch
16866 | FHA-ELS-TS-0402 | Transfer Switch, ATS Panel, Filter Building, Transformer Room | FHA-ELS | Electrical | Switch | Switch |  | TS | http://www.toronto.ca/TWONTO#transfer_switch
17272 | COL-PKP-SW-0001 | Switch, Main Power | COL-PKP | Kennedy Park Sewage Pumping Station | Switch | Switch |  | SW | http://www.toronto.ca/TWONTO#disconnect_switch
17273 | COL-PKP-TS-0001 | Transfer Switch | COL-PKP | Kennedy Park Sewage Pumping Station | Switch | Switch |  | TS | http://www.toronto.ca/TWONTO#transfer_switch
17274 | COL-PKP-TS-0001 | Transfer Switch | COL-PKP-MISC | Miscellaneous Equipment | Switch | Switch |  | TS | http://www.toronto.ca/TWONTO#transfer_switch
17275 | COL-PKP-TS-0002 | Transfer Switch | COL-PKP | Kennedy Park Sewage Pumping Station | Switch | Switch |  | TS | http://www.toronto.ca/TWONTO#transfer_switch
17276 | COL-PKP-TS-0002 | Transfer Switch | COL-PKP-MISC | Miscellaneous Equipment | Switch | Switch |  | TS | http://www.toronto.ca/TWONTO#transfer_switch
18067 | COL-PLB-FS-0100 | Switch, Flow-Low | COL-PLB-AHU-0100 | Air Handling Unit | Switch,Flow | Switch |  | FS | http://www.toronto.ca/TWONTO#flow_switch
18068 | COL-PLB-FS-0100 | Switch, Flow-Low | COL-PLB-AUX-INST | Instrumentation Equipment | Switch,Flow | Switch |  | FS | http://www.toronto.ca/TWONTO#flow_switch
18248 | COL-PLB-FS-0100 | Switch, Flow-Low | COL-PLB-AUX-MECH | Mechanical Equipment | Switch,Flow | Switch |  | FS | http://www.toronto.ca/TWONTO#flow_switch
18255 | COL-PLB-HIC-0100 | Humidistat | COL-PLB-AHU-0100 | Air Handling Unit |  | Switch |  | HIC | http://www.toronto.ca/TWONTO#thermostat_or_zone_controller_unit
18256 | COL-PLB-HIC-0100 | Humidistat | COL-PLB-AUX-MECH | Mechanical Equipment |  | Switch |  | HIC | http://www.toronto.ca/TWONTO#thermostat_or_zone_controller_unit
18271 | COL-PLB-LSH-0003 (S) | Level Switch, High | COL-PLB | Long Branch Pumping Station | Switch,Level | Switch | 35798 | LSH | http://www.toronto.ca/TWONTO#level_switch
18272 | COL-PLB-LSH-0003 (S) | Level Switch, High | COL-PLB-AUX-ELEC | Electrical Equipment | Switch,Level | Switch | 35798 | LSH | http://www.toronto.ca/TWONTO#level_switch
18273 | COL-PLB-LSH-0103 | Switch,Level, High, Wet Well #1 | COL-PLB-WEL-0100 | Wet Well | Switch,Level-High | Switch |  | LSH | http://www.toronto.ca/TWONTO#level_switch
18274 | COL-PLB-LSH-0105 | Switch, Level-High | COL-PLB-WEL-0100 | Wet Well | Switch,Level-High | Switch |  | LSH | http://www.toronto.ca/TWONTO#level_switch
18275 | COL-PLB-LSH-0110 | Switch, Level-High | COL-PLB | Long Branch Pumping Station | Switch,Level-High | Switch |  | LSH | http://www.toronto.ca/TWONTO#level_switch
18276 | COL-PLB-LSH-0110 | Switch, Level-High | COL-PLB-AUX-MECH | Mechanical Equipment | Switch,Level-High | Switch |  | LSH | http://www.toronto.ca/TWONTO#level_switch
18277 | COL-PLB-LSH-0111 (S) | Switch, Level-High | COL-PLB | Long Branch Pumping Station | Switch,Level | Switch | 35802 | LSH | http://www.toronto.ca/TWONTO#level_switch
18278 | COL-PLB-LSH-0153 | Switch, Level-High | COL-PLB | Long Branch Pumping Station | Switch,Level-High | Switch |  | LSH | http://www.toronto.ca/TWONTO#level_switch
18279 | COL-PLB-LSH-0202 (S) | Level Switch, High | COL-PLB-AUX-ELEC | Electrical Equipment | Switch,Level | Switch | 35803 | LSH | http://www.toronto.ca/TWONTO#level_switch
18280 | COL-PLB-LSH-0202 (S) | Level Switch, High | COL-PLB-AUX-MECH | Mechanical Equipment | Switch,Level | Switch | 35803 | LSH | http://www.toronto.ca/TWONTO#level_switch
18281 | COL-PLB-LSL-0102 | Switch,Level, Low, Wet Well #1 | COL-PLB-WEL-0100 | Wet Well | Switch,Level-Low | Switch |  | LSL | http://www.toronto.ca/TWONTO#level_switch
18282 | COL-PLB-LSL-0157 (S) | Switch, Level-Low | COL-PLB-AUX-INST | Instrumentation Equipment | Switch | Switch | 35805 | LSL | http://www.toronto.ca/TWONTO#level_switch
18283 | COL-PLB-LSL-0157 (S) | Switch, Level-Low | COL-PLB-AUX-MECH | Mechanical Equipment | Switch | Switch | 35805 | LSL | http://www.toronto.ca/TWONTO#level_switch
18617 | COL-PLB-PSL-0120 | Switch, Pressure-Low | COL-PLB-AUX-MECH | Mechanical Equipment | Switch | Switch | 34547 | PSL | http://www.toronto.ca/TWONTO#pressure_switch
18618 | COL-PLB-PSL-0121 | Switch, Pressure-Low | COL-PLB | Long Branch Pumping Station | Switch | Switch | 34548 | PSL | http://www.toronto.ca/TWONTO#pressure_switch
18619 | COL-PLB-PSL-0121 | Switch, Pressure-Low | COL-PLB-AUX-MECH | Mechanical Equipment | Switch | Switch | 34548 | PSL | http://www.toronto.ca/TWONTO#pressure_switch
18620 | COL-PLB-PSL-0121 | Switch, Pressure-Low | COL-PLB-SUSPENDED | Longbranch P.S.suspended entities | Switch | Switch | 34548 | PSL | http://www.toronto.ca/TWONTO#pressure_switch
18621 | COL-PLB-PSL-0122 | Switch, Pressure-Low | COL-PLB | Long Branch Pumping Station | Switch | Switch | 34549 | PSL | http://www.toronto.ca/TWONTO#pressure_switch
18622 | COL-PLB-PSL-0122 | Switch, Pressure-Low | COL-PLB-SUSPENDED | Longbranch P.S.suspended entities | Switch | Switch | 34549 | PSL | http://www.toronto.ca/TWONTO#pressure_switch
18633 | COL-PLB-SW-0001 | Switch, Main Electrical Disconnect | COL-PLB | Long Branch Pumping Station | Switch | Switch |  | SW | http://www.toronto.ca/TWONTO#disconnect_switch
18634 | COL-PLB-SW-0001 | Switch, Main Electrical Disconnect | COL-PLB-AUX-ELEC | Electrical Equipment | Switch | Switch |  | SW | http://www.toronto.ca/TWONTO#disconnect_switch
18635 | COL-PLB-SW-0154 | Switch, Transfer | COL-PLB | Long Branch Pumping Station | Switch | Switch |  | SW | http://www.toronto.ca/TWONTO#transfer_switch
18636 | COL-PLB-SW-0154 | Switch, Transfer | COL-PLB-AUX-ELEC | Electrical Equipment | Switch | Switch |  | SW | http://www.toronto.ca/TWONTO#transfer_switch
18637 | COL-PLB-SW-0154 | Switch, Transfer | COL-PLB-AUX-MECH | Mechanical Equipment | Switch | Switch |  | SW | http://www.toronto.ca/TWONTO#transfer_switch
18638 | COL-PLB-SW-0154 | Switch, Transfer | COL-PLB-MCC-0195A | Motor Control Centre | Switch | Switch |  | SW | http://www.toronto.ca/TWONTO#transfer_switch
18644 | COL-PLB-TS-0001 | Switch, Transfer | COL-PLB | Long Branch Pumping Station | Switch | Switch |  | TS | http://www.toronto.ca/TWONTO#transfer_switch
18645 | COL-PLB-TSH-0151A | Switch, Temperature-High | COL-PLB | Long Branch Pumping Station | Switch | Switch | 34550 | TSH | http://www.toronto.ca/TWONTO#temperature_switch
18646 | COL-PLB-TSH-0151B | Switch, Temperature-High | COL-PLB-AUX-MECH | Mechanical Equipment | Switch | Switch | 34551 | TSH | http://www.toronto.ca/TWONTO#temperature_switch
18647 | COL-PLB-TSH-0151B | Switch, Temperature-High | COL-PLB-SUSPENDED | Longbranch P.S.suspended entities | Switch | Switch | 34551 | TSH | http://www.toronto.ca/TWONTO#temperature_switch
18648 | COL-PLB-TSH-0151C | Switch, Temperature-High | COL-PLB | Long Branch Pumping Station | Switch | Switch | 34552 | TSH | http://www.toronto.ca/TWONTO#temperature_switch
18649 | COL-PLB-TSH-0151E | Switch, Temperature-High | COL-PLB-AUX-MECH | Mechanical Equipment | Switch | Switch | 34553 | TSH | http://www.toronto.ca/TWONTO#temperature_switch
18650 | COL-PLB-TSH-0151E | Switch, Temperature-High | COL-PLB-SUSPENDED | Longbranch P.S.suspended entities | Switch | Switch | 34553 | TSH | http://www.toronto.ca/TWONTO#temperature_switch
18651 | COL-PLB-TSH-0151F | Switch, Temperature-High | COL-PLB | Long Branch Pumping Station | Switch | Switch | 34554 | TSH | http://www.toronto.ca/TWONTO#temperature_switch
19143 | FHA-WWW-FSL-0001 | Switch, Flow, Low, Diversion Chamber Sample Pumps, RMF, Recycle Area, Upper Stairs | FHA-WWW-P-0001 | Pump, Centrifugal, Sample, Diversion Chamber, RMF, Recycle Area, Upper Stairs | Switch,Flow-Low | Switch |  | FSL | http://www.toronto.ca/TWONTO#flow_switch
19147 | FHA-WWW-HS-2410 | Switch, Emergency Rope Switch, CV-2410, RMF, Centrifuge Room | FHA-WWW-CV-2410 | Conveyor, Centrifuge CF-2401, RMF, Centrifuge Service Platform | Switch | Switch |  | HS | hand_switch
19210 | FHA-WWW-MSL-2410 | Switch, Motion-Low, CV-2420, RMF, Centrifuge Room | FHA-WWW-CF-2401 | Centrifuge, Dewatering, RMF, Centrifuge Service Platform | Switch | Switch |  | MSL | http://www.toronto.ca/TWONTO#motion_sensor_element
19211 | FHA-WWW-MSL-2430 | Switch, Motion-Low, CV-2430, RMF, Dewatering Cake Loading Area | FHA-WWW-CF-2401 | Centrifuge, Dewatering, RMF, Centrifuge Service Platform | Switch | Switch |  | MSL | http://www.toronto.ca/TWONTO#motion_sensor_element
19212 | FHA-WWW-MSL-2440 | Switch, Motion-Low, CV-2440, RMF, Dewatering Cake Loading Area | FHA-WWW-CF-2401 | Centrifuge, Dewatering, RMF, Centrifuge Service Platform | Switch | Switch |  | MSL | http://www.toronto.ca/TWONTO#motion_sensor_element
19213 | FHA-WWW-MSL-2520 | Switch, Motion-Low, CV-2510, RMF,Centrifuge Room | FHA-WWW-CF-2501 | Centrifuge, Dewatering, RMF, Centrifuge Service Platform | Switch | Switch |  | MSL | http://www.toronto.ca/TWONTO#motion_sensor_element
19214 | FHA-WWW-MSL-2540 | Switch, Motion-Low, CV-2540, RMF, Dewatering Cake Loading Area | FHA-WWW-CF-2501 | Centrifuge, Dewatering, RMF, Centrifuge Service Platform | Switch | Switch |  | MSL | http://www.toronto.ca/TWONTO#motion_sensor_element
19791 | FHO-ACC-FS-0101 | Switch, Flow, Loss of Airflow, Fresh Air Intake, Admin Building, L2, Adjacent to Elevator Shaft | FHO-MCS-HVAC | Plant HVAC |  | Switch |  | FS | http://www.toronto.ca/TWONTO#flow_switch
19792 | FHO-ACC-FS-0501 | Switch, Flow, Air, Raw Water Area Supply Fan FN-0501 Outlet, Admin Building, L2, Mechanical Room | FHO-ACC-FN-0501 | Fan, Fresh Air Supply, Raw Water Dehumidifier, L2 Admin Building, East Wing, Mechanical Room |  | Switch |  | FS | http://www.toronto.ca/TWONTO#flow_switch
19793 | FHO-ACC-FS-0702 | Switch, Flow, Air, D-0702 Outlet, TWPS, S5, TRW Sample Area | FHO-ACC-D-0702 | Dehumidifier, TWPS, S5, TRW Sample Area |  | Switch |  | FS | http://www.toronto.ca/TWONTO#flow_switch
19794 | FHO-ACC-FS-1101 | Switch, Flow, Air, AHU-1101 Outlet, Clarifier Building, S2, Main Foyer | FHO-ACC-AHU-1101 | Air Handling Unit, Clarifier Building, S4, larifier Gallery |  | Switch |  | FS | http://www.toronto.ca/TWONTO#flow_switch
19795 | FHO-ACC-FS-1511 | Switch, Flow, Air, AHU-1511 Outlet, Ozone Building, L1, Mechanical Room 1 | FHO-ACC-AHU-1511 | Air Handling Unit, Ozone Building, L1, Mechanical Room 1 |  | Switch |  | FS | http://www.toronto.ca/TWONTO#flow_switch
19796 | FHO-ACC-FS-1512 | Switch, Flow, Air, FN-1512 Outlet, Ozone Building, L1, Mechanical Room 3 | FHO-ACC-FN-1512 | Fan, Exhaust, Raw Water Procees Room & Fire Pump Room Ventilation, Ozone Building, L1, Mechanical Room 3 |  | Switch |  | FS | http://www.toronto.ca/TWONTO#flow_switch
19797 | FHO-ACC-FS-1513 | Switch, Flow, Air, FN-1513 Outlet, Ozone Building, S2, Service Pipe Gallery 2 | FHO-ACC-FN-1513 | Fan, Centrifugal Square, Inline, Exhaust, Ozone Building, S2, Service Pipe Gallery |  | Switch |  | FS | http://www.toronto.ca/TWONTO#flow_switch
19798 | FHO-ACC-FS-1516 | Switch, Flow, Air, FN-1516 Outlet, Ozone Building, S1, Ozone Pipe Gallery 1 | FHO-ACC-FN-1516 | Fan, Centrifugal Square, Inline, Ozone Pipe Gallery 1 Exhaust, Ozone Building, Mechanical Room 3 |  | Switch |  | FS | http://www.toronto.ca/TWONTO#flow_switch
19799 | FHO-ACC-FS-1517 | Switch, Flow, Air, FN-1517 Outlet, Ozone Building, S2, Sampling Area No.3 | FHO-ACC-FN-1517 | Blower, Centrifugal SWSI Stainless Steel, Exhaust, Ozone Building, Sampling Area No.3 |  | Switch |  | FS | http://www.toronto.ca/TWONTO#flow_switch
19800 | FHO-ACC-FS-1518 | Switch, Flow, Air, FN-1518 Outlet, Ozone Building, S2, Sampling Area No.4 | FHO-ACC-FN-1518 | Blower, Centrifugal SWSI Stainless Steel, Exhaust, Ozone Building, Sampling Area No.4 |  | Switch |  | FS | http://www.toronto.ca/TWONTO#flow_switch
19801 | FHO-ACC-FS-1519 | Switch, Flow, Air, FN-1519 Outlet, Ozone Building, S2, Ozone Pipe Gallery 2 | FHO-ACC-FN-1519 | Fan, Centrifugal Square, Inline, Exhaust, Ozone Building, Pipe Gallery 2 |  | Switch |  | FS | http://www.toronto.ca/TWONTO#flow_switch
19802 | FHO-ACC-FS-1521 | Switch, Flow, Air, AHU-1521 Outlet, Ozone Building, L1, Mechanical Room 1 | FHO-ACC-AHU-1521 | Air Handling Unit, Filter 9-13 Pipe Gallery Ventilation, Ozone Building, L1, Mechanical Room 1 |  | Switch |  | FS | http://www.toronto.ca/TWONTO#flow_switch
19803 | FHO-ACC-FS-1531 | Switch, Flow, Air, AHU-1531 Outlet, Ozone Building, L1, Mechanical Room 1 | FHO-ACC-AHU-1531 | Air Handling Unit, Filter 9-13 Operating Gallery Ventilation, Ozone Building, L1, Mechanical Room 1 |  | Switch |  | FS | http://www.toronto.ca/TWONTO#flow_switch
19804 | FHO-ACC-FS-1532 | Switch, Flow, Air, FN-1532 Outlet, Ozone Building, L1, Mechanical Room 2 | FHO-ACC-FN-1532 | Fan, Exhaust, Filter 9-13 Gallery Ventilation, Ozone Building, L1, Mechanical Room 2 |  | Switch |  | FS | http://www.toronto.ca/TWONTO#flow_switch
19805 | FHO-ACC-FS-1542 | Switch, Flow, Air, FN-1542 Outlet, Ozone Building, S1, Mechanical Room 3 | FHO-ACC-FN-1542 | Fan, Exhaust, Ozone Equipment Room Ventilation, Ozone Building, S1, Mechanical Room 3 |  | Switch |  | FS | http://www.toronto.ca/TWONTO#flow_switch
19806 | FHO-ACC-FS-1544 | Switch, Flow, Air, FN-1544 Outlet, Ozone Building, S1, Mechanical Room 3 | FHO-ACC-FN-1544 | Fan, Exhaust, Ozone Equipment Room Ventilation, Ozone Building, S1, Mechanical Room 3 |  | Switch |  | FS | http://www.toronto.ca/TWONTO#flow_switch
19869 | FHO-ACC-FS-1551 | Switch, Flow, Air, FN-1551 Outlet, Ozone Building, L1, Mechanical Room 1 | FHO-ACC-FN-1551 | Fan, Centrifugal Square Inline, Electrical Room Supply&Ventilation,Ozone Building, Mechanical Room 1 |  | Switch |  | FS | http://www.toronto.ca/TWONTO#flow_switch
19870 | FHO-ACC-FS-1563 | Switch, Flow, Air, FN-1563 Outlet, Ozone Building, L1, Mechancal Room 3 | FHO-ACC-FN-1563 | Fan, Centrifugal Square Inline, Mechanical Room 1 Exhaust, Ozone Building, Mechanical Room 3 |  | Switch |  | FS | http://www.toronto.ca/TWONTO#flow_switch
19871 | FHO-ACC-FS-1567 | Switch, Flow, Air, FN-1567 Outlet, Ozone Building, L1, Equipment Storage Room 2 | FHO-ACC-FN-1567 | Fan, Exhaust, Ozone Building, L1, Equipment Storage Room 2 |  | Switch |  | FS | http://www.toronto.ca/TWONTO#flow_switch
19872 | FHO-ACC-FS-1631 | Switch, Flow, Air, Fan FN-1631 Outlet, Standby Power Building, S2 Electrical Room, North | FHO-ACC-FN-1631 | Fan, Centrifugal Square Inline, Electrical Room Supply, Standby Power Building, S2, North |  | Switch |  | FS | http://www.toronto.ca/TWONTO#flow_switch
19873 | FHO-ACC-FS-1632 | Switch, Flow, Air, Fan FN-1632 Outlet, Standby Power Building, S2 Electrical Room, South | FHO-ACC-FN-1632 | Fan, Exhaust, Centrifugal Square Inline, Electrical Room, Standby Power Building, S2, South |  | Switch |  | FS | http://www.toronto.ca/TWONTO#flow_switch
19874 | FHO-ACC-FS-1702 | Switch, Flow, Air, Fan FN-1702 Outlet, Filter Building, L1, East End | FHO-ACC-FN-1702 | Fan, Exhaust, East Filter Area, Filter Building, L1, East End |  | Switch |  | FS | http://www.toronto.ca/TWONTO#flow_switch
19875 | FHO-ACC-FS-1703 | Switch, Flow, Air, AHU-1701 Outlet, Filter Building, L1, Filter Gallery, West | FHO-ACC-FN-1701 | Fan, Exhaust, West Filter Area, Filter Building, L1, West End |  | Switch |  | FS | http://www.toronto.ca/TWONTO#flow_switch
20149 | FHO-ACC-TSL-0104 | Switch, Temperature, Low, AHU-0104 Inlet Air, Admin Building, L2, East Wing, Mechanical Room | FHO-ACC-AHU-0104 | Air Handling Unit, Admin Building, East Wing, Mechanical Room |  | Switch |  | TSL | http://www.toronto.ca/TWONTO#temperature_switch
20328 | FHO-ACC-ZS-0103 | Switch, Overhead Door DR-0301 Opened Limit Switch, Admin Building, S2, Loading Bay | FHO-GRK-DR-0301 | Door, Overhead, Admin Building S2 Loading Bay East Door |  | Switch |  | ZS | http://www.toronto.ca/TWONTO#position_switch
20329 | FHO-ACC-ZS-0104 | Switch, Overhead Door DR-0301 Closed Limit Switch, Admin Building, S2, Loading Bay | FHO-GRK-DR-0301 | Door, Overhead, Admin Building S2 Loading Bay East Door |  | Switch |  | ZS | http://www.toronto.ca/TWONTO#position_switch
20467 | COL-PMM-FS-0100 | Switch, Flow-Low | COL-PLB-AUX-MECH | Mechanical Equipment | Switch,Flow | Switch |  | FS | http://www.toronto.ca/TWONTO#flow_switch
20468 | COL-PMM-FS-0100 | Switch, Flow-Low | COL-PMM-AHU-0100 | Air Handling Unit | Switch,Flow | Switch |  | FS | http://www.toronto.ca/TWONTO#flow_switch
20469 | COL-PMM-FS-0100 | Switch, Flow-Low | COL-PMM-MISC | Miscellaneous Equipment | Switch,Flow | Switch |  | FS | http://www.toronto.ca/TWONTO#flow_switch
20493 | COL-PMM-LSH-0001 | Switch, Level-High | COL-PMM-MISC | Miscellaneous Equipment | Switch,Level | Switch |  | LSH | http://www.toronto.ca/TWONTO#level_switch
20494 | COL-PMM-LSH-0103 | Switch,Level, High, Wet Well #1 | COL-PMM-WEL-0100 | Wet Well | Switch,Level-High | Switch |  | LSH | http://www.toronto.ca/TWONTO#level_switch
20495 | COL-PMM-LSH-0105 | Switch, Level-High | COL-PMM | Mimico Pumping Station | Switch,Level-High | Switch |  | LSH | http://www.toronto.ca/TWONTO#level_switch
20496 | COL-PMM-LSH-0105 | Switch, Level-High | COL-PMM-WEL-0100 | Wet Well | Switch,Level-High | Switch |  | LSH | http://www.toronto.ca/TWONTO#level_switch
20497 | COL-PMM-LSH-0110 | Switch, Level-High | COL-PMM-MISC | Miscellaneous Equipment | Switch,Level-High | Switch |  | LSH | http://www.toronto.ca/TWONTO#level_switch
20498 | COL-PMM-LSH-0111 | Switch, Level-High | COL-PMM-MISC | Miscellaneous Equipment | Switch,Level-High | Switch |  | LSH | http://www.toronto.ca/TWONTO#level_switch
20499 | COL-PMM-LSH-0203 | Switch,Level, High, Wet Well #2 | COL-PMM-WEL-0200 | Wet Well | Switch,Level-High | Switch |  | LSH | http://www.toronto.ca/TWONTO#level_switch
20500 | COL-PMM-LSH-0205 | Switch,Level, High Flood Alarm, Wet Well #2 | COL-PMM-WEL-0200 | Wet Well | Switch,Level-High | Switch |  | LSH | http://www.toronto.ca/TWONTO#level_switch
20501 | COL-PMM-LSHH-0104 | Switch,Level, High-High, Float Mode, Wet Well #1 | COL-PMM-WEL-0100 | Wet Well | Switch,Level-High-High | Switch |  | LSHH | http://www.toronto.ca/TWONTO#level_switch
20502 | COL-PMM-LSL-0102 | Switch,Level, Low, Wet Well #1 | COL-PMM-WEL-0100 | Wet Well | Switch,Level-Low | Switch |  | LSL | http://www.toronto.ca/TWONTO#level_switch
20503 | COL-PMM-LSL-0106 | Switch, Level-Low | COL-PMM-MISC | Miscellaneous Equipment | Switch | Switch | 36007 | LSL | http://www.toronto.ca/TWONTO#level_switch
20504 | COL-PMM-LSL-0109 | Switch, Level-Low | COL-PMM-MISC | Miscellaneous Equipment | Switch | Switch | 36008 | LSL | http://www.toronto.ca/TWONTO#level_switch
20505 | COL-PMM-LSL-0157 | Switch, Level-Low | COL-PMM | Mimico Pumping Station | Switch | Switch | 36009 | LSL | http://www.toronto.ca/TWONTO#level_switch
20506 | COL-PMM-LSL-0157 | Switch, Level-Low | COL-PMM-MISC | Miscellaneous Equipment | Switch | Switch | 36009 | LSL | http://www.toronto.ca/TWONTO#level_switch
20507 | COL-PMM-LSL-0202 | Switch,Level, Low, Wet Well #2 | COL-PMM-WEL-0200 | Wet Well | Switch,Level-Low | Switch |  | LSL | http://www.toronto.ca/TWONTO#level_switch
20508 | COL-PMM-LSLL-0101 | Switch,Level, Low-Low, Wet Well #1 | COL-PMM-WEL-0100 | Wet Well | Switch,Level-Low-Low | Switch |  | LSLL | http://www.toronto.ca/TWONTO#level_switch
20533 | COL-PMM-PSL-0121 | Switch, Pressure-Low | COL-PMM | Mimico Pumping Station | Switch,Pressure-Low | Switch |  | PSL | http://www.toronto.ca/TWONTO#pressure_switch
20534 | COL-PMM-PSL-0121 | Switch, Pressure-Low | COL-PMM-MISC | Miscellaneous Equipment | Switch,Pressure-Low | Switch |  | PSL | http://www.toronto.ca/TWONTO#pressure_switch
20535 | COL-PMM-PSL-0121 | Switch, Pressure-Low | COL-PMM-P-0121 | Pump, Centrifugal, Mimico Pump #2 | Switch,Pressure-Low | Switch |  | PSL | http://www.toronto.ca/TWONTO#pressure_switch
20536 | COL-PMM-PSL-0122 | Switch, Pressure-Low | COL-PMM-MISC | Miscellaneous Equipment | Switch,Pressure-Low | Switch |  | PSL | http://www.toronto.ca/TWONTO#pressure_switch
20537 | COL-PMM-PSL-0122 | Switch, Pressure-Low | COL-PMM-P-0122 | Pump, Centrifugal, Mimico Pump #3 | Switch,Pressure-Low | Switch |  | PSL | http://www.toronto.ca/TWONTO#pressure_switch
20553 | COL-PMM-TS-0001 | Switch, Power Disconnect | COL-PMM | Mimico Pumping Station | Switch | Switch | 36003 | TS | http://www.toronto.ca/TWONTO#disconnect_switch
20554 | COL-PMM-TS-0001 | Switch, Power Disconnect | COL-PMM-MISC | Miscellaneous Equipment | Switch | Switch | 36003 | TS | http://www.toronto.ca/TWONTO#disconnect_switch
20555 | COL-PMM-TS-0002 | Switch, Power Disconnect | COL-PMM | Mimico Pumping Station | Switch | Switch | 36004 | TS | http://www.toronto.ca/TWONTO#disconnect_switch
20556 | COL-PMM-TS-0002 | Switch, Power Disconnect | COL-PMM-MISC | Miscellaneous Equipment | Switch | Switch | 36004 | TS | http://www.toronto.ca/TWONTO#disconnect_switch
20557 | COL-PMM-TS-0154 | Switch, Transfer | COL-PMM-MISC | Miscellaneous Equipment | Switch | Switch |  | TS | http://www.toronto.ca/TWONTO#transfer_switch
20665 | FHO-AM-FSL-0001 | Switch, Flow-Low, Inlet, Siphon Breaker, Ammonia to Primary TRW W-Chem Mix Channel, S2,Mix Gallery,S | FHO-AM-SB-0001 | Scrubber, Ammonia, Chemical Building, North Penthouse | Switch,Flow-Low | Switch |  | FSL | http://www.toronto.ca/TWONTO#flow_switch
20666 | FHO-AM-LSH-0001 | Switch, Level, Left Sensor, Ammonia Spill Containment, S4, Ammonia Storage Room, Pit, N/E | FHO-AM | Ammoniation | Switch,Level-High | Switch |  | LSH | http://www.toronto.ca/TWONTO#level_switch
20667 | FHO-AM-LSL-0001 | Switch, Level-Low, Ammonia Dispersion, Secondary TRWS Channel, Ozone Building, S2, Dispersion Pump Room | FHO-AM-T-0101 | Tank, Aqua Ammonia, Ammonia System, S4 Ammonia Storage Room | Switch,Level-Low | Switch |  | LSL | http://www.toronto.ca/TWONTO#level_switch
20787 | FHO-BW-FSL-1301 | Switch, Flow-Low, Seal Water, Backwash Pump P-1301, S2, Backwash Pump Gallery | FHO-BW-P-1301 | Pump, Backwash Pump 13, S2 Wash Water Pump Gallery |  | Switch |  | FSL | http://www.toronto.ca/TWONTO#flow_switch
20883 | FHO-CCS-LSH-0001 | Switch, Level-High, Phosphoric Acid Spill Containment, S4, Corrosion Control Tank Room | FHO WORK AREA 1 | Process |  | Switch |  | LSH | http://www.toronto.ca/TWONTO#level_switch
20884 | FHO-CCS-LSH-0101 | Switch, Level, High, Phosphoric Acid Storage Tank T-0101, S4,Corrossion Control Tank Room | FHO-FL-T-0101 | Tank, Fluoride Storage Tank 1, Fluoride System, S4 Fluoride Room |  | Switch |  | LSH | http://www.toronto.ca/TWONTO#level_switch
20975 | FHO-CL-PSH-0001 | Switch, Pressure High, Residual Chlorine Tank CL-T-0001, S2, Chemical Bldg, Storage Room | FHO RESERVOIR | Sampling |  | Switch |  | PSH | http://www.toronto.ca/TWONTO#pressure_switch
21011 | FHO-CLA-PSH-0101 | Sensor, Liquid Pressure, Evaporator Suction Pre Chlorination Train 1, Chemical Bldg, L1,Machine Room | FHO-CLA-CHL-0101-KQ | Pre Chlorination Train 1 | Switch,Pressure-High | Switch |  | PSH | http://www.toronto.ca/TWONTO#pressure_switch
21012 | FHO-CLA-PSH-0102 | Switch, Pressure, Evaporator Discharge Pre Chlorination Train 1, Chemical Building, L1,Machine Room | FHO-CLA-CHL-0101-KQ | Pre Chlorination Train 1 | Switch,Pressure-High | Switch |  | PSH | http://www.toronto.ca/TWONTO#pressure_switch
21013 | FHO-CLA-PSH-0201 | Switch, Liquid Pressure, Evaporator Suction, Pre Chlorination Train 2,Chemical Bldg, L1,Machine Room | FHO-CLA-CHL-0201 | Chlorinator, Pre Chlorination Train 2, Chemical Building, L1, Machine Room | Switch,Pressure-High | Switch |  | PSH | http://www.toronto.ca/TWONTO#pressure_switch
21014 | FHO-CLA-PSL-0101 | Switch, Liquid Pressure, Pre Chlorination Header Train 1, S2 Chem. Storage Rm | FHO-CLA-CHL-0101 | Chlorinator, Pre Chlorination Train 1, Chemical Building, L1, Machine Room | Switch,Pressure-Low | Switch |  | PSL | http://www.toronto.ca/TWONTO#pressure_switch
21015 | FHO-CLA-PSL-0102 | Switch, Pressure on Liquid Header Post Chlorination Train 1, Chemical Bldg, L1,Machine Room | FHO-CLA-CHL-0101 | Chlorinator, Pre Chlorination Train 1, Chemical Building, L1, Machine Room | Switch,Pressure-Low | Switch |  | PSL | http://www.toronto.ca/TWONTO#pressure_switch
21016 | FHO-CLA-PSL-0201 | Switch, Liquid Pressure, Pre Chlorination Header Train 2, S2 Chem. Storage Rm | FHO-CLA-CHL-0201 | Chlorinator, Pre Chlorination Train 2, Chemical Building, L1, Machine Room | Switch,Pressure-Low | Switch |  | PSL | http://www.toronto.ca/TWONTO#pressure_switch
21017 | FHO-CLA-PSL-0202 | Switch, Pressure on Liquid Header Post Chlorination Train 2, Chemical Bldg, L1,Machine Room | FHO-CLA-CHL-0101-KQ | Pre Chlorination Train 1 | Switch,Pressure-Low | Switch |  | PSL | http://www.toronto.ca/TWONTO#pressure_switch
21108 | FHO-CLB-FSL-0002B | Switch, Flow, Secondary Post Resid. Analyzer Supply, AIT-0001B,Filter Pipe Gallery1-8,Upper Lvl. S/E | FHO CLEARWELL | Sampling | Switch,Flow-Low | Switch |  | FSL | http://www.toronto.ca/TWONTO#flow_switch
21121 | FHO-CLB-PSH-0102 | Switch,Pressure High,Post Chl. West Train 1,Vent from Evaporator to Emerg.Vent Header,Chem.Supp.Rm. | FHO-CLB-CHL-0101 | Chlorinator, Post Chlorination Train 1 West, Chemical Building, L1, Evaporator Room | Switch,Pressure-High | Switch |  | PSH | http://www.toronto.ca/TWONTO#pressure_switch
21122 | FHO-CLB-PSH-0201 | Switch, Pressure, Post ChlorinationTrain 2 Evaporator Inlet, Chemical Bldg, Main Floor, Machine Rm | FHO-CLB | Post Chlorination System | Switch,Pressure-High | Switch |  | PSH | http://www.toronto.ca/TWONTO#pressure_switch
21123 | FHO-CLB-PSH-0201 | Switch, Pressure, Post ChlorinationTrain 2 Evaporator Inlet, Chemical Bldg, Main Floor, Machine Rm | FHO-CLB-CHL-0201 | Chlorinator, Post Chlorination Train 2 West, Chemical Building, L1, Evaporator Room | Switch,Pressure-High | Switch |  | PSH | http://www.toronto.ca/TWONTO#pressure_switch
21124 | FHO-CLB-PSH-0201 | Switch, Pressure, Post ChlorinationTrain 2 Evaporator Inlet, Chemical Bldg, Main Floor, Machine Rm | FHO-CLB-CHL-0201-KQ | Post Chlorination Train 2 | Switch,Pressure-High | Switch |  | PSH | http://www.toronto.ca/TWONTO#pressure_switch
21125 | FHO-CLB-PSH-0202 | Switch,Pressure High,Post Chlorine W.Train 2 Vent from Evaporator to Emerg.Vent Header,Chem.Supp.Rm. | FHO-CLB | Post Chlorination System | Switch,Pressure-High | Switch |  | PSH | http://www.toronto.ca/TWONTO#pressure_switch
21126 | FHO-CLB-PSH-0202 | Switch,Pressure High,Post Chlorine W.Train 2 Vent from Evaporator to Emerg.Vent Header,Chem.Supp.Rm. | FHO-CLB-CHL-0201 | Chlorinator, Post Chlorination Train 2 West, Chemical Building, L1, Evaporator Room | Switch,Pressure-High | Switch |  | PSH | http://www.toronto.ca/TWONTO#pressure_switch
21127 | FHO-CLB-PSH-0202 | Switch,Pressure High,Post Chlorine W.Train 2 Vent from Evaporator to Emerg.Vent Header,Chem.Supp.Rm. | FHO-CLB-CHL-0201-KQ | Post Chlorination Train 2 | Switch,Pressure-High | Switch |  | PSH | http://www.toronto.ca/TWONTO#pressure_switch
21128 | FHO-CLB-PSH-0301 | Switch, Pressure, Post ChlorinationTrain 3 Evapororator Inlet, Chemical Bldg, Main Floor, Machine Rm | FHO-CLC-CHL-0201-KQ | Trim ChlorinationTrain 2 | Switch,Pressure-High | Switch |  | PSH | http://www.toronto.ca/TWONTO#pressure_switch
21129 | FHO-CLB-PSH-0302 | Switch,Pressure High,Post Chl. East Train 3,Vent from Evaporator to Emerg.Vent Header,Chem.Supp.Rm. | FHO-CLB | Post Chlorination System | Switch,Pressure-High | Switch |  | PSH | http://www.toronto.ca/TWONTO#pressure_switch
21130 | FHO-CLB-PSH-0302 | Switch,Pressure High,Post Chl. East Train 3,Vent from Evaporator to Emerg.Vent Header,Chem.Supp.Rm. | FHO-CLB-CHL-0301 | Chlorinator, Post Chlorination East Train 3, Chemical Building, L1, Evaporator Room | Switch,Pressure-High | Switch |  | PSH | http://www.toronto.ca/TWONTO#pressure_switch
21131 | FHO-CLB-PSH-0302 | Switch,Pressure High,Post Chl. East Train 3,Vent from Evaporator to Emerg.Vent Header,Chem.Supp.Rm. | FHO-CLC-CHL-0201-KQ | Trim ChlorinationTrain 2 | Switch,Pressure-High | Switch |  | PSH | http://www.toronto.ca/TWONTO#pressure_switch
21132 | FHO-CLB-PSH-0401 | Switch, Pressure, Post ChlorinationTrain 4 Evapororator Inlet, Chemical Bldg, Main Floor, Machine Rm | FHO-CLB-CHL-0401 | Chlorinator, Post Chlorination East Train 4,Chemical Building, L1, Evaporator Room | Switch,Pressure-High | Switch |  | PSH | http://www.toronto.ca/TWONTO#pressure_switch
21133 | FHO-CLB-PSH-0401 | Switch, Pressure, Post ChlorinationTrain 4 Evapororator Inlet, Chemical Bldg, Main Floor, Machine Rm | FHO-DCL-SO-0101-KQ | Dechlorination Train 1 | Switch,Pressure-High | Switch |  | PSH | http://www.toronto.ca/TWONTO#pressure_switch
21134 | FHO-CLB-PSH-0402 | Switch,Pressure High,Post Chl. East Train 4,Vent from Evaporator to Emerg.Vent Header,Chem.Supp.Rm. | FHO-CLB | Post Chlorination System | Switch,Pressure-High | Switch |  | PSH | http://www.toronto.ca/TWONTO#pressure_switch
21135 | FHO-CLB-PSH-0402 | Switch,Pressure High,Post Chl. East Train 4,Vent from Evaporator to Emerg.Vent Header,Chem.Supp.Rm. | FHO-CLB-CHL-0401 | Chlorinator, Post Chlorination East Train 4,Chemical Building, L1, Evaporator Room | Switch,Pressure-High | Switch |  | PSH | http://www.toronto.ca/TWONTO#pressure_switch
21136 | FHO-CLB-PSH-0402 | Switch,Pressure High,Post Chl. East Train 4,Vent from Evaporator to Emerg.Vent Header,Chem.Supp.Rm. | FHO-DCL-SO-0101-KQ | Dechlorination Train 1 | Switch,Pressure-High | Switch |  | PSH | http://www.toronto.ca/TWONTO#pressure_switch
21137 | FHO-CLB-PSL-0101 | Switch,Pressure Low,Outlet from Post East Chlorine Train 1 Tanks to Expansion Tank,Chem.Storage Rm. | FHO-CLB-CHL-0101 | Chlorinator, Post Chlorination Train 1 West, Chemical Building, L1, Evaporator Room | Switch,Pressure-Low | Switch |  | PSL | http://www.toronto.ca/TWONTO#pressure_switch
21138 | FHO-CLB-PSL-0102 | Switch, Pressure Low, Post East, Train 1, Outlet from Evaporator,Chem Bldg. Main Floor, Machine Rm | FHO-CLB-CHL-0101 | Chlorinator, Post Chlorination Train 1 West, Chemical Building, L1, Evaporator Room | Switch,Pressure-Low | Switch |  | PSL | http://www.toronto.ca/TWONTO#pressure_switch
21139 | FHO-CLB-PSL-0102 | Switch, Pressure Low, Post East, Train 1, Outlet from Evaporator,Chem Bldg. Main Floor, Machine Rm | FHO-CLB-CHL-0101-KQ | Post ChlorinationTrain 1 | Switch,Pressure-Low | Switch |  | PSL | http://www.toronto.ca/TWONTO#pressure_switch
21140 | FHO-CLB-PSL-0202 | Switch, Pressure Low, Post East, Train 2, Outlet from Evaporator,Chem Bldg. Main Floor, Machine Rm | FHO-CLB-CHL-0201 | Chlorinator, Post Chlorination Train 2 West, Chemical Building, L1, Evaporator Room | Switch,Pressure-Low | Switch |  | PSL | http://www.toronto.ca/TWONTO#pressure_switch
21141 | FHO-CLB-PSL-0301 | Switch,Pressure Low,Outlet from Post East Chlorine Train 3 Tanks to Expansion Tank,Chem.Storage Rm. | FHO-CLB | Post Chlorination System | Switch,Pressure-Low | Switch |  | PSL | http://www.toronto.ca/TWONTO#pressure_switch
21142 | FHO-CLB-PSL-0302 | Switch, Pressure Low, Post East, Train 3, Outlet from Evaporator,Main Floor, Chemical Supply Room | FHO-CLB | Post Chlorination System | Switch,Pressure-Low | Switch |  | PSL | http://www.toronto.ca/TWONTO#pressure_switch
21143 | FHO-CLB-PSL-0401 | Switch,Pressure Low,Outlet from Post East Chlorine Train 4 Tanks to Expansion Tank,Chem.Storage Rm. | FHO-CLB | Post Chlorination System | Switch,Pressure-Low | Switch |  | PSL | http://www.toronto.ca/TWONTO#pressure_switch
21144 | FHO-CLB-PSL-0401 | Switch,Pressure Low,Outlet from Post East Chlorine Train 4 Tanks to Expansion Tank,Chem.Storage Rm. | FHO-CLB-CHL-0401 | Chlorinator, Post Chlorination East Train 4,Chemical Building, L1, Evaporator Room | Switch,Pressure-Low | Switch |  | PSL | http://www.toronto.ca/TWONTO#pressure_switch
21145 | FHO-CLB-PSL-0401 | Switch,Pressure Low,Outlet from Post East Chlorine Train 4 Tanks to Expansion Tank,Chem.Storage Rm. | FHO-DCL-SO-0101-KQ | Dechlorination Train 1 | Switch,Pressure-Low | Switch |  | PSL | http://www.toronto.ca/TWONTO#pressure_switch
21146 | FHO-CLB-PSL-0402 | Switch, Pressure Low, Post East, Train 4, Outlet from Evaporator,Main Floor, Chemical Supply Room | FHO-CLB-CHL-0401 | Chlorinator, Post Chlorination East Train 4,Chemical Building, L1, Evaporator Room | Switch,Pressure-Low | Switch |  | PSL | http://www.toronto.ca/TWONTO#pressure_switch
21147 | FHO-CLB-PSL-0402 | Switch, Pressure Low, Post East, Train 4, Outlet from Evaporator,Main Floor, Chemical Supply Room | FHO-DCL-SO-0101-KQ | Dechlorination Train 1 | Switch,Pressure-Low | Switch |  | PSL | http://www.toronto.ca/TWONTO#pressure_switch
21265 | FHO-CLC-PSH-0101 | Switch, Pressure, Evaporator Inletr Trim Chlorination Train 1, Chemical Bldg, Main Floor, Machine Rm | FHO-CLC-CHL-0101 | Chlorinator, Trim Chlorination Train 1, Chemical Building, L1, Machine Room | Switch,Pressure-High | Switch |  | PSH | http://www.toronto.ca/TWONTO#pressure_switch
21266 | FHO-CLC-PSH-0101 | Switch, Pressure, Evaporator Inletr Trim Chlorination Train 1, Chemical Bldg, Main Floor, Machine Rm | FHO-CLC-CHL-0101-KQ | Trim Chlorination Train 1 | Switch,Pressure-High | Switch |  | PSH | http://www.toronto.ca/TWONTO#pressure_switch
21267 | FHO-CLC-PSH-0102 | Switch,Pressure High,Trim Chlorine Train 1 Vent from Evaporator to Emerg.Vent Header, ChemicalSupp.Room | FHO-CLC-CHL-0101 | Chlorinator, Trim Chlorination Train 1, Chemical Building, L1, Machine Room | Switch,Pressure-High | Switch |  | PSH | http://www.toronto.ca/TWONTO#pressure_switch
21268 | FHO-CLC-PSL-0102 | Switch, Pressure Low, Trim Chlorination, Outlet from Evaporator,Chem Bldg. Main Floor, Machine Rm | FHO-CLC-CHL-0101 | Chlorinator, Trim Chlorination Train 1, Chemical Building, L1, Machine Room | Switch,Pressure-Low | Switch |  | PSL | http://www.toronto.ca/TWONTO#pressure_switch
21319 | FHO-DCL-FSL-0502A | Switch, Flow, Residual Chlorine Analyzer Prim. AIT-0002A,S2 South TW Transfer Channel Gallery E-Wall | FHO AFTER SO2 | Sampling | Switch,Flow | Switch |  | FSL | http://www.toronto.ca/TWONTO#transfer_switch
21333 | FHO-DCL-PSH-0201 | Switch, Pressure-High, Liquid Header Inlet to Dechlorination Evap. Train 2, Chemical Bldg,Machine Rm | FHO-DCL-SO-0201 | Sulphonator, Dechlorination Train 2, Chemical Building, Main Floor, Machine Room | Switch,Pressure-High | Switch |  | PSH | http://www.toronto.ca/TWONTO#pressure_switch
21334 | FHO-DCL-PSH-0201 | Switch, Pressure-High, Liquid Header Inlet to Dechlorination Evap. Train 2, Chemical Bldg,Machine Rm | FHO-DCL-SO-0201-KQ | Dechlorination Train 2 | Switch,Pressure-High | Switch |  | PSH | http://www.toronto.ca/TWONTO#pressure_switch
21335 | FHO-DCL-PSH-0202 | Switch, Pressure-High, Vent Header Dechlorination Train 2 Evaporator, Chemical Bldg, Machine Room | FHO-DCL-SO-0201 | Sulphonator, Dechlorination Train 2, Chemical Building, Main Floor, Machine Room | Switch,Pressure-High | Switch |  | PSH | http://www.toronto.ca/TWONTO#pressure_switch
21336 | FHO-DCL-PSH-0301 | Switch, Pressure-High, Liquid Header Inlet to Dechlorination Evap. Train 3, Chemical Bldg,Machine Rm | FHO-DCL-SO-0301 | Sulphonator, Dechlorination Train 3, Chemical Building, Main Floor, Machine Room | Switch,Pressure-High | Switch |  | PSH | http://www.toronto.ca/TWONTO#pressure_switch
21337 | FHO-DCL-PSH-0302 | Switch, Pressure-High, Vent Header Dechlorination Train 3 Evaporator, Chemical Bldg, Machine Room | FHO-DCL-SO-0301-KQ | Dechlorination Train 3 | Switch,Pressure-High | Switch |  | PSH | http://www.toronto.ca/TWONTO#pressure_switch
21338 | FHO-DCL-PSL-0001 | Switch, Pressure-Low, Expansion Tank Header, Liquid Supply Dechlor.Train 3, S2 Chemical Storage Rm | FHO-DCL | De-Chlorination | Switch,Pressure-Low | Switch |  | PSL | http://www.toronto.ca/TWONTO#pressure_switch
21339 | FHO-DCL-PSL-0001 | Switch, Pressure-Low, Expansion Tank Header, Liquid Supply Dechlor.Train 3, S2 Chemical Storage Rm | FHO-DCL-SO-0101-KQ | Dechlorination Train 1 | Switch,Pressure-Low | Switch |  | PSL | http://www.toronto.ca/TWONTO#pressure_switch
21340 | FHO-DCL-PSL-0201 | Switch, Pressure-Low, Expansion Tank Header, Liquid Supply Dechlor.Train 2, S2 Chemical Storage Rm | FHO-DCL-SO-0201-KQ | Dechlorination Train 2 | Switch,Pressure-Low | Switch |  | PSL | http://www.toronto.ca/TWONTO#pressure_switch
21429 | FHO-DEW-LS-0001 | Switch, Level, Sump Pumps P-0101 & P-0201 Control, RW Building, S10.5 RW Pump Room, Basement | FHO-DEW | Dewatering & Drainage | Switch,Level | Switch |  | LS | http://www.toronto.ca/TWONTO#level_switch
21430 | FHO-DEW-LS-0002 | Switch, Level, Sump Pumps P-0301 & P-0401 Control, TRW Building, S5, Cable Tray Room, S/W | FHO-DEW | Dewatering & Drainage | Switch,Level | Switch |  | LS | http://www.toronto.ca/TWONTO#level_switch
21431 | FHO-DEW-LS-0005 | Switch, Level, Sump Pumps P-1201 & P-1301 Control, Surge Building, S2, Tank Room | FHO-DEW | Dewatering & Drainage | Switch,Level | Switch |  | LS | http://www.toronto.ca/TWONTO#level_switch
21432 | FHO-DEW-LS-0006 | Switch, Level, Sump Pumps P-1401 & P-1501 Control, Surge Building | FHO-DEW | Dewatering & Drainage | Switch,Level | Switch |  | LS | http://www.toronto.ca/TWONTO#level_switch
21433 | FHO-DEW-LS-0701 | Switch, Level, Sump Pump P-0701 Control, Reservoir, S2, TRW Suction Gallery S/W End | FHO-DEW | Dewatering & Drainage | Switch,Level | Switch |  | LS | http://www.toronto.ca/TWONTO#level_switch
21434 | FHO-DEW-LS-2401 | Switch, Level, Sump Pumps P-2401 & P-2402 Control, Standby Power Building, S4, CCS Room | FHO-DEW-P-2401 | Pump, Submersible, Centrifugal, Drain Sump Well, Standby Power Bldg, S4, CCS Room, N/W |  | Switch |  | LS | http://www.toronto.ca/TWONTO#level_switch
21551 | FHO-DOZ-FSL-0500 | Switch, Flow, Low, Nitrogen Discharge to GOX Pretreatment, Ozone Building, S2, RW Process Room North | FHO-NIT-SYS | NITROGEN SYSTEM | Switch,Flow-Low | Switch |  | FSL | http://www.toronto.ca/TWONTO#flow_switch
21575 | FHO-DOZ-LSL-0200 | Switch, Level, Low, LOX Tank T-0100, LOX Storage Area | FHO-DOZ-T-0100 | Tank, Liquid Oxigen, LOX Storage Area |  | Switch |  | LSL | http://www.toronto.ca/TWONTO#level_switch
21632 | FHO-DOZ-PS-1150 | Power Supply Unit, Ozone Generator OZ-1100, Ozone Building, L1, Ozone Equipment Room | FHO-DOZ-OZ-1100 | Ozonator, Ozone Generator 1, Ozone Building, L1, Ozone Equipment Room, Ozone Generator Skid | Generator,Electricity | Switch |  | PS | power_supply
21633 | FHO-DOZ-PSH-5010 | Switch,Pressure,High,Cooling Water Expansion Tank T-5001,Ozone Building,L1,Ozone Equipment Room | FHO-DOZ-T-5001 | Tank, Closed Loop Cooling Water Expansion, Ozone Building,L1,Ozone Equipment Room,Cooling Water Skid | Switch,Pressure-High | Switch |  | PSH | http://www.toronto.ca/TWONTO#pressure_switch
21634 | FHO-DOZ-PSH-5020 | Switch,Pressure,High,Cooling Water Expansion Tank T-5002,Ozone Building,L1,Ozone Equipment Room | FHO-DOZ-T-5002 | Tank, Closed Loop Cooling Water Expansion, Ozone Building,L1,Ozone Equipment Room,Cooling Water Skid | Switch,Pressure-High | Switch |  | PSH | http://www.toronto.ca/TWONTO#pressure_switch
21635 | FHO-DOZ-PSL-0500 | Switch, Pressure, Low, Air Storage Tank T-0500, Ozone Building, S2, RW Process Room, Nitrogen Skid | FHO-DOZ-T-0500 | Tank, Air Storage, Ozone Building, S2, Raw Water Process Room, Nitrogen Skid | Switch,Pressure-High | Switch |  | PSL | http://www.toronto.ca/TWONTO#pressure_switch
21636 | FHO-DOZ-PSL-5010 | Switch,Pressure,Low,Cooling Water Expansion Tank T-5001,Ozone Building,L1,Ozone Equipment Room | FHO-DOZ-T-5001 | Tank, Closed Loop Cooling Water Expansion, Ozone Building,L1,Ozone Equipment Room,Cooling Water Skid | Switch,Pressure-Low | Switch |  | PSL | http://www.toronto.ca/TWONTO#pressure_switch
21689 | FHO-DOZ-TSH-1120 | Switch,Temperature, High,Ozone Generator OZ-1100 Closed Loop CWR,Ozone Bldg.,L1,Ozone Equipment Room | FHO-DOZ-OZ-1100 | Ozonator, Ozone Generator 1, Ozone Building, L1, Ozone Equipment Room, Ozone Generator Skid | Switch,Temperature-High | Switch |  | TSH | http://www.toronto.ca/TWONTO#temperature_switch
21690 | FHO-DOZ-TSH-1220 | Switch,Temperature, High,Ozone Generator OZ-1200 Closed Loop CWR,Ozone Bldg.,L1,Ozone Equipment Room | FHO-DOZ-OZ-1200 | Ozonator, Ozone Generator 2, Ozone Building, L1, Ozone Equipment Room, Ozone Generator Skid | Switch,Temperature-High | Switch |  | TSH | http://www.toronto.ca/TWONTO#temperature_switch
21691 | FHO-DOZ-TSH-4104 | Switch, Temperature, High, Off-Gas Preheater,Ozone Building, L1, Ozone Equipment Room | FHO-DOZ-OFFGAS | OFFGAS DESTRUCTION |  | Switch |  | TSH | http://www.toronto.ca/TWONTO#temperature_switch
21692 | FHO-DOZ-TSH-4204 | Switch, Temperature, High, Off-Gas Preheater,Ozone Building, L1, Ozone Equipment Room | FHO-DOZ-OFFGAS | OFFGAS DESTRUCTION |  | Switch |  | TSH | http://www.toronto.ca/TWONTO#temperature_switch
21693 | FHO-DOZ-TSH-4304 | Switch, Temperature, High, Off-Gas Preheater,Ozone Building, L1, Ozone Equipment Room | FHO-DOZ-OFFGAS | OFFGAS DESTRUCTION |  | Switch |  | TSH | http://www.toronto.ca/TWONTO#temperature_switch
21694 | FHO-DOZ-TSL-4504 | Switch, Temperature, Low, Off-Gas Preheater HTR-4504 Outlet,Ozone Building, L1, Ozone Equipment Room | FHO-DOZ-HTR-4504 | Heater, Off-Gas Preheater, Off Gas Distruct Skid 4400, Ozone Building, L1, Ozone Equipment Room | Switch,Temperature-Low | Switch |  | TSL | http://www.toronto.ca/TWONTO#temperature_switch
22825 | FHO-ELS-TS-0001 | Transfer Switch, Diesel Generators 0001 & 0002, Chemical Building, S4, Disel Generator Room | FHO-ELS-GEN-0101 | Generator, Electricity, Diesel, #1, Admin Building, S4, Generator Room |  | Switch |  | TS | http://www.toronto.ca/TWONTO#transfer_switch
22826 | FHO-ELS-TS-0731 | Transfer Switch, ATS, MCC-0730, Admin Building, S4, Electrical Room | FHO-ELS-GEN-0201 | Generator, Electricity, Diesel, #2, Admin Building, S4, Generator Room |  | Switch |  | TS | http://www.toronto.ca/TWONTO#transfer_switch
22827 | FHO-ELS-TS-0833 | Transfer Switch, ATS, For LP-0833, Admin Building, S4, Electrical Room | FHO-ELS-LTG-2000 | Lighting, Facility Interior : Plant wide, interior lighting |  | Switch |  | TS | http://www.toronto.ca/TWONTO#transfer_switch
22909 | FHO-EPG-TS-0831 | Transfer Switch, ATS, MCC-0830, Standby Building, S2, Electrical Room | FHO-ELS-MCC-0830 | Motor Control Centre, Emergency Load, Standby Power Building |  | Switch |  | TS | http://www.toronto.ca/TWONTO#transfer_switch
23077 | FHO-FEQ-FSH-0002 | Switch, Flow-High, Fire System, Flocculation Building, S2, Corridor, North Wall | FHO-SES-FEQ-1000 | Fire Equipment, Built In |  | Switch |  | FSH | http://www.toronto.ca/TWONTO#flow_switch
23078 | FHO-FEQ-FSH-0003 | Switch, Flow-High, Fire System, Admin Building, S5, Cable Tray Room, East | FHO-SES-FEQ-1000 | Fire Equipment, Built In |  | Switch |  | FSH | http://www.toronto.ca/TWONTO#flow_switch
23079 | FHO-FEQ-FSH-0005 | Switch, Flow-High, Fire System, Admin Building, S4, South of Ramp | FHO-SES-FEQ-1000 | Fire Equipment, Built In |  | Switch |  | FSH | http://www.toronto.ca/TWONTO#flow_switch
23080 | FHO-FEQ-FSH-0006 | Switch, Flow-High, Fire System, Admin Building, S4, South of Ramp | FHO-SES-FEQ-1000 | Fire Equipment, Built In |  | Switch |  | FSH | http://www.toronto.ca/TWONTO#flow_switch
23081 | FHO-FEQ-FSH-0007 | Switch, Flow-High, Fire System, Admin Building, L2, East HVAC Room | FHO-SES-FEQ-1000 | Fire Equipment, Built In |  | Switch |  | FSH | http://www.toronto.ca/TWONTO#flow_switch
23170 | COL-PNT-FS-0100 | Switch, Flow-Low | COL-PMM-MISC | Miscellaneous Equipment | Switch,Flow | Switch |  | FS | http://www.toronto.ca/TWONTO#flow_switch
23171 | COL-PNT-FS-0100 | Switch, Flow-Low | COL-PNT-AHU-0100 | Air Handling Unit | Switch,Flow | Switch |  | FS | http://www.toronto.ca/TWONTO#flow_switch
23197 | COL-PNT-LSH-0001 | Switch, Level-High | COL-PNT | New Toronto Pumping Station | Switch,Level | Switch | 36017 | LSH | http://www.toronto.ca/TWONTO#level_switch
23198 | COL-PNT-LSH-0002 | Switch, Level-Low | COL-PNT | New Toronto Pumping Station | Switch | Switch | 36018 | LSH | http://www.toronto.ca/TWONTO#level_switch
23199 | COL-PNT-LSH-0002 | Switch, Level-Low | COL-PNT-MISC | Miscellaneous Equipment | Switch | Switch | 36018 | LSH | http://www.toronto.ca/TWONTO#level_switch
23200 | COL-PNT-LSH-0108 | Switch, Level-High | COL-PNT | New Toronto Pumping Station | Switch,Level | Switch | 36019 | LSH | http://www.toronto.ca/TWONTO#level_switch
23201 | COL-PNT-LSH-0110 | Switch, Level-High | COL-PNT | New Toronto Pumping Station | Switch,Level-High | Switch |  | LSH | http://www.toronto.ca/TWONTO#level_switch
23202 | COL-PNT-LSH-0111 | Switch, Level-High | COL-PNT | New Toronto Pumping Station | Switch,Level | Switch | 36020 | LSH | http://www.toronto.ca/TWONTO#level_switch
23203 | COL-PNT-LSH-0153 | Switch, Level-High | COL-PNT | New Toronto Pumping Station | Switch,Level-High | Switch |  | LSH | http://www.toronto.ca/TWONTO#level_switch
23204 | COL-PNT-LSH-0153 | Switch, Level-High | COL-PNT-MISC | Miscellaneous Equipment | Switch,Level-High | Switch |  | LSH | http://www.toronto.ca/TWONTO#level_switch
23205 | COL-PNT-LSH-0203 | Switch,Level, High, Wet Well #2 | COL-PNT-WEL-0200 | Wet Well | Switch,Level-High | Switch |  | LSH | http://www.toronto.ca/TWONTO#level_switch
23206 | COL-PNT-LSH-0205 | Switch,Level, High, Flood Alarm, Wet Well #2 | COL-PNT-WEL-0200 | Wet Well | Switch,Level-High | Switch |  | LSH | http://www.toronto.ca/TWONTO#level_switch
23207 | COL-PNT-LSHH-0104 | Switch,Level, High-High, Float Mode, Wet Well #1 | COL-PNT-WEL-0100 | Wet Well | Switch,Level-High-High | Switch |  | LSHH | http://www.toronto.ca/TWONTO#level_switch
23208 | COL-PNT-LSL-0102 | Switch,Level, Low, Wet Well #1 | COL-PNT-WEL-0100 | Wet Well | Switch,Level-Low | Switch |  | LSL | http://www.toronto.ca/TWONTO#level_switch
23209 | COL-PNT-LSL-0106 | Switch, Level-Low | COL-PNT | New Toronto Pumping Station | Switch | Switch | 36021 | LSL | http://www.toronto.ca/TWONTO#level_switch
23210 | COL-PNT-LSL-0106 | Switch, Level-Low | COL-PNT-MISC | Miscellaneous Equipment | Switch | Switch | 36021 | LSL | http://www.toronto.ca/TWONTO#level_switch
23211 | COL-PNT-LSL-0109 | Switch, Level-Low | COL-PNT | New Toronto Pumping Station | Switch | Switch | 36022 | LSL | http://www.toronto.ca/TWONTO#level_switch
23212 | COL-PNT-LSL-0109 | Switch, Level-Low | COL-PNT-MISC | Miscellaneous Equipment | Switch | Switch | 36022 | LSL | http://www.toronto.ca/TWONTO#level_switch
23213 | COL-PNT-LSL-0157 | Switch, Level-High | COL-PNT-MISC | Miscellaneous Equipment | Switch,Level | Switch | 36023 | LSL | http://www.toronto.ca/TWONTO#level_switch
23214 | COL-PNT-LSL-0202 | Switch,Level, Low, Wet Well #2 | COL-PNT-WEL-0200 | Wet Well | Switch,Level-Low | Switch |  | LSL | http://www.toronto.ca/TWONTO#level_switch
23280 | FHO-FL-FSL-0001 | Switch,Flow Low,Service Water to Fluoride Dilution Tank T-0018, Chem Building L1, Fluoride Room, E | FHO-FL | Fluoridation | Switch,Flow-Low | Switch |  | FSL | http://www.toronto.ca/TWONTO#flow_switch
23281 | FHO-FL-FSL-0101 | Switch, Flow, Fluoride Inlet to Reservoir, S2 South Mixing Gallery, South Wall | FHO-FL | Fluoridation | Switch,Flow-Low | Switch |  | FSL | http://www.toronto.ca/TWONTO#flow_switch
23282 | FHO-FL-FSL-0302 | Switch, Flow, Sample Line To Chlorine Residual Analyzer FL-AIT-0001, S2, Sluice Gate Hall East | FHO RESERVOIR | Sampling | Switch,Flow-Low | Switch |  | FSL | http://www.toronto.ca/TWONTO#flow_switch
23285 | FHO-FL-LSH-0002 | Switch, Level Alarm for Concrete Spill Containment, S4 Fluoride Storage Tanks | FHO-FL | Fluoridation | Switch,Level-High | Switch |  | LSH | http://www.toronto.ca/TWONTO#level_switch
23286 | FHO-FL-LSH-0003 | Switch, Level Alarm for Concrete Spill Containment, S4 Fluoride Storage Tanks | FHO-FL | Fluoridation | Switch,Level-High | Switch |  | LSH | http://www.toronto.ca/TWONTO#level_switch
23540 | COL-PNT-PSL-0120 | Switch, Pressure-Low | COL-PNT-P-0120 | Pump, Centrifugal, Pump 1 | Switch,Pressure-Low | Switch |  | PSL | http://www.toronto.ca/TWONTO#pressure_switch
23546 | COL-PNT-SW-0154 | Switch, Transfer | COL-PNT-MCC-0195 | Motor Control Centre | Switch | Switch |  | SW | http://www.toronto.ca/TWONTO#transfer_switch
23555 | COL-PNT-TS-0154 | Switch, Transfer | COL-PNT-MISC | Miscellaneous Equipment | Switch | Switch |  | TS | http://www.toronto.ca/TWONTO#transfer_switch
23640 | COL-POM-LS-0103 | Switch, Level-High | COL-POM-MISC | Miscellaneous Equipment | Switch,Level | Switch |  | LS | http://www.toronto.ca/TWONTO#level_switch
23641 | COL-POM-LSH-0001 | Switch, Level-High | COL-POM | Old Mill Sewage Pumping Station | Switch,Level | Switch |  | LSH | http://www.toronto.ca/TWONTO#level_switch
23642 | COL-POM-LSH-0001 | Switch, Level-High | COL-POM-MISC | Miscellaneous Equipment | Switch,Level | Switch |  | LSH | http://www.toronto.ca/TWONTO#level_switch
23643 | COL-POM-LSH-0104 | Switch, Level-High | COL-POM | Old Mill Sewage Pumping Station | Switch,Level | Switch |  | LSH | http://www.toronto.ca/TWONTO#level_switch
23644 | COL-POM-LSHH-0105 | Switch, Level High-High | COL-POM-MISC | Miscellaneous Equipment | Switch,Level | Switch |  | LSHH | http://www.toronto.ca/TWONTO#level_switch
23645 | COL-POM-LSL-0102 | Switch, Level-Low | COL-POM | Old Mill Sewage Pumping Station | Switch | Switch |  | LSL | http://www.toronto.ca/TWONTO#level_switch
23655 | COL-POM-SW-0001 | Switch, Main Power | COL-POM-MISC | Miscellaneous Equipment | Switch | Switch |  | SW | http://www.toronto.ca/TWONTO#disconnect_switch
23656 | COL-POM-SW-0002 | Switch, Transformer | COL-POM-MISC | Miscellaneous Equipment | Switch | Switch |  | SW | http://www.toronto.ca/TWONTO#disconnect_switch
23659 | COL-POM-TS-0001 | Switch, Auto Transfer | COL-POM | Old Mill Sewage Pumping Station | Switch | Switch |  | TS | http://www.toronto.ca/TWONTO#transfer_switch
23729 | FHO-FLT-FSL-5003 | Switch, Flow, Filtered Water Sample to FLT-AIT-5002, Filter Pipe Gallery1-8,Lower Lvl, S/W | FHO FILTERED WATER | Composite Sampling | Switch,Flow-Low | Switch |  | FSL | http://www.toronto.ca/TWONTO#flow_switch
24137 | COL-PQW-LSL-0102 | Switch, Level-Low | COL-PQW | Queensway Sewage Pumping Station | Switch | Switch |  | LSL | http://www.toronto.ca/TWONTO#level_switch
24138 | COL-PQW-LSL-0102 | Switch, Level-Low | COL-PQW-MISC | Miscellaneous Equipment | Switch | Switch |  | LSL | http://www.toronto.ca/TWONTO#level_switch
24139 | COL-PQW-LSLL-0101 | Switch, Level Low-Low | COL-PQW | Queensway Sewage Pumping Station | Switch,Level | Switch |  | LSLL | http://www.toronto.ca/TWONTO#level_switch
24140 | COL-PQW-LSLL-0101 | Switch, Level Low-Low | COL-PQW-MISC | Miscellaneous Equipment | Switch,Level | Switch |  | LSLL | http://www.toronto.ca/TWONTO#level_switch
24149 | COL-PQW-TS-0001 | Switch, Transfer | COL-PQW | Queensway Sewage Pumping Station | Switch | Switch |  | TS | http://www.toronto.ca/TWONTO#transfer_switch
24378 | FHO-MCS-PS-0101 | Switch, Pressure, Vaccum Priming Tank T-0101, S 3, Compressor Room | FHO-TRW-VP | Vacuum Priming |  | Switch |  | PS | http://www.toronto.ca/TWONTO#pressure_switch
24379 | FHO-MCS-PS-0201 | Switch, Pressure, Vaccum Priming Tank T-0201, S 3, Compressor Room | FHO-TRW-VP | Vacuum Priming |  | Switch |  | PS | http://www.toronto.ca/TWONTO#pressure_switch
24380 | FHO-MCS-PSL-0101 | Switch, Pressure, Low, Service Water to Vacuum Priming Pump P-0101, S3, Compressor Room | FHO-MCS-P-0101-KQ | Vacuum Priming Pump 1 | Switch,Pressure-Low | Switch |  | PSL | http://www.toronto.ca/TWONTO#pressure_switch
24585 | COL-PRG-LSH-0103 | Switch, Level-High | COL-PRG-MISC | Miscellaneous Equipment | Switch,Level | Switch |  | LSH | http://www.toronto.ca/TWONTO#level_switch
24586 | COL-PRG-LSHH-0105 | Switch, Level High-High | COL-PRG-MISC | Miscellaneous Equipment | Switch,Level | Switch |  | LSHH | http://www.toronto.ca/TWONTO#level_switch
24938 | FHO-PLT-PSH-0101 | Switch, Pressure High, Discharge, Pretreatment Chemical Dispersion Pump 0101,Ozone Building,S2 Level | FHO-PLT-P-0101 | Pump, Centrifugal, Pretreatment Chemical Dispersion,Ozone Building, S2, Ozone Pipe Gallery #2 | Switch,Pressure-High | Switch |  | PSH | http://www.toronto.ca/TWONTO#pressure_switch
24976 | FHO-POL-LSH-0002 | Switch, Level, High, Liquid Chemical Spill Containment, S4, Chemical Building | FHO-POL | Polymer System | Switch,Level-High | Switch |  | LSH | http://www.toronto.ca/TWONTO#level_switch
25251 | FHO-RW-FSL-0002 | Switch, Flow, Supply Header to Raw Water Turbidity Analyzer, S10, Raw Water Intake Well, South | FHO RAW H2O | Raw water Sampling | Switch,Flow-Low | Switch |  | FSL | http://www.toronto.ca/TWONTO#flow_switch
25252 | FHO-RW-FSL-0003 | Switch, Flow, Supply Header to Raw Water pH Analyzer, S10, Raw Water Intake Well, South | FHO RAW H2O | Raw water Sampling | Switch,Flow-Low | Switch |  | FSL | http://www.toronto.ca/TWONTO#flow_switch
25253 | FHO-RW-FSL-0004 | Switch, Flow, Supply Header to Raw Water Particle Counter Analyzer S10, Raw Water Intake Well, South | FHO RAW H2O | Raw water Sampling | Switch,Flow-Low | Switch |  | FSL | http://www.toronto.ca/TWONTO#flow_switch
25254 | FHO-RW-FSL-0005 | Switch, Flow, Main Supply Header from ZMC Sampling System to Chemical Lab, S10, Basement | FHO RAW H2O | Raw water Sampling | Switch,Flow-Low | Switch |  | FSL | http://www.toronto.ca/TWONTO#flow_switch
25259 | FHO-RW-LSL-2101 | Switch, Level, Low, Raw Water Pump P-2101 Loss of Prime, S9, RW Pump Room | FHO-RW-P-2101 | Pump, Centrifugal, RW Pump 2101. S9, RW Pump Room |  | Switch |  | LSL | http://www.toronto.ca/TWONTO#level_switch
25287 | FHO-RW-PSL-2201 | Switch, Pressure, Low, Raw Water Pump P-2201 Loss of Prime, S9 RW Pump Room | FHO-RW-P-2201 | Pump, Centrifugal, RW Pump 2201. S9, RW Pump Room |  | Switch |  | PSL | http://www.toronto.ca/TWONTO#pressure_switch
25288 | FHO-RW-PSL-2301 | Switch, Pressure, Low, Raw Water Pump P-2301 Loss of Prime, S9 RW Pump Room | FHO-RW-P-2301 | Pump, Centrifugal, RW Pump 2301. S9, RW Pump Room |  | Switch |  | PSL | http://www.toronto.ca/TWONTO#pressure_switch
25289 | FHO-RW-PSL-2601 | Switch, Pressure, Low, Raw Water Pump P-2601 Loss of Prime, S9 RW Pump Room | FHO-RW-P-2601 | Pump, Centrifugal, RW Pump 2601. S9, RW Pump Room |  | Switch |  | PSL | http://www.toronto.ca/TWONTO#pressure_switch
25290 | FHO-RW-PSL-2701 | Switch, Pressure, Low, Raw Water Pump P-2701 Loss of Prime, S9 RW Pump Room | FHO-RW-P-2701 | Pump, Centrifugal, RW Pump 2701. S9, RW Pump Room |  | Switch |  | PSL | http://www.toronto.ca/TWONTO#pressure_switch
25557 | FHO-SBS-FSL-0001 | Switch, Flow Low, Sodium Bisulphite to Backwash Water for Chlorine Quenching,S2 Level | FHO-SBS | Ozone Quenching | Switch | Switch |  | FSL | http://www.toronto.ca/TWONTO#flow_switch
25559 | FHO-SBS-LSH-0003 | Switch, Level High, SBS Pump Spill Containment, S4 Level, SBS Pump Room | FHO-SBS | Ozone Quenching | Switch,Level-High | Switch |  | LSH | http://www.toronto.ca/TWONTO#level_switch
25882 | FHO-SES-FSH-7012 | Switch, Flow, High, Eye Wash Station #12, Chemical Building, S2, Outside,Near Chemical Delivery Area | FHO-SES-SQ-7012 | Eyewash & Shower, Station # 12, Chemical Building, S2, Outside, Near Chemical Delivery Area |  | Switch |  | FSH | http://www.toronto.ca/TWONTO#flow_switch
25883 | FHO-SES-FSH-7013 | Switch, Flow, High, Eye Wash Station #13, Standby Power Building, S4, Phosphoric Acid Room | FHO-SES-SQ-7013 | Eyewash & Shower, Station # 13, Standby Power Building, S4, Phosphoric Acid Room |  | Switch |  | FSH | http://www.toronto.ca/TWONTO#flow_switch
26657 | FHO-TRW-FSL-0004 | Switch,Flow,Low, East Chemical Mixing Conduit Sampling Line,Ozone Building,S2,Dispersion Pump Room | FHO-TRW | Treated Water System | Switch,Flow-Low | Switch |  | FSL | http://www.toronto.ca/TWONTO#flow_switch
26658 | FHO-TRW-FSL-0105 | Switch,Flow,Low,Orthophosphate Analyzer AIT-0009 Inlet,TRW Building, S5,Basement,Valve Chamber Hall | FHO TRW OUTPUT | Treated Water Output Sampling |  | Switch |  | FSL | http://www.toronto.ca/TWONTO#flow_switch
26746 | FHO-TRW-LSH-0002 | Switch, Level, High, Surge Tank T-0002, Surge Building, S4, Tank Room | FHO-TRW-T-0002-KQ | Surge Tank 2 | Switch,Level-High | Switch |  | LSH | http://www.toronto.ca/TWONTO#level_switch
26747 | FHO-TRW-LSH-0003 | Switch, Level, High, Surge Tank T-0003, Surge Building, S4, Tank Room | FHO-TRW-T-0003-KQ | Surge Tank 3 | Switch,Level-High | Switch |  | LSH | http://www.toronto.ca/TWONTO#level_switch
26751 | FHO-TRW-LSL-0002 | Switch, Level, High, Surge Tank T-0002, Surge Building, S4, Tank Room | FHO-TRW-T-0002 | Tank, Surge, District 1E2, Surge Building, S4, Tank Room | Switch,Level-Low | Switch |  | LSL | http://www.toronto.ca/TWONTO#level_switch
26752 | FHO-TRW-LSL-0003 | Switch, Level, High, Surge Tank T-0003, Surge Building, S4, Tank Room | FHO-TRW-T-0003 | Tank, Surge, District 2E1, Surge Building, S4, Tank Room | Switch,Level-Low | Switch |  | LSL | http://www.toronto.ca/TWONTO#level_switch
26753 | FHO-TRW-LSL-0100 | Switch, Level, Low, Pump P-0100 Loss of Prime, Treated Water Building, S3, Pump Room | FHO-TRW-P-0100-KQ | TRW Pump Unit 1 | Switch,Level-Low | Switch |  | LSL | http://www.toronto.ca/TWONTO#level_switch
26754 | FHO-TRW-LSL-0300 | Switch, Level, Low, Pump P-0300 Loss of Prime, Treated Water Building, S3, Pump Room | FHO-TRW-P-0300 | Pump, Centrifugal, Treated Water Building, S3, Treated Water Pump Room |  | Switch |  | LSL | http://www.toronto.ca/TWONTO#level_switch
26755 | FHO-TRW-LSL-0400 | Switch, Level, Low, Pump P-0400 Loss of Prime, Treated Water Building, S3, Pump Room | FHO-TRW-P-0400-KQ | TRW Pump Unit 4 | Switch,Level-Low | Switch |  | LSL | http://www.toronto.ca/TWONTO#level_switch
26756 | FHO-TRW-LSL-0400 | Switch, Level, Low, Pump P-0400 Loss of Prime, Treated Water Building, S3, Pump Room | FHO-TRW-P-0400-OLD | Pump, TRW Pump 0400 | Switch,Level-Low | Switch |  | LSL | http://www.toronto.ca/TWONTO#level_switch
26757 | FHO-TRW-LSL-0600 | Switch, Level, Low, Pump P-0600 Loss of Prime, Treated Water Building, S3, Pump Room | FHO-TRW-P-1100-KQ | TRW Pump Unit 11 | Switch,Level-Low | Switch |  | LSL | http://www.toronto.ca/TWONTO#level_switch
26758 | FHO-TRW-LSL-1000 | Switch, Level, Low, Pump P-1000 Loss of Prime, Treated Water Building, S3, Pump Room | FHO-TRW-P-1000-KQ | TRW Pump Unit 10 | Switch,Level-Low | Switch |  | LSL | http://www.toronto.ca/TWONTO#level_switch
26760 | FHO-TRW-LSL-3000 | Switch, Level, Low, Pump P-3000 Loss of Prime, Treated Water Building, Treated Water Building, S3, Pump Room | FHO-TRW-P-3000 | Pump, Centrifugal, Treated Water Building, S3, Treated Water Pump Room |  | Switch |  | LSL | http://www.toronto.ca/TWONTO#level_switch
26828 | FHO-TRW-PSH-0002 | Switch, High Pressure, Air Supply Header, Surge Protection System, Surge Bldg, S2, Compressore Rm, W | FHO-TRW- SURGE | Surge Protection System | Switch,Pressure-High | Switch |  | PSH | http://www.toronto.ca/TWONTO#pressure_switch
26829 | FHO-TRW-PSL-0001 | Switch, Pressure, Low, RW & TW Pumps Priming Header, TRW Building, S3, Compressor Room | FHO-TRW-VP | Vacuum Priming | Switch,Pressure-Low | Switch |  | PSL | http://www.toronto.ca/TWONTO#pressure_switch
26830 | FHO-TRW-PSL-0002 | Switch, Low Pressure, Air Supply Header, Surge Protection System, Surge Bldg, S2, Compressore Rm, W | FHO-TRW- SURGE | Surge Protection System | Switch,Pressure-Low | Switch |  | PSL | http://www.toronto.ca/TWONTO#pressure_switch
26831 | FHO-TRW-PSL-0003 | Switch, Low Pressure, Air Supply Header, Surge Protection System, Surge Bldg, S2, Compressore Rm, E | FHO-TRW- SURGE | Surge Protection System | Switch,Pressure-Low | Switch |  | PSL | http://www.toronto.ca/TWONTO#pressure_switch
26832 | FHO-TRW-PSL-0004 | Switch, Pressure, Low, Priming Pump Control, TRW Building, S3, Compressor Room | FHO-TRW-VP | Vacuum Priming | Switch,Pressure-Low | Switch |  | PSL | http://www.toronto.ca/TWONTO#pressure_switch
27160 | FHO-WWW-LSH-0202 | Switch, Level-High, Clarifier 2, Clarifier Building, S4, Basement | FHO-WWW-T-0202 | Tank, Clarifier 0202, Waste Water System, Clarifier Building, East |  | Switch |  | LSH | http://www.toronto.ca/TWONTO#level_switch
27161 | FHO-WWW-LSL-0102 | Switch, Level-Low, Clarifier 1, S4, Basement | FHO-WWW-T-0102 | Tank, Clarifier 0102, Waste Water System, Clarifier Building, West |  | Switch |  | LSL | http://www.toronto.ca/TWONTO#level_switch
27162 | FHO-WWW-LSL-0202 | Switch, Level-Low, Clarifier 2, S4, Basement | FHO-WWW-T-0202 | Tank, Clarifier 0202, Waste Water System, Clarifier Building, East |  | Switch |  | LSL | http://www.toronto.ca/TWONTO#level_switch
27270 | FHO-WWW-PSH-0601 | Switch, Pressure High, Discharge WW Blower WWW-BL-0601, S5 Blower Room | FHO-WWW-BL-0601-KQ | WW Blower 6 | Switch,Pressure-High | Switch |  | PSH | http://www.toronto.ca/TWONTO#pressure_switch
27271 | FHO-WWW-PSH-0701 | Switch, Pressure High, Discharge WW Blower WWW-BL-0701, S5 Blower Room | FHO-WWW-BL-0701-KQ | WW Blower 7 | Switch,Pressure-High | Switch |  | PSH | http://www.toronto.ca/TWONTO#pressure_switch
27272 | FHO-WWW-PSH-0801 | Switch, Pressure High, Discharge WW Blower WWW-BL-0801, S5 Blower Room | FHO-WWW-BL-0801 | Blower, Process Air to Waste Water Tank 2, S5 Blower Room | Switch,Pressure-High | Switch |  | PSH | http://www.toronto.ca/TWONTO#pressure_switch
27273 | FHO-WWW-PSH-0801 | Switch, Pressure High, Discharge WW Blower WWW-BL-0801, S5 Blower Room | FHO-WWW-BL-0801-KQ | WW Blower 8 | Switch,Pressure-High | Switch |  | PSH | http://www.toronto.ca/TWONTO#pressure_switch
27407 | COL-PSW-FS-0100 | Switch, Flow, HVAC | COL-PNT-MISC | Miscellaneous Equipment | Switch,Flow | Switch |  | FS | http://www.toronto.ca/TWONTO#flow_switch
27420 | COL-PSW-LSH-0001 | Switch, Level-High | COL-PSW | Swansea Pumping Station | Switch,Level | Switch |  | LSH | http://www.toronto.ca/TWONTO#level_switch
27421 | COL-PSW-LSH-0105 | Switch, Level-High | COL-PSW | Swansea Pumping Station | Switch,Level-High | Switch |  | LSH | http://www.toronto.ca/TWONTO#level_switch
27422 | COL-PSW-LSH-0105 | Switch, Level-High | COL-PSW-MISC | Miscellaneous Equipment | Switch,Level-High | Switch |  | LSH | http://www.toronto.ca/TWONTO#level_switch
27423 | COL-PSW-LSH-0108 | Switch, Level-High | COL-PSW | Swansea Pumping Station | Switch,Level | Switch | 36085 | LSH | http://www.toronto.ca/TWONTO#level_switch
27424 | COL-PSW-LSH-0110 | Switch, Level-High | COL-PSW | Swansea Pumping Station | Switch,Level-High | Switch |  | LSH | http://www.toronto.ca/TWONTO#level_switch
27425 | COL-PSW-LSH-0111 | Switch, Level-High | COL-PSW-MISC | Miscellaneous Equipment | Switch,Level | Switch | 36086 | LSH | http://www.toronto.ca/TWONTO#level_switch
27426 | COL-PSW-LSH-0153 | Switch, Level-High | COL-PSW | Swansea Pumping Station | Switch,Level-High | Switch |  | LSH | http://www.toronto.ca/TWONTO#level_switch
27427 | COL-PSW-LSH-0205 | Switch,Level, High, Flood Alarm, Wet Well #2 | COL-PSW-WEL-0200 | Wet Well | Switch,Level-High | Switch |  | LSH | http://www.toronto.ca/TWONTO#level_switch
27428 | COL-PSW-LSL-0106 | Switch, Level-Low | COL-PSW-MISC | Miscellaneous Equipment | Switch,Level | Switch | 36087 | LSL | http://www.toronto.ca/TWONTO#level_switch
27429 | COL-PSW-LSL-0109 | Switch, Level-Low | COL-PSW | Swansea Pumping Station | Switch,Level | Switch | 36088 | LSL | http://www.toronto.ca/TWONTO#level_switch
27430 | COL-PSW-LSL-0157 | Switch, Level-Low | COL-PSW | Swansea Pumping Station | Switch,Level | Switch | 36089 | LSL | http://www.toronto.ca/TWONTO#level_switch
27431 | COL-PSW-LSL-0202 | Switch,Level, Low, Wet Well #2 | COL-PSW-WEL-0200 | Wet Well | Switch,Level-Low | Switch |  | LSL | http://www.toronto.ca/TWONTO#level_switch
27440 | COL-PSW-PSL-0120 | Switch, Pressure-Low | COL-PSW-MISC | Miscellaneous Equipment | Switch,Pressure-Low | Switch |  | PSL | http://www.toronto.ca/TWONTO#pressure_switch
27441 | COL-PSW-PSL-0121 | Switch, Pressure-Low | COL-PSW-MISC | Miscellaneous Equipment | Switch,Pressure-Low | Switch |  | PSL | http://www.toronto.ca/TWONTO#pressure_switch
27442 | COL-PSW-PSL-0121 | Switch, Pressure-Low | COL-PSW-P-0121 | Pump, Centrifugal | Switch,Pressure-Low | Switch |  | PSL | http://www.toronto.ca/TWONTO#pressure_switch
27443 | COL-PSW-PSL-0122 | Switch, Pressure-Low | COL-PSW-P-0122 | Pump, Centrifugal | Switch,Pressure-Low | Switch |  | PSL | http://www.toronto.ca/TWONTO#pressure_switch
27494 | FHO-WWW-XSH-0101 | Switch, Torque, High, Rake, Clarifier 1 | FHO-WWW-T-0102 | Tank, Clarifier 0102, Waste Water System, Clarifier Building, West | Sensor,Position | Switch |  | XSH | http://www.toronto.ca/TWONTO#torque_switch
27495 | FHO-WWW-XSH-0201 | Switch, Torque, High, Rake Drive, Clarifier 2 | FHO-WWW-T-0202-KQ | Clarifier 2 | Sensor,Position | Switch |  | XSH | http://www.toronto.ca/TWONTO#torque_switch
27584 | COL-PSW-TS-0001 | Switch, Transfer | COL-PSW-MCC-0195 | Motor Control Centre | Switch | Switch |  | TS | http://www.toronto.ca/TWONTO#transfer_switch
27585 | COL-PSW-TS-0001 | Switch, Transfer | COL-PSW-MISC | Miscellaneous Equipment | Switch | Switch |  | TS | http://www.toronto.ca/TWONTO#transfer_switch
27586 | COL-PSW-TS-0154 | Switch, Transfer | COL-PSW | Swansea Pumping Station | Switch | Switch | 36093 | TS | http://www.toronto.ca/TWONTO#transfer_switch
27587 | COL-PSW-TS-0154 | Switch, Transfer | COL-PSW-MISC | Miscellaneous Equipment | Switch | Switch | 36093 | TS | http://www.toronto.ca/TWONTO#transfer_switch
28021 | FIS-AM-LSH-0001 | Switch, Level, High, Ammonia Tank T-0101 Spill Containment, Ammonia & Fluoride Building,Storage Room | FIS-AM-T-0101 | Tank, Ammonia Bulk Storage, Ammonia & Fluoride Building,, Storage Room | Switch,Level-High | Switch |  | LSH | http://www.toronto.ca/TWONTO#level_switch
28022 | FIS-AM-LSH-0002 | Switch, Level, High, Ammonia Skid Spill Containment, Ammonia & Fluoride Building, Feeder Room | FIS-AM | Ammoniation | Switch,Level-High | Switch |  | LSH | http://www.toronto.ca/TWONTO#level_switch
28023 | FIS-AM-LSH-0002 | Switch, Level, High, Ammonia Skid Spill Containment, Ammonia & Fluoride Building, Feeder Room | FIS-AM-T-0201 | Tank, Ammonia Bulk Storage, Ammonia & Fluoride Building, Storage Room | Switch,Level-High | Switch |  | LSH | http://www.toronto.ca/TWONTO#level_switch
28024 | FIS-AM-LSH-0801 | Switch, Level, High, Ammonia Scrubber SB-0801, Ammonia & Fluoride Building, Main Floor, Scrubber Room | FIS-AM-SB-0801 | Scrubber, Ammonia, Ammonia & Fluoride Building, Main Floor, Scrubber Room |  | Switch |  | LSH | http://www.toronto.ca/TWONTO#level_switch
28025 | FIS-AM-LSHH-0101 | Switch, Level, High High, Tank 0101, Aqua Ammonia Storage | FIS-AM-T-0101 | Tank, Ammonia Bulk Storage, Ammonia & Fluoride Building,, Storage Room |  | Switch |  | LSHH | http://www.toronto.ca/TWONTO#level_switch
28123 | FIS-BW-LSL-0201 | Switch, Level, Low, Backwash Pump P-0201 Priming, Filter Building, Pump Room | FIS-BW-P-0201 | Circuit Breaker,4.16 kV,Filter Building,Mezzanine,East,Solid State Starter,FIS-BW-P-0201 |  | Switch |  | LSL | http://www.toronto.ca/TWONTO#level_switch
28133 | FIS-BW-TSH-0103 | Switch, Temperature, High, Pump Inboard Bearing, Backwash Pump P-0101, Filter Building, Pump Room | FIS-BW-P-0101 | Circuit Breaker,4.16 kV,Filter Building,Mezzanine,West,Solid State Starter,FIS-BW-P-0101 |  | Switch |  | TSH | http://www.toronto.ca/TWONTO#temperature_switch
28134 | FIS-BW-TSH-0104 | Switch, Temperature, High, Pump Outboard Bearing, Backwash Pump P-0101, Filter Building, Pump Room | FIS-BW-P-0101 | Circuit Breaker,4.16 kV,Filter Building,Mezzanine,West,Solid State Starter,FIS-BW-P-0101 |  | Switch |  | TSH | http://www.toronto.ca/TWONTO#temperature_switch
28135 | FIS-BW-TSH-0105 | Switch, Temperature, High, Pump Casing Temperature, Backwash Pump P-0101, Filter Building, Pump Room | FIS-BW-P-0101 | Circuit Breaker,4.16 kV,Filter Building,Mezzanine,West,Solid State Starter,FIS-BW-P-0101 |  | Switch |  | TSH | http://www.toronto.ca/TWONTO#temperature_switch
28136 | FIS-BW-TSH-0203 | Switch, Temperature, High, Pump Inboard Bearing, Backwash Pump P-0201, Filter Building, Pump Room | FIS-BW-P-0201 | Circuit Breaker,4.16 kV,Filter Building,Mezzanine,East,Solid State Starter,FIS-BW-P-0201 |  | Switch |  | TSH | http://www.toronto.ca/TWONTO#temperature_switch
28173 | FIS-CCS-LSH-0001 | Switch, Level, High, Phosphoric Acid Tanks Spill Containment, Workshop Building, Chemical Storage | FIS-CCS | Corrosion Control | Switch,Level-High | Switch |  | LSH | http://www.toronto.ca/TWONTO#level_switch
28174 | FIS-CCS-LSH-0101 | Switch, Level, High, Phosphoric Acid Storage Tank T-0101, Workshop Building, Chemical Storage | FIS-CCS-T-0101 | Tank, Phosphoric Acid Storage, Workshop Building, Chemical Storage | Switch,Level-High | Switch |  | LSH | http://www.toronto.ca/TWONTO#level_switch
28175 | FIS-CCS-LSH-0201 | Switch, Level, High, Phosphoric Acid Storage Tank T-0201, Workshop Building, Chemical Storage | FIS-CCS-T-0201 | Tank, Phosphoric Acid Storage, Workshop Building, Chemical Storage | Switch,Level-High | Switch |  | LSH | http://www.toronto.ca/TWONTO#level_switch
28249 | FIS-CLA-FSL-0001 | Switch, Flow, Low, Pre-Filtered Residual Chlorine Analyser AIT-0001, Filter Building, Pump Room E | FIS-PRE FILTERED | Sampling | Transmitter,Flow | Switch |  | FSL | http://www.toronto.ca/TWONTO#flow_switch
28253 | FIS-CLA-PSH-0101 | Switch, Pressure, High, Pre-Chlorine Train 1,Rupture Disc Outlet, Gaseous Chemical Bldg,Storage Rm | FIS-CLA-T-0101 | Tank, Expansion, Cl2 Liquid to Evaporator EV-0101, Gaseous Chemical Building, Storage Room | Sensor,Pressure | Switch |  | PSH | http://www.toronto.ca/TWONTO#pressure_switch
28254 | FIS-CLA-PSH-0201 | Switch, Pressure, High, Pre-Chlorine Train 2,Rupture Disc Outlet, Gaseous Chemical Bldg,Storage Rm | FIS-CLA-CHL-0201 | Chlorinator, Pre Chlorination Train 2, Gaseous Chemical Building, Machine Room | Sensor,Pressure | Switch |  | PSH | http://www.toronto.ca/TWONTO#pressure_switch
28255 | FIS-CLA-PSH-0201 | Switch, Pressure, High, Pre-Chlorine Train 2,Rupture Disc Outlet, Gaseous Chemical Bldg,Storage Rm | FIS-CLA-T-0201 | Tank, Expansion, Cl2 Liquid to Evaporator EV-0201, Gaseous Chemical Building, Storage Room | Sensor,Pressure | Switch |  | PSH | http://www.toronto.ca/TWONTO#pressure_switch
28256 | FIS-CLA-PSH-0202 | Switch, Pressure, High, Pre-Chlorine Evaporator EV-0201 Discharge, Gaseous Chemical Bldg, Machine Rm | FIS-CLA-CHL-0201 | Chlorinator, Pre Chlorination Train 2, Gaseous Chemical Building, Machine Room | Sensor,Pressure | Switch |  | PSH | http://www.toronto.ca/TWONTO#pressure_switch
28257 | FIS-CLA-PSL-0101 | Switch, Pressure, Low, Pre-Chlorine Gas, WCS-0101 Discharge, Gaseous Chemical Bldg, Storage Room | FIS-CLA-CHL-0101 | Chlorinator, Pre Chlorination Train 1, Gaseous Chemical Building, Machine Room | Sensor,Level | Switch |  | PSL | http://www.toronto.ca/TWONTO#pressure_switch
28258 | FIS-CLA-PSL-0201 | Switch, Pressure, Low, Pre-Chlorine Gas, WCS-0201 Discharge, Gaseous Chemical Bldg, Storage Room | FIS-CLA-CHL-0201 | Chlorinator, Pre Chlorination Train 2, Gaseous Chemical Building, Machine Room | Sensor,Pressure | Switch |  | PSL | http://www.toronto.ca/TWONTO#pressure_switch
28259 | FIS-CLA-PSL-0202 | Switch, Pressure, Low, Pre-Chlorine Evaporator EV-0201 Discharge, Gaseous Chemical Bldg,Storage Room | FIS-CLA-CHL-0201 | Chlorinator, Pre Chlorination Train 2, Gaseous Chemical Building, Machine Room | Sensor,Pressure | Switch |  | PSL | http://www.toronto.ca/TWONTO#pressure_switch
28263 | FIS-CLA-TSL-0101 | Switch, Temperature, Low, Pre-Chlorine EV-0101 Discharge, Gaseous Chemical Building, Main Floor, Machine Room | FIS-CLA-EV-0101 | Evaporator, Pre Chlorination Train 1, Gaseous Chemical Building, Storage Room |  | Switch |  | TSL | http://www.toronto.ca/TWONTO#temperature_switch
28264 | FIS-CLA-TSL-0201 | Switch, Temperature, Low, Pre-Chlorine EV-0101 Discharge, Gaseous Chemical Building, Main Floor, Machine Room | FIS-CLA-EV-0101 | Evaporator, Pre Chlorination Train 1, Gaseous Chemical Building, Storage Room |  | Switch |  | TSL | http://www.toronto.ca/TWONTO#temperature_switch
28329 | FIS-CLB-FSL-0001 | Switch, Flow, Low, After Post Residual Chlorine Analyser AIT-0001A, Filter Building, Pump Room East | FIS-CLB-AIT-0001A | Analyzer, Chlorine, Primary After Post Residual Filter Building, Pump Room East | Sensor,Level | Switch |  | FSL | http://www.toronto.ca/TWONTO#flow_switch
28335 | FIS-CLB-PSH-0101 | Switch, Pressure, High,Post-Chlorine Train 1,Rupture Disc Outlet Gaseous Chemical Bldg,Storage Rm | FIS-CLC-CHL-0101 | Chemical Feeder, Gas, Chlorine, Trim Chlorination, Chlorination System | Sensor,Pressure | Switch |  | PSH | http://www.toronto.ca/TWONTO#pressure_switch
28338 | FIS-CLB-PSH-0201 | Switch, Pressure, High,Post-Chlorine Train 2,Rupture Disc Outlet, Gaseous Chemical Bldg,Storage Rm | FIS-CLB-CHL-0201 | Chlorinator, Post Chlorination Train 2, Gaseous Chemical Building, Machine Room | Sensor,Pressure | Switch |  | PSH | http://www.toronto.ca/TWONTO#pressure_switch
28339 | FIS-CLB-PSL-0102 | Switch, Pressure, Low, Post-Chlorine Evaporator EV-0101 Discharge,Gaseous Chemical Bldg,Storage Room | FIS-CLC-CHL-0101 | Chemical Feeder, Gas, Chlorine, Trim Chlorination, Chlorination System | Sensor,Pressure | Switch |  | PSL | http://www.toronto.ca/TWONTO#pressure_switch
28340 | FIS-CLB-PSL-0202 | Switch, Pressure, Low, Post-Chlorine Evaporator EV-0201 Discharge,Gaseous Chemical Bldg,Storage Room | FIS-CLB-CHL-0201 | Chlorinator, Post Chlorination Train 2, Gaseous Chemical Building, Machine Room | Sensor,Pressure | Switch |  | PSL | http://www.toronto.ca/TWONTO#pressure_switch
28346 | FIS-CLB-TSL-0201 | Switch, Temperature, Low, Post-Chlorine EV-0101 Discharge, Gaseous Chemical Building, Main Floor, Machine Room | FIS-CLB-EV-0101 | Evaporator, Post Chlorination Train 1, Gaseous Chemical Building, Storage Room |  | Switch |  | TSL | http://www.toronto.ca/TWONTO#temperature_switch
28446 | FIS-DCL-FSL-0001 | Switch, Flow, Low, After SO2 Sample to Analysers AIT-0001A & 0001B, Sampling Building, Upper Level | FIS-DCL | De-Chlorination | Valve | Switch |  | FSL | http://www.toronto.ca/TWONTO#flow_switch
28508 | FIS-DCL-PSH-0101 | Switch, Pressure, High, SO2 Train 1, Rupture Disc Outlet, Gaseous Chemical Building, Storage Room | FIS-DCL | De-Chlorination | Sensor,Level | Switch |  | PSH | http://www.toronto.ca/TWONTO#pressure_switch
28509 | FIS-DCL-PSH-0201 | Switch, Pressure, High, SO2 Train 2, Rupture Disc Outlet, Gaseous Chemical Building, Storage Room | FIS-DCL | De-Chlorination | Sensor,Level | Switch |  | PSH | http://www.toronto.ca/TWONTO#pressure_switch
28510 | FIS-DCL-PSH-0201 | Switch, Pressure, High, SO2 Train 2, Rupture Disc Outlet, Gaseous Chemical Building, Storage Room | FIS-DCL-T-0201 | Tank, Expansion, SO2 Liquid to Evaporator EV-0101, Gaseous Chemical Building,Storage Room | Sensor,Level | Switch |  | PSH | http://www.toronto.ca/TWONTO#pressure_switch
28511 | FIS-DCL-PSL-0101 | Switch, Pressure, Low, SO2 Gas, WCS-0101 Discharge, Gaseous Chemical Building, Storage Room | FIS-DCL-SO-0101 | Sulphonator, Gaseous Chemical Building, Machine Room | Sensor,Level | Switch |  | PSL | http://www.toronto.ca/TWONTO#pressure_switch
28512 | FIS-DCL-PSL-0102 | Switch, Pressure, Low, SO2 Evaporator EV-0101 Discharge, Gaseous Chemical Building, Storage Room | FIS-DCL | De-Chlorination | Valve | Switch |  | PSL | http://www.toronto.ca/TWONTO#pressure_switch
28513 | FIS-DCL-PSL-0201 | Switch, Pressure, Low, SO2 Gas, WCS-0201 Discharge, Gaseous Chemical Building, Storage Room | FIS-DCL | De-Chlorination | Sensor,Level | Switch |  | PSL | http://www.toronto.ca/TWONTO#pressure_switch
28514 | FIS-DCL-PSL-0202 | Switch, Pressure, Low, SO2 Evaporator EV-0201 Discharge, Gaseous Chemical Building, Storage Room | FIS-DCL-SO-0201 | Sulphonator, Gaseous Chemical Building, Machine Room |  | Switch |  | PSL | http://www.toronto.ca/TWONTO#pressure_switch
28567 | FIS-DEW-LS-0005 | Switch, Level,Assembly,Tank T-0005 Dewatering Pumps Control,Filter Bldg Sub Bsmnt,Main Sump Pit Area | FIS-DEW-P-0002A | Pump, Submersible, Vertical Turbine, Tank 0005, Filter Building Sub Basement, Main Sump Pit Area |  | Switch |  | LS | http://www.toronto.ca/TWONTO#level_switch
28568 | FIS-DEW-LS-0006 | Switch, Level, Assembly, Tank T-0006 Dewatering Pumps Control,Main Sump Pit Area,Filter Complex, Entrance | FIS-DEW-P-0004A | Pump, Submersible, Vertical Turbine, Dewatering Tank T-0006, Main Sump Pit Area, Admin Bldg Entrance |  | Switch |  | LS | http://www.toronto.ca/TWONTO#level_switch
28569 | FIS-DEW-LSH-0001 | Switch, Level, High, Intake Building Sump, Raw Water Intake Building, Basement | FIS-DEW | Dewatering & Drainage |  | Switch |  | LSH | http://www.toronto.ca/TWONTO#level_switch
28570 | FIS-DEW-LSH-0002 | Switch, Level, Filter Pipe Gallery Drain Sump Tank T-0001, Filter Building, Pump Room East Side | FIS-DEW | Dewatering & Drainage | Sensor,Level | Switch |  | LSH | http://www.toronto.ca/TWONTO#level_switch
28571 | FIS-DEW-LSH-0002 | Switch, Level, Filter Pipe Gallery Drain Sump Tank T-0001, Filter Building, Pump Room East Side | FIS-DEW-T-0001 | Tank, Filter Pipe Gallery Drain Sump, Filter Building, Pump Room East Side | Sensor,Level | Switch |  | LSH | http://www.toronto.ca/TWONTO#level_switch
28572 | FIS-DEW-LSH-0007 | Switch, Level, High, TW Pump Area Drain Sump Tank T-0002, Workshop Bldg,Below Machine Shop Mezzanine | FIS-DEW-T-0002 | Tank, Treated Water Pump Area Drain Sump, Workshop Building, Below Machine Shop Mezzanine |  | Switch |  | LSH | http://www.toronto.ca/TWONTO#level_switch
28573 | FIS-DEW-LSH-0010 | Switch, Level, High, DLWC Intake Chamber Sump, DLWC Intake Chamber | FIS-DEW-P-0010A | Pump, Submersible, DLWC Intake Chamber Sump, DLWC Intake Chamber, North |  | Switch |  | LSH | http://www.toronto.ca/TWONTO#level_switch
28720 | FIS-ELS-DS-0616A | Disconnect Switch, Polymer Skid 1, RMF Polymer Storage & Feeder Building, Polymer Storage Room | FIS-ELS-MCC-0600 | MCC,600 V,Filter Building,Mezzanine,West | Switch | Switch |  | DS | http://www.toronto.ca/TWONTO#disconnect_switch
28721 | FIS-ELS-DS-0616B | Disconnect Switch, Polymer Skid 2, RMF Polymer Storage & Feeder Building, Polymer Storage Room | FIS-ELS-TR-0616 | Transformer, 15kVA,600/120/208V, RMF Polymer Storage & Feeder Building, Polymer Storage Room | Switch | Switch |  | DS | http://www.toronto.ca/TWONTO#disconnect_switch
28727 | FIS-ELS-ESP-0615-SUS | Splitter, Electrical, 600V, Marine Yard Building, East Room, North Wall | FIS-ELS-MCC-0600 | MCC,600 V,Filter Building,Mezzanine,West |  | Switch | 38543 | ESP | ?
28834 | FIS-ELS-LS-2203 | Switch, Level, Float, Fuel Oil Day Tank T-2202 Spill Containment, Workshop Building, Main Floor, Generator Room | FIS-ELS-T-2202 | Tank, 450 L, Generator GEN-2200 Fuel Oil Day Tank, Workshop Building, Generator Room |  | Switch |  | LS | http://www.toronto.ca/TWONTO#level_switch
28909 | FIS-ELS-PS-0001 | Primary Power System | FIS-ELS | System, Electrical Distribution System |  | Switch |  | PS | http://www.toronto.ca/TWONTO#collection_of_assets
28910 | FIS-ELS-PS-2101 | Switch, Pressure, High, Fuel Oil Storage Tank T 2101, Workshop Building, Storage Tank Room | FIS-ELS-T-2101 | Tank, 2500 L, Generator GEN-02100 Fuel Oil Storage, Workshop Building, Fuel Storage Tank Room |  | Switch |  | PS | http://www.toronto.ca/TWONTO#pressure_switch
28911 | FIS-ELS-PS-2202 | Switch, Pressure, High, Fuel Oil Day Tank T-2202, Workshop Building, Generator Room | FIS-ELS-T-2202 | Tank, 450 L, Generator GEN-2200 Fuel Oil Day Tank, Workshop Building, Generator Room |  | Switch |  | PS | http://www.toronto.ca/TWONTO#pressure_switch
29105 | COL-PWN-LSH-0001 | Switch, Level-High | COL-PWN | Warren Park Pumping Station | Switch,Level | Switch |  | LSH | http://www.toronto.ca/TWONTO#level_switch
29106 | COL-PWN-LSH-0001 | Switch, Level-High | COL-PWN-MISC | Miscellaneous Equipment | Switch,Level | Switch |  | LSH | http://www.toronto.ca/TWONTO#level_switch
29107 | COL-PWN-LSH-0103 | Switch, Level-High | COL-PWN | Warren Park Pumping Station | Switch,Level | Switch |  | LSH | http://www.toronto.ca/TWONTO#level_switch
29108 | COL-PWN-LSH-0103 | Switch, Level-High | COL-PWN-MISC | Miscellaneous Equipment | Switch,Level | Switch |  | LSH | http://www.toronto.ca/TWONTO#level_switch
29109 | COL-PWN-LSH-0104 | Switch, Level-High | COL-PWN | Warren Park Pumping Station | Switch,Level | Switch |  | LSH | http://www.toronto.ca/TWONTO#level_switch
29110 | COL-PWN-LSH-0104 | Switch, Level-High | COL-PWN-MISC | Miscellaneous Equipment | Switch,Level | Switch |  | LSH | http://www.toronto.ca/TWONTO#level_switch
29111 | COL-PWN-LSHH-0105 | Switch, Level High-High | COL-PWN-MISC | Miscellaneous Equipment | Switch,Level | Switch |  | LSHH | http://www.toronto.ca/TWONTO#level_switch
29112 | COL-PWN-LSL-0102 | Switch, Level-Low | COL-PWN | Warren Park Pumping Station | Switch,Level | Switch |  | LSL | http://www.toronto.ca/TWONTO#level_switch
29120 | COL-PWN-SW-0001 | Switch, Power | COL-PWN | Warren Park Pumping Station | Switch | Switch |  | SW | http://www.toronto.ca/TWONTO#disconnect_switch
29121 | COL-PWN-SW-0002 | Switch, Disconnect | COL-PWN | Warren Park Pumping Station | Switch | Switch |  | SW | http://www.toronto.ca/TWONTO#disconnect_switch
29122 | COL-PWN-SW-0002 | Switch, Disconnect | COL-PWN-MISC | Miscellaneous Equipment | Switch | Switch |  | SW | http://www.toronto.ca/TWONTO#disconnect_switch
29125 | COL-PWN-TS-0001 | Switch, Transfer | COL-PWN | Warren Park Pumping Station | Switch | Switch |  | TS | http://www.toronto.ca/TWONTO#transfer_switch
29126 | COL-PWN-TS-0001 | Switch, Transfer | COL-PWN-MISC | Miscellaneous Equipment | Switch | Switch |  | TS | http://www.toronto.ca/TWONTO#transfer_switch
29127 | COL-PWN-TSH-0001 | Switch, Temperature-High | COL-PWN | Warren Park Pumping Station | Switch | Switch |  | TSH | http://www.toronto.ca/TWONTO#temperature_switch
29128 | COL-PWN-TSH-0001 | Switch, Temperature-High | COL-PWN-MISC | Miscellaneous Equipment | Switch | Switch |  | TSH | http://www.toronto.ca/TWONTO#temperature_switch
29129 | COL-PWN-TSL-0002 | Switch, Temperature-Low | COL-PWN | Warren Park Pumping Station | Switch | Switch |  | TSL | http://www.toronto.ca/TWONTO#temperature_switch
29236 | FIS-FL-FSL-0001 | Switch, Flow, Low, Sampling to Fluoride Residual Analyser AIT-0001, Filter Building, Pump Room East | FIS-FL | Fluoridation | Switch,Flow-Low | Switch |  | FSL | http://www.toronto.ca/TWONTO#flow_switch
29237 | FIS-FL-FSL-0101 | Switch, Flow, Low, Fluoride to Clearwell No.1, Chemical Sampling Building | FIS-FL | Fluoridation | Switch,Flow-Low | Switch |  | FSL | http://www.toronto.ca/TWONTO#flow_switch
29238 | FIS-FL-FSL-0102-SUS | Switch, Flow-Low, Flouridation, Clearwell No.2, Clearwell and Reservoir | FIS-FL-P-0101 | Pump, Gear, Metering, Fluoride Skid 1, Ammonia & Fluoride Building, Access Room |  | Switch | 38233 | FSL | http://www.toronto.ca/TWONTO#flow_switch
29239 | FIS-FL-FSL-0102-SUS | Switch, Flow-Low, Flouridation, Clearwell No.2, Clearwell and Reservoir | FIS-SUSPENDED | Obsolete Entities/Processes |  | Switch | 38233 | FSL | http://www.toronto.ca/TWONTO#flow_switch
29243 | FIS-FL-LSH-0002 | Switch, Level, High, Fluoride Pumps Spill Containment, Ammonia & Fluoride Building, Access Room | FIS-FL | Fluoridation | Switch,Level-High | Switch |  | LSH | http://www.toronto.ca/TWONTO#level_switch
29244 | FIS-FL-LSHH-0101 | Switch, Level, High High, Tank 0101, Fluoride Storage | FIS-FL-T-0101 | Tank, Fluoride Bulk Storage, Fluoride Building, Storage Room |  | Switch |  | LSHH | http://www.toronto.ca/TWONTO#level_switch
29245 | FIS-FL-LSHH-0201 | Switch, Level, High High, Tank 0201, Fluoride Storage | FIS-FL-T-0201 | Tank, Fluoride Bulk Storage, Fluoride Building, Storage Room |  | Switch |  | LSHH | http://www.toronto.ca/TWONTO#level_switch
29310 | FIS-FLT-FSL-0001-SUS | Switch, Flow-Low, SMP, AIT 0001, Filter Building Pump Room, Sampling Pumps - Filter Pipe Gallery | FIS-SUSPENDED | Obsolete Entities/Processes |  | Switch | 38235 | FSL | http://www.toronto.ca/TWONTO#flow_switch
29311 | FIS-FLT-FSL-0002SUS | Switch, Flow, Low, Filter Composite Particle Counter Analyser AIT 0002, Filter Building, Pump Room E | FIS-FLT-COMP | Composite Sampling | Switch,Flow-Low | Switch | 38916 | FSL | http://www.toronto.ca/TWONTO#flow_switch
29312 | FIS-FLT-FSL-0003 | Switch, Flow, Low, Filter Composite Turbidity Analyser AIT 0003, Filter Building, Pump Room East | FIS-FLT | Filtration | Switch,Flow-Low | Switch |  | FSL | http://www.toronto.ca/TWONTO#flow_switch
29313 | FIS-FLT-FSL-0003 | Switch, Flow, Low, Filter Composite Turbidity Analyser AIT 0003, Filter Building, Pump Room East | FIS-FLT-AIT-0003 | Analyzer, Turbidity, Filter Composite Sampling, Filter Building, Pump Room East | Switch,Flow-Low | Switch |  | FSL | http://www.toronto.ca/TWONTO#flow_switch
29314 | FIS-FLT-FSL-0003 | Switch, Flow, Low, Filter Composite Turbidity Analyser AIT 0003, Filter Building, Pump Room East | FIS-FLT-COMP | Composite Sampling | Switch,Flow-Low | Switch |  | FSL | http://www.toronto.ca/TWONTO#flow_switch
29315 | FIS-FLT-FSL-0004 | Switch, Flow, Low, Filter Composite pH Analyser AIT 0004, Filter Building, Pump Room East | FIS-FLT | Filtration | Switch,Flow-Low | Switch |  | FSL | http://www.toronto.ca/TWONTO#flow_switch
29316 | FIS-FLT-FSL-0004 | Switch, Flow, Low, Filter Composite pH Analyser AIT 0004, Filter Building, Pump Room East | FIS-FLT-COMP | Composite Sampling | Switch,Flow-Low | Switch |  | FSL | http://www.toronto.ca/TWONTO#flow_switch
29337 | FIS-FLT-TSH-0001-SUS | Switch, Temperature-High, Surface Wash Pump Motor 0001, Backwash Pumps | FIS-FLT-P-0001-SUS | Pump, Centrifugal, Potable Water, Surface Wash Supply, Backwash Pumps | Switch,Temperature-High | Switch | 38239 | TSH | http://www.toronto.ca/TWONTO#temperature_switch
29674 | FIS-PCL-FSL-0002 | Switch, Flow, Low, PACL Dosing Line 2 to Raw Water Flume, Workshop Building, Main Floor, Chemical Storage Room, South Wall | FIS-PCL-P-0101 | Pump, Metering, PACL Dosing, Workshop Building, Chemical Storage |  | Switch |  | FSL | http://www.toronto.ca/TWONTO#flow_switch
29675 | FIS-PCL-FSL-0101-SUS | Switch, Flow-Low, PACL, To Mixer 0101, Raw Water Pumping Station | FIS-PCL | PACL System | Sensor,Level | Switch | 38272 | FSL | http://www.toronto.ca/TWONTO#flow_switch
29676 | FIS-PCL-FSL-0101-SUS | Switch, Flow-Low, PACL, To Mixer 0101, Raw Water Pumping Station | FIS-SUSPENDED | Obsolete Entities/Processes | Sensor,Level | Switch | 38272 | FSL | http://www.toronto.ca/TWONTO#flow_switch
29677 | FIS-PCL-FSL-0201-SUS | Switch, Flow-Low, PACL To Mixer 0201, Raw Water Pumping Station | FIS-SUSPENDED | Obsolete Entities/Processes | Sensor,Level | Switch | 38273 | FSL | http://www.toronto.ca/TWONTO#flow_switch
29678 | FIS-PCL-FSL-0202-SUS | Switch, Flow-Low, PACL to Backwash Pumps Discharge Header | FIS-PCL | PACL System | Sensor,Level | Switch | 38274 | FSL | http://www.toronto.ca/TWONTO#flow_switch
29679 | FIS-PCL-FSL-0301-SUS | Switch, Flow-Low, PACL, To Mixer 0301, Raw Water Pumping Station | FIS-PCL | PACL System |  | Switch | 38275 | FSL | http://www.toronto.ca/TWONTO#flow_switch
29680 | FIS-PCL-FSL-0401-SUS | Switch, Flow-Low, PACL, To Mixer 0401, Raw Water Pumping Station | FIS-PCL | PACL System |  | Switch | 38276 | FSL | http://www.toronto.ca/TWONTO#flow_switch
29681 | FIS-PCL-FSL-0501-SUS | Switch, Flow-Low, PACL, To Mixer 0501, Raw Water Pumping Station | FIS-SUSPENDED | Obsolete Entities/Processes |  | Switch | 38277 | FSL | http://www.toronto.ca/TWONTO#flow_switch
29685 | FIS-PCL-LSHH-0101 | Switch, Level, High High, Float, PACL Tank T-0101, Workshop Building, Chemical Storage | FIS-PCL-T-0101 | Tank, PACL Storage, Workshop Building, Chemical Storage | Switch,Level-High | Switch |  | LSHH | http://www.toronto.ca/TWONTO#level_switch
29753 | COL-PWR-FS-0101 | HVAC, Switch, Flow, West Rouge PS | COL-PWR-AHU-0100 | HVAC, Air Handling Unit, Control Room, West Rouge PS | Switch,Flow | Switch |  | FS | http://www.toronto.ca/TWONTO#flow_switch
29854 | FIS-POL-FE-1101 | Switch,Flow-Low, Service Water Low Flow Alarm, Mixing Chamber Inlet, Skid 1100, Polymer Storage room | FIS-POL-P-1101 | Pump,Diaphragm, Skid 1100, Polymer Storage room | Switch,Flow-Low | Switch |  | FE | http://www.toronto.ca/TWONTO#flow_switch
29857 | FIS-POL-FSL-1001 | Switch, Flow-Low, Water Inlet, Skid 1000, RMF Building, Main Floor, RMF Polymer Feed Room | FIS-POL-P-1001 | Pump,Diaphragm, Skid 1000, Polymer Storage room | Switch,Flow-Low | Switch |  | FSL | http://www.toronto.ca/TWONTO#flow_switch
29858 | FIS-POL-FSL-1101 | Switch, Flow-Low, Water Inlet, Skid 1100, RMF Building, Main Floor, RMF Polymer Feed Room | FIS-POL-P-1101 | Pump,Diaphragm, Skid 1100, Polymer Storage room | Switch,Flow-Low | Switch |  | FSL | http://www.toronto.ca/TWONTO#flow_switch
29861 | FIS-POL-LSH-0001 | Switch, Level, High, Polymer Skid Containment Area, Polymer Storage room | FIS-POL | Polymer System | Switch,Level-High | Switch |  | LSH | http://www.toronto.ca/TWONTO#level_switch
29862 | FIS-POL-LSH-0001 | Switch, Level, High, Polymer Skid Containment Area, Polymer Storage room | FIS-POL-ROOM | FIS RMF Polymer Storage Room | Switch,Level-High | Switch |  | LSH | http://www.toronto.ca/TWONTO#level_switch
29957 | FIS-RW-FSL-0001 | Switch, Flow, Low, Turbidity Analyser AIT-0001 Inlet, Intake Valve Chamber Upper Level | FIS-RW | Raw Water Production | Switch,Flow-Low | Switch |  | FSL | http://www.toronto.ca/TWONTO#flow_switch
29958 | FIS-RW-FSL-0001 | Switch, Flow, Low, Turbidity Analyser AIT-0001 Inlet, Intake Valve Chamber Upper Level | FIS-RW-AIT-0001 | Analyzer, Turbidity, Intake Valve Building, Upper Level, Sampling Pumps Intake | Switch,Flow-Low | Switch |  | FSL | http://www.toronto.ca/TWONTO#flow_switch
29959 | FIS-RW-FSL-0002-SUS | Switch, Flow-Low, Chlorine Intake Valve Chamber Upper Level, Sampling Pumps Intake | FIS-SUSPENDED | Obsolete Entities/Processes | Switch,Flow-Low | Switch | 38337 | FSL | http://www.toronto.ca/TWONTO#flow_switch
29960 | FIS-RW-FSL-0003 | Switch, Flow, Low, PH Analyser AIT-0003 Inlet, Intake Valve Chamber Upper Level | FIS-RW-AIT-0003 | Analyzer, pH, Intake Valve Building, Upper Level, Sampling Pumps Intake | Switch,Flow-Low | Switch |  | FSL | http://www.toronto.ca/TWONTO#flow_switch
29961 | FIS-RW-FSL-0005-SUS | Switch, Flow-Low, Chlorine, Intake Valve Chamber Upper Level, Sampling Pumps Intake | FIS-RW | Raw Water Production | Switch,Flow-Low | Switch | 38339 | FSL | http://www.toronto.ca/TWONTO#flow_switch
29962 | FIS-RW-FSL-0005-SUS | Switch, Flow-Low, Chlorine, Intake Valve Chamber Upper Level, Sampling Pumps Intake | FIS-SUSPENDED | Obsolete Entities/Processes | Switch,Flow-Low | Switch | 38339 | FSL | http://www.toronto.ca/TWONTO#flow_switch
29963 | FIS-RW-FSL-0006SUS | Switch, Flow, Low, Particle Counter AIT-0006, Intake Valve Chamber Upper Level,Sampling Pumps Intake | FIS-RW | Raw Water Production | Switch,Flow-Low | Switch | 38917 | FSL | http://www.toronto.ca/TWONTO#flow_switch
29964 | FIS-RW-FSL-0007-SUS | Switch, Flow-Low, Deep Well Submersible Sampling Pump 0001, Intake & Intake Valve Chamber | FIS-RW | Raw Water Production | Switch,Flow-Low | Switch | 38340 | FSL | http://www.toronto.ca/TWONTO#flow_switch
29965 | FIS-RW-FSL-0008-SUS | Switch, Flow-Low, Deep Well Submersible Sampling Pump 0002, Intake & Intake Valve Chamber | FIS-RW | Raw Water Production | Switch,Flow-Low | Switch | 38341 | FSL | http://www.toronto.ca/TWONTO#flow_switch
29966 | FIS-RW-FSL-0008-SUS | Switch, Flow-Low, Deep Well Submersible Sampling Pump 0002, Intake & Intake Valve Chamber | FIS-SUSPENDED | Obsolete Entities/Processes | Switch,Flow-Low | Switch | 38341 | FSL | http://www.toronto.ca/TWONTO#flow_switch
29967 | FIS-RW-FSL-0009-SUS | Switch, Flow-Low, Deep Well Submersible Sampling Pump 0003, Intake & Intake Valve Chamber | FIS-RW-P-0003-SUS | Pump, Submersible, Deep Well Raw Water Sampling, Intake Valve Chamber Upper Level, Intake & Intake Valve Chamber | Switch,Flow-Low | Switch | 38342 | FSL | http://www.toronto.ca/TWONTO#flow_switch
29968 | FIS-RW-FSL-0601 | Switch, Flow, Low, Sampling Pump P-0601 Discharge, Intake Valve Chamber , Lower Level | FIS-RW | Raw Water Production | Switch,Flow-Low | Switch |  | FSL | http://www.toronto.ca/TWONTO#flow_switch
29969 | FIS-RW-FSL-0601 | Switch, Flow, Low, Sampling Pump P-0601 Discharge, Intake Valve Chamber , Lower Level | FIS-RW-P-0601 | Pump, Centrifugal, Raw Water Sampling, Intake Valve Chamber, Lower Level | Switch,Flow-Low | Switch |  | FSL | http://www.toronto.ca/TWONTO#flow_switch
29970 | FIS-RW-FSL-0701 | Switch, Flow, Low, Sampling Pump P-0701 Discharge, Intake Valve Chamber , Lower Level | FIS-RW-P-0701 | Pump, Centrifugal, Raw Water Sampling, Intake Valve Chamber, Lower Level | Switch,Flow-Low | Switch |  | FSL | http://www.toronto.ca/TWONTO#flow_switch
29978 | FIS-RW-LSH-0001 | Switch, Level, High, Screening Trash Conduit, Raw Water Pump Room | FIS-RW | Raw Water Production | Switch,Level-High | Switch |  | LSH | http://www.toronto.ca/TWONTO#level_switch
29979 | FIS-RW-LSL-0001-SUS | Switch, Level-Low, Deep Well Submersible Sampling Pump 0001, Intake & Intake Valve Chamber | FIS-SUSPENDED | Obsolete Entities/Processes | Switch,Level-Low | Switch | 38344 | LSL | http://www.toronto.ca/TWONTO#level_switch
29996 | FIS-RW-PSH-0201 | Switch, Pressure-High, Seal Water, Pump 0201, Raw Water Pumping Station, Pump Room | FIS-RW-P-0201 | Circuit Breaker,4.16 kV,Raw Water Pump Station,Upper Level,West,Solid State Starter,FIS-RW-P-0201 | Switch,Pressure-High | Switch |  | PSH | http://www.toronto.ca/TWONTO#pressure_switch
29997 | FIS-RW-PSL-0001 | Switch, Pressure, Low, Potable Water Flushing Line to Screen SC-0101, Raw Water Pump Room | FIS-RW-SC-0101 | Screen, Bar, Travelling, Raw Water PS | Switch,Pressure-Low | Switch |  | PSL | http://www.toronto.ca/TWONTO#pressure_switch
29998 | FIS-RW-PSL-0002 | Switch, Pressure, Low, Potable Water Flushing Line to Screen SC-0201, Raw Water Pump Room | FIS-RW-SC-0201 | Screen, Bar, Travelling, Raw Water PS | Switch,Pressure-Low | Switch |  | PSL | http://www.toronto.ca/TWONTO#pressure_switch
29999 | FIS-RW-PSL-0003 | Switch, Pressure, Low, Potable Water Flushing Line to Screen SC-0301, Raw Water Pump Room | FIS-RW-SC-0301 | Screen, Bar, Travelling, Raw Water PS | Switch,Pressure-Low | Switch |  | PSL | http://www.toronto.ca/TWONTO#pressure_switch
30000 | FIS-RW-PSL-0101-SUS | Switch, Pressure-Low, Seal Water, Pump 0101, Raw Water Pumping Station | FIS-RW-P-0101 | Circuit Breaker,4.16 kV,Raw Water Pump Station,Upper Level,West,Solid State Starter,FIS-RW-P-0101 | Switch,Pressure-High | Switch | 38348 | PSL | http://www.toronto.ca/TWONTO#pressure_switch
30001 | FIS-RW-PSL-0101-SUS | Switch, Pressure-Low, Seal Water, Pump 0101, Raw Water Pumping Station | FIS-SUSPENDED | Obsolete Entities/Processes | Switch,Pressure-High | Switch | 38348 | PSL | http://www.toronto.ca/TWONTO#pressure_switch
30002 | FIS-RW-PSL-0201-SUS | Switch, Pressure-Low, Seal Water, Pump 0201, Raw Water Pumping Station | FIS-RW-P-0201 | Circuit Breaker,4.16 kV,Raw Water Pump Station,Upper Level,West,Solid State Starter,FIS-RW-P-0201 | Switch,Pressure-High | Switch | 38349 | PSL | http://www.toronto.ca/TWONTO#pressure_switch
30003 | FIS-RW-PSL-0201-SUS | Switch, Pressure-Low, Seal Water, Pump 0201, Raw Water Pumping Station | FIS-SUSPENDED | Obsolete Entities/Processes | Switch,Pressure-High | Switch | 38349 | PSL | http://www.toronto.ca/TWONTO#pressure_switch
30004 | FIS-RW-PSL-0301-SUS | Switch, Pressure-Low, Seal Water, Pump 0301, Raw Water Pumping Station | FIS-RW-P-0301 | Circuit Breaker,4.16 kV,Raw Water Pump Station,Upper Level,West,Solid State Starter,FIS-RW-P-0301 | Switch,Pressure-High | Switch | 38350 | PSL | http://www.toronto.ca/TWONTO#pressure_switch
30005 | FIS-RW-PSL-0301-SUS | Switch, Pressure-Low, Seal Water, Pump 0301, Raw Water Pumping Station | FIS-SUSPENDED | Obsolete Entities/Processes | Switch,Pressure-High | Switch | 38350 | PSL | http://www.toronto.ca/TWONTO#pressure_switch
30006 | FIS-RW-PSL-0501-SUS | Switch, Pressure-Low, Seal Water, Pump 0501, Raw Water Pumping Station | FIS-RW-P-0501 | Circuit Breaker,4.16 kV,Raw Water Pump Station,Upper Level,East,Solid State Starter,FIS-RW-P-0501 | Switch,Pressure-High | Switch | 38352 | PSL | http://www.toronto.ca/TWONTO#pressure_switch
30007 | FIS-RW-PSL-0501-SUS | Switch, Pressure-Low, Seal Water, Pump 0501, Raw Water Pumping Station | FIS-SUSPENDED | Obsolete Entities/Processes | Switch,Pressure-High | Switch | 38352 | PSL | http://www.toronto.ca/TWONTO#pressure_switch
30039 | COL-PWR-LSH-0002 | Switch,Level, High, Sump pump pit, Dry well | COL-PWR | West Rouge Pumping Station | Switch,Level-High | Switch |  | LSH | http://www.toronto.ca/TWONTO#level_switch
30040 | COL-PWR-LSH-0003 | Switch, Level-High, Dry Well Pump floor, West Rouge PS | COL-PWR | West Rouge Pumping Station | Switch,Level-High | Switch |  | LSH | http://www.toronto.ca/TWONTO#level_switch
30041 | COL-PWR-LSH-0004 | Switch,Level, High, Wet Well | COL-PWR | West Rouge Pumping Station | Switch,Level-High | Switch |  | LSH | http://www.toronto.ca/TWONTO#level_switch
30042 | COL-PWR-LSH-0004 | Switch,Level, High, Wet Well | COL-PWR-SUSPENDED | West Rouge P.S.suspended entities | Switch,Level-High | Switch |  | LSH | http://www.toronto.ca/TWONTO#level_switch
30043 | COL-PWR-LSH-0005 | Switch,Level, High, Wet Well | COL-PWR | West Rouge Pumping Station | Switch,Level-High | Switch |  | LSH | http://www.toronto.ca/TWONTO#level_switch
30044 | COL-PWR-LSH-0006 | Switch,Level, High, Wet Well | COL-PWR | West Rouge Pumping Station | Switch,Level-High | Switch |  | LSH | http://www.toronto.ca/TWONTO#level_switch
30045 | COL-PWR-LSH-0006 | Switch,Level, High, Wet Well | COL-PWR-SUSPENDED | West Rouge P.S.suspended entities | Switch,Level-High | Switch |  | LSH | http://www.toronto.ca/TWONTO#level_switch
30046 | COL-PWR-LSH-0103 | Switch,Level, High, Wet Well #1 | COL-PWR-WEL-0100 | Well, Wet Well #1, West Rouge PS | Switch,Level-High | Switch |  | LSH | http://www.toronto.ca/TWONTO#level_switch
30047 | COL-PWR-LSH-0105 | Switch,Level, High,Flood Alarm, Wet Well #1 | COL-PWR | West Rouge Pumping Station | Switch,Level-High | Switch |  | LSH | http://www.toronto.ca/TWONTO#level_switch
30048 | COL-PWR-LSH-0105 | Switch,Level, High,Flood Alarm, Wet Well #1 | COL-PWR-AUX-INST | Instrumentation Equipment | Switch,Level-High | Switch |  | LSH | http://www.toronto.ca/TWONTO#level_switch
30049 | COL-PWR-LSH-0203 | Switch,Level, High, Wet Well #2 | COL-PWR-AUX-INST | Instrumentation Equipment | Switch,Level-High | Switch |  | LSH | http://www.toronto.ca/TWONTO#level_switch
30050 | COL-PWR-LSH-0205 | Switch,Level, High, Flood Alarm, Wet Well #2 | COL-PWR-AUX-INST | Instrumentation Equipment | Switch,Level-High | Switch |  | LSH | http://www.toronto.ca/TWONTO#level_switch
30060 | COL-PWR-LSHH-0104 | Switch,Level, High-High, Float Mode, Wet Well #1 | COL-PWR-AUX-INST | Instrumentation Equipment | Switch,Level-High-High | Switch |  | LSHH | http://www.toronto.ca/TWONTO#level_switch
30061 | COL-PWR-LSL-0001 | Switch,Level, Low, Sump pump pit, Dry well | COL-PWR | West Rouge Pumping Station | Switch,Level-Low | Switch | 35108 | LSL | http://www.toronto.ca/TWONTO#level_switch
30062 | COL-PWR-LSL-0001 | Switch,Level, Low, Sump pump pit, Dry well | COL-PWR-MISC | Miscellaneous Equipment | Switch,Level-Low | Switch | 35108 | LSL | http://www.toronto.ca/TWONTO#level_switch
30063 | COL-PWR-LSL-0102 | Switch,Level, Low, Wet Well #1 | COL-PWR-AUX-INST | Instrumentation Equipment | Switch,Level-Low | Switch |  | LSL | http://www.toronto.ca/TWONTO#level_switch
30064 | COL-PWR-LSL-0102 | Switch,Level, Low, Wet Well #1 | COL-PWR-WEL-0100 | Well, Wet Well #1, West Rouge PS | Switch,Level-Low | Switch |  | LSL | http://www.toronto.ca/TWONTO#level_switch
30065 | COL-PWR-LSL-0202 | Switch,Level, Low, Wet Well #2 | COL-PWR-WEL-0200 | Well, Wet Well #2, West Rouge PS | Switch,Level-Low | Switch |  | LSL | http://www.toronto.ca/TWONTO#level_switch
30139 | COL-PWR-LSLL-0101 | Switch,Level, Low-Low, Wet Well #1 | COL-PWR-AUX-INST | Instrumentation Equipment | Switch,Level-Low-Low | Switch |  | LSLL | http://www.toronto.ca/TWONTO#level_switch
30140 | COL-PWR-LSLL-0101 | Switch,Level, Low-Low, Wet Well #1 | COL-PWR-WEL-0100 | Well, Wet Well #1, West Rouge PS | Switch,Level-Low-Low | Switch |  | LSLL | http://www.toronto.ca/TWONTO#level_switch
30141 | COL-PWR-LSLL-0201 | Switch,Level, Low-Low, Wet Well #2 | COL-PWR-WEL-0200 | Well, Wet Well #2, West Rouge PS | Switch,Level-Low-Low | Switch |  | LSLL | http://www.toronto.ca/TWONTO#level_switch
30219 | FIS-SA-PS-0201-SUS | Switch, Pressure-High, Instrument Air, Compressor 0200, Service Air Monitoring | FIS-SUSPENDED | Obsolete Entities/Processes | Switch,Pressure-High | Switch | 38401 | PS | http://www.toronto.ca/TWONTO#pressure_switch
30220 | FIS-SA-PSH-0101 | Switch, Pressure, High, Compressor C-0100 Air receiving Tank, Filter Building, Pump Room West | FIS-SA-C-0100 | Compressor, Reciprocating, Constant Speed, Filter Building, Pump Room West | Switch,Pressure-High | Switch |  | PSH | http://www.toronto.ca/TWONTO#pressure_switch
30261 | FIS-SBS-LSHH-0101 | Switch, Level, High High, Float, SBS Tank T-0101, Workshop Building, Chemical Storage | FIS-SBS-T-0101 | Tank, SBS Storage, Workshop Building, Chemical Storage | Switch,Level-High | Switch |  | LSHH | http://www.toronto.ca/TWONTO#level_switch
30292 | COL-PWR-TS-0001 | Switch, Automatic Transfer, Emergency Power, East Wall Control Room | COL-PWR-MCC-0100 | Control Panel, MCC, West Rouge PS | Control Panel | Switch |  | TS | http://www.toronto.ca/TWONTO#transfer_switch
30293 | COL-PWR-TSH-0101 | HVAC, Switch, Temperature, West Rouge PS | COL-PWR-AHU-0100 | HVAC, Air Handling Unit, Control Room, West Rouge PS | Switch,Temperature | Switch |  | TSH | http://www.toronto.ca/TWONTO#temperature_switch
30737 | FIS-SM-FS-0001 | Switch, Flow, CAU Discharge to Scrubber Fans, Caustic Soda System | FIS-SM-SB | Scrubber | Switch,Flow | Switch | 32795 | FS | http://www.toronto.ca/TWONTO#flow_switch
30744 | FIS-SM-LSH-0001 | Switch, Level-High, Caustic Soda System | FIS-SM-SB | Scrubber | Switch,Level-High | Switch | 32799 | LSH | http://www.toronto.ca/TWONTO#level_switch
30862 | FIS-TRW-FSL-0001 | Switch, Flow, Low, Treated Water Output Sample to AIT-0001 & 0004, Sampling Bldg, Upper Lvl, N Wall | FIS-TRW | Treated Water Production | Switch,Flow-Low | Switch |  | FSL | http://www.toronto.ca/TWONTO#flow_switch
30863 | FIS-TRW-FSL-0003 | Switch, Flow, Low, Orthophosphate Analyzer AIT-0006 Inlet, Chemical Sampling Building, Upper level | FIS-TRW-AIT-0006 | Analyzer, Orthophosphate, Phosphoric Acid Sampling, Chemical Sampling Building, Upper Level | Switch,Flow-Low | Switch |  | FSL | http://www.toronto.ca/TWONTO#flow_switch
30864 | FIS-TRW-FSL-0004 | Switch, Flow, Low, pH Analyzer AIT-0007 Inlet, Chemical Sampling Building, Upper level | FIS-TRW-AIT-0007 | Analyzer, pH, Phosphoric Acid Sampling, Chemical Sampling Building, Upper Level | Switch,Flow-Low | Switch |  | FSL | http://www.toronto.ca/TWONTO#flow_switch
30873 | FIS-TRW-LSH-0001 | Flood Alarm | FIS-TRW | Treated Water Production |  | Switch |  | LSH | http://www.toronto.ca/TWONTO#level_switch
30904 | FIS-TRW-PSH-0001-SUS | Switch, Pressure-High, Treated Water to Island Distribution, High Lift Pumping Station | FIS-SUSPENDED | Obsolete Entities/Processes | Switch,Pressure-High | Switch | 38442 | PSH | http://www.toronto.ca/TWONTO#pressure_switch
30905 | FIS-TRW-PSH-0001-SUS | Switch, Pressure-High, Treated Water to Island Distribution, High Lift Pumping Station | FIS-TRW | Treated Water Production | Switch,Pressure-High | Switch | 38442 | PSH | http://www.toronto.ca/TWONTO#pressure_switch
30906 | FIS-TRW-PSH-0001-SUS | Switch, Pressure-High, Treated Water to Island Distribution, High Lift Pumping Station | FIS-TRW-PUMPING | Treated Water Pumping | Switch,Pressure-High | Switch | 38442 | PSH | http://www.toronto.ca/TWONTO#pressure_switch
30907 | FIS-TRW-PSL-0001 | Switch, Pressure, Low, Treated Water to Island Distribution, Workshop Building, Low Lever, High Lift PS | FIS-TRW | Treated Water Production | Switch,Pressure-Low | Switch |  | PSL | http://www.toronto.ca/TWONTO#pressure_switch
30908 | FIS-TRW-PSL-0001 | Switch, Pressure, Low, Treated Water to Island Distribution, Workshop Building, Low Lever, High Lift PS | FIS-TRW-PUMPING | Treated Water Pumping | Switch,Pressure-Low | Switch |  | PSL | http://www.toronto.ca/TWONTO#pressure_switch
30941 | FIS-TRW-TSH-0002 | Switch Location | FIS-TRW | Treated Water Production |  | Switch |  | TSH | http://www.toronto.ca/TWONTO#temperature_switch
30942 | FIS-TRW-TSH-0101 | Switch, Temperature-High, TRW-P-0100, Workshop Building, High Lift Pumping Station | FIS-TRW-P-0100 | Pump, Centrifugal, Treated Water to Island Distribution System, Workshop Building, High Lift PS |  | Switch |  | TSH | http://www.toronto.ca/TWONTO#temperature_switch
30943 | FIS-TRW-TSH-0501 | Switch, Temperature-High, TRW-P-0500, Workshop Building, High Lift Pumping Station | FIS-TRW-P-0500 | Pump, Centrifugal, Treated Water to Island Distribution System, Workshop Building, High Lift PS |  | Switch |  | TSH | http://www.toronto.ca/TWONTO#temperature_switch
30944 | FIS-TRW-TSL-0001 | Switch Location | FIS-TRW | Treated Water Production |  | Switch |  | TSL | http://www.toronto.ca/TWONTO#temperature_switch
31113 | FIS-WWW-LSHH-0501 | Switch,Level-High-High, Settling Basin 0501 | FIS-WWW-T-0501 | Tank, RMF Settling Basin 5, Filter Backwash Waste, Settling Basin Area | Switch,Level-High-High | Switch |  | LSHH | http://www.toronto.ca/TWONTO#level_switch
31114 | FIS-WWW-LSHH-0702 | Switch,Level-High-High, Pump Well, Settling Basin 0701 | FIS-WWW-T-0701 | Tank, RMF Settling Basin 7, Filter Backwash Waste, Settling Basin Area | Switch,Level-High-High | Switch |  | LSHH | http://www.toronto.ca/TWONTO#level_switch
31115 | FIS-WWW-LSHH-0902 | Switch, Level-High-High, Pump Well, Settling Basin 0901 | FIS-WWW-T-0901 | Tank, RMF Settling Basin 9, Filter Backwash Waste, Settling Basin Area | Switch,Level-High-High | Switch |  | LSHH | http://www.toronto.ca/TWONTO#level_switch
31116 | FIS-WWW-LSLL-0501 | Switch,Level-Low-Low, Pump Well, Settling Basin 0501 | FIS-WWW-T-0501 | Tank, RMF Settling Basin 5, Filter Backwash Waste, Settling Basin Area | Switch,Level-Low-Low | Switch |  | LSLL | http://www.toronto.ca/TWONTO#level_switch
31117 | FIS-WWW-LSLL-0701 | Switch,Level-Low-Low, Pump Well, Settling Basin 0701 | FIS-WWW-T-0701 | Tank, RMF Settling Basin 7, Filter Backwash Waste, Settling Basin Area | Switch,Level-Low-Low | Switch |  | LSLL | http://www.toronto.ca/TWONTO#level_switch
31118 | FIS-WWW-LSLL-0901 | Switch,Level-Low-Low, Pump Well, Settling Basin 0901 | FIS-WWW-T-0901 | Tank, RMF Settling Basin 9, Filter Backwash Waste, Settling Basin Area | Switch,Level-Low-Low | Switch |  | LSLL | http://www.toronto.ca/TWONTO#level_switch
31902 | COL-RBB-TSL-0200 | Switch, Temperature-Low | COL-RBB-MISC | Miscellaneous Equipment |  | Switch |  | TSL | http://www.toronto.ca/TWONTO#temperature_switch
38633 | SWM-PBL-FA-0001S | Switch, Temperature-High | SWM-PBL | Bloor Storm Pumping Station | Fire Prevention,Alarm | Switch | 42935 | FA | http://www.toronto.ca/TWONTO#temperature_switch
38634 | SWM-PBL-FA-0001S | Switch, Temperature-High | SWM-PBL-MISC | Miscellaneous Equipment | Fire Prevention,Alarm | Switch | 42935 | FA | http://www.toronto.ca/TWONTO#temperature_switch
38644 | SWM-PBL-LSH-0001 | Switch, Level-High | SWM-PBL-MISC | Miscellaneous Equipment | Switch,Level | Switch |  | LSH | http://www.toronto.ca/TWONTO#level_switch
38645 | SWM-PBL-LSH-0103 | Switch, Level-High | SWM-PBL | Bloor Storm Pumping Station | Switch,Level | Switch |  | LSH | http://www.toronto.ca/TWONTO#level_switch
38646 | SWM-PBL-LSH-0104 | Switch, Level-High | SWM-PBL | Bloor Storm Pumping Station | Switch,Level | Switch |  | LSH | http://www.toronto.ca/TWONTO#level_switch
38647 | SWM-PBL-LSL-0102 | Switch, Level-Low | SWM-PBL-MISC | Miscellaneous Equipment | Switch,Level | Switch |  | LSL | http://www.toronto.ca/TWONTO#level_switch
38648 | SWM-PBL-LSLL-0101 | Switch, Level Low-Low | SWM-PBL | Bloor Storm Pumping Station | Switch,Level | Switch |  | LSLL | http://www.toronto.ca/TWONTO#level_switch
38691 | SWM-PBL-SW-0001 | Switch, Main Electrical Disconnect | SWM-PBL-MISC | Miscellaneous Equipment | Switch | Switch |  | SW | http://www.toronto.ca/TWONTO#disconnect_switch
38692 | SWM-PBL-SW-0002 | Switch, Generator | SWM-PBL | Bloor Storm Pumping Station | Switch | Switch |  | SW | http://www.toronto.ca/TWONTO#disconnect_switch
38693 | SWM-PBL-SW-0004 | Switch, Main Electrical Disconnect | SWM-PBL | Bloor Storm Pumping Station | Switch | Switch |  | SW | http://www.toronto.ca/TWONTO#disconnect_switch
38812 | SWM-PIT-LSH-0102 | Switch, Level-High | SWM-PIT | Islington Storm Pumping Station | Switch,Level | Switch |  | LSH | http://www.toronto.ca/TWONTO#level_switch
38813 | SWM-PIT-LSH-0102 | Switch, Level-High | SWM-PIT-MISC | Miscellaneous Equipment | Switch,Level | Switch |  | LSH | http://www.toronto.ca/TWONTO#level_switch
38814 | SWM-PIT-LSH-0105 | Switch, Level-High | SWM-PIT-MISC | Miscellaneous Equipment | Switch,Level | Switch |  | LSH | http://www.toronto.ca/TWONTO#level_switch
38815 | SWM-PIT-LSHH-0104 | Switch, Level High-High | SWM-PIT | Islington Storm Pumping Station | Switch,Level | Switch |  | LSHH | http://www.toronto.ca/TWONTO#level_switch
38867 | SWM-PIT-SW-0001 | Switch, Main Electrical Disconnect | SWM-PIT | Islington Storm Pumping Station | Switch | Switch |  | SW | http://www.toronto.ca/TWONTO#disconnect_switch
38868 | SWM-PIT-SW-0002 | Switch, Generator | SWM-PIT | Islington Storm Pumping Station | Switch | Switch |  | SW | http://www.toronto.ca/TWONTO#disconnect_switch
38869 | SWM-PIT-SW-0002 | Switch, Generator | SWM-PIT-MISC | Miscellaneous Equipment | Switch | Switch |  | SW | http://www.toronto.ca/TWONTO#disconnect_switch
38870 | SWM-PIT-SW-0003 | Switch, Electric Heaters | SWM-PIT-MISC | Miscellaneous Equipment | Switch | Switch |  | SW | http://www.toronto.ca/TWONTO#disconnect_switch
38896 | SWM-PMG-LSH-0001 | Switch, Level-High | SWM-PBL-MISC | Miscellaneous Equipment | Switch,Level | Switch |  | LSH | http://www.toronto.ca/TWONTO#level_switch
38897 | SWM-PMG-LSH-0103 | Switch, Level-High | SWM-PMG | Martin Grove Storm Pumping Station | Switch,Level | Switch |  | LSH | http://www.toronto.ca/TWONTO#level_switch
38898 | SWM-PMG-LSH-0104 | Switch, Level-High | SWM-PMG | Martin Grove Storm Pumping Station | Switch,Level | Switch |  | LSH | http://www.toronto.ca/TWONTO#level_switch
38899 | SWM-PMG-LSH-0105 | Switch, Level-High | SWM-PMG | Martin Grove Storm Pumping Station | Switch,Level | Switch |  | LSH | http://www.toronto.ca/TWONTO#level_switch
38900 | SWM-PMG-LSH-0106 | Switch, Level-High | SWM-PMG | Martin Grove Storm Pumping Station | Switch,Level | Switch |  | LSH | http://www.toronto.ca/TWONTO#level_switch
38901 | SWM-PMG-LSHH-0107 | Switch, Level High-High | SWM-PMG | Martin Grove Storm Pumping Station | Switch,Level | Switch |  | LSHH | http://www.toronto.ca/TWONTO#level_switch
38902 | SWM-PMG-LSHH-0107 | Switch, Level High-High | SWM-PMG-MISC | Miscellaneous Equipment | Switch,Level | Switch |  | LSHH | http://www.toronto.ca/TWONTO#level_switch
38903 | SWM-PMG-LSL-0102 | Switch, Level-Low | SWM-PMG | Martin Grove Storm Pumping Station | Switch | Switch |  | LSL | http://www.toronto.ca/TWONTO#level_switch
38913 | SWM-PMG-SW-0001 | Switch, Main Power | SWM-PMG | Martin Grove Storm Pumping Station | Switch | Switch |  | SW | http://www.toronto.ca/TWONTO#disconnect_switch
38914 | SWM-PMG-SW-0001 | Switch, Main Power | SWM-PMG-MISC | Miscellaneous Equipment | Switch | Switch |  | SW | http://www.toronto.ca/TWONTO#disconnect_switch
38915 | SWM-PMG-SW-0002 | Switch, Transformer | SWM-PMG-MISC | Miscellaneous Equipment | Switch | Switch |  | SW | http://www.toronto.ca/TWONTO#disconnect_switch
38916 | SWM-PMG-SW-0003 | Switch, Disconnect | SWM-PMG | Martin Grove Storm Pumping Station | Switch | Switch |  | SW | http://www.toronto.ca/TWONTO#disconnect_switch
38917 | SWM-PMG-SW-0003 | Switch, Disconnect | SWM-PMG-MISC | Miscellaneous Equipment | Switch | Switch |  | SW | http://www.toronto.ca/TWONTO#disconnect_switch
38956 | SWM-PNQ-LS-0102 | Switch, Level | SWM-PNQ-MISC | Miscellaneous Equipment | Switch,Level | Switch |  | LS | http://www.toronto.ca/TWONTO#level_switch
38957 | SWM-PNQ-LSH-0103 | Switch, Level-High | SWM-PNQ | North Queen Storm Pumping Station | Switch,Level | Switch |  | LSH | http://www.toronto.ca/TWONTO#level_switch
38958 | SWM-PNQ-LSH-0105 | Switch, Level-High | SWM-PNQ-MISC | Miscellaneous Equipment | Switch,Level | Switch |  | LSH | http://www.toronto.ca/TWONTO#level_switch
38959 | SWM-PNQ-LSHH-0104 | Switch, Level High-High | SWM-PIT-MISC | Miscellaneous Equipment | Switch,Level | Switch |  | LSHH | http://www.toronto.ca/TWONTO#level_switch
38960 | SWM-PNQ-LSL-0102 | Switch, Level-Low | SWM-PNQ-MISC | Miscellaneous Equipment | Switch | Switch |  | LSL | http://www.toronto.ca/TWONTO#level_switch
38966 | SWM-PNQ-TS-0001 | Switch, Transfer | SWM-PNQ-MISC | Miscellaneous Equipment | Switch | Switch |  | TS | http://www.toronto.ca/TWONTO#transfer_switch
38967 | SWM-PNQ-TSL-0002 | Switch, Temperature-Low | SWM-PNQ | North Queen Storm Pumping Station | Switch | Switch |  | TSL | http://www.toronto.ca/TWONTO#temperature_switch
38968 | SWM-PNQ-TSL-0002 | Switch, Temperature-Low | SWM-PNQ-MISC | Miscellaneous Equipment | Switch | Switch |  | TSL | http://www.toronto.ca/TWONTO#temperature_switch
39127 | SWM-PWI-LSH-0103 | Switch, Level-High | SWM-PWI | Wilson Storm Pumping Station | Switch,Level | Switch |  | LSH | http://www.toronto.ca/TWONTO#level_switch
39128 | SWM-PWI-LSH-0105 | Switch, Level-High | SWM-PWI-MISC | Miscellaneous Equipment | Switch,Level | Switch |  | LSH | http://www.toronto.ca/TWONTO#level_switch
39129 | SWM-PWI-LSHH-0104 | Switch, Level High-High | SWM-PWI | Wilson Storm Pumping Station | Switch,Level | Switch |  | LSHH | http://www.toronto.ca/TWONTO#level_switch
39130 | SWM-PWI-LSL-0102 | Switch, Level-Low | SWM-PWI-MISC | Miscellaneous Equipment | Switch,Level | Switch |  | LSL | http://www.toronto.ca/TWONTO#level_switch
39131 | SWM-PWI-LSLL-0101 | Switch, Level Low-Low | SWM-PWI-MISC | Miscellaneous Equipment | Switch,Level | Switch |  | LSLL | http://www.toronto.ca/TWONTO#level_switch
39149 | SWM-PWI-TS-0001 | Switch, Transfer | SWM-PWI | Wilson Storm Pumping Station | Switch | Switch |  | TS | http://www.toronto.ca/TWONTO#transfer_switch
39150 | SWM-PWI-TS-0001 | Switch, Transfer | SWM-PWI-MISC | Miscellaneous Equipment | Switch | Switch |  | TS | http://www.toronto.ca/TWONTO#transfer_switch
39166 | SWM-SOS-LSH-0001 | Switch, Level-High | SWM-SOS | Old Sheppard Park Storm Water Tank | Switch,Level | Switch |  | LSH | http://www.toronto.ca/TWONTO#level_switch
39167 | SWM-SOS-LSL-0002 | Switch, Level-Low | SWM-SOS | Old Sheppard Park Storm Water Tank | Switch,Level | Switch |  | LSL | http://www.toronto.ca/TWONTO#level_switch
39456 | TAB-ACC-ASH-3661 | Smoke Detectors, OPS Air Supply | TAB-ACC-AHU-3660 | AHU, OPS #1 | Fire Prevention,Smoke Detector | Switch |  | ASH | http://www.toronto.ca/TWONTO#flame_or_combustion_sensing_instrument
39457 | TAB-ACC-ASH-3671 | Smoke Detectors, OPS Air Supply | TAB-ACC-AHU-3670 | AHU, OPS #2 | Fire Prevention,Smoke Detector | Switch |  | ASH | http://www.toronto.ca/TWONTO#flame_or_combustion_sensing_instrument
39458 | TAB-ACC-ASH-3681 | Smoke Detectors, OPS Air Supply | TAB-ACC-AHU-3680 | AHU, OPS #3 | Fire Prevention,Smoke Detector | Switch |  | ASH | http://www.toronto.ca/TWONTO#flame_or_combustion_sensing_instrument
40346 | TAB-ACC-FS-2012 | Switch,Flow,Water From Pump | TAB-ACC-P-2012 | Pump, Hot Water Circulating, Aeration and Chemical Gallery, P-37-3 | Switch,Flow | Switch |  | FS | http://www.toronto.ca/TWONTO#flow_switch
40347 | TAB-ACC-FS-8221 | Switch,Flow,Glycol From Pump | TAB-ACC-P-8221 | Pump, Circulating,Glycol, P-8, M Bldg, Heating and Ventilation | Switch,Flow | Switch |  | FS | http://www.toronto.ca/TWONTO#flow_switch
40349 | TAB-ACC-FSL-0010 | Switch,Flow,Feed Water Pump, Boiler No.1 | TAB-ACC-P-0010 | Pump, Feed Water, Hot Water Boiler #1,PB1-1 | Switch,Flow | Switch |  | FSL | http://www.toronto.ca/TWONTO#flow_switch
40351 | TAB-ACC-FSL-0020 | Switch,Flow,Low,Feed Water Pump, Boiler No.2 | TAB-ACC-P-0020 | Pump, Feed Water, Hot Water Boiler #2 | Switch,Flow | Switch |  | FSL | http://www.toronto.ca/TWONTO#flow_switch
40352 | TAB-ACC-FSL-0040 | Switch,Flow,Low,Feed Water Pump, Boiler No4 | TAB-ACC-P-0040 | Pump, Feed Water, Hot Water Boiler #4 | Switch,Flow | Switch |  | FSL | http://www.toronto.ca/TWONTO#flow_switch
40354 | TAB-ACC-FSL-0060 | Switch, Flow, Low, Air, Exhaust Fan 0060, Grit Bldg. Rooftop | TAB-ACC-FN-0050 | Fan, Exhaust, Exist. Screen Room Roof | Switch,Flow-Low | Switch |  | FSL | http://www.toronto.ca/TWONTO#flow_switch
40355 | TAB-ACC-FSL-0070 | Switch, Flow, Low, Air, Exhaust Fan 0070, Grit Bldg. Rooftop | TAB-ACC-FN-0060A | Fan, Forced Draft, Hot Water Boiler #6 | Switch,Flow-Low | Switch |  | FSL | http://www.toronto.ca/TWONTO#flow_switch
40356 | TAB-ACC-FSL-0070 | Switch, Flow, Low, Air, Exhaust Fan 0070, Grit Bldg. Rooftop | TAB-ACC-FN-0070 | Fan, Exhaust, Grit Building Rooftop | Switch,Flow-Low | Switch |  | FSL | http://www.toronto.ca/TWONTO#flow_switch
40357 | TAB-ACC-FSL-0080 | Switch, Flow, Low, Air, Exhaust Fan 0080, Grit Bldg. Rooftop | TAB-ACC-FN-0070 | Fan, Exhaust, Grit Building Rooftop | Switch,Flow-Low | Switch |  | FSL | http://www.toronto.ca/TWONTO#flow_switch
40358 | TAB-ACC-FSL-0080 | Switch, Flow, Low, Air, Exhaust Fan 0080, Grit Bldg. Rooftop | TAB-ACC-FN-0080 | Fan, Exhaust, Grit Building Rooftop | Switch,Flow-Low | Switch |  | FSL | http://www.toronto.ca/TWONTO#flow_switch
40359 | TAB-ACC-FSL-0100 | Switch, Flow, Low, Air, Supply Fan 0100, Grit Bldg. Rooftop | TAB-ACC-AHU-0100 | Air Handling Unit, Old D Bldg. Rooftop | Switch,Flow-Low | Switch |  | FSL | http://www.toronto.ca/TWONTO#flow_switch
40360 | TAB-ACC-FSL-0110 | Switch, Flow, Low, Air, Supply Fan 0110, Vestibule 121A, Grit Room | TAB-ACC-FN-0110A | Fan, Supply, Vestibule Pressurization, Vestibule 121A(0110) | Switch,Flow-Low | Switch |  | FSL | http://www.toronto.ca/TWONTO#flow_switch
40361 | TAB-ACC-FSL-0111 | Switch,Flow,Low,Water Distribution Pump-1, Primary Loop | TAB-ACC-P-0111 | Pump #1, Distribution, PM-1, Primary Loop, Z Bldg, 1st Flr (formerly KX6005A) | Switch,Flow | Switch |  | FSL | http://www.toronto.ca/TWONTO#flow_switch
40362 | TAB-ACC-FSL-0120 | Switch, Flow, Low, Air, Fan 0120, Vestibule 112, Exist. Screen Room | TAB-ACC-FN-0120 | Fan, Supply, Vestibule Pressurization, Vestibule 112 | Switch,Flow-Low | Switch |  | FSL | http://www.toronto.ca/TWONTO#flow_switch
40363 | TAB-ACC-FSL-0121 | Switch,Flow,Low,Water Distribution Pump-2, Primary Loop | TAB-ACC-P-0121 | Pump #2, Distribution, PM-2, Primary Loop, Z Bldg, 1st Flr | Switch,Flow | Switch |  | FSL | http://www.toronto.ca/TWONTO#flow_switch
40364 | TAB-ACC-FSL-0130 | Switch, Flow, Low, Air, Supply Fan 0130, Vestibule 112A, Exist. Screen Room | TAB-ACC-FN-0120 | Fan, Supply, Vestibule Pressurization, Vestibule 112 | Switch,Flow-Low | Switch |  | FSL | http://www.toronto.ca/TWONTO#flow_switch
40365 | TAB-ACC-FSL-0131 | Switch,Flow,Low,Water Distribution Pump-3, Primary Loop | TAB-ACC-P-0131 | Pump #3, Distribution, PM-3, Primary Loop, Z Bldg, 1st Flr | Switch,Flow | Switch |  | FSL | http://www.toronto.ca/TWONTO#flow_switch
40366 | TAB-ACC-FSL-0140 | Switch, Flow, Low, Air, Supply Fan 0140, Vestibule 112B, Exist. Screen Room | TAB-ACC-FN-0140 | Fan, Supply, Vestibule Pressurization, Vestibule 112B | Switch,Flow-Low | Switch |  | FSL | http://www.toronto.ca/TWONTO#flow_switch
40367 | TAB-ACC-FSL-0190 | Switch, Flow, Low, Air, Exhaust Fan 0190, Old Primary Treatment Bldg. | TAB-ACC-FN-0190 | Fan, Exhaust, Primary Treatment Bldg. | Switch,Flow-Low | Switch |  | FSL | http://www.toronto.ca/TWONTO#flow_switch
40368 | TAB-ACC-FSL-0192 | Switch, Flow, Low, Air, Exhaust Fan 0192, Old Primary Treatment Bldg. | TAB-ACC-FN-0192 | Fan, Exhaust, Primary Treatment Bldg. (FN-0191A) | Switch,Flow-Low | Switch |  | FSL | http://www.toronto.ca/TWONTO#flow_switch
40369 | TAB-ACC-FSL-0200 | Switch, Flow, Low, Air, Supply Fan 0200, Grit Bldg. Rooftop | TAB-ACC-AHU-0200 | Air Handling Unit, Old D Bldg. Rooftop | Switch,Flow-Low | Switch |  | FSL | http://www.toronto.ca/TWONTO#flow_switch
40370 | TAB-ACC-FSL-0234 | Switch, Flow, Low, Air, Exhaust Fan 0234, Old Primary Treatment Bldg. | TAB-ACC-FN-0232 | Fan, Exhaust, Primary Treatment Bldg. Rooftop | Switch,Flow-Low | Switch |  | FSL | http://www.toronto.ca/TWONTO#flow_switch
40372 | TAB-ACC-FSL-0360 | Switch, Flow, Low, Air, Exhaust Fan 0360, Loading Bay Rooftop | TAB-ACC-FN-0360 | Fan, Exhast,Screen Bldg., Blower Room, Grit Room Roof | Switch,Flow-Low | Switch |  | FSL | http://www.toronto.ca/TWONTO#flow_switch
40373 | TAB-ACC-FSL-0612 | Switch,Flow,Low,Water to Pump | TAB-ACC-P-0612 | Pump, Hot Water Circulating, Secondary Loop 3, Admin Reheat Coils-P3-2 | Switch,Flow | Switch |  | FSL | http://www.toronto.ca/TWONTO#flow_switch
40374 | TAB-ACC-FSL-0900 | Switch, Flow, Low, Air, Supply Fan 0900, Old Primary Treatment Bldg. | TAB-ACC-AHU-0900 | Air Handling Unit, Old D Bldg. Rooftop | Switch,Flow-Low | Switch |  | FSL | http://www.toronto.ca/TWONTO#flow_switch
40375 | TAB-ACC-FSL-1000 | Switch, Flow, Low, Air, Supply Fan 1000, Old Primary Treatment Bldg. | TAB-ACC-FN-1000 | Fan, Supply, Ex. D--Bldg. Ex. Air Heating Room | Switch,Flow-Low | Switch |  | FSL | http://www.toronto.ca/TWONTO#flow_switch
40376 | TAB-ACC-FSL-1015 | Switch,Flow,Low,Water to Pump | TAB-ACC-P-1015 | Pump, , Hot Water Circulating, P24-5, Pri Tank 10-12 & Grit Tank 13-16 Process and Space Heating | Switch,Flow | Switch |  | FSL | http://www.toronto.ca/TWONTO#flow_switch
40377 | TAB-ACC-FSL-1212 | Switch, Flow, Low, Air, Supply Fan 1210, Screen Area Rooftop( FSL-1210) | TAB-ACC-AHU-1200 | Air Handling Unit, D Bldg Roof | Switch,Flow-Low | Switch |  | FSL | http://www.toronto.ca/TWONTO#flow_switch
40378 | TAB-ACC-FSL-1220 | Switch, Flow, Low, Air, Exhaust Fan 1220, Screen Area Rooftop | TAB-ACC-AHU-1200 | Air Handling Unit, D Bldg Roof | Switch,Flow-Low | Switch |  | FSL | http://www.toronto.ca/TWONTO#flow_switch
40379 | TAB-ACC-FSL-1230 | Switch,Flow,Low,Glycol from Pump | TAB-ACC-P-1230 | Pump, Glycol Circulating, Floatation Bldg, PG 25-1 | Switch,Flow | Switch |  | FSL | http://www.toronto.ca/TWONTO#flow_switch
40380 | TAB-ACC-FSL-1404 | Switch, Flow-Low, Pump, Tertiary Glycol Circulating | TAB-ACC-P-1450 | Pump,Centrifugal, Tertiary Glycol Circulating | Switch,Flow-Low | Switch |  | FSL | http://www.toronto.ca/TWONTO#flow_switch
40381 | TAB-ACC-FSL-1510 | Switch, Flow, Low, Air Supply Fan 1510, Loading Bay Rooftop | TAB-ACC-AHU-1500 | Air Handling Unit, D Bldg Roof | Switch,Flow-Low | Switch |  | FSL | http://www.toronto.ca/TWONTO#flow_switch
40382 | TAB-ACC-FSL-1520 | Switch, Flow, Low, Air, Exhaust Fan 1520, Loading Bay Rooftop | TAB-ACC-AHU-1500 | Air Handling Unit, D Bldg Roof | Switch,Flow-Low | Switch |  | FSL | http://www.toronto.ca/TWONTO#flow_switch
40383 | TAB-ACC-FSL-1600 | Switch, Flow, Low, Air, Supply Fan 1600, Loading Bay Rooftop | TAB-ACC-AHU-1600 | Air Handling Unit, D Bldg Roof | Switch,Flow-Low | Switch |  | FSL | http://www.toronto.ca/TWONTO#flow_switch
40384 | TAB-ACC-FSL-1650 | Switch, Flow, Low, Air, Supply Fan 1650, Vestibule 101, , Loading Bay Rooftop | TAB-ACC-FN-1650 | Fan, Supply, Vestibule Pressurization, Vestibule 101 | Switch,Flow-Low | Switch |  | FSL | http://www.toronto.ca/TWONTO#flow_switch
40385 | TAB-ACC-FSL-1711 | Switch,Flow,Low.Water From Pump | TAB-ACC-P-1711 | Pump, Hot Water Circulating, P19-1, Pri 1-6 & 7-9 Pro & Grit 1-8 Space Heat | Switch,Flow | Switch |  | FSL | http://www.toronto.ca/TWONTO#flow_switch
40386 | TAB-ACC-FSL-1712 | Switch,Flow,Low.Water From Pump | TAB-ACC-P-1712 | Pump, Hot Water Circulating, P19-2, Pri 1-6 & 7-9 Pro & Grit 1-8 Space Heat | Switch,Flow | Switch |  | FSL | http://www.toronto.ca/TWONTO#flow_switch
40387 | TAB-ACC-FSL-1713 | Switch,Flow,Low.Water From Pump | TAB-ACC-P-1713 | Pump, Hot Water Circulating, P19-3, Pri 1-6 & 7-9 Pro & Grit 1-8 Space Heat | Switch,Flow | Switch |  | FSL | http://www.toronto.ca/TWONTO#flow_switch
40388 | TAB-ACC-FSL-1714 | Switch,Flow,Low.Water From Pump | TAB-ACC-P-1714 | Pump, Hot Water Circulating, P19-4, Pri 1-6 & 7-9 Pro & Grit 1-8 Space Heat | Switch,Flow | Switch |  | FSL | http://www.toronto.ca/TWONTO#flow_switch
40389 | TAB-ACC-FSL-1715 | Switch,Flow,Low.Water From Pump | TAB-ACC-P-1715 | Pump, Hot Water Circulating, P19-5, Pri 1-6 & 7-9 Pro & Grit 1-8 Space Heat | Switch,Flow | Switch |  | FSL | http://www.toronto.ca/TWONTO#flow_switch
40390 | TAB-ACC-FSL-1750 | Switch, Flow, Low, Air, Supply Fan 1750, Vest. 209, Screen Platform | TAB-ACC-FN-1650 | Fan, Supply, Vestibule Pressurization, Vestibule 101 | Switch,Flow-Low | Switch |  | FSL | http://www.toronto.ca/TWONTO#flow_switch
40391 | TAB-ACC-FSL-1850 | Switch, Flow, Low, Air, Supply Fan 1855, Vest. 101A, Blower Room | TAB-ACC-FN-1855 | Fan, Supply, Vestibule Pressurization, Vestibule 101A | Switch,Flow-Low | Switch |  | FSL | http://www.toronto.ca/TWONTO#flow_switch
40392 | TAB-ACC-FSL-2010 | Switch,Flow,Low,Water From Pump | TAB-ACC-P-2010 | Pump, Hot Water Circulating, Aeration and Chemical Gallery,P37-1 | Switch,Flow | Switch |  | FSL | http://www.toronto.ca/TWONTO#flow_switch
40393 | TAB-ACC-FSL-2011 | Switch,Flow,Low,Water From Pump | TAB-ACC-P-2011 | Pump, Hot Water Circulating, Aeration and Chemical Gallery,P37-2 | Switch,Flow | Switch |  | FSL | http://www.toronto.ca/TWONTO#flow_switch
40394 | TAB-ACC-FSL-2050 | Switch,Flow,Low,Glycol From Pump | TAB-ACC-P-2050 | Pump, Circulating,Glycol,Aeration and Chemical Gallery,PG37-1 | Switch,Flow | Switch |  | FSL | http://www.toronto.ca/TWONTO#flow_switch
40395 | TAB-ACC-FSL-2811 | Switch,Flow,Low,Water From Pump | TAB-ACC-P-2812 | Pump, Hot Water Circulating,, Secondary Loop 7, Dewatering Space Heating,P7-1 | Switch,Flow | Switch |  | FSL | http://www.toronto.ca/TWONTO#flow_switch
40396 | TAB-ACC-FSL-2813 | Switch,Flow,Low,Water From Pump | TAB-ACC-P-2813 | Pump, Circulating, Glycol, Dewatering Space Heating,P7-3 | Switch,Flow | Switch |  | FSL | http://www.toronto.ca/TWONTO#flow_switch
40397 | TAB-ACC-FSL-2814 | Switch,Flow,Low,Water From Pump, Old Dewatering Bsmt | TAB-ACC-P-2814 | Pump, Circulating,Glycol , Dewatering Space Heating, P7-4 | Switch,Flow | Switch |  | FSL | http://www.toronto.ca/TWONTO#flow_switch
40398 | TAB-ACC-FSL-3010 | Switch,Flow,Low,Water From Pump | TAB-ACC-P-3010 | Pump, Hot Water Circulating,Chlorination Bldg Space Heating,(P8-1) | Switch,Flow | Switch |  | FSL | http://www.toronto.ca/TWONTO#flow_switch
40399 | TAB-ACC-FSL-3432 | Switch,Flow,Low,Glycol From Pump | TAB-ACC-P-3432 | Pump, Circulating, Glycol,Filter Bldg, S-6 & S-7,PG38-2, | Switch,Flow | Switch |  | FSL | http://www.toronto.ca/TWONTO#flow_switch
40400 | TAB-ACC-FSL-3651 | Switch, Flow, Low | TAB-ACC-P-3651 | Pump, Circulation Glycol | Switch,Flow-Low | Switch |  | FSL | http://www.toronto.ca/TWONTO#flow_switch
40401 | TAB-ACC-FSL-3811 | Switch,Flow,Low,Water From Pump | TAB-ACC-P-3811 | Pump, Circulating,Hot Water ,P29/30/31-2 | Switch,Flow | Switch |  | FSL | http://www.toronto.ca/TWONTO#flow_switch
40402 | TAB-ACC-FSL-4411 | Switch,Flow,Low,Water From Pump | TAB-ACC-P-4411 | Pump , Circulating , Hot Water System | Switch,Flow | Switch |  | FSL | http://www.toronto.ca/TWONTO#flow_switch
40403 | TAB-ACC-FSL-4501 | Switch,Flow, Low , Discharge | TAB-ACC-AHU-4501 | AHU, Digester 1-4, Drip Trap Room | Switch,Flow-Low | Switch |  | FSL | http://www.toronto.ca/TWONTO#flow_switch
40404 | TAB-ACC-FSL-4503 | Switch, Flow, Low, Discharge | TAB-ACC-AHU-4503 | AHU, Digester 1-4, Sludge Heater Room | Switch,Flow-Low | Switch |  | FSL | http://www.toronto.ca/TWONTO#flow_switch
40405 | TAB-ACC-FSL-4505 | Switch, Flow, Low, Exhaust Fan Inlet | TAB-ACC-FN-4505 | Fan, Exhaust, Drip Trap Room Exhaust Dig .1~4 | Switch,Flow-Low | Switch |  | FSL | http://www.toronto.ca/TWONTO#flow_switch
40406 | TAB-ACC-FSL-4508 | Switch, Flow, Low, Exhaust Fan Inlet | TAB-ACC-FN-4508 | Fan, Exhaust, Sldge Heater Room Exhaust Dig .1~4 | Switch,Flow-Low | Switch |  | FSL | http://www.toronto.ca/TWONTO#flow_switch
40407 | TAB-ACC-FSL-4540 | Switch,Flow,Low,Water From Pump | TAB-ACC-P-4540 | Pump, Hot Water Circulating, Digester 1~4 ,PXX-1 | Switch,Flow | Switch |  | FSL | http://www.toronto.ca/TWONTO#flow_switch
40408 | TAB-ACC-FSL-4541 | Switch,Flow,Low,Water From Pump | TAB-ACC-P-4541 | Pump, Hot Water Circulating, Digester 1~4 ,PXX-2 | Switch,Flow | Switch |  | FSL | http://www.toronto.ca/TWONTO#flow_switch
40409 | TAB-ACC-FSL-4612 | Switch,Flow,Low,Water From Pump | TAB-ACC-P-4612 | Pump, Circulating, Hot Water. Dig 19-22 Space Heating,P16-2, | Switch,Flow | Switch |  | FSL | http://www.toronto.ca/TWONTO#flow_switch
40410 | TAB-ACC-FSL-4811 | Switch,Flow,Low,Hot water From Pump | TAB-ACC-P-4811 | Pump, Circulating,Hot Water,Dig 19-22 Sludge Heating, P17-1, | Switch,Flow | Switch |  | FSL | http://www.toronto.ca/TWONTO#flow_switch
40411 | TAB-ACC-FSL-4902 | Switch, Flow-Low, Secondary Hot Water loop, Seawall Tunnel, East | TAB-ACC-P-4902 | Pump, Centrifugal, Hot Water Pump, Seawall Tunnel, East | Switch,Flow-Low | Switch |  | FSL | http://www.toronto.ca/TWONTO#flow_switch
40412 | TAB-ACC-FSL-4904 | Switch, Flow-Low, Tertiary Pump, Seawall Tunnel, East | TAB-ACC-P-4904 | Pump, Tertiary, Glycol, Seawall Tunnel, East | Switch,Flow-Low | Switch |  | FSL | http://www.toronto.ca/TWONTO#flow_switch
40413 | TAB-ACC-FSL-5011 | Switch,Flow,Water From Pump | TAB-ACC-P-5011 | Pump, Circulating,Hot Water,P15-2, New Gas Control Building Basement, Mid Section | Switch,Flow | Switch |  | FSL | http://www.toronto.ca/TWONTO#flow_switch
40414 | TAB-ACC-FSL-5051 | Switch,Flow,Low,Hot Water From Pump | TAB-ACC-P-5051 | Pump, Circulating, Glycol, HWCP -4, New Gas Control Building Basement, Mid Section | Switch,Flow | Switch |  | FSL | http://www.toronto.ca/TWONTO#flow_switch
40415 | TAB-ACC-FSL-5212 | Switch,Flow,Low,Water From Pump | TAB-ACC-P-5212 | Pump, Circulating,Hot Water Dig 13-16 Space Heating,P13-2, | Switch,Flow | Switch |  | FSL | http://www.toronto.ca/TWONTO#flow_switch
40416 | TAB-ACC-FSL-5810 | Switch,Flow,Water From Pump | TAB-ACC-P-5810 | Pump, Booster, Primary Loop, Bio-Solids Loading Bldg,P12-1 | Switch,Flow | Switch |  | FSL | http://www.toronto.ca/TWONTO#flow_switch
40417 | TAB-ACC-FSL-5853 | Switch,Flow,Glycol From Pump | TAB-ACC-P-5853 | Pump,Circulating,Glycol, Bio-Solid Loading Bldg, PG12-1 | Switch,Flow | Switch |  | FSL | http://www.toronto.ca/TWONTO#flow_switch
40418 | TAB-ACC-FSL-5884 | Switch,Flow,Low,Glycol From pump | TAB-ACC-P-5884 | Pump, Glycol Make Up | Switch,Flow | Switch |  | FSL | http://www.toronto.ca/TWONTO#flow_switch
40419 | TAB-ACC-FSL-6011 | Switch,Flow,Low,Water From Pump | TAB-ACC-P-6011 | Pump, Circulating,Hot Water, Dig 13-16 Sludge Heating,P14-1, | Switch,Flow | Switch |  | FSL | http://www.toronto.ca/TWONTO#flow_switch
40420 | TAB-ACC-FSL-6101 | Switch,Flow, Low Discharge | TAB-ACC-AHU-6101 | AHU, Digester 5-8 Drip Trap Room | Switch,Flow-Low | Switch |  | FSL | http://www.toronto.ca/TWONTO#flow_switch
40421 | TAB-ACC-FSL-6102 | Switch,Flow, Low, Discharge | TAB-ACC-AHU-6102 | AHU, Digester 5-8 Drip Trap Room | Switch,Flow-Low | Switch |  | FSL | http://www.toronto.ca/TWONTO#flow_switch
40422 | TAB-ACC-FSL-6106 | Switch, Flow, Low, Exhausht | TAB-ACC-FN-6106 | Fan, Exhaust, Digester 5-8 Drip Trap room | Switch,Flow-Low | Switch |  | FSL | http://www.toronto.ca/TWONTO#flow_switch
40423 | TAB-ACC-FSL-6107 | Switch, Flow, Low, Exhausht | TAB-ACC-FN-6107 | Fan, Exhaust, Digester 5-8 Sludge Heater room | Switch,Flow-Low | Switch |  | FSL | http://www.toronto.ca/TWONTO#flow_switch
40424 | TAB-ACC-FSL-6109 | Switch, Flow, Low, Exhausht | TAB-ACC-FN-6109 | Fan, Exhaust, Digester 5-8 Pump Room | Switch,Flow-Low | Switch |  | FSL | http://www.toronto.ca/TWONTO#flow_switch
40425 | TAB-ACC-FSL-6110 | Switch, Flow, Low, Exhausht | TAB-ACC-FN-6110 | Fan, Exhaust, Digester 5-8 Relief | Switch,Flow-Low | Switch |  | FSL | http://www.toronto.ca/TWONTO#flow_switch
40426 | TAB-ACC-FSL-6111 | Switch, Flow, Low, Exhausht | TAB-ACC-FN-6111 | Fan, Exhaust, Digester 5-8 Pump Room Heat Relief | Switch,Flow-Low | Switch |  | FSL | http://www.toronto.ca/TWONTO#flow_switch
40427 | TAB-ACC-FSL-6135 | Switch, Flow, Low, Glycol Pump Discharge | TAB-ACC-P-6134A | Pump,Glycol recir. | Switch,Flow-Low | Switch |  | FSL | http://www.toronto.ca/TWONTO#flow_switch
40428 | TAB-ACC-FSL-6212 | Switch,Flow,Low,Water From Pump | TAB-ACC-P-6212 | Pump, Hot Water Circulating, Dig 5 - 12, Process & Space Heating, P1-2 | Switch,Flow | Switch |  | FSL | http://www.toronto.ca/TWONTO#flow_switch
40429 | TAB-ACC-FSL-6213 | Switch,Flow,Low,Water From Pump | TAB-ACC-P-6213 | Pump, Hot Water Circulating, Dig 5 - 12 , Process & Space heating,P1-3 | Switch,Flow | Switch |  | FSL | http://www.toronto.ca/TWONTO#flow_switch
40430 | TAB-ACC-FSL-6302 | Switch, Flow Switch-Low, AHU-6302, Mechanical Room, Dig 9-12 Control Building. | TAB-ACC-AHU-6302 | Air Handling Unit, Gas Room Ventilation, Mechanical Room, Dig 9-12 Control Building. | Switch,Flow-Low | Switch |  | FSL | http://www.toronto.ca/TWONTO#flow_switch
40431 | TAB-ACC-FSL-6304 | Switch, Flow Switch-Low, AHU-6304, Mechanical Room, Dig 9-12 Control Building. | TAB-ACC-AHU-6304 | Air Handling Unit, Basement Ventilation, Mechanical Room, Dig 9-12 Control Building. | Switch,Flow-Low | Switch |  | FSL | http://www.toronto.ca/TWONTO#flow_switch
40432 | TAB-ACC-FSL-6308 | Switch, Flow Switch-Low, FN-6309, Ground Floor, Dig 9-12 Control Building. | TAB-ACC-FN-6309 | Fan, Exhaust, Centrifugal, Basement Exhaust, Ground Mount, Dig 9-12 Control Building. | Switch,Flow-Low | Switch |  | FSL | http://www.toronto.ca/TWONTO#flow_switch
40433 | TAB-ACC-FSL-6310 | Switch, Flow Switch-Low, FN-6311, Ground Floor, Dig 9-12 Control Building. | TAB-ACC-FN-6311 | Fan, Exhaust, Centrifugal, Basement Heat Relief Exhaust, Ground Mount, Dig 9-12 Control Building. | Switch,Flow-Low | Switch |  | FSL | http://www.toronto.ca/TWONTO#flow_switch
40434 | TAB-ACC-FSL-6311 | Switch, Flow Switch-Low, FN-6312, Ground Floor, Dig 9-12 Control Building. | TAB-ACC-FN-6312 | Fan, Exhaust, Centrifugal, Basement Heat Relief Exhaust, Ground Mount, Dig 9-12 Control Building. | Switch,Flow-Low | Switch |  | FSL | http://www.toronto.ca/TWONTO#flow_switch
40435 | TAB-ACC-FSL-6320 | Switch, Flow Switch-Low, FN-6321, Sludge Heating Room, Dig 9-12 Control Building. | TAB-ACC-FN-6321 | Fan, Exhaust, Centrifugal, Sludge Heating Room Heat Relief Ventilation, Sludge Heating Room, Dig 9-12 Control Building. | Switch,Flow-Low | Switch |  | FSL | http://www.toronto.ca/TWONTO#flow_switch
40514 | TAB-ACC-HS-4538 | Switch, Occupancy, Dig 1-4 Mechanical room | TAB-ACC-AHU-DIG | AHUs/Supply Fans Dig. Bldg. | Switch | Switch |  | HS | hand_switch
40515 | TAB-ACC-HS-6113 | Switch, Occupancy, Dig 5-8 Drip Room | TAB-ACC-AHU-DIG | AHUs/Supply Fans Dig. Bldg. | Switch | Switch |  | HS | hand_switch
40516 | TAB-ACC-HS-6136 | Switch, Occupancy, Dig 5-8 Sldg Heat RM | TAB-ACC-AHU-DIG | AHUs/Supply Fans Dig. Bldg. | Switch | Switch |  | HS | hand_switch
40517 | TAB-ACC-HS-6137 | Switch, Occupancy, Dig 5-8 Pump Room | TAB-ACC-AHU-DIG | AHUs/Supply Fans Dig. Bldg. | Switch | Switch |  | HS | hand_switch
40518 | TAB-ACC-HS-6138 | Switch, Occupancy, Dig 5-8 Mech. Room | TAB-ACC-AHU-DIG | AHUs/Supply Fans Dig. Bldg. | Switch | Switch |  | HS | hand_switch
40883 | TAB-ACC-LS-0790 | Switch,Level | TAB-ACC-T-0790 | Tank, Chemical Mixing- Boiler No.19 (0400) | Switch,Level | Switch |  | LS | http://www.toronto.ca/TWONTO#level_switch
40884 | TAB-ACC-LS-7101 | Switch, Level, Z Bldg 2nd Flr, Deaerator 1 | TAB-ACC-MEQ-7101 | Tank, Deaerator No.1 | Switch,Level | Switch |  | LS | http://www.toronto.ca/TWONTO#level_switch
40885 | TAB-ACC-LS-8801 | Switch, Level, Z Bldg, Bsmt North West, T-8801 | TAB-HRS-P-DEA | Deaerator Equipment/ Cndensation , | Tank | Switch |  | LS | http://www.toronto.ca/TWONTO#level_switch
40886 | TAB-ACC-LS-8901 | Switch, Level, Z Bldg, Bsmt North West, T-8901 | TAB-ACC-T-8901 | Tank, Condensation, Back Up | Tank | Switch |  | LS | http://www.toronto.ca/TWONTO#level_switch
40887 | TAB-ACC-LSH-0166 | Switch,Level,High, primary Hot Loop Expansion Tanks | TAB-ACC-T-0140 | Tank #1, Expansion, Primary Loop | Switch,Level | Switch |  | LSH | http://www.toronto.ca/TWONTO#level_switch
40888 | TAB-ACC-LSHH-0167 | Switch,Level,High,High, primary Hot Loop Expansion Tanks | TAB-ACC-T-0145 | Tank #2, Expansion, Primary Loop | Switch,Level | Switch |  | LSHH | http://www.toronto.ca/TWONTO#level_switch
40889 | TAB-ACC-LSL-2042 | Switch,Level, Low,Glycol Make Up Line tank | TAB-ACC-T-2042 | Tank, Make Up, Glycol Make Up Line | Switch,Level | Switch |  | LSL | http://www.toronto.ca/TWONTO#level_switch
40890 | TAB-ACC-LSL-2100S | Level Switch Low, Glycol Low Level Switch | TAB-SUSPENDED ENTITY | Suspended entities |  | Switch | 45509 | LSL | http://www.toronto.ca/TWONTO#level_switch
40891 | TAB-ACC-LSL-3422 | Switch,Level, Low,Glycol Make Up Line tank | TAB-ACC-T-3472 | Tank, Make Up, Glycol Make Up Line | Switch,Level | Switch |  | LSL | http://www.toronto.ca/TWONTO#level_switch
40892 | TAB-ACC-LSL-3652 | Switch, Level, Low | TAB-ACC-T-3652 | Tank, Make up, Glycol line | Switch,Level-Low | Switch |  | LSL | http://www.toronto.ca/TWONTO#level_switch
40893 | TAB-ACC-LSL-6301 | Switch, Level Switch Low, Glycol Automatic Feeder, T-0351, Main Floor, Dig 9-12 Control Building. | TAB-ACC-T-6351 | Tank, Glycol Feeder, Bypass Filtration System, Mechanical Room, Dig 9-12 Control Building. | Switch,Level-Low | Switch |  | LSL | http://www.toronto.ca/TWONTO#level_switch
40894 | TAB-ACC-LSLL-0164 | Switch,Low Low Level, primary Hot Loop Expansion Tanks | TAB-ACC-T-0145 | Tank #2, Expansion, Primary Loop | Switch,Level | Switch |  | LSLL | http://www.toronto.ca/TWONTO#level_switch
40895 | TAB-ACC-LSLL-0401 | Switch, Level, Low,Low | TAB-ACC-MEQ-0401 | Indicator, Boiler Water Level | Switch,Level-Low-Low | Switch |  | LSLL | http://www.toronto.ca/TWONTO#level_switch
40896 | TAB-ACC-LSLL-0501 | Switch, Level, Low,Low | TAB-ACC-MEQ-0501 | Indicator, Boiler Water Level | Switch,Level-Low-Low | Switch |  | LSLL | http://www.toronto.ca/TWONTO#level_switch
41047 | TAB-ACC-PDS-1244A | Switch,Pressure ,Filter, AHU1244 | TAB-ACC-AHU-1244 | Air Handing unit,Flotation Bldg | Switch,Pressure | Switch |  | PDS | http://www.toronto.ca/TWONTO#pressure_switch
41048 | TAB-ACC-PDS-1244B | Switch,Pressure ,Filters, AHU1244 | TAB-ACC-AHU-1244 | Air Handing unit,Flotation Bldg | Switch,Pressure | Switch |  | PDS | http://www.toronto.ca/TWONTO#pressure_switch
41049 | TAB-ACC-PDS-1250B | Switch,Pressure, Filter, AHU1250 | TAB-ACC-AHU-1250 | Air Handing unit,Flotation Bldg | Switch,Pressure | Switch |  | PDS | http://www.toronto.ca/TWONTO#pressure_switch
41050 | TAB-ACC-PDS-1836A | Switch,Pressure ,Filter, AHU11836 | TAB-ACC-AHU-1836 | AHU, Blower Bldg | Switch,Pressure | Switch |  | PDS | http://www.toronto.ca/TWONTO#pressure_switch
41051 | TAB-ACC-PDS-1837A | Switch,Pressure ,Filter, AHU11837 | TAB-ACC-AHU-1837 | AHU, Blower Bldg | Switch,Pressure | Switch |  | PDS | http://www.toronto.ca/TWONTO#pressure_switch
41052 | TAB-ACC-PDS-1845B | Switch,Pressure ,Supply Air, AHU1845 | TAB-ACC-AHU-1845 | AHU, Blower Bldg | Switch,Pressure | Switch |  | PDS | http://www.toronto.ca/TWONTO#pressure_switch
41053 | TAB-ACC-PDS-1846A | Switch,Pressure ,Filter, AHU1846 | TAB-ACC-AHU-1846 | AHU, Blower Bldg | Switch,Pressure | Switch |  | PDS | http://www.toronto.ca/TWONTO#pressure_switch
41054 | TAB-ACC-PDS-1846B | Switch,Pressure ,Supply Air, AHU1846 | TAB-ACC-AHU-1846 | AHU, Blower Bldg | Switch,Pressure | Switch |  | PDS | http://www.toronto.ca/TWONTO#pressure_switch
41055 | TAB-ACC-PDS-1847B | Switch,Pressure ,Supply Air, AHU1847 | TAB-ACC-AHU-1847 | AHU, Blower Bldg | Switch,Pressure | Switch |  | PDS | http://www.toronto.ca/TWONTO#pressure_switch
41056 | TAB-ACC-PDS-1848B | Switch,Pressure ,Supply Air, AHU1848 | TAB-ACC-AHU-1848 | AHU, Blower Bldg | Switch,Pressure | Switch |  | PDS | http://www.toronto.ca/TWONTO#pressure_switch
41057 | TAB-ACC-PDS-1850A | Switch,Pressure ,Filter, AHU1850 | TAB-ACC-AHU-1850 | AHU, Blower Bldg | Switch,Pressure | Switch |  | PDS | http://www.toronto.ca/TWONTO#pressure_switch
41058 | TAB-ACC-PDS-1851A | Switch,Pressure ,Filter, AHU1851 | TAB-ACC-AHU-1851 | AHU, Blower Bldg | Switch,Pressure | Switch |  | PDS | http://www.toronto.ca/TWONTO#pressure_switch
41059 | TAB-ACC-PDS-2053 | Switch,Pressure ,Supply Air, AHU2053 | TAB-ACC-AHU-2053 | AHU, Chemical & Aeration Gallery | Switch,Pressure | Switch |  | PDS | http://www.toronto.ca/TWONTO#pressure_switch
41060 | TAB-ACC-PDS-2821 | Switch,Pressure ,Supply Air, AHU2821 | TAB-ACC-AHU-2821 | AHU, North of Old Dewatering Bldg | Switch,Pressure | Switch |  | PDS | http://www.toronto.ca/TWONTO#pressure_switch
41061 | TAB-ACC-PDS-3894A | Switch,Pressure ,Silancer A, AHU3894 | TAB-ACC-AHU-3894SUS | AHU,Incinerator Bldg | Switch,Pressure | Switch |  | PDS | http://www.toronto.ca/TWONTO#pressure_switch
41062 | TAB-ACC-PDS-3905A | Switch,Pressure ,Filter, AHU3905 | TAB-ACC-AHU-3905SUS | AHU, Heat Recovery Bldg | Switch,Pressure | Switch |  | PDS | http://www.toronto.ca/TWONTO#pressure_switch
41063 | TAB-ACC-PDS-3905B | Switch,Pressure ,Supply fan, AHU3905 | TAB-ACC-AHU-3905SUS | AHU, Heat Recovery Bldg | Switch,Pressure | Switch |  | PDS | http://www.toronto.ca/TWONTO#pressure_switch
41064 | TAB-ACC-PDS-3907B | Switch,Pressure ,Supply fan, AHU3907 | TAB-ACC-AHU-3907SUS | AHU, Heat Recovery Bldg | Switch,Pressure | Switch |  | PDS | http://www.toronto.ca/TWONTO#pressure_switch
41065 | TAB-ACC-PDS-3918A | Switch,Pressure ,Filter, AHU3918 | TAB-ACC-AHU-3918SUS | AHU, Heat Recovery Bldg | Switch,Pressure | Switch |  | PDS | http://www.toronto.ca/TWONTO#pressure_switch
41066 | TAB-ACC-PDS-3922A | Switch,Pressure ,Filter, AHU3922 | TAB-ACC-AHU-3922 | AHU, Old Dewatering Building Roof | Switch,Pressure | Switch |  | PDS | http://www.toronto.ca/TWONTO#pressure_switch
41067 | TAB-ACC-PDS-4455B | Switch,Pressure ,Supply fan, AHU4455 | TAB-ACC-AHU-4455 | AHU, Aux. Bldg Basement | Switch,Pressure | Switch |  | PDS | http://www.toronto.ca/TWONTO#pressure_switch
41068 | TAB-ACC-PDS-4465A | Switch,Pressure ,Filter, AHU4465 | TAB-ACC-AHU-4465 | AHU, Aux. Bldg , North Tunnel | Switch,Pressure | Switch |  | PDS | http://www.toronto.ca/TWONTO#pressure_switch
41069 | TAB-ACC-PDS-4465B | Switch,Pressure ,Supply fan, AHU4465 | TAB-ACC-AHU-4465 | AHU, Aux. Bldg , North Tunnel | Switch,Pressure | Switch |  | PDS | http://www.toronto.ca/TWONTO#pressure_switch
41071 | TAB-ACC-PDS-8230A | Switch, Pressure Differential, AHU-8230, M Building | TAB-ACC-AHU-8230 | AHU,M Bldg | Switch,Pressure | Switch |  | PDS | http://www.toronto.ca/TWONTO#pressure_switch
41072 | TAB-ACC-PDS-8232A | Switch, Pressure Differential, AHU-8232, M Building | TAB-ACC-FN-8270 | Fan, Exhaust, M Bldg. | Switch,Pressure | Switch |  | PDS | http://www.toronto.ca/TWONTO#pressure_switch
41073 | TAB-ACC-PDS-8270A | Switch, Pressure Differential, FN-8270, M Building | TAB-ACC-FN-8270 | Fan, Exhaust, M Bldg. | Switch,Pressure | Switch |  | PDS | http://www.toronto.ca/TWONTO#pressure_switch
41074 | TAB-ACC-PDS-8401 | Switch,Pressure, Supply Fan, M Bldg., FN 8401 | TAB-ACC-FN-8401 | Fan, Supply, M Bldg. | Switch,Pressure | Switch |  | PDS | http://www.toronto.ca/TWONTO#pressure_switch
41075 | TAB-ACC-PDS-8402 | Switch,Pressure ,Supply fan, M Bldg., FN 8402 | TAB-ACC-FN-8401 | Fan, Supply, M Bldg. | Switch,Pressure | Switch |  | PDS | http://www.toronto.ca/TWONTO#pressure_switch
41076 | TAB-ACC-PDS-9402 | Switch,Pressure, Supply Fan, Mechnical Room, Above MCC, T Building | TAB-ACC-FN-9402 | Fan, Supply, Mechanical Room,Above MCC,T Building | Switch,Pressure | Switch |  | PDS | http://www.toronto.ca/TWONTO#pressure_switch
41077 | TAB-ACC-PDSH-1421 | Switch, Filter Differential Pressure, Air Handling Unit,Boiler Room and Basement | TAB-ACC-F-1421 | Filter, AHU-1420, Air filter | Switch,Pressure-High | Switch |  | PDSH | http://www.toronto.ca/TWONTO#pressure_switch
41078 | TAB-ACC-PDSH-1471 | Switch, Filter Differential Pressure High,AHU,Boiler Room and Basement | TAB-ACC-F-1471 | Filter, AHU-1470, Air filter | Switch,Pressure-High | Switch |  | PDSH | http://www.toronto.ca/TWONTO#pressure_switch
41079 | TAB-ACC-PDSH-1491 | Switch, Filter Differential Pressure High,AHU,Boiler Room and Basement | TAB-ACC-F-1491 | Filter, AHU-1490, Air filter | Switch,Pressure-High | Switch |  | PDSH | http://www.toronto.ca/TWONTO#pressure_switch
41080 | TAB-ACC-PDSH-4502 | Switch, Presure Diferential, High | TAB-ACC-AHU-4502 | AHU, Digester 1-4, Drip Trap Room | Switch,Pressure-High | Switch |  | PDSH | http://www.toronto.ca/TWONTO#pressure_switch
41081 | TAB-ACC-PDSH-6101 | Switch,Pressure Differential, High, Filter | TAB-ACC-AHU-6101 | AHU, Digester 5-8 Drip Trap Room | Switch,Pressure-High | Switch |  | PDSH | http://www.toronto.ca/TWONTO#pressure_switch
41082 | TAB-ACC-PDSH-6103 | Switch,Pressure Differential, High, Filter | TAB-ACC-AHU-6103 | AHU, Digester 5-8 Sludge Heat. Room | Switch,Pressure-High | Switch |  | PDSH | http://www.toronto.ca/TWONTO#pressure_switch
41083 | TAB-ACC-PDSH-6104 | Switch,Pressure Differential, High, Filter | TAB-ACC-AHU-6104 | AHU, Digester 5-8 Pump Room | Switch,Pressure-High | Switch |  | PDSH | http://www.toronto.ca/TWONTO#pressure_switch
41084 | TAB-ACC-PDSH-6302 | Switch, Pressure Differential Switch High, AHU-6302, Mechanical Room, Dig 9-12 Control Building. | TAB-ACC-AHU-6302 | Air Handling Unit, Gas Room Ventilation, Mechanical Room, Dig 9-12 Control Building. | Switch,Pressure-High | Switch |  | PDSH | http://www.toronto.ca/TWONTO#pressure_switch
41085 | TAB-ACC-PDSH-6306 | Switch, Pressure Differential Switch High, FN-6320 | TAB-ACC-FN-6320 | Fan, Supply, Propeller Type, Sludge Heating Room Heat Relief Ventilation, Sludge Heating Room, Dig 9-12 Control Building. | Switch,Pressure-High | Switch |  | PDSH | http://www.toronto.ca/TWONTO#pressure_switch
41086 | TAB-ACC-PDSL-1441 | Switch, Filter Differential Pressure Low,AHU,Boiler Room and Basement | TAB-ACC-AHU-1440 | Air Handling Unit, Makeup Air Unit for Admin Area, | Switch,Pressure-High | Switch |  | PDSL | http://www.toronto.ca/TWONTO#pressure_switch
41087 | TAB-ACC-PDSL-1451 | Switch, Filter Differential Pressure Low,AHU,Boiler Room and Basement | TAB-ACC-AHU-1450 | Air Handling Unit, Locker Room | Switch,Pressure-Low | Switch |  | PDSL | http://www.toronto.ca/TWONTO#pressure_switch
41088 | TAB-ACC-PDSL-1471 | Switch, Filter Differential Pressure Low,AHU,Boiler Room and Basement | TAB-ACC-AHU-1470 | Air Handling Unit, VFD, Boiler Room Supply | Switch,Pressure-Low | Switch |  | PDSL | http://www.toronto.ca/TWONTO#pressure_switch
41089 | TAB-ACC-PDSL-1481 | Switch, Filter Differential Pressure Low,AHU,Boiler Room and Basement | TAB-ACC-AHU-1480 | Air Handling Unit, Repair Facility/Steam Boiler Room Supply | Switch,Pressure-Low | Switch |  | PDSL | http://www.toronto.ca/TWONTO#pressure_switch
41090 | TAB-ACC-PDSL-1491 | Switch, Filter Differential Pressure Low,AHU,Boiler Room and Basement | TAB-ACC-AHU-1490 | Air Handling Unit, Locker Room Ventilation | Switch,Pressure-Low | Switch |  | PDSL | http://www.toronto.ca/TWONTO#pressure_switch
41111 | TAB-ACC-PS-0405 | Switch, Pressure, Combustion Air | TAB-ACC-BO-0400 | Boiler #19, Volcano | Switch,Pressure | Switch |  | PS | http://www.toronto.ca/TWONTO#pressure_switch
41112 | TAB-ACC-PS-0505 | Switch, Pressure, Combustion Air | TAB-ACC-BO-0500 | Boiler #20, Volcano | Switch,Pressure | Switch |  | PS | http://www.toronto.ca/TWONTO#pressure_switch
41113 | TAB-ACC-PS-7101 | Switch, Pressure, Z Bldg 2nd Flr, Deaerator 1 | TAB-ACC-MEQ-7101 | Tank, Deaerator No.1 | Switch,Pressure | Switch |  | PS | http://www.toronto.ca/TWONTO#pressure_switch
41114 | TAB-ACC-PS-7102 | Switch, Pressure, Z Bldg 2nd Flr, Deaerator 1 | TAB-ACC-MEQ-7101 | Tank, Deaerator No.1 | Switch,Pressure | Switch |  | PS | http://www.toronto.ca/TWONTO#pressure_switch
41115 | TAB-ACC-PS-7201 | Switch, Pressure, Z Bldg 2nd Flr, Deaerator 2 | TAB-ACC-MEQ-7201 | Tank, Deaerator No.2 | Switch,Pressure | Switch |  | PS | http://www.toronto.ca/TWONTO#pressure_switch
41116 | TAB-ACC-PS-7401 | Switch, Pressure, Z Bldg 2nd Flr, Flash Tank 7401 | TAB-ACC-T-7401 | Tank, Flash | Switch,Pressure | Switch |  | PS | http://www.toronto.ca/TWONTO#pressure_switch
41118 | TAB-ACC-PSH-0100 | Switch, Pressure, High, Filter, AHU-0100, Exist. Grit Bldg. Rooftop | TAB-ACC-AHU-0100 | Air Handling Unit, Old D Bldg. Rooftop | Switch,Pressure-High | Switch |  | PSH | http://www.toronto.ca/TWONTO#pressure_switch
41121 | TAB-ACC-PSH-0380 | Switch, Pressure, High, Filter, Fan 0380, Ferrous Chloride Room | TAB-ACC-FN-0380 | Fan, Supply, Ferrous Chloride Room, D. Bldg. | Switch,Pressure-High | Switch |  | PSH | http://www.toronto.ca/TWONTO#pressure_switch
41122 | TAB-ACC-PSH-0402 | Switch, Pressure, High, Steam | TAB-ACC-BO-0400 | Boiler #19, Volcano | Switch,Pressure-High | Switch |  | PSH | http://www.toronto.ca/TWONTO#pressure_switch
41123 | TAB-ACC-PSH-0502 | Switch, Pressure, High, Steam | TAB-ACC-BO-0500 | Boiler #20, Volcano | Switch,Pressure-High | Switch |  | PSH | http://www.toronto.ca/TWONTO#pressure_switch
41124 | TAB-ACC-PSH-0704 | Switch, Pressure, High,Pump Discharge | TAB-ACC-P-0700 | Pump, Boiler Feed No.1 | Switch,Pressure-High | Switch |  | PSH | http://www.toronto.ca/TWONTO#pressure_switch
41125 | TAB-ACC-PSH-0744 | Switch, Pressure, High,Pump Discharge | TAB-ACC-P-0740 | Pump, Boiler Feed No.4 | Switch,Pressure-High | Switch |  | PSH | http://www.toronto.ca/TWONTO#pressure_switch
41126 | TAB-ACC-PSH-1510 | Switch, Pressure, High, Filter, Fan 1510, AHU-1500, Loading Bay Rooftop | TAB-ACC-AHU-1500 | Air Handling Unit, D Bldg Roof | Switch,Pressure-High | Switch |  | PSH | http://www.toronto.ca/TWONTO#pressure_switch
41127 | TAB-ACC-PSH-1520 | Switch, Pressure, High, Filter, Fan, 1520, AHU-1500, Loading Bay Rooftop | TAB-ACC-AHU-1500 | Air Handling Unit, D Bldg Roof | Switch,Pressure-High | Switch |  | PSH | http://www.toronto.ca/TWONTO#pressure_switch
41128 | TAB-ACC-PSH-1900 | Switch, Pressure, High, Filter, Fan, 1900, AHU-1900, Loading Bay Rooftop | TAB-ACC-AHU-1900 | Air Handling Unit, D Bldg Roof | Switch,Pressure-High | Switch |  | PSH | http://www.toronto.ca/TWONTO#pressure_switch
41131 | TAB-ACC-PSH-7331 | Switch, Digester Gas Pressure High,Boiler 0030, Plant Wide Heating System | TAB-ACC-DIG-0030 | Digester Gas Train, Boiler #3, Z Building | Switch,Pressure-High | Switch |  | PSH | http://www.toronto.ca/TWONTO#pressure_switch
41134 | TAB-ACC-PSL-0702 | Switch, Pressure, Low,Pump Suction | TAB-ACC-P-0700 | Pump, Boiler Feed No.1 | Switch,Pressure-Low | Switch |  | PSL | http://www.toronto.ca/TWONTO#pressure_switch
41135 | TAB-ACC-PSL-0722 | Switch, Pressure, Low,Pump Suction | TAB-ACC-P-0720 | Pump, Boiler Feed No.2 | Switch,Pressure-Low | Switch |  | PSL | http://www.toronto.ca/TWONTO#pressure_switch
41136 | TAB-ACC-PSL-0742 | Switch, Pressure, Low,Pump Suction | TAB-ACC-P-0740 | Pump, Boiler Feed No.4 | Switch,Pressure-Low | Switch |  | PSL | http://www.toronto.ca/TWONTO#pressure_switch
41137 | TAB-ACC-PSL-3422 | Switch,Pressure,Low,Glycol Make Up Line | TAB-ACC-P-3422 | Pump, Glycol Circulating,Make Up Line | Switch,Level | Switch |  | PSL | http://www.toronto.ca/TWONTO#pressure_switch
41138 | TAB-ACC-PSL-3872 | Switch,Pressure,Low,Glycol Make Up Line | TAB-ACC-P-3872 | Pump, Glycol Circulating,Make Up Line | Switch,Level | Switch |  | PSL | http://www.toronto.ca/TWONTO#pressure_switch
41139 | TAB-ACC-PSL-4422 | Switch,Pressure,Low,Glycol Make Up Line | TAB-ACC-P-4422 | Pump, Glycol Circulating,Make Up Line | Switch,Level | Switch |  | PSL | http://www.toronto.ca/TWONTO#pressure_switch
41140 | TAB-ACC-PSL-4901 | Switch. Pressure-Low, Glycol Makeup, Seawall Tunnel, East | TAB-ACC-P-4905 | Pump, Centrifugal, Glycol Makeup, Seawall Tunnel, East | Switch,Pressure-Low | Switch |  | PSL | http://www.toronto.ca/TWONTO#pressure_switch
41141 | TAB-ACC-PSL-6301 | Switch, Pressure Switch Low, Glycol Automatic Feeder, Main Floor, Dig 9-12 Control Building. | TAB-ACC-HE-6301 | Heat Exchanger, Plate and Frame, Mechanical Room, Dig 9-12 Control Building. | Switch,Pressure-Low | Switch |  | PSL | http://www.toronto.ca/TWONTO#pressure_switch
41485 | TAB-ACC-TIT-6103 | Transmitter,Temperature Indicating, Discharge | TAB-ACC-AHU-6103 | AHU, Digester 5-8 Sludge Heat. Room | Transmitter,Temperature | Switch |  | TIT | http://www.toronto.ca/TWONTO#temperature_transmitter
41486 | TAB-ACC-TIT-6104 | Transmitter,Temperature Indicating, Discharge | TAB-ACC-AHU-6104 | AHU, Digester 5-8 Pump Room | Switch,Temperature | Switch |  | TIT | http://www.toronto.ca/TWONTO#temperature_transmitter
41498 | TAB-ACC-TSH-0380 | Switch, Temperature, High, Fan 0380, Ferrous Chloride Room | TAB-ACC-FN-0380 | Fan, Supply, Ferrous Chloride Room, D. Bldg. | Switch,Pressure-High | Switch |  | TSH | http://www.toronto.ca/TWONTO#temperature_switch
41499 | TAB-ACC-TSH-0900 | Switch, Temperature, High, AHU-9000, Exist. Primary Treatment Bldg. | TAB-ACC-AHU-0900 | Air Handling Unit, Old D Bldg. Rooftop | Switch,Temperature-High | Switch |  | TSH | http://www.toronto.ca/TWONTO#temperature_switch
41500 | TAB-ACC-TSH-1210 | Switch, Temperature, High, AHU-1200, Screen Bldg. Rooftop | TAB-ACC-AHU-1200 | Air Handling Unit, D Bldg Roof | Switch,Temperature-High | Switch |  | TSH | http://www.toronto.ca/TWONTO#temperature_switch
41501 | TAB-ACC-TSH-1310 | Switch, Temperature, High, AHU-1300, Screen Bldg. Rooftop | TAB-ACC-AHU-1300 | Air Handling Unit, D Bldg Roof | Switch,Temperature-High | Switch |  | TSH | http://www.toronto.ca/TWONTO#temperature_switch
41502 | TAB-ACC-TSH-1510 | Switch, Temperature, High, AHU-1500, Loading Bay Rooftop | TAB-ACC-AHU-1400 | Air Handling Unit, D Bldg Roof | Switch,Temperature-High | Switch |  | TSH | http://www.toronto.ca/TWONTO#temperature_switch
41503 | TAB-ACC-TSH-1510 | Switch, Temperature, High, AHU-1500, Loading Bay Rooftop | TAB-ACC-AHU-1500 | Air Handling Unit, D Bldg Roof | Switch,Temperature-High | Switch |  | TSH | http://www.toronto.ca/TWONTO#temperature_switch
41504 | TAB-ACC-TSH-1600 | Switch, Temperature, High, AHU-1600, Loading Bay Rooftop | TAB-ACC-AHU-1600 | Air Handling Unit, D Bldg Roof | Switch,Temperature-High | Switch |  | TSH | http://www.toronto.ca/TWONTO#temperature_switch
41505 | TAB-ACC-TSH-1650 | Switch, Temperature, High, Fan 1650, Vest. 101, Loading Bay | TAB-ACC-FN-1650 | Fan, Supply, Vestibule Pressurization, Vestibule 101 | Switch,Temperature-High | Switch |  | TSH | http://www.toronto.ca/TWONTO#temperature_switch
41506 | TAB-ACC-TSH-1700 | Switch, Temperature, High, AHU-1700, Loading Bay Rooftop | TAB-ACC-AHU-1700 | Air Handling Unit, D Bldg Roof | Switch,Temperature-High | Switch |  | TSH | http://www.toronto.ca/TWONTO#temperature_switch
41507 | TAB-ACC-TSH-1800 | Switch, Temperature, High, AHU-1800, Loading Bay Rooftop | TAB-ACC-AHU-1800 | Air Handling Unit, D Bldg Roof | Switch,Temperature-High | Switch |  | TSH | http://www.toronto.ca/TWONTO#temperature_switch
41508 | TAB-ACC-TSH-1900 | Switch, Temperature, High, AHU-1900, Loading Bay Rooftop | TAB-ACC-AHU-1900 | Air Handling Unit, D Bldg Roof | Switch,Temperature-High | Switch |  | TSH | http://www.toronto.ca/TWONTO#temperature_switch
41512 | TAB-ACC-TSL-0150 | Switch, Temperature, Low, Fan 1000, Exist. Primary Treatment Bldg. | TAB-ACC-FN-1000 | Fan, Supply, Ex. D--Bldg. Ex. Air Heating Room | Switch,Temperature-Low | Switch |  | TSL | http://www.toronto.ca/TWONTO#temperature_switch
41513 | TAB-ACC-TSL-0380 | Switch, Temperature, Low, Fan 0380, Ferrous Chloride Room | TAB-ACC-FN-0380 | Fan, Supply, Ferrous Chloride Room, D. Bldg. | Switch,Pressure-High | Switch |  | TSL | http://www.toronto.ca/TWONTO#temperature_switch
41514 | TAB-ACC-TSL-1250 | Switch,Temerature,Low,Supply Air , | TAB-ACC-AHU-1250 | Air Handing unit,Flotation Bldg | Switch,Position | Switch |  | TSL | http://www.toronto.ca/TWONTO#temperature_switch
41515 | TAB-ACC-TSL-1252 | Switch,Temperature,Low,Supply Air , | TAB-ACC-AHU-1252 | Air Handing unit,Flotation Bldg | Switch,Temperature | Switch |  | TSL | http://www.toronto.ca/TWONTO#temperature_switch
41516 | TAB-ACC-TSL-1310 | Switch, Temperature, Low, AHU-1300, Screen Bldg. Rooftop | TAB-ACC-AHU-1300 | Air Handling Unit, D Bldg Roof | Switch,Temperature-Low | Switch |  | TSL | http://www.toronto.ca/TWONTO#temperature_switch
41517 | TAB-ACC-TSL-1421 | Switch, Temperature-Low,Air Handling Unit,Boiler Room and Basement | TAB-ACC-AHU-1420 | Air Handling Unit,Boiler Room and Basement | Switch,Temperature-Low | Switch |  | TSL | http://www.toronto.ca/TWONTO#temperature_switch
41518 | TAB-ACC-TSL-1431 | Switch, Temperature-Low, Air Handling Unit,Boiler Room and Basement | TAB-ACC-AHU-1430 | Air Handling Unit,Boiler Room and Basement | Switch,Temperature-Low | Switch |  | TSL | http://www.toronto.ca/TWONTO#temperature_switch
41519 | TAB-ACC-TSL-1441 | Switch, Temperature-Low, Air Handling Unit,Boiler Room and Basement | TAB-ACC-AHU-1440 | Air Handling Unit, Makeup Air Unit for Admin Area, | Switch,Temperature-Low | Switch |  | TSL | http://www.toronto.ca/TWONTO#temperature_switch
41520 | TAB-ACC-TSL-1461 | Switch, Temperature-Low, Air Handling Unit, Lunch Room | TAB-ACC-AHU-1460 | Air Handling Unit, Lunch Room | Switch,Temperature-Low | Switch |  | TSL | http://www.toronto.ca/TWONTO#temperature_switch
41521 | TAB-ACC-TSL-1481 | Switch, Temperature-Low, Air Handling Unit, Repair Facility/Steam Boiler Room Supply | TAB-ACC-AHU-1480 | Air Handling Unit, Repair Facility/Steam Boiler Room Supply | Switch,Temperature-Low | Switch |  | TSL | http://www.toronto.ca/TWONTO#temperature_switch
41522 | TAB-ACC-TSL-1491 | Switch, Temperature-Low, Air Handling Unit, Repair Facility/Steam Boiler Room Supply | TAB-ACC-AHU-1490 | Air Handling Unit, Locker Room Ventilation | Switch,Temperature-Low | Switch |  | TSL | http://www.toronto.ca/TWONTO#temperature_switch
41523 | TAB-ACC-TSL-1600 | Switch, Temperature, Low, AHU-1600, Loading Bay Rooftop | TAB-ACC-AHU-1600 | Air Handling Unit, D Bldg Roof | Switch,Temperature-Low | Switch |  | TSL | http://www.toronto.ca/TWONTO#temperature_switch
41524 | TAB-ACC-TSL-1650 | Switch, Temperature, High, Fan 1650, Vest. 101, Loading Bay | TAB-ACC-FN-1650 | Fan, Supply, Vestibule Pressurization, Vestibule 101 | Switch,Temperature-Low | Switch |  | TSL | http://www.toronto.ca/TWONTO#temperature_switch
41525 | TAB-ACC-TSL-1800 | Switch, Temperature, Low, AHU-1800, Loading Bay Rooftop | TAB-ACC-AHU-1800 | Air Handling Unit, D Bldg Roof | Switch,Temperature-Low | Switch |  | TSL | http://www.toronto.ca/TWONTO#temperature_switch
41526 | TAB-ACC-TSL-1836 | Switch,Temperature,Low,Supply Air , | TAB-ACC-AHU-1836 | AHU, Blower Bldg | Switch,Temperature | Switch |  | TSL | http://www.toronto.ca/TWONTO#temperature_switch
41527 | TAB-ACC-TSL-1837 | Switch,Temperature,Low,Supply Air , | TAB-ACC-AHU-1837 | AHU, Blower Bldg | Switch,Temperature | Switch |  | TSL | http://www.toronto.ca/TWONTO#temperature_switch
41528 | TAB-ACC-TSL-1846 | Switch,Temperature,Low,Supply Air , | TAB-ACC-AHU-1846 | AHU, Blower Bldg | Switch,Temperature | Switch |  | TSL | http://www.toronto.ca/TWONTO#temperature_switch
41529 | TAB-ACC-TSL-1847 | Switch,Temperature,Low,Supply Air , | TAB-ACC-AHU-1847 | AHU, Blower Bldg | Switch,Temperature | Switch |  | TSL | http://www.toronto.ca/TWONTO#temperature_switch
41530 | TAB-ACC-TSL-1851 | Switch,Temperature,Low,Supply Air , | TAB-ACC-AHU-1851 | AHU, Blower Bldg | Switch,Temperature | Switch |  | TSL | http://www.toronto.ca/TWONTO#temperature_switch
41531 | TAB-ACC-TSL-1853 | Switch,Temperature,Low,Supply Air , | TAB-ACC-AHU-1853 | AHU, Blower Bldg | Switch,Temperature | Switch |  | TSL | http://www.toronto.ca/TWONTO#temperature_switch
41532 | TAB-ACC-TSL-3660 | Switch, Temperature, low | TAB-ACC-AHU-3660 | AHU, OPS #1 | Switch,Temperature-Low | Switch |  | TSL | http://www.toronto.ca/TWONTO#temperature_switch
41533 | TAB-ACC-TSL-3670 | Switch, Temperature, low | TAB-ACC-AHU-3670 | AHU, OPS #2 | Switch,Temperature-Low | Switch |  | TSL | http://www.toronto.ca/TWONTO#temperature_switch
41534 | TAB-ACC-TSL-3680 | Switch, Temperature, low | TAB-ACC-AHU-3680 | AHU, OPS #3 | Switch,Temperature-Low | Switch |  | TSL | http://www.toronto.ca/TWONTO#temperature_switch
41535 | TAB-ACC-TSL-3894 | Switch,Temperature,Low,Supply Air , | TAB-ACC-AHU-3894SUS | AHU,Incinerator Bldg | Switch,Temperature | Switch |  | TSL | http://www.toronto.ca/TWONTO#temperature_switch
41536 | TAB-ACC-TSL-4476 | Switch,Temperature,Low,Supply Air , | TAB-ACC-AHU-4476 | AHU, Aux Bldg | Switch,Temperature | Switch |  | TSL | http://www.toronto.ca/TWONTO#temperature_switch
41537 | TAB-ACC-TSL-4477 | Switch,Temperature,Low,Supply Air , | TAB-ACC-AHU-4477 | AHU, Aux Bldg | Switch,Temperature | Switch |  | TSL | http://www.toronto.ca/TWONTO#temperature_switch
41538 | TAB-ACC-TSL-4501 | Switch, Temperature, Low, Freeze | TAB-ACC-AHU-4501 | AHU, Digester 1-4, Drip Trap Room | Switch,Temperature-Low | Switch |  | TSL | http://www.toronto.ca/TWONTO#temperature_switch
41539 | TAB-ACC-TSL-4504 | Switch, Temperature, Low, Freeze | TAB-ACC-AHU-4504 | AHU, Digester 1-4, Pump Room | Switch,Temperature-Low | Switch |  | TSL | http://www.toronto.ca/TWONTO#temperature_switch
41540 | TAB-ACC-TSL-4901 | Temperatue Switch, Low, Outdoor Air, Waste Gas Burner Station | TAB-ACC-AHU-4901 | Air Handling Unit, Waste Gas Buner Station | Switch,Temperature-Low | Switch |  | TSL | http://www.toronto.ca/TWONTO#temperature_switch
41541 | TAB-ACC-TSL-6103 | Switch,Temperature, Low, Freeze | TAB-ACC-AHU-6103 | AHU, Digester 5-8 Sludge Heat. Room | Switch,Temperature-Low | Switch |  | TSL | http://www.toronto.ca/TWONTO#temperature_switch
41542 | TAB-ACC-TSL-6104 | Switch,Temperature, Low, Freeze | TAB-ACC-AHU-6104 | AHU, Digester 5-8 Pump Room | Switch,Temperature-Low | Switch |  | TSL | http://www.toronto.ca/TWONTO#temperature_switch
42740 | TAB-ACC-ZS-0500 | Switch, Position Indicating | TAB-ACC-G-0500 | Gate, Breaching Isolation(Blast Gate) | Switch,Position | Switch |  | ZS | http://www.toronto.ca/TWONTO#position_switch
42741 | TAB-ACC-ZS-0800 | Switch, Position Indicating | TAB-ACC-G-0800 | Gate, Breaching Isolation(Blast Gate) | Switch,Position | Switch |  | ZS | http://www.toronto.ca/TWONTO#position_switch
42742 | TAB-ACC-ZSH-0011 | Switch,Position,Damper,Flue Gas Out let, Boiler #1 | TAB-ACC-BO-0010 | Boiler # 1, Hot Water Heating, Volcano, B-1 | Switch,Position | Switch |  | ZSH | http://www.toronto.ca/TWONTO#position_switch
42743 | TAB-ACC-ZSH-0031 | Switch,Position,Damper,Flue Gas Out let, Boiler #3 | TAB-ACC-BO-0030 | Boiler # 3, Hot Water Heating, Volcano, B-3 | Switch,Position | Switch |  | ZSH | http://www.toronto.ca/TWONTO#position_switch
42745 | TAB-ACC-ZSH-0061 | Switch,Position,Damper,Flue Gas Out let, Boiler #6 | TAB-ACC-BO-0060 | Boiler, Hot Water Boiler #6 | Switch,Position | Switch |  | ZSH | http://www.toronto.ca/TWONTO#position_switch
42746 | TAB-ACC-ZSH-1853B | Switch,Position,High, Bypass Heaing Coil Damper | TAB-ACC-AHU-1853 | AHU, Blower Bldg | Switch,Position | Switch |  | ZSH | http://www.toronto.ca/TWONTO#position_switch
42747 | TAB-ACC-ZSH-1853C | Switch,Position,High, Fan Damper | TAB-ACC-AHU-1853 | AHU, Blower Bldg | Switch,Position | Switch |  | ZSH | http://www.toronto.ca/TWONTO#position_switch
42748 | TAB-ACC-ZSH-3232 | Switch,Position,High, Fresh Air Damper, | TAB-ACC-AHU-8232 | AHU,M Bldg | Switch,Position | Switch |  | ZSH | http://www.toronto.ca/TWONTO#position_switch
42749 | TAB-ACC-ZSL-1853A | Switch,Position,Low,Fresh Air Damper, | TAB-ACC-AHU-1853 | AHU, Blower Bldg | Switch,Position | Switch |  | ZSL | http://www.toronto.ca/TWONTO#position_switch
42750 | TAB-ACC-ZSL-1853B | Switch,Position,Low,Bypass to Heating Coil Damper, | TAB-ACC-AHU-1853 | AHU, Blower Bldg | Switch,Position | Switch |  | ZSL | http://www.toronto.ca/TWONTO#position_switch
42751 | TAB-ACC-ZSL-1853C | Switch,Position,Low,Fan Damper | TAB-ACC-AHU-1853 | AHU, Blower Bldg | Switch,Position | Switch |  | ZSL | http://www.toronto.ca/TWONTO#position_switch
42833 | TAB-AUX-LS-8034 | Switch,Level | TAB-AUX-P-8034 | Pump, Submersible, Elevator Shaft, Auxiliary Systems Building, Sub-Basement | Pump,Non Positive Displacement,Submersible | Switch |  | LS | http://www.toronto.ca/TWONTO#level_switch
42841 | TAB-AUX-LSHH-5105A | Switch, Level High-High, Auxiliary Bldg Storm Sump, Outside | TAB-AUX-P-5105 | Pump, Submersible, Storm Water, Auxiliary Systems Building, |  | Switch |  | LSHH | http://www.toronto.ca/TWONTO#level_switch
42842 | TAB-AUX-LSHH-5107 | Switch, Level High-High, Auxiliary Bldg, East 'M' Tunnel Entrance | TAB-AUX-P-5107 | Pump, Storm Sump |  | Switch |  | LSHH | http://www.toronto.ca/TWONTO#level_switch
42843 | TAB-AUX-LSHH-5113 | Switch, Level High-High, Auxiliary Bldg Sub Basement, South Wall | TAB-AUX-P-5113 | Pump, Submersible, Sanitary, Auxiliary Systems Building, Sub-Basement |  | Switch |  | LSHH | http://www.toronto.ca/TWONTO#level_switch
42845 | TAB-AUX-LSHH-8031A | Switch, Level High-High, Auxiliary Bldg, Center 'M' Tunnel | TAB-AUX-P-8031 | Pump, Submersible, Auxiliary Systems Building, Tunnel I |  | Switch |  | LSHH | http://www.toronto.ca/TWONTO#level_switch
42846 | TAB-AUX-LSHH-8033 | Switch, Level High-High, Auxiliary Bldg, South 'M' Tunnel | TAB-AUX-P-8033 | Pump, Submersible, Auxiliary Systems Building, Tunnel I |  | Switch |  | LSHH | http://www.toronto.ca/TWONTO#level_switch
43172 | TAB-CW-FS-6002 | Switch, Flow, Tempered Water to Emergency Eyewash Station, DEW Bldg | TAB-CW-SQ-6002 | Emergency Eye Wash station, Dewatering Bldg. Basement (beside store room) |  | Switch |  | FS | http://www.toronto.ca/TWONTO#flow_switch
43173 | TAB-CW-FS-6003 | Switch, Flow, Tempered Water to Emergency Eyewash Station, DEW Bldg | TAB-CW-SQ-6003 | Emergency Eye Wash station, Dewatering Bldg., 2nd Floor South |  | Switch |  | FS | http://www.toronto.ca/TWONTO#flow_switch
43206 | TAB-CW-PS-0704 | Switch, Pressure, Before Backflow Preventer 0704, | TAB-CW-V | Valves, Pipe lines City Water | Switch,Pressure | Switch |  | PS | http://www.toronto.ca/TWONTO#pressure_switch
43207 | TAB-CW-PS-0705 | Switch, Pressure, Before Backflow Preventer 0705 | TAB-CW-V | Valves, Pipe lines City Water | Switch,Pressure | Switch |  | PS | http://www.toronto.ca/TWONTO#pressure_switch
43436 | TAB-DES-LS-8042 | Switch, Level, Sump Pit | TAB-DEW-P-8042 | Pump, Sump, Elevator Pit | Switch,Level | Switch |  | LS | http://www.toronto.ca/TWONTO#level_switch
43652 | TAB-DEW-FSL-0111 | Switch, Flow, Low,Seal water, Sludge Feed Pump 0111 | TAB-DEW-P-0111 | Pump , Sludge Feed 0111 | Switch,Flow | Switch |  | FSL | http://www.toronto.ca/TWONTO#flow_switch
43653 | TAB-DEW-FSL-0411 | Switch, Flow, Low,Seal water, Sludge Feed Pump 0411 | TAB-DEW-P-0411 | Pump, Sludge Feed 0411 | Switch,Flow | Switch |  | FSL | http://www.toronto.ca/TWONTO#flow_switch
43654 | TAB-DEW-FSL-0511 | Switch, Flow, Low,Seal water, Sludge Feed Pump 0511 | TAB-DEW-P-0511 | Pump, Sludge Feed # 5 (DP0105) | Switch,Flow | Switch |  | FSL | http://www.toronto.ca/TWONTO#flow_switch
43655 | TAB-DEW-FSL-0711 | Switch, Flow, Low,Seal water, Sludge Feed Pump 0711 | TAB-DEW-P-0711 | Pump, Sludge Feed 0711 | Switch,Flow | Switch |  | FSL | http://www.toronto.ca/TWONTO#flow_switch
43656 | TAB-DEW-FSL-0811 | Switch, Flow, Low,Seal water, Sludge Feed Pump 0811 | TAB-DEW-P-0811 | Pump, Sludge Feed 0811 | Switch,Flow | Switch |  | FSL | http://www.toronto.ca/TWONTO#flow_switch
43725 | TAB-DEW-LSHH-8039A | Switch, Level High-High, Old Dewatering Bldg, Basement, North-East Sump | TAB-DEW-P-8039 | Pump, Sump |  | Switch |  | LSHH | http://www.toronto.ca/TWONTO#level_switch
43726 | TAB-DEW-LSHH-8053A | Switch, Level High-High, 'Z' Bldg, Basment, West at Softeners | TAB-DEW-P-8053A | Pump,Sump, Z Bldg |  | Switch |  | LSHH | http://www.toronto.ca/TWONTO#level_switch
43727 | TAB-DEW-LSHH-8054 | Switch, Level High-High, 'Z' Bldg, Basment, North-West Sump | TAB-DEW-P-8054 | Pump,Sump, Z Bldg |  | Switch |  | LSHH | http://www.toronto.ca/TWONTO#level_switch
43825 | FCL-ACC-FS-0102 | Switch, Loss of Air Flow, AHU-0101, Low Lift PS Electrical Room S | FCL-ACC-AHU-0102 | Air Handling Unit, Low Lift MCC Room Ventilation System, Low Lift MCC Room | Switch,Flow | Switch |  | FS | http://www.toronto.ca/TWONTO#flow_switch
43826 | FCL-ACC-FS-0104 | Switch, Loss of Air Flow, Low Lift Pump Room Recirculation System West | FCL-ACC-FN-0106 | Fan, Heater HTR-0104 Supply, Low Lift Pump Room Recirculation System West | Switch,Flow | Switch |  | FS | http://www.toronto.ca/TWONTO#flow_switch
43827 | FCL-ACC-FS-0202 | Switch, Loss of Air Flow, Fire Alarm, Ventilation System, Dry Chemical Building Alum Tank Room Bsmnt | FCL-ACC-FN-AM | Alum Storge & Tank RM. VENT. Sys. | Switch,Flow | Switch |  | FS | http://www.toronto.ca/TWONTO#flow_switch
43828 | FCL-ACC-FS-0203 | Switch, Loss of Air Flow, Ventilation System Air to Alum Storage Room, Dry Chemical Bldg. Basement | FCL-ACC-FN-0208 | Fan, Vane, Axial, Dry Chemical Building Ventilation System, Dry Chemical Storage Area East | Switch,Flow | Switch |  | FS | http://www.toronto.ca/TWONTO#flow_switch
43829 | FCL-ACC-FS-0204 | Switch, Loss of Air Flow, Lunch/Locker/Meeting Room Heat Pump System,Dry Chemical Bldg. Lunch Room | FCL-ACC-AHU-0203 | Air Handling Unit(Heat Pump- HU 4), Lunch/Locker/Meeting Room Heat Pump System, Dry Chemical Building Locker Room, low lift area | Switch,Flow | Switch |  | FS | http://www.toronto.ca/TWONTO#flow_switch
43830 | FCL-ACC-FS-0401 | Switch, Loss of Air Flow, FN-0401, N/E Recirculation System, High Lift Pump Room N/E | FCL-ACC-FN-0401 | Fan, Tube, Axial, N/E Recirculation System, Beside High Lift Pump floor, HVAC Room | Switch,Flow | Switch |  | FS | http://www.toronto.ca/TWONTO#flow_switch
43831 | FCL-ACC-FS-0402 | Switch, Loss of Air Flow, FN-0402, S/E Recirculation System, High Lift Pump Room S/E | FCL-ACC-FN-0402 | Fan, Tube, Axial, S/E Recirculation System, High Lift PS Room S/E, HVAC Room | Switch,Flow | Switch |  | FS | http://www.toronto.ca/TWONTO#flow_switch
43832 | FCL-ACC-FS-0403 | Switch, Loss of Air Flow, FN-0403, N/W Recirculation System, High Lift Pump Room N/W | FCL-ACC-FN-0403 | Fan, Tube, Axial, N/E Recirculation System, Beside High Lift Pump floor, HVAC Room | Switch,Flow | Switch |  | FS | http://www.toronto.ca/TWONTO#flow_switch
43833 | FCL-ACC-FS-0404 | Switch, Loss of Air Flow, FN-0404, S/W Recirculation System, High Lift Pump Room S/W | FCL-ACC-FN-0404 | Fan, Tube, Axial, N/W Recirculation System, Beside High Lift Pump floor, HVAC Room | Switch,Flow | Switch |  | FS | http://www.toronto.ca/TWONTO#flow_switch
43834 | FCL-ACC-FS-0405 | Switch, Loss of Air Flow, FN-0405, High Lift Pumping Station Ventilation, High Lift Electrical Shop | FCL-ACC-FN-405,6,7 | Pump Stn. Vent. (FN-0405,6,7) FN-23, 26-1,26-2 | Switch,Flow | Switch |  | FS | http://www.toronto.ca/TWONTO#flow_switch
43835 | FCL-ACC-FS-0406 | Switch, Loss of Water Flow, Chilled Water System, High Lift Heating & Ventilation Room | FCL-ACC-P-0401,2 | Pump Stn.-Chilled Water Sys. CU-1, PCW-1, PCW-2 | Switch,Flow | Switch |  | FS | http://www.toronto.ca/TWONTO#flow_switch
43836 | FCL-ACC-FS-0407 | Switch, Loss of Air Flow, AHU-0401 Air Discharge, High Lift Heating & Ventilation Room | FCL-ACC-AHU-0401 | Air Handling Unit, High Lift PS Control Room,Electrical Shop,Basement Office Air Supply,Control Room | Switch,Flow | Switch |  | FS | http://www.toronto.ca/TWONTO#flow_switch
43838 | FCL-ACC-FS-0409 | Switch, Loss of Air Flow, Supply Air to Control Room, High Lift Heating and Ventilation Room | FCL-ACC-AHU-0401 | Air Handling Unit, High Lift PS Control Room,Electrical Shop,Basement Office Air Supply,Control Room | Switch,Flow | Switch |  | FS | http://www.toronto.ca/TWONTO#flow_switch
43839 | FCL-ACC-FS-0702 | Switch, Loss of Air Flow, Fan FN-0701 Discharge to Machine Room,Gaseous Chemical Bldg. 2nd Floor S/W | FCL-ACC-FN-0701 | Fan, Vane, Axial, Supply, Cl&SO2 Machine Room/Storage Room Ventilation System, Gaseous Chemical Bldg | Switch,Flow | Switch |  | FS | http://www.toronto.ca/TWONTO#flow_switch
43840 | FCL-ACC-FS-0720 | Switch, Loss of Air Flow, AHU-0701 Air Discharge. Gaseous Chemical Building Roof | FCL-ACC-AHU-0701 | Air Handling Unit,Gaseous Chlorine Building, Roof S/W | Switch,Flow | Switch |  | FS | http://www.toronto.ca/TWONTO#flow_switch
43993 | TAB-DEW-PSH-0611 | Switch, Pressure,High, Sludge Feed Pump 0611 | TAB-DEW-P-0611 | Pump, Sludge Feed 0611 | Switch,Pressure-High | Switch |  | PSH | http://www.toronto.ca/TWONTO#pressure_switch
43994 | TAB-DEW-PSH-0711 | Switch, Pressure,High, Sludge Feed Pump 0711 | TAB-DEW-P-0711 | Pump, Sludge Feed 0711 | Switch,Pressure-High | Switch |  | PSH | http://www.toronto.ca/TWONTO#pressure_switch
43995 | TAB-DEW-PSH-0811 | Switch,Pressure,High, Sludge Feed Pump 0811 | TAB-DEW-P-0811 | Pump, Sludge Feed 0811 | Switch,Flow | Switch |  | PSH | http://www.toronto.ca/TWONTO#pressure_switch
43996 | TAB-DEW-PSH-3141 | Switch Pressure,High,Delivery, Pump-3141 | TAB-DEW-P-3141 | Pump, Polymer Solution Transfer #4 | Switch,Pressure | Switch |  | PSH | http://www.toronto.ca/TWONTO#pressure_switch
43997 | TAB-DEW-PSH-3161 | Switch Pressure,High,Delivery, Pump-3161 | TAB-DEW-P-3161 | Pump, Polymer Solution Transfer #6 | Switch,Pressure | Switch |  | PSH | http://www.toronto.ca/TWONTO#pressure_switch
43998 | TAB-DEW-PSH-3310 | Switch Pressure,High,Delivery, Pump-3310 | TAB-DEW-P-3310 | Pump, Polymer Solution Feed #1 | Switch,Pressure | Switch |  | PSH | http://www.toronto.ca/TWONTO#pressure_switch
43999 | TAB-DEW-PSH-3320 | Switch Pressure,High,Delivery, Pump-3320 | TAB-DEW-P-3320 | Pump , Polymer Solution Feed #2 | Switch,Pressure | Switch |  | PSH | http://www.toronto.ca/TWONTO#pressure_switch
44000 | TAB-DEW-PSH-3340 | Switch Pressure,High,Delivery, Pump-3340 | TAB-DEW-P-3340 | Pump , Polymer Solution Feed #4 | Switch,Pressure | Switch |  | PSH | http://www.toronto.ca/TWONTO#pressure_switch
44001 | TAB-DEW-PSH-3360 | Switch Pressure,High,Delivery, Pump-3360 | TAB-DEW-P-3360 | Pump, Polymer Solution Feed #6 | Switch,Pressure | Switch |  | PSH | http://www.toronto.ca/TWONTO#pressure_switch
44002 | TAB-DEW-PSH-3370 | Switch Pressure,High,Delivery, Pump-3370 | TAB-DEW-P-3370 | Pump, Polymer Solution Feed #7 | Switch,Pressure | Switch |  | PSH | http://www.toronto.ca/TWONTO#pressure_switch
44003 | TAB-DEW-PSH-3404 | Switch Pressure,High,Delivery,Centrate Pump-3404 | TAB-DEW-P-3404 | Pump, Old Wet Well # 4 | Switch,Pressure | Switch |  | PSH | http://www.toronto.ca/TWONTO#pressure_switch
44004 | TAB-DEW-PSH-3503 | Switch Pressure,High,Delivery,Centrate Pump-3503 | TAB-DEW-P-3503 | Pump, Decant #3, New Wet Well | Switch,Pressure | Switch |  | PSH | http://www.toronto.ca/TWONTO#pressure_switch
44005 | TAB-DEW-PSH-3504 | Switch Pressure,High,Delivery,Centrate Pump-3504 | TAB-DEW-P-3504 | Pump , Decant # 4, New Wet Well | Switch,Pressure | Switch |  | PSH | http://www.toronto.ca/TWONTO#pressure_switch
44006 | TAB-DEW-PSH-4035 | Switch,pressure,High | TAB-DEW-P-4035 | Pump, Centrifugal, Sludge Transfer #1 | Switch,Pressure-High | Switch |  | PSH | http://www.toronto.ca/TWONTO#pressure_switch
44007 | TAB-DEW-PSH-4036 | Switch,pressure,High | TAB-DEW-P-4036 | Pump, Centrifugal, Sludge Transfer #2 | Switch,Pressure-High | Switch |  | PSH | http://www.toronto.ca/TWONTO#pressure_switch
44008 | TAB-DEW-PSL-6401 | Switch, Pressure-Low, Service Air Line to Air Receiver Tank DEW-T-6401, DEW Bsmt | TAB-DEW-T-6401 | Tank, Air Receiver, Service Air Line to DEW Plant Instruments, Service Air, DEW Bsmt |  | Switch |  | PSL | http://www.toronto.ca/TWONTO#pressure_switch
44056 | TAB-DEW-SSL-6001 | Speed Switch-low, Conveyor DEW-CV-6001, DEW Level 2 | TAB-DEW-CV-6001 | Transfer Conveyor, Dewatered Solids from DEW-CF-0621&1221 to Main Conv DEW-CV-6009&6011, DEW Level 2 |  | Switch |  | SSL | http://www.toronto.ca/TWONTO#speed_switch
44057 | TAB-DEW-SSL-6003 | Speed Switch-low, Conveyor DEW-CV-6003, DEW Level 2 | TAB-DEW-CV-6003 | Transfer Conveyor, Dewatered Solids from DEW-CF-0221&1021 to Main Conv DEW-CV-6010&6012, DEW Level 2 |  | Switch |  | SSL | http://www.toronto.ca/TWONTO#speed_switch
44058 | TAB-DEW-SSL-6005 | Speed Switch-low, Conveyor DEW-CV-6005, DEW Level 3 | TAB-DEW-CV-6005 | Transfer Conveyor, Dewatered Solids from DEW-CF-0821 to Main Conv DEW-CV-6009&6011, DEW Level 3 |  | Switch |  | SSL | http://www.toronto.ca/TWONTO#speed_switch
44059 | TAB-DEW-SSL-6006 | Speed Switch-low, Conveyor DEW-CV-6006, DEW Level 3 | TAB-DEW-CV-6006 | Transfer Conveyor, Dewatered Solids from DEW-CF-0721 to Main Conv DEW-CV-6009&6011, DEW Level 3 |  | Switch |  | SSL | http://www.toronto.ca/TWONTO#speed_switch
44060 | TAB-DEW-SSL-6008 | Speed Switch-low, Conveyor DEW-CV-6008, DEW Level 3 | TAB-DEW-CV-6008 | Transfer Conveyor, Dewatered Solids from DEW-CF-0321 to Main Conv DEW-CV-6010&6012, DEW Level 3 |  | Switch |  | SSL | http://www.toronto.ca/TWONTO#speed_switch
44061 | TAB-DEW-SSL-6010 | Speed Switch-low, Conveyor DEW-CV-6010, DEW Level 2 | TAB-DEW-CV-6010 | Conveyor, Main Distribution, Dewatered Solids East, DEW Level 2 |  | Switch |  | SSL | http://www.toronto.ca/TWONTO#speed_switch
44062 | TAB-DEW-SSL-6012 | Speed Switch-low, Conveyor DEW-CV-6012, DEW Level 2 | TAB-DEW-CV-6012 | Conveyor, Main Distribution, Dewatered Solids East, DEW Level 2 |  | Switch |  | SSL | http://www.toronto.ca/TWONTO#speed_switch
44082 | TAB-DEW-TSH-0221B | Switch, Temperature, High, Lub Oil Return from Bearing, Drive end | TAB-DEW-CF-0221 | Centrifuge # 2 | Switch,Temperature | Switch |  | TSH | http://www.toronto.ca/TWONTO#temperature_switch
44083 | TAB-DEW-TSH-0421A | Switch, Temperature, High, Lub Oil Return from Bearing back drive end | TAB-DEW-CF-0421 | Centrifuge # 4 | Switch,Temperature | Switch |  | TSH | http://www.toronto.ca/TWONTO#temperature_switch
44084 | TAB-DEW-TSH-0521B | Switch, Temperature, High, Lub Oil Return from Bearing, Drive end | TAB-DEW-CF-0521 | Centrifuge # 5 | Switch,Temperature | Switch |  | TSH | http://www.toronto.ca/TWONTO#temperature_switch
44085 | TAB-DEW-TSH-0621A | Switch, Temperature, High, Lub Oil Return from Bearing back drive end | TAB-DEW-CF-0621 | Centrifuge # 6 | Switch,Temperature | Switch |  | TSH | http://www.toronto.ca/TWONTO#temperature_switch
44086 | TAB-DEW-TSH-0621B | Switch, Temperature, High, Lub Oil Return from Bearing, Drive end | TAB-DEW-CF-0621 | Centrifuge # 6 | Switch,Temperature | Switch |  | TSH | http://www.toronto.ca/TWONTO#temperature_switch
44087 | TAB-DEW-TSH-0721A | Switch, Temperature, High, Lub Oil Return from Bearing back drive end | TAB-DEW-CF-0721 | Centrifuge # 7 | Switch,Temperature | Switch |  | TSH | http://www.toronto.ca/TWONTO#temperature_switch
44088 | TAB-DEW-TSH-0721B | Switch, Temperature, High, Lub Oil Return from Bearing, Drive end | TAB-DEW-CF-0721 | Centrifuge # 7 | Switch,Temperature | Switch |  | TSH | http://www.toronto.ca/TWONTO#temperature_switch
44089 | TAB-DEW-TSH-0821A | Switch, Temperature, High, Lub Oil Return from Bearing back drive end | TAB-DEW-CF-0821 | Centrifuge # 8 | Switch,Temperature | Switch |  | TSH | http://www.toronto.ca/TWONTO#temperature_switch
44090 | TAB-DEW-TSH-0821B | Switch, Temperature, High, Lub Oil Return from Bearing, Drive end | TAB-DEW-CF-0821 | Centrifuge # 8 | Switch,Temperature | Switch |  | TSH | http://www.toronto.ca/TWONTO#temperature_switch
44091 | TAB-DEW-TSH-0921A | Switch, Temperature, High, Lub Oil Return from Bearing back drive end | TAB-DEW-CF-0921 | Centrifuge # 9 | Switch,Temperature | Switch |  | TSH | http://www.toronto.ca/TWONTO#temperature_switch
44092 | TAB-DEW-TSH-0921B | Switch, Temperature, High, Lub Oil Return from Bearing, Drive end | TAB-DEW-CF-0921 | Centrifuge # 9 | Switch,Temperature | Switch |  | TSH | http://www.toronto.ca/TWONTO#temperature_switch
44093 | TAB-DEW-TSH-1121A | Switch, Temperature, High, Lub Oil Return from Bearing back drive end | TAB-DEW-CF-1121 | Centrifuge # 11 | Switch,Temperature | Switch |  | TSH | http://www.toronto.ca/TWONTO#temperature_switch
44786 | TAB-DIG-ASH-0909A | Switch, Smoke, High, Panel TAP-DIG-RPU-0909A, Digester 5-12 Electrical Control Room | TAB-DIG-RPU-0909A | RPU Control Panel, PLC, Digester 5-12 Electrical Control Room | Fire Prevention,Smoke Detector | Switch |  | ASH | http://www.toronto.ca/TWONTO#flame_or_combustion_sensing_instrument
45025 | TAB-DIG-FSL-1433 | Switch ,Flow, Low,Seal water to Pump-1433 | TAB-DIG-P-1433 | Pump, Sludge Recirculation (DX2613) Digester Tank 14 | Switch,Flow | Switch |  | FSL | http://www.toronto.ca/TWONTO#flow_switch
45026 | TAB-DIG-FSL-1434 | Switch ,Flow, Low,Seal water to Pump-1434 | TAB-DIG-P-1434 | Pump, Sludge Recirculation (DX2614) Digester Tank 14 | Switch,Flow | Switch |  | FSL | http://www.toronto.ca/TWONTO#flow_switch
45027 | TAB-DIG-FSL-1634 | Switch ,Flow, Low,Seal water to Pump-1634 | TAB-DIG-P-1634 | Pump, Sludge Recirculation (DX2618) Digester Tank 16 | Switch,Flow | Switch |  | FSL | http://www.toronto.ca/TWONTO#flow_switch
45028 | TAB-DIG-FSL-4135 | Switch ,Flow, Low,Chill water Supply to Compressor C-4135 | TAB-DIG-C-4135 | Compressor # 2, Gas (DX2602) | Switch,Flow | Switch |  | FSL | http://www.toronto.ca/TWONTO#flow_switch
45029 | TAB-DIG-FSL-4150 | Switch ,Flow, Low,Chill water Supply to Compressor C-4150 | TAB-DIG-C-4150 | Compressor # 3, Gas(DX2603) | Switch,Flow | Switch |  | FSL | http://www.toronto.ca/TWONTO#flow_switch
45030 | TAB-DIG-FSL-4160 | Switch ,Flow, Low,Chill water Supply to Compressor C-4160 | TAB-DIG-C-4160 | Compressor # 6, Gas(DX2606) | Switch,Flow | Switch |  | FSL | http://www.toronto.ca/TWONTO#flow_switch
45031 | TAB-DIG-FSL-4200 | Switch ,Flow, Low,Chill water Supply to Compressor C-4200 | TAB-DIG-C-4200 | Compressor #4, Gas (DX5004A) Digester Tank 20 & 22, | Switch,Flow | Switch |  | FSL | http://www.toronto.ca/TWONTO#flow_switch
45032 | TAB-DIG-FSL-4210 | Switch ,Flow, Low,Chill water Supply to Compressor C-4210 | TAB-DIG-C-4210 | Compressor #3, Gas (DX5003A) Digester Tank 19 & 21 | Switch,Flow | Switch |  | FSL | http://www.toronto.ca/TWONTO#flow_switch
45033 | TAB-DIG-FSL-4220 | Switch ,Flow, Low,Chill water Supply to Compressor C-4220 | TAB-DIG-C-4220 | Compressor #6, Gas (DX5006A) Digester Tank 20 & 22 | Switch,Flow | Switch |  | FSL | http://www.toronto.ca/TWONTO#flow_switch
45146 | TAB-DIG-LSH-0623 | Switch,Level, High, Digester # 6 | TAB-DIG-T-0600 | Digestion Tank 06 | Switch,Level-High | Switch |  | LSH | http://www.toronto.ca/TWONTO#level_switch
45147 | TAB-DIG-LSH-0901 | Switch, Level-High, Emergency Overflow, Digester 9 Roof N/E. , Digester 9-12 Control Building. | TAB-DIG-T-0900 | Tank, Digester tank, Digester 9 | Switch,Level-High | Switch |  | LSH | http://www.toronto.ca/TWONTO#level_switch
45148 | TAB-DIG-LSH-1001 | Switch, Level-High, Emergency Overflow, Digester 10 Roof N/W, Digester 9-12 Control Building. | TAB-DIG-T-1000 | Tank, Digester tank, Digester 10 | Switch,Level-High | Switch |  | LSH | http://www.toronto.ca/TWONTO#level_switch
45149 | TAB-DIG-LSH-1203 | Switch, Level-High, Alarm, Digester 12 Roof, Digester 9-12 Control Building. | TAB-DIG-T-1200 | Tank, Digester tank, Digester 12 | Switch,Level-High | Switch |  | LSH | http://www.toronto.ca/TWONTO#level_switch
45150 | TAB-DIG-LSH-1321 | Switch,Level -High,Digester Tank T-1300 | TAB-DIG-T-1300 | Digestion Tank 13 | Switch,Level | Switch |  | LSH | http://www.toronto.ca/TWONTO#level_switch
45151 | TAB-DIG-LSH-1521 | Switch,Level -High, Digester Tank T-1500 | TAB-DIG-T-1500 | Digestion Tank 15 | Switch,Level | Switch |  | LSH | http://www.toronto.ca/TWONTO#level_switch
45152 | TAB-DIG-LSH-1621 | Switch,Level -High, Digester Tank T-1600 | TAB-DIG-T-1600 | Digestion Tank 16 | Switch,Level | Switch |  | LSH | http://www.toronto.ca/TWONTO#level_switch
45153 | TAB-DIG-LSH-1921 | Switch,Level -High,Digester Tank T-1900 | TAB-DIG-T-1900 | Digestion Tank 19 | Switch,Level | Switch |  | LSH | http://www.toronto.ca/TWONTO#level_switch
45154 | TAB-DIG-LSH-2021 | Switch,Level -High,Digester Tank T-2000 | TAB-DIG-T-2000 | Digestion Tank 20 | Switch,Level | Switch |  | LSH | http://www.toronto.ca/TWONTO#level_switch
45158 | TAB-DIG-LSH-6702 | Switch, Level, High | TAB-DIG-P-6702 | Pump, Sump, #2, DX8602A, Digester Gas Control Building | Switch,Level-High | Switch |  | LSH | http://www.toronto.ca/TWONTO#level_switch
45159 | TAB-DIG-LSHH-0224 | Switch,Level -High-High,Digester Tank T-0200 | TAB-DIG-T-0200 | Digestion Tank 02 | Switch,Level-High-High | Switch |  | LSHH | http://www.toronto.ca/TWONTO#level_switch
45160 | TAB-DIG-LSHH-0324 | Switch,Level -High-High,Digester Tank T-0300 | TAB-DIG-T-0300 | Digestion Tank 03 | Switch,Level-High-High | Switch |  | LSHH | http://www.toronto.ca/TWONTO#level_switch
45161 | TAB-DIG-LSHH-0424 | Switch,Level -High-High,Digester Tank T-0400 | TAB-DIG-T-0400 | Digestion Tank 04 | Switch,Level-High-High | Switch |  | LSHH | http://www.toronto.ca/TWONTO#level_switch
45162 | TAB-DIG-LSHH-0624 | Switch,Level, High,High, Digester #6 | TAB-DIG-T-0500 | Digestion Tank 05 | Switch,Level-High-High | Switch |  | LSHH | http://www.toronto.ca/TWONTO#level_switch
45163 | TAB-DIG-LSHH-1002 | Switch, Level-High-High, Emergency Overflow, Digester 10 Roof N/W, Digester 9-12 Control Building. | TAB-DIG-T-1000 | Tank, Digester tank, Digester 10 | Switch,Level-High-High | Switch |  | LSHH | http://www.toronto.ca/TWONTO#level_switch
45164 | TAB-DIG-LSHH-1102 | Switch, Level -High- High, Emergency Overflow, Digester 11 Roof S/E, Digester 9-12 Control Building. | TAB-DIG-T-1100 | Tank, Digester tank, Digester 11 | Switch,Level-High-High | Switch |  | LSHH | http://www.toronto.ca/TWONTO#level_switch
45165 | TAB-DIG-LSHH-1322 | Switch,Level -High-High,Digester Tank T-1300 | TAB-DIG-T-1300 | Digestion Tank 13 | Switch,Level | Switch |  | LSHH | http://www.toronto.ca/TWONTO#level_switch
45166 | TAB-DIG-LSHH-1522 | Switch,Level -High,High, Digester Tank T-1500 | TAB-DIG-T-1500 | Digestion Tank 15 | Switch,Level | Switch |  | LSHH | http://www.toronto.ca/TWONTO#level_switch
45167 | TAB-DIG-LSHH-1622 | Switch,Level -High,High, Digester Tank T-1600 | TAB-DIG-T-1600 | Digestion Tank 16 | Switch,Level | Switch |  | LSHH | http://www.toronto.ca/TWONTO#level_switch
45168 | TAB-DIG-LSHH-6701 | Switch, Level, High High | TAB-DIG-P-6701 | Pump, Sump, #1, Digester Gas Control Building | Switch,Level-High-High | Switch |  | LSHH | http://www.toronto.ca/TWONTO#level_switch
45169 | TAB-DIG-LSHH-6711 | Switch, Level High-High, Gas Compressor Bldg, Basement, East Sump | TAB-DIG-P-6711 | Pump, Sump, #11, Digester Gas Control Building |  | Switch |  | LSHH | http://www.toronto.ca/TWONTO#level_switch
45170 | TAB-DIG-LSHH-8079A | Switch, Level High-High, Digesters 19-22, Basement, South-West Sump | TAB-DIG-P-8079 | Pump, Process Sump, 1A, Digestion Tank #19 - 22 Basement |  | Switch |  | LSHH | http://www.toronto.ca/TWONTO#level_switch
45171 | TAB-DIG-LSHH-8080A | Switch, Level High-High, Digesters 19-22, Basement, South-East Sump | TAB-DIG-P-8080 | Pump, Process Sump, 2A, Digestion Tank #19 - 22 Basement |  | Switch |  | LSHH | http://www.toronto.ca/TWONTO#level_switch
45172 | TAB-DIG-LSHH-8083A | Switch, Level High-High, Digesters 13-16, Basement, South-East Sump | TAB-DIG-P-8083 | Pump,Sump |  | Switch |  | LSHH | http://www.toronto.ca/TWONTO#level_switch
45173 | TAB-DIG-LSL-4145 | Switch,Level,Low,Lube Oil, G.Compr. C4145 | TAB-DIG-C-4145 | Compressor # 5, Gas(DX2605) | Switch,Level | Switch |  | LSL | http://www.toronto.ca/TWONTO#level_switch
45174 | TAB-DIG-LSL-4195 | Switch,Level,Low,Lube Oil, G.Compr. C4195 | TAB-DIG-C-4195 | Compressor #2,Gas (DX5002A) Digester Tank 19 & 21 | Switch,Level | Switch |  | LSL | http://www.toronto.ca/TWONTO#level_switch
45175 | TAB-DIG-LSL-4200 | Switch,Level,Low,Lube Oil, G.Compr. C4200 | TAB-DIG-C-4200 | Compressor #4, Gas (DX5004A) Digester Tank 20 & 22, | Switch,Level | Switch |  | LSL | http://www.toronto.ca/TWONTO#level_switch
45176 | TAB-DIG-LSL-4205 | Switch,Level,Low,Lube Oil, G.Compr. C4205 | TAB-DIG-C-4205 | Compressor #5, Gas (DX5005A) Digester Tank 20 & 22 | Switch,Level | Switch |  | LSL | http://www.toronto.ca/TWONTO#level_switch
45177 | TAB-DIG-LSL-4210 | Switch,Level,Low,Lube Oil, G.Compr. C4210 | TAB-DIG-C-4210 | Compressor #3, Gas (DX5003A) Digester Tank 19 & 21 | Switch,Level | Switch |  | LSL | http://www.toronto.ca/TWONTO#level_switch
45178 | TAB-DIG-LSL-4220 | Switch,Level,Low,Lube Oil, G.Compr. C4220 | TAB-DIG-C-4220 | Compressor #6, Gas (DX5006A) Digester Tank 20 & 22 | Switch,Level | Switch |  | LSL | http://www.toronto.ca/TWONTO#level_switch
45180 | TAB-DIG-LSL-6701 | Switch, Level, low | TAB-DIG-P-6701 | Pump, Sump, #1, Digester Gas Control Building | Switch,Level-Low | Switch |  | LSL | http://www.toronto.ca/TWONTO#level_switch
45181 | TAB-DIG-LSM-8062 | Switch, Level - Medium, Sump Pumps 8062 & 8063, Pump Room, Digesters 9-12 Control Building. | TAB-DIG-P-8062 | Pump, Centrifugal, Submersible Sump Pump, Digester 9-12 Control Building Basement | Switch,Level | Switch |  | LSM | http://www.toronto.ca/TWONTO#level_switch
45328 | TAB-DIG-PDSL-0140 | Switch,Pressure Differential, Low ( between Hotwater & Sludge) | TAB-DIG-HE-0148 | Heat Exchanger #01, | Switch,Pressure-Low | Switch |  | PDSL | http://www.toronto.ca/TWONTO#pressure_switch
45329 | TAB-DIG-PDSL-0240 | Switch,Pressure Differential, Low ( between Hotwater & Sludge) | TAB-DIG-HE-0248 | Heat Exchanger #02 | Switch,Pressure-Low | Switch |  | PDSL | http://www.toronto.ca/TWONTO#pressure_switch
45330 | TAB-DIG-PDSL-0540 | Switch,Pressure Differential, Low ( between Hotwater & Sludge) | TAB-DIG-HE-0548 | Heat Exchanger #5, DS, | Switch,Pressure-Low | Switch |  | PDSL | http://www.toronto.ca/TWONTO#pressure_switch
45331 | TAB-DIG-PDSL-0640 | Switch,Pressure Differential, Low ( between Hotwater & Sludge) | TAB-DIG-HE-0648 | Heat Exchanger #6, DS, | Switch,Pressure-Low | Switch |  | PDSL | http://www.toronto.ca/TWONTO#pressure_switch
45397 | TAB-DIG-PSH-0134 | Switch,Pressure, High | TAB-DIG-P-0134 | Pump, Sludge Recirculation #1 | Switch,Pressure-High | Switch |  | PSH | http://www.toronto.ca/TWONTO#pressure_switch
45398 | TAB-DIG-PSH-0334 | Switch,Pressure, High | TAB-DIG-P-0334 | Pump, Sludge Recirculation #3 | Switch,Pressure-High | Switch |  | PSH | http://www.toronto.ca/TWONTO#pressure_switch
45399 | TAB-DIG-PSH-0434 | Switch,Pressure, High | TAB-DIG-P-0434 | Pump, Sludge Recirculation #4 | Switch,Pressure-High | Switch |  | PSH | http://www.toronto.ca/TWONTO#pressure_switch
45400 | TAB-DIG-PSH-0534 | Switch,Pressure, High | TAB-DIG-P-0534 | Pump, Sludge Recirculation #5 | Switch,Pressure-High | Switch |  | PSH | http://www.toronto.ca/TWONTO#pressure_switch
45401 | TAB-DIG-PSH-1334 | Switch Pressure,High,Delivery,Recirc. Pump-1334 | TAB-DIG-P-1334 | Pump, Sludge Recirculation (DX2612) Digester Tank 13 | Switch,Pressure | Switch |  | PSH | http://www.toronto.ca/TWONTO#pressure_switch
45404 | TAB-DIG-PSH-1433 | Switch Pressure,High,Delivery,Recirc. Pump-1433 | TAB-DIG-P-1433 | Pump, Sludge Recirculation (DX2613) Digester Tank 14 | Switch,Pressure | Switch |  | PSH | http://www.toronto.ca/TWONTO#pressure_switch
45405 | TAB-DIG-PSH-1474 | Switch Pressure,High,Sludge Delivery, Transfer Pump-1474 | TAB-DIG-P-1474 | Pump, Centrifugal, Sludge Transfer (DX2622), Digester Tank 14 | Switch,Pressure | Switch |  | PSH | http://www.toronto.ca/TWONTO#pressure_switch
45406 | TAB-DIG-PSH-1482 | Switch,Pressure, High | TAB-DIG-P-1482 | Pump, Sludge Transfer #1B | Switch,Pressure-High | Switch |  | PSH | http://www.toronto.ca/TWONTO#pressure_switch
45408 | TAB-DIG-PSH-1533 | Switch Pressure,High,Delivery,Recirc. Pump-1533 | TAB-DIG-P-1533 | Pump, Sludge Recirculation (DX2615) Digester Tank 15 | Switch,Pressure | Switch |  | PSH | http://www.toronto.ca/TWONTO#pressure_switch
45409 | TAB-DIG-PSH-1633 | Switch Pressure,High,Delivery,Recirc. Pump-1633 | TAB-DIG-P-1633 | Pump, Sludge Recirculation (DX2617) Digester Tank 16 | Switch,Pressure | Switch |  | PSH | http://www.toronto.ca/TWONTO#pressure_switch
45410 | TAB-DIG-PSH-1634 | Switch Pressure,High,Delivery,Recirc. Pump-1634 | TAB-DIG-P-1634 | Pump, Sludge Recirculation (DX2618) Digester Tank 16 | Switch,Pressure | Switch |  | PSH | http://www.toronto.ca/TWONTO#pressure_switch
45411 | TAB-DIG-PSH-1673 | Switch Pressure,High,Delivery,Sludge Transfer Pump-1673 | TAB-DIG-P-1673 | Pump, Sludge Transfer (DX2625) Digester Tank-16 | Switch,Pressure | Switch |  | PSH | http://www.toronto.ca/TWONTO#pressure_switch
45412 | TAB-DIG-PSH-4013 | Switch,Pressure, High | TAB-DIG-P-4013 | Pump, Digester Mixing #1A | Switch,Pressure-High | Switch |  | PSH | http://www.toronto.ca/TWONTO#pressure_switch
45413 | TAB-DIG-PSH-4014 | Switch,Pressure, High | TAB-DIG-P-4014 | Pump, Digester Mixing #1B | Switch,Pressure-High | Switch |  | PSH | http://www.toronto.ca/TWONTO#pressure_switch
45414 | TAB-DIG-PSH-4024 | Switch,Pressure, High | TAB-DIG-P-4024 | Pump, Digester Mixing #2B | Switch,Pressure-High | Switch |  | PSH | http://www.toronto.ca/TWONTO#pressure_switch
45415 | TAB-DIG-PSH-4034 | Switch,Pressure, High | TAB-DIG-P-4034 | Pump, Digester Mixing #3B | Switch,Pressure-High | Switch |  | PSH | http://www.toronto.ca/TWONTO#pressure_switch
45416 | TAB-DIG-PSH-4043 | Switch,Pressure, High | TAB-DIG-P-4043 | Pump, Digester Mixing #4A | Switch,Pressure-High | Switch |  | PSH | http://www.toronto.ca/TWONTO#pressure_switch
45417 | TAB-DIG-PSH-4063 | Switch, Pressure, High, | TAB-DIG-P-4063 | Pump, Sludge Mixing, Digester # 6A | Switch,Pressure-High | Switch |  | PSH | http://www.toronto.ca/TWONTO#pressure_switch
45418 | TAB-DIG-PSH-4083 | Switch, Pressure, High, | TAB-DIG-P-4083 | Pump, Sludge Mixing, Digester # 8A | Switch,Pressure-High | Switch |  | PSH | http://www.toronto.ca/TWONTO#pressure_switch
45419 | TAB-DIG-PSH-4160 | Switch Pressure,High,Delivery,Digester Gas Compressor C-4160 | TAB-DIG-C-4160 | Compressor # 6, Gas(DX2606) | Switch,Pressure | Switch |  | PSH | http://www.toronto.ca/TWONTO#pressure_switch
45420 | TAB-DIG-PSH-4190 | Switch Pressure,High,Delivery,Digester Gas Compressor C-4190 | TAB-DIG-C-4190 | Compressor #1,Gas (DX5001A) Digester Tank 19 & 21 | Switch,Pressure | Switch |  | PSH | http://www.toronto.ca/TWONTO#pressure_switch
45421 | TAB-DIG-PSH-4195 | Switch Pressure,High,Delivery,Digester Gas Compressor C-4195 | TAB-DIG-C-4195 | Compressor #2,Gas (DX5002A) Digester Tank 19 & 21 | Switch,Pressure | Switch |  | PSH | http://www.toronto.ca/TWONTO#pressure_switch
45422 | TAB-DIG-PSH-4200 | Switch Pressure,High,Delivery,Digester Gas Compressor C-4200 | TAB-DIG-C-4200 | Compressor #4, Gas (DX5004A) Digester Tank 20 & 22, | Switch,Pressure | Switch |  | PSH | http://www.toronto.ca/TWONTO#pressure_switch
45423 | TAB-DIG-PSH-4205 | Switch Pressure,High,Delivery,Digester Gas Compressor C-4205 | TAB-DIG-C-4205 | Compressor #5, Gas (DX5005A) Digester Tank 20 & 22 | Switch,Pressure | Switch |  | PSH | http://www.toronto.ca/TWONTO#pressure_switch
45424 | TAB-DIG-PSH-9301S | Switch,Pressure,High, PSH300, Digester Gas Train, Boiler #3, Z Building | TAB-ACC-DIG-0030 | Digester Gas Train, Boiler #3, Z Building | Switch,Pressure | Switch | 47595 | PSH | http://www.toronto.ca/TWONTO#pressure_switch
45425 | TAB-DIG-PSH-9301S | Switch,Pressure,High, PSH300, Digester Gas Train, Boiler #3, Z Building | TAB-SUSPENDED ENTITY | Suspended entities | Switch,Pressure | Switch | 47595 | PSH | http://www.toronto.ca/TWONTO#pressure_switch
45426 | TAB-DIG-PSH-9601 | Switch,Pressure,High, PSH300-6, Digester Gas Train, Boiler #6, Z Building | TAB-ACC-DIG-0060 | Digester Gas Train, Boiler #6, Z Building | Switch,Pressure | Switch |  | PSH | http://www.toronto.ca/TWONTO#pressure_switch
45427 | TAB-DIG-PSH-9801 | Switch,Pressure,High, Digester Gas Train, | TAB-DIG-BLR20 | #20 Vocano Boiler , Digester Gas Train | Switch,Pressure | Switch |  | PSH | http://www.toronto.ca/TWONTO#pressure_switch
45428 | TAB-DIG-PSL-4130 | Switch,Pressure,Low, Digester Gas,Inlet, Compressor-C4130 | TAB-DIG-C-4130 | Compressor # 1, Gas (DX2601) | Switch,Pressure | Switch |  | PSL | http://www.toronto.ca/TWONTO#pressure_switch
45429 | TAB-DIG-PSL-4140 | Switch,Pressure,Low, Digester Gas, Compressor-C4140 | TAB-DIG-C-4140 | Compressor # 4, Gas(DX2604) | Switch,Pressure | Switch |  | PSL | http://www.toronto.ca/TWONTO#pressure_switch
45430 | TAB-DIG-PSL-4140A | Switch,Pressure,Low, Oil supply to G.Compr. C4140 | TAB-DIG-C-4140 | Compressor # 4, Gas(DX2604) | Switch,Pressure | Switch |  | PSL | http://www.toronto.ca/TWONTO#pressure_switch
45431 | TAB-DIG-PSL-4145A | Switch,Pressure,Low,, Oil supply to G.Compr. C4145 | TAB-DIG-C-4145 | Compressor # 5, Gas(DX2605) | Switch,Pressure | Switch |  | PSL | http://www.toronto.ca/TWONTO#pressure_switch
45432 | TAB-DIG-PSL-4150 | Switch,Pressure,Low, Digester Gas, Compressor-C4150 | TAB-DIG-C-4150 | Compressor # 3, Gas(DX2603) | Switch,Pressure | Switch |  | PSL | http://www.toronto.ca/TWONTO#pressure_switch
45433 | TAB-DIG-PSL-4160 | Switch,Pressure,Low, Digester Gas, Compressor-C4160 | TAB-DIG-C-4160 | Compressor # 6, Gas(DX2606) | Switch,Pressure | Switch |  | PSL | http://www.toronto.ca/TWONTO#pressure_switch
45434 | TAB-DIG-PSL-4160A | Switch,Pressure,Low, Oil supply to G.Compr. C4160 | TAB-DIG-C-4160 | Compressor # 6, Gas(DX2606) | Switch,Pressure | Switch |  | PSL | http://www.toronto.ca/TWONTO#pressure_switch
45435 | TAB-DIG-PSL-4190G | Switch,Pressure,Low, Digester Gas,Inlet, Compressor-C4190 | TAB-DIG-C-4190 | Compressor #1,Gas (DX5001A) Digester Tank 19 & 21 | Switch,Pressure | Switch |  | PSL | http://www.toronto.ca/TWONTO#pressure_switch
45436 | TAB-DIG-PSL-4205G | Switch,Pressure,Low, Digester Gas,Inlet, Compressor-C4205 | TAB-DIG-C-4205 | Compressor #5, Gas (DX5005A) Digester Tank 20 & 22 | Switch,Pressure | Switch |  | PSL | http://www.toronto.ca/TWONTO#pressure_switch
45437 | TAB-DIG-PSL-4210G | Switch,Pressure,Low, Digester Gas,Inlet, Compressor-C4210 | TAB-DIG-C-4210 | Compressor #3, Gas (DX5003A) Digester Tank 19 & 21 | Switch,Pressure | Switch |  | PSL | http://www.toronto.ca/TWONTO#pressure_switch
45438 | TAB-DIG-PSL-4220G | Switch,Pressure,Low, Digester Gas,Inlet, Compressor-C4205 | TAB-DIG-C-4220 | Compressor #6, Gas (DX5006A) Digester Tank 20 & 22 | Switch,Pressure | Switch |  | PSL | http://www.toronto.ca/TWONTO#pressure_switch
45439 | TAB-DIG-PSL-6233 | Switch, Pressure,Low, Gas Inlet to Compressor | TAB-DIG-C-9713 | Compressor #2, Digester Gas | Switch,Pressure | Switch |  | PSL | http://www.toronto.ca/TWONTO#pressure_switch
45440 | TAB-DIG-PSL-6604 | Switch, Pressure,Nitrogen to Digester Gas Process Streams | TAB-DIG-SB-6120 | Gas Scrubber, Gas Stream #1 | Switch,Pressure | Switch |  | PSL | http://www.toronto.ca/TWONTO#pressure_switch
45442 | TAB-DIG-PSL-9201 | Switch,Pressure, Low,PSL300-2, Digester Gas Train, Boiler #2, Z Building | TAB-ACC-DIG-0020 | Digester Gas Train, Boiler #2, Z Building | Switch,Pressure | Switch |  | PSL | http://www.toronto.ca/TWONTO#pressure_switch
45443 | TAB-DIG-PSL-9401 | Switch,Pressure,Low, PSL300-4, Digester Gas Train, Boiler #4, Z Building | TAB-ACC-DIG-0040 | Digester Gas Train, Boiler #4, Z Building | Switch,Pressure | Switch |  | PSL | http://www.toronto.ca/TWONTO#pressure_switch
45444 | TAB-DIG-PSL-9601 | Switch,Pressure,Low, PSL300-6, Digester Gas Train, Boiler #6, Z Building | TAB-ACC-DIG-0060 | Digester Gas Train, Boiler #6, Z Building | Switch,Pressure | Switch |  | PSL | http://www.toronto.ca/TWONTO#pressure_switch
45445 | TAB-DIG-PSL-9726 | Switch, Pressure,Low, | TAB-DIG-P-9726 | Pump, Chilled Water Circulating, CWCP-1, Digester Gas Control Build, Basement | Switch,Pressure | Switch |  | PSL | http://www.toronto.ca/TWONTO#pressure_switch
45571 | TAB-DIG-TSH-4130 | Switch,Temperature, High, Discharge, Digester Gas, Compressor C-4130 | TAB-DIG-C-4130 | Compressor # 1, Gas (DX2601) | Switch,Temperature | Switch |  | TSH | http://www.toronto.ca/TWONTO#temperature_switch
45572 | TAB-DIG-TSH-4135B | Switch,Temperature, High, Chill Water Return, Compressor C-4135 | TAB-DIG-C-4135 | Compressor # 2, Gas (DX2602) | Switch,Temperature | Switch |  | TSH | http://www.toronto.ca/TWONTO#temperature_switch
45573 | TAB-DIG-TSH-4145 | Switch,Temperature, High, Discharge, Digester Gas, Compressor C-4145 | TAB-DIG-C-4145 | Compressor # 5, Gas(DX2605) | Switch,Temperature | Switch |  | TSH | http://www.toronto.ca/TWONTO#temperature_switch
45574 | TAB-DIG-TSH-4145B | Switch,Temperature, High, Chill Water Return, Compressor C-4145 | TAB-DIG-C-4145 | Compressor # 5, Gas(DX2605) | Switch,Temperature | Switch |  | TSH | http://www.toronto.ca/TWONTO#temperature_switch
45575 | TAB-DIG-TSH-4150B | Switch,Temperature, High, Chill Water Return, Compressor C-4150 | TAB-DIG-C-4150 | Compressor # 3, Gas(DX2603) | Switch,Temperature | Switch |  | TSH | http://www.toronto.ca/TWONTO#temperature_switch
45576 | TAB-DIG-TSH-4160 | Switch,Temperature, High, Discharge, Digester Gas, Compressor C-4160 | TAB-DIG-C-4160 | Compressor # 6, Gas(DX2606) | Switch,Temperature | Switch |  | TSH | http://www.toronto.ca/TWONTO#temperature_switch
45577 | TAB-DIG-TSH-4160B | Switch,Temperature, High, Chill Water Return, Compressor C-4160 | TAB-DIG-C-4160 | Compressor # 6, Gas(DX2606) | Switch,Temperature | Switch |  | TSH | http://www.toronto.ca/TWONTO#temperature_switch
45578 | TAB-DIG-TSH-4195 | Switch,Temperature, High, Discharge, Digester Gas, Compressor C-4195 | TAB-DIG-C-4195 | Compressor #2,Gas (DX5002A) Digester Tank 19 & 21 | Switch,Temperature | Switch |  | TSH | http://www.toronto.ca/TWONTO#temperature_switch
45579 | TAB-DIG-TSH-4210 | Switch,Temperature, High, Discharge, Digester Gas, Compressor C-4210 | TAB-DIG-C-4210 | Compressor #3, Gas (DX5003A) Digester Tank 19 & 21 | Switch,Temperature | Switch |  | TSH | http://www.toronto.ca/TWONTO#temperature_switch
45580 | TAB-DIG-TSH-4220 | Switch,Temperature, High, Discharge, Digester Gas, Compressor C-4220 | TAB-DIG-C-4220 | Compressor #6, Gas (DX5006A) Digester Tank 20 & 22 | Switch,Temperature | Switch |  | TSH | http://www.toronto.ca/TWONTO#temperature_switch
45621 | TAB-DIG-TSL-9035 | Switch, Temperature-Low, Outdoor Air Temperature, Waste Gas Burner Station | TAB-DIG-BU | Waste Gas Burner | Switch,Temperature-Low | Switch |  | TSL | http://www.toronto.ca/TWONTO#temperature_switch
46639 | TAB-DIS-FSL-2201 | Switch ,Flow, Low,Return Pump Discharge | TAB-DIS-P-2201 | Pump, KOH Return from Scrubber #1 To Storage Tank | Switch,Flow | Switch |  | FSL | http://www.toronto.ca/TWONTO#flow_switch
46640 | TAB-DIS-FSL-2207 | Switch ,Flow, Low,KOH to Scrubber, Chlorine Bldg | TAB-DIS-P-2207 | Pump, Spray,KOH | Switch,Flow | Switch |  | FSL | http://www.toronto.ca/TWONTO#flow_switch
46644 | TAB-DIS-LS-8091 | Switch, Level, Sump Pit | TAB-DIS-P-8091 | Pump, Sump | Switch,Level | Switch |  | LS | http://www.toronto.ca/TWONTO#level_switch
46645 | TAB-DIS-LSH-2002 | Switch, Level, High,Scrubber SB2001 | TAB-DIS-SB-2001 | Scrubber #1,Chlorine Bldg | Switch,Level | Switch |  | LSH | http://www.toronto.ca/TWONTO#level_switch
46646 | TAB-DIS-LSHH-2003 | Switch, Level, High,High,Scrubber SB2001 | TAB-DIS-SB-2001 | Scrubber #1,Chlorine Bldg | Switch,Level | Switch |  | LSHH | http://www.toronto.ca/TWONTO#level_switch
46647 | TAB-DIS-LSHH-2630 | Switch, Level High-High, Chlorine Bldg, Scrubber Room, North Sump | TAB-DIS-P-2630 | Pump, Sump |  | Switch |  | LSHH | http://www.toronto.ca/TWONTO#level_switch
46648 | TAB-DIS-LSL-2001 | Switch, Level, Low,Scrubber SB2001 | TAB-DIS-SB-2001 | Scrubber #1,Chlorine Bldg | Switch,Level | Switch |  | LSL | http://www.toronto.ca/TWONTO#level_switch
46683 | TAB-DIS-PSH-0015 | Switch, Pressure,High, Chlorine , Relief Valve Line | TAB-DIS-CHL-5 | Chlorination Train #5 | Switch,Pressure-High | Switch |  | PSH | http://www.toronto.ca/TWONTO#pressure_switch
46684 | TAB-DIS-PSH-0016 | Switch, Pressure,High, Chlorine , Relief Valve Line | TAB-DIS-CHL-6 | Chlorination Train #6 | Switch,Pressure-High | Switch |  | PSH | http://www.toronto.ca/TWONTO#pressure_switch
46685 | TAB-DIS-PSH-0017 | Switch, Pressure,High, Chlorine , Relief Valve Line | TAB-DIS-CHL-7 | Chlorination Train #7 | Switch,Pressure-High | Switch |  | PSH | http://www.toronto.ca/TWONTO#pressure_switch
46686 | TAB-DIS-PSH-0018 | Switch, Pressure,High, Chlorine , Relief Valve Line | TAB-DIS-CHL-8 | Chlorination Train #8 | Switch,Pressure-High | Switch |  | PSH | http://www.toronto.ca/TWONTO#pressure_switch
47236 | TAB-EL1-LS-8060 | Switch,Level | TAB-EL1-P-8060 | Pump,Submersible,North Substation,Outdoor Chamber | Switch,Level | Switch |  | LS | http://www.toronto.ca/TWONTO#level_switch
47237 | TAB-EL1-LS-8061B | Switch,Limit,North Substation,Basement | NORTH SUBSTATION_BASEMENT | MSA Substation,Basement | Switch,Level | Switch |  | LS | http://www.toronto.ca/TWONTO#level_switch
47238 | TAB-EL1-LSHH-8060 | Switch,Level-High-High,Sump Flood,North Substation,Outdoor Chamber | TAB-EL1-BLDG-0001 | MSA Substation | Switch,Level-High-High | Switch |  | LSHH | http://www.toronto.ca/TWONTO#level_switch
47239 | TAB-EL1-LSHH-8061 | Switch,Level High-High,North Substation,Basement | NORTH SUBSTATION_BASEMENT | MSA Substation,Basement | Switch,Level | Switch |  | LSHH | http://www.toronto.ca/TWONTO#level_switch
47240 | TAB-EL1-LSHH-8061 | Switch,Level High-High,North Substation,Basement | TAB-EL1-P-8061 | Pump,Sump,North Substation,Basement | Switch,Level | Switch |  | LSHH | http://www.toronto.ca/TWONTO#level_switch
47241 | TAB-EL1-LSHH-8062 | Switch, Level High-High, Old North Substation, Basement | TAB-EL1-P-8062 | Pump, Sump |  | Switch |  | LSHH | http://www.toronto.ca/TWONTO#level_switch
47242 | TAB-EL1-LSL-1503 | Switch,Level,Low,Oil,EL1-TR-1503,North Substation | TAB-EL1-TR-1503 | Transformer,EL1-TR-1503,13.8-4.16KV,3 PH | Switch,Level-Low | Switch |  | LSL | http://www.toronto.ca/TWONTO#level_switch
47243 | TAB-EL1-LSL-1506 | Switch,Level,Low,Oil,EL1-TR-1506,North Substation | TAB-EL1-TR-1506 | Transformer,EL1-TR-1506,13.8-4.16KV,3 PH | Switch,Level-Low | Switch |  | LSL | http://www.toronto.ca/TWONTO#level_switch
47427 | TAB-EL1-PSH-1501A | Switch,Pressure,High,EL1-TR-1501,North Substation | TAB-EL1-TR-1501 | Transformer,EL1-TR-1501,13.8-4.16KV,3 PH | Switch,Pressure-High | Switch |  | PSH | http://www.toronto.ca/TWONTO#pressure_switch
47428 | TAB-EL1-PSH-1501B | Switch,Sudden Pressure,EL1-TR-1501,North Substation | TAB-EL1-TR-1501 | Transformer,EL1-TR-1501,13.8-4.16KV,3 PH | Switch,Pressure-High | Switch |  | PSH | http://www.toronto.ca/TWONTO#pressure_switch
47429 | TAB-EL1-PSH-1502A | Switch,Pressure,High,EL1-TR-1502,North Substation | TAB-EL1-TR-1502 | Transformer,EL1-TR-1502,13.8-4.16KV,3 PH | Switch,Pressure-High | Switch |  | PSH | http://www.toronto.ca/TWONTO#pressure_switch
47430 | TAB-EL1-PSH-1502B | Switch,Sudden Pressure,EL1-TR-1502,North Substation | TAB-EL1-TR-1502 | Transformer,EL1-TR-1502,13.8-4.16KV,3 PH | Switch,Pressure-High | Switch |  | PSH | http://www.toronto.ca/TWONTO#pressure_switch
47431 | TAB-EL1-PSH-1503A | Switch,Pressure,High,EL1-TR-1503,North Substation | TAB-EL1-TR-1503 | Transformer,EL1-TR-1503,13.8-4.16KV,3 PH | Switch,Pressure-High | Switch |  | PSH | http://www.toronto.ca/TWONTO#pressure_switch
47432 | TAB-EL1-PSH-1503B | Switch,Sudden Pressure,EL1-TR-1503,North Substation | TAB-EL1-TR-1503 | Transformer,EL1-TR-1503,13.8-4.16KV,3 PH | Switch,Pressure-High | Switch |  | PSH | http://www.toronto.ca/TWONTO#pressure_switch
47443 | TAB-EL1-SW-1501 | Switch,Load Break,Power,13.8 KV Supply,A-17-BN | TAB-EL1-BUS-1501 | Electrical Distribution Cabinet,13.8 KV | Load Break Switch | Switch |  | SW | http://www.toronto.ca/TWONTO#load_break_disconnect_switch
47444 | TAB-EL1-SW-1502 | Switch,Load Break,Power,13.8 KV Feeder,A-19-BN | TAB-EL1-BUS-1501 | Electrical Distribution Cabinet,13.8 KV | Load Break Switch | Switch |  | SW | http://www.toronto.ca/TWONTO#load_break_disconnect_switch
47541 | TAB-EL1-TS-6161 | Switch, Automatic Transfer 600V - Aeration Chemical Gallery | TAB-EL1-MCC-6125 | Motor Control Centre, 600V |  | Switch |  | TS | http://www.toronto.ca/TWONTO#transfer_switch
47542 | TAB-EL1-TS-6226 | MCC, Standby Power. East Control Building | TAB-EL1-MCC-6126 | Motor Control Centre, 600V | Switch | Switch |  | TS | ?
47543 | TAB-EL1-TS-6226 | MCC, Standby Power. East Control Building | TAB-EL1-PDP-6004 | Switchgear, 600V, D Building Outdoor Sub. | Switch | Switch |  | TS | ?
47544 | TAB-EL1-TS-6260 | Switch, Automatic Transfer 600V - D Bldg | TAB-EL1-MCC-6125 | Motor Control Centre, 600V |  | Switch |  | TS | http://www.toronto.ca/TWONTO#transfer_switch
47546 | TAB-EL1-TS-6321 | Automatic Transfer Switch,600V/100A/3PH,Standby Power,600V,Electrical Control Room,South Wall | NRTH SUBSTN_ELE_CNTRL_RM | MSA Substation,Electrical Control Room | Switch | Switch |  | TS | http://www.toronto.ca/TWONTO#transfer_switch
47547 | TAB-EL1-TS-6321 | Automatic Transfer Switch,600V/100A/3PH,Standby Power,600V,Electrical Control Room,South Wall | TAB-EL1-GEN-6320 | Generator, Standby Power, 600V 500kw - Blower Bldg | Switch | Switch |  | TS | http://www.toronto.ca/TWONTO#transfer_switch
47548 | TAB-EL1-TS-6510B | Uninterruptible Power Supply B,Transfer Switch,North Substation,1st Floor,East Wall | NORTH SUBSTN_1ST FLR | MSA Substation,1st Floor | Switch | Switch |  | TS | http://www.toronto.ca/TWONTO#transfer_switch
47558 | TAB-EL1-TSH-1501A | Switch,Winding Temperature,High,EL1-TR-1501,North Substation | TAB-EL1-TR-1501 | Transformer,EL1-TR-1501,13.8-4.16KV,3 PH | Switch,Temperature-High | Switch |  | TSH | http://www.toronto.ca/TWONTO#temperature_switch
47559 | TAB-EL1-TSH-1502A | Switch,Winding Temperature,High,EL1-TR-1502,North Substation | TAB-EL1-TR-1502 | Transformer,EL1-TR-1502,13.8-4.16KV,3 PH | Switch,Temperature-High | Switch |  | TSH | http://www.toronto.ca/TWONTO#temperature_switch
47592 | TAB-EL1-TSH-1504B | Switch,Liquid Temperature,High,EL1-TR-1504,North Substation | TAB-EL1-TR-1504 | Transformer,EL1-TR-1504,13.8-4.16KV,3 PH | Switch,Temperature-High | Switch |  | TSH | http://www.toronto.ca/TWONTO#temperature_switch
47593 | TAB-EL1-TSH-1505B | Switch,Liquid Temperature,High,EL1-TR-1505,North Substation | TAB-EL1-TR-1505 | Transformer,EL1-TR-1505,13.8-4.16KV,3 PH | Switch,Temperature-High | Switch |  | TSH | http://www.toronto.ca/TWONTO#temperature_switch
47594 | TAB-EL1-TSH-1506B | Switch,Liquid Temperature,High,EL1-TR-1506,North Substation | TAB-EL1-TR-1506 | Transformer,EL1-TR-1506,13.8-4.16KV,3 PH | Switch,Temperature-High | Switch |  | TSH | http://www.toronto.ca/TWONTO#temperature_switch
47682 | TAB-EL2-LSHH-8063 | Switch, Level High-High, South Substation, Basement | TAB-EL2-P-8063 | Pump, Sump |  | Switch |  | LSHH | http://www.toronto.ca/TWONTO#level_switch
47896 | FCL-AI-PSH-0100-SUS | Switch,Pressure | FCL-SUSPENDED | Suspended entity |  | Switch | 36329 | PSH | http://www.toronto.ca/TWONTO#pressure_switch
47958 | TAB-EL3-LSHH-8073 | Switch, Level High-High, Seawall Tunnel, West Outfall Tunnel Drop | TAB-EL3-P-8073 | Pump, Sump, #9, Digester Gas Control Building |  | Switch |  | LSHH | http://www.toronto.ca/TWONTO#level_switch
47959 | TAB-EL3-LSHH-8077A | Switch, Level High-High, Seawall Tunnel, Digester 19-22 Entrance | TAB-EL3-P-8077 | Pump, Sump, #7, DX8607A, Tunnel |  | Switch |  | LSHH | http://www.toronto.ca/TWONTO#level_switch
47960 | TAB-EL3-LSHH-8085 | Switch, Level High-High, Seawall Substation, Basement | TAB-EL3-P-8085 | Pump, Sump, Seawall Substation, Basement |  | Switch |  | LSHH | http://www.toronto.ca/TWONTO#level_switch
48150 | FCL-ALM-FSL-0101 | Magmeter, Flow, Low, Alum, Flocculation & Sedimentation Tank 0101, Flocculation & Sedimentation Tanks | FCL-FLO-T-0101 | Tank, Flocculation | Switch,Flow-Low | Switch | 35564 | FSL | http://www.toronto.ca/TWONTO#flow_switch
48151 | FCL-ALM-FSL-0101(S) | Switch, Flow, Low, Alum, Flocculation & Sedimentation Tank 0101, Flocculation & Sedimentation Tanks | FCL-FLO-T-0101 | Tank, Flocculation | Switch,Flow-Low | Switch | 35206 | FSL | http://www.toronto.ca/TWONTO#flow_switch
48152 | FCL-ALM-FSL-0201 | Magmeter, Flow, Low, Alum, Flocculation & Sedimentation Tank 0201, Flocculation & Sedimentation Tanks | FCL-FLO-T-0101 | Tank, Flocculation | Switch,Flow-Low | Switch | 35565 | FSL | http://www.toronto.ca/TWONTO#flow_switch
48153 | FCL-ALM-FSL-0301(S) | Switch, Flow, Low, Alum, Flocculation & Sedimentation Tank 0301, Flocculation & Sedimentation Tanks | FCL-FLO-T-0201 | Tank, Flocculation | Switch,Flow-Low | Switch | 35208 | FSL | http://www.toronto.ca/TWONTO#flow_switch
48154 | FCL-ALM-FSL-0301(S) | Switch, Flow, Low, Alum, Flocculation & Sedimentation Tank 0301, Flocculation & Sedimentation Tanks | FCL-FLO-T-0301 | Tank, Flocculation | Switch,Flow-Low | Switch | 35208 | FSL | http://www.toronto.ca/TWONTO#flow_switch
48157 | FCL-ALM-LSH-0001 | Switch, Level-High, Concrete Spill Containment, Liquid Alum System | FCL-ALM | Coagulation | Switch,Level-High | Switch |  | LSH | http://www.toronto.ca/TWONTO#level_switch
48158 | FCL-ALM-LSH-0002 | Switch, Level-High, Spill Containment Area, Alum System | FCL-ALM | Coagulation | Switch,Level-High | Switch |  | LSH | http://www.toronto.ca/TWONTO#level_switch
48318 | TAB-EPG-LSL-6001 | Transmitter,Level,Oil Tank,Generator 6001,Emergency Power,P Building | TAB-EL1-GEN-6001 | Generator, Standby Power, 600V 1000kw - P Bldg | Switch,Level-Low | Switch |  | LSL | http://www.toronto.ca/TWONTO#level_switch
48472 | FCL-AM-FSL-0101-SUS | Switch, Flow, Low, Ammoniation | FCL-AM | Ammoniation | Switch,Flow-Low | Switch | 36357 | FSL | http://www.toronto.ca/TWONTO#flow_switch
48473 | FCL-AM-FSL-0101-SUS | Switch, Flow, Low, Ammoniation | FCL-SUSPENDED | Suspended entity | Switch,Flow-Low | Switch | 36357 | FSL | http://www.toronto.ca/TWONTO#flow_switch
48478 | FCL-AM-LSH-0001 | Switch, Level, High, Tanks Area Spill Containment, Aqua Ammonia System | FCL-AM | Ammoniation | Switch,Level-High | Switch |  | LSH | http://www.toronto.ca/TWONTO#level_switch
48479 | FCL-AM-LSH-0004 | Switch, Level-high, Scrubber, Aqua Ammonia Scrubber System | FCL-AM-SCRUBBER | Ammonia Scrubber System | Switch,Level-Low | Switch |  | LSH | http://www.toronto.ca/TWONTO#level_switch
48480 | FCL-AM-LSH-0101 | Switch, Level-High, Tank 0101, , Aqua Ammonia System | FCL-AM-T-0101 | Tank, Storage, Pressurised, Aqua Ammonia Storage Room, Dry Chemical Building | Switch,Level-High | Switch |  | LSH | http://www.toronto.ca/TWONTO#level_switch
48481 | FCL-AM-LSH-0301 | Switch, Level-High, Tank 0301, , Aqua Ammonia System | FCL-AM-T-0301 | Tank, Storage, Pressurised, Aqua Ammonia Storage Room, Dry Chemical Building | Switch,Level-High | Switch |  | LSH | http://www.toronto.ca/TWONTO#level_switch
48574 | TAB-INC-LS-8047 | Switch, Level, Elevator sump Pit | TAB-SLO-P-8047 | Pump, Elevator Sump | Switch,Level | Switch |  | LS | http://www.toronto.ca/TWONTO#level_switch
48575 | TAB-INC-LSH-8045A | Switch, Level High, Incinerator Bldg, Basement, Center Sump | TAB-SLO-P-8045 | Pump, Sump, 3127-180 (#1) |  | Switch |  | LSH | http://www.toronto.ca/TWONTO#level_switch
48576 | TAB-INC-LSHH-8046 | Switch, Level High-High, Incinerator Bldg, Basement, West Sump | TAB-INC-P-8046 | Pump, Sump, S/ W Corner Incenerator Basement |  | Switch |  | LSHH | http://www.toronto.ca/TWONTO#level_switch
48577 | TAB-INC-LSHH-8047 | Switch, Level High-High, Incinerator Bldg, Basement, East Elevator Sump, Pelletizer Entrance | TAB-SLO-P-8047 | Pump, Elevator Sump |  | Switch |  | LSHH | http://www.toronto.ca/TWONTO#level_switch
48725 | TAB-NGS-PLS-0702 | Switch,Pressure,Low, Natural Gas Train, | TAB-NGS-BLR19 | #19 Volcano Boiler - Natural Gas Train, | Switch,Pressure-Low | Switch |  | PLS | http://www.toronto.ca/TWONTO#pressure_switch
48726 | TAB-NGS-PSH-0201 | Switch,Pressure, High,PSH100-2, Natural Gas Train, Boiler #2, Z Building | TAB-ACC-NGS-0020A | Natural Gas Train, Boiler #2, Z Building | Switch,Pressure | Switch |  | PSH | http://www.toronto.ca/TWONTO#pressure_switch
48727 | TAB-NGS-PSH-0401 | Switch,Pressure,High, PSH100-4, Digester Gas Train, Boiler #4, Z Building | TAB-ACC-NGS-0040A | Natural Gas Train, Boiler #4, Z Building | Switch,Pressure | Switch |  | PSH | http://www.toronto.ca/TWONTO#pressure_switch
48728 | TAB-NGS-PSL-0101 | Switch,Pressure,Low, PSL100-1, Natural Gas Train, Boiler #1, Z Building | TAB-ACC-NGS-0010A | Natural Gas Train, Boiler #1, Z Building | Switch,Pressure | Switch |  | PSL | http://www.toronto.ca/TWONTO#pressure_switch
48729 | TAB-NGS-PSL-0202 | Switch,Pressure,Low, PSL200-2, Manual Reset, Natural Gas Pilot Train, Boiler #2, Z Building | TAB-ACC-NGS-0020B | Natural Gas Train, Pilot,Boiler #2, Z Building | Switch,Pressure | Switch |  | PSL | http://www.toronto.ca/TWONTO#pressure_switch
48730 | TAB-NGS-PSL-0301 | Switch,Pressure,Low, PSL100-3, Natural Gas Train, Boiler #3, Z Building | TAB-ACC-NGS-0030A | Natural Gas Train, Boiler #3, Z Building | Switch,Pressure | Switch |  | PSL | http://www.toronto.ca/TWONTO#pressure_switch
48731 | TAB-NGS-PSL-0402 | Switch,Pressure,Low,PSL200-4, Manual Reset, Natural Gas Pilot Train, Boiler #4, Z Building | TAB-ACC-NGS-0040B | Natural Gas Pilot Train, Boiler #4, Z Building | Switch,Pressure | Switch |  | PSL | http://www.toronto.ca/TWONTO#pressure_switch
48732 | TAB-NGS-PSL-0801 | Switch,Pressure,Low | TAB-NGS-BLR20 | #20 Volcano Boiler - Natural Gas Train, | Switch,Pressure-Low | Switch |  | PSL | http://www.toronto.ca/TWONTO#pressure_switch
48733 | TAB-NGS-PSL-0802 | Switch,Pressure,Low | TAB-NGS-BLR20 | #20 Volcano Boiler - Natural Gas Train, | Switch,Pressure-Low | Switch |  | PSL | http://www.toronto.ca/TWONTO#pressure_switch
48758 | FCL-BW-LSL-0101 | Switch, Level, Low, Backwash Pump P-0101 Loss of Prime, High Lift Building, Pump Room | FCL-BW-P-0101 | Pump, Centrifugal, Water Back Wash,High Lift Bu | Switch,Level-Low | Switch |  | LSL | http://www.toronto.ca/TWONTO#level_switch
48759 | FCL-BW-LSL-0301 | Switch, Level, Low, Backwash Pump P-0201 Loss of Prime, High Lift Building, Pump Room | FCL-BW-P-0301 | Pump, Centrifugal, Water Back Wash, | Switch,Level-Low | Switch |  | LSL | http://www.toronto.ca/TWONTO#level_switch
49097 | TAB-OCS-FSL-6701 | Switch, Flow Low, Biofilter Recirculation Pumps, Biofilter Area, P Bldg. | TAB-OCS-P-6720 | Pump, Recirculation, Humidification Unit, Biofilter Area, P Bldg. | Switch,Flow-Low | Switch |  | FSL | http://www.toronto.ca/TWONTO#flow_switch
49098 | TAB-OCS-FSL-6741 | Switch, Flow Low, Separated Water, Biofilter F-6740 Inlet, Biofilter Area, P Bldg. | TAB-OCS-F-6740 | Biofilter, Odour Control, Biofilter Area, P Bldg,. | Switch,Flow-Low | Switch |  | FSL | http://www.toronto.ca/TWONTO#flow_switch
49113 | TAB-OCS-LSH-6701 | Switch, Level High, Biofilter Humidification Unit HU-6710, Biofilter Area, P Bldg. | TAB-OCS-HU-6710 | Humidifier, Humidification Chamber, Biofilter Area, P Bldg. | Switch,Level-High | Switch |  | LSH | http://www.toronto.ca/TWONTO#level_switch
49207 | FCL-CLA-PSH-0101 | Switch, Pressure High, Chlorine Gas, Expansion Tank 0101, Chlorination System | FCL-CLA | Pre-Chlorination | Switch,Pressure-High | Switch |  | PSH | http://www.toronto.ca/TWONTO#pressure_switch
49208 | FCL-CLA-PSH-0102 | Switch, Pressure High, Inlet, CLA Evaporator 0101, Chlorination System | FCL-CLA-CHL-0101 | Chlorinator, Chlorine Gas, Chlorination System | Switch,Pressure-High | Switch |  | PSH | http://www.toronto.ca/TWONTO#pressure_switch
49209 | FCL-CLA-PSL-0101 | Switch, Pressure Low, Chlorine Gas, CLA Weigh Scale 0101, Chlorination System | FCL-CLA | Pre-Chlorination | Switch,Pressure-Low | Switch |  | PSL | http://www.toronto.ca/TWONTO#pressure_switch
49210 | FCL-CLA-PSL-0101 | Switch, Pressure Low, Chlorine Gas, CLA Weigh Scale 0101, Chlorination System | FCL-CLA-CHL-0101 | Chlorinator, Chlorine Gas, Chlorination System | Switch,Pressure-Low | Switch |  | PSL | http://www.toronto.ca/TWONTO#pressure_switch
49211 | FCL-CLA-PSL-0102 | Switch, Pressure Low, Discharge, CLA Evaporator 0101, Chlorination System | FCL-CLA | Pre-Chlorination | Switch,Pressure-Low | Switch |  | PSL | http://www.toronto.ca/TWONTO#pressure_switch
49212 | FCL-CLA-PSL-0102 | Switch, Pressure Low, Discharge, CLA Evaporator 0101, Chlorination System | FCL-CLA-CHL-0101 | Chlorinator, Chlorine Gas, Chlorination System | Switch,Pressure-Low | Switch |  | PSL | http://www.toronto.ca/TWONTO#pressure_switch
49213 | FCL-CLA-PSL-0103 | Switch, Pressure Low, Vent, CLA Evaporator 0101, Chlorination System | FCL-CLA-CHL-0101 | Chlorinator, Chlorine Gas, Chlorination System | Switch,Pressure-Low | Switch |  | PSL | http://www.toronto.ca/TWONTO#pressure_switch
49214 | FCL-CLA-PSL-0201 | Switch, Pressure Low, Chlorine Gas, CLA Weigh Scale 0201, Chlorination System | FCL-CLA | Pre-Chlorination | Switch,Pressure-Low | Switch |  | PSL | http://www.toronto.ca/TWONTO#pressure_switch
49215 | FCL-CLA-PSL-0203 | Switch, Pressure Low, Vent, CLA Evaporator 0201, Chlorination System | FCL-CLA-CHL-0201 | Chlorinator, Chlorine Gas, Chlorination System | Switch,Pressure-Low | Switch |  | PSL | http://www.toronto.ca/TWONTO#pressure_switch
49390 | FCL-CLB-FSL-0001A | Switch, Flow Low, Discharge, Sampling Pump 0001A, Dewatering Pumps Area First Level | FCL-CLB-P-0001A | Pump, Centrifugal, After Post, Sampling Pumps, Dewatering Pumps Area Second Level | Switch,Flow-Low | Switch |  | FSL | http://www.toronto.ca/TWONTO#flow_switch
49391 | FCL-CLB-FSL-0001B | Switch, Flow Low, Discharge, Sampling Pump 0001B, Dewatering Pumps Area First Level | FCL-CLB-P-0001B | Pump, Centrifugal, After Post, Sampling Pumps, Dewatering Pumps Area Second Level | Switch,Flow-Low | Switch |  | FSL | http://www.toronto.ca/TWONTO#flow_switch
49392 | FCL-CLB-FSL-0003A-SUS | Switch,Flow | FCL-CLB | Post-Chlorination |  | Switch | 36388 | FSL | http://www.toronto.ca/TWONTO#flow_switch
49393 | FCL-CLB-FSL-0003A-SUS | Switch,Flow | FCL-SUSPENDED | Suspended entity |  | Switch | 36388 | FSL | http://www.toronto.ca/TWONTO#flow_switch
49394 | FCL-CLB-FSL-0003B-SUS | Switch,Flow | FCL-SUSPENDED | Suspended entity |  | Switch | 36389 | FSL | http://www.toronto.ca/TWONTO#flow_switch
49397 | FCL-CLB-PSH-0102 | Switch, Pressure High, Inlet, CLB Evaporator 0101, Chlorination System | FCL-CLB | Post-Chlorination | Switch,Pressure-High | Switch |  | PSH | http://www.toronto.ca/TWONTO#pressure_switch
49398 | FCL-CLB-PSH-0102 | Switch, Pressure High, Inlet, CLB Evaporator 0101, Chlorination System | FCL-CLB-CHL-0101 | Chlorinator, Chlorine Gas, Chlorination System | Switch,Pressure-High | Switch |  | PSH | http://www.toronto.ca/TWONTO#pressure_switch
49399 | FCL-CLB-PSH-0201 | Switch, Pressure High, Chlorine Gas, Expansion Tank 0201, Chlorination System | FCL-CLB | Post-Chlorination | Switch,Pressure-High | Switch |  | PSH | http://www.toronto.ca/TWONTO#pressure_switch
49400 | FCL-CLB-PSH-0202 | Switch, Pressure High, Inlet, CLB Evaporator 0201, Chlorination System | FCL-CLB | Post-Chlorination | Switch,Pressure-High | Switch |  | PSH | http://www.toronto.ca/TWONTO#pressure_switch
49691 | FCL-CLB-PSH-0202 | Switch, Pressure High, Inlet, CLB Evaporator 0201, Chlorination System | FCL-CLB-CHL-0201 | Chlorinator, Chlorine Gas, Chlorination System | Switch,Pressure-High | Switch |  | PSH | http://www.toronto.ca/TWONTO#pressure_switch
49692 | FCL-CLB-PSL-0101 | Switch, Pressure Low, Chlorine Gas, CLB Weigh Scale 0101, Chlorination System | FCL-CLB-CHL-0101 | Chlorinator, Chlorine Gas, Chlorination System | Switch,Pressure-Low | Switch |  | PSL | http://www.toronto.ca/TWONTO#pressure_switch
49693 | FCL-CLB-PSL-0201 | Switch, Pressure Low, Chlorine Gas, CLB Weigh Scale 0201, Chlorination System | FCL-CLB | Post-Chlorination | Switch,Pressure-Low | Switch |  | PSL | http://www.toronto.ca/TWONTO#pressure_switch
49694 | FCL-CLB-PSL-0201 | Switch, Pressure Low, Chlorine Gas, CLB Weigh Scale 0201, Chlorination System | FCL-CLB-CHL-0201 | Chlorinator, Chlorine Gas, Chlorination System | Switch,Pressure-Low | Switch |  | PSL | http://www.toronto.ca/TWONTO#pressure_switch
49695 | FCL-CLB-PSL-0202 | Switch, Pressure Low, Discharge, CLB Evaporator 0201, Chlorination System | FCL-CLB | Post-Chlorination | Switch,Pressure-Low | Switch |  | PSL | http://www.toronto.ca/TWONTO#pressure_switch
49738 | TAB-PLT-FSL-0101 | Switch, Flow, Low, Spray Water, Screen SC-0100 | TAB-PLT-SC-0100 | Screen, Perforated Plate, Screen Area | Switch,Flow-Low | Switch |  | FSL | http://www.toronto.ca/TWONTO#flow_switch
49739 | TAB-PLT-FSL-0181 | Switch, Flow Low, Plant Water, Screen SC-0180, P Bldg. | TAB-PLT-SC-0180 | Screen, Perforated Plate, Screen Area, P Bldg. | Switch,Flow-Low | Switch |  | FSL | http://www.toronto.ca/TWONTO#flow_switch
49740 | TAB-PLT-FSL-0184 | Switch ,Flow, Low,Odour Control | TAB-PLT-FN-0182 | Fan, Scrubber Exhaust, P Bldg, Roof | Switch,Flow | Switch |  | FSL | http://www.toronto.ca/TWONTO#flow_switch
49741 | TAB-PLT-FSL-0201 | Switch, Flow, Low, Spray Water, Screen SC-0200 | TAB-PLT-SC-0200 | Screen, Perforated Plate, Screen Area | Switch,Flow-Low | Switch |  | FSL | http://www.toronto.ca/TWONTO#flow_switch
49742 | TAB-PLT-FSL-0281 | Switch, Flow Low, Plant Water, Screen SC-0280, P Bldg. | TAB-PLT-SC-0280 | Screen, Perforated Plate, Screen Area, P Bldg. | Switch,Flow-Low | Switch |  | FSL | http://www.toronto.ca/TWONTO#flow_switch
49743 | TAB-PLT-FSL-0381 | Switch, Flow Low, Plant Water, Screen SC-0480, P Bldg. | TAB-PLT-SC-0380 | Screen, Perforated Plate, Screen Area, P Bldg. | Switch,Flow-Low | Switch |  | FSL | http://www.toronto.ca/TWONTO#flow_switch
49744 | TAB-PLT-FSL-0401 | Switch, Flow, Low, Spray Water, Screen SC-0400 | TAB-PLT-SC-0400 | Screen, Perforated Plate, Screen Area | Switch,Flow-Low | Switch |  | FSL | http://www.toronto.ca/TWONTO#flow_switch
49745 | TAB-PLT-FSL-0501 | Switch, Flow, Low, Spray Water, Screen SC-0500 | TAB-PLT-SC-0500 | Screen, Perforated Plate, Screen Area | Switch,Flow-Low | Switch |  | FSL | http://www.toronto.ca/TWONTO#flow_switch
49746 | TAB-PLT-FSL-0541 | Switch, Flow, Low, Sluicing Water Pump Discharge, Screen Area | TAB-PLT-SC-D | D Building - Bar / Perforated Screen | Switch,Flow-Low | Switch |  | FSL | http://www.toronto.ca/TWONTO#flow_switch
49747 | TAB-PLT-FSL-0681 | Switch, Flow Low, Plant Water, Screen SC-0580, P Bldg. | TAB-PLT-SC-0680 | Screen, Perforated Plate, Screen Area, P Bldg. | Switch,Flow-Low | Switch |  | FSL | http://www.toronto.ca/TWONTO#flow_switch
49748 | TAB-PLT-FSL-0771 | Switch, Flow Low, Plant Water, Grit Classifier CL-0770 Inlet, Grit Handling Area, P Bldg. | TAB-PLT-CL-0770 | Classifier, Grit, Grit Handling Area, P Bldg. | Switch,Flow-Low | Switch |  | FSL | http://www.toronto.ca/TWONTO#flow_switch
49749 | TAB-PLT-FSL-1182 | Switch ,Flow, Low,Odour Control | TAB-PLT-FN-1182 | Fan, Exhaust, | Switch,Flow | Switch |  | FSL | http://www.toronto.ca/TWONTO#flow_switch
49750 | TAB-PLT-FSL-2301 | Switch, Flow, Low, Seal Water, Grit Pump 2300, Grit Slurry Pump Area | TAB-PLT-P-2300 | Pump, Centrifugal,Grit Slury, West Grit Gallery | Switch,Flow-Low | Switch |  | FSL | http://www.toronto.ca/TWONTO#flow_switch
49751 | TAB-PLT-FSL-2501 | Switch, Flow, Low, Seal Water, Grit Pump 2500, Great Slury Pump Area, City water | TAB-PLT-P-2500 | Pump, Centrifugal,Grit Slury, West Grit Gallery | Switch,Flow-Low | Switch |  | FSL | http://www.toronto.ca/TWONTO#flow_switch
49752 | TAB-PLT-FSL-7001 | Switch, Flow, Low, Split Flow Conduit Drain, Primary Sludge Gallery | TAB-PLT-T-D | D Building - Grit Tanks & Hoppers 13 - 16 | Switch,Flow-Low | Switch |  | FSL | http://www.toronto.ca/TWONTO#flow_switch
49968 | TAB-PLT-LS-1950 | Switch, Level, Washer Compactor 1901 and 2001 | TAB-PLT-CMP-1901 | Compactor, Washer, Screenings, CMP-1901, Dewatering Area | Switch,Level | Switch |  | LS | http://www.toronto.ca/TWONTO#level_switch
49969 | TAB-PLT-LS-5130 | Switch,Level | TAB-PLT-P-5130 | Pump, Sump | Switch,Level | Switch |  | LS | http://www.toronto.ca/TWONTO#level_switch
49970 | TAB-PLT-LSH-0031 | Switch, Level High, Screening Sluicing Channel No.1, P Bldg. | TAB-PLT-SC-0580 | Screen, Perforated Plate, Screen Area, P Bldg. | Switch,Level-High | Switch |  | LSH | http://www.toronto.ca/TWONTO#level_switch
49971 | TAB-PLT-LSH-0032 | Switch, Level High, Screening Sluicing Channel No.2, P Bldg. | TAB-PLT-SC-0680 | Screen, Perforated Plate, Screen Area, P Bldg. | Switch,Level-High | Switch |  | LSH | http://www.toronto.ca/TWONTO#level_switch
49972 | TAB-PLT-LSH-0141 | Switch,Level, High,Inlet Channel, Screen 0141 | TAB-PLT-SC-0141 | Bar Screen #1 | Switch,Level | Switch |  | LSH | http://www.toronto.ca/TWONTO#level_switch
49973 | TAB-PLT-LSH-0541? | Switch,Level, High,Inlet Channel, Screen 0541 | TAB-SUSPENDED ENTITY | Suspended entities | Switch,Level | Switch | 35870 | LSH | http://www.toronto.ca/TWONTO#level_switch
49974 | TAB-PLT-LSH-0641? | Switch,Level, High,Inlet Channel, Screen 0641 | TAB-PLT-SC-0641? | Bar Screen #6 | Switch,Level | Switch | 35871 | LSH | http://www.toronto.ca/TWONTO#level_switch
49975 | TAB-PLT-LSH-0641? | Switch,Level, High,Inlet Channel, Screen 0641 | TAB-SUSPENDED ENTITY | Suspended entities | Switch,Level | Switch | 35871 | LSH | http://www.toronto.ca/TWONTO#level_switch
49976 | TAB-PLT-LSH-0771 | Switch, Level High, Grit Classifier CL-0770, Grit Handling Area, P Bldg. | TAB-PLT-CL-0770 | Classifier, Grit, Grit Handling Area, P Bldg. | Switch,Level-High | Switch |  | LSH | http://www.toronto.ca/TWONTO#level_switch
49977 | TAB-PLT-LSH-5590 | Switch, Level, High, Pump Chamber, Vacuum Truck Unloading Bay | TAB-PLT-P-5590 | Pump, Centrifugal, Submersible, Pump Chamber, Vacuum Truck Unloading Bay | Switch,Level-High | Switch |  | LSH | http://www.toronto.ca/TWONTO#level_switch
49978 | TAB-PLT-LSH-6002 | Switch, Level, High, Humidification Chamber, Biofilter Area | TAB-PLT-HU-6000 | Humidifier,Chamber, Biofilter Area | Switch,Level-High | Switch |  | LSH | http://www.toronto.ca/TWONTO#level_switch
49979 | TAB-PLT-LSHH-0033 | Switch, Level High High, Screening Influent Channel, P Bldg. | TAB-PLT-SC-0680 | Screen, Perforated Plate, Screen Area, P Bldg. | Switch,Level-High | Switch |  | LSHH | http://www.toronto.ca/TWONTO#level_switch
49980 | TAB-PLT-LSHH-5120 | Switch, Level High High, Sump Pumps P-5128/5129, Unwatering Pump Room | TAB-PLT-P-5128 | Pump, Sump | Switch,Level-High-High | Switch |  | LSHH | http://www.toronto.ca/TWONTO#level_switch
49981 | TAB-PLT-LSHH-5130 | Switch, Level High High, Sump Pumps P-5130/5131, Primary Tank, T-0900 Gallery | TAB-PLT-P-5130 | Pump, Sump | Switch,Level-High-High | Switch |  | LSHH | http://www.toronto.ca/TWONTO#level_switch
49982 | TAB-PLT-LSHH-5575 | Switch, Level, High-High, Pump 5570, Drain Sump Area, D. Bldg. | TAB-PLT-P-5570 | Pump, Centrifugal (Wet), Underdrain, Drain Sump Area, D. Bldg. | Switch,Level-High-High | Switch |  | LSHH | http://www.toronto.ca/TWONTO#level_switch
49983 | TAB-PLT-LSL-0070 | Switch, Level Low, Screen Bldg. Sump, Pump Room, P Bldg. | TAB-PLT-P-0071 | Pump, Centrifugal (Wet), Screen Bldg. Sump, Pump Room, P Bldg. | Switch,Level-Low | Switch |  | LSL | http://www.toronto.ca/TWONTO#level_switch
49984 | TAB-PLT-LSL-5590 | Switch, Level, Low, Pump Chamber, Vacuum Truck Unloading Bay | TAB-PLT-P-5590 | Pump, Centrifugal, Submersible, Pump Chamber, Vacuum Truck Unloading Bay | Switch,Level-Low | Switch |  | LSL | http://www.toronto.ca/TWONTO#level_switch
49985 | TAB-PLT-LSL-6001 | Switch, Level, Low, Humidification Chamber, Biofilter Area | TAB-PLT-HU-6000 | Humidifier,Chamber, Biofilter Area | Switch,Level-Low | Switch |  | LSL | http://www.toronto.ca/TWONTO#level_switch
49986 | TAB-PLT-LSLL-0070 | Switch, Level Low Low, Screen Bldg. Sump, Pump Room, P Bldg. | TAB-PLT-P-0071 | Pump, Centrifugal (Wet), Screen Bldg. Sump, Pump Room, P Bldg. | Switch,Level-Low-Low | Switch |  | LSLL | http://www.toronto.ca/TWONTO#level_switch
49987 | TAB-PLT-LSLL-0287 | Switch,Level, Low,Low,Sump, Scrubber Room, Odour Control Bldg( Emmission Air Control) | TAB-PLT-P-5127 | Pump, Sump, P Bldg, Scrubber Rm | Switch,Level | Switch |  | LSLL | http://www.toronto.ca/TWONTO#level_switch
49988 | TAB-PLT-LSLL-5120 | Switch, Level Low Low, Sump Pumps P-5128/5129, Unwatering Pump Room | TAB-PLT-P-5128 | Pump, Sump | Switch,Level-Low-Low | Switch |  | LSLL | http://www.toronto.ca/TWONTO#level_switch
49989 | TAB-PLT-LSLL-5130 | Switch, Level Low Low, Sump Pumps P-5130/5131, Primary Tank, T-0900 Gallery | TAB-PLT-P-5130 | Pump, Sump | Switch,Level-Low-Low | Switch |  | LSLL | http://www.toronto.ca/TWONTO#level_switch
50015 | TAB-PLT-MSL-0100 | Switch, Motion Low, Grit Conveyor CV-0100, Grit Tank Area, Grit Bldg., P Bldg. | TAB-PLT-CV-0100 | Conveyor, Screw, Submersible, Grit Tank, T-0100, Grit Bldg., P Bldg. | Switch,Motion | Switch |  | MSL | http://www.toronto.ca/TWONTO#motion_sensor_element
50016 | TAB-PLT-MSL-0141 | Switch, Motion Low, Grit Distribution Conveyor CV-0140, Truck Loading Area, P Bldg. | TAB-PLT-CV-0140 | Conveyor, Reversing, Grit Distribution, Truck Loading Area, P Bldg. | Switch,Motion | Switch |  | MSL | http://www.toronto.ca/TWONTO#motion_sensor_element
50017 | TAB-PLT-MSL-0200 | Switch, Motion Low, Grit Conveyor CV-0200, Grit Tank Area, Grit Bldg., P Bldg. | TAB-PLT-CV-0160 | Conveyor, Shaftless Spiral, Screenings, Screenings Handling Area, P Bldg. | Switch,Motion | Switch |  | MSL | http://www.toronto.ca/TWONTO#motion_sensor_element
50018 | TAB-PLT-MSL-0200 | Switch, Motion Low, Grit Conveyor CV-0200, Grit Tank Area, Grit Bldg., P Bldg. | TAB-PLT-CV-0200 | Conveyor, Screw, Submersible, Grit Tank, T-0200, Grit Bldg., P Bldg. | Switch,Motion | Switch |  | MSL | http://www.toronto.ca/TWONTO#motion_sensor_element
50019 | TAB-PLT-MSL-0261 | Switch, Motion Low, Screenings Conveyor CV-0260, Screenings Handling Area, P Bldg. | TAB-PLT-CV-0260 | Conveyor, Shaftless Spiral, Screenings, Screenings Handling Area, P Bldg. | Switch,Motion | Switch |  | MSL | http://www.toronto.ca/TWONTO#motion_sensor_element
50020 | TAB-PLT-MSL-0361 | Switch, Motion Low, Grit Conveyor CV-0360, Grit Handling Area, P Bldg. | TAB-PLT-CV-0360 | Conveyor, Shaftless Spiral, Grit, Grit Handling Area, P Bldg. | Switch,Motion | Switch |  | MSL | http://www.toronto.ca/TWONTO#motion_sensor_element
50021 | TAB-PLT-MSL-0441 | Switch, Motion Low, Screenings Distribution Conveyor CV-0440, Truck Loading Area, P Bldg. | TAB-PLT-CV-0440 | Conveyor, Reversing, Screenings Distribution, Truck Loading Area, P Bldg. | Switch,Motion | Switch |  | MSL | http://www.toronto.ca/TWONTO#motion_sensor_element
50022 | TAB-PLT-MSL-0461 | Switch, Motion Low, Grit Conveyor CV-0460, Grit Handling Area, P Bldg. | TAB-PLT-CV-0460 | Conveyor, Shaftless Spiral, Grit, Grit Handling Area, P Bldg. | Switch,Motion | Switch |  | MSL | http://www.toronto.ca/TWONTO#motion_sensor_element
50023 | TAB-PLT-MSL-0500 | Switch, Motion Low, Grit Conveyor CV-0500, Grit Tank Area, Grit Bldg., P Bldg. | TAB-PLT-CV-0500 | Conveyor, Screw, Submersible, Grit Removal, Tank T-0500, Grit Bldg., P Bldg. | Switch,Motion | Switch |  | MSL | http://www.toronto.ca/TWONTO#motion_sensor_element
50024 | TAB-PLT-MSL-0641 | Switch, Motion Low, Screenings Distribution Conveyor CV-0640, Truck Loading Area, P Bldg. | TAB-PLT-CV-0640 | Conveyor, Reversing, Screenings Distribution, Truck Loading Area, P Bldg. | Switch,Motion | Switch |  | MSL | http://www.toronto.ca/TWONTO#motion_sensor_element
50025 | TAB-PLT-MSL-0741 | Switch, Motion Low, Grit Distribution Conveyor CV-0740, Truck Loading Area, P Bldg. | TAB-PLT-CV-0740 | Conveyor, Reversing, Grit Distribution, Truck Loading Area, P Bldg. | Switch,Motion | Switch |  | MSL | http://www.toronto.ca/TWONTO#motion_sensor_element
50090 | TAB-PLT-PSH-0221 | Switch, Pressure High, Grit Pump P-0221 Discharge, Grit Bldg., P Bldg. | TAB-PLT-P-0221 | Pump, Centrifugal, Submersible, Grit Tank, T-0200, Grit Bldg., P Bldg. | Switch,Pressure-High | Switch |  | PSH | http://www.toronto.ca/TWONTO#pressure_switch
50091 | TAB-PLT-PSH-0321 | Switch, Pressure High, Grit Pump P-0321 Discharge, Grit Bldg., P Bldg. | TAB-PLT-P-0321 | Pump, Centrifugal, Submersible, Grit Tank, T-0300, Grit Bldg., P Bldg. | Switch,Pressure-High | Switch |  | PSH | http://www.toronto.ca/TWONTO#pressure_switch
50092 | TAB-PLT-PSH-0422 | Switch, Pressure High, Grit Pump P-0422 Discharge, Grit Bldg., P Bldg. | TAB-PLT-P-0422 | Pump, Centrifugal, Submersible, Grit Tank, T-0400, Grit Bldg., P Bldg. | Switch,Pressure-High | Switch |  | PSH | http://www.toronto.ca/TWONTO#pressure_switch
50093 | TAB-PLT-PSH-0522 | Switch, Pressure High, Grit Pump P-0522 Discharge, Grit Bldg., P Bldg. | TAB-PLT-P-0522 | Pump, Centrifugal, Submersible, Grit Tank, T-0500, Grit Bldg., P Bldg. | Switch,Pressure-High | Switch |  | PSH | http://www.toronto.ca/TWONTO#pressure_switch
50094 | TAB-PLT-PSH-0622 | Switch, Pressure High, Grit Pump P-0622 Discharge, Grit Bldg., P Bldg. | TAB-PLT-P-0622 | Pump, Centrifugal, Submersible, Grit Tank, T-0600, Grit Bldg., P Bldg. | Switch,Pressure-High | Switch |  | PSH | http://www.toronto.ca/TWONTO#pressure_switch
50095 | TAB-PLT-PSL-1180 | Switch, Low Pressure, Odour Control | TAB-PLT-FN-1182 | Fan, Exhaust, | Switch,Pressure | Switch |  | PSL | http://www.toronto.ca/TWONTO#pressure_switch
50147 | TAB-PLT-SSL-1510 | Switch, Speed, Low, Submerged Conveyor, Grit Tank No. 15 | TAB-PLT-T-1501 | Grit Tank # 15 | Switch,Speed-Low | Switch |  | SSL | http://www.toronto.ca/TWONTO#speed_switch
50148 | TAB-PLT-SSL-1610 | Switch, Speed, Low, Submerged Conveyor, Grit Tank No. 16 | TAB-PLT-T-1601 | Grit Tank # 16 | Switch,Speed-Low | Switch |  | SSL | http://www.toronto.ca/TWONTO#speed_switch
50149 | TAB-PLT-SSL-4000 | Switch, Speed, Low, Grit Outloading Conveyor 4000, Conveyor Area | TAB-PLT-CV-3900 | Conveyor, Shaftless Spiral, Horizontal, Dewatering Area | Switch,Speed-Low | Switch |  | SSL | http://www.toronto.ca/TWONTO#speed_switch
50150 | TAB-PLT-SSL-4100 | Switch, Speed, Low, Grit Outloading Conveyor 4100, Conveyor Area | TAB-PLT-CV-4100 | Conveyor, Shaftless Spiral, Horizontal, Loading Bay | Switch,Speed-Low | Switch |  | SSL | http://www.toronto.ca/TWONTO#speed_switch
50152 | TAB-PLT-SSL-4400 | Switch, Speed, Low, Screenings Receiving Conveyor 4400, Conveyor Area | TAB-PLT-CV-4400 | Conveyor, Shaftless Spiral, Horizontal, Dewatering Area | Switch,Speed-Low | Switch |  | SSL | http://www.toronto.ca/TWONTO#speed_switch
50153 | TAB-PLT-SSL-4500 | Switch, Speed, Low, Screenings Receiving Conveyor 4500, Conveyor Area | TAB-PLT-CV-4500 | Conveyor, Shaftless Spiral, Horizontal, Dewatering Area | Switch,Speed-Low | Switch |  | SSL | http://www.toronto.ca/TWONTO#speed_switch
50154 | TAB-PLT-SSL-4800 | Switch, Speed, Low, Screenings Outloading Conveyor 4800, Conveyor Area | TAB-PLT-CV-4800 | Conveyor, Shaftless Spiral, Horizontal, Loading Bay | Switch,Speed-Low | Switch |  | SSL | http://www.toronto.ca/TWONTO#speed_switch
50155 | TAB-PLT-SSL-4900 | Switch, Speed, Low, Screenings Outloading Conveyor 4900, Conveyor Area | TAB-PLT-CV-4900 | Conveyor, Shaftless Spiral, Horizontal, Loading Bay | Switch,Speed-Low | Switch |  | SSL | http://www.toronto.ca/TWONTO#speed_switch
50156 | TAB-PLT-SSL-5000 | Switch, Speed, Low, Screenings Outloading Conveyor 4900, Conveyor Area | TAB-PLT-CV-5000 | Conveyor, Shaftless Spiral, Horizontal, Loading Bay | Switch,Speed-Low | Switch |  | SSL | http://www.toronto.ca/TWONTO#speed_switch
50157 | TAB-PLT-SSL-5100 | Switch, Speed, Low, Screenings Outloading Conveyor 4900, Conveyor Area | TAB-PLT-CV-5100 | Conveyor, Shaftless Spiral, Horizontal, Loading Bay | Switch,Speed-Low | Switch |  | SSL | http://www.toronto.ca/TWONTO#speed_switch
50539 | FCL-DCL-FSL-0001 | Switch, Flow, Low, Thermal, Sample to Before SO2 Analysers, Lab, Admin. Building | FCL-DCL | Sulphur Dioxide System | Switch | Switch |  | FSL | http://www.toronto.ca/TWONTO#flow_switch
50540 | FCL-DCL-FSL-0002 | Switch, Flow, Low, Thermal, Sample to After SO2 Analysers, Lab, Admin. Building | FCL-AFTER SO2 | FCL-AFTER SO2 Sampling | Switch | Switch |  | FSL | http://www.toronto.ca/TWONTO#flow_switch
50541 | FCL-DCL-FSL-0003A-SUS | Switch, Flow Low, Discharge, FCL-BEFORE SO2 Sample Pump 0001A, Sampling Pumps | FCL-SUSPENDED | Suspended entity | Switch,Flow-Low | Switch | 36427 | FSL | http://www.toronto.ca/TWONTO#flow_switch
50542 | FCL-DCL-FSL-0003B-SUS | Switch, Flow Low, Discharge, FCL-BEFORE SO2 Sample Pump 0001B, Sampling Pumps | FCL-DCL-P-0001B | Pump, Centrifugal, Sampling Before SO2, Decant Liquor, Sampling Pumps | Switch,Flow-Low | Switch | 36428 | FSL | http://www.toronto.ca/TWONTO#flow_switch
50543 | FCL-DCL-FSL-0004A-SUS | Switch, Flow Low, Discharge, FCL-AFTER SO2 Sample Pump 0002A, Sampling Pumps | FCL-SUSPENDED | Suspended entity | Switch,Flow-Low | Switch | 36429 | FSL | http://www.toronto.ca/TWONTO#flow_switch
50544 | FCL-DCL-FSL-0004B-SUS | Switch, Flow Low, Discharge, FCL-AFTER SO2 Sample Pump 0002B, Sampling Pumps | FCL-AFTER SO2 | FCL-AFTER SO2 Sampling | Switch,Flow-Low | Switch | 36430 | FSL | http://www.toronto.ca/TWONTO#flow_switch
50545 | FCL-DCL-FSL-0004B-SUS | Switch, Flow Low, Discharge, FCL-AFTER SO2 Sample Pump 0002B, Sampling Pumps | FCL-SUSPENDED | Suspended entity | Switch,Flow-Low | Switch | 36430 | FSL | http://www.toronto.ca/TWONTO#flow_switch
50551 | FCL-DCL-PSH-0101 | Switch, Pressure-High, Supply Header 1, Sulpher Dioxide System | FCL-DCL-SO-0101 | Sulphonator, Sulphur Dioxide System, Machine Room,Gaseous Chemical Building | Switch,Pressure-High | Switch |  | PSH | http://www.toronto.ca/TWONTO#pressure_switch
50553 | FCL-DCL-PSH-0202 | Switch, Pressure-High, Inlet, Evaporator 0201, Sulpher Dioxide System | FCL-DCL | Sulphur Dioxide System | Switch,Pressure-High | Switch |  | PSH | http://www.toronto.ca/TWONTO#pressure_switch
50555 | FCL-DCL-PSL-0101 | Switch, Pressure-Low, Supply Header 1, Sulpher Dioxide System | FCL-DCL | Sulphur Dioxide System | Switch,Pressure-Low | Switch |  | PSL | http://www.toronto.ca/TWONTO#pressure_switch
50556 | FCL-DCL-PSL-0102 | Switch, Pressure-Low, Outlet, Filter 0101, Sulpher Dioxide System | FCL-DCL | Sulphur Dioxide System | Switch,Pressure-Low | Switch |  | PSL | http://www.toronto.ca/TWONTO#pressure_switch
50557 | FCL-DCL-PSL-0201 | Switch, Pressure-Low, Supply Header 2, Sulpher Dioxide System | FCL-DCL | Sulphur Dioxide System | Switch,Pressure-Low | Switch |  | PSL | http://www.toronto.ca/TWONTO#pressure_switch
50558 | FCL-DCL-PSL-0201 | Switch, Pressure-Low, Supply Header 2, Sulpher Dioxide System | FCL-DCL-SO-0201 | Sulphonator, Sulphur Dioxide System, Machine Room,Gaseous Chemical Building | Switch,Pressure-Low | Switch |  | PSL | http://www.toronto.ca/TWONTO#pressure_switch
50559 | FCL-DCL-PSL-0202 | Switch, Pressure-Low, Outlet, Filter 0201, Sulpher Dioxide System | FCL-DCL-SO-0201 | Sulphonator, Sulphur Dioxide System, Machine Room,Gaseous Chemical Building | Switch,Pressure-Low | Switch |  | PSL | http://www.toronto.ca/TWONTO#pressure_switch
50560 | FCL-DCL-PSL-0301 | Switch, Pressure-Low, Supply Header 3, Sulpher Dioxide System | FCL-DCL-SO-0301 | Sulphonator, Sulphur Dioxide System, Machine Room,Gaseous Chemical Building | Switch,Pressure-Low | Switch |  | PSL | http://www.toronto.ca/TWONTO#pressure_switch
50561 | FCL-DCL-PSL-0302 | Switch, Pressure-Low, Outlet, Filter 0301, Sulpher Dioxide System | FCL-DCL | Sulphur Dioxide System | Switch,Pressure-Low | Switch |  | PSL | http://www.toronto.ca/TWONTO#pressure_switch
50562 | FCL-DCL-PSL-0506 | Switch, Pressure-Low, Outlet, Filter 0501, RMF Dechlorination,Machine Room,Gaseous Chemical Building | FCL-DCL-SO-0501 | Sulphonator, RMF Dechlorination, Machine Room,Gaseous Chemical Building | Switch,Pressure-Low | Switch |  | PSL | http://www.toronto.ca/TWONTO#pressure_switch
50667 | TAB-PLT-WSH-0341 | Switch,weight, High, Screen 0341 | TAB-PLT-SC-0341 | Bar Screen #3 | Switch,Weight-High | Switch |  | WSH | http://www.toronto.ca/TWONTO#weight_switch
50668 | TAB-PLT-WSH-0541? | Switch,weight, High, Screen 0541 | TAB-PLT-SC-0541? | Bar Screen #5 | Switch,Weight-High | Switch | 35892 | WSH | http://www.toronto.ca/TWONTO#weight_switch
50679 | TAB-PLTFSL-0381 | Switch, Flow Low, Plant Water, Screen SC-0380, P Bldg. | TAB-PLT-SC-0380 | Screen, Perforated Plate, Screen Area, P Bldg. | Switch,Flow-Low | Switch |  | PLTFSL | http://www.toronto.ca/TWONTO#flow_switch
50680 | TAB-POL-LSHH-2063 | Switch, Level High-High, Polymer Bldg, Basement | TAB-POL-P-2063 | Pump, Sump |  | Switch |  | LSHH | http://www.toronto.ca/TWONTO#level_switch
50686 | TAB-PRM- FSL-2100 | Switch ,Flow, Low, Seal Water to P-2100 | TAB-PRM-P-2100 | Pump, Scum, PST 1 & 2 | Switch,Flow | Switch |  |  | http://www.toronto.ca/TWONTO#flow_switch
50803 | TAB-PRM-FSL-2401 | Switch ,Flow, Low,Seal water to Scum Pump P-2401 | TAB-PRM-P-2401 | Pump, Positive Displacement , Primary Treatment, Scum Pumping, Primary Gallery | Switch,Flow | Switch |  | FSL | http://www.toronto.ca/TWONTO#flow_switch
50804 | TAB-PRM-FSL-2402 | Switch ,Flow, Low,Seal water to Scum Pump P-2402 | TAB-PRM-P-2402 | Pump, Positive Displacement , Primary Treatment, Scum Pumping, Primary Gallery | Switch,Flow | Switch |  | FSL | http://www.toronto.ca/TWONTO#flow_switch
50805 | TAB-PRM-FSL-2601 | Switch ,Flow, Low,Seal water to Scum Pump P-2601 | TAB-PRM-P-2601 | Pump, Scum | Switch,Flow | Switch |  | FSL | http://www.toronto.ca/TWONTO#flow_switch
50806 | TAB-PRM-FSL-2702 | Switch ,Flow, Low,Seal water to Scum Pump P-2702 | TAB-PRM-P-2702 | Pump, Scum | Switch,Flow | Switch |  | FSL | http://www.toronto.ca/TWONTO#flow_switch
50807 | TAB-PRM-FSL-3101 | Switch ,Flow, Low,Seal water to Pump-3101 | TAB-PRM-P-3101 | Pump, Raw Sludge | Switch,Flow | Switch |  | FSL | http://www.toronto.ca/TWONTO#flow_switch
50808 | TAB-PRM-FSL-3102 | Switch ,Flow, Low,Seal water to Pump-3102 | TAB-PRM-P-3102 | Pump, Raw Sludge | Switch,Flow | Switch |  | FSL | http://www.toronto.ca/TWONTO#flow_switch
50809 | TAB-PRM-FSL-3201 | Switch ,Flow, Low,Seal water to Pump-3201 | TAB-PRM-P-3201 | Pump, Raw Sludge | Switch,Flow | Switch |  | FSL | http://www.toronto.ca/TWONTO#flow_switch
50810 | TAB-PRM-FSL-3202 | Switch ,Flow, Low,Seal water to Pump-3202 | TAB-PRM-P-3202 | Pump, Raw Sludge | Switch,Flow | Switch |  | FSL | http://www.toronto.ca/TWONTO#flow_switch
50811 | TAB-PRM-FSL-3301 | Switch ,Flow, Low,Seal water to Pump-3301 | TAB-PRM-P-3301 | Pump, Raw Sludge | Switch,Flow | Switch |  | FSL | http://www.toronto.ca/TWONTO#flow_switch
50812 | TAB-PRM-FSL-3401 | Switch ,Flow, Low,Seal water to Pump-3401 | TAB-PRM-P-3401 | Pump, PRS from Primary Tank 0700, Primary Treatment, Sludge Pumping | Switch,Flow | Switch |  | FSL | http://www.toronto.ca/TWONTO#flow_switch
50813 | TAB-PRM-FSL-3402 | Switch ,Flow, Low,Seal water to Pump-3402 | TAB-PRM-P-3402 | Pump, PRS from Primary Tank 0700, Primary Treatment, Sludge Pumping | Switch,Flow | Switch |  | FSL | http://www.toronto.ca/TWONTO#flow_switch
50814 | TAB-PRM-FSL-3501 | Switch, Flow Low, Raw Sludge Pump P-3501 Seal Water Line, Primary Gallery | TAB-PRM-P-3501 | Pump, , PRS from Primary Tank 0800, Primary Treatment, Sludge Pumping | Valve,Knife Gate | Switch |  | FSL | http://www.toronto.ca/TWONTO#flow_switch
50815 | TAB-PRM-FSL-3502 | Switch, Flow Low, Raw Sludge Pump P-3502 Seal Water Line, Primary Gallery | TAB-PRM-P-3502 | Pump, , PRS from Primary Tank 0800, Primary Treatment, Sludge Pumping | Valve,Knife Gate | Switch |  | FSL | http://www.toronto.ca/TWONTO#flow_switch
50816 | TAB-PRM-FSL-3601? | Switch ,Flow, Low,Seal water to Pump-3601 | TAB-SUSPENDED ENTITY | Suspended entities | Switch,Flow | Switch | 34198 | FSL | http://www.toronto.ca/TWONTO#flow_switch
50817 | TAB-PRM-FSL-3602 | Switch, Flow Low, Raw Sludge Pump P-3602 Seal Water Line, Primary Gallery | TAB-PRM-P-3601 | Pump, Centrifugal, PRS from Primary Tank 0900, Primary Treatment, Sludge Pumping | Switch,Flow-Low | Switch |  | FSL | http://www.toronto.ca/TWONTO#flow_switch
50818 | TAB-PRM-FSL-3702 | Switch ,Flow, Low,Seal water to Pump-3702 | TAB-PRM-P-3702 | Pump, Raw Sludge | Switch,Flow | Switch |  | FSL | http://www.toronto.ca/TWONTO#flow_switch
50819 | TAB-PRM-FSL-3902 | Switch ,Flow, Low,Seal water to Pump P-3902 | TAB-PRM-P-3902 | Pump, Raw Sludge | Switch,Flow | Switch |  | FSL | http://www.toronto.ca/TWONTO#flow_switch
50820 | TAB-PRM-FSL-4100 | Switch,Flow,Low | TAB-PRM-P-4100 | Pump, Density, Primary Sludge Line2 | Switch,Flow-Low | Switch |  | FSL | http://www.toronto.ca/TWONTO#flow_switch
50821 | TAB-PRM-FSL-5001 | Switch ,Flow, Low,Hot Water Recirculation , Scum Hopper T-2100 | TAB-PRM-T-2100 | Hopper, Scum - Primary Tank 1-2 | Switch,Flow | Switch |  | FSL | http://www.toronto.ca/TWONTO#flow_switch
50822 | TAB-PRM-FSL-5005 | Switch ,Flow, Low,Hot Water Return, Scum Hopper T-2500 | TAB-PRM-T-2500 | Hopper, Primary Tanks 7-9 Scum | Switch,Flow | Switch | 34241 | FSL | http://www.toronto.ca/TWONTO#flow_switch
50823 | TAB-PRM-FSL-5006 | Switch ,Flow, Low,Hot water to Tank -T-2600 | TAB-PRM-T-2600 | D Building - Hopper, Scum | Switch,Flow | Switch |  | FSL | http://www.toronto.ca/TWONTO#flow_switch
50824 | TAB-PRM-FSL-6502 | Switch ,Flow, Low,Seal Water injection to Scum Pump 2200 | TAB-PRM-T-2200 | Hopper Scum - Primary Tank 3-4 | Switch,Flow | Switch |  | FSL | http://www.toronto.ca/TWONTO#flow_switch
50825 | TAB-PRM-FSL-6503 | Switch ,Flow, Low,Water injection to Scum Pump 2300 | TAB-PRM-P-2301 | Pump, Hot Water Recirculating | Switch,Flow | Switch |  | FSL | http://www.toronto.ca/TWONTO#flow_switch
50826 | TAB-PRM-FSL-6504 | Switch ,Flow, Low,Flushing water to Scum Pump-P-2402 | TAB-PRM-P-2402 | Pump, Positive Displacement , Primary Treatment, Scum Pumping, Primary Gallery | Switch,Flow | Switch |  | FSL | http://www.toronto.ca/TWONTO#flow_switch
50827 | TAB-PRM-FSL-6506 | Switch ,Flow, Low,Flushing water to Pump-P-2502 | TAB-SUSPENDED ENTITY | Suspended entities | Switch,Flow | Switch | 34242 | FSL | http://www.toronto.ca/TWONTO#flow_switch
50828 | TAB-PRM-FSL-6508 | Switch ,Flow, Low,Flushing water to Pump-P-2601 | TAB-PRM-P-2601 | Pump, Scum | Switch,Flow | Switch |  | FSL | http://www.toronto.ca/TWONTO#flow_switch
50829 | TAB-PRM-FSL-6509 | Switch ,Flow, Low, Flushing water to Pump-P-2602 | TAB-PRM-P-2602 | Pump, Scum | Switch,Flow | Switch |  | FSL | http://www.toronto.ca/TWONTO#flow_switch
50830 | TAB-PRM-FSL-7001 | Switch ,Flow, Low,Exhaust Air, FN7001 | TAB-PRM-T-2100 | Hopper, Scum - Primary Tank 1-2 | Switch,Flow | Switch |  | FSL | http://www.toronto.ca/TWONTO#flow_switch
50831 | TAB-PRM-FSL-7002 | Switch ,Flow, Low,Exhaust Air, FN7002 | TAB-PRM-T-2200 | Hopper Scum - Primary Tank 3-4 | Switch,Flow | Switch |  | FSL | http://www.toronto.ca/TWONTO#flow_switch
50832 | TAB-PRM-FSL-7004 | Switch ,Flow, Low, Exhaust Fan- FN-7004 | TAB-PRM-FN-7004 | Fan, Exhaust (Primary Scum Air Process) NEF -26 | Switch,Flow | Switch |  | FSL | http://www.toronto.ca/TWONTO#flow_switch
50833 | TAB-PRM-FSL-7007 | Switch ,Flow, Low, Exhaust Fan- FN-7007 | TAB-PRM-FN-7007 | Fan, Exhaust (Primary Scum Air Process) | Switch,Flow | Switch |  | FSL | http://www.toronto.ca/TWONTO#flow_switch
50859 | TAB-PRM-LSH-0211 | Switch, Level High, Polymer Mix/Hold Tank T-0210, Polymer Room, Old Screen Bldg., P Bldg. | TAB-PRM-T-0210 | Tank, Polymer Mix/Hold, Tank, Polymer Room, Old Screen Bldg., P Bldg. | Switch,Level-High | Switch |  | LSH | http://www.toronto.ca/TWONTO#level_switch
50860 | TAB-PRM-LSH-0221 | Switch, Level High, Polymer Mix/Hold Tank T-0220, Polymer Room, Old Screen Bldg., P Bldg. | TAB-PRM-T-0220 | Tank, Polymer Mix/Hold, Tank, Polymer Room, Old Screen Bldg., P Bldg. | Switch,Level-High | Switch |  | LSH | http://www.toronto.ca/TWONTO#level_switch
50861 | TAB-PRM-LSH-0452 | Switch, Level High, Coagulant Tank Storage Containment Area No.1, Grit Bldg., P Bldg. | TAB-PRM-T-0410 | Tank, Coagulant, CEPT Coagulant Dosing System, Grit Bldg., P Bldg. | Switch,Level-High | Switch |  | LSH | http://www.toronto.ca/TWONTO#level_switch
50863 | TAB-PRM-LSHH-0422 | Switch, Level High High, CEPT Coagulant Tank T-0420, Grit Bldg., P Bldg. | TAB-PRM-T-0420 | Tank, Coagulant, CEPT Coagulant Dosing System, Grit Bldg., P Bldg. | Switch,Level-High-High | Switch |  | LSHH | http://www.toronto.ca/TWONTO#level_switch
50864 | TAB-PRM-LSHH-0462 | Switch, Level High,High, Coagulant Tank Storage Containment Area No.2, Grit Bldg., P Bldg. | TAB-PRM-T-0430 | Tank, Coagulant, CEPT Coagulant Dosing System, Grit Bldg., P Bldg. | Switch,Level-High-High | Switch |  | LSHH | http://www.toronto.ca/TWONTO#level_switch
50865 | TAB-PRM-LSHH-0521 | Switch, Level High High, Coagulant Tank Storage Containment Area No.2 Sump, Grit Bldg., P Bldg. | TAB-PRM-P-0520 | Pump, Submersible, Portable, Sump, Coagulant Tank Containment Area No. 2, Grit Bldg., P Bldg. | Switch,Level-High-High | Switch |  | LSHH | http://www.toronto.ca/TWONTO#level_switch
50867 | TAB-PRM-LSHH-8069 | Switch, Level High-High, Primary Tanks, P.S #2, Basement, Sludge Pump Room | TAB-PRM-P-8069 | Pump, Sump |  | Switch |  | LSHH | http://www.toronto.ca/TWONTO#level_switch
50868 | TAB-PRM-LSL-0211 | Switch, Level Low, Polymer Mix/Hold Tank T-0210, Polymer Room, Old Screen Bldg., P Bldg. | TAB-PRM-T-0210 | Tank, Polymer Mix/Hold, Tank, Polymer Room, Old Screen Bldg., P Bldg. | Switch,Level-Low | Switch |  | LSL | http://www.toronto.ca/TWONTO#level_switch
50928 | TAB-PRM-PSH-0311 | Switch, Pressure High, Polymer Feed Pump P-0310, Polymer Room, Old Screen Bldg., P Bldg. | TAB-PRM-P-0310 | Pump, Polymer Feed, Positive Displacement, Polymer Room, Old Screen Bldg., P Bldg. | Switch,Pressure-High | Switch |  | PSH | http://www.toronto.ca/TWONTO#pressure_switch
50929 | TAB-PRM-PSH-0361 | Switch, Pressure High, Polymer Feed Pump P-0360, Polymer Room, Old Screen Bldg., P Bldg. | TAB-PRM-P-0360 | Pump, Polymer Feed, Positive Displacement, Polymer Room, Old Screen Bldg., P Bldg. | Switch,Pressure-High | Switch |  | PSH | http://www.toronto.ca/TWONTO#pressure_switch
50930 | TAB-PRM-PSH-2200 | Switch Pressure,High,Scum Pump-2200 | TAB-PRM-P-2200 | Pump, Scum, PST 3 & 4 | Switch,Pressure | Switch |  | PSH | http://www.toronto.ca/TWONTO#pressure_switch
50931 | TAB-PRM-PSH-2300 | Switch Pressure,High,Scum Pump-2300 | TAB-PRM-P-2300 | Pump, Scum, PST 5 & 6 | Switch,Pressure | Switch |  | PSH | http://www.toronto.ca/TWONTO#pressure_switch
50932 | TAB-PRM-PSH-2402 | Switch Pressure,High, Scum Pump-2402 Discharge | TAB-PRM-P-2402 | Pump, Positive Displacement , Primary Treatment, Scum Pumping, Primary Gallery | Switch,Pressure | Switch |  | PSH | http://www.toronto.ca/TWONTO#pressure_switch
50934 | TAB-PRM-PSH-2501? | Switch Pressure,High, Pump-2501 Discharge | TAB-PRM-P-2501? | Pump, Scum | Switch,Pressure | Switch | 34233 | PSH | http://www.toronto.ca/TWONTO#pressure_switch
50935 | TAB-PRM-PSH-2501? | Switch Pressure,High, Pump-2501 Discharge | TAB-SUSPENDED ENTITY | Suspended entities | Switch,Pressure | Switch | 34233 | PSH | http://www.toronto.ca/TWONTO#pressure_switch
50936 | TAB-PRM-PSH-2502? | Switch Pressure,High, Pump-2502 Discharge | TAB-PRM-P-2502? | Pump, Scum | Switch,Pressure | Switch | 34234 | PSH | http://www.toronto.ca/TWONTO#pressure_switch
50937 | TAB-PRM-PSH-2602 | Switch Pressure,High, Pump-2602 Discharge | TAB-PRM-P-2602 | Pump, Scum | Switch,Pressure | Switch |  | PSH | http://www.toronto.ca/TWONTO#pressure_switch
50938 | TAB-PRM-PSH-2701 | Switch Pressure,High, Pump-2701 Discharge | TAB-PRM-P-2701 | Pump, Scum | Switch,Pressure | Switch |  | PSH | http://www.toronto.ca/TWONTO#pressure_switch
50939 | TAB-PRM-PSL-0111 | Switch, Pressure Low, Water to Polymer Make Up Tank T-0110, Polymer Room, Old Screen Bldg., P Bldg. | TAB-PRM-T-0110 | Tank, Polymer Make-Up, Polymer Room, Old Screen Bldg., P Bldg. | Switch,Pressure-Low | Switch |  | PSL | http://www.toronto.ca/TWONTO#pressure_switch
50940 | TAB-PRM-PSL-0112 | Switch, Pressure Differential, Water to Tank T-0110, Polymer Room, Old Screen Bldg., P Bldg. | TAB-PRM-T-0110 | Tank, Polymer Make-Up, Polymer Room, Old Screen Bldg., P Bldg. | Switch,Pressure-Low | Switch |  | PSL | http://www.toronto.ca/TWONTO#pressure_switch
50941 | TAB-PRM-PSL-2401 | Switch Pressure,Low, Pump-2401 Suction | TAB-PRM-P-2401 | Pump, Positive Displacement , Primary Treatment, Scum Pumping, Primary Gallery | Switch,Pressure | Switch |  | PSL | http://www.toronto.ca/TWONTO#pressure_switch
50943 | TAB-PRM-PSL-2501? | Switch Pressure,Low, Pump P-2501 Suction | TAB-PRM-P-2501? | Pump, Scum | Switch,Pressure | Switch | 34236 | PSL | http://www.toronto.ca/TWONTO#pressure_switch
50944 | TAB-PRM-PSL-2501? | Switch Pressure,Low, Pump P-2501 Suction | TAB-SUSPENDED ENTITY | Suspended entities | Switch,Pressure | Switch | 34236 | PSL | http://www.toronto.ca/TWONTO#pressure_switch
50946 | TAB-PRM-PSL-2502? | Switch Pressure,Low, Pump-2502 Suction | TAB-PRM-P-2502? | Pump, Scum | Switch,Pressure | Switch | 34235 | PSL | http://www.toronto.ca/TWONTO#pressure_switch
50947 | TAB-PRM-PSL-2502? | Switch Pressure,Low, Pump-2502 Suction | TAB-SUSPENDED ENTITY | Suspended entities | Switch,Pressure | Switch | 34235 | PSL | http://www.toronto.ca/TWONTO#pressure_switch
50948 | TAB-PRM-PSL-2601 | Switch , Low Pressure, Pump P-2601Suction | TAB-PRM-P-2601 | Pump, Scum | Switch,Pressure | Switch |  | PSL | http://www.toronto.ca/TWONTO#pressure_switch
50949 | TAB-PRM-PSL-2602 | Switch Pressure,Low, Pump-2602 Suction | TAB-PRM-P-2602 | Pump, Scum | Switch,Pressure | Switch |  | PSL | http://www.toronto.ca/TWONTO#pressure_switch
50950 | TAB-PRM-PSL-2702 | Switch Pressure,Low,Suction side of Pump-2701 | TAB-PRM-P-2702 | Pump, Scum | Switch,Pressure | Switch |  | PSL | http://www.toronto.ca/TWONTO#pressure_switch
50951 | TAB-PRM-PSL-3401 | Switch, Pressure Low, Primary Sludge, Pump P-3401 Suction, Primary Tank, T-0700 Gallery | TAB-PRM-P-3401 | Pump, PRS from Primary Tank 0700, Primary Treatment, Sludge Pumping | Switch,Pressure-Low | Switch |  | PSL | http://www.toronto.ca/TWONTO#pressure_switch
50952 | TAB-PRM-PSL-3501 | Switch, Pressure Low, Primary Sludge, Pump P-3501 Suction, Primary Tank, T-0800 Gallery | TAB-PRM-P-3501 | Pump, , PRS from Primary Tank 0800, Primary Treatment, Sludge Pumping | Valve,Knife Gate | Switch |  | PSL | http://www.toronto.ca/TWONTO#pressure_switch
50953 | TAB-PRM-PSL-3601 | Switch, Pressure Low, Primary Sludge, Pump P-3601 Suction, Primary Tank, T-0900 Gallery | TAB-PRM-P-3601 | Pump, Centrifugal, PRS from Primary Tank 0900, Primary Treatment, Sludge Pumping | Switch,Pressure-Low | Switch |  | PSL | http://www.toronto.ca/TWONTO#pressure_switch
50954 | TAB-PRM-PSL-4301 | Switch Pressure,Low,Grinder Inlet side, | TAB-PRM-GDR-4300 | Grinder, Primary Sludge Line | Switch,Pressure | Switch |  | PSL | http://www.toronto.ca/TWONTO#pressure_switch
50955 | TAB-PRM-PSL-7001 | Switch Pressure,Low ,Exhaust Fan FN-7002 | TAB-PRM-T-2100 | Hopper, Scum - Primary Tank 1-2 | Switch,Pressure | Switch |  | PSL | http://www.toronto.ca/TWONTO#pressure_switch
50956 | TAB-PRM-PSL-7003 | Switch Pressure,Low ,Exhaust Fan-FN7003 | TAB-PRM-T-2300 | Hopper, Scum - Primary Tank 5-6 | Switch,Pressure | Switch |  | PSL | http://www.toronto.ca/TWONTO#pressure_switch
50988 | TAB-PRM-TSH-0310 | Switch, Temperature High, Polymer Feed Pump P-0310, Polymer Room, Old Screen Bldg., P Bldg. | TAB-PRM-P-0310 | Pump, Polymer Feed, Positive Displacement, Polymer Room, Old Screen Bldg., P Bldg. | Switch,Temperature-High | Switch |  | TSH | http://www.toronto.ca/TWONTO#temperature_switch
50989 | TAB-PRM-TSH-0320 | Switch, Temperature High, Polymer Feed Pump P-0320, Polymer Room, Old Screen Bldg., P Bldg. | TAB-PRM-P-0320 | Pump, Polymer Feed, Positive Displacement, Polymer Room, Old Screen Bldg., P Bldg. | Switch,Temperature-High | Switch |  | TSH | http://www.toronto.ca/TWONTO#temperature_switch
50990 | TAB-PRM-TSH-0330 | Switch, Temperature High, Polymer Feed Pump P-0330, Polymer Room, Old Screen Bldg., P Bldg. | TAB-PRM-P-0330 | Pump, Polymer Feed, Positive Displacement, Polymer Room, Old Screen Bldg., P Bldg. | Switch,Temperature-High | Switch |  | TSH | http://www.toronto.ca/TWONTO#temperature_switch
50991 | TAB-PRM-TSH-0340 | Switch, Temperature High, Polymer Feed Pump P-0340, Polymer Room, Old Screen Bldg., P Bldg. | TAB-PRM-P-0340 | Pump, Polymer Feed, Positive Displacement, Polymer Room, Old Screen Bldg., P Bldg. | Switch,Temperature-High | Switch |  | TSH | http://www.toronto.ca/TWONTO#temperature_switch
51533 | TAB-PRS-LS-0712 | Switch, Level, Ferrous Chloride, Tank T-0710, Grit Bldg., P Bldg. | TAB-PRS-T-0710 | Tank, Coagulant, Phosphorus Removal System, Grit Bldg., P Bldg. | Switch,Level | Switch |  | LS | http://www.toronto.ca/TWONTO#level_switch
51534 | TAB-PRS-LS-8100 | Switch, Level,Sump Pit | TAB-PRS-P-8100 | Pump, Sump, GX3003A | Switch,Level | Switch |  | LS | http://www.toronto.ca/TWONTO#level_switch
51535 | TAB-PRS-LSH-0100 | Switch, Level-High, Strainers and Loading Room Transfer Skid Containment, Truck Unloading | TAB-PRS-V-FECL2 | Ferrous Chloride Filters & Valves - Chemical Unloading Station | Switch,Level-High | Switch |  | LSH | http://www.toronto.ca/TWONTO#level_switch
51536 | TAB-PRS-LSH-0411 | Switch, Level High, Sanitary Sump | TAB-PRS-P-0411 | Pump, Submersible, Sanitary Sump , PRS Building Basement | Switch,Level-High | Switch |  | LSH | http://www.toronto.ca/TWONTO#level_switch
51537 | TAB-PRS-LSH-0413 | Switch, Level High, Sanitary Sump | TAB-PRS-P-0413 | Pump, Submersible, Sanitary Sump , Middle of the 'J' tunnel between PRS Building and RAS gallery | Switch,Level-High | Switch |  | LSH | http://www.toronto.ca/TWONTO#level_switch
51538 | TAB-PRS-LSH-0721 | Switch, Level High, Phosphorus Removal Storage Containment Area, Grit Bldg., P Bldg. | TAB-PRS-T-2001 | Tank, Ferrous Chloride Storage, Grit Bldg, P Bldg | Switch,Level-High | Switch |  | LSH | http://www.toronto.ca/TWONTO#level_switch
51539 | TAB-PRS-LSH-2001 | Switch, Level-High, Chemical Storage Tank Containment, East Chemical Storage Tanks | TAB-PRS-T-FECL2 | Ferrous Chloride Tanks & Valves | Switch,Level-High | Switch |  | LSH | http://www.toronto.ca/TWONTO#level_switch
51540 | TAB-PRS-LSHH-0411 | Switch, Level High,High, Sanitary Sump | TAB-PRS-P-0411 | Pump, Submersible, Sanitary Sump , PRS Building Basement | Switch,Level-High-High | Switch |  | LSHH | http://www.toronto.ca/TWONTO#level_switch
51541 | TAB-PRS-LSHH-8100 | Switch, Level High-High, Chemical Gallery, Center-East Sump | TAB-PRS-P-8100 | Pump, Sump, GX3003A |  | Switch |  | LSHH | http://www.toronto.ca/TWONTO#level_switch
51542 | TAB-PRS-LSHH-8101A | Switch, Level High-High, Chemical Gallery, Main Sump | TAB-PRS-P-8101 | Pump, Sump |  | Switch |  | LSHH | http://www.toronto.ca/TWONTO#level_switch
51543 | TAB-PRS-LSHL-0994 | Swtich, Level, High-High Low-Low, Ferrous Chloride Day Tank, Ferrous Chloride Room | TAB-PRS-T-0990 | Tank, Ferrous Chloride, D Building | Switch,Level-High-High | Switch |  | LSHL | http://www.toronto.ca/TWONTO#level_switch
51544 | TAB-PRS-LSL-0401 | Switch, Level-Low, Containment Sump | TAB-PRS-T-0401 | Containment Sump, Miscellaneous Process | Switch,Level-Low | Switch |  | LSL | http://www.toronto.ca/TWONTO#level_switch
51545 | TAB-PRS-LSL-0411 | Switch, Level Low, Sanitary Sump | TAB-PRS-P-0411 | Pump, Submersible, Sanitary Sump , PRS Building Basement | Switch,Level-Low | Switch |  | LSL | http://www.toronto.ca/TWONTO#level_switch
51546 | TAB-PRS-LSL-0413 | Switch, Level Low, Sanitary Sump | TAB-PRS-P-0413 | Pump, Submersible, Sanitary Sump , Middle of the 'J' tunnel between PRS Building and RAS gallery | Switch,Level-Low | Switch |  | LSL | http://www.toronto.ca/TWONTO#level_switch
51547 | TAB-PRS-LSL-1002 | Switch,Level -Low,Ferrous Chloride,Tank 1001 | TAB-PRS-T-0990 | Tank, Ferrous Chloride, D Building | Switch,Level | Switch | 34509 | LSL | http://www.toronto.ca/TWONTO#level_switch
51649 | TAB-PRS-PSH-0301 | Switch,Pressure,High,Pump 0301 | TAB-PRS-P-0301 | Pump, Transfer, Chemical Gallery to D Building | Switch,Pressure | Switch |  | PSH | http://www.toronto.ca/TWONTO#pressure_switch
51650 | TAB-PRS-PSH-0302 | Switch,Pressure,High,Pump 0302 | TAB-PRS-P-0302 | Pump, Transfer, Chemical Gallery to P Building | Switch,Pressure | Switch |  | PSH | http://www.toronto.ca/TWONTO#pressure_switch
51651 | TAB-PRS-PSH-0401 | Switch, Pressure-High, Containment Sump | TAB-PRS-P-0401 | Pump, Sump, Containment Sump | Switch,Pressure-High | Switch |  | PSH | http://www.toronto.ca/TWONTO#pressure_switch
51652 | TAB-PRS-PSH-1003 | Switch, Pressure-High, Chemical Discharge, Rail Car Unloading | TAB-PRS-C | Air Compressors & Receiver/ Unloading Station | Switch,Pressure-High | Switch |  | PSH | http://www.toronto.ca/TWONTO#pressure_switch
51653 | TAB-PRS-PSH-1003 | Switch, Pressure-High, Chemical Discharge, Rail Car Unloading | TAB-PRS-V-FECL2 | Ferrous Chloride Filters & Valves - Chemical Unloading Station | Switch,Pressure-High | Switch |  | PSH | http://www.toronto.ca/TWONTO#pressure_switch
51654 | TAB-PRS-PSH-3010 | Switch, Pressure-High, Chemical Dosing Pump, Secondary Dosing | TAB-PRS-P-3010 | Pump, Chemical Dosing, Secondary Dosing | Switch,Pressure-High | Switch |  | PSH | http://www.toronto.ca/TWONTO#pressure_switch
51655 | TAB-PRS-PSH-3040 | Switch, Pressure-High, Chemical Dosing Pump, Secondary Dosing | TAB-PRS-P-3040 | Pump, Chemical Dosing, Secondary Dosing | Switch,Pressure-High | Switch |  | PSH | http://www.toronto.ca/TWONTO#pressure_switch
51656 | TAB-PRS-PSH-3110 | Switch, Pressure-High,Chemical Dosing Pump, Secondary Dosing | TAB-PRS-P-3110 | Pump, Chemical Dosing, Secondary Dosing | Switch,Pressure-High | Switch |  | PSH | http://www.toronto.ca/TWONTO#pressure_switch
51657 | TAB-PRS-PSH-3320 | Switch, Pressure-High, Chemical Dosing Pump, Secondary Dosing | TAB-PRS-P-3320 | Pump, Chemical Dosing, Secondary Dosing | Switch,Pressure-High | Switch |  | PSH | http://www.toronto.ca/TWONTO#pressure_switch
51658 | TAB-PRS-PSH-3330 | Switch, Pressure-High, Chemical Dosing Pump, Secondary Dosing | TAB-PRS-P-3330 | Pump, Chemical Dosing, Secondary Dosing | Switch,Pressure-High | Switch |  | PSH | http://www.toronto.ca/TWONTO#pressure_switch
51659 | TAB-PRS-PSH-4010 | Switch, Pressure-High, Primary Transfer Pump | TAB-PRS-P-4010 | Pump, Primary Transfer | Switch,Pressure-High | Switch |  | PSH | http://www.toronto.ca/TWONTO#pressure_switch
51660 | TAB-PRS-PSH-4030 | Switch, Pressure-High, Primary Transfer Pump | TAB-PRS-P-4030 | Pump, Primary Transfer | Switch,Pressure-High | Switch |  | PSH | http://www.toronto.ca/TWONTO#pressure_switch
51661 | TAB-PRS-PSL-3020 | Switch, Pressure-Low, Chemical Dosing Pump, Secondary Dosing | TAB-PRS-P-3020 | Pump, Chemical Dosing, Secondary Dosing | Switch,Pressure-Low | Switch |  | PSL | http://www.toronto.ca/TWONTO#pressure_switch
51662 | TAB-PRS-PSL-3030 | Switch, Pressure-Low, Chemical Dosing Pump, Secondary Dosing | TAB-PRS-P-3030 | Pump, Chemical Dosing, Secondary Dosing | Switch,Pressure-Low | Switch |  | PSL | http://www.toronto.ca/TWONTO#pressure_switch
51663 | TAB-PRS-PSL-3040 | Switch, Pressure-Low, Chemical Dosing Pump, Secondary Dosing | TAB-PRS-P-3040 | Pump, Chemical Dosing, Secondary Dosing | Switch,Pressure-Low | Switch |  | PSL | http://www.toronto.ca/TWONTO#pressure_switch
51664 | TAB-PRS-PSL-3110 | Switch, Pressure-Low,Chemical Dosing Pump, Secondary Dosing | TAB-PRS-P-3110 | Pump, Chemical Dosing, Secondary Dosing | Switch,Pressure-Low | Switch |  | PSL | http://www.toronto.ca/TWONTO#pressure_switch
51665 | TAB-PRS-PSL-3120 | Switch, Pressure-Low,Chemical Dosing Pump, Secondary Dosing | TAB-PRS-P-3120 | Pump, Chemical Dosing, Secondary Dosing | Switch,Pressure-Low | Switch |  | PSL | http://www.toronto.ca/TWONTO#pressure_switch
51666 | TAB-PRS-PSL-3210 | Switch, Pressure-Low, Chemical Dosing Pump, Secondary Dosing | TAB-PRS-P-3210 | Pump, Chemical Dosing, Secondary Dosing | Switch,Pressure-Low | Switch |  | PSL | http://www.toronto.ca/TWONTO#pressure_switch
51667 | TAB-PRS-PSL-3220 | Switch, Pressure-Low, Chemical Dosing Pump, Secondary Dosing | TAB-PRS-P-3220 | Pump, Chemical Dosing, Secondary Dosing | Switch,Pressure-Low | Switch |  | PSL | http://www.toronto.ca/TWONTO#pressure_switch
51668 | TAB-PRS-PSL-3230 | Switch, Pressure-Low, Chemical Dosing Pump, Secondary Dosing | TAB-PRS-P-3230 | Pump, Chemical Dosing, Secondary Dosing | Switch,Pressure-Low | Switch |  | PSL | http://www.toronto.ca/TWONTO#pressure_switch
51669 | TAB-PRS-PSL-3240 | Switch, Pressure-Low, Chemical Dosing Pump, Secondary Dosing | TAB-PRS-P-3240 | Pump, Chemical Dosing, Secondary Dosing | Switch,Pressure-Low | Switch |  | PSL | http://www.toronto.ca/TWONTO#pressure_switch
51670 | TAB-PRS-PSL-3310 | Switch, Pressure-Low, Chemical Dosing Pump, Secondary Dosing | TAB-PRS-P-3310 | Pump, Chemical Dosing, Secondary Dosing | Switch,Pressure-Low | Switch |  | PSL | http://www.toronto.ca/TWONTO#pressure_switch
51671 | TAB-PRS-PSL-3330 | Switch, Pressure-Low, Chemical Dosing Pump, Secondary Dosing | TAB-PRS-P-3330 | Pump, Chemical Dosing, Secondary Dosing | Switch,Pressure-Low | Switch |  | PSL | http://www.toronto.ca/TWONTO#pressure_switch
51672 | TAB-PRS-PSL-4010 | Switch, Pressure-Low, Primary Transfer Pump | TAB-PRS-P-4010 | Pump, Primary Transfer | Switch,Pressure-Low | Switch |  | PSL | http://www.toronto.ca/TWONTO#pressure_switch
51673 | TAB-PRS-PSL-4020 | Switch, Pressure-Low, Primary Transfer Pump | TAB-PRS-P-4020 | Pump, Primary Transfer | Switch,Pressure-Low | Switch |  | PSL | http://www.toronto.ca/TWONTO#pressure_switch
51738 | FCL-DEW-LSH-0001 | Switch, Level, High, Raw Water Dewatering Pump Dry Pit | FCL-DEW | Dewatering | Switch,Level-High | Switch |  | LSH | http://www.toronto.ca/TWONTO#level_switch
51739 | FCL-DEW-LSH-0002 | Switch, Level, High, Treated Water Dewatering Pump Dry Pit | FCL-DEW | Dewatering | Switch,Level-High | Switch |  | LSH | http://www.toronto.ca/TWONTO#level_switch
51740 | FCL-DEW-LSH-0003 | Switch, Level, High, Pre-Treatment Dewatering Pump Dry Pit | FCL-DEW | Dewatering | Switch,Level-High | Switch |  | LSH | http://www.toronto.ca/TWONTO#level_switch
51741 | FCL-DEW-LSH-0003 | Switch, Level, High, Pre-Treatment Dewatering Pump Dry Pit | FCL-DEW-SED | Sedimentation Area Dewatering | Switch,Level-High | Switch |  | LSH | http://www.toronto.ca/TWONTO#level_switch
51742 | FCL-DEW-LSH-0005 | Switch, Level High, Wet Well Tank, Dewatering & Sump Pumps@Settling Tanks | FCL-DEW | Dewatering | Switch,Level-High | Switch |  | LSH | http://www.toronto.ca/TWONTO#level_switch
51743 | FCL-DEW-LSH-0201 | Switch, Level, High, Treated Water Process Dewatering Pit T-0201 | FCL-DEW-RW | Raw water Area Dewatering | Switch,Level-High | Switch |  | LSH | http://www.toronto.ca/TWONTO#level_switch
51744 | FCL-DEW-LSH-0601 | Switch, Level, High , Treated Water Area Dewatering Pit T-0601 | FCL-DEW-RW | Raw water Area Dewatering | Switch,Level-High | Switch |  | LSH | http://www.toronto.ca/TWONTO#level_switch
51745 | FCL-DEW-LSHH-0401 | Switch, Level, High High, Raw Water Area Dewatering Pit T-0401 | FCL-DEW-RW | Raw water Area Dewatering | Switch,Level-High-High | Switch |  | LSHH | http://www.toronto.ca/TWONTO#level_switch
51746 | FCL-DEW-LSL-0201 | Switch, Level, Low, Treated Water Process Dewatering Pit T-0201 | FCL-DEW-RW | Raw water Area Dewatering | Switch,Level-High | Switch |  | LSL | http://www.toronto.ca/TWONTO#level_switch
51747 | FCL-DEW-LSLL-0501 | Switch, Level, Low Low, Pre-Treatment Area Dewatering Pit T-0501 | FCL-DEW-RW | Raw water Area Dewatering | Switch,Level-High | Switch |  | LSLL | http://www.toronto.ca/TWONTO#level_switch
51748 | FCL-DEW-LSLL-0601 | Switch, Level, Low Low, Treated Water Area Dewatering Pit T-0601 | FCL-DEW-RW | Raw water Area Dewatering | Switch,Level-High | Switch |  | LSLL | http://www.toronto.ca/TWONTO#level_switch
52071 | TAB-PRS-ZSL-0116 | Switch, Valve Position Closed, Truck Unloading Drain Valve | TAB-PRS-V-0116? | Valve, Inlet Immediate from Rail Car #3 | Switch,Position-Low | Switch | 46108 | ZSL | http://www.toronto.ca/TWONTO#position_switch
52072 | TAB-PRS-ZSL-0117 | Switch, Valve Position Closed, Truck Unloading Drain Valve | TAB-PRS-V-0117 | Valve, Ball, Drain, Truck Unloading line | Switch,Position-Low | Switch |  | ZSL | http://www.toronto.ca/TWONTO#position_switch
52161 | TAB-PWA-LS-5144 | Switch, Level | TAB-PWA-P-5144 | Pump, Sanitary Sump | Switch,Level | Switch |  | LS | http://www.toronto.ca/TWONTO#level_switch
52162 | TAB-PWA-LSH-5121 | Switch,Level High,Washwater Sump, Plant Water Pumping | TAB-PWA-P-5120 | Pump,Submersible,Washwater Sump, Plant Water Pumping | Switch,Level-High | Switch |  | LSH | http://www.toronto.ca/TWONTO#level_switch
52163 | TAB-PWA-LSH-5142 | Switch, Level,High | TAB-PWA-P-5142 | Pump, Sump | Switch,Level | Switch |  | LSH | http://www.toronto.ca/TWONTO#level_switch
52164 | TAB-PWA-LSH-5143 | Switch, Level,High | TAB-PWA-P-5143 | Pump, Sump | Switch,Level | Switch |  | LSH | http://www.toronto.ca/TWONTO#level_switch
52165 | TAB-PWA-LSH-5145 | Switch, Level High, Plant Water Bldg, Main Floor, East Sump | TAB-PWA-P-5145 | Pump, Sanitary Sump | Switch,Level | Switch |  | LSH | http://www.toronto.ca/TWONTO#level_switch
52166 | TAB-PWA-LSH-5148 | Switch, Level,High | TAB-PWA-P-5148 | Pump, Gutter Drain Sump | Switch,Level | Switch |  | LSH | http://www.toronto.ca/TWONTO#level_switch
52167 | TAB-PWA-LSH-5152 | Switch, Level High, Plant Water Bldg, Main Floor, West Sump | TAB-PWA-P-5152 | Pump, Waste Wash Water Sump |  | Switch |  | LSH | http://www.toronto.ca/TWONTO#level_switch
52168 | TAB-PWA-LSHH-5101 | Switch,Level High High,Washwater Sump, Plant Water Pumping | TAB-PWA-P-5100 | Pump,Submersible,Washwater Sump, Plant Water Pumping | Switch,Level-High-High | Switch |  | LSHH | http://www.toronto.ca/TWONTO#level_switch
52169 | TAB-PWA-LSHH-5121 | Switch,Level High High,Washwater Sump, Plant Water Pumping | TAB-PWA-P-5120 | Pump,Submersible,Washwater Sump, Plant Water Pumping | Switch,Level-High-High | Switch |  | LSHH | http://www.toronto.ca/TWONTO#level_switch
52170 | TAB-PWA-LSHH-5135 | Switch, Level High-High, Plant Water Bldg, Seawall Tunnel, Digester 13-16 Entrance | TAB-PWA-P-5135 | Pump, Sump, Seawall Tunnel, Digester 13-16 Entrance |  | Switch |  | LSHH | http://www.toronto.ca/TWONTO#level_switch
52171 | TAB-PWA-LSHH-5137 | Switch, Level High-High, Plant Water Bldg, Seawall Tunnel, Plant Water East Entrance | TAB-PWA-P-5137 | Pump, Sump, Seawall Tunnel, Plant Water East Entrance |  | Switch |  | LSHH | http://www.toronto.ca/TWONTO#level_switch
52172 | TAB-PWA-LSHH-5139 | Switch, Level High-High, Plant Water Bldg, Basement, South Sump | TAB-PWA-P-5139 | Pump, Sump, Seawall Tunnel E, near Dig 13-16 |  | Switch |  | LSHH | http://www.toronto.ca/TWONTO#level_switch
52173 | TAB-PWA-LSHH-5142A | Switch, Level High-High, Plant Water Bldg, Seawall Tunnel, Plant Water West Entrance | TAB-PWA-P-5142 | Pump, Sump |  | Switch |  | LSHH | http://www.toronto.ca/TWONTO#level_switch
52174 | TAB-PWA-LSHH-5152 | Switch, Level High-High, Plant Water Bldg, Main Floor, West Sump | TAB-PWA-P-5152 | Pump, Waste Wash Water Sump |  | Switch |  | LSHH | http://www.toronto.ca/TWONTO#level_switch
52175 | TAB-PWA-LSL-5121 | Switch,Level Low,Washwater Sump, Plant Water Pumping | TAB-PWA-P-5120 | Pump,Submersible,Washwater Sump, Plant Water Pumping | Switch,Level-Low | Switch |  | LSL | http://www.toronto.ca/TWONTO#level_switch
52176 | TAB-PWA-LSLL-5101 | Switch,Level Low Low,Washwater Sump, Plant Water Pumping | TAB-PWA-P-5100 | Pump,Submersible,Washwater Sump, Plant Water Pumping | Switch,Level-Low-Low | Switch |  | LSLL | http://www.toronto.ca/TWONTO#level_switch
52220 | TAB-PWA-PDSH-2620 | Switch, Pressure Differential, Strainer | TAB-PWA-STR-2620 | Strainer, Automatic, Pump Discharge, Plant Water Pumping | Switch,Pressure | Switch |  | PDSH | http://www.toronto.ca/TWONTO#pressure_switch
52221 | TAB-PWA-PDSH-2640 | Switch, Pressure Differential, Strainer | TAB-PWA-STR-2640 | Strainer, Automatic, Pump Discharge, Plant Water Pumping | Switch,Pressure | Switch |  | PDSH | http://www.toronto.ca/TWONTO#pressure_switch
52222 | TAB-PWA-PDSH-2660 | Switch, Pressure Differential, Strainer | TAB-PWA-STR-2660 | Strainer, Automatic, Pump Discharge, Plant Water Pumping | Switch,Pressure | Switch |  | PDSH | http://www.toronto.ca/TWONTO#pressure_switch
52228 | TAB-PWA-PSH-0555 | Switch, Pressure-High, Plant Water Process Piping | TAB-PWA-P-0555 | Pump, Effluent, Filtered, Plant Water | Switch,Pressure-High | Switch |  | PSH | http://www.toronto.ca/TWONTO#pressure_switch
52229 | TAB-PWA-PSH-0840 | Switch, Pressure, High, Plant Water Pump | TAB-PWA-P-0840 | Pump, Centifugal, Plant Water | Switch,Pressure-High | Switch |  | PSH | http://www.toronto.ca/TWONTO#pressure_switch
52230 | TAB-PWA-PSH-1001 | Switch,Pressure,High | TAB-PWA-F-1001 | Filter, Plant Water, Gas Control Building | Switch,Pressure-High | Switch |  | PSH | http://www.toronto.ca/TWONTO#pressure_switch
52232 | TAB-PWA-PSH-2701 | Switch, Pressure, High | TAB-DIS-NAOCL | Disinfection - Sodium Hypochlorite | Switch,Pressure-High | Switch |  | PSH | http://www.toronto.ca/TWONTO#pressure_switch
52233 | TAB-PWA-PSL-0090 | Switch,Pressure,Low | TAB-PWA-P-0090 | Pump, Chiller Cir. | Switch,Pressure-Low | Switch |  | PSL | http://www.toronto.ca/TWONTO#pressure_switch
52234 | TAB-PWA-PSL-0840 | Switch, Pressure, Low, Plant Water Pump | TAB-PWA-P-0840 | Pump, Centifugal, Plant Water | Switch,Pressure-Low | Switch |  | PSL | http://www.toronto.ca/TWONTO#pressure_switch
52257 | TAB-PWA-TSH-0090 | Switch,Temperature,High | TAB-PWA-P-0090 | Pump, Chiller Cir. | Switch,Temperature-High | Switch |  | TSH | http://www.toronto.ca/TWONTO#temperature_switch
52810 | TAB-RSP-FSL-1021 | Switch ,Flow, Low,Intake Air, T Bldg. Gate Monument | TAB-RSP-SB-1020 | Carbon Scrubber, Monument Bldg East of T Bldg | Switch,Flow | Switch |  | FSL | http://www.toronto.ca/TWONTO#flow_switch
52812 | TAB-RSP-FSL-1211 | Flow Switch, Low, LOR Heat Exchanger.,Raw Sewage Pump #1 | TAB-RSP-P-1210 | Pump,Raw Sewage Transfer #1 | Switch,Flow | Switch |  | FSL | http://www.toronto.ca/TWONTO#flow_switch
52813 | TAB-RSP-FSL-1220 | Flow Switch, Low,Coolingl Water, Motor Brg.,Raw Sewage Pump #2 | TAB-RSP-P-1220 | Pump,Raw Sewage Transfer #2 | Switch,Flow | Switch |  | FSL | http://www.toronto.ca/TWONTO#flow_switch
52815 | TAB-RSP-FSL-1221 | Flow Switch, Low, LOR.,Raw Sewage Pump #2 | TAB-RSP-P-1220 | Pump,Raw Sewage Transfer #2 | Switch,Flow | Switch |  | FSL | http://www.toronto.ca/TWONTO#flow_switch
52816 | TAB-RSP-FSL-1221C | Flow Switch, Low, Lubrication Oil Skid #2, Raw Sewage Pump #2 | TAB-RSP-P-1220 | Pump,Raw Sewage Transfer #2 |  | Switch |  | FSL | http://www.toronto.ca/TWONTO#flow_switch
52817 | TAB-RSP-FSL-1221D | Flow Switch, Low, Cooling Water Supply to Heat Exchanger | TAB-RSP-P-1220 | Pump,Raw Sewage Transfer #2 | Switch,Flow | Switch |  | FSL | http://www.toronto.ca/TWONTO#flow_switch
52818 | TAB-RSP-FSL-1230 | Flow Switch, Low,Coolingl Water, Motor Brg.,Raw Sewage Pump #3 | TAB-RSP-P-1230 | Pump,Raw Sewage Transfer #3 | Switch,Flow | Switch |  | FSL | http://www.toronto.ca/TWONTO#flow_switch
52819 | TAB-RSP-FSL-1231C | Flow Switch, Low, Lubrication Oil Skid #3, Raw Sewage Pump #3 | TAB-RSP-P-1230 | Pump,Raw Sewage Transfer #3 |  | Switch |  | FSL | http://www.toronto.ca/TWONTO#flow_switch
52820 | TAB-RSP-FSL-1241C | Flow Switch, Low, Lubrication Oil Skid #4, Raw Sewage Pump #4 | TAB-RSP-P-1240 | Pump,Raw Sewage Transfer #4 |  | Switch |  | FSL | http://www.toronto.ca/TWONTO#flow_switch
52821 | TAB-RSP-FSL-1241D | Flow Switch, Low, Cooling Water Supply to Heat Exchanger | TAB-RSP-P-1240 | Pump,Raw Sewage Transfer #4 | Switch,Flow | Switch |  | FSL | http://www.toronto.ca/TWONTO#flow_switch
52822 | TAB-RSP-FSL-1251C | Flow Switch, Low, Lubrication Oil Skid #5, Raw Sewage Pump #5 | TAB-RSP-P-1250 | Pump,Raw Sewage Transfer #5 |  | Switch |  | FSL | http://www.toronto.ca/TWONTO#flow_switch
52823 | TAB-RSP-FSL-1251D | Flow Switch, Low, Cooling Water Supply to Heat Exchanger | TAB-RSP-P-1250 | Pump,Raw Sewage Transfer #5 | Switch,Flow | Switch |  | FSL | http://www.toronto.ca/TWONTO#flow_switch
52825 | TAB-RSP-FSL-2203 | Flow Switch, Low,Seal Water, Raw Sewage Pump P-2203 | TAB-RSP-P-2203 | Pump, Raw Sewage #3 | Switch,Flow | Switch |  | FSL | http://www.toronto.ca/TWONTO#flow_switch
52826 | TAB-RSP-FSL-2204 | Flow Switch, Low,Seal Water, Raw Sewage Pump P-2204 | TAB-RSP-P-2204 | Pump, Raw Sewage #4 | Switch,Flow | Switch |  | FSL | http://www.toronto.ca/TWONTO#flow_switch
52827 | TAB-RSP-FSL-2206 | Flow Switch, Low,Seal Water, Raw Sewage Pump P-2206 | TAB-RSP-P-2206 | Pump, Raw Sewage #6 | Switch,Flow | Switch |  | FSL | http://www.toronto.ca/TWONTO#flow_switch
52828 | TAB-RSP-FSL-2208 | Flow Switch, Low,Seal Water, Raw Sewage Pump P-2208 | TAB-RSP-P-2208 | Pump, Raw Sewage #8 | Switch,Flow | Switch |  | FSL | http://www.toronto.ca/TWONTO#flow_switch
52829 | TAB-RSP-FSL-3003 | Flow Switch Low Alarm, OCU 5-2 Discharge | TAB-RSP-FN-3003 | M Building Odour Control Fan, OCU 5-2 | Switch,Flow | Switch |  | FSL | http://www.toronto.ca/TWONTO#flow_switch
52876 | TAB-RSP-LSH-5138 | Switch,Level,High | TAB-RSP-P-5138 | Pump, Sump, Flood Level | Switch,Level-High | Switch |  | LSH | http://www.toronto.ca/TWONTO#level_switch
52877 | TAB-RSP-LSHH-5001B | Switch, Level High-High, 'T' Bldg, Level B4, East Sump | TAB-RSP-P-5001 | Pump, Sump, T Bldg, Level B4, East Sump |  | Switch |  | LSHH | http://www.toronto.ca/TWONTO#level_switch
52878 | TAB-RSP-LSL-1211 | Switch, Level,Low, Oil, Tank-1211 | TAB-RSP-T-1211 | Tank, Oil, Raw Sewage Pump #1 Bearing Lubrication System | Switch,Level | Switch |  | LSL | http://www.toronto.ca/TWONTO#level_switch
52879 | TAB-RSP-LSL-1221 | Switch, Level-Low, Bearing Lubrication Oil System Tank T-1221, T-Building | TAB-RSP-T-1221 | Tank, Oil, Raw Sewage Pump #2 Bearing Lubrication System | Switch,Level | Switch |  | LSL | http://www.toronto.ca/TWONTO#level_switch
52880 | TAB-RSP-LSL-1251 | Switch, Level-Low, Bearing Lubrication Oil System Tank T-1251, T-Building | TAB-RSP-T-1251 | Tank, Oil, Raw Sewage Pump #5 Bearing Lubrication System | Switch,Level | Switch |  | LSL | http://www.toronto.ca/TWONTO#level_switch
52882 | TAB-RSP-LSL-5138 | Switch,Level,Low | TAB-RSP-P-5138 | Pump, Sump, Flood Level | Switch,Level-Low | Switch |  | LSL | http://www.toronto.ca/TWONTO#level_switch
52968 | TAB-RSP-PSL-1221 | Switch, Pressure-Low, Lubrication Oil, Raw Sewage Pump #2, T-Building | TAB-RSP-P-1220 | Pump,Raw Sewage Transfer #2 | Switch,Pressure | Switch |  | PSL | http://www.toronto.ca/TWONTO#pressure_switch
52969 | TAB-RSP-PSL-1231 | Switch, Pressure-Low, Lubrication Oil, Raw Sewage Pump #3, T-Building | TAB-RSP-P-1230 | Pump,Raw Sewage Transfer #3 | Switch,Pressure | Switch |  | PSL | http://www.toronto.ca/TWONTO#pressure_switch
52970 | TAB-RSP-PSL-1231 | Switch, Pressure-Low, Lubrication Oil, Raw Sewage Pump #3, T-Building | TAB-RSP-T-1231 | Tank, Oil, Raw Sewage Pump #3 Bearing Lubrication System | Switch,Pressure | Switch |  | PSL | http://www.toronto.ca/TWONTO#pressure_switch
52971 | TAB-RSP-PSL-1241 | Switch, Pressure-Low, Lubrication Oil, Raw Sewage Pump #4, T-Building | TAB-RSP-P-1240 | Pump,Raw Sewage Transfer #4 | Switch,Pressure | Switch |  | PSL | http://www.toronto.ca/TWONTO#pressure_switch
52972 | TAB-RSP-PSL-1251 | Switch, Pressure-Low, Lubrication Oil, Raw Sewage Pump #5, T-Building | TAB-RSP-T-1251 | Tank, Oil, Raw Sewage Pump #5 Bearing Lubrication System | Switch,Pressure | Switch |  | PSL | http://www.toronto.ca/TWONTO#pressure_switch
52973 | TAB-RSP-PSL-2201 | Switch, Pressure,Low, Seal Water to Pump-2201 | TAB-RSP-P-2201 | Pump, Raw Sewage #1 | Switch,Pressure | Switch |  | PSL | http://www.toronto.ca/TWONTO#pressure_switch
52974 | TAB-RSP-PSL-2205 | Switch, Pressure,Low, Seal Water to Pump-2205 | TAB-RSP-P-2205 | Pump, Raw Sewage #5 | Switch,Pressure | Switch |  | PSL | http://www.toronto.ca/TWONTO#pressure_switch
52975 | TAB-RSP-PSL-2206 | Switch, Pressure,Low, Seal Water to Raw Sewage Pump P-2206 | TAB-RSP-P-2206 | Pump, Raw Sewage #6 | Switch,Pressure | Switch |  | PSL | http://www.toronto.ca/TWONTO#pressure_switch
52976 | TAB-RSP-PSL-2210 | Switch, Pressure,Low, Seal Water to Raw Sewage Pump P-2210 | TAB-RSP-P-2210 | Pump, Raw Sewage #10 | Switch,Pressure | Switch |  | PSL | http://www.toronto.ca/TWONTO#pressure_switch
52977 | TAB-RSP-PSL-2603 | Switch, Pressure,Low, WPS to High level RS Pump Seals | TAB-RSP-PM | M Building - Raw Sewage Pumping | Switch,Pressure | Switch |  | PSL | http://www.toronto.ca/TWONTO#pressure_switch
53011 | TAB-RSP-TSH-1220I | Switch, Temperature, High, RSPump-1220 | TAB-RSP-P-1220 | Pump,Raw Sewage Transfer #2 | Switch,Temperature | Switch |  | TSH | http://www.toronto.ca/TWONTO#temperature_switch
53012 | TAB-RSP-TSH-1230I | Switch, Temperature, High, RSPump-1230 | TAB-RSP-P-1230 | Pump,Raw Sewage Transfer #3 | Switch,Temperature | Switch |  | TSH | http://www.toronto.ca/TWONTO#temperature_switch
53013 | TAB-RSP-TSH-1240I | Switch, Temperature, High, RSPump-1240 | TAB-RSP-P-1240 | Pump,Raw Sewage Transfer #4 | Switch,Temperature | Switch |  | TSH | http://www.toronto.ca/TWONTO#temperature_switch
53014 | TAB-RSP-TSH-1250I | Switch, Temperature, High, RSPump-1250 | TAB-RSP-P-1250 | Pump,Raw Sewage Transfer #5 | Switch,Temperature | Switch |  | TSH | http://www.toronto.ca/TWONTO#temperature_switch
53102 | TAB-RUU-SW-1403 | Switch,Load Break,Power,13.8 KV Feeder,Tunnel EL1-BUS-1403 | TAB-RUU-BUS-1403 | Electrical Distribution Cabinet,13.8 KV | Load Break Switch | Switch |  | SW | http://www.toronto.ca/TWONTO#load_break_disconnect_switch
53103 | TAB-RUU-SW-1423 | Switch,Load Break,Power,13.8 KV Feeder,Spare | TAB-RUU-BUS-1403 | Electrical Distribution Cabinet,13.8 KV | Load Break Switch | Switch |  | SW | http://www.toronto.ca/TWONTO#load_break_disconnect_switch
53563 | TAB-SES-FSH-2205 | Switch, Flow, High, Emergency Eyewash/Shower, Secondary Dosing | TAB-SES-SQ-2205 | Chemical Dosing Emergency Eyewash/Shower, Secondary Dosing | Switch,Flow-High | Switch |  | FSH | http://www.toronto.ca/TWONTO#flow_switch
53564 | TAB-SES-FSH-2206 | Switch, Flow, High, Emergency Eyewash/Shower, Chemical Pipe Flushing area | TAB-SES-SQ-2206 | Emergency Eyewash/Shower, Chemical Pipe Flushing area | Switch,Flow-High | Switch |  | FSH | http://www.toronto.ca/TWONTO#flow_switch
53672 | TAB-SES-SQ-6301 | Switch, Flow switch, dry contact, Sludge Heater Room, Digester 9-12 Control Building. | 50675 | Emerg. Eyewash & Shower Stns, Dig Tanks 9-12 | Switch,Flow | Switch |  | SQ | http://www.toronto.ca/TWONTO#flow_switch
53673 | TAB-SES-SQ-6301 | Switch, Flow switch, dry contact, Sludge Heater Room, Digester 9-12 Control Building. | TAB-DIG-STRC-T9-12 | Digester Tanks 9-12 - Structure, Drains, Electrical Service(110/220V), Lighting, Plumbing, Grounds | Switch,Flow | Switch |  | SQ | http://www.toronto.ca/TWONTO#flow_switch
53778 | TAB-SLO-LSH-0301 | Switch,level,High-Hopper | TAB-SLO-T-0301 | Hopper #1, HBS-301 | Switch,Level | Switch |  | LSH | http://www.toronto.ca/TWONTO#level_switch
53779 | TAB-SLO-LSH-0302 | Switch,level,High-Hopper | TAB-SLO-T-0301 | Hopper #1, HBS-301 | Switch,Level | Switch |  | LSH | http://www.toronto.ca/TWONTO#level_switch
53780 | TAB-SLO-LSH-0303 | Switch,level,High | TAB-SLO-T-0303 | Hopper #3, HBS-305 | Switch,Level | Switch |  | LSH | http://www.toronto.ca/TWONTO#level_switch
53781 | TAB-SLO-LSH-0304 | Switch,level,High-Hopper | TAB-SLO-T-0304 | Hopper #4, HBS-307 | Switch,Level | Switch |  | LSH | http://www.toronto.ca/TWONTO#level_switch
53782 | TAB-SLO-LSH-0305 | Switch,level,High-Sludge Cake Feed-conveyor | TAB-SLO-CV-0301 | Conveyor, Screw, Hopper #1 Feed, SC-301 | Switch,Level | Switch |  | LSH | http://www.toronto.ca/TWONTO#level_switch
53783 | TAB-SLO-LSH-0306 | Switch,level,High-Sludge Cake Feed-conveyor | TAB-SLO-CV-0302 | Conveyor, Screw, Hopper #2 Feed, SC-302 | Switch,Level | Switch |  | LSH | http://www.toronto.ca/TWONTO#level_switch
53784 | TAB-SLO-LSH-0307 | Switch,level,High-Sludge Cake Feed-conveyor | TAB-SLO-CV-0303 | Conveyor, Screw,Hopper #3 Feed SC-303 | Switch,Level | Switch |  | LSH | http://www.toronto.ca/TWONTO#level_switch
53785 | TAB-SLO-LSH-0308 | Switch,level,High-Sludge Cake Feed-conveyor | TAB-SLO-CV-0304 | Conveyor, Screw, Hopper #4 Feed SC-304 | Switch,Level | Switch |  | LSH | http://www.toronto.ca/TWONTO#level_switch
53786 | TAB-SLO-LSH-8087B | Switch,Level, High, Sump Pump-8087B | TAB-SLO-P-8087B | Pump, Sump, Bio-Solid Truck Loading Facility, Ground Floor | Switch,Level | Switch |  | LSH | http://www.toronto.ca/TWONTO#level_switch
53787 | TAB-SLO-LSHH-8087 | Switch,Level, High High, Sump Pump-8087 | TAB-SLO-P-8087 | Pump, Sump, Bio-Solid Truck Loading Facility, Ground Floor | Switch,Level | Switch |  | LSHH | http://www.toronto.ca/TWONTO#level_switch
53788 | TAB-SLO-LSL-8086 | Switch,Level, Low, Sump, Pump-8086 | TAB-SLO-P-8086 | Pump, Elevator Sump | Switch,Level | Switch |  | LSL | http://www.toronto.ca/TWONTO#level_switch
53789 | TAB-SLO-LSLL-8087 | Switch,Level, Low Low, Sump, Pump-8087 | TAB-SLO-P-8087 | Pump, Sump, Bio-Solid Truck Loading Facility, Ground Floor | Switch,Level | Switch |  | LSLL | http://www.toronto.ca/TWONTO#level_switch
53830 | TAB-SLO-PSL-0412 | Switch, Pressure, Low, Water to Biofilter Cell | TAB-SLO-BCF-0402 | Filter, Bio-Filter Cell 2, BFC402 | Switch,Pressure | Switch |  | PSL | http://www.toronto.ca/TWONTO#pressure_switch
53831 | TAB-SLO-PSL-0412 | Switch, Pressure, Low, Water to Biofilter Cell | TAB-SUSPENDED ENTITY | Suspended entities | Switch,Pressure | Switch |  | PSL | http://www.toronto.ca/TWONTO#pressure_switch
53832 | TAB-SLO-PSL-0413 | Switch, Pressure, Low, Water to Biofilter Cell | TAB-SLO-BCF-0403 | Filter, Bio-Filter Cell 3, BFC403 | Switch,Pressure | Switch | 46249 | PSL | http://www.toronto.ca/TWONTO#pressure_switch
53833 | TAB-SLO-PSL-0420 | Switch, Pressure-Low, City Water, Discharge From Pump 0420, Biofilter System | TAB-SLO-P-0420 | Biofilter Pump, Humidification Booster | Switch,Pressure | Switch | 46251 | PSL | http://www.toronto.ca/TWONTO#pressure_switch
53834 | TAB-SLO-PSL-0420 | Switch, Pressure-Low, City Water, Discharge From Pump 0420, Biofilter System | TAB-SUSPENDED ENTITY | Suspended entities | Switch,Pressure | Switch | 46251 | PSL | http://www.toronto.ca/TWONTO#pressure_switch
53835 | TAB-SLO-PSL-250 | Switch, Pressure,Low, Air | TAB-SLO-T-0221 | Receiver, Air Tank, Silo Bldg, 2nd Floor | Switch,Pressure | Switch |  | PSL | http://www.toronto.ca/TWONTO#pressure_switch
53836 | TAB-SLO-PSL-378 | Switch,Pressure,Low, Air | TAB-SLO-T-0302A | Tank, Air Receiver | Switch,Pressure-Low | Switch |  | PSL | http://www.toronto.ca/TWONTO#pressure_switch
54375 | TAB-STR-LS-6094 | Switch, Level,Sump Pit | TAB-STR-P-6094 | Pump, Sump, GX2017A | Switch,Level | Switch |  | LS | http://www.toronto.ca/TWONTO#level_switch
54376 | TAB-STR-LS-6095 | Switch, Level,Sump Pit | TAB-STR-P-6095 | Pump, Sump, GX2018A | Switch,Level | Switch |  | LS | http://www.toronto.ca/TWONTO#level_switch
54377 | TAB-STR-LS-8036 | Switch, Level,Sump Pit | TAB-STR-P-8036 | Pump, Sump | Switch,Level | Switch |  | LS | http://www.toronto.ca/TWONTO#level_switch
54379 | TAB-STR-LSHH-5101 | Switch, Level High-High, Chemical Gallery, Ground Water Building | TAB-STR-P-5101 | Pump, Centrifugal, Ground Water Pumping Station |  | Switch |  | LSHH | http://www.toronto.ca/TWONTO#level_switch
54380 | TAB-STR-LSHH-5109 | Switch, Level High-High, Blower Bldg, Basement, North-East Corner | TAB-STR-P-5111 | Pump, Sump |  | Switch |  | LSHH | http://www.toronto.ca/TWONTO#level_switch
54381 | TAB-STR-LSHH-6092 | Switch, Level High-High, Aeration Gallery, East, Tank #1 | TAB-STR-P-6092 | Pump, Sump,GX2015A |  | Switch |  | LSHH | http://www.toronto.ca/TWONTO#level_switch
54382 | TAB-STR-LSHH-6093 | Switch, Level High-High, Aeration Gallery, East, Tank #3 | TAB-STR-P-6093 | Pump, Sump, GX2016A |  | Switch |  | LSHH | http://www.toronto.ca/TWONTO#level_switch
54383 | TAB-STR-LSHH-8038A | Switch, Level High-High, Blower Bldg Sub-Basement, South Tunnel Entrance | TAB-STR-P-8038A | Pump,Sump, Z Bldg |  | Switch |  | LSHH | http://www.toronto.ca/TWONTO#level_switch
54772 | FCL-ELS-DS-00B2-A | Load Break Switch,Low Lift Bldg - Switchgear Room,Isolation Disconnect Switch:FCL-ELS-BUS-00B2-A/FCL-ELS-BUS-00B1-A | FCL-ELS-BUS-00B2-A | Switchgear,Indoor,Low Lift Bldg - Switchgear Room,4.16 kV Line 2A | Load Break Switch | Switch |  | DS | http://www.toronto.ca/TWONTO#load_break_disconnect_switch
54773 | FCL-ELS-DS-0200-A | Switch,High Lift Bldg - Switchgear Room,Disconnect | FCL_ELS_120/208V_ELECABS | Electrical Distribution Cabinets,120/208V | Switch | Switch |  | DS | http://www.toronto.ca/TWONTO#disconnect_switch
54774 | FCL-ELS-DS-0200-O | Switch,High Lift Bldg - Switchgear Room,Disconnect | FCL_ELS_120/208V_ELECABS | Electrical Distribution Cabinets,120/208V | Switch | Switch |  | DS | http://www.toronto.ca/TWONTO#disconnect_switch
54775 | FCL-ELS-DS-0301-E | Switch,High Lift Bldg - Switchgear Room,UPS Load Disconnect,Fused | FCL_ELS_600V_ELECABS | Electrical Cabinets,600V | Switch | Switch |  | DS | http://www.toronto.ca/TWONTO#disconnect_switch
54776 | FCL-ELS-DS-B1B2 | Switch,High Lift Bldg - Switchgear Room,Tie:BUS-00B1/BUS-00B2 | FCL-ELS-BUS-00B2 | Switchgear,Indoor,High Lift Bldg - Switchgear Room,4.16 kV Line 2 | Load Break Switch | Switch |  |  | http://www.toronto.ca/TWONTO#level_switch
54910 | TAB-STR-ZSH-0210 | Switch, Valve Position Open, Air Supply Valve | TAB-STR-T-0200 | Aeration Tank 02 | Switch,Position-High | Switch |  | ZSH | http://www.toronto.ca/TWONTO#position_switch
54911 | TAB-STR-ZSH-0210 | Switch, Valve Position Open, Air Supply Valve | TAB-STR-V-0210 | Valve, Butterfly,Manual, Air Control Valve, Aeration Tank 2 Pass 2A Drop Leg Isolation Group 3 | Switch,Position-High | Switch |  | ZSH | http://www.toronto.ca/TWONTO#position_switch
54912 | TAB-STR-ZSH-1202 | Switch, Valve Position Open, RAS Discharge to Aerated Section, Pass 1 | TAB-STR-V-1202 | Valve, Manual, Knife Gate, c/w limit Switches, RAS discharge | Switch,Position-High | Switch |  | ZSH | http://www.toronto.ca/TWONTO#position_switch
54913 | TAB-STR-ZSL-0210 | Switch, Valve Position Closed, Air Supply Valve | TAB-STR-V-0210 | Valve, Butterfly,Manual, Air Control Valve, Aeration Tank 2 Pass 2A Drop Leg Isolation Group 3 | Switch,Position-Low | Switch |  | ZSL | http://www.toronto.ca/TWONTO#position_switch
54914 | TAB-STR-ZSL-1201 | Switch, Valve Position Closed, RAS Discharge to Fermentation Cell 1 | TAB-STR-V-1201 | Valve, Manual, Knife Gate, c/w limit Switches, RAS discharge | Switch,Position-Low | Switch |  | ZSL | http://www.toronto.ca/TWONTO#position_switch
54915 | TAB-STR-ZSL-1202 | Switch, Valve Position Closed, RAS Discharge to Aerated Section, Pass 1 | TAB-STR-V-1202 | Valve, Manual, Knife Gate, c/w limit Switches, RAS discharge | Switch,Position-Low | Switch |  | ZSL | http://www.toronto.ca/TWONTO#position_switch
54960 | TAB-THK-FSL-2301 | Switch,Flow Indication, Seal Water to Pump P-2301 | TAB-THK-P-2301 | Pump, TWAS Transfer | Switch,Flow | Switch |  | FSL | http://www.toronto.ca/TWONTO#flow_switch
54961 | TAB-THK-FSL-2302 | Switch,Flow Indication, Seal Water to Pump P-2302 | TAB-THK-P-2302 | Pump, TWAS Transfer | Switch,Flow | Switch |  | FSL | http://www.toronto.ca/TWONTO#flow_switch
54962 | TAB-THK-FSL-2501 | Switch,Flow Indication, Seal Water to Pump P-2501 | TAB-SUSPENDED ENTITY | Suspended entities | Switch,Flow | Switch |  | FSL | http://www.toronto.ca/TWONTO#flow_switch
54963 | TAB-THK-FSL-4122 | Switch,Flow Indication, Polymer inlet to Pump-P-4122 | TAB-THK-P-4122 | Pump, Polymer Solution Transfer SX2033 | Switch,Flow | Switch |  | FSL | http://www.toronto.ca/TWONTO#flow_switch
54964 | TAB-THK-FSL-4303 | Switch,Flow Indication, Polymer inlet to Pump-P-4303 | TAB-THK-P-4303 | Pump, Mixed Polymer Feed | Switch,Flow | Switch |  | FSL | http://www.toronto.ca/TWONTO#flow_switch
54965 | TAB-THK-FSL-4304 | Switch,Flow Indication, Polymer inlet to Pump-P-4304 | TAB-THK-P-4304 | Pump, Mixed Polymer Feed | Switch,Flow | Switch |  | FSL | http://www.toronto.ca/TWONTO#flow_switch
54966 | TAB-THK-FSL-4305 | Switch,Flow Indication, Polymer inlet to Pump-P-4305 | TAB-THK-P-4305 | Pump, Mixed Polymer Feed | Switch,Flow | Switch |  | FSL | http://www.toronto.ca/TWONTO#flow_switch
54967 | TAB-THK-FSL-4306 | Switch,Flow Indication, Polymer inlet to Pump-P-4306 | TAB-THK-P-4306 | Pump, Mixed Polymer Feed | Switch,Flow | Switch |  | FSL | http://www.toronto.ca/TWONTO#flow_switch
54968 | TAB-THK-FSL-4310 | Switch,Flow Indication, Polymer inlet to Pump-P-4310 | TAB-THK-P-4310 | Pump, Mixed Polymer Feed | Switch,Flow | Switch |  | FSL | http://www.toronto.ca/TWONTO#flow_switch
54969 | TAB-THK-FSL-4311 | Switch,Flow Indication, Polymer inlet to Pump-P-4311 | TAB-THK-P-4311 | Pump, Mixed Polymer Feed (Standby) | Switch,Flow | Switch |  | FSL | http://www.toronto.ca/TWONTO#flow_switch
54983 | TAB-THK-LSHH-8049A | Switch, Level High-High, Flotation Bldg, Basement, North Sump | TAB-THK-P-8049 | Pump,Sump |  | Switch |  | LSHH | http://www.toronto.ca/TWONTO#level_switch
54984 | TAB-THK-LSHH-8051A | Switch, Level High-High, 'Z' Bldg, Basement | TAB-THK-P-8051 | Pump,Sump |  | Switch |  | LSHH | http://www.toronto.ca/TWONTO#level_switch
55048 | TAB-THK-PSH-4132 | Switch,Pressure,High,Pump 4132 | TAB-THK-P-4132 | Pump, Polymer Solution Transfer SX2034 | Switch,Pressure | Switch |  | PSH | http://www.toronto.ca/TWONTO#pressure_switch
55049 | TAB-THK-PSH-4303 | Switch,Pressure,High,Pump 4303 | TAB-THK-P-4303 | Pump, Mixed Polymer Feed | Switch,Pressure | Switch |  | PSH | http://www.toronto.ca/TWONTO#pressure_switch
55050 | TAB-THK-PSH-4305 | Switch,Pressure,High,Pump 4305 | TAB-THK-P-4305 | Pump, Mixed Polymer Feed | Switch,Pressure | Switch |  | PSH | http://www.toronto.ca/TWONTO#pressure_switch
55051 | TAB-THK-PSH-4306 | Switch,Pressure,High,Pump 4306 | TAB-THK-P-4306 | Pump, Mixed Polymer Feed | Switch,Pressure | Switch |  | PSH | http://www.toronto.ca/TWONTO#pressure_switch
55052 | TAB-THK-PSH-4308 | Switch,Pressure,High,Pump 4308 | TAB-THK-P-4308 | Pump, Mixed Polymer Feed | Switch,Pressure | Switch |  | PSH | http://www.toronto.ca/TWONTO#pressure_switch
55053 | TAB-THK-PSH-4310 | Switch,Pressure,High,Pump 4310 | TAB-THK-P-4310 | Pump, Mixed Polymer Feed | Switch,Pressure | Switch |  | PSH | http://www.toronto.ca/TWONTO#pressure_switch
55054 | TAB-THK-PSH-4311 | Switch,Pressure,High,Pump 4311 | TAB-THK-P-4311 | Pump, Mixed Polymer Feed (Standby) | Switch,Pressure | Switch |  | PSH | http://www.toronto.ca/TWONTO#pressure_switch
55055 | TAB-THK-PSH-4313 | Switch,Pressure,High,Pump 4313 | TAB-THK-P-4313 | Pump, Mixed Polymer Feed (Standby) | Switch,Pressure | Switch |  | PSH | http://www.toronto.ca/TWONTO#pressure_switch
55056 | TAB-THK-PSL-0205 | Switch,Pressure,Low,AIS to Recycle Pump P-0205 Discharge | TAB-THK-P-0205 | Pump,Recycle SX2002 | Switch,Pressure | Switch |  | PSL | http://www.toronto.ca/TWONTO#pressure_switch
55057 | TAB-THK-PSL-0405 | Switch,Pressure,Low,AIS to Recycle Pump P-0405 Discharge | TAB-THK-P-0405 | Pump,Recycle SX2004 | Switch,Pressure | Switch |  | PSL | http://www.toronto.ca/TWONTO#pressure_switch
55058 | TAB-THK-PSL-0505 | Switch,Pressure,Low,AIS to Recycle Pump P-0505 Discharge | TAB-THK-P-0505 | Pump,Recycle SX2005 | Switch,Pressure | Switch |  | PSL | http://www.toronto.ca/TWONTO#pressure_switch
55059 | TAB-THK-PSL-0805 | Switch, Pressure, Low, AIS to Recycle Pump P-0805 Discharge | TAB-THK-P-0805 | Pump, Centrifugal, SUB, Flotation Tank 0800 | Switch,Pressure | Switch |  | PSL | http://www.toronto.ca/TWONTO#pressure_switch
55060 | TAB-THK-PSL-0905 | Switch,Pressure,Low,AIS to Recycle Pump P-0905 Discharge | TAB-SUSPENDED ENTITY | Suspended entities | Switch,Pressure | Switch |  | PSL | http://www.toronto.ca/TWONTO#pressure_switch
55061 | TAB-THK-PSL-0905 | Switch,Pressure,Low,AIS to Recycle Pump P-0905 Discharge | TAB-THK-P-0905 | Pump, Recycle SX2009 | Switch,Pressure | Switch |  | PSL | http://www.toronto.ca/TWONTO#pressure_switch
55116 | FCL-ELS-LB-0101-SUS | Switch, Isolation, Transformer FCL-ELS-TR-0101, Switchgear Room | FCL-ELS-PS-0001 | Uninterruptible Power Supply,High Lift Bldg - Switchgear Room,LP-0001 | Switch | Switch | 36529 | LB | http://www.toronto.ca/TWONTO#disconnect_switch
55314 | FCL-ELS-LB-01CF | Load Break Switch,Centrifuge Bldg - Electrical Room,Isolation Switch; TR-01CF | FCL-ELS-BUS-00B1-A | Switchgear,Indoor,Low Lift Bldg - Switchgear Room,4.16 kV Line 1A | Load Break Switch | Switch |  | LB | http://www.toronto.ca/TWONTO#load_break_disconnect_switch
55315 | FCL-ELS-LB-0201-SUS | Switch, Isolation, Transformer FCL-ELS-TR-0201, Switchgear Room | FCL-ELS-PS-0001 | Uninterruptible Power Supply,High Lift Bldg - Switchgear Room,LP-0001 | Switch | Switch | 36530 | LB | http://www.toronto.ca/TWONTO#disconnect_switch
55316 | FCL-ELS-LB-0201-SUS | Switch, Isolation, Transformer FCL-ELS-TR-0201, Switchgear Room | FCL-SUSPENDED | Suspended entity | Switch | Switch | 36530 | LB | http://www.toronto.ca/TWONTO#disconnect_switch
55317 | FCL-ELS-LB-0202-SUS | Switch, Main, Line 1, TR-0301, Switchgear Room | FCL-ELS-PS-0001 | Uninterruptible Power Supply,High Lift Bldg - Switchgear Room,LP-0001 | Switch | Switch | 36531 | LB | http://www.toronto.ca/TWONTO#disconnect_switch
55318 | FCL-ELS-LB-0202-SUS | Switch, Main, Line 1, TR-0301, Switchgear Room | FCL-SUSPENDED | Suspended entity | Switch | Switch | 36531 | LB | http://www.toronto.ca/TWONTO#disconnect_switch
55319 | FCL-ELS-LB-02CL | Load Break Switch,Clarification - Electrical Room,Isolation Switch; TR-02CL | FCL-ELS-BUS-00B2-A | Switchgear,Indoor,Low Lift Bldg - Switchgear Room,4.16 kV Line 2A | Load Break Switch | Switch |  | LB | http://www.toronto.ca/TWONTO#load_break_disconnect_switch
55320 | FCL-ELS-LB-0301-SUS | Switch, Isolation, Transformer FCL-ELS-TR-0301, Switchgear Room | FCL-ELS-PS-0001 | Uninterruptible Power Supply,High Lift Bldg - Switchgear Room,LP-0001 | Switch | Switch | 36532 | LB | http://www.toronto.ca/TWONTO#disconnect_switch
55862 | FCL-ELS-LSH-0001 | Switch, Level, High, Transfer Pump P-0100 Containment, Low Lift Building, Screen Room | FCL-ELS-PS-0003 | Emergency Power | Switch,Level-High | Switch |  | LSH | http://www.toronto.ca/TWONTO#level_switch
55863 | FCL-ELS-LSH-0002 | Switch, Level, High, Transfer Pump P-0200 Containment, Low Lift Building, Screen Room | FCL-ELS-PS-0003 | Emergency Power | Switch,Level-High | Switch |  | LSH | http://www.toronto.ca/TWONTO#level_switch
56133 | THC-ACC-ALR-0400A | COMMON ALARM - DIGESTER AREA,AHU,Roof,Digesters | THC-ACC-AHU-0400 | Air Handling Unit, Digester Building, bldg. U | Damper/Louver | Switch | 47556 | ALR | http://www.toronto.ca/TWONTO#alarm_device
56134 | THC-ACC-ALR-0400B | COMMON ALARM - TUNNELS AND SWITCHGEAR AREA,Roof,Digesters | THC-ACC-AHU-0400 | Air Handling Unit, Digester Building, bldg. U | Damper/Louver | Switch | 47557 | ALR | http://www.toronto.ca/TWONTO#alarm_device
56137 | THC-ACC-ASH-0412 | Transmitter,Analyzer,Methane,AHU-0412 Shutdown,Compressor Room,Building U | THC-ACC-AHU-0412 | Air Handling Unit,Compressor Room,Roof,Building U | Damper/Louver | Switch |  | ASH | http://www.toronto.ca/TWONTO#flame_or_combustion_sensing_instrument
56281 | FCL-ELS-LSL-0100 | Switch,Level-Low,Outdoor Main Substation,Transformer TR-0100 Oil | FCL-ELS-TR-0100 | Transformer,Power,Oil Filled,Outdoor Main Substation,27.6-4.16kV,10/13.3MVA | Switch,Level-Low | Switch |  | LSL | http://www.toronto.ca/TWONTO#level_switch
56701 | THC-ACC-HS-0115 | Hand Switch Fan,Centrifugal,Supply,Pressurization System,Access Building No.1,Phase 1 | THC-ACC-FN-0115 | Fan,Centrifugal,Supply,Pressurization System,Access Building No.1,Phase 1 | Air Handling Unit | Switch |  | HS | hand_switch
56702 | THC-ACC-HS-0565 | Hand Switch Fan,Centrifugal,Supply,Electrical Room,Blower Building,Lower Plant | THC-ACC-FN-0565 | Fan,Centrifugal,Exhaust,South MCC 1 Room, Old Blower (Bldg A) | Air Handling Unit | Switch |  | HS | hand_switch
56722 | FCL-ELS-PSHA-0100 | Switch,Pressure-High,Outdoor Main Substation,Transformer TR-0100 Sudden Gas | FCL-ELS-TR-0100 | Transformer,Power,Oil Filled,Outdoor Main Substation,27.6-4.16kV,10/13.3MVA | Switch,Pressure-High | Switch |  | PSHA | http://www.toronto.ca/TWONTO#pressure_switch
56723 | FCL-ELS-PSHA-0200 | Switch,Pressure-High,Outdoor Main Substation,Transformer TR-0200 Sudden Gas | FCL-ELS-TR-0200 | Transformer,Power,Oil Filled,Outdoor Main Substation,27.6-4.16kV,10/13.3MVA | Switch,Pressure-High | Switch |  | PSHA | http://www.toronto.ca/TWONTO#pressure_switch
56724 | FCL-ELS-PSHB-0100 | Switch,Pressure-High,Outdoor Main Substation,Transformer TR-0100 Relife Gas | FCL-ELS-TR-0100 | Transformer,Power,Oil Filled,Outdoor Main Substation,27.6-4.16kV,10/13.3MVA | Switch,Pressure-High | Switch |  | PSHB | http://www.toronto.ca/TWONTO#pressure_switch
56725 | FCL-ELS-PSHB-0200 | Switch,Pressure-High,Outdoor Main Substation,Transformer TR-0200 Relife Gas | FCL-ELS-TR-0200 | Transformer,Power,Oil Filled,Outdoor Main Substation,27.6-4.16kV,10/13.3MVA | Switch,Pressure-High | Switch |  | PSHB | http://www.toronto.ca/TWONTO#pressure_switch
57063 | THC-ACC-PSL-0121 | Switch,Pressure-Low,Air Handling Unit 0120,Scrubber Room,Phase 4 | THC-ACC-AHU-0120 | Air Handlling Unit,Roof,Scrubber Room,Phase 4 | Air Handling Unit | Switch |  | PSL | http://www.toronto.ca/TWONTO#pressure_switch
57064 | THC-ACC-PSL-3343 | Switch, Pressure-Low, Hot Water Pump 3307&3303, Flotation Building | THC-ACC-BLDG J | TWAS Building, HVAC | Switch,Pressure-Low | Switch |  | PSL | http://www.toronto.ca/TWONTO#pressure_switch
57065 | THC-ACC-PSL-3812 | Switch,Pressure-Low,Hot Water Supply Header,Old Section FT-0500 | THC-ACC-TUNNEL | Plant Tunnels, HVAC | Switch,Pressure-Low | Switch |  | PSL | http://www.toronto.ca/TWONTO#pressure_switch
57153 | FCL-ELS-SW-00L1 | Switch,Pole Mounted,Line 1 | FCL_ELS_CBL_00L1 | Electrical Power Line,From SW-00L1 to BUS-00L1,27.6-4.16 KV | Switch | Switch |  | SW | http://www.toronto.ca/TWONTO#disconnect_switch
57265 | THC-ACC-TSH-0412 | Switch,Temperature-High,Supply Air,FN-0412 Shutdown,Roof,Building U | THC-ACC-AHU-0412 | Air Handling Unit,Compressor Room,Roof,Building U | Damper/Louver | Switch |  | TSH | http://www.toronto.ca/TWONTO#temperature_switch
57266 | THC-ACC-TSH-0412 | Switch,Temperature-High,Supply Air,FN-0412 Shutdown,Roof,Building U | THC-ACC-F-0412B | Filter,Final,FN-0412,AHU-0412,Building U | Damper/Louver | Switch |  | TSH | http://www.toronto.ca/TWONTO#temperature_switch
57267 | THC-ACC-TSH-0413 | Switch,Temperature-High,Exhaust Air,AHU-0411 Shutdown,Roof,Building U | THC-ACC-FN-0411 | Fan,Supply,AHU-0411,Basement/Sub-Basement,AHU-0411,Building U | Damper/Louver | Switch |  | TSH | http://www.toronto.ca/TWONTO#temperature_switch
57268 | THC-ACC-TSH-0413 | Switch,Temperature-High,Exhaust Air,AHU-0411 Shutdown,Roof,Building U | THC-ACC-FN-0413 | Fan,Exhaust,AHU-0411,Basement/Sub-Basement,Roof,Building U | Damper/Louver | Switch |  | TSH | http://www.toronto.ca/TWONTO#temperature_switch
57286 | THC-ACC-TSL-0411 | Switch,Temperature-Low,Supply Air,HTR-4030,AHU-0411 Shutdown,Roof,Building U | THC-ACC-FN-0411 | Fan,Supply,AHU-0411,Basement/Sub-Basement,AHU-0411,Building U | Damper/Louver | Switch |  | TSL | http://www.toronto.ca/TWONTO#temperature_switch
57882 | THC-AER-LSHH-0134 | Switch,Level-High,Sump Pump 0133 & 0134,Phase 1 & Aeration Tank 3200 | THC-AER-P-0134 | Pump,Centrifugal,Sump,Phase 1 & Aeration Tank 3200 | Switch,Level-High | Switch |  | LSHH | http://www.toronto.ca/TWONTO#level_switch
57883 | THC-AER-LSL-7141 | Switch,Level-Low,Oil Tank 7140, Blower 7100,Phase I & IV Blower Building | THC-AER-T-7140 | Tank, Oil, Blower, Aeration | Switch,Level-Low | Switch |  | LSL | http://www.toronto.ca/TWONTO#level_switch
57884 | THC-AER-LSL-7241 | Switch,Level-Low,Oil Tank 7240, Blower 7200,Phase I & IV Blower Building | THC-AER-T-7240 | Tank, Oil, Blower, Aeration | Switch,Level-Low | Switch |  | LSL | http://www.toronto.ca/TWONTO#level_switch
57906 | THC-AER-PDSH-7122 | Switch,Pressure Differential-High,Filter 7120,Blow 7100,Phase I & IV Blower Building | THC-AER-BL-7100 | Blower, Aeration | Switch,Pressure | Switch |  | PDSH | http://www.toronto.ca/TWONTO#pressure_switch
57907 | THC-AER-PDSH-7322 | Switch,Pressure Differential-High,Filter 7320,Blow 7300,Phase I & IV Blower Building | THC-AER-BL-7300 | Blower, Aeration | Switch,Pressure | Switch |  | PDSH | http://www.toronto.ca/TWONTO#pressure_switch
57908 | THC-AER-PDSH-7422 | Switch,Pressure Differential-High,Filter 7420,Blow 7400,Phase I & IV Blower Building | THC-AER-BL-7400 | Blower, Aeration | Switch,Pressure | Switch |  | PDSH | http://www.toronto.ca/TWONTO#pressure_switch
57920 | THC-AER-PSH-7104 | Switch, Surge Protection Press-High, Outlet, Blower 7100, Phase I & IV Blower Building | THC-AER-BL-7100 | Blower, Aeration | Switch,Pressure | Switch |  | PSH | http://www.toronto.ca/TWONTO#pressure_switch
57921 | THC-AER-PSH-7161 | Switch, Press-High, Outlet, Blower 7100, Phase I & IV Blower Building | THC-AER-BL-7100 | Blower, Aeration | Switch,Pressure | Switch |  | PSH | http://www.toronto.ca/TWONTO#pressure_switch
57922 | THC-AER-PSH-7404 | Switch, Surge Protection Press-High, Outlet, Blower 7400, Phase I & IV Blower Building | THC-AER-BL-7300 | Blower, Aeration | Switch,Pressure | Switch |  | PSH | http://www.toronto.ca/TWONTO#pressure_switch
57925 | THC-AER-PSL-7151 | Switch, Pressure-Low, Outlet, Oil Pumps 7150 & 7160, Blow 7100, Phase I & IV Blower Building | THC-AER-BL-7100-I-IV | Blower, Aeration System | Switch,Pressure | Switch |  | PSL | http://www.toronto.ca/TWONTO#pressure_switch
57926 | THC-AER-PSL-7156 | Switch,Pressure-Low,Oil Pumps 7150&7160 to Blower Header,Blow 7100,Phase I & IV Blower Building | THC-AER-BL-7100-I-IV | Blower, Aeration System | Switch,Pressure | Switch |  | PSL | http://www.toronto.ca/TWONTO#pressure_switch
57927 | THC-AER-PSL-7356 | Switch,Pressure-Low,Oil Pumps 7350 & 7360 to Blower Header,Blow 7300,Phase I & IV Blower Building | THC-AER-BL-7300-I-IV | Blower, Aeration System | Switch,Pressure | Switch |  | PSL | http://www.toronto.ca/TWONTO#pressure_switch
57966 | THC-AER-TSH-7209 | Switch, Inlet, Temperature-High, Blower 7200,Phase I & IV Blower Building | THC-AER-BL-7200-I-IV | Blower, Aeration System | Switch,Temperature | Switch |  | TSH | http://www.toronto.ca/TWONTO#temperature_switch
57967 | THC-AER-TSH-7242 | Switch,Temperature-High,Oil Tank 7240,Blower 7200,Phase I & IV Blower Building | THC-AER-BL-7200-I-IV | Blower, Aeration System | Switch,Temperature | Switch |  | TSH | http://www.toronto.ca/TWONTO#temperature_switch
57968 | THC-AER-TSH-7309 | Switch, Inlet, Temperature-High, Blower 7300,Phase I & IV Blower Building | THC-AER-BL-7300-I-IV | Blower, Aeration System | Switch,Temperature | Switch |  | TSH | http://www.toronto.ca/TWONTO#temperature_switch
57969 | THC-AER-TSH-7369 | Switch,Temperature-High,Blower 7300 Room,Blower Air System Phase I &IV | THC-AER-BL-7300-I-IV | Blower, Aeration System | Switch,Temperature | Switch |  | TSH | http://www.toronto.ca/TWONTO#temperature_switch
57970 | THC-AER-TSH-7409 | Switch, Inlet, Temperature-High, Blower 7400,Phase I & IV Blower Building | THC-AER-BL-7400-I-IV | Blower, Aeration System | Switch,Temperature | Switch |  | TSH | http://www.toronto.ca/TWONTO#temperature_switch
57971 | THC-AER-TSH-7469 | Switch,Temperature-High,Blower 7400 Room,Blower Air System Phase I &IV | THC-AER-BL-7400-I-IV | Blower, Aeration System | Switch,Temperature | Switch |  | TSH | http://www.toronto.ca/TWONTO#temperature_switch
58096 | THC-AER-VSH-6026 | Switch,Vibration,Blower 6020,Old Plant Blower Building | THC-AER-BL-6020SUSP | Blower, Aeration | Switch,Vibration | Switch |  | VSH | http://www.toronto.ca/TWONTO#vibration_sensor_element
58097 | THC-AER-VSH-6046 | Switch,Vibration,Blower 6040,Old Plant Blower Building | THC-AER-BL-6040SUSP | Blower, Aeration | Switch,Vibration | Switch |  | VSH | http://www.toronto.ca/TWONTO#vibration_sensor_element
58098 | THC-AER-VSH-6086 | Switch,Vibration,Blower 6080,Old Plant Blower Building | THC-AER-BL-6080SUSP | Blower, Aeration | Switch,Vibration | Switch |  | VSH | http://www.toronto.ca/TWONTO#vibration_sensor_element
58099 | THC-AER-VSH-6306 | Switch,Vibration,Blower 6300,Old Plant Blower Building | THC-AER-BL-6300 | Blower, Aeration | Switch,Vibration | Switch |  | VSH | http://www.toronto.ca/TWONTO#vibration_sensor_element
58239 | THC-CW-PSH-3001 | Switch,Pressure-High,Incinerator City Water Supply | THC-PWA-POTAB METER | Potable Water Flow Meters | Switch,Pressure-High | Switch |  | PSH | http://www.toronto.ca/TWONTO#pressure_switch
58240 | THC-CW-PSL-3001 | Switch,Pressure-Low,Incinerator City Water Supply | THC-PWA-POTAB METER | Potable Water Flow Meters | Switch,Pressure-Low | Switch |  | PSL | http://www.toronto.ca/TWONTO#pressure_switch
58381 | THC-DCL-LSH-0101 | Level Switch High, Tank T-0100 38% Sodium Bisulphite, Dechlorination | THC-DCL-T-0100 | Tank, Storage 38% Sodium Bisulphite, Dechlorination |  | Switch |  | LSH | http://www.toronto.ca/TWONTO#level_switch
58382 | THC-DCL-LSH-0201 | Level Switch High, Tank T-0200 38% Sodium Bisulphite, Dechlorination | THC-DCL-T-0200 | Tank, Storage 38% Sodium Bisulphite, Dechlorination |  | Switch |  | LSH | http://www.toronto.ca/TWONTO#level_switch
58383 | THC-DCL-LSH-0301 | Level Switch High, SBS Dilution Tank, Dechlorination | THC-DCL-T-0100 | Tank, Storage 38% Sodium Bisulphite, Dechlorination |  | Switch |  | LSH | http://www.toronto.ca/TWONTO#level_switch
58384 | THC-DCL-LSH-0301 | Level Switch High, SBS Dilution Tank, Dechlorination | THC-DCL-T-0300 | Tank, Dilution Sodium Bisulphite, Dechlorination |  | Switch |  | LSH | http://www.toronto.ca/TWONTO#level_switch
58386 | THC-DCL-LSL-0401 | Level Switch Low, SBSS Feed Tank, Dechlorination | THC-DCL-T-0100 | Tank, Storage 38% Sodium Bisulphite, Dechlorination |  | Switch | 34142 | LSL | http://www.toronto.ca/TWONTO#level_switch
58387 | THC-DCL-LSL-0601 | Level Switch Low, SBSS Feed Tank, Dechlorination | THC-DCL-T-0100 | Tank, Storage 38% Sodium Bisulphite, Dechlorination |  | Switch | 34141 | LSL | http://www.toronto.ca/TWONTO#level_switch
58388 | THC-DCL-LSL-0601 | Level Switch Low, SBSS Feed Tank, Dechlorination | THC-DCL-T-0600 | Tank, Feed 2% SBSS, Dechlorination |  | Switch | 34141 | LSL | http://www.toronto.ca/TWONTO#level_switch
58389 | THC-DCL-LSLL-0401 | Level Switch Low-Low, SBSS Feed Tank, Dechlorination | THC-DCL-T-0400 | Tank, Feed 2% SBSS, Dechlorination |  | Switch | 34140 | LSLL | http://www.toronto.ca/TWONTO#level_switch
58390 | THC-DCL-LSLL-0401 | Level Switch Low-Low, SBSS Feed Tank, Dechlorination | THC-SUSPENDED | Suspended entity |  | Switch | 34140 | LSLL | http://www.toronto.ca/TWONTO#level_switch
58391 | THC-DCL-LSLL-0601 | Level Switch Low-Low, SBSS Feed Tank, Dechlorination | THC-DCL-T-0100 | Tank, Storage 38% Sodium Bisulphite, Dechlorination |  | Switch | 34143 | LSLL | http://www.toronto.ca/TWONTO#level_switch
58680 | THC-DEW-MSL-6201 | Switch, Motion-Low, Conveyor 6200, Dewatering Conveyance System | THC-DEW-CV-6200 | Conveyor, Main Cake Transfer, Dewatering | Switch,Motion | Switch |  | MSL | http://www.toronto.ca/TWONTO#motion_sensor_element
58764 | THC-DEW-PSH-2346 | Switch, Pressure-High, Outlet, Transfer Pump 2340, Polymer Make Up System | THC-DEW-T-2300 | Tank,Polymer Make-up,Polymer Make Up System | Switch,Pressure-High | Switch |  | PSH | http://www.toronto.ca/TWONTO#pressure_switch
58765 | THC-DEW-PSH-5826 | Switch, Pressure-High, Outlet, Blended Sludge, Centrifuge Feed Pump 5820, Solid Treatment | THC-DEW-P-5820 | Pump,Centrifugal,Blended Sludge,Feed,Centrifuge 1500(& future1600),Solid Treatment | Switch,Pressure | Switch |  | PSH | http://www.toronto.ca/TWONTO#pressure_switch
58766 | THC-DEW-PSH-5846 | Switch, Pressure-High, Outlet, Blended Sludge, Centrifuge Feed Pump 5840, Solid Treatment | THC-DEW-P-5840 | Sludge, Feed Pump, Centrifuge, System Dewatering | Switch,Pressure | Switch |  | PSH | http://www.toronto.ca/TWONTO#pressure_switch
58769 | THC-DEW-PSL-1108 | Switch, Pressure-Low, City Water, Centrifuge 1100, Solid Treatment, Incinerator building. | THC-DEW-CF-1100 | Centrifuge,Dewatering,BLS/PYS - Solid Treatment,Incinerator Building | Switch,Pressure-Low | Switch |  | PSL | http://www.toronto.ca/TWONTO#pressure_switch
59322 | FCL-ELS-TS-0500 | Switch,Low Lift Bldg - Electrical Room,Transfer | FCL-ELS-MCC-0500 | Control Panel,MCC,Low Lift Bldg - Electrical Room,600V | Switch | Switch |  | TS | http://www.toronto.ca/TWONTO#transfer_switch
59323 | FCL-ELS-TS-0613-SUS | Switch, Transfer, Generator 0100, Electrical Switchgear Room | FCL-ELS-PS-0002 | Uninterruptible Power Supply,Low Lift Bldg - Switchgear Room,LP-0002 | Switch | Switch | 36601 | TS | http://www.toronto.ca/TWONTO#transfer_switch
59324 | FCL-ELS-TS-0613-SUS | Switch, Transfer, Generator 0100, Electrical Switchgear Room | FCL-SUSPENDED | Suspended entity | Switch | Switch | 36601 | TS | http://www.toronto.ca/TWONTO#transfer_switch
59325 | FCL-ELS-TS-1011-SUS | Switch, Transfer, Generator 0200, Electrical Switchgear Room | FCL-SUSPENDED | Suspended entity | Switch | Switch | 36602 | TS | http://www.toronto.ca/TWONTO#transfer_switch
59326 | FCL-ELS-TSH-002D | Switch,Temperature-High,Low Lift Bldg - Electrical Room,Transformer TR-002D | FCL-ELS-TR-002D | Transformer,Power,Dry,Low Lift Bldg - Electrical Room,4160-600V,500KVA | Switch,Temperature-High | Switch |  | TSH | http://www.toronto.ca/TWONTO#temperature_switch
59327 | FCL-ELS-TSH-002H | Switch,Temperature-High,High Lift Bldg - Switchgear Room,Transformer TR-002H | FCL-ELS-TR-002H | Transformer,Power,Dry,High Lift Bldg - Switchgear Room,4160-600V,750KVA | Switch,Temperature-High | Switch |  | TSH | http://www.toronto.ca/TWONTO#temperature_switch
59328 | FCL-ELS-TSH-003F | Switch,Temperature-High,High Lift Bldg - Electrical Room,Transformer TR-003F | FCL-ELS-TR-003F | Transformer,Power,Dry,High Lift Bldg - Electrical Room,4160-600V,750KVA | Switch,Temperature-High | Switch |  | TSH | http://www.toronto.ca/TWONTO#temperature_switch
59329 | FCL-ELS-TSH-01CF | Switch,Temperature-High,Centrifuge Bldg - Electrical Room,Transformer TR-01CF | FCL-ELS-TR-01CF | Transformer,Power,Dry,Centrifuge Bldg - Electrical Room,4160-600V,500KVA | Switch,Temperature-High | Switch |  | TSH | http://www.toronto.ca/TWONTO#temperature_switch
59330 | FCL-ELS-TSH-01CL | Switch,Temperature-High,Clarification - Electrical Room,Transformer TR-01CL | FCL-ELS-TR-01CL | Transformer,Power,Dry,Clarification - Electrical Room,4160-600V,400KVA | Switch,Temperature-High | Switch |  | TSH | http://www.toronto.ca/TWONTO#temperature_switch
59331 | FCL-ELS-TSHB-0200 | Switch,Temperature-High,Outdoor Main Substation,Transformer TR-0200 Oil | FCL-ELS-TR-0200 | Transformer,Power,Oil Filled,Outdoor Main Substation,27.6-4.16kV,10/13.3MVA | Switch,Temperature-High | Switch |  | TSHB | http://www.toronto.ca/TWONTO#temperature_switch
59388 | THC-DIG-LSH-0114 | Switch,Level-High, Sump Pump 0114, Sludge Holding Tanks | THC-DIG-P-0114 | Pump,Centrifugal,Sump,Old Digesters | Switch,Level | Switch | 35368 | LSH | http://www.toronto.ca/TWONTO#level_switch
59389 | THC-DIG-LSH-0115 | Switch,Level-High, Sump Pump 0115,Sludge Holding Tanks | THC-DIG-P-0115 | Pump,Centrifugal,Sump,Old Digesters | Switch,Level | Switch |  | LSH | http://www.toronto.ca/TWONTO#level_switch
59390 | THC-DIG-LSH-0193 | Switch,Level-High,Sump,Tunnel Sump Pump 0193,Anerobic Filter Building | THC-DIG-P-0193 | Pump,Centrifugal,Tunnel Sump,Anerobic Filter Building | Switch,Level | Switch |  | LSH | http://www.toronto.ca/TWONTO#level_switch
59391 | THC-DIG-LSH-0194 | Switch,Level-High,Sump Pumps 0194 & 0195,Anerobic Filter Building | THC-GRK-SUMP PUMP | Sump Pumps, | Switch,Level | Switch |  | LSH | http://www.toronto.ca/TWONTO#level_switch
59392 | THC-DIG-LSH-0405 | Switch,Level-High,Sump Pumps 5290A & 5290B,Lower Basement,Building U | THC-DIG-CP-5290 | Control Panel,Electrical,Lower Basement Sump,P-5290A & P-5290B,Building U | Switch,Level | Switch |  | LSH | http://www.toronto.ca/TWONTO#level_switch
59393 | THC-DIG-LSH-0405 | Switch,Level-High,Sump Pumps 5290A & 5290B,Lower Basement,Building U | THC-GRK-SUMP PUMP | Sump Pumps, | Switch,Level | Switch |  | LSH | http://www.toronto.ca/TWONTO#level_switch
59394 | THC-DIG-LSH-3120 | Switch,Level,High,Interstage Separator,F­3120,Gas High Pressure System,Building U | THC-DIG-CYC-3120 | Cyclone,Separator,Outlet,Intercooler C­3101,Gas High Pressure System,Building U | Switch,Level-High | Switch |  | LSH | http://www.toronto.ca/TWONTO#level_switch
59395 | THC-DIG-LSH-3413 | Switch,Level,High,Wet Receiver,T­3413,Gas High Pressure System,Building U | THC-DIG-T-3413 | Tank,Wet Gas Storage,Gas High Pressure System,Building U | Switch,Level-High | Switch |  | LSH | http://www.toronto.ca/TWONTO#level_switch
59397 | THC-DIG-LSH-5240 | Eliminated Role: Switch,Level-High,Sump,Burner Sump Pump 5240,Building U | THC-DIG-P-5240 | Eliminated Role: Pump,Centrifugal,Sump,Lower Basement,Building U | Switch,Level | Switch | 40489 | LSH | http://www.toronto.ca/TWONTO#level_switch
59398 | THC-DIG-LSH-5285 | Switch,Level-High,South-West Storm Sump,CP-5285,Building U | THC-DIG-CP-5285 | Control Panel,Electrical,South-West Storm Sump,P-5285A & P-5285B,Building U | Switch,Level | Switch |  | LSH | http://www.toronto.ca/TWONTO#level_switch
59399 | THC-DIG-LSH-5286 | Switch,Level-High,South-East Storm Sump,CP-5286,Building U | THC-DIG-CP-5286 | Control Panel,Electrical,South-East Storm Sump,P-5286A & P-5286B,Building U | Switch,Level | Switch |  | LSH | http://www.toronto.ca/TWONTO#level_switch
59400 | THC-DIG-LSH-5286 | Switch,Level-High,South-East Storm Sump,CP-5286,Building U | THC-GRK-SUMP PUMP | Sump Pumps, | Switch,Level | Switch |  | LSH | http://www.toronto.ca/TWONTO#level_switch
59401 | THC-DIG-LSH-5290 | Switch,Level-High,Lower Basement Sump,CP-5290,Building U | THC-DIG-CP-5290 | Control Panel,Electrical,Lower Basement Sump,P-5290A & P-5290B,Building U | Switch,Level | Switch |  | LSH | http://www.toronto.ca/TWONTO#level_switch
59404 | THC-DIG-LSHH-0114 | Switch,Level-High High, Sump Pump 0114, Sludge Holding Tanks | THC-DIG-P-0114 | Pump,Centrifugal,Sump,Old Digesters | Switch,Level | Switch |  | LSHH | http://www.toronto.ca/TWONTO#level_switch
59405 | THC-DIG-LSHH-5240 | Eliminated Role: Switch,Level-High High, Sump,Burner Sump Pump 5240, Primary Digesters | THC-SUS | THC records of assets and roles that are no longer in service or exists | Switch,Level | Switch | 40487 | LSHH | http://www.toronto.ca/TWONTO#level_switch
59406 | THC-DIG-LSHH-5286 | Eliminated Role: Switch,Level-High High,Sump, East Storm Sump Pump 5286A, Primary Digesters,Building U | THC-DIG-P-5286A | Pump,Submersible,South-East Storm Sump,Building U | Switch,Level | Switch | 40488 | LSHH | http://www.toronto.ca/TWONTO#level_switch
59409 | THC-DIG-LSHHA-5286 | Switch,Level-High-High,South-East Storm Sump,CP-5286,Building U | THC-DIG-CP-5286 | Control Panel,Electrical,South-East Storm Sump,P-5286A & P-5286B,Building U | Valve,Gate | Switch |  | LSHHA | http://www.toronto.ca/TWONTO#level_switch
59411 | THC-DIG-LSHHB-5285 | Switch,Level-High-High,South-West Storm Sump,CP-5285,Building U | THC-DIG-CP-5285 | Control Panel,Electrical,South-West Storm Sump,P-5285A & P-5285B,Building U | Valve,Gate | Switch |  | LSHHB | http://www.toronto.ca/TWONTO#level_switch
59413 | THC-DIG-LSL-5286 | Switch,Level-Low,South-East Storm Sump,CP-5286,Building U | THC-DIG-CP-5286 | Control Panel,Electrical,South-East Storm Sump,P-5286A & P-5286B,Building U | Valve,Gate | Switch |  | LSL | http://www.toronto.ca/TWONTO#level_switch
59417 | THC-DIG-LSLL-3413 | Switch,Level,Low-Low,Wet Receiver,T­3413,Gas High Pressure System,Building U | THC-DIG-T-3413 | Tank,Wet Gas Storage,Gas High Pressure System,Building U | Switch,Level-Low-Low | Switch |  | LSLL | http://www.toronto.ca/TWONTO#level_switch
59559 | THC-DIG-PSH-0444 | Switch,Pressure-High,Discharge,Gas Mixing,C-0437,Gas Low Pressure System,Building U | THC-DIG-C-0437 | Compressor,Sliding Vane,Primary Digester Gas MIxing,PD-0400,Gas Low Pressure System,Building U | Switch,Pressure-High | Switch |  | PSH | http://www.toronto.ca/TWONTO#pressure_switch
59560 | THC-DIG-PSH-0544 | Switch,Pressure-High,Discharge,Gas Mixing,C-0537,Gas Low Pressure System,Building U | THC-DIG-C-0537 | Compressor,Sliding Vane,Primary Digester Gas MIxing,PD-0500,Gas Low Pressure System,Building U | Switch,Pressure-High | Switch |  | PSH | http://www.toronto.ca/TWONTO#pressure_switch
59561 | THC-DIG-PSH-1444 | Switch,Pressure-High,Discharge,Gas Mixing,C-5437,Gas Low Pressure System,Building U | THC-DIG-C-1437 | Compressor,Sliding Vane,Back-Up,Primary Digester Gas Mixing,PD-0400-0700,Gas Low Pressure System,Building U | Switch,Pressure-High | Switch |  | PSH | http://www.toronto.ca/TWONTO#pressure_switch
59565 | THC-DIG-PSH-3100 | Switch,Pressure-High,Discharge,C-3100B,Gas High Pressure System,Building U | THC-DIG-C-3100 | Compressor,Sliding Vane,Building U Gas Booster,Gas High Pressure System,Building U | Switch,Pressure-High | Switch |  | PSH | http://www.toronto.ca/TWONTO#pressure_switch
59566 | THC-DIG-PSH-3300 | Switch,Pressure-High,Discharge,C-3300B,Gas High Pressure System,Building U | THC-DIG-C-3300 | Compressor,Sliding Vane,Building U Gas Booster,Gas High Pressure System,Building U | Switch,Pressure-High | Switch |  | PSH | http://www.toronto.ca/TWONTO#pressure_switch
59567 | THC-DIG-PSH-3300 | Switch,Pressure-High,Discharge,C-3300B,Gas High Pressure System,Building U | THC-DIG-C-3300B | Compressor, Gas, Booster, Digester 0400-0700 | Switch,Pressure-High | Switch |  | PSH | http://www.toronto.ca/TWONTO#pressure_switch
59570 | THC-DIG-PSH-5066 | Switch,Pressure-High,Duty,Digested Gas Header,Gas Low Pressure System,Building U | THC-DIG-BURNERS | Waste Gas Burners | Switch,Pressure | Switch |  | PSH | http://www.toronto.ca/TWONTO#pressure_switch
59571 | THC-DIG-PSH-5066 | Switch,Pressure-High,Duty,Digested Gas Header,Gas Low Pressure System,Building U | THC-DIG-GAS-LOW-PRESS | Digester Gas Low Pressure System | Switch,Pressure | Switch |  | PSH | http://www.toronto.ca/TWONTO#pressure_switch
59575 | THC-DIG-PSL-5063 | Switch,Pressure-Low,Auto Reset,Digested Gas Header,Gas Low Pressure System,Building U | THC-DIG-BURNERS | Waste Gas Burners | Switch,Pressure-Low | Switch |  | PSL | http://www.toronto.ca/TWONTO#pressure_switch
59576 | THC-DIG-PSLL-5065 | Switch,Pressure-Low-Low,Manual Reset,Digested Gas Header,Gas Low Pressure System,Building U | THC-DIG-BURNERS | Waste Gas Burners | Switch,Pressure-Low | Switch |  | PSLL | http://www.toronto.ca/TWONTO#pressure_switch
59577 | THC-DIG-PSLL-5065 | Switch,Pressure-Low-Low,Manual Reset,Digested Gas Header,Gas Low Pressure System,Building U | THC-DIG-GAS-LOW-PRESS | Digester Gas Low Pressure System | Switch,Pressure-Low | Switch |  | PSLL | http://www.toronto.ca/TWONTO#pressure_switch
59628 | THC-DIG-TSH-0543 | Switch,Temperature-High,Discharge,Primary Digester Gas MIxing,C-0537,Gas Low Pressure System,Building U | THC-DIG-C-0537 | Compressor,Sliding Vane,Primary Digester Gas MIxing,PD-0500,Gas Low Pressure System,Building U | Switch,Temperature | Switch |  | TSH | http://www.toronto.ca/TWONTO#temperature_switch
59629 | THC-DIG-TSH-0643 | Switch,Temperature-High,Discharge,Primary Digester Gas MIxing,C-0637,Gas Low Pressure System,Building U | THC-DIG-C-0637 | Compressor,Sliding Vane,Primary Digester Gas MIxing,PD-0600,Gas Low Pressure System,Building U | Switch,Temperature | Switch |  | TSH | http://www.toronto.ca/TWONTO#temperature_switch
59630 | THC-DIG-TSH-1443 | Switch,Temperature-High,Discharge,Primary Digester Gas MIxing,C-5437,Gas Low Pressure System,Building U | THC-DIG-C-1437 | Compressor,Sliding Vane,Back-Up,Primary Digester Gas Mixing,PD-0400-0700,Gas Low Pressure System,Building U | Switch,Temperature | Switch |  | TSH | http://www.toronto.ca/TWONTO#temperature_switch
59631 | THC-DIG-TSH-3426 | Switch,Temperature,High,Aftercooler Discharge Header,Gas High Pressure System,Building U | THC-DIG-C-BOOST-3100 | Eliminated Role: Compressors Unit, Gas Booster, Digester 0400-0700 | Switch,Temperature-High | Switch |  | TSH | http://www.toronto.ca/TWONTO#temperature_switch
60798 | THC-ELS-LB-0900 | Switch,Load Break,Indoor 5KV,Biosolids Building | THC-ELS-SWG-0900 | Switchgear | Load Break Switch | Switch |  | LB | http://www.toronto.ca/TWONTO#load_break_disconnect_switch
60800 | THC-ELS-LB-1000 | Switch,Load Break,Indoor 5KV,Biosolids Building | THC-ELS-SWG-1000 | Switchgear | Load Break Switch | Switch |  | LB | http://www.toronto.ca/TWONTO#load_break_disconnect_switch
60850 | THC-ELS-LSH-0148 | Switch,Level-High,Sump,Sump Pump 0148,Oil Storage Building | THC-ELS-P-0148 | Pump, Sump, Building F | Switch,Level | Switch |  | LSH | http://www.toronto.ca/TWONTO#level_switch
61361 | THC-EPG-LSL-4020 | Switch, Level, Low, Fuel Tank, Diesel Generator, Headworks | THC-ELS-GEN-4020 | Standby Generator, DS00400-6S, Between old Headworks and New Head House | Switch,Level-Low | Switch |  | LSL | http://www.toronto.ca/TWONTO#level_switch
61700 | THC-FT-PSH-0996 | Switch,Pressure-High,Outlet,Scum Transfer Pump 0990,Secondary, Phase I | THC-FT-P-0990SUSPEND | Pump, for Scum Pit Tank 0980, for final tank 0900, Secondary Clarifier | Switch,Pressure-High | Switch |  | PSH | http://www.toronto.ca/TWONTO#pressure_switch
61701 | THC-FT-PSH-1096 | Switch,Pressure-High,Outlet,Scum Transfer Pump 1090,Secondary, Phase I | THC-FT-P-1090SUSPENDED | Pump, for Scum Pit Tank 1080, for final tank 1000, Secondary Clarifier | Switch,Pressure-High | Switch |  | PSH | http://www.toronto.ca/TWONTO#pressure_switch
61702 | THC-FT-PSH-1196 | Switch,Pressure-High,Outlet,Scum Transfer Pump 1190,Secondary, Phase I | THC-FT-P-1190SUSPENDED | Pump, for Scum Pit Tank 1180, for final tank 1100, Secondary Clarifier | Switch,Pressure-High | Switch |  | PSH | http://www.toronto.ca/TWONTO#pressure_switch
61703 | THC-FT-PSH-1296 | Switch,Pressure-High,Outlet,Scum Transfer Pump 1290,Secondary,Phase I | THC-FT-P-1290SUSPENDED | Pump, for Scum Pit Tank 1280, for final tank 1200, Secondary Clarifier | Switch,Pressure-High | Switch |  | PSH | http://www.toronto.ca/TWONTO#pressure_switch
61705 | THC-FT-PSH-5826 | Switch, Pressure High, Scum Control, SE Plant, SE Plant Blowers Part 1 and Train #8 | THC-FT-P-5820SP | Pump, Scum Pit, Tank 0500-0800, Secondary Clarifier | Switch,Pressure-High | Switch |  | PSH | http://www.toronto.ca/TWONTO#pressure_switch
61706 | THC-FT-PSH-5826 | Switch, Pressure High, Scum Control, SE Plant, SE Plant Blowers Part 1 and Train #8 | THC-STR-P-SP02 | Pump, Spare | Switch,Pressure-High | Switch |  | PSH | http://www.toronto.ca/TWONTO#pressure_switch
61708 | THC-FT-PSL-1095 | Switch, Inlet, Pressure-Low, Scum Transfer Pump 1090,Secondary, Phase I | THC-FT-P-1090SUSPENDED | Pump, for Scum Pit Tank 1080, for final tank 1000, Secondary Clarifier | Switch,Pressure-Low | Switch |  | PSL | http://www.toronto.ca/TWONTO#pressure_switch
61709 | THC-FT-PSL-1195 | Switch, Inlet, Pressure-Low, Scum Transfer Pump 1190,Secondary, Phase I | THC-FT-P-1190SUSPENDED | Pump, for Scum Pit Tank 1180, for final tank 1100, Secondary Clarifier | Switch,Pressure-Low | Switch |  | PSL | http://www.toronto.ca/TWONTO#pressure_switch
61710 | THC-FT-PSL-1295 | Switch, Inlet, Pressure-Low, Scum Transfer Pump 1290,Secondary, Phase I | THC-FT-P-1290SUSPENDED | Pump, for Scum Pit Tank 1280, for final tank 1200, Secondary Clarifier | Switch,Pressure-Low | Switch |  | PSL | http://www.toronto.ca/TWONTO#pressure_switch
61711 | THC-FT-PSL-1595 | Switch, Inlet, Pressure-Low, Scum Transfer Pump 1590,Secondary,Phase IV | THC-FT-P-1590-SCRP | Pump, for Scum Pit Tank 1580, for final tank 1500, Secondary Clarifier | Switch,Pressure-Low | Switch |  | PSL | http://www.toronto.ca/TWONTO#pressure_switch
61712 | THC-FT-PSL-1695 | Switch, Inlet, Pressure-Low,Scum Transfer Pump 1690,Secondary,Phase IV | THC-FT-P-1690-SCRP | Pump, for Scum Pit Tank 1680, for final tank 1600, Secondary Clarifier | Switch,Pressure-Low | Switch |  | PSL | http://www.toronto.ca/TWONTO#pressure_switch
61865 | FCL-FL-FSL-0101-SUS | Switch, Flow-Low, Feed Line, Hydrofluosilicic Acid System | FCL-FL | Fluoridation | Switch,Flow-Low | Switch | 36605 | FSL | http://www.toronto.ca/TWONTO#flow_switch
61866 | FCL-FL-FSL-0101-SUS | Switch, Flow-Low, Feed Line, Hydrofluosilicic Acid System | FCL-SUSPENDED | Suspended entity | Switch,Flow-Low | Switch | 36605 | FSL | http://www.toronto.ca/TWONTO#flow_switch
61868 | FCL-FL-LSH-0002 | Switch, Level-High, Spill Containment, Hydrofluosilicic Acid System | FCL-FL | Fluoridation | Switch,Level-High | Switch |  | LSH | http://www.toronto.ca/TWONTO#level_switch
61869 | FCL-FL-LSH-0003 | Switch, Level-High, Spill Containment, Hydrofluosilicic Acid System | FCL-FL | Fluoridation | Switch,Level-High | Switch |  | LSH | http://www.toronto.ca/TWONTO#level_switch
61870 | FCL-FL-LSH-0004 | Switch, Level-High, Spill Containment, Hydrofluosilicic Acid System | FCL-FL | Fluoridation | Switch,Level-High | Switch |  | LSH | http://www.toronto.ca/TWONTO#level_switch
61871 | FCL-FL-LSH-0101(S) | Switch, Level-High, Tank 0101, Hydrofluosilicic Acid System | FCL-FL | Fluoridation | Switch,Level-High | Switch | 35931 | LSH | http://www.toronto.ca/TWONTO#level_switch
61872 | FCL-FL-LSH-0101(S) | Switch, Level-High, Tank 0101, Hydrofluosilicic Acid System | FCL-FL-T-0101 | Tank, Non-Pressurized, Hydrofluosilicic Acid System | Switch,Level-High | Switch | 35931 | LSH | http://www.toronto.ca/TWONTO#level_switch
61873 | FCL-FL-LSH-0201(S) | Switch, Level-High, Tank 0201, Hydrofluosilicic Acid System | FCL-FL-T-0201 | Tank, Non-Pressurized, Hydrofluosilicic Acid System | Switch,Level-High | Switch | 35932 | LSH | http://www.toronto.ca/TWONTO#level_switch
62193 | THC-INC-LSH-3012 | Switch, Level-High, Sump, Air Plenum, Incinerator Area | THC-GRK-SUMP PUMP | Sump Pumps, | Switch,Level | Switch |  | LSH | http://www.toronto.ca/TWONTO#level_switch
62228 | THC-INC-PSH-0611 | Switch, Pressure-High, Digester Gas Train, Incinerators 1000 & 2000 | THC-INC | Incineration Process | Switch,Pressure-High | Switch |  | PSH | http://www.toronto.ca/TWONTO#pressure_switch
62229 | THC-INC-PSH-1064 | Switch, Pressure-High, Natural Gas Train, Incinerator 1000 | THC-INC-FU-1000 | Furnace, Incinerator 1000 | Switch,Pressure-High | Switch |  | PSH | http://www.toronto.ca/TWONTO#pressure_switch
62230 | THC-INC-PSL-0203 | Switch, Pressure-low, Digester Gas Train, Incinerators 1000 & 2000 | THC-INC | Incineration Process | Switch,Pressure-Low | Switch |  | PSL | http://www.toronto.ca/TWONTO#pressure_switch
62232 | THC-INC-PSL-1053 | Switch, Pressure-Low, Shaft Seal, Slurry Pump 1053 | THC-INC-P-1053 | Pump, Ash Slurry, Incinerator 1000 |  | Switch |  | PSL | http://www.toronto.ca/TWONTO#pressure_switch
62233 | THC-INC-PSL-1064 | Switch, Pressure-Low, Natural Gas Train, Incinerator 1000 | THC-INC-FU-1000 | Furnace, Incinerator 1000 | Switch,Pressure-Low | Switch | 34752 | PSL | http://www.toronto.ca/TWONTO#pressure_switch
62234 | THC-INC-PSL-1064 | Switch, Pressure-Low, Natural Gas Train, Incinerator 1000 | THC-SUSPENDED | Suspended entity | Switch,Pressure-Low | Switch | 34752 | PSL | http://www.toronto.ca/TWONTO#pressure_switch
62235 | THC-INC-PSL-2053 | Switch, Pressure-Low, Shaft Seal, Slurry Pump 2053 | THC-INC-P-2053 | Pump, Ash Slurry, Incinerator 2000 |  | Switch |  | PSL | http://www.toronto.ca/TWONTO#pressure_switch
62572 | FCL-FLT-FSL-0003A | Switch, Flow Low, Discharge, Filtered Water Sampling Pump 0004A, Sampling Pumps | FCL-FLT | Filtration | Switch,Flow-Low | Switch |  | FSL | http://www.toronto.ca/TWONTO#flow_switch
62573 | FCL-FLT-FSL-0003A | Switch, Flow Low, Discharge, Filtered Water Sampling Pump 0004A, Sampling Pumps | FCL-FLT-P-0004A | Pump, Centrifugal, Filtered Water, Sampling Pumps | Switch,Flow-Low | Switch |  | FSL | http://www.toronto.ca/TWONTO#flow_switch
62574 | FCL-FLT-FSL-0003B | Switch, Flow Low, Discharge, Filtered Water Sampling Pump 0004B, Sampling Pumps | FCL-FLT-P-0004B | Pump, Centrifugal, Filtered Water, Sampling Pumps | Switch,Flow-Low | Switch |  | FSL | http://www.toronto.ca/TWONTO#flow_switch
62575 | FCL-FLT-FSL-0004 | Switch, Flow, Low, Thermal, Sample to Filter Composite Analysers. Admin Building Lab | FCL-FLT | Filtration | Switch | Switch |  | FSL | http://www.toronto.ca/TWONTO#flow_switch
62576 | FCL-FLT-FSL-0005 | Switch, Flow, Low, Thermal, Sample to Turbidity Analyser AIT-0006, Admin Building Lab | FCL-FLT-SAMP | Filter Composite Sampling | Switch | Switch |  | FSL | http://www.toronto.ca/TWONTO#flow_switch
62587 | FCL-FLT-LSH-0001-SUS | Switch, Level-High, Wash Water Drain West, Filter No.1701 | FCL-FLT-F-1701 | Filter, Carbon Activated, Filter Building, Filter Gallery West | Switch,Level-High | Switch | 36606 | LSH | http://www.toronto.ca/TWONTO#level_switch
62588 | FCL-FLT-LSH-0002-SUS | Switch, Level-High, Wash Water Drain West, Filter No.0701 | FCL-SUSPENDED | Suspended entity | Switch,Level-High | Switch | 36607 | LSH | http://www.toronto.ca/TWONTO#level_switch
62594 | FCL-FLT-LSL-0005-SUS | Switch, Level-Low, Filter 0501, Filter No.0501 | FCL-FLT-F-0501 | Filter, Carbon Activated, Filter Building, Filter Gallery West | Switch,Level-Low | Switch | 36613 | LSL | http://www.toronto.ca/TWONTO#level_switch
62595 | FCL-FLT-LSL-0005-SUS | Switch, Level-Low, Filter 0501, Filter No.0501 | FCL-SUSPENDED | Suspended entity | Switch,Level-Low | Switch | 36613 | LSL | http://www.toronto.ca/TWONTO#level_switch
62596 | FCL-FLT-LSL-0006-SUS | Switch, Level-Low, Filter 0601, , Filter No.0601 | FCL-SUSPENDED | Suspended entity | Switch,Level-Low | Switch | 36614 | LSL | http://www.toronto.ca/TWONTO#level_switch
62597 | FCL-FLT-LSL-0007-SUS | Switch, Level-Low, Filter 0701, Filter No.0701 | FCL-FLT-F-0701 | Filter, Carbon Activated, Filter Building, Filter Gallery West | Switch,Level-Low | Switch | 36615 | LSL | http://www.toronto.ca/TWONTO#level_switch
62710 | THC-NGS-PSL-3042 | Switch, Pressure Low, Pilot Natural Gas, Hot Water Boiler BO-3041 | THC-ACC-BO-3041 | Boiler, Hot Water, Boiler Building |  | Switch | 33796 | PSL | http://www.toronto.ca/TWONTO#pressure_switch
62711 | THC-NGS-PSL-3052 | Switch, Pressure Low, Pilot Natural Gas, Hot Water Boiler BO-3051 | THC-ACC-BO-3051 | Boiler, Hot Water, Boiler Building |  | Switch | 33797 | PSL | http://www.toronto.ca/TWONTO#pressure_switch
62712 | THC-NGS-PSL-3052 | Switch, Pressure Low, Pilot Natural Gas, Hot Water Boiler BO-3051 | THC-SUSPENDED | Suspended entity |  | Switch | 33797 | PSL | http://www.toronto.ca/TWONTO#pressure_switch
62715 | THC-NGS-PSL-3072 | Switch, Pressure Low, Pilot Natural Gas, Hot Water Boiler BO-3071 | THC-SUSPENDED | Suspended entity |  | Switch | 33799 | PSL | http://www.toronto.ca/TWONTO#pressure_switch
62780 | FCL-FLT-LSL-0008-SUS | Switch, Level-Low, Filter 0801, , Filter No.0801 | FCL-SUSPENDED | Suspended entity | Switch,Level-Low | Switch | 36616 | LSL | http://www.toronto.ca/TWONTO#level_switch
62781 | FCL-FLT-LSL-0009-SUS | Switch, Level-Low, Filter 1101, Filter No.1101 | FCL-FLT-F-0901 | Filter, Carbon Activated, Filter Building, Filter Gallery West | Switch,Level-Low | Switch | 36617 | LSL | http://www.toronto.ca/TWONTO#level_switch
62782 | FCL-FLT-LSL-0009-SUS | Switch, Level-Low, Filter 1101, Filter No.1101 | FCL-SUSPENDED | Suspended entity | Switch,Level-Low | Switch | 36617 | LSL | http://www.toronto.ca/TWONTO#level_switch
62783 | FCL-FLT-LSL-0010-SUS | Switch, Level-Low, Filter 1001, , Filter No.1001 | FCL-SUSPENDED | Suspended entity | Switch,Level-Low | Switch | 36619 | LSL | http://www.toronto.ca/TWONTO#level_switch
62784 | FCL-FLT-LSL-0011 | Switch, Level-Low, Filter 1101, Filter No.1101 | FCL-FLT-F-1101 | Filter, Carbon Activated, Filter Building, Filter Gallery West | Switch,Level-Low | Switch |  | LSL | http://www.toronto.ca/TWONTO#level_switch
62785 | FCL-FLT-LSL-0013-SUS | Switch, Level-Low, Filter 1301, Filter No.1301 | FCL-FLT-F-1301 | Filter, Carbon Activated, Filter Building, Filter Gallery West | Switch,Level-Low | Switch | 36620 | LSL | http://www.toronto.ca/TWONTO#level_switch
62786 | FCL-FLT-LSL-0015-SUS | Switch, Level-Low, Filter 1501, Filter No.1501 | FCL-FLT-F-1501 | Filter, Carbon Activated, Filter Building, Filter Gallery West | Switch,Level-Low | Switch | 36621 | LSL | http://www.toronto.ca/TWONTO#level_switch
62787 | FCL-FLT-LSL-0017-SUS | Switch, Level-Low, Filter 1701, Filter No.1701 | FCL-FLT-F-1701 | Filter, Carbon Activated, Filter Building, Filter Gallery West | Switch,Level-Low | Switch | 36623 | LSL | http://www.toronto.ca/TWONTO#level_switch
62788 | FCL-FLT-LSL-1201-SUS | Switch, Level-Low, Filter 1201, , Filter No.1201 | FCL-SUSPENDED | Suspended entity | Switch,Level-Low | Switch | 36624 | LSL | http://www.toronto.ca/TWONTO#level_switch
62789 | FCL-FLT-LSL-1801-SUS | Switch, Level-Low, Filter 1801, , Filter No.1801 | FCL-FLT-F-1801 | Filter, Carbon Activated, Filter Building, Filter Gallery East | Switch,Level-Low | Switch | 36626 | LSL | http://www.toronto.ca/TWONTO#level_switch
62790 | FCL-FLT-LSL-1801-SUS | Switch, Level-Low, Filter 1801, , Filter No.1801 | FCL-SUSPENDED | Suspended entity | Switch,Level-Low | Switch | 36626 | LSL | http://www.toronto.ca/TWONTO#level_switch
63210 | THC-OCS-LSH-0200 | Switch, Sump Level High, Phase I/IV Biofilter Sump, Phase I/IV Odour Control | THC-OCS-P-0210 | Sump Pump No.1, Phase I/IV Biofilter Sump, Phase I/IV Odour Control | Switch,Level-High | Switch |  | LSH | http://www.toronto.ca/TWONTO#level_switch
63211 | THC-OCS-LSH-0400 | Switch, Level High, Humidification Chamber #2, Phase I/IV Odour Control | THC-OCS-HU-0400 | Integrated Humidification Chamber #2, Humidification Chamber #2, Phase I/IV Odour Control | Switch,Level-High | Switch |  | LSH | http://www.toronto.ca/TWONTO#level_switch
63213 | THC-OCS-LSH-6200 | Switch, Level, High, Sump, Biofilter, Headworks Odour Control | THC-OCS-P-6210 | Sump Pump, Biofilter, Headworks Odour Control | Switch,Level-High | Switch |  | LSH | http://www.toronto.ca/TWONTO#level_switch
63214 | THC-OCS-LSHH-0100 | Switch, Level High High, Humidification Chamber #1, Phase I/IV Odour Control | THC-OCS-HU-0100 | Integrated Humidification Chamber #1, Humidification Chamber #1, Phase I/IV Odour Control | Switch,Level-High-High | Switch |  | LSHH | http://www.toronto.ca/TWONTO#level_switch
63216 | THC-OCS-LSHH-6030 | Switch, Level, High High, Humidification Chamber HU-6030, Headworks Odour Control | THC-OCS-HU-6030 | Humidification Chamber, Biofilter, Headworks Odour Control | Switch,Level-High-High | Switch |  | LSHH | http://www.toronto.ca/TWONTO#level_switch
63217 | THC-OCS-LSL-0100 | Switch, Level Low, Humidification Chamber #1, Phase I/IV Odour Control | THC-OCS-HU-0100 | Integrated Humidification Chamber #1, Humidification Chamber #1, Phase I/IV Odour Control | Switch,Level-Low | Switch |  | LSL | http://www.toronto.ca/TWONTO#level_switch
63218 | THC-OCS-LSL-0400 | Switch, Level Low, Humidification Chamber #2, Phase I/IV Odour Control | THC-OCS-HU-0400 | Integrated Humidification Chamber #2, Humidification Chamber #2, Phase I/IV Odour Control | Switch,Level-Low | Switch |  | LSL | http://www.toronto.ca/TWONTO#level_switch
63219 | THC-OCS-LSL-6030 | Switch, Level, Low, Humidification Chamber HU-6030, Headworks Odour Control | THC-OCS-HU-6030 | Humidification Chamber, Biofilter, Headworks Odour Control | Switch,Level-Low | Switch |  | LSL | http://www.toronto.ca/TWONTO#level_switch
63220 | THC-OCS-LSLL-0100 | Switch, Level Low Low, Humidification Chamber #1, Phase I/IV Odour Control | THC-OCS-HU-0100 | Integrated Humidification Chamber #1, Humidification Chamber #1, Phase I/IV Odour Control | Switch,Level-Low-Low | Switch |  | LSLL | http://www.toronto.ca/TWONTO#level_switch
63221 | THC-OCS-LSLL-0200 | Switch, Sump Level Lo Lo, Phase I/IV Biofilter Sump, Phase I/IV Odour Control | THC-OCS-P-0210 | Sump Pump No.1, Phase I/IV Biofilter Sump, Phase I/IV Odour Control | Switch,Level-Low-Low | Switch |  | LSLL | http://www.toronto.ca/TWONTO#level_switch
63222 | THC-OCS-LSLL-0400 | Switch, Level Low Low, Humidification Chamber #2, Phase I/IV Odour Control | THC-OCS-HU-0100 | Integrated Humidification Chamber #1, Humidification Chamber #1, Phase I/IV Odour Control | Switch,Level-Low-Low | Switch |  | LSLL | http://www.toronto.ca/TWONTO#level_switch
63223 | THC-OCS-LSLL-6030 | Switch, Level, Low Low, Humidification Chamber HU-6030, Headworks Odour Control | THC-OCS-HU-6030 | Humidification Chamber, Biofilter, Headworks Odour Control | Switch,Level-Low-Low | Switch |  | LSLL | http://www.toronto.ca/TWONTO#level_switch
63490 | FCL-PAC-LS-0301A | Switch, Level, PAC Dust Collector, Dry Chemical Building Basement | FCL-PAC | Taste and Odour Control (PAC) | Switch | Switch |  | LS | http://www.toronto.ca/TWONTO#level_switch
63491 | FCL-PAC-LSH-0001 | Switch, Level High, PAC Slurry Splitter Tank Overflow, Flocculation Tanks Splitter Box Area | FCL-PAC | Taste and Odour Control (PAC) | Switch,Level-High | Switch |  | LSH | http://www.toronto.ca/TWONTO#level_switch
63492 | FCL-PAC-LSH-0201A | Switch, Position-High, Inlet, Dust Collector DCU-0201, Dry Chemical Building Basement | FCL-PAC-T-0201 | Tank, Storage, Powder Activated Carbon, Dry Chemical Building PAC Tanks | Switch,Position-High | Switch |  | LSH | http://www.toronto.ca/TWONTO#level_switch
63493 | FCL-PAC-LSH-0301A | Switch, Position-High, Inlet, Dust Collector DCU-0301, Dry Chemical Building Basement | FCL-PAC-T-0301 | Tank, Storage, Powder Activated Carbon, ry Chemical Building PAC Tanks | Switch,Position-High | Switch |  | LSH | http://www.toronto.ca/TWONTO#level_switch
63494 | FCL-PAC-LSH-0501 | Switch, Level High, Feed Tank T-0501, Dry Chemical Building Basement | FCL-PAC-T-0501 | Tank, Reservoir, PAC Slurry Calibrated Cylinder, Dry Chemical Building, Basement | Switch,Level-High | Switch |  | LSH | http://www.toronto.ca/TWONTO#level_switch
63495 | FCL-PAC-LSL-0501 | Switch, Low Level, Feed Tank T-0501, Dry Chemical Building Basement | FCL-PAC-T-0501 | Tank, Reservoir, PAC Slurry Calibrated Cylinder, Dry Chemical Building, Basement | Switch,Level-Low | Switch |  | LSL | http://www.toronto.ca/TWONTO#level_switch
63603 | THC-PLT-FSL-0610 | Switch, Flow, Low, Pump P-0610 Seal Water, Pipe Gallery, Raw Sewage Screening | THC-PLT-P-0610 | Pump, Dewatering, Screen and Bypass Channels, Pipe Gallery, Raw Sewage Screening | Switch,Flow-Low | Switch |  | FSL | http://www.toronto.ca/TWONTO#flow_switch
63604 | THC-PLT-FSL-0920 | Switch, Flow, Low, Seal Water, Pump P-0920, Vortex Grit Pipe Gallery, Grit Removal | THC-PLT-P-0920 | Pump, Grit Slurry, Vortex Grit Pipe Gallery, Grit Removal | Switch,Flow-Low | Switch |  | FSL | http://www.toronto.ca/TWONTO#flow_switch
63605 | THC-PLT-FSL-0960 | Switch, Flow, Low, Seal Water, Pump P-0960, Vortex Grit Pipe Gallery, Grit Removal | THC-PLT-P-0960 | Pump, Grit Slurry, Vortex Grit Pipe Gallery, Grit Removal | Switch,Flow-Low | Switch |  | FSL | http://www.toronto.ca/TWONTO#flow_switch
63606 | THC-PLT-FSL-1015 | Switch, Flow, Low, Classifier CL-1010 Spray Water, Grit Processing and Conveyance | THC-PLT-CL-1010 | Classifier, Grit System, Grit Processing and Conveyance | Switch,Flow-Low | Switch |  | FSL | http://www.toronto.ca/TWONTO#flow_switch
63607 | THC-PLT-FSL-1025 | Switch, Flow, Low, Classifier CL-1020 Spray Water, Grit Processing and Conveyance | THC-PLT-CL-1020 | Classifier, Grit System, Grit Processing and Conveyance | Switch,Flow-Low | Switch |  | FSL | http://www.toronto.ca/TWONTO#flow_switch
63608 | THC-PLT-FSL-6411 | Switch,Flow Low,Grit Tank 0100-5 to Fans 6410 & 6420,Odour Control,Headhouse | THC-ODOUR-HEADHOUSE | Odour Control | Switch,Flow-Low | Switch |  | FSL | http://www.toronto.ca/TWONTO#flow_switch
63609 | THC-PLT-FSL-6431 | Switch,Flow Low,Grit Tank 0100-0500 to Fans 6430&6440,Odour Control,Headhouse | THC-ODOUR-HEADHOUSE | Odour Control | Switch,Flow-Low | Switch |  | FSL | http://www.toronto.ca/TWONTO#flow_switch
63610 | THC-PLT-FSL-6451 | Switch,Flow Low,Grit Classifiers,Dewatering Press and Screens to Fans 6450&6460,Odour Control,Headhouse | THC-ODOUR-HEADHOUSE | Odour Control | Switch,Flow-Low | Switch |  | FSL | http://www.toronto.ca/TWONTO#flow_switch
63643 | THC-PLT-HS-0840 | Switch, Rope, Emergency Stop, Conveyor, Screen Room, Screenings Conveyance | THC-PLT-CV-0840 | Conveyor, Screw, Screen Room, Screenings Conveyance |  | Switch |  | HS | hand_switch
63644 | THC-PLT-HS-1020 | Switch, Rope, Emergency Stop, Classifier CL-1020, Grit Processing and Conveyance | THC-PLT-CL-1020 | Classifier, Grit System, Grit Processing and Conveyance |  | Switch |  | HS | hand_switch
63645 | THC-PLT-HS-1100 | Switch, Rope, Emergency Stop, Conveyor CV-1100, Screenings and Grit Conveyance | THC-PLT-CV-1100 | Conveyor, Screw, Conveyor, Screenings and Grit Conveyance |  | Switch |  | HS | hand_switch
63646 | THC-PLT-HS-1120 | Switch, Rope, Emergency Stop, Conveyor CV-1120, Screenings and Grit Conveyance | THC-PLT-CV-1120 | Conveyor, Screw, Conveyor, Truck Loading, Screenings and Grit Conveyance |  | Switch |  | HS | hand_switch
63666 | THC-PLT-LSH-0101 | Switch,Level-High, Sump Pump 0100, Headhouse | THC-GRK-SUMP PUMP | Sump Pumps, | Switch,Level | Switch |  | LSH | http://www.toronto.ca/TWONTO#level_switch
63667 | THC-PLT-LSH-0101 | Switch,Level-High, Sump Pump 0100, Headhouse | THC-PLT-P-0100 | Pump, Sump, Headhouse | Switch,Level | Switch |  | LSH | http://www.toronto.ca/TWONTO#level_switch
63668 | THC-PLT-LSH-0201 | Switch, Level-High, Sump Pump 0200, Headhouse | THC-GRK-SUMP PUMP | Sump Pumps, | Switch,Level | Switch |  | LSH | http://www.toronto.ca/TWONTO#level_switch
63669 | THC-PLT-LSH-0201 | Switch, Level-High, Sump Pump 0200, Headhouse | THC-PLT-P-0200 | Pump, Sump, Headhouse | Switch,Level | Switch |  | LSH | http://www.toronto.ca/TWONTO#level_switch
63670 | THC-PLT-LSH-0810 | Switch,Level-High, Washer Compactor CMP-0810, Headworks | THC-PLT-CMP-0810 | Washer Compactor, Screen Room, Screenings Conveyance | Switch,Level | Switch |  | LSH | http://www.toronto.ca/TWONTO#level_switch
63671 | THC-PLT-LSH-1010 | Switch, Level, High, Classifier CL-1010, Grit Processing and Conveyance | THC-PLT-CL-1010 | Classifier, Grit System, Grit Processing and Conveyance | Switch,Level-High | Switch |  | LSH | http://www.toronto.ca/TWONTO#level_switch
63672 | THC-PLT-LSH-1500 | Switch, Level, High, Sump, Storage Room | THC-PLT-P-1510 | Pump, Sump, Storage Room | Switch,Level-High | Switch |  | LSH | http://www.toronto.ca/TWONTO#level_switch
63673 | THC-PLT-LSH-1600 | Switch, Level, High, Sump, Vortex Common Effluent Channel | THC-PLT-P-1610 | Pump, Sump, Vortex Common Effluent Channel | Switch,Level-High | Switch |  | LSH | http://www.toronto.ca/TWONTO#level_switch
63674 | THC-PLT-LSH-5153 | Switch, Level-High, Collector channel, Headhouse | THC-PLT | Preliminary Treatment (Grit and Screenings) | Switch,Level | Switch |  | LSH | http://www.toronto.ca/TWONTO#level_switch
63675 | THC-PLT-LSH-5623 | Switch, Level-High, Overflow, Classifier 5630, East | THC-PLT-CL-5660 | Classifier 5660, West | Switch,Level | Switch |  | LSH | http://www.toronto.ca/TWONTO#level_switch
63676 | THC-PLT-LSHH-1500 | Level Switch, High High Level, Sump, Storage Room | THC-PLT-P-1510 | Pump, Sump, Storage Room | Switch,Level-High-High | Switch |  | LSHH | http://www.toronto.ca/TWONTO#level_switch
63677 | THC-PLT-LSHH-1600 | Level Switch, High High Level, Sump, Vortex Common Effluent Channel | THC-PLT-P-1610 | Pump, Sump, Vortex Common Effluent Channel | Switch,Level-High-High | Switch |  | LSHH | http://www.toronto.ca/TWONTO#level_switch
63678 | THC-PLT-LSHH-5104 | Level Switch High High,Sump, pump pit THC-PLT-P-5110 and 5120 | THC-PLT-P-5110 | Pump, Sump, Preliminary | Switch,Level | Switch |  | LSHH | http://www.toronto.ca/TWONTO#level_switch
63679 | THC-PLT-LSL-1400 | Switch, Level, Low, Sump, Vortex Gallery | THC-PLT-P-1410 | Pump, Sump, Vortex Gallery | Switch,Level-Low | Switch |  | LSL | http://www.toronto.ca/TWONTO#level_switch
63680 | THC-PLT-LSL-1500 | Switch, Level, Low, Sump, Storage Room | THC-PLT-P-1510 | Pump, Sump, Storage Room | Switch,Level-Low | Switch |  | LSL | http://www.toronto.ca/TWONTO#level_switch
63681 | THC-PLT-LSLL-1500 | Switch, Level, Low Low, Sump, Storage Room | THC-PLT-P-1510 | Pump, Sump, Storage Room | Switch,Level-Low-Low | Switch |  | LSLL | http://www.toronto.ca/TWONTO#level_switch
63682 | THC-PLT-LSLL-1600 | Switch, Level, Low Low, Sump, Vortex Gallery | THC-PLT-P-1610 | Pump, Sump, Vortex Common Effluent Channel | Switch,Level-Low-Low | Switch |  | LSLL | http://www.toronto.ca/TWONTO#level_switch
63696 | THC-PLT-MSL-0146 | Switch, Motion-Low, Bar screen 0140, Head House | THC-PLT-SC-0140 | Bar Screen 0140 | Switch,Motion | Switch |  | MSL | http://www.toronto.ca/TWONTO#motion_sensor_element
63697 | THC-PLT-MSL-0246 | Switch,Motion-Low, Bar screen 0240,Head House | THC-PLT-SC-SP | Bar Screen Spare | Switch,Motion | Switch |  | MSL | http://www.toronto.ca/TWONTO#motion_sensor_element
63698 | THC-PLT-MSL-0346 | Switch,Motion-Low, Bar screen 0340,Head House | THC-PLT-SC-0340 | Bar Screen 0340 | Switch,Motion | Switch |  | MSL | http://www.toronto.ca/TWONTO#motion_sensor_element
63699 | THC-PLT-MSL-0546 | Switch,Motion-Low,Level Bubbler System,Bar screen 0540,Head House | THC-PLT-SC-0540 | Bar Screen 0540 | Switch,Motion | Switch |  | MSL | http://www.toronto.ca/TWONTO#motion_sensor_element
63700 | THC-PLT-MSL-0710 | Switch, Motion , Low, Conveyor, Screen Room, Screenings Conveyance | THC-PLT-CV-0710 | Conveyor, Screw, Screen Room, Screenings Conveyance |  | Switch |  | MSL | http://www.toronto.ca/TWONTO#motion_sensor_element
63701 | THC-PLT-MSL-0830 | Switch, Motion , Low, Conveyor, Screen Room, Screenings Conveyance | THC-PLT-CV-0830 | Conveyor, Screw, Screen Room, Screenings Conveyance |  | Switch |  | MSL | http://www.toronto.ca/TWONTO#motion_sensor_element
63702 | THC-PLT-MSL-1010 | Switch, Motion Low, Classifier CL-1010, Grit Processing and Conveyance | THC-PLT-CL-1010 | Classifier, Grit System, Grit Processing and Conveyance |  | Switch |  | MSL | http://www.toronto.ca/TWONTO#motion_sensor_element
63703 | THC-PLT-MSL-1100 | Switch, Motion, Low, Conveyor CV-1100, Screenings and Grit Conveyance | THC-PLT-CV-1100 | Conveyor, Screw, Conveyor, Screenings and Grit Conveyance |  | Switch |  | MSL | http://www.toronto.ca/TWONTO#motion_sensor_element
63704 | THC-PLT-MSL-1120 | Switch, Motion, Low, Conveyor CV-1120, Screenings and Grit Conveyance | THC-PLT-CV-1120 | Conveyor, Screw, Conveyor, Truck Loading, Screenings and Grit Conveyance |  | Switch |  | MSL | http://www.toronto.ca/TWONTO#motion_sensor_element
63705 | THC-PLT-MSL-1200 | Switch, Motion, Low, Conveyor CV-1200, Screenings and Grit Conveyance | THC-PLT-CV-1200 | Conveyor, Screw, Conveyor, Screenings and Grit Conveyance |  | Switch |  | MSL | http://www.toronto.ca/TWONTO#motion_sensor_element
63706 | THC-PLT-MSL-1220 | Switch, Motion, Low, Conveyor CV-1220, Screenings and Grit Conveyance | THC-PLT-CV-1220 | Conveyor, Screw, Conveyor, Truck Loading, Screenings and Grit Conveyance |  | Switch |  | MSL | http://www.toronto.ca/TWONTO#motion_sensor_element
63707 | THC-PLT-MSL-5171 | Switch, Motion-Low, Screening Transfer System, Head House | THC-PLT-SC-0140 | Bar Screen 0140 | Switch,Motion | Switch |  | MSL | http://www.toronto.ca/TWONTO#motion_sensor_element
63708 | THC-PLT-MSL-5181 | Switch, Motion-Low, Screening Transfer System, Head House | THC-PLT-SC-0140 | Bar Screen 0140 | Switch,Motion | Switch |  | MSL | http://www.toronto.ca/TWONTO#motion_sensor_element
63709 | THC-PLT-MSL-5641 | Switch, Motion-Low, Screening Transfer System, Head House | THC-PLT-SC-0140 | Bar Screen 0140 | Switch,Motion | Switch |  | MSL | http://www.toronto.ca/TWONTO#motion_sensor_element
63710 | THC-PLT-MSL-5671 | Switch, Motion-Low, Screening Transfer System, Head House | THC-PLT-SC-0140 | Bar Screen 0140 | Switch,Motion | Switch |  | MSL | http://www.toronto.ca/TWONTO#motion_sensor_element
63743 | THC-PLT-PSH-0443 | Switch,Pressure-High,Level Bubbler System,Bar screen 0440,Head House | THC-PLT-SC-0240 | Bar Screen 0240 | Switch,Pressure-High | Switch |  | PSH | http://www.toronto.ca/TWONTO#pressure_switch
63744 | THC-PLT-PSH-2212 | Switch, Pressure, High, Blower BL-2200, Blower Room, Channel Aeration | THC-PLT-BL-2200 | Blower, Blower Room, Channel Aeration | Switch,Pressure-High | Switch |  | PSH | http://www.toronto.ca/TWONTO#pressure_switch
63745 | THC-PLT-PSH-2312 | Switch, Pressure, High, Blower BL-2300, Blower Room, Channel Aeration | THC-PLT-BL-2300 | Blower, Blower Room, Channel Aeration | Switch,Pressure-High | Switch |  | PSH | http://www.toronto.ca/TWONTO#pressure_switch
63746 | THC-PLT-PSH-2412 | Switch, Pressure, High, Blower BL-2400, Blower Room, Channel Aeration | THC-PLT-BL-2400 | Blower, Blower Room, Channel Aeration | Switch,Pressure-High | Switch |  | PSH | http://www.toronto.ca/TWONTO#pressure_switch
63747 | THC-PLT-PSH-6208 | Switch,Pressure-High,Outlet from Pump 6240 (post-filter) to Bar Screens,Hydr. Sys,Headhouse | THC-PLT-T-6200 | Reservoir, Oil, Hydraulic Pack 2, Bar Screens | Switch,Pressure-High | Switch |  | PSH | http://www.toronto.ca/TWONTO#pressure_switch
63748 | THC-PLT-PSL-0245 | Switch,Pressure-low,Level Bubbler System,Bar screen 0240,Head House | THC-PLT-SC-SP | Bar Screen Spare | Switch,Pressure-Low | Switch |  | PSL | http://www.toronto.ca/TWONTO#pressure_switch
63749 | THC-PLT-PSL-0345 | Switch,Pressure-low,Level Bubbler System,Bar screen 0340,Head House | THC-PLT-SC-0340 | Bar Screen 0340 | Switch,Pressure-Low | Switch |  | PSL | http://www.toronto.ca/TWONTO#pressure_switch
63750 | THC-PLT-PSL-1011 | Switch, Pressure, Low, Hydrocyclone CYC-1011 Inlet, Grit Processing and Conveyance | THC-PLT-CYC-1011 | Hydrocyclone, Classifier CL-1010, Grit Processing and Conveyance | Switch,Pressure-Low | Switch |  | PSL | http://www.toronto.ca/TWONTO#pressure_switch
63751 | THC-PLT-PSL-1022 | Switch, Pressure, Low, Hydrocyclone CYC-1022 Inlet, Grit Processing and Conveyance | THC-PLT-CYC-1022 | Hydrocyclone, Classifier CL-1020, Grit Processing and Conveyance | Switch,Pressure-Low | Switch |  | PSL | http://www.toronto.ca/TWONTO#pressure_switch
63752 | THC-PLT-PSL-2202 | Switch, Pressure Differential, Low, Blower BL-2200, Blower Room, Channel Aeration | THC-PLT-BL-2200 | Blower, Blower Room, Channel Aeration | Switch,Pressure-Low | Switch |  | PSL | http://www.toronto.ca/TWONTO#pressure_switch
63753 | THC-PLT-PSL-5305 | Switch, Pressure-Low, Mechanical Seal from Pumps 5300, Headhouse | THC-PLT-P-5300 | Grit Pump 5300 | Switch,Pressure-Low | Switch |  | PSL | http://www.toronto.ca/TWONTO#pressure_switch
63754 | THC-PLT-PSL-5325 | Switch, Pressure-Low, Mechanical Seal from Pumps 5320, Headhouse | THC-PLT-P-5320 | Grit Pump 5320 | Switch,Pressure-Low | Switch |  | PSL | http://www.toronto.ca/TWONTO#pressure_switch
63755 | THC-PLT-PSL-5345 | Switch, Pressure-Low, Mechanical Seal from Pumps 5340, Headhouse | THC-PLT-P-5340 | Grit Pump 5340 | Switch,Pressure-Low | Switch |  | PSL | http://www.toronto.ca/TWONTO#pressure_switch
63757 | THC-PLT-PSL-6109 | Switch,Pressure-Low,Outlet from Pumps 6140 & 6150 (post-filter) to Bar Screens,Hydr. Sys,Headhouse | THC-PLT-T-6100 | Reservoir, Oil, Hydraulic Pack 1, Bar Screens | Switch,Pressure-Low | Switch |  | PSL | http://www.toronto.ca/TWONTO#pressure_switch
63791 | THC-PLT-SW-5171 | Switch,Motion-Low,Conveyor 5170,Screening,Head House | THC-PLT-CV-5170 | Conveyor, Screening | Switch,Motion | Switch |  | SW | http://www.toronto.ca/TWONTO#motion_sensor_element
63792 | THC-PLT-SW-5181 | Switch,Motion-Low,Conveyor 5180,Screening,Head House | THC-PLT-CV-5180 | Conveyor, Screening | Switch,Motion | Switch |  | SW | http://www.toronto.ca/TWONTO#motion_sensor_element
63793 | THC-PLT-SW-5191 | Switch,Motion-Low,Conveyor 5190,Screening,Head House | THC-PLT-CV-5190 | Conveyor, Incline, Screening | Switch,Motion | Switch |  | SW | http://www.toronto.ca/TWONTO#motion_sensor_element
63794 | THC-PLT-SW-5641 | Switch, Motion-Low, Conveyor 5640, East | THC-PLT-CV-5640 | Conveyor, Incline, Classifier 5630, East | Switch,Motion | Switch |  | SW | http://www.toronto.ca/TWONTO#motion_sensor_element
63795 | THC-PLT-SW-5671 | Switch, Motion-Low, Conveyor 5670, West | THC-PLT-CV-5670 | Conveyor, Incline, Classifier 5660, West | Switch,Motion | Switch |  | SW | http://www.toronto.ca/TWONTO#motion_sensor_element
63808 | THC-PLT-TSH-2411 | Switch, Temperature, High, Blower BL-2400, Blower Room, Channel Aeration | THC-PLT-BL-2400 | Blower, Blower Room, Channel Aeration | Switch,Temperature-High | Switch |  | TSH | http://www.toronto.ca/TWONTO#temperature_switch
63809 | THC-PLT-TSL-6602 | Switch,Temperature Low,Ozonator Room South,Odour Control,Headhouse | THC-ODOUR-HEADHOUSE | Odour Control | Switch,Temperature | Switch | 37929 | TSL | http://www.toronto.ca/TWONTO#temperature_switch
63810 | THC-PLT-TSL-6602 | Switch,Temperature Low,Ozonator Room South,Odour Control,Headhouse | THC-SUSPENDED | Suspended entity | Switch,Temperature | Switch | 37929 | TSL | http://www.toronto.ca/TWONTO#temperature_switch
63882 | FCL-PAC-TSH-0201 | Switch,Temperature, High, Blower BL-0201 Discharge, Dry Chemical Building Basement | FCL-PAC-BL-0201 | Blower, PD, PAC Mixing Air Supply, Dry Chemical Building Basement | Switch,Temperature-High | Switch |  | TSH | http://www.toronto.ca/TWONTO#temperature_switch
63883 | FCL-PAC-TSH-0301 | Switch,Temperature, High, Blower BL-0201 Discharge, Dry Chemical Building Basement | FCL-PAC-BL-0301 | Blower, PD, PAC Mixing Air Supply, Dry Chemical Building Basement | Switch,Temperature-High | Switch |  | TSH | http://www.toronto.ca/TWONTO#temperature_switch
64076 | THC-PLT-ZSH-0147 | Switch, Torque, Rake, Bar screen 0140, Head House | THC-PLT-SC-0140 | Bar Screen 0140 | Switch,Torque | Switch |  | ZSH | http://www.toronto.ca/TWONTO#position_switch
64077 | THC-PLT-ZSH-0247 | Switch, Torque, Rake, Bar screen 0240, Head House | THC-PLT-SC-SP | Bar Screen Spare | Switch,Torque | Switch |  | ZSH | http://www.toronto.ca/TWONTO#torque_switch
64078 | THC-PLT-ZSH-0447 | Switch, Torque, Rake, Bar screen 0440, Head House | THC-PLT-SC-0240 | Bar Screen 0240 | Switch,Torque | Switch |  | ZSH | http://www.toronto.ca/TWONTO#torque_switch
64079 | THC-PLT-ZSH-0547 | Switch, Torque, Rake, Bar screen 0540, Head House | THC-PLT-SC-0540 | Bar Screen 0540 | Switch,Torque | Switch |  | ZSH | http://www.toronto.ca/TWONTO#torque_switch
64080 | THC-PLT-ZSH-0820 | Switch, Position High (Open), Washer Compactor CMP-0820, Headworks | THC-PLT-CMP-0820 | Washer Compactor, Screen Room, Screenings Conveyance | Switch,Level | Switch |  | ZSH | http://www.toronto.ca/TWONTO#position_switch
64133 | FCL-RSP-LSH-0102-SUS | Switch, Level-High, Tank 0101 B Side, Sanitary Sewage System Monitoring | FCL-RSP-T-0101 | Tank, Sewage Ejector, Admin Building B3 Sewage Ejector Room | Switch,Level-High | Switch | 36674 | LSH | http://www.toronto.ca/TWONTO#level_switch
64166 | FCL-RW-FSL-0001 | Switch,Flow Low | FCL-RW | Raw Water | Switch,Flow-Low | Switch |  | FSL | http://www.toronto.ca/TWONTO#flow_switch
64167 | FCL-RW-FSL-0003 | Switch, Flow Low, Analyzer 0003, UV, Raw Water, Low Lift PS Basement | FCL-RW-AIT-0003 | Analyzer, UV, Raw Water, Low Lift PS Basement | Switch,Flow-Low | Switch |  | FSL | http://www.toronto.ca/TWONTO#flow_switch
64168 | FCL-RW-FSL-0003-SUS | Switch,Flow Low | FCL-RW | Raw Water | Switch,Flow-Low | Switch | 36689 | FSL | http://www.toronto.ca/TWONTO#flow_switch
64169 | FCL-RW-FSL-0005 | Switch, Flow Low, Analyzer,Chlorine, Raw Water, Low Lift PS Basement | FCL-RW-AIT-0005 | Analyzer,Chlorine, Raw Water, Low Lift PS Basement | Switch,Flow-Low | Switch |  | FSL | http://www.toronto.ca/TWONTO#flow_switch
64170 | FCL-RW-FSL-0701 | Switch, Flow Low, Sampling Pump 0701, Sampling Pumps, Low Lift PS Basement | FCL-RW-P-0701 | Pump, Centrifugal, Sampling Line 1A, Sampling Pumps Offshore, Low Lift PS Basement | Switch,Flow-Low | Switch |  | FSL | http://www.toronto.ca/TWONTO#flow_switch
64171 | FCL-RW-FSL-0701 | Switch, Flow Low, Sampling Pump 0701, Sampling Pumps, Low Lift PS Basement | FCL-RW-SAMP | Raw Water Sampling | Switch,Flow-Low | Switch |  | FSL | http://www.toronto.ca/TWONTO#flow_switch
64172 | FCL-RW-FSL-0801 | Switch, Flow Low, Sampling Pump 0801, Sampling Pumps, Low Lift PS Basement | FCL-RW-SAMP | Raw Water Sampling | Switch,Flow-Low | Switch |  | FSL | http://www.toronto.ca/TWONTO#flow_switch
64173 | FCL-RW-FSL-0901 | Switch, Flow Low, Sampling Pump 0901, Sampling Pumps, Low Lift PS Basement | FCL-RW-P-0901 | Pump, Centrifugal, Sampling Line 2, Sampling Pumps Onshore, Low Lift PS Basement | Switch,Flow-Low | Switch |  | FSL | http://www.toronto.ca/TWONTO#flow_switch
64174 | FCL-RW-FSL-0901 | Switch, Flow Low, Sampling Pump 0901, Sampling Pumps, Low Lift PS Basement | FCL-RW-SAMP | Raw Water Sampling | Switch,Flow-Low | Switch |  | FSL | http://www.toronto.ca/TWONTO#flow_switch
64175 | FCL-RW-FSL-1001 | Switch, Flow Low, Sampling Pump 1001, Sampling Pumps, Low Lift PS Basement | FCL-RW-P-1001 | Pump, Centrifugal, Sampling Line 2, Sampling Pumps Onshore, Low Lift PS Basement | Switch,Flow-Low | Switch |  | FSL | http://www.toronto.ca/TWONTO#flow_switch
64176 | FCL-RW-FSL-1001 | Switch, Flow Low, Sampling Pump 1001, Sampling Pumps, Low Lift PS Basement | FCL-RW-SAMP | Raw Water Sampling | Switch,Flow-Low | Switch |  | FSL | http://www.toronto.ca/TWONTO#flow_switch
64205 | FCL-RW-LSH-0001 | Switch, Level, High, Raw Water Distribution Channel | FCL-RW | Raw Water | Switch,Level-High | Switch |  | LSH | http://www.toronto.ca/TWONTO#level_switch
64206 | FCL-RW-LSH-0001 | Switch, Level, High, Raw Water Distribution Channel | FCL-RW-SCREENS | Raw Water Sreening | Switch,Level-High | Switch |  | LSH | http://www.toronto.ca/TWONTO#level_switch
64210 | FCL-RW-LSL-0401 | Switch, Level, Low, Raw Water Pump P-0401 Loss of Prime, Low Lift Building, Pump Room | FCL-RW-P-0401 | Pump Centrifugal, Raw Water | Switch,Level-Low | Switch |  | LSL | http://www.toronto.ca/TWONTO#level_switch
64211 | FCL-RW-LSL-0501 | Switch, Level, Low, Raw Water Pump P-0501 Loss of Prime, Low Lift Building, Pump Room | FCL-RW-P-0501 | Pump Centrifugal, Raw Water | Switch,Level-Low | Switch |  | LSL | http://www.toronto.ca/TWONTO#level_switch
64231 | FCL-RW-PSH-0101 | Switch, High Pressure, Discharge, Raw Water, Pump 0101, Raw Water Pumping Station | FCL-RW-P-0101 | Pump Centrifugal, Raw Water | Switch,Pressure-High | Switch |  | PSH | http://www.toronto.ca/TWONTO#pressure_switch
64232 | FCL-RW-PSH-0301 | Switch, High Pressure, Discharge, Raw Water, Pump 0301, Raw Water Pumping Station | FCL-RW-P-0301 | Pump Centrifugal, Raw Water | Switch,Pressure-High | Switch |  | PSH | http://www.toronto.ca/TWONTO#pressure_switch
64233 | FCL-RW-PSH-0501 | Raw Water Pumping Station | FCL-RW-P-0501 | Pump Centrifugal, Raw Water | Switch,Pressure-High | Switch |  | PSH | http://www.toronto.ca/TWONTO#pressure_switch
64234 | FCL-RW-PSH-0601 | Raw Water Pumping Station | FCL-RW-P-0601 | Pump Centrifugal, Raw Water | Switch,Pressure-High | Switch |  | PSH | http://www.toronto.ca/TWONTO#pressure_switch
64410 | THC-PRM-LSH-0124 | Level Switch High,Sump,Phase 1 Prim. T15 & T14 | THC-PRM-P-0124 | Pump, Sump, Primary Treatment | Switch,Level | Switch |  | LSH | http://www.toronto.ca/TWONTO#level_switch
64411 | THC-PRM-LSH-0143 | Level Switch High | THC-PRM-P-0143 | Pump,Sump | Switch,Level | Switch |  | LSH | http://www.toronto.ca/TWONTO#level_switch
64412 | THC-PRM-LSH-0152 | Level Switch High | THC-PRM-P-0152 | Pump, Sump, Primary Treatment | Switch,Level | Switch |  | LSH | http://www.toronto.ca/TWONTO#level_switch
64413 | THC-PRM-LSH-0160 | Level Switch High,T31 East Primary Tank 0200,Building A | THC-PRM-P-0160 | Pump, Sump, Primary Treatment | Switch,Level | Switch |  | LSH | http://www.toronto.ca/TWONTO#level_switch
64414 | THC-PRM-LSH-0174 | Switch, Level, High, Pump Start, NW Plant | THC-PRM-P-0174 | Pump, Centrifugal Submersible, Drainage, NW Plant | Switch,Level | Switch |  | LSH | http://www.toronto.ca/TWONTO#level_switch
64415 | THC-PRM-LSH-0174 | Switch, Level, High, Pump Start, NW Plant | THC-PRM-P-0174SUSP | Pump, Sump, Primary Treatment | Switch,Level | Switch |  | LSH | http://www.toronto.ca/TWONTO#level_switch
64416 | THC-PRM-LSH-0175 | Switch, Level, High, Pump Start, NW Plant | THC-PRM-P-0175 | Pump, Centrifugal Submersible, Drainage, NW Plant | Sensor,Level | Switch |  | LSH | http://www.toronto.ca/TWONTO#level_switch
64417 | THC-PRM-LSH-0177 | Switch, Level, High, Pump Start, NW Plant | THC-PRM-P-0177 | Pump, Centrifugal Submersible, Drainage, NW Plant | Switch,Level | Switch |  | LSH | http://www.toronto.ca/TWONTO#level_switch
64418 | THC-PRM-LSH-0178 | Switch, Level, High, Pump Start, NW Plant | THC-PRM-P-0178 | Pump, Centrifugal Submersible, Drainage, NW Plant |  | Switch |  | LSH | http://www.toronto.ca/TWONTO#level_switch
64419 | THC-PRM-LSHH-0124 | Level Switch High,Sump,Primary Tank 0900 | THC-PRM-P-0124 | Pump, Sump, Primary Treatment | Switch,Level | Switch |  | LSHH | http://www.toronto.ca/TWONTO#level_switch
64420 | THC-PRM-LSHH-0160 | Level Switch High,Sump,T31 West Primary Tank 0700,Building A | THC-PRM-P-0102 | Pump, Sump, Primary Treatment | Switch,Level | Switch |  | LSHH | http://www.toronto.ca/TWONTO#level_switch
64421 | THC-PRM-LSHH-0174 | Switch, Level High High, Sump Pump Control, NW Plant | THC-PRM-P-0174SUSP | Pump, Sump, Primary Treatment | Switch,Level | Switch |  | LSHH | http://www.toronto.ca/TWONTO#level_switch
64422 | THC-PRM-LSLL-0905 | Switch, Float, Level-Low Low, Oil Tank 0910 | THC-PRM-T-0910 | Oil Tank, Hydraulic Power System for Sludge Bottom Scraper Mechanism, Primary Clarifier 0900, SW Plant |  | Switch |  | LSLL | http://www.toronto.ca/TWONTO#level_switch
64423 | THC-PRM-LSLL-1105 | Switch, Float, Level-Low Low, Oil Tank 1110 | THC-PRM-T-1110 | Oil Tank, Hydraulic Power System for Sludge Bottom Scraper Mechanism, Primary Clarifier 1100, NW Plant | Switch,Level-Low-Low | Switch |  | LSLL | http://www.toronto.ca/TWONTO#level_switch
64424 | THC-PRM-LSLL-1205 | Switch, Float, Level-Low Low, Oil Tank 1210 | THC-PRM-T-1210 | Oil Tank, Hydraulic Power System for Sludge Bottom Scraper Mechanism, Primary Clarifier 1200, NW Plant | Switch,Level-Low-Low | Switch |  | LSLL | http://www.toronto.ca/TWONTO#level_switch
64425 | THC-PRM-LSLL-1215 | Switch, Float, Level-Low Low, Oil Tank 1270 | THC-PRM-T-1270 | Oil Tank, Hydraulic Power System for Scum Skimmer System, Primary Clarifier 1200 | Switch,Level-Low-Low | Switch |  | LSLL | http://www.toronto.ca/TWONTO#level_switch
64585 | FCL-SA-PSH-0101 | Switch, Pressure-High, Supply Air, Service Air Monitoring - High Lift, Gaseous Chemicals, Filtration, Sedimentation and Floculation | FCL-SA | Service Air | Switch,Pressure-High | Switch |  | PSH | http://www.toronto.ca/TWONTO#pressure_switch
64586 | FCL-SA-PSH-0400 | Switch, Pressure-High, Compressor 0400, Service Air Monitoring - Low Lift Pumps, Dry Chemicals and Screen Room | FCL-SA | Service Air | Switch,Position-High | Switch |  | PSH | http://www.toronto.ca/TWONTO#pressure_switch
64637 | FCL-SED-FSL-0001A | Switch, Flow Low, Discharge, Sampling Pump 0001A, Sampling Pumps | FCL-SED-P-0001A | Pump, Centrifugal, Settled Water Sampling , Filter Building Drainage Pumping Station | Switch,Flow-Low | Switch |  | FSL | http://www.toronto.ca/TWONTO#flow_switch
64638 | FCL-SED-FSL-0001B | Switch, Flow Low, Discharge, Sampling Pump 0001B, Sampling Pumps | FCL-SED-P-0001B | Pump, Centrifugal, Settled Water Sampling , Filter Building Drainage Pumping Station | Switch,Flow-Low | Switch |  | FSL | http://www.toronto.ca/TWONTO#flow_switch
64639 | FCL-SED-FSL-0002 | Switch, Flow Low, Inlet, Settled Water Drain, Turbidity Analyzer 0001, Sampling Pumps | FCL-SED-SAMP | Sedimentation Sampling | Switch,Flow-Low | Switch |  | FSL | http://www.toronto.ca/TWONTO#flow_switch
64943 | THC-PRM-TSH-0980 | Switch, Temperature, High, Exhaust Fan Motor | THC-ACC-FN-0980 | Fan, Exhaust, PC9 HPU Building |  | Switch |  | TSH | http://www.toronto.ca/TWONTO#temperature_switch
64944 | THC-PRM-TSH-1180 | Switch, Temperature, High, Exhaust Fan Motor | THC-ACC-FN-1180 | Fan, Exhaust, PC11 HPU Building |  | Switch |  | TSH | http://www.toronto.ca/TWONTO#temperature_switch
65274 | THC-PRM-ZSH-0912 | Switch, Position High, Mech Collect, Valve 0912 | THC-PRM-V-0912 | Valve, Hydraulic Cylinder, Bottom Scraper, Primary Clarifier 0900, SW Plant |  | Switch |  | ZSH | http://www.toronto.ca/TWONTO#position_switch
65361 | THC-PRM-ZSH-0913 | Switch, Position High, Mech Collect, Valve 0913 | THC-PRM-V-0913 | Valve, Hydraulic Cylinder, Bottom Scraper, Primary Clarifier 0900, SW Plant |  | Switch |  | ZSH | http://www.toronto.ca/TWONTO#position_switch
65362 | THC-PRM-ZSH-0914 | Switch, Position High, Mech Collect, Valve 0914 | THC-PRM-V-0914 | Valve, Hydraulic Cylinder, Bottom Scraper, Primary Clarifier 0900, SW Plant |  | Switch |  | ZSH | http://www.toronto.ca/TWONTO#position_switch
65363 | THC-PRM-ZSH-0972 | Switch, Position High, Cylinder Extend, Valve 0972 | THC-PRM-V-0972 | Valve, Hydraulic Cylinder, Scum Skimmer, Primary Clarifier 0900, SW Plant |  | Switch |  | ZSH | http://www.toronto.ca/TWONTO#position_switch
65364 | THC-PRM-ZSH-0974 | Switch, Position High, Flush Water, Valve 0974 | THC-PRM-CH-5200 | Scum Pit,Tank 0900 & 1000, Primary Clarifier |  | Switch |  | ZSH | http://www.toronto.ca/TWONTO#position_switch
65365 | THC-PRM-ZSH-0976 | Switch, Position High, Mech Away, Valve 0971 | THC-PRM-V-0971 | Valve, Hydraulic Cylinder, Scum Skimmer, Primary Clarifier 0900, SW Plant |  | Switch |  | ZSH | http://www.toronto.ca/TWONTO#position_switch
65366 | THC-PRM-ZSH-0977 | Switch, Position High, Mech Home, Valve 0972 | THC-PRM-V-0972 | Valve, Hydraulic Cylinder, Scum Skimmer, Primary Clarifier 0900, SW Plant |  | Switch |  | ZSH | http://www.toronto.ca/TWONTO#position_switch
65367 | THC-PRM-ZSH-0978 | Switch, Position High, Mech Away, Valve 0972 | THC-PRM-V-0972 | Valve, Hydraulic Cylinder, Scum Skimmer, Primary Clarifier 0900, SW Plant |  | Switch |  | ZSH | http://www.toronto.ca/TWONTO#position_switch
65368 | THC-PRM-ZSH-0980 | Switch, Position High, Mech Away, Valve 0973 | THC-PRM-V-0973 | Valve, Hydraulic Cylinder, Scum Skimmer, Primary Clarifier 0900, SW Plant |  | Switch |  | ZSH | http://www.toronto.ca/TWONTO#position_switch
65372 | THC-PRM-ZSH-1113 | Switch, Position High, Mech Collect, Valve 1113 | THC-PRM-V-1113 | Valve, Hydraulic Cylinder, Bottom Scraper, Primary Clarifier 1100, NW Plant | Switch,Level-Low-Low | Switch |  | ZSH | http://www.toronto.ca/TWONTO#position_switch
65373 | THC-PRM-ZSH-1114 | Switch, Position High, Mech Collect, Valve 1114 | THC-PRM-V-1114 | Valve, Hydraulic Cylinder, Bottom Scraper, Primary Clarifier 1100, NW Plant | Switch,Level-Low-Low | Switch |  | ZSH | http://www.toronto.ca/TWONTO#position_switch
65374 | THC-PRM-ZSH-1152 | Switch, Position High, Exhaust Damper, Damper 1152 | THC-PRM-DM-1152 | Damper/Louver, Damper 1152 | Switch,Position-High | Switch |  | ZSH | http://www.toronto.ca/TWONTO#position_switch
65375 | THC-PRM-ZSH-1172 | Switch, Position High, Cylinder Extend, Valve 1172B | THC-PRM-V-1172 | Valve, Hydraulic Cylinder, Scum Skimmer, Tank 1100, Primary Clarifier, Phase IV | Switch,Position-High | Switch |  | ZSH | http://www.toronto.ca/TWONTO#position_switch
65376 | THC-PRM-ZSH-1172 | Switch, Position High, Cylinder Extend, Valve 1172B | THC-PRM-V-1172B | Valve, Knife Gate, Primary Sludge Pump (P-1170) Discharge Isolation, NW Plant | Switch,Position-High | Switch |  | ZSH | http://www.toronto.ca/TWONTO#position_switch
65377 | THC-PRM-ZSH-1175 | Switch, Position High, Mech Home, Valve 1171A | THC-PRM-V-1171 | Valve, Hydraulic Cylinder, Scum Skimmer, Tank 1100, Primary Clarifier, Phase IV | Switch,Position-High | Switch |  | ZSH | http://www.toronto.ca/TWONTO#position_switch
65378 | THC-PRM-ZSH-1177 | Switch, Position High, Mech Home, Valve 1172B | THC-PRM-V-1172 | Valve, Hydraulic Cylinder, Scum Skimmer, Tank 1100, Primary Clarifier, Phase IV | Switch,Position-High | Switch |  | ZSH | http://www.toronto.ca/TWONTO#position_switch
65379 | THC-PRM-ZSH-1177 | Switch, Position High, Mech Home, Valve 1172B | THC-PRM-V-1172B | Valve, Knife Gate, Primary Sludge Pump (P-1170) Discharge Isolation, NW Plant | Switch,Position-High | Switch |  | ZSH | http://www.toronto.ca/TWONTO#position_switch
65380 | THC-PRM-ZSH-1179 | Switch, Position High, Mech Home, Valve 1173C | THC-PRM-V-1173 | Valve, Hydraulic Cylinder, Scum Skimmer, Tank 1100, Primary Clarifier, Phase IV | Switch,Position-High | Switch |  | ZSH | http://www.toronto.ca/TWONTO#position_switch
65381 | THC-PRM-ZSH-1179 | Switch, Position High, Mech Home, Valve 1173C | THC-PRM-V-1173C | Valve, Inlet, Flow Transmitter Indicating, Primary Clarifier 1100, Primary Sludge Distribution | Switch,Position-High | Switch |  | ZSH | http://www.toronto.ca/TWONTO#position_switch
65382 | THC-PRM-ZSH-1180 | Switch, Position High, Mech Away, Valve 1173C | THC-PRM-V-1173 | Valve, Hydraulic Cylinder, Scum Skimmer, Tank 1100, Primary Clarifier, Phase IV | Switch,Position-High | Switch |  | ZSH | http://www.toronto.ca/TWONTO#position_switch
65383 | THC-PRM-ZSH-1211 | Switch, Position High, Mech Collect, Valve 1211 | THC-PRM-V-1211 | Valve, Hydraulic Cylinder, Bottom Scraper, Primary Clarifier 1200, NW Plant | Switch,Level-Low-Low | Switch |  | ZSH | http://www.toronto.ca/TWONTO#position_switch
65384 | THC-PRM-ZSH-1212 | Switch, Position High, Mech Collect, Valve 1212 | THC-PRM-V-1211 | Valve, Hydraulic Cylinder, Bottom Scraper, Primary Clarifier 1200, NW Plant | Switch,Level-Low-Low | Switch |  | ZSH | http://www.toronto.ca/TWONTO#position_switch
65385 | THC-PRM-ZSH-1214 | Switch, Position High, Mech Collect, Valve 1214 | THC-PRM-V-1214 | Valve, Hydraulic Cylinder, Bottom Scraper, Primary Clarifier 1200, NW Plant | Switch,Level-Low-Low | Switch |  | ZSH | http://www.toronto.ca/TWONTO#position_switch
65386 | THC-PRM-ZSH-1242 | Switch, Position High, Exhaust Damper, Damper 1242 | THC-PRM-DM-1242 | Damper/Louver, Exhaust Air, Fan 1240, Primary Clarifier 12 | Switch,Position-High | Switch |  | ZSH | http://www.toronto.ca/TWONTO#position_switch
65387 | THC-PRM-ZSH-1252 | Switch, Position High, Exhaust Damper, Damper 1252 | THC-PRM-DM-1252 | Damper/Louver, Damper 1252 | Switch,Position-High | Switch |  | ZSH | http://www.toronto.ca/TWONTO#position_switch
65388 | THC-PRM-ZSH-1272 | Switch, Position High, Cylinder Extend, Valve 1272 | THC-PRM-V-1272 | Valve, Hydraulic Cylinder, Scum Skimmer, Primary Clarifier 1200, NW Plant | Switch,Position-High | Switch |  | ZSH | http://www.toronto.ca/TWONTO#position_switch
65389 | THC-PRM-ZSH-1273 | Switch, Position High, Cylinder Extend, Valve 1273 | THC-PRM-V-1273 | Valve, Hydraulic Cylinder, Scum Skimmer, Primary Clarifier 1200, NW Plant | Switch,Position-High | Switch |  | ZSH | http://www.toronto.ca/TWONTO#position_switch
65390 | THC-PRM-ZSH-1274 | Switch, Position High, Flush Water, Valve 1274 | THC-PRM-V-1274 | Valve, Gate, Actuated, Discharge, Valve 1274 | Switch,Position-High | Switch |  | ZSH | http://www.toronto.ca/TWONTO#position_switch
65391 | THC-PRM-ZSH-1275 | Switch, Position High, Mech Home, Valve 1271 | THC-PRM-V-1271 | Valve, Hydraulic Cylinder, Scum Skimmer, Primary Clarifier 1200, NW Plant | Switch,Position-High | Switch |  | ZSH | http://www.toronto.ca/TWONTO#position_switch
65392 | THC-PRM-ZSH-1277 | Switch, Position High, Mech Home, Valve 1272 | THC-PRM-V-1272 | Valve, Hydraulic Cylinder, Scum Skimmer, Primary Clarifier 1200, NW Plant | Switch,Position-High | Switch |  | ZSH | http://www.toronto.ca/TWONTO#position_switch
65393 | THC-PRM-ZSL-0913 | Switch, Position Low, Mech Return, Valve 0913 | THC-PRM-V-0913 | Valve, Hydraulic Cylinder, Bottom Scraper, Primary Clarifier 0900, SW Plant |  | Switch |  | ZSL | http://www.toronto.ca/TWONTO#position_switch
65394 | THC-PRM-ZSL-0972 | Switch, Position Low, Cylinder Retract, Valve 0972 | THC-PRM-V-0972 | Valve, Hydraulic Cylinder, Scum Skimmer, Primary Clarifier 0900, SW Plant |  | Switch |  | ZSL | http://www.toronto.ca/TWONTO#position_switch
65395 | THC-PRM-ZSL-0973 | Switch, Position Low, Cylinder Retract, Valve 0973 | THC-PRM-V-0973 | Valve, Hydraulic Cylinder, Scum Skimmer, Primary Clarifier 0900, SW Plant |  | Switch |  | ZSL | http://www.toronto.ca/TWONTO#position_switch
65396 | THC-PRM-ZSL-0974 | Switch, Position Low, Flush Water, Valve 0974 | THC-PRM-CH-5200 | Scum Pit,Tank 0900 & 1000, Primary Clarifier |  | Switch |  | ZSL | http://www.toronto.ca/TWONTO#position_switch
65399 | THC-PRM-ZSL-1111 | Switch, Position Low, Mech Return, Valve 1111 | THC-PRM-V-1111 | Valve, Hydraulic Cylinder, Bottom Scraper, Primary Clarifier 1100, NW Plant | Switch,Level-Low-Low | Switch |  | ZSL | http://www.toronto.ca/TWONTO#position_switch
65400 | THC-PRM-ZSL-1113 | Switch, Position Low, Mech Return, Valve 1113 | THC-PRM-V-1113 | Valve, Hydraulic Cylinder, Bottom Scraper, Primary Clarifier 1100, NW Plant | Switch,Level-Low-Low | Switch |  | ZSL | http://www.toronto.ca/TWONTO#position_switch
65401 | THC-PRM-ZSL-1171 | Switch, Position Low, Cylinder Retract, Valve 1171A | THC-PRM-V-1171A | Valve, Knife Gate, Primary Sludge Pump (P-1170) Inlet Isolation, NW Plant | Switch,Position-Low | Switch |  | ZSL | http://www.toronto.ca/TWONTO#position_switch
65402 | THC-PRM-ZSL-1173 | Switch, Position Low, Cylinder Retract, Valve 1173C | THC-PRM-V-1173 | Valve, Hydraulic Cylinder, Scum Skimmer, Tank 1100, Primary Clarifier, Phase IV | Switch,Position-Low | Switch |  | ZSL | http://www.toronto.ca/TWONTO#position_switch
65403 | THC-PRM-ZSL-1173 | Switch, Position Low, Cylinder Retract, Valve 1173C | THC-PRM-V-1173C | Valve, Inlet, Flow Transmitter Indicating, Primary Clarifier 1100, Primary Sludge Distribution | Switch,Position-Low | Switch |  | ZSL | http://www.toronto.ca/TWONTO#position_switch
65404 | THC-PRM-ZSL-1174 | Switch, Position Low, Flush Water, Valve 1174 | THC-PRM-CH-5300 | Scum Pit,Tank 1100 & 1200, Primary Clarifier | Switch,Position-Low | Switch |  | ZSL | http://www.toronto.ca/TWONTO#position_switch
65405 | THC-PRM-ZSL-1174 | Switch, Position Low, Flush Water, Valve 1174 | THC-PRM-V-1174 | Valve, Actuated, Scum Trough Flushing Valve | Switch,Position-Low | Switch |  | ZSL | http://www.toronto.ca/TWONTO#position_switch
65406 | THC-PRM-ZSL-1212 | Switch, Position Low, Mech Return, Valve 1212 | THC-PRM-V-1212 | Valve, Hydraulic Cylinder, Bottom Scraper, Primary Clarifier 1200, NW Plant | Switch,Level-Low-Low | Switch |  | ZSL | http://www.toronto.ca/TWONTO#position_switch
65407 | THC-PRM-ZSL-1213 | Switch, Position Low, Mech Return, Valve 1213 | THC-PRM-V-1213 | Valve, Hydraulic Cylinder, Bottom Scraper, Primary Clarifier 1200, NW Plant | Switch,Level-Low-Low | Switch |  | ZSL | http://www.toronto.ca/TWONTO#position_switch
65408 | THC-PRM-ZSL-1272 | Switch, Position Low, Cylinder Retract, Valve 1272 | THC-PRM-V-1272 | Valve, Hydraulic Cylinder, Scum Skimmer, Primary Clarifier 1200, NW Plant | Switch,Position-Low | Switch |  | ZSL | http://www.toronto.ca/TWONTO#position_switch
65409 | THC-PRM-ZSL-1273 | Switch, Position Low, Cylinder Retract, Valve 1273 | THC-PRM-V-1273 | Valve, Hydraulic Cylinder, Scum Skimmer, Primary Clarifier 1200, NW Plant | Switch,Position-Low | Switch |  | ZSL | http://www.toronto.ca/TWONTO#position_switch
65410 | THC-PRM-ZSL-1274 | Switch, Position Low, Flush Water, Valve 1274 | THC-PRM-V-1274 | Valve, Gate, Actuated, Discharge, Valve 1274 | Switch,Position-Low | Switch |  | ZSL | http://www.toronto.ca/TWONTO#position_switch
65499 | FCL-SM-FSH-0001-SUS | Switch, Flow-High, Scrub 0101, Caustic Soda System | FCL-SUSPENDED | Suspended entity | Switch,Flow-High | Switch | 36711 | FSH | http://www.toronto.ca/TWONTO#flow_switch
65500 | FCL-SM-LSH-0001-SUS | Switch, Level-High, Tank Containment System, Caustic Soda System | FCL-SM | Spill Management | Switch,Level-High | Switch | 36712 | LSH | http://www.toronto.ca/TWONTO#level_switch
65596 | THC-PWA-LSH-0001 | Switch, Level, Ultrasonic, Station Flooding, S.E. Pumping Station | THC-PWA-EFFLUENT | Plant Water Effluent |  | Switch |  | LSH | http://www.toronto.ca/TWONTO#level_switch
65597 | THC-PWA-LSH-0001 | Switch, Level, Ultrasonic, Station Flooding, S.E. Pumping Station | THC-PWA-SOUTH | South Pumping Station |  | Switch |  | LSH | http://www.toronto.ca/TWONTO#level_switch
65598 | THC-PWA-LSH-0002 | Switch, Level, Capacitance, Station Flooding, S.E. Pumping Station | THC-PWA-EFFLUENT | Plant Water Effluent |  | Switch |  | LSH | http://www.toronto.ca/TWONTO#level_switch
65599 | THC-PWA-LSH-0316 | Level Switch High,Incineration. Plant Water Pumping Station | THC-PWA-P-0316 | Pump,Sump, Incineration. Plant Water Pumping Station | Switch,Level | Switch |  | LSH | http://www.toronto.ca/TWONTO#level_switch
65601 | THC-PWA-LSL-0065 | Switch,Level,Low Low,Sump,South Effluent Pump Station,Basement | THC-PWA-CP-0065 | Control Panel,Sump Pumps,South Effluent Pump Station,Intermediate Level |  | Switch |  | LSL | http://www.toronto.ca/TWONTO#level_switch
65616 | THC-PWA-PDIT-1010 | Transmitter, Pressure Differential, High, Filter, Strainer STR-1010, Plant Water System | THC-PWA-STR-1010 | Filter, Plant Water, Plant Water System | Transmitter,Pressure,Differential | Switch |  | PDIT | http://www.toronto.ca/TWONTO#pressure_transmitter
65617 | THC-PWA-PDIT-1020 | Transmitter, Pressure Differential, High, Filter, Strainer STR-1020, Plant Water System | THC-PWA-STR-1020 | Filter, Plant Water, Plant Water System | Transmitter,Pressure,Differential | Switch |  | PDIT | http://www.toronto.ca/TWONTO#pressure_transmitter
65618 | THC-PWA-PDSH-1001 | Switch, Pressure Differential, High, Local Indication, Strainer STR-1000, N.E. Pumping Station | THC-PWA-STR-1000 | Strainer, N.E. Pumping Station |  | Switch |  | PDSH | http://www.toronto.ca/TWONTO#pressure_switch
66097 | THC-SES-FSH-6010 | Switch, Flow, High, Eyewash Station, Plant Services, Headworks | THC-SES-SQ-6010 | Emergency Eyewash & Shower, New Headhouse Screen Room West Side | Switch,Flow-High | Switch |  | FSH | http://www.toronto.ca/TWONTO#flow_switch
66517 | THC-STR-LSH-0105 | Level Switch High,Sump,T33 East Final Tank 0500,Building A | THC-STR-P-0105 | Pump, Sump, Secondary Treatment | Switch,Level | Switch |  | LSH | http://www.toronto.ca/TWONTO#level_switch
66518 | THC-STR-LSH-0144 | Level Switch High,Sump,T33 West & T18 South Building A | THC-STR-P-0144 | Pump, Sump, Tunnel T15 Phase I Secondary | Switch,Level | Switch |  | LSH | http://www.toronto.ca/TWONTO#level_switch
66519 | THC-STR-LSH-0158 | Level Switch High,Sump,T33 East Final Tank 0200,Building A | THC-STR-P-0158 | Pump, Sump, Secondary Treatment | Switch,Level | Switch |  | LSH | http://www.toronto.ca/TWONTO#level_switch
66520 | THC-STR-LSH-0169 | Level Switch High,Sump,Building A Basement North | THC-STR-P-0169 | Pump, Sump, Secondary Treatment | Switch,Level | Switch |  | LSH | http://www.toronto.ca/TWONTO#level_switch
66521 | THC-STR-LSH-0179 | Switch, Level, High, Pump Start, NW Plant, Aeration Gallery | THC-STR-P-0179 | Pump, Centrifugal Submersible, Drainage, NW Plant |  | Switch |  | LSH | http://www.toronto.ca/TWONTO#level_switch
66522 | THC-STR-LSH-0182 | Switch, Level, High, Pump Start, NW Plant | THC-STR-P-0182 | Pump, Centrifugal Submersible, Drainage, NW Plant |  | Switch |  | LSH | http://www.toronto.ca/TWONTO#level_switch
66523 | THC-STR-LSH-0184 | Switch, Level, High, Pump Start, NW Plant | THC-STR-P-0184 | Pump, Centrifugal Submersible, Drainage, NW Plant |  | Switch |  | LSH | http://www.toronto.ca/TWONTO#level_switch
66524 | THC-STR-LSH-0187 | Level Switch High,Sump,T19 Phase 4 Final Area | THC-STR-P-0187 | Pump, Sump, Tunnel T19 Phase IV Secondary | Switch,Level | Switch |  | LSH | http://www.toronto.ca/TWONTO#level_switch
66525 | THC-STR-LSHH-0165 | Level Switch High,T33 West Final Tank 0700 & 0800, Old Plant | THC-STR-P-0165 | Pump, Sump, Secondary Treatment | Switch,Level | Switch |  | LSHH | http://www.toronto.ca/TWONTO#level_switch
66526 | THC-STR-LSHH-0187 | Level Switch High,Sump,T19 Phase 4 Final Area | THC-STR-P-0187 | Pump, Sump, Tunnel T19 Phase IV Secondary | Switch,Level | Switch |  | LSHH | http://www.toronto.ca/TWONTO#level_switch
66527 | THC-STR-LSHH-1301 | Level Switch High High,Sump,T15 Phase 1 Final Area | THC-STR-P-1301A | Pump, Sump, Secondary Treatment | Switch,Level | Switch |  | LSHH | http://www.toronto.ca/TWONTO#level_switch
66534 | THC-STR-LSLL-0179 | Switch, Level Low, Sump Pump Control, NW Plant | THC-STR-P-0179 | Pump, Centrifugal Submersible, Drainage, NW Plant |  | Switch |  | LSLL | http://www.toronto.ca/TWONTO#level_switch
66535 | THC-STR-LSLL-0181 | Switch, Level Low, Sump Pump Control, NW Plant | THC-STR-P-0181 | Pump, Centrifugal Submersible, Drainage, NW Plant |  | Switch |  | LSLL | http://www.toronto.ca/TWONTO#level_switch
66536 | THC-STR-LSLL-0184 | Switch, Level Low, Sump Pump Control, NW Plant | THC-STR-P-0184 | Pump, Centrifugal Submersible, Drainage, NW Plant |  | Switch |  | LSLL | http://www.toronto.ca/TWONTO#level_switch
66655 | THC-STR-PSL-0145 | Switch, Inlet, Pressure-Low, Pump 0140, Secondary Clarifiers 0100&0200 - Old Section | THC-STR-P-0140SUSP | Pump, Tank 0100-0200, Secondary Clarifier, RAS/WAS | Switch,Pressure-Low | Switch | 41052 | PSL | http://www.toronto.ca/TWONTO#pressure_switch
66656 | THC-STR-PSL-0245 | Switch, Inlet, Pressure-Low, Pump 0240, Secondary Clarifiers 0100&0200 - Old Section | THC-STR-P-0240 | Pump, Tank 0100-0200, Secondary Clarifier, RAS/WAS | Switch,Pressure-Low | Switch | 41054 | PSL | http://www.toronto.ca/TWONTO#pressure_switch
66657 | THC-STR-PSL-0345 | Switch, Inlet, Pressure-Low, Pump 0340, Secondary Clarifiers 0300&0400 - Old Section | THC-STR-P-0340 | Pump, Tank 0300-0400, Secondary Clarifier, RAS/WAS | Switch,Pressure-Low | Switch |  | PSL | http://www.toronto.ca/TWONTO#pressure_switch
66658 | THC-STR-PSL-0645 | Switch, Inlet, Pressure-Low, Pump 0640, Secondary Clarifiers 0500&0600 - Old Section | THC-STR-P-0640 | Pump, Tank 0500-0600, Secondary Clarifier, RAS/WAS | Switch,Pressure-Low | Switch |  | PSL | http://www.toronto.ca/TWONTO#pressure_switch
66659 | THC-STR-PSL-0945 | Switch, Inlet, Pressure-Low, Pump 0940,Secondary Clarifier 0900,RAS Pumping Distribution - Phase 1 | THC-STR-P-SP01UR | Pump, spare, under repair | Switch,Pressure-Low | Switch |  | PSL | http://www.toronto.ca/TWONTO#pressure_switch
66660 | THC-STR-PSL-1145 | Switch, Inlet, Pressure-Low, Pump 1140,Secondary Clarifier 1100,RAS Pumping Distribution - Phase 1 | THC-STR-P-1140 | Pump, Dewatering, Tank 1100, Secondary Clarifier, RAS/WAS | Switch,Pressure-Low | Switch |  | PSL | http://www.toronto.ca/TWONTO#pressure_switch
66661 | THC-STR-PSL-1445 | Switch, Inlet, Pressure-Low, Pump 1440,Secondary Clarifier 1400,RAS Pumping Distribution - Phase 4 | THC-STR-P-1440 | New Spare Pump, Dewatering, Tank 1400, Secondary Clarifier, RAS/WAS, Tunnel T19 Phase IV Secondary | Switch,Pressure-Low | Switch |  | PSL | http://www.toronto.ca/TWONTO#pressure_switch
66662 | THC-STR-PSL-1545 | Switch, Inlet, Pressure-Low, Pump 1540,Secondary Clarifier 1500,RAS Pumping Distribution - Phase 4 | THC-STR-P-1540 | New Spare Pump, Dewatering, Tank 1500, Secondary Clarifier, RAS/WAS, Tunnel T19 Phase IV Secondary | Switch,Pressure-Low | Switch |  | PSL | http://www.toronto.ca/TWONTO#pressure_switch
66663 | THC-STR-PSL-1645 | Switch, Inlet, Pressure-Low, Pump 1640,Secondary Clarifier 1600,RAS Pumping Distribution - Phase 4 | THC-STR-P-1640-SCRP | Pump, Dewatering, Tank 1600, Secondary Clarifier, RAS/WAS | Switch,Pressure-Low | Switch |  | PSL | http://www.toronto.ca/TWONTO#pressure_switch
66664 | THC-STR-PSL-5145 | Switch, Inlet, Pressure-Low,,Pump 5140, Secondary Clarifiers 0300&0400 - Old Section | THC-STR-P-5140 | Pump, Tank 0300-0400, Secondary Clarifier, RAS/WAS | Switch,Pressure-Low | Switch |  | PSL | http://www.toronto.ca/TWONTO#pressure_switch
66933 | THC-THK-LSH-0661 | Switch,Level-High,Sump,Sump Pump 0661,admin Building | THC-THK-P-0661 | Pump,Sump,Admin Building | Switch,Level | Switch |  | LSH | http://www.toronto.ca/TWONTO#level_switch
66941 | THC-THK-LSL-1101 | Switch, Level Low, for Mixing Tank-1100,Polymer Make-up System-1100 | THC-THK-MX-1101 | Mixing Assembly,Disperser,Polymer Make-up System-1100,Thickening Building | Mixer,Propeller | Switch |  | LSL | http://www.toronto.ca/TWONTO#level_switch
66947 | THC-THK-LSL-5973 | Switch, Level Low, Centrate Tank T-5970 | THC-THK-T-5970 | Tank,Centrate | Switch,Level-Low | Switch |  | LSL | http://www.toronto.ca/TWONTO#level_switch
66949 | THC-THK-LSL-5993 | Switch, Level Low, Centrate Tank T-5990 | THC-THK-T-5990 | Tank,Centrate | Switch,Level-Low | Switch |  | LSL | http://www.toronto.ca/TWONTO#level_switch
66997 | THC-THK-PSL-1101 | Switch, Pressure Low, Air Flow for Mixing Tank-1100,Polymer Make-up System-1100 | THC-THK-MX-1101 | Mixing Assembly,Disperser,Polymer Make-up System-1100,Thickening Building | Mixer,Propeller | Switch |  | PSL | http://www.toronto.ca/TWONTO#pressure_switch
66998 | THC-THK-PSL-1101 | Switch, Pressure Low, Air Flow for Mixing Tank-1100,Polymer Make-up System-1100 | THC-THK-T-1100 | Tank,Make-up,Polymer Make-up System-1100,Thickening Building | Mixer,Propeller | Switch |  | PSL | http://www.toronto.ca/TWONTO#pressure_switch
67305 | THC-WWW-LSHH-0003 | Switch, Float, High High, Sump Pump P-0100 & P-0200, S.E. Pumping Station | THC-PWA-EFFLUENT | Plant Water Effluent |  | Switch |  | LSHH | http://www.toronto.ca/TWONTO#level_switch
67306 | THC-WWW-LSHH-0003 | Switch, Float, High High, Sump Pump P-0100 & P-0200, S.E. Pumping Station | THC-PWA-SOUTH | South Pumping Station |  | Switch |  | LSHH | http://www.toronto.ca/TWONTO#level_switch
67307 | THC-WWW-LSL-0001 | Switch, Float, Low, Sump Pump P-0100 & P-0200, S.E. Pumping Station | THC-PWA-EFFLUENT | Plant Water Effluent |  | Switch |  | LSL | http://www.toronto.ca/TWONTO#level_switch
67308 | THC-WWW-LSL-0001 | Switch, Float, Low, Sump Pump P-0100 & P-0200, S.E. Pumping Station | THC-PWA-SOUTH | South Pumping Station |  | Switch |  | LSL | http://www.toronto.ca/TWONTO#level_switch
67323 | FCL-TRW-FSL-0003 | Switch, Flow, Low, Sample from District 2 to Analyser AIT-0003, High Lift District 2 Venturi Room | FCL-TRW | Treated Water |  | Switch |  | FSL | http://www.toronto.ca/TWONTO#flow_switch
67324 | FCL-TRW-FSL-0004 | Switch, Flow, Low, Mid Reservoir Sampling Pump P-0001 Outlet to Drain, Filter Pipe Gallery East | FCL-TRW | Treated Water |  | Switch |  | FSL | http://www.toronto.ca/TWONTO#flow_switch
67325 | FCL-TRW-FSL-0005 | Switch, Flow, Low, Orthophosphate Analyzer AIT-0007 Inlet, TW Sampling | FCL-TRW-AIT-0007 | Analyzer, Orthophosphate, Transmitter, Multichannel, District 2 venturi Room, TRW pumping station | Switch,Flow-Low | Switch |  | FSL | http://www.toronto.ca/TWONTO#flow_switch
67326 | FCL-TRW-FSL-0007 | Switch, Flow, Low, pH Analyzer AIT-0008 Inlet, TW Sampling | FCL-TRW-AIT-0008 | Analyzer, pH, TRW, High Lift PS Building, District 2 venturi Room, TRW pumping station | Switch,Flow-Low | Switch |  | FSL | http://www.toronto.ca/TWONTO#flow_switch
67348 | FCL-TRW-LSH-0001 | Switch, Level-High, Tank 0001, Surge Tank Building | FCL-TRW-T-0001 | Vessel, Pressure, Surge, Surge Tank Building | Switch,Level-High | Switch |  | LSH | http://www.toronto.ca/TWONTO#level_switch
67349 | FCL-TRW-LSH-0002 | Switch, Level-High, Tank 0002, Surge Tank Building | FCL-TRW-T-0002 | Vessel, Pressure, Surge, Surge Tank Building | Switch,Level-High | Switch |  | LSH | http://www.toronto.ca/TWONTO#level_switch
67350 | FCL-TRW-LSHH-0002 | Switch, Level-High-High, Tank 0002, Surge Tank Building | FCL-TRW-4 | Surge Suppression | Switch,Level-High-High | Switch |  | LSHH | http://www.toronto.ca/TWONTO#level_switch
67351 | FCL-TRW-LSHH-0002 | Switch, Level-High-High, Tank 0002, Surge Tank Building | FCL-TRW-T-0002 | Vessel, Pressure, Surge, Surge Tank Building | Switch,Level-High-High | Switch |  | LSHH | http://www.toronto.ca/TWONTO#level_switch
67352 | FCL-TRW-LSL-0001 | Switch, Level-Low, Tank 0001, Surge Tank Building | FCL-TRW-T-0001 | Vessel, Pressure, Surge, Surge Tank Building | Switch,Level-Low | Switch |  | LSL | http://www.toronto.ca/TWONTO#level_switch
67353 | FCL-TRW-LSL-0002 | Switch, Level-Low, Tank 0002, Surge Tank Building | FCL-TRW-T-0002 | Vessel, Pressure, Surge, Surge Tank Building | Switch,Level-Low | Switch |  | LSL | http://www.toronto.ca/TWONTO#level_switch
67354 | FCL-TRW-LSL-0700 | Switch, Level, Low, Treated Water Pump P-0700 Loss of Prime, High Lift Building, Pump Room | FCL-TRW-P-0700 | Pump, Treated Water | Switch,Level-Low | Switch |  | LSL | http://www.toronto.ca/TWONTO#level_switch
67355 | FCL-TRW-LSLL-0001 | Switch, Level-Low-Low, Tank 0001, Surge Tank Building | FCL-TRW-T-0001 | Vessel, Pressure, Surge, Surge Tank Building | Switch,Level-Low-Low | Switch |  | LSLL | http://www.toronto.ca/TWONTO#level_switch
67486 | THR-ACC-ASH-5013S | Carbon Monoxide(CO) and Smoke Detector (Eingie Room Basement-Boiler Area) | THR-ELS-HH | Electrical System, Head House and Engine Room | Fire Prevention,Heat Detector | Switch | 47418 | ASH | http://www.toronto.ca/TWONTO#flame_or_combustion_sensing_instrument
67615 | THR-ACC-DS-0711 | Switch, Disconnect, Pump 1, Glycol Skid, Compressor Building Main Floor, Glycol System | THR-ACC-P-0711 | Pump 1, Glycol Skid, Compressor Bldg Main Floor, Glycol System |  | Switch |  | DS | http://www.toronto.ca/TWONTO#disconnect_switch
67616 | THR-ACC-DS-0712 | Switch, Disconnect, Pump 2, Glycol Skid, Compressor Building Main Floor, Glycol System | THR-ACC-P-0712 | Pump 2, Glycol Skid, Compressor Bldg Main Floor, Glycol System |  | Switch |  | DS | http://www.toronto.ca/TWONTO#disconnect_switch
67764 | THR-ACC-FSH-0003 | Switch,Flow-High, Eye Wash flow,Eye wash satation,Disinfection Building | THR-ACC-EWS-0003S | Eye Wash Station,Disinfection Bldg | Valve,Ball | Switch |  | FSH | http://www.toronto.ca/TWONTO#flow_switch
67765 | THR-ACC-FSL-0001 | Switch, Flow-Low, P-0201A | THR-ACC-P-0201A | Pump, Centrifugal, Glycol Heating Supply to AHU-0001 | Switch,Flow-Low | Switch |  | FSL | http://www.toronto.ca/TWONTO#flow_switch
67766 | THR-ACC-FSL-0002 | Switch, Flow-Low, P-0201B | THR-ACC-P-0201B | Pump, Centrifugal, Glycol Heating Supply to AHU-0001 | Switch,Flow-Low | Switch |  | FSL | http://www.toronto.ca/TWONTO#flow_switch
67767 | THR-ACC-FSL-0006 | Switch, Flow-Low, P-0203B | THR-ACC-P-0203B | Pump, Centrifugal, Glycol Heating Supply to AHU-0003 | Switch,Flow-Low | Switch |  | FSL | http://www.toronto.ca/TWONTO#flow_switch
67768 | THR-ACC-FSL-0011 | Switch, Flow, Low, Main Glycol Supply, Ground Floor | THR-ACC-T-0206 | Tank, Glycol Make-Up Package, STB Basement | Switch,Flow-Low | Switch |  | FSL | http://www.toronto.ca/TWONTO#flow_switch
67769 | THR-ACC-FSL-0012 | Switch, Flow, Low, Hot Water Recirculation Pump-0101, Ground Floor | THR-ACC-P-0101 | Pump, Hot Water Recirculation, STB Ground Floor | Switch,Flow-Low | Switch |  | FSL | http://www.toronto.ca/TWONTO#flow_switch
67770 | THR-ACC-FSL-0100 | Switch, Flow, Low, Air Flow, Air Handling Unit AHU-0100, Headhouse Roof | THR-ACC-AHU-0100 | Air Handling Unit,Main Equipment Room Mezzanine,Main Equipment Room Air Handling Unit | Switch,Flow-Low | Switch |  | FSL | http://www.toronto.ca/TWONTO#flow_switch
67771 | THR-ACC-FSL-0110 | Switch, Flow, Low, Supply Air Duct, Air Handling Unit AHU-0110, Headhouse Roof | THR-ACC-AHU-0110 | Air Handling Unit, Headhouse Grit Area Air Supply, Headhouse Roof | Switch,Flow-Low | Switch |  | FSL | http://www.toronto.ca/TWONTO#flow_switch
67772 | THR-ACC-FSL-0200 | Switch, Flow, Low, Supply Air Duct, Air Handling Unit AHU-0200, North Grit South Fan Room | THR-ACC-AHU-0200 | Air Handling Unit, Air Supply, North Grit Fan Room | Switch,Flow-Low | Switch |  | FSL | http://www.toronto.ca/TWONTO#flow_switch
67773 | THR-ACC-FSL-0202A | Switch, Flow-Low, P-0202A | THR-ACC-P-0202A | Pump, Centrifugal, Glycol Heating Supply to AHU-0002 | Switch,Flow-Low | Switch |  | FSL | http://www.toronto.ca/TWONTO#flow_switch
67774 | THR-ACC-FSL-0202B | Switch, Flow-Low, P-0202B | THR-ACC-P-0202B | Pump, Centrifugal, Glycol Heating Supply to AHU-0002 | Switch,Flow-Low | Switch |  | FSL | http://www.toronto.ca/TWONTO#flow_switch
67775 | THR-ACC-FSL-0231 | Switch, Flow, Low, Discharge Air FN-0231, AHU-0230, North Grit Storage Room | THR-ACC-AHU-0230 | Air Handling Unit, Air Supply, North Grit Fan Room | Switch,Flow-Low | Switch |  | FSL | http://www.toronto.ca/TWONTO#flow_switch
67776 | THR-ACC-FSL-0750 | Switch, Flow-Low, Discharge, AHU-0750, North Grit Bldg, Gallery Ventilation, Zone 1A and 1B | THR-ACC-AHU-0750 | Air Handling Unit, Blow Thru, North Grit Bldg, Gallery Ventilation, Zone 1A and 1B | Switch,Flow-Low | Switch |  | FSL | http://www.toronto.ca/TWONTO#flow_switch
67777 | THR-ACC-FSL-0755S | Switch, Flow-Low, Air Handling Unit 0755, RAS Pump, Centrifugaling Station, T-20, Plant Services, Gallery Ventilation, Zone 3B | THR-ACC-AHU-0755S | Air Handling Unit, Blow Thru, RSPS Roof, Gallery Ventilation, Zone 3B | Switch,Flow-Low | Switch | 39340 | FSL | http://www.toronto.ca/TWONTO#flow_switch
67778 | THR-ACC-FSL-0756 | Switch, Flow-Low, Air Handling Unit 0756, East Maintenance Bldg, Plant Services, Gallery Ventilation, Zone 3A | THR-ACC-AHU-0756 | Air Handling Unit, Blow Thru, East Maintenance Bldg, Gallery Ventilation, Zone 3A | Switch,Flow-Low | Switch |  | FSL | http://www.toronto.ca/TWONTO#flow_switch
67779 | THR-ACC-FSL-0757 | Switch, Flow-Low, Air Handling Unit 0757, East Maintenance Bldg, Plant Services, Gallery Ventilation, Zone 3A | THR-ACC-AHU-0757 | Air Handling Unit, Blow Thru, East Maintenance Bldg. Roof, Gallery Ventilation, Zone 3A | Switch,Flow-Low | Switch |  | FSL | http://www.toronto.ca/TWONTO#flow_switch
67780 | THR-ACC-FSL-0840 | Switch, Flow-Low, Discharge, Exhaust Fan 0840, T12 North, Plant Services, Gallery Ventilation, Zone 1A and 1B | THR-ACC-FN-0840 | Fan, Exhaust, T12 North, Plant Services, Gallery Ventilation, Zone 1A, 1B | Switch,Flow-Low | Switch |  | FSL | http://www.toronto.ca/TWONTO#flow_switch
67781 | THR-ACC-FSL-0841 | Switch, Flow-Low, Discharge, Exhaust Fan 0841, T12 North, Plant Services, Gallery Ventilation, Zone 1A and 1B | THR-ACC-FN-0841 | Fan, Exhaust, T12 North, Plant Services, Gallery Ventilation, Zone 1A, 1B | Switch,Flow-Low | Switch |  | FSL | http://www.toronto.ca/TWONTO#flow_switch
67782 | THR-ACC-FSL-0844S | Switch, Flow-Low, Exhaust Fan 0844, T14 North, Plant Services, Gallery Ventilation, Zone 2A and 2B | THR-ACC-FN-0844 | Fan, Exhaust, T14 North, Plant Services, Gallery Ventilation, Zone 2A, 2B, 2C | Switch,Flow-Low | Switch | 39342 | FSL | http://www.toronto.ca/TWONTO#flow_switch
67783 | THR-ACC-FSL-0848 | Switch, Flow-Low, Exhaust Fan 0848, T21, Plant Services, Gallery Ventilation, Zone 3A | THR-ACC-FN-0848 | Fan, Exhaust, T21, Access House, Gallery Ventilation, Zone 3A | Switch,Flow-Low | Switch |  | FSL | http://www.toronto.ca/TWONTO#flow_switch
67784 | THR-ACC-FSL-0850 | Switch, Flow-Low, Exhaust Fan 0850, T16, Plant Services, Gallery Ventilation, Zone 3A | THR-ACC-FN-0850 | Fan, Exhaust, T16, Plant Services, Gallery Ventilation, Zone 3A | Switch,Flow-Low | Switch |  | FSL | http://www.toronto.ca/TWONTO#flow_switch
67785 | THR-ACC-FSL-0853S | Switch, Flow-Low, Exhaust Fan 0853, T19, Plant Services, Gallery Ventilation, Zone 3B | THR-ACC-FN-0853S | Fan, Exhaust, T19, Plant Services, Gallery Ventilation, Zone 3B | Switch,Flow-Low | Switch | 39346 | FSL | http://www.toronto.ca/TWONTO#flow_switch
67786 | THR-ACC-FSL-0855S | Switch, Flow-Low, Exhaust Fan 0855, T13, Plant Services, Gallery Ventilation, Zone 3B | THR-ACC-FN-0855S | Fan, Exhaust, T13, Plant Services, Gallery Ventilation, Zone 3B | Switch,Flow-Low | Switch | 39348 | FSL | http://www.toronto.ca/TWONTO#flow_switch
67787 | THR-ACC-FSL-0858 | Switch, Flow-Low, Exhaust Fan 0858, T21, Plant Services, Gallery Ventilation, Zone 3A | THR-ACC-FN-0858 | Fan, Exhaust, T21B, Access House, Gallery Ventilation, Zone 3A | Switch,Flow-Low | Switch |  | FSL | http://www.toronto.ca/TWONTO#flow_switch
67788 | THR-ACC-FSL-0860 | Switch, Flow-Low, Exhaust Fan 0846, T12 North, Plant Services, Gallery Ventilation, Zone 2A and 2B | THR-ACC-FN-0860 | Fan, Exhaust, T12 North, Plant Services, Gallery Ventilation, Zone 2A, 2B, 2C | Switch,Flow-Low | Switch |  | FSL | http://www.toronto.ca/TWONTO#flow_switch
67789 | THR-ACC-FSL-0972S | Switch, Flow-Low, Air Curtain 0972, Plant Services, Gallery Ventilation, Zone 3B | THR-ACC-FN-0972S | Fan, Air Curtain, T20, Plant Services, Gallery Ventilation, Zone 3B | Switch,Flow-Low | Switch | 39350 | FSL | http://www.toronto.ca/TWONTO#flow_switch
67790 | THR-ACC-FSL-1301 | Switch, Flow-Low, Outlet, Boiler 1301, Hot Water Supply, Plant Central Hot Water System, Hot Water Boilers | THR-ACC-BO-1301 | Boiler, Low Pressure, Hot Water, Plant Central Hot Water System, Hot Water Boilers (CRN-H9308.5,TSSA UID-65022703, SNo.-5.1103723) | Switch,Flow-Low | Switch |  | FSL | http://www.toronto.ca/TWONTO#flow_switch
67791 | THR-ACC-FSL-1401 | Switch, Flow-Low, Outlet, Boiler 1401, Hot Water Supply, Plant Central Hot Water System, Hot Water Boilers | THR-ACC-BO-1401 | Boiler, Low Pressure, Hot Water, Plant Central Hot Water System, Hot Water Boilers (CRN-H9308.5,TSSA UID-65022704, SNo.-5.1103724) | Switch,Flow-Low | Switch |  | FSL | http://www.toronto.ca/TWONTO#flow_switch
67792 | THR-ACC-FSL-1402 | Switch, Flow-Low, Discharge, Blower for Boiler 1401, Plant Central Hot Water System, Hot Water Boilers | THR-ACC-BO-1401 | Boiler, Low Pressure, Hot Water, Plant Central Hot Water System, Hot Water Boilers (CRN-H9308.5,TSSA UID-65022704, SNo.-5.1103724) | Switch,Flow-Low | Switch |  | FSL | http://www.toronto.ca/TWONTO#flow_switch
67793 | THR-ACC-FSL-1502 | Switch, Flow-Low, Discharge, Blower for Boiler 1501, Plant Central Hot Water System, Hot Water Boilers | THR-ACC-BO-1501 | Boiler, Low Pressure, Hot Water, Plant Central Hot Water System, Hot Water Boilers (CRN-H9308.5,TSSA UID-65022705, SNo.-5.1103725) | Switch,Flow-Low | Switch |  | FSL | http://www.toronto.ca/TWONTO#flow_switch
67828 | THR-ACC-HMSH-5010 | Switch, High Ventilation,HVAC,Dechlorination Building | THR-ACC-DIS | Air Conditioning, HVAC, Chlorine Building | Switch,Temperature-Low | Switch |  | HMSH | http://www.toronto.ca/TWONTO#thermostat_or_zone_controller_unit
67922 | FCL-TRW-PSH-0002 | Switch, Pressure-High, District 2, Treated Water Pumping Station | FCL-TRW-2 | Treated Water Pumping | Switch,Pressure-High | Switch |  | PSH | http://www.toronto.ca/TWONTO#pressure_switch
67923 | FCL-TRW-PSH-0003 | Switch, Pressure-High, Air Supply, Surge Tank Building | FCL-TRW | Treated Water | Switch,Pressure-High | Switch |  | PSH | http://www.toronto.ca/TWONTO#pressure_switch
67924 | FCL-TRW-PSH-0003 | Switch, Pressure-High, Air Supply, Surge Tank Building | FCL-TRW-T-0003 | Vessel, Pressure, Air Supply, Surge Tank Building | Switch,Pressure-High | Switch |  | PSH | http://www.toronto.ca/TWONTO#pressure_switch
67925 | FCL-TRW-PSH-0004 | Switch, Pressure-High, Vacuum Priming Unit, Treated Water Pumping Station | FCL-TRW | Treated Water | Switch,Pressure-High | Switch |  | PSH | http://www.toronto.ca/TWONTO#pressure_switch
67926 | FCL-TRW-PSL-0001 | Switch, Pressure-Low, District 1W, Treated Water Pumping Station | FCL-TRW-2 | Treated Water Pumping | Switch,Pressure-Low | Switch |  | PSL | http://www.toronto.ca/TWONTO#pressure_switch
67927 | FCL-TRW-PSL-0002 | Switch, Pressure-Low, District 2, Treated Water Pumping Station | FCL-TRW | Treated Water | Switch,Pressure-Low | Switch |  | PSL | http://www.toronto.ca/TWONTO#pressure_switch
67928 | FCL-TRW-PSL-0002 | Switch, Pressure-Low, District 2, Treated Water Pumping Station | FCL-TRW-2 | Treated Water Pumping | Switch,Pressure-Low | Switch |  | PSL | http://www.toronto.ca/TWONTO#pressure_switch
67953 | THR-ACC-LSL-0900 | Switch, Low Water Cut Off, North Grit Boiler 0900, Plant Central Hot Water System | THR-ACC-BO-0900 | Boiler, Low Pressure, North Grit Boilers, Plant Services, Natural Gas Overview (CRN-B9917.5,TSSA UID-65022712, SNo.-5.867337,S-87072) | Switch,Level-Low | Switch |  | LSL | http://www.toronto.ca/TWONTO#level_switch
67954 | THR-ACC-LSL-1501 | Switch, Low Water Cut Off, Boiler 1501, Plant Central Hot Water System, Hot Water Boilers | THR-ACC-BO-1501 | Boiler, Low Pressure, Hot Water, Plant Central Hot Water System, Hot Water Boilers (CRN-H9308.5,TSSA UID-65022705, SNo.-5.1103725) | Switch,Level-Low | Switch |  | LSL | http://www.toronto.ca/TWONTO#level_switch
67955 | THR-ACC-LSL-1701 | Switch, Low Water Cut Off, Boiler 1701, Plant Central Hot Water System, Hot Water Boilers | THR-ACC-BO-1701 | Boiler, Low Pressure, Hot Water, Plant Central Hot Water System, Hot Water Boilers (CRN-H9308.5,TSSA UID-65022707, SNo.-5.1103727) | Switch,Level-Low | Switch |  | LSL | http://www.toronto.ca/TWONTO#level_switch
68047 | FCL-TRW-TSH-0002 | Switch, Temperature-High, Building, Treated Water Pumping Station | FCL-TRW | Treated Water | Switch,Temperature-High | Switch |  | TSH | http://www.toronto.ca/TWONTO#temperature_switch
68048 | FCL-TRW-TSH-0002 | Switch, Temperature-High, Building, Treated Water Pumping Station | FCL-TRW-2 | Treated Water Pumping | Switch,Temperature-High | Switch |  | TSH | http://www.toronto.ca/TWONTO#temperature_switch
68049 | FCL-TRW-TSL-0001 | Switch, Temperature-Low, Building, Treated Water Pumping Station | FCL-TRW | Treated Water | Switch,Temperature-Low | Switch |  | TSL | http://www.toronto.ca/TWONTO#temperature_switch
68403 | THR-ACC-PDSH-3500 | Switch, Pressure Differential, High, Serves THR-ACC-AHU-3500 | THR-ACC-AHU-3500 | Air Handling Unit, 100% Outside Air Draw Thru, Ferrous Chloride Facility Pump Rm | Switch,Pressure | Switch |  | PDSH | http://www.toronto.ca/TWONTO#pressure_switch
68404 | THR-ACC-PDSH-4001 | Switch, Pressure Differential, High, Serves THR-ACC-AHU-4001,Gallery T17E | THR-ACC-AHU-4001 | Air Handling Unit, 100% Outside Air Draw Thru, T17E | Switch,Pressure | Switch |  | PDSH | http://www.toronto.ca/TWONTO#pressure_switch
68405 | THR-ACC-PDSH-4501 | Switch, Pressure Differential, High, Serves THR-ACC-AHU-4501,SP RAS Pumping Station | THR-ACC-AHU-4501 | Air Handling Unit, 100% Outside Air Draw Thru, RAS Pumping Station | Switch,Pressure | Switch |  | PDSH | http://www.toronto.ca/TWONTO#pressure_switch
68406 | THR-ACC-PDSL-4000 | Switch, Pressure Differential, Low, Serves THR-ACC-FN-4005,Gallery 20N | THR-ACC-FN-4005 | Fan, Supply, T20N, Vault 3 | Switch,Flow-Low | Switch |  | PDSL | http://www.toronto.ca/TWONTO#pressure_switch
68407 | THR-ACC-PDSL-4001 | Switch, Pressure Differential, Low, Serves THR-ACC-FN-4006,Gallery 20N | THR-ACC-FN-4006 | Fan, Exhaust, T20N, Vault 3 | Switch,Flow-Low | Switch |  | PDSL | http://www.toronto.ca/TWONTO#pressure_switch
68408 | THR-ACC-PDSL-4003 | Switch, Pressure Differential, Low, Serves THR-ACC-FN-4008,Gallery 20N | THR-ACC-FN-4008 | Fan, Exhaust, T20N, Vault 2,Gallery T20N | Switch,Flow-Low | Switch |  | PDSL | http://www.toronto.ca/TWONTO#pressure_switch
68409 | THR-ACC-PDSL-4004 | Switch, Pressure Differential, Low, Serves THR-ACC-FN-4009,Gallery 20N | THR-ACC-FN-4008 | Fan, Exhaust, T20N, Vault 2,Gallery T20N | Switch,Flow-Low | Switch |  | PDSL | http://www.toronto.ca/TWONTO#pressure_switch
68410 | THR-ACC-PDSL-4004 | Switch, Pressure Differential, Low, Serves THR-ACC-FN-4009,Gallery 20N | THR-ACC-FN-4009 | Fan, Supply, T20N, Vault 1,Gallery T20N | Switch,Flow-Low | Switch |  | PDSL | http://www.toronto.ca/TWONTO#pressure_switch
68411 | THR-ACC-PDSL-4005 | Switch, Pressure Differential, Low, Serves THR-ACC-FN-4010,Gallery 20N | THR-ACC-FN-4010 | Fan, Exhaust, T20N, Vault 1,Gallery T20N | Switch,Flow-Low | Switch |  | PDSL | http://www.toronto.ca/TWONTO#pressure_switch
68423 | THR-ACC-PSH-0140 | Switch, Pressure, High, Filter Gauge Status, Air Handling Unit AHU-0140, Headhouse Loading Bay Roof | THR-ACC-AHU-0140 | Air Handling Unit, Headhouse Loading Bay Air Supply, Headhouse Roof | Switch,Pressure-High | Switch |  | PSH | http://www.toronto.ca/TWONTO#pressure_switch
68424 | THR-ACC-PSH-0150 | Switch, Pressure, High, Filter Gauge Status, Air Handling Unit AHU-0150, Headhouse Loading Bay Roof | THR-ACC-AHU-0150 | Air Handling Unit, Headhouse Loading Bay Air Supply, Headhouse Roof | Switch,Pressure-High | Switch |  | PSH | http://www.toronto.ca/TWONTO#pressure_switch
68425 | THR-ACC-PSH-0200 | Switch, Pressure, High, Filter Gauge Status, Air Handling Unit AHU-0200, North Grit South Fan Room | THR-ACC-AHU-0200 | Air Handling Unit, Air Supply, North Grit Fan Room | Switch,Pressure-High | Switch |  | PSH | http://www.toronto.ca/TWONTO#pressure_switch
68426 | THR-ACC-PSH-0240 | Switch, Pressure, High, Filter Gauge Status, Air Handling Unit MUA-558, North Grit South Fan Room | THR-ACC-FN-0240 | Fan, Plenum, Supply, Existing Air Handling Unit MAU-558, North Grit Fan Room | Switch,Pressure-High | Switch |  | PSH | http://www.toronto.ca/TWONTO#pressure_switch
68427 | THR-ACC-PSH-1301 | Switch,Pressure-High, NG Valve Train, Boiler 1301, Plant Central Hot Water System, Hot Water Boilers | THR-ACC-BO-1301 | Boiler, Low Pressure, Hot Water, Plant Central Hot Water System, Hot Water Boilers (CRN-H9308.5,TSSA UID-65022703, SNo.-5.1103723) | Switch,Pressure-High | Switch |  | PSH | http://www.toronto.ca/TWONTO#pressure_switch
68428 | THR-ACC-PSH-1303 | Switch,Pressure-High, DG Valve Train, Boiler 1301, Plant Central Hot Water System, Hot Water Boilers | THR-ACC-BO-1301 | Boiler, Low Pressure, Hot Water, Plant Central Hot Water System, Hot Water Boilers (CRN-H9308.5,TSSA UID-65022703, SNo.-5.1103723) | Switch,Pressure-High | Switch |  | PSH | http://www.toronto.ca/TWONTO#pressure_switch
68429 | THR-ACC-PSH-1402 | Switch,Pressure-High, DG Valve Train, Boiler 1401, Plant Central Hot Water System, Hot Water Boilers | THR-ACC-BO-1401 | Boiler, Low Pressure, Hot Water, Plant Central Hot Water System, Hot Water Boilers (CRN-H9308.5,TSSA UID-65022704, SNo.-5.1103724) | Switch,Pressure-High | Switch |  | PSH | http://www.toronto.ca/TWONTO#pressure_switch
68430 | THR-ACC-PSH-1403 | Switch,Pressure-High, DG Valve Train, Boiler 1401, Plant Central Hot Water System, Hot Water Boilers | THR-ACC-BO-1401 | Boiler, Low Pressure, Hot Water, Plant Central Hot Water System, Hot Water Boilers (CRN-H9308.5,TSSA UID-65022704, SNo.-5.1103724) | Switch,Pressure-High | Switch |  | PSH | http://www.toronto.ca/TWONTO#pressure_switch
68431 | THR-ACC-PSH-1501 | Switch,Pressure-High, NG Valve Train, Boiler 1501, Plant Central Hot Water System, Hot Water Boilers | THR-ACC-BO-1501 | Boiler, Low Pressure, Hot Water, Plant Central Hot Water System, Hot Water Boilers (CRN-H9308.5,TSSA UID-65022705, SNo.-5.1103725) | Switch,Pressure-High | Switch |  | PSH | http://www.toronto.ca/TWONTO#pressure_switch
68432 | THR-ACC-PSH-1602 | Switch,Pressure-High, DG Valve Train, Boiler 1601, Plant Central Hot Water System, Hot Water Boilers | THR-ACC-BO-1601 | Boiler, Low Pressure, Hot Water, Plant Central Hot Water System, Hot Water Boilers (CRN-H9308.5,TSSA UID-65022706, SNo.-5.1103726) | Switch,Pressure-High | Switch |  | PSH | http://www.toronto.ca/TWONTO#pressure_switch
68433 | THR-ACC-PSH-1701 | Switch,Pressure-High, NG Valve Train, Boiler 1701, Plant Central Hot Water System, Hot Water Boilers | THR-ACC-BO-1701 | Boiler, Low Pressure, Hot Water, Plant Central Hot Water System, Hot Water Boilers (CRN-H9308.5,TSSA UID-65022707, SNo.-5.1103727) | Switch,Pressure-High | Switch |  | PSH | http://www.toronto.ca/TWONTO#pressure_switch
68434 | THR-ACC-PSH-1702 | Switch,Pressure-High, DG Valve Train, Boiler 1701, Plant Central Hot Water System, Hot Water Boilers | THR-ACC-BO-1701 | Boiler, Low Pressure, Hot Water, Plant Central Hot Water System, Hot Water Boilers (CRN-H9308.5,TSSA UID-65022707, SNo.-5.1103727) | Switch,Pressure-High | Switch |  | PSH | http://www.toronto.ca/TWONTO#pressure_switch
68435 | THR-ACC-PSH-2101 | Switch, Pressurel-High, Discharge, Pump, Centrifugal 2101, Plant Central Hot Water System, Plant Central Hot Water System, Hot Water Recirculation Pump, Centrifugals | THR-ACC-P-2101 | Pump, Centrifugal, Primary Loop Hot Water Recirculation, Plant Central Hot Water System, | Switch,Pressure-High | Switch |  | PSH | http://www.toronto.ca/TWONTO#pressure_switch
68436 | THR-ACC-PSH-2201 | Switch, Pressurel-High, Discharge, Pump, Centrifugal 2201, Plant Central Hot Water System, Plant Central Hot Water System, Hot Water Recirculation Pump, Centrifugals | THR-ACC-P-2201 | Pump, Centrifugal, Primary Loop Hot Water Recirculation, Plant Central Hot Water System, | Switch,Pressure-High | Switch |  | PSH | http://www.toronto.ca/TWONTO#pressure_switch
68437 | THR-ACC-PSH-2401 | Switch, Pressurel-High, Discharge, Pump, Centrifugal 2401, Plant Central Hot Water System, Plant Central Hot Water System, Hot Water Recirculation Pump, Centrifugals | THR-ACC-P-2401 | Pump, Centrifugal, Primary Loop Hot Water Recirculation, Plant Central Hot Water System, | Switch,Pressure-High | Switch |  | PSH | http://www.toronto.ca/TWONTO#pressure_switch
68438 | THR-ACC-PSH-2601 | Switch, Pressurel-High, Discharge, Pump, Centrifugal 2601, Plant Central Hot Water System, Plant Central Hot Water System, Hot Water Recirculation Pump, Centrifugals | THR-ACC-P-2601 | Pump, Centrifugal, Primary Loop Hot Water Recirculation, Plant Central Hot Water System, | Switch,Pressure-High | Switch |  | PSH | http://www.toronto.ca/TWONTO#pressure_switch
68439 | THR-ACC-PSL-0510 | Switch, Pressure Low, Suction, Pump, Centrifugal 0520, Boiler Bldg, Plant Services, Gallery Ventilation, Zone 2A and 2B | THR-ACC-P-0510 | Pump, Centrifugal, Hot Water, Gallery Ventilation, Zone 2A, 2B and 2C | Switch,Pressure-Low | Switch |  | PSL | http://www.toronto.ca/TWONTO#pressure_switch
68440 | THR-ACC-PSL-0801 | Switch, Pressure-Low, Inlet Digester Gas Train for Boiler 0800, North Grit Boilers | THR-ACC-BO-0800 | Boiler, Low Pressure, North Grit Boilers, Plant Services, Natural Gas Overview (CRN-B9917.5,TSSA UID-65022713, SNo.-5.867338,S-87073) | Switch,Pressure-Low | Switch |  | PSL | http://www.toronto.ca/TWONTO#pressure_switch
68441 | THR-ACC-PSL-0901 | Switch, Pressure-Low, Digeter Gas Train for Boiler 0900, North Grit Boilers | THR-ACC-BO-0900 | Boiler, Low Pressure, North Grit Boilers, Plant Services, Natural Gas Overview (CRN-B9917.5,TSSA UID-65022712, SNo.-5.867337,S-87072) | Switch,Pressure-Low | Switch |  | PSL | http://www.toronto.ca/TWONTO#pressure_switch
68442 | THR-ACC-PSL-1301 | Switch, Pressure-Low,NG Valve Train, Boiler 1301, Plant Central Hot Water System, Hot Water Boilers | THR-ACC-BO-1301 | Boiler, Low Pressure, Hot Water, Plant Central Hot Water System, Hot Water Boilers (CRN-H9308.5,TSSA UID-65022703, SNo.-5.1103723) | Switch,Pressure-Low | Switch |  | PSL | http://www.toronto.ca/TWONTO#pressure_switch
68443 | THR-ACC-PSL-1302 | Switch, Pressure-Low, DG Valve Train, Boiler 1301, Plant Central Hot Water System, Hot Water Boilers | THR-ACC-BO-1301 | Boiler, Low Pressure, Hot Water, Plant Central Hot Water System, Hot Water Boilers (CRN-H9308.5,TSSA UID-65022703, SNo.-5.1103723) | Switch,Pressure-Low | Switch |  | PSL | http://www.toronto.ca/TWONTO#pressure_switch
68444 | THR-ACC-PSL-1402 | Switch, Pressure-Low, DG Valve Train, Boiler 1401, Plant Central Hot Water System, Hot Water Boilers | THR-ACC-BO-1401 | Boiler, Low Pressure, Hot Water, Plant Central Hot Water System, Hot Water Boilers (CRN-H9308.5,TSSA UID-65022704, SNo.-5.1103724) | Switch,Pressure-Low | Switch |  | PSL | http://www.toronto.ca/TWONTO#pressure_switch
68445 | THR-ACC-PSL-1501 | Switch, Pressure-Low, NG Valve Train, Boiler 1501, Plant Central Hot Water System, Hot Water Boilers | THR-ACC-BO-1501 | Boiler, Low Pressure, Hot Water, Plant Central Hot Water System, Hot Water Boilers (CRN-H9308.5,TSSA UID-65022705, SNo.-5.1103725) | Switch,Pressure-Low | Switch |  | PSL | http://www.toronto.ca/TWONTO#pressure_switch
68446 | THR-ACC-PSL-1601 | Switch, Pressure-Low, NG Valve Train, Boiler 1601, Plant Central Hot Water System, Hot Water Boilers | THR-ACC-BO-1601 | Boiler, Low Pressure, Hot Water, Plant Central Hot Water System, Hot Water Boilers (CRN-H9308.5,TSSA UID-65022706, SNo.-5.1103726) | Switch,Pressure-Low | Switch |  | PSL | http://www.toronto.ca/TWONTO#pressure_switch
68447 | THR-ACC-PSL-1602 | Switch, Pressure-Low,DG Valve Train, Boiler 1601, Plant Central Hot Water System, Hot Water Boilers | THR-ACC-BO-1601 | Boiler, Low Pressure, Hot Water, Plant Central Hot Water System, Hot Water Boilers (CRN-H9308.5,TSSA UID-65022706, SNo.-5.1103726) | Switch,Pressure-Low | Switch |  | PSL | http://www.toronto.ca/TWONTO#pressure_switch
68448 | THR-ACC-PSL-1701 | Switch, Pressure-Low, NG Valve Train, Boiler 1701, Plant Central Hot Water System, Hot Water Boilers | THR-ACC-BO-1701 | Boiler, Low Pressure, Hot Water, Plant Central Hot Water System, Hot Water Boilers (CRN-H9308.5,TSSA UID-65022707, SNo.-5.1103727) | Switch,Pressure-Low | Switch |  | PSL | http://www.toronto.ca/TWONTO#pressure_switch
68449 | THR-ACC-PSL-2101 | Switch, Pressurel-Low, Suction, Pump, Centrifugal 2101, Plant Central Hot Water System, Plant Central Hot Water System, Hot Water Recirculation Pump, Centrifugals | THR-ACC-P-2101 | Pump, Centrifugal, Primary Loop Hot Water Recirculation, Plant Central Hot Water System, | Switch,Pressure-Low | Switch |  | PSL | http://www.toronto.ca/TWONTO#pressure_switch
68450 | THR-ACC-PSL-2201 | Switch, Pressurel-Low, Suction, Pump, Centrifugal 2201, Plant Central Hot Water System, Plant Central Hot Water System, Hot Water Recirculation Pump, Centrifugals | THR-ACC-P-2201 | Pump, Centrifugal, Primary Loop Hot Water Recirculation, Plant Central Hot Water System, | Switch,Pressure-Low | Switch |  | PSL | http://www.toronto.ca/TWONTO#pressure_switch
68451 | THR-ACC-PSL-2501 | Switch, Pressurel-Low, Suction, Pump, Centrifugal 2501, Plant Central Hot Water System, Plant Central Hot Water System, Hot Water Recirculation Pump, Centrifugals | THR-ACC-P-2501 | Pump, Centrifugal, Primary Loop Hot Water Recirculation, Plant Central Hot Water System, | Switch,Pressure-Low | Switch |  | PSL | http://www.toronto.ca/TWONTO#pressure_switch
68452 | THR-ACC-PSL-2601 | Switch, Pressurel-Low, Suction, Pump, Centrifugal 2601, Plant Central Hot Water System, Plant Central Hot Water System, Hot Water Recirculation Pump, Centrifugals | THR-ACC-P-2601 | Pump, Centrifugal, Primary Loop Hot Water Recirculation, Plant Central Hot Water System, | Switch,Pressure-Low | Switch |  | PSL | http://www.toronto.ca/TWONTO#pressure_switch
68662 | THR-ACC-TS-0750 | Switch, Temperature, AHU-0750, North Grit Bldg, Gallery Ventilation, Zone 1A and 1B | THR-ACC-AHU-0750 | Air Handling Unit, Blow Thru, North Grit Bldg, Gallery Ventilation, Zone 1A and 1B | Switch,Temperature | Switch |  | TS | http://www.toronto.ca/TWONTO#temperature_switch
68663 | THR-ACC-TS-0756 | Switch, Temperature, Air Handling Unit 0756, East Maintenance Bldg, Plant Services, Gallery Ventilation, Zone 3A | THR-ACC-AHU-0756 | Air Handling Unit, Blow Thru, East Maintenance Bldg, Gallery Ventilation, Zone 3A | Switch,Temperature | Switch |  | TS | http://www.toronto.ca/TWONTO#temperature_switch
68664 | THR-ACC-TSH-0110 | Switch, Temperature, High, Discharge Air, Air Handling Unit AHU-0110, Headhouse Roof | THR-ACC-AHU-0110 | Air Handling Unit, Headhouse Grit Area Air Supply, Headhouse Roof | Switch,Temperature-High | Switch |  | TSH | http://www.toronto.ca/TWONTO#temperature_switch
68665 | THR-ACC-TSH-0120 | Switch, Temperature, High, Discharge, Air Handling Unit AHU-0120, Headhouse Roof | THR-ACC-AHU-0120 | Air Handling Unit, Headhouse Screen Area Air Supply, Headhouse Roof | Switch,Temperature-High | Switch |  | TSH | http://www.toronto.ca/TWONTO#temperature_switch
68666 | THR-ACC-TSH-0140 | Switch, Temperature, High, Discharge Air, Air Handling Unit AHU-0140, Headhouse Loading Bay Roof | THR-ACC-AHU-0140 | Air Handling Unit, Headhouse Loading Bay Air Supply, Headhouse Roof | Switch,Temperature-High | Switch |  | TSH | http://www.toronto.ca/TWONTO#temperature_switch
68667 | THR-ACC-TSH-0210 | Switch, Temperature, High, Discharge Air, Air Handling Unit AHU-0210, North Grit Loading Bay Roof | THR-ACC-AHU-0210 | Air Handling Unit, Air Supply, North Grit Loading Bay Roof | Switch,Temperature-High | Switch |  | TSH | http://www.toronto.ca/TWONTO#temperature_switch
68668 | THR-ACC-TSH-0220 | Switch, Temperature, High, Discharge Air, Air Handling Unit AHU-0210, North Grit Loading Bay Roof | THR-ACC-AHU-0220 | Air Handling Unit, Air Supply, North Grit Loading Bay Roof | Switch,Temperature-High | Switch |  | TSH | http://www.toronto.ca/TWONTO#temperature_switch
68669 | THR-ACC-TSH-0230 | Switch, Temperature, High, Discharge Air, Air Handling Unit MUA-556, North Grit South Fan Room | THR-ACC-FN-0230 | Fan, Plenum, Supply, Existing Air Handling Unit MAU-556, North Grit Fan Room | Switch,Temperature-High | Switch |  | TSH | http://www.toronto.ca/TWONTO#temperature_switch
68670 | THR-ACC-TSH-0240 | Switch, Temperature, High ,Discharge Air, Air Handling Unit MUA-558, North Grit South Fan Room | THR-ACC-FN-0240 | Fan, Plenum, Supply, Existing Air Handling Unit MAU-558, North Grit Fan Room | Switch,Temperature-High | Switch |  | TSH | http://www.toronto.ca/TWONTO#temperature_switch
68671 | THR-ACC-TSH-0790 | Switch,Temperature, High, WGB Bldg | THR-ACC-AHU-0780 | Air handling Unit, South of WGB Bldg | Switch,Temperature-High | Switch |  | TSH | http://www.toronto.ca/TWONTO#temperature_switch
68672 | THR-ACC-TSL-0100 | Switch, Temperature, Low, Supply Air, Air Handling Unit AHU-0100, Headhouse Roof | THR-ACC-AHU-0100A | Air Handling Unit, Headhouse Grit Area Air Supply, Headhouse Roof | Switch,Temperature-Low | Switch |  | TSL | http://www.toronto.ca/TWONTO#temperature_switch
68673 | THR-ACC-TSL-0110 | Switch, Temperature, Low, Supply Air, Air Handling Unit AHU-0110, Headhouse Roof | THR-ACC-AHU-0110 | Air Handling Unit, Headhouse Grit Area Air Supply, Headhouse Roof | Switch,Temperature-Low | Switch |  | TSL | http://www.toronto.ca/TWONTO#temperature_switch
68674 | THR-ACC-TSL-0130 | Switch, Temperature, Low, Supply Air, Air Handling Unit AHU-0130, Headhouse Roof | THR-ACC-AHU-0130 | Air Handling Unit, Headhouse Screen Area Air Supply, Headhouse Roof | Switch,Temperature-Low | Switch |  | TSL | http://www.toronto.ca/TWONTO#temperature_switch
68675 | THR-ACC-TSL-0140 | Switch, Temperature, Low, Supply Air, Air Handling Unit AHU-0140, Headhouse Loading Bay Roof | THR-ACC-AHU-0140 | Air Handling Unit, Headhouse Loading Bay Air Supply, Headhouse Roof | Switch,Temperature-Low | Switch |  | TSL | http://www.toronto.ca/TWONTO#temperature_switch
68676 | THR-ACC-TSL-0150 | Switch, Temperature, Low, Supply Air, Air Handling Unit AHU-0150, Headhouse Loading Bay Roof | THR-ACC-AHU-0150 | Air Handling Unit, Headhouse Loading Bay Air Supply, Headhouse Roof | Switch,Temperature-Low | Switch |  | TSL | http://www.toronto.ca/TWONTO#temperature_switch
68677 | THR-ACC-TSL-0200 | Switch, Temperature, Low, Supply Air, Air Handling Unit AHU-0200, North Grit South Fan Room | THR-ACC-AHU-0200 | Air Handling Unit, Air Supply, North Grit Fan Room | Switch,Temperature-Low | Switch |  | TSL | http://www.toronto.ca/TWONTO#temperature_switch
68678 | THR-ACC-TSL-0220 | Switch, Temperature, Low, Supply Air, Air Handling Unit AHU-0210, North Grit Loading Bay Roof | THR-ACC-AHU-0220 | Air Handling Unit, Air Supply, North Grit Loading Bay Roof | Switch,Temperature-Low | Switch |  | TSL | http://www.toronto.ca/TWONTO#temperature_switch
68679 | THR-ACC-TSL-0230 | Switch, Temperature, Low, Supply Air, Air Handling Unit AHU-0230, North Grit Fan Room | THR-ACC-AHU-0230 | Air Handling Unit, Air Supply, North Grit Fan Room | Switch,Temperature-Low | Switch |  | TSL | http://www.toronto.ca/TWONTO#temperature_switch
68680 | THR-ACC-TSL-0240 | Switch, Temperature, Low, Supply Air, Air Handling Unit AHU-0200, North Grit Fan Room | THR-ACC-AHU-0200 | Air Handling Unit, Air Supply, North Grit Fan Room | Switch,Temperature-Low | Switch |  | TSL | http://www.toronto.ca/TWONTO#temperature_switch
68681 | THR-ACC-TSL-3610 | Switch,Alarm,Temperature-Low, Supply Air,AHU-3610,East Workshop | THR-ACC-AHU-3610 | HVAC, Air Handling Unit,East Workshop | Switch,Temperature-Low | Switch |  | TSL | http://www.toronto.ca/TWONTO#temperature_switch
68682 | THR-ACC-TSL-3630 | Switch,Alarm,Temperature-Low, Supply Air,,AHU-3630,East Workshop | THR-ACC-AHU-3630 | Air Handling Unit,East Workshop | Switch,Temperature-Low | Switch |  | TSL | http://www.toronto.ca/TWONTO#temperature_switch
68683 | THR-ACC-TSL-4702 | Switch, Temperature, Low, HTR-4702,Old Main Sub Station | THR-ACC-HTR-4702 | Unit Heater, Electric,SP RAS Electrical Building RPU Rm | Switch,Temperature-Low | Switch |  | TSL | http://www.toronto.ca/TWONTO#temperature_switch
68684 | THR-ACC-TSL-4704 | Switch, Temperature, Low, HTR-4704,Old Main Sub Station | THR-ACC-HTR-4704 | Heater,Electric, Unit, 7.5 Kw,Old Main Sub Station | Switch,Temperature-Low | Switch |  | TSL | http://www.toronto.ca/TWONTO#temperature_switch
68685 | THR-ACC-TSL-4707 | Switch, Temperature, Low, HTR-4707,Old Main Sub Station | THR-ACC-HTR-4707 | Heater,Electric, Unit, 7.5 Kw,Old Main Sub Station | Switch,Temperature-Low | Switch |  | TSL | http://www.toronto.ca/TWONTO#temperature_switch
68934 | FCL-WWW-FSL-7014 | Switch, Flow, Low, Discharge, After SO2 Chlorine and Turbidity RMF Sampling Pumps, Effluent Chamber,P-7014A | FCL-WWW-AIT-7014 | Analyzer, Turbidity, RMF Final Effluent | Switch,Flow-Low | Switch |  | FSL | http://www.toronto.ca/TWONTO#flow_switch
69082 | THR-ACC-ZSH-3410 | Switch,Position-High, Outdoor Damper,Plant Water Building,Plant Water Building | THR-ACC-FN-3410 | Fan,Blower,Supply,FPW Bldg | Switch,Temperature-High | Switch |  | ZSH | http://www.toronto.ca/TWONTO#position_switch
69291 | THR-AER-LSH-4810 | Switch, Level-High, Sump, Gallery T-14S (North End), Flood Monitoring System | THR-AER-P-4810 | Pump, Centrifugal, Sump, T14S | Switch,Level-High | Switch |  | LSH | http://www.toronto.ca/TWONTO#level_switch
69292 | THR-AER-LSH-4890 | Switch, Level-High, Sump, Gallery T-17E, Flood Monitoring System | THR-AER-P-4890 | Pump, Centrifugal, Sump, T17E | Switch,Level-High | Switch |  | LSH | http://www.toronto.ca/TWONTO#level_switch
69293 | THR-AER-LSH-4890 | Switch, Level-High, Sump, Gallery T-17E, Flood Monitoring System | THR-FPW | Filtered Plant Water | Switch,Level-High | Switch |  | LSH | http://www.toronto.ca/TWONTO#level_switch
69294 | THR-AER-LSHH-3506 | Switch, Level-High-High,Pump 3505/3506,Sump,T14 | THR-FT-P-3506 | Pump, Sump, Aeration Gallery, Tunnel 14, North | Switch,Level-High-High | Switch |  | LSHH | http://www.toronto.ca/TWONTO#level_switch
69295 | THR-AER-LSHH-4800 | Switch, Level-High-High, Sump, Gallery T-14S (South End), Flood Monitoring System | THR-AER-P-4800 | Pump, Centrifugal, Sump, T14S | Switch,Level-High | Switch |  | LSHH | http://www.toronto.ca/TWONTO#level_switch
69296 | THR-AER-LSHH-4890 | Switch, Level-High-High, Sump, Gallery T-17E, Flood Monitoring System | THR-AER-P-4890 | Pump, Centrifugal, Sump, T17E | Switch,Level-High | Switch |  | LSHH | http://www.toronto.ca/TWONTO#level_switch
69297 | THR-AER-LSHH-5712 | High High Level Switch, Pump 5712 | THR-FT-P-5712 | Pump, Sump, Aeration Gallery, Tunnel 14, South | Switch,Level-High-High | Switch |  | LSHH | http://www.toronto.ca/TWONTO#level_switch
69298 | THR-AER-LSL-1115 | Switch, Level-Low, Pump 1115, Secondary Treatment, Aeration - Blower System - South | THR-AER-P-1115 | Pump, Centrifugal, Auxiliary Oil Supply to Blower 1111, Secondary Treatment, Aeration - Blower System - South | Switch,Level-Low | Switch |  | LSL | http://www.toronto.ca/TWONTO#level_switch