15456 | 18627 | FCL-WWW-LSH-7000 | Switch, Level, High, Pump Room Sump, RMF Clarification Facility, Pump Room | FCL-WWW |  |  |  | LSH |  |  | Residue Management
115553 | 6122 | TAB-PRM-PSH-0341 | Switch, Pressure High, Polymer Feed Pump P-0340, Polymer Room, Old Screen Bldg., P Bldg. | TAB-PRM-P-0340 | Switch,Pressure-High | Switch |  | PSH | http://www.toronto.ca/TWONTO#pressure_switch |  | Pump, Polymer Feed, Positive Displacement, Polymer Room, Old Screen Bldg., P Bldg.
5822 | 79912 | COL-PLB-LSH-0111 (S) | Switch, Level-High | COL-PLB-AUX-MECH | Switch,Level | Switch | 35802 | LSH | http://www.toronto.ca/TWONTO#level_switch |  | Mechanical Equipment
55075 | 41353 | TAB-THK-T-0900 | Floatation Tank #9, Subnatant Recycling | TAB-SUSPENDED ENTITY | Tank | Tank |  | T | floatation_tank |  | Suspended entities
93461 | 83309 | FHO-MCS-LD-0116-SU | Manual Chain Hoist | FHO-OBSOLETE | Lifting Device,Hoist,Manual | Rigging Equipment |  | LD | http://www.toronto.ca/TWONTO#lifting_equipment_hoist |  | Removed From Service
29556 | 90607 | FIS-LAB-CHEM-0001 | Lab Chemical Equipment | FIS-AUX |  |  |  | CHEM |  |  | Lab, Analyzers
104950 | 5529 | NX3054 | AHU, Dewatering Bldg, Main Roof, West (S1) | TAB-ACC-AHU-DEW | Air Handling Unit | HVAC |  |  | http://www.toronto.ca/TWONTO#air_handler_unit |  | AHUs/Supply Fans Dewater. Bldg.
9058 | 15785 | COL-YKP-DA-16111 | Davit Mast -16111 | COL-YKP-DA | Safety | Safety Equipment |  | DA | davit_base |  | Davit Arm Assembly
286 | 47548 | BOM ADMIN | Business Operation Management | BOM | [6 empty] | Business Operations Management
102270 | 91123 | MTMH120 | COXWELL STS | TRK-DON | [6 empty] | DON DRAINAGE AREA
65398 | 76495 | THC-PRM-ZSL-1014 | Switch, Position Low, Mech Return, Valve 1014 | THC-PRM-V-1014 |  |  |  | ZSL |  |  | Valve, Hydraulic Cylinder, Bottom Scraper, Primary Clarifier 1000, SW Plant
41271 | 21026 | TAB-ACC-T-6214 | Tank, Condensate, from Heaters | TAB-HRS-P-DEA | Tank | Tank |  | T | http://www.toronto.ca/TWONTO#condensate_trap |  | Deaerator Equipment/ Cndensation ,
76480 | 84509 | THR-DIG-RPU-0014-SUSPEND | Remote Processor Unit, RPU , Digester, A-B SLC-5/05 172.22.37.151 THRPSN11 Engine room East Side | THR-ELS-GCB | RPU | Remote Processor Unit | 41319 | RPU | http://www.toronto.ca/TWONTO#RPU_panel |  | Electrical System, Digester Gas Compressor Building
10377 | 88681 | FCL-ACC-HTR-0334 | Heater, Baseboard, 208V, 1.25kW, Admin Building, First Floor Training Room N/E | FCL-ACC-ADMIN |  |  |  | HTR |  |  | Administration Building HVAC Equipment
25643 | 96595 | COL-PSM-UPS-0001 | UPS | COL-PSM | Uninterruptible Power Supply |  |  | UPS |  |  | Simcoe St Sewage Pumping Station
2712 | 4403 | COL-BDC-FA-0001S | Fire Alarm system, Drywell | COL-BDC-MISC | Fire Prevention,Alarm |  | 40166 | FA |  |  | Miscellaneous Equipment
10188 | 98742 | FCL-ACC-FN-0303 | Fan, Roof, Sanitary, Admin Building Second Floor, Female Washroom | FCL-ACC-ADMIN |  |  |  | FN |  |  | Administration Building HVAC Equipment
47378 | 45746 | TAB-EL1-MCC-6591 | Motor Control Centre ,Z- Bldg | TAB-EL1-MCC | Control Panel,MCC | Motor Control Centre | 34434 | MCC | http://www.toronto.ca/TWONTO#LV_electrical_panel |  | Motor Control Center- North Substation
47738 | 26206 | TAB-EL2-MCC-6373 | Motor Control Center- Biosolids Silo Bldg | TAB-EL2-MCC-6326 |  | Motor Control Centre |  | MCC | http://www.toronto.ca/TWONTO#LV_electrical_panel |  | Motor Control Center- Biosolids Silo Bldg
131167 | 87134 | THR-AER-RPU-0010S | Remote Processor Unit, South Aeration, Tank 0100 (172.22.37.163) | THR-AER-T-0110 | RPU | Remote Processor Unit | 39381 | RPU | http://www.toronto.ca/TWONTO#RPU_panel |  | Tank, Secondary Treatment, Aeration - South- Aeration Tank # 1
34443 | 45245 | MAIN-088 | Main 088 | WTR-LWA | [6 empty] | Work Area 2 Central Mains and Chambers
26298 | 5278 | FHO-SES-SCBA-NOV | SCBA Cylinder Group 11 | FHO-SES-SQ-0002 | PPE,SCBA | Safety Equipment |  |  | http://www.toronto.ca/TWONTO#compressed_gas_cylinder |  | Emergency Breathing Apparatus
134336 | 30140 | THR-DR-DIS-0517 | Overhead Door, Disinfection Building, Truck Door South | THR-DR-WA3 | Door,Overhead | Door |  | DIS | http://www.toronto.ca/TWONTO#roll_up_door
27856 | 1466 | COL-PWC-FEQ-0001S | Fire Prevention, Extinguisher | COL-W-OBSOLETE | Fire Prevention,Extinguisher |  | 42897 | FEQ |  |  | Col West Obsolete Entities
129965 | 70351 | THR-ACC-FSL-0851 | Switch, Flow-Low, Exhaust Fan 0851, T16, Plant Services, Gallery Ventilation, Zone 3A | THR-ACC-FN-0851 | Switch,Flow-Low | Switch |  | FSL | http://www.toronto.ca/TWONTO#flow_switch |  | Fan, Exhaust, T16, Plant Services, Gallery Ventilation, Zone 3A
117245 | 45568 | TAB-RSP-G-M | M Building - Sluice/Gate Valves | TAB-RSP-M | [6 empty] | M Building
129705 | 88748 | THR-ACC-CU-0003 | Air Conditioning,Condensing unit,Electrical Room, Outdoor,Plant Water Bldg | THR-ACC-WA4 | H.V.A.C.,Air Conditioner | HVAC |  | CU | http://www.toronto.ca/TWONTO#AC_condenser_unit |  | Air Conditioning, AHU, HVAC,Work Area4
29314 | 41837 | FIS-FLT-FSL-0003 | Switch, Flow, Low, Filter Composite Turbidity Analyser AIT 0003, Filter Building, Pump Room East | FIS-FLT-COMP | Switch,Flow-Low | Switch |  | FSL | http://www.toronto.ca/TWONTO#flow_switch |  | Composite Sampling
114542 | 13001 | TAB-PLT-G-5104 | Gate, Knife Gate, Pneumatic, Screenings Outloading Conveyor 5100, Conveyor Area | TAB-PLT-CV-5100 | Valve,Knife Gate | Gate |  | G | http://www.toronto.ca/TWONTO#valve
84650 | 25193 | WTR-PDS-TSH-0002S | Switch,Temperature,High | WTR-PDS-AUX | Switch | Switch | 38634 | TSH | http://www.toronto.ca/TWONTO#temperature_switch |  | Auxiliary Equipment (Building Facilities)
8139 | 93566 | COL-PWN-SS-0001 | Station Security System | COL-PWN-MISC |  | Security System |  | SS | http://www.toronto.ca/TWONTO#security_system |  | Miscellaneous Equipment
85017 | 38463 | THR-THK-RPU-0008 | Remote Processor Unit, Thickening Main Centrifuge 2 | THR-ELS-STB | RPU | Remote Processor Unit |  | RPU | http://www.toronto.ca/TWONTO#RPU_panel |  | Electrical System, Sludge Thickening Building
105877 | 84446 | TAB-ACC-AC-6512 | Air Conditioner, Indoor, Electrical Room No. 1, Screen Bldg., P Bldg. | TAB-ACC-CI | H.V.A.C.,Air Conditioner | HVAC |  | AC | http://www.toronto.ca/TWONTO#air_condition |  | Chiller and Air Coolers
96795 | 68454 | FIS-ELS-PS-2201 | Switch, Pressure, High, Fuel Oil Storage Tank T 2201, Workshop Building, Storage Tank Room | FIS-ELS-T-2201 |  | Switch |  | PS | http://www.toronto.ca/TWONTO#pressure_switch |  | Tank, 2500 L, Generator GEN-02200 Fuel Oil Storage, Workshop Building, Fuel Storage Tank Room
106762 | 45998 | TAB-ACC-HE-6471 | Heat Exchanger, AHU-6470, Mech Room No. 6, Old Screen Bldg., P Bldg. | TAB-ACC-AHU-6470 | Heat Exchanger | HVAC |  | HE | http://www.toronto.ca/TWONTO#heat_exchanger |  | Air Handling Unit, Mechanical Room no.6, Grit Bldg., P Bldg.
11286 | 40244 | FCL-AM-V-0119 | Valve, Ball, Ammonia Tank 0101 to Drain, Aqua Ammonia System, Ammonia Room | FCL-AM-T-0101 |  |  |  | V |  |  | Tank, Storage, Pressurised, Aqua Ammonia Storage Room, Dry Chemical Building
60312 | 2109 | THC-ACC-V-6036 | Valve, Multi Function, Hot Water Supply, P-6002, Lower Level 2 Blower Room, Headworks | THC-ACC-P-6002 | Valve | HVAC |  | V | http://www.toronto.ca/TWONTO#valve |  | Pump, Hot Water System, Lower Level 2 Blower Room, Headworks
129506 | 91685 | THC-TPA-PA-6041 | Speaker, Headworks, Lower Level 2, Pipe Gallery N Middle | THC-TPA-PA-6010A | Public Address System | Communications Equipment |  | PA | http://www.toronto.ca/TWONTO#public_annoucement_speaker |  | Paging Panel, Headworks, Electrical Room, Ground Floor
55051 | 3586 | TAB-THK-PSH-4306 | Switch,Pressure,High,Pump 4306 | TAB-THK-P-4306 | Switch,Pressure | Switch |  | PSH | http://www.toronto.ca/TWONTO#pressure_switch |  | Pump, Mixed Polymer Feed
27832 | 40155 | COL-PVM-SW-0001 | Switch, Main Power | COL-PVM | Switch |  |  | SW |  |  | Valleymede Sewage Pumping Station
76197 | 11197 | THR-MCS-LD-8102 | Come Along, Work Area 2 | THR-LD-WA2 | Lifting Device,Chain | Lifting Device | 34740 | LD | winch |  | Lifting Devices, Chain Hoist, Come Along & Slings
12247 | 12895 | COL-PCP-LIT-0100 | Transmitter, Level | COL-PCP-MISC | Transmitter,Level |  |  | LIT |  |  | Miscellaneous Equipment
29966 | 71714 | FIS-RW-FSL-0008-SUS | Switch, Flow-Low, Deep Well Submersible Sampling Pump 0002, Intake & Intake Valve Chamber | FIS-SUSPENDED | Switch,Flow-Low | Switch | 38341 | FSL | http://www.toronto.ca/TWONTO#flow_switch |  | Obsolete Entities/Processes
39728 | 49816 | TAB-ACC-HTR-1436 | Heater, Hot Water Reheat Coil | TAB-ACC-1400 | H.V.A.C.,Heater | HVAC |  | HTR | http://www.toronto.ca/TWONTO#heater |  | Heating, Z Bldg -
48113 | 31290 | TAB-ELS-LTG-1020 | Emergency Light,North Substation,1st Floor,East Entrance | NORTH SUBSTN_1ST FLR | Lighting,Emergency | Safety Equipment |  | LTG | http://www.toronto.ca/TWONTO#lighting_unit |  | MSA Substation,1st Floor
126487 | 22511 | THC-MCS-LD-T | Lifting Devices, Building T | THC-MCS-LD | Lifting Device | [5 empty] | Mechanical Services, Lifting Device
52910 | 10922 | TAB-PLT-G-0304 | Gate, Slide, Motorized, Isolation, Screen Channel No. 3 Effluent | TAB-PLT-SC-0300 | Gate,Sluice,Act. | Gate |  | G | http://www.toronto.ca/TWONTO#channel_gate
137332 | 31082 | THR-PLT-GRITS | Gate,Sluice,Preliminary Treatment, Grit Building | THR-PLT |  |  | 39917 |  |  |  | Preliminary Treatment
45440 | 45352 | TAB-DIG-PSL-6604 | Switch, Pressure,Nitrogen to Digester Gas Process Streams | TAB-DIG-SB-6120 | Switch,Pressure | Switch |  | PSL | http://www.toronto.ca/TWONTO#pressure_switch |  | Gas Scrubber, Gas Stream #1
10302 | 93511 | FCL-ACC-HTR-0039 | Heater, Unit, Electrical, 5kW, Gaseous Chemical Building, Ammonia Storage Room N/E | FCL-ACC-CL |  |  |  | HTR |  |  | Gaseous Chemical Building HVAC Equipment
61720 | 32664 | THC-FT-T-0100 | Tank, Secondary Clarifier | THC-FT-T-OLD PLANT |  | Tank |  | T | http://www.toronto.ca/TWONTO#clarifier |  | Tank, Secondary Clarifier
69084 | 19042 | THR-AER | Aeration | THR WORK AREA 4 | [6 empty] | Liquid Handling 2
97351 | 18978 | FIS-GRK-VEH-0102 | Passenger Van FORD | FIS-MCS | Vehicle,Licensed | Vehicle |  | VEH | http://www.toronto.ca/TWONTO#passenger_vehicle
136455 | 74450 | THR-GRK-DGC | Digester Gas Compressor Building & Basement, WTP Groundskeeping | THR-GRK-PRTY-0104 |  | Grounds |  |  | space |  | Groundskeeping, General Labour
11157 | 46002 | COL-PBY-RPU-0001 | Remote Processing Unit | COL-PBY-MISC | RPU |  |  | RPU |  |  | Miscellaneous Equipment
70975 | 11855 | FHA-AUX-T-0103-KQ | Compressed Air Tank 3 | FHA-AUX-SA |  |  | 33329 | T |  |  | Plant Air/Instrument Air/Vacuum System
108616 | 34253 | TAB-ACC-V-6419 | Valve, Check, Hot Water System, Mech. Room No.5, Old Screen Bldg., P Bldg. | TAB-ACC-P-6403 | Valve,Check | HVAC |  | V | http://www.toronto.ca/TWONTO#valve |  | Pump, Heating Pump, Existing Screen Bldg Mechanical Room No.5
53871 | 70904 | TAB-SLO-T-0303 | Hopper #3, HBS-305 | TAB-SLO-TLF | Tank,Reservoir | Tank |  | T | http://www.toronto.ca/TWONTO#storage_tank |  | Biosolid Truck Loadout
132984 | 39025 | THR-DIG-T-5671 | Tank, Condensate and Sediment Accumulator, C-5680, Digester Mixing System | THR-DIG-C-5680 | Tank | Tank |  | T | sediment_trap |  | Compressor, Gas, Mixing System, Digester Tank#8
129975 | 28680 | THR-ACC-FSL-1701 | Switch, Flow-Low, Outlet, Boiler 1701, Hot Water Supply, Plant Central Hot Water System, Hot Water Boilers | THR-ACC-BO-1701 | Switch,Flow-Low | Switch |  | FSL | http://www.toronto.ca/TWONTO#flow_switch |  | Boiler, Low Pressure, Hot Water, Plant Central Hot Water System, Hot Water Boilers (CRN-H9308.5,TSSA UID-65022707, SNo.-5.1103727)
45480 | 6377 | TAB-DIG-STRC-T5-8 | Digester Tanks 5-8 - Drains, Electrical Service(110/220V), Lighting, Plumbing | TAB-DIG-T-05-08 | [6 empty] | Digester Tanks 5-8
121177 | 24730 | THC-ACC-STR-6110 | Strainer, AHU-6100, Mech Room #2, Headworks | THC-ACC-AHU-6100 | Filter | HVAC |  | STR | http://www.toronto.ca/TWONTO#strainer |  | Air Handling Unit, Truck Loading Bay, Mech Room #2, Headworks
53767 | 62833 | TAB-RSP-F-1221B | Filter, Lube Oil Supply, Raw Sewage Pump 1220, B Side | TAB-RSP-T-1221 | Filter | Filter |  | F | http://www.toronto.ca/TWONTO#replaceable_oil_or_fuel_filter |  | Tank, Oil, Raw Sewage Pump #2 Bearing Lubrication System
7255 | 12493 | COL-PSK-FN-0001 | Fan, Exhaust | COL-PSK | Fan |  |  | FN |  |  | Skydome Sewage Pumping Station
140257 | 12906 | TNT-DIG-PD-0600 | Digester, Primary, Vessel | TNT-DIG-PD | Vessel,Pressure | Tank |  | PD | http://www.toronto.ca/TWONTO#digester_tank |  | Primary Digester Tanks,Drainage Tanks
58217 | 41110 | THC-ACC-CT-0004 | Controller, Snow Melting System, Admin Building, Mechanical Room B104 | THC-ACC-BLDG K |  | HVAC |  | CT | http://www.toronto.ca/TWONTO#thermostat_or_zone_controller_unit |  | Administration Building, HVAC
58145 | 61781 | THC-ACC-BLDG DCL | Disinfection Process Building, HVAC | THC-MCS-HVAC |  | HVAC |  |  | http://www.toronto.ca/TWONTO#collection_of_assets |  | Mechanical Services, HVAC
47559 | 74788 | TAB-EL1-TSH-1502A | Switch,Winding Temperature,High,EL1-TR-1502,North Substation | TAB-EL1-TR-1502 | Switch,Temperature-High | Switch |  | TSH | http://www.toronto.ca/TWONTO#temperature_switch |  | Transformer,EL1-TR-1502,13.8-4.16KV,3 PH
113529 | 48505 | TAB-FEQ | Fire Protection Equipment, Plant Wide | TAB-WORK-AREA-8 | [6 empty] | Electrical Sub- Stations
136939 | 74363 | THR-OCS-LSLH-0554 | Switch, Level, Bed Level, Scrubber 0554,Plant Services, Odour Control System | THR-OCS-SB-0554 | Switch,Level | Switch |  | LSLH | http://www.toronto.ca/TWONTO#level_switch |  | Scrubber, Plant Services, Odour Control System
136542 | 218 | THR-GRK-PRTY-WA2 | WA2 Property, Humber T. P. for DOS Work Orders | THR-GRK-WA2 | [6 empty] | Building & Grounds Work Area 2
18666 | 34583 | FHA-SES-SQ-0059 | Safety Harnesses | FHA-SES |  | Safety Equipment |  | SQ | http://www.toronto.ca/TWONTO#fall_arrest_harness |  | Safety & Environmental Services
91063 | 57972 | FHO-DCL-PSL-0201 | Switch, Pressure-Low, Expansion Tank Header, Liquid Supply Dechlor.Train 2, S2 Chemical Storage Rm | FHO-DCL-SO-0201 | Switch,Pressure-Low | Switch |  | PSL | http://www.toronto.ca/TWONTO#pressure_switch |  | Sulphonator, Dechlorination Train 2, Chemical Building, Main Floor, Machine Room
121214 | 80190 | THC-ACC-TC-0117 | Controller,Temperature,Heater 0117,Phase 1 Access Building No.1 | THC-ACC-HTR-0117 | Air Handling Unit | HVAC |  | TC | http://www.toronto.ca/TWONTO#thermostat_or_zone_controller_unit |  | Heater,Electric,Elec RM Access Building No.1,Phase 1
7842 | 32707 | COL-PSW-T-0001 | Tank, Domestic Hot Water | COL-PSW-MISC | Tank,Domestic Hot Water | Tank |  | T | http://www.toronto.ca/TWONTO#tanked_hot_water_heater |  | Miscellaneous Equipment
140422 | 91593 | TNT-DIS-PSH-0701 | Switch, Pessure ,High | TNT-DIS-P-0700 | Switch,Pressure-High | Switch |  | PSH | http://www.toronto.ca/TWONTO#pressure_switch |  | Pump,Chlorination Dosing
80771 | 92877 | TNT-CSO-LSL-0301 | Switch, Level, Dry Pit Pumping Station, | TNT-CSO-P-0300 | Switch,Level | Switch |  | LSL | http://www.toronto.ca/TWONTO#level_switch |  | Pump, Centrifugal, Dry Pit Sump, Dry Pit Pump Station
88403 | 66252 | WTR-108-RPU-0001 | Remote Processing Unit, RPU-0001 Panel, Chamber 108-01, Queen & Nursewood | CH 108 01 | RPU | Remote Processor Unit |  | RPU | http://www.toronto.ca/TWONTO#RPU_panel |  | Chamber
47388 | 71232 | TAB-EL1-MCC-6624 | Motor Control Centre | TAB-EL1-MCC | Control Panel,MCC | Motor Control Centre |  | MCC | http://www.toronto.ca/TWONTO#LV_electrical_panel |  | Motor Control Center- North Substation
19158 | 92295 | FHO-ACC-F-0901 | Filter, Inlet Air, D-0901, Filter Building, S2, HVAC Room | FHO-ACC-D-0901 |  | Filter |  | F | http://www.toronto.ca/TWONTO#replaceable_air_filter |  | Dehumidifier, Filter Building, S2, West of Pipe Gallery, HVAC Room
45178 | 25557 | TAB-DIG-LSL-4220 | Switch,Level,Low,Lube Oil, G.Compr. C4220 | TAB-DIG-C-4220 | Switch,Level | Switch |  | LSL | http://www.toronto.ca/TWONTO#level_switch |  | Compressor #6, Gas (DX5006A) Digester Tank 20 & 22
16171 | 22894 | FHA-CLA-CHL-0101-KQ | Chlorination Location,Train #1 | FHA-SUSPENDED |  |  | 33331 | CHL |  |  | Suspended Obsolete entity for storage purpose
6275 | 42276 | COL-PMM-TS-0154 | Switch, Transfer | COL-PMM-MCC-0001 | Switch | Switch |  | TS | http://www.toronto.ca/TWONTO#transfer_switch |  | Motor Control Centre
40325 | 4601 | DRN18471 | Drains, Floor, Digestion Tanks 9-12 | TAB-DIG-STRC-T9-12 | Drain | Drain |  |  | http://www.toronto.ca/TWONTO#drain |  | Digester Tanks 9-12 - Structure, Drains, Electrical Service(110/220V), Lighting, Plumbing, Grounds
50832 | 1470 | TAB-PRM-FSL-7004 | Switch ,Flow, Low, Exhaust Fan- FN-7004 | TAB-PRM-FN-7004 | Switch,Flow | Switch |  | FSL | http://www.toronto.ca/TWONTO#flow_switch |  | Fan, Exhaust (Primary Scum Air Process) NEF -26
27172 | 45623 | DOS-YCM-VEH-205025 | 2019 Internatio A26 - Vehicle Unit# 205025 | FAC-YCM-VEH | Vehicle,Licensed | Vehicle |  | VEH | http://www.toronto.ca/TWONTO#passenger_vehicle
38990 | 25671 | SWM-PWD-CP-0002 | Control Panel, Operator | SWM-PWD | Control Panel |  |  | CP |  |  | Warden Storm
119829 | 93999 | TAB-WA2-SQ-2027 | Spill Response Kit, Oil Off Water | TAB-STR-SQ | Spill Kit | Safety Equipment | 34525 | SQ | http://www.toronto.ca/TWONTO#spill_kit |  | WA2 Safety Equipment,lifting devices, ladders, Eye Wash station, First Aid Kits, Lock out stations
97073 | 73474 | FIS-FL-LSH-0003 | Switch, Level, High, Tanks T-0301 Spill Containment, Ammonia & Fluoride Building, Main Floor,T-0301 Room | FIS-FL | Switch,Level-High | Switch |  | LSH | http://www.toronto.ca/TWONTO#level_switch |  | Fluoridation
120030 | 36204 | TAB-WA5-TRG-0001 | WA5 Staff Training | TAB-DIG-STRC |  |  |  | TRG |  |  | Digestion Pipe Gallery - Drains, Walls, Lighting, Bldg, Services, PA System, Plumbing, Safety Equipments
30001 | 98239 | FIS-RW-PSL-0101-SUS | Switch, Pressure-Low, Seal Water, Pump 0101, Raw Water Pumping Station | FIS-SUSPENDED | Switch,Pressure-High | Switch | 38348 | PSL | http://www.toronto.ca/TWONTO#pressure_switch |  | Obsolete Entities/Processes
121971 | 18530 | THC-AER-OLD PLANT | AerationTreatment | THC-AER | [6 empty] | AerationTreatment Process
118383 | 94390 | TAB-SS-SCAM-1500 | Secuirty Camera, East path | TAB-SS-CP-1500 | Camera | Security System |  | SCAM | http://www.toronto.ca/TWONTO#security_camera |  | Istar Panel, Security control panel for east path swipe cards/cameras, D-Building first floor electrical room
87205 | 82546 | WTR-PMI-TSH-0002 | Switch, Temperature-High, Building Temp., | WTR-PMI-AUX | Switch,Temperature-High | Switch |  | TSH | http://www.toronto.ca/TWONTO#temperature_switch |  | Auxiliary Equipment (Building Facilities)
79363 | 67975 | THR-THK-LSH-5002 | Switch, Level High, TWAS Holding Tank | THR-THK-T-5002 | Switch,Level-High | Switch |  | LSH | http://www.toronto.ca/TWONTO#level_switch |  | Tank, TWAS Holding
49521 | 9898 | TAB-PLT-BL-P | Blowers, Grit Tank Air, P Building | TAB-PLT-P | [6 empty] | P Building - Preliminary Treatment
15817 | 21314 | COL-PIR-UPS-0001 | UPS | COL-PIR | Uninterruptible Power Supply |  |  | UPS |  |  | Island Road Sewage Pumping Station
41542 | 25079 | TAB-ACC-TSL-6104 | Switch,Temperature, Low, Freeze | TAB-ACC-AHU-6104 | Switch,Temperature-Low | Switch |  | TSL | http://www.toronto.ca/TWONTO#temperature_switch |  | AHU, Digester 5-8 Pump Room
44364 | 28072 | FCL-PAC-DR-0101 | Door, Overhead, PAC Area, Dry Chemical Building, Loading Dock | FCL-GRK-DR | Door,Overhead | Door |  | DR | http://www.toronto.ca/TWONTO#roll_up_door
16998 | 68095 | FHA-FL-T-0301 | Tank 3, Flouride Storage - CAP: 27276 L - Steel Welded Tank - | FHA-FL | Tank | Tank | 33481 | T | http://www.toronto.ca/TWONTO#chemical_storage_tank |  | Fluoridation
136550 | 11291 | THR-GRK-PRTY3 | Groundskeeping for Waste Water Worker | THR-GRK-WA3 |  | Grounds |  |  | activity |  | Buildings & Grounds, Work Area 3
132981 | 33858 | THR-DIG-T-5641 | Tank, Reservoir, Auxiliary Oil, Gas Compressor 5640, Digester Mixing System | THR-DIG-C-5640 | Tank,Reservoir | Tank |  | T | http://www.toronto.ca/TWONTO#chemical_storage_tank |  | Compressor, Gas, Mixing System, Digester Tank#7
107351 | 75166 | TAB-ACC-PDSL-1431 | Switch, Filter Differential Pressure, AHU,Boiler Room and Basement | TAB-ACC-AHU-1430 | Switch,Pressure-Low | Switch |  | PDSL | http://www.toronto.ca/TWONTO#pressure_switch |  | Air Handling Unit,Boiler Room and Basement
85632 | 65808 | TNT-ACC-AC-2010A | Air Conditioner | TNT-ACC-AC | H.V.A.C.,Air Conditioner | HVAC |  | AC | http://www.toronto.ca/TWONTO#air_condition |  | HVAC- Air conditioner and cooling units
109823 | 43446 | TAB-DEW-TSH-1121B | Switch, Temperature, High, Lub Oil Return from Bearing, Drive end | TAB-DEW-CF-1121 | Switch,Temperature | Switch |  | TSH | http://www.toronto.ca/TWONTO#temperature_switch |  | Centrifuge # 11
8515 | 87779 | COL-RBB-FEQ-0003S | Fire Prevention, Extinguisher | COL-RBB-MISC | Fire Prevention,Extinguisher |  | 42907 | FEQ |  |  | Miscellaneous Equipment
62616 | 38300 | THC-MCS-LD-81879 | CHAIN FALL (insp Liftsafe) | THC-MCS-LD | Lifting Device | Lifting Device |  | LD | http://www.toronto.ca/TWONTO#lifting_equipment_hoist |  | Mechanical Services, Lifting Device
14224 | 34388 | COL-PHA-V-0004 | Valve | COL-PHA-MISC |  |  |  | V |  |  | Miscellaneous Equipment
48277 | 34357 | TAB-ELS-SQ-6142 | Electrical - Rubber Insulating Gloves Class 1 | TAB-ELS-SQ-GLOVE | PPE,Insulated Glove | Safety Equipment |  | SQ | http://www.toronto.ca/TWONTO#rubber_insulating_gloves |  | High Voltage Gloves
12655 | 12303 | FCL-ELS-LSLL-0201 | Switch, Level, Low Low, Fuel Oil Day Tank T-0201, Low Lift Building, Screen Room | FCL-ELS-T-0201 |  |  |  | LSLL |  |  | Tank, Generator G-0200 Oil Fuel Day Tank, Low Lift Building, Screen Room
105926 | 48630 | TAB-ACC-AHU-1853 | AHU, Blower Bldg | TAB-ACC-AHU-BL | Air Handling Unit | HVAC |  | AHU | http://www.toronto.ca/TWONTO#air_handler_unit |  | AHUs/Supply Fans Blower Bldg.
3475 | 87277 | COL-PCU-MCC-0100 | Control Panel, MCC, Cumber PS | COL-PCU-AUX-ELEC | Control Panel,MCC | Motor Control Center |  | MCC | http://www.toronto.ca/TWONTO#LV_electrical_panel |  | Electrical Equipment
85946 | 575 | WTR-PJS-AMT | Atmospheric Monitoring | WTR-PJS | [6 empty] | John Street Pumping Station
79775 | 27901 | THR-WA1-LD-0031 | Sling, Wire Rope, Work Area 1 ( WIRE ROPE SLING SIZE; 1/2" X 10') | THR-LD-WIRE-WA1 | Lifting Device,Sling | Lifting Device |  | LD | wire-rope_sling |  | Slings, Wire Rope, Work Area 1
138679 | 60325 | THR-SES-SPL-0105 | Spill Kit, Oil, Tote Bag, Stores WA4 | THR-SES-SPL | Safety | Safety Equipment |  | SPL | http://www.toronto.ca/TWONTO#spill_kit |  | Spill Containment Kits, Humber Treatment Plant
56278 | 357 | FCL-ELS-LSHH-0201A | Switch, Level, High High, Tank ELS-T-0201, Emergency Power Generator Monitoring | FCL-ELS-T-0201 |  |  |  | LSHH |  |  | Tank, Generator G-0200 Oil Fuel Day Tank, Low Lift Building, Screen Room
65233 | 62451 | THC-ELS-MCC-1101 | Motor Control Center, Main, Building I | THC-ELS-PS-0001-I | Control Panel,MCC | Motor Control Centre |  | MCC | http://www.toronto.ca/TWONTO#LV_electrical_panel |  | Primary Power Equipment, Building I
77081 | 52110 | THR-PLT-TSH-2100 | Switch, Temperature-High, Blower 2100, Preliminary Treatment, Grit Removal - Grit Tanks - North Plant | THR-PLT-BL-2100 | Switch,Temperature-High | Switch |  | TSH | http://www.toronto.ca/TWONTO#temperature_switch |  | Blower, Centrifugal, Process Air, Preliminary Treatment, Grit Removal - Grit Tanks - North Plant
113049 | 22263 | TAB-EL2-MCC-6324A | Motor Control Center- Incinerator | TAB-EL2-PDP-6013 | Control Panel,MCC | Motor Control Centre |  | MCC | http://www.toronto.ca/TWONTO#LV_electrical_panel |  | Power distribution Panel, 600V
79140 | 92537 | THR-ELS-MCC-1902S | Control Panel, MCC 1902, Air Compressor Building, Air Compressor MCC-1901 & 1902 (MCC AC) | THR-ELS-CB-1912BS | Control Panel,MCC | Motor Control Centre | 39094 | MCC | http://www.toronto.ca/TWONTO#LV_electrical_panel |  | Circuit Breaker, MCC 1902, Air Compressor Building, Air Compressor MCC-1901 & 1902 (MCC AC)
81732 | 78772 | TNT-WA9-LD-1000? | portable cranes/hoists, come alongs, slings, wire rope, chains | TAB-SUSPENDED ENTITY | Lifting Device | Lifting Device |  | LD | http://www.toronto.ca/TWONTO#collection_of_assets |  | Suspended entities
117324 | 44122 | TAB-RSP-UPS-0213 | USP for RPU, | TAB-RSP-RPU-0213 | RPU | Remote Processor Unit |  | UPS | http://www.toronto.ca/TWONTO#UPS |  | RPU, RSP Pump # 3
132938 | 36663 | THR-DIG-SSH-5166A | Digester Gas Mixing, Tank 0200, Solids Treatment, Digester Tanks 1-6 | THR-DIG-MX-0200 | Switch,Speed-High | Switch |  | SSH | http://www.toronto.ca/TWONTO#speed_switch |  | Digester Gas Mixing, Digester Tank 0200
63400 | 49541 | FCL-MCS-CRN-0400 | Crane, Overhead, 3 Tonne Monorail, RMF Clarification Facility, Clarifier T-1200 Service Platform | FCL-MCS-CRN |  |  |  | CRN |  |  | Cranes
81431 | 46088 | TNT-MCS-LD-0041 | Engine lift | TNT-MCS-LD | Lifting Device | Lifting Device |  | LD | http://www.toronto.ca/TWONTO#lifting_equipment_hoist |  | Lifting Devices , cranes/ Portable crane/hoists, come alongs, slings, wire rope, chains
64798 | 91970 | FCL-SES-FEQ-0116-SUS | Fire Extinguisher #116, Gaseous Chemical Building, 3rd Floor, Scrubber Room West Wall | FCL-SES-FEQ-SUS |  |  | 46433 | FEQ |  |  | Portable Fire Extinguishers
113488 | 27112 | TAB-ELS-SQ-6157 | Electrical - Rubber Insulating Gloves Class 1 | TAB-ELS-SQ-GLOVE | PPE,Insulated Glove | Safety Equipment |  | SQ | http://www.toronto.ca/TWONTO#rubber_insulating_gloves |  | High Voltage Gloves
69433 | 1959 | THR-AER-TSH-1115 | Switch, Temperature-High, Pump 1115, Secondary Treatment, Aeration - Blower System - South | THR-AER-T-1114 | Switch,Temperature-High | Switch |  | TSH | http://www.toronto.ca/TWONTO#temperature_switch |  | Tank, Reservoir, Auxiliary Oil for Blower 1111, Secondary Treatment, Aeration - Blower System - South
11109 | 34779 | COL-PBR-CP-0001 | Control Panel, Operator | COL-PBR-MISC | Control Panel |  |  | CP |  |  | Miscellaneous Equipment
24328 | 14372 | FHO-MCS-LD-0228 | Loading Dolly # 228 | FHO-MCS-LD | Lifting Device,Hoist,Manual | Rigging Equipment |  | LD | manual_handling_device |  | Lifting Devices & Elevators
138182 | 36090 | THR-PRS-PDSH-0154S | Switch, Differential Pressure, Filter 0005, Chemical Building, Secondary Treatment, Phosphorous Removal | THR-PRS-F-0005S | Switch,Pressure | Switch | 39852 | PDSH | http://www.toronto.ca/TWONTO#pressure_switch |  | Filter, Fine Bag, Ferrous Chloride Storage Tanks Outlet, Chemical Building, Secondary Treatment, Phosphorous Removal
67034 | 30573 | FCL-TRW-CP-0003 | Control Panel, Reservoir Inlet and Outlet Gates, High Lift PS Pump Suction/Transfer Channel | FCL-TRW-G-0003 |  |  |  | CP |  |  | Gate, Sluice, Actuated, Outlet, Clearwell WEL-0101 Outlet, Treated Water Distribution Channel
135944 | 41596 | THR-FT-T-1200S | Tank, Final Settling, Mixed Liquor, Secondary Treatment, Secondary Clarification - South | THR-FT-T | Tank | Tank | 41001 | T | http://www.toronto.ca/TWONTO#sedimentation_tank |  | Final Sedimentation Tank & Dedicated WAS Pumping
14012 | 3089 | FCL-RW-LSL-0101 | Switch, Level, Low, Raw Water Pump P-0101 Loss of Prime, Low Lift Building, Pump Room | FCL-RW-P-0101 | Switch,Level-Low | Switch |  | LSL | http://www.toronto.ca/TWONTO#level_switch |  | Pump Centrifugal, Raw Water
94770 | 14819 | FHO-SES-SCBA-0019 | Cylinder, SCBA, Air Pack, 2216 PSI, Ser #OJ-386100 | FHO-SES-SQ-0003 | PPE,SCBA | Safety Equipment |  | SCBA | http://www.toronto.ca/TWONTO#compressed_gas_cylinder |  | Breathing Air Tanks
4396 | 35595 | COL-PFH-LSLL-0102 | Switch, Level Low-Low | COL-PFH | Switch,Level |  |  | LSLL |  |  | Fire Hall Sewage Pumping Station (Wards Island PS#4)
61993 | 89736 | FCL-FLO-V-0050A | Valve, Mud, Drain, Raw Water Channel Distribution, Sedimentation, Mixing&Flocculation | FCL-DEW |  |  |  | V |  |  | Dewatering
81372 | 19366 | TNT-MCS-LD-0006 | Beam | TNT-MCS-LD | Lifting Device | Rigging Equipment |  | LD | lifting_device_support |  | Lifting Devices , cranes/ Portable crane/hoists, come alongs, slings, wire rope, chains
101718 | 59154 | MAIN-338 | Main 338 | WTR-LWA | [6 empty] | Work Area 2 Central Mains and Chambers
9071 | 89129 | COL-YKP-DA-1683819 | Davit Centre Base-1683819 | COL-YKP-DA | Safety | Safety Equipment |  | DA | davit_base |  | Davit Arm Assembly
86 | 64799 | 50610 | Detectors, Gas, Fixed, D Bldg Prelim Treatment | TAB-PLT-SQ-D | Sensor,Gas | Safety Equipment |  |  | http://www.toronto.ca/TWONTO#collection_of_assets |  | D Building - Safety Equipment, Atmosphere monitors
130005 | 95398 | THR-ACC-HCP2 | Heating and Cooling Pumps, WA2 | THR-ACC-WA3 | Analyzer,ORP | HVAC |  |  | http://www.toronto.ca/TWONTO#collection_of_assets |  | Air Conditioning, Boiler, Fans & AHU
76173 | 62984 | THR-MCS-LD-3861 | Come Along, Work Area 2 | THR-LD-WA2 | Lifting Device,Chain | Lifting Device |  | LD | winch |  | Lifting Devices, Chain Hoist, Come Along & Slings
94508 | 42344 | FIS-CLA-F-0201-SUS | Filter, Gaseous Discharge Header from Pre Chlorination Evaporator 0201 Train 2, Chlorination System | FIS-SUSPENDED | Filter | Filter | 38162 | F | http://www.toronto.ca/TWONTO#replaceable_air_filter |  | Obsolete Entities/Processes
125746 | 33606 | THC-FT-T-0400 | Tank, Secondary Clarifier | THC-FT-T-OLD PLANT |  | Tank |  | T | http://www.toronto.ca/TWONTO#clarifier |  | Tank, Secondary Clarifier
93238 | 35012 | FHO-GRK-DR-2002S | Door, (FD-S2-02), Fire Rated, Clarifier Building, S2, Clarifier 2 Entrance | FHO-GRK-FEQ-0001 | Fire Prevention,Door | Door |  | DR | http://www.toronto.ca/TWONTO#fire_rated_door
42799 | 75218 | TAB-AER-T-0700 | Aeration Tank 07 | TAB-AER-TANKS |  | Tank |  | T | http://www.toronto.ca/TWONTO#aeration_tank |  | Aeration Tanks
38972 | 2295 | TAB-ACC-CT-1489 | Control Panel, Zone Controller | TAB-ACC-VAV-1489 | Control Panel,HVAC | HVAC |  | CT | http://www.toronto.ca/TWONTO#thermostat_or_zone_controller_unit |  | Heater, Hot Water Reheat Coil, Variable air
31408 | 93754 | COL-RBB-FEQ-0001S | Fire Prevention, Extinguisher | COL-RBB-MISC | Fire Prevention,Extinguisher |  | 42905 | FEQ |  |  | Miscellaneous Equipment
8251 | 51501 | COL-PWR-HS-5735 | Switch, Hand/Transfer | COL-PWR-SUSPENDED | Switch |  | 35040 | HS |  |  | West Rouge P.S.suspended entities
61962 | 94250 | THC-GRK-PRTY | Groundskeeping (CMS) | THC-GRK-MAINT | [6 empty] | Building Maintenance
54526 | 34815 | TAB-STR-SQ-0001 | Emerg. Eyewash and Shower Stations, Blower Bldg Bsmt | TAB-STR-SQ | PPE,Eyewash Station | Safety Equipment |  | SQ | http://www.toronto.ca/TWONTO#emergency_eyewash_and_shower |  | WA2 Safety Equipment,lifting devices, ladders, Eye Wash station, First Aid Kits, Lock out stations
126493 | 34611 | THC-MCS-MT-0002 | Pedestal Drill, Building A | THC-MCS-MEQ | Machine Tool,Drill Press | Tool | 35548 | MT | http://www.toronto.ca/TWONTO#drill_press |  | Machine Shop and Equipment
127695 | 64512 | THC-PRM-RPU | Primary Clarification RPUs | THC-PRM-CLAR | [6 empty] | Primary Clarification
108105 | 68023 | TAB-ACC-V-1433 | Valve, Reheat, Modulating | TAB-ACC-HTR-1433 | Valve | HVAC |  | V | http://www.toronto.ca/TWONTO#valve |  | Heater, Hot Water Reheat Coil
144791 | 92720 | WTR-PJS-ZS-0012 | Position Switch, open/close | WTR-PJS-AUX | Switch,Position | Switch |  | ZS | http://www.toronto.ca/TWONTO#position_switch |  | Auxiliary Equipment (Building Facilities)
127020 | 98972 | THC-PLT-G-0252 | Gate, Sluice, Motorized, Perforate Screen SC-0250 Effluent Channel, Raw Sewage Screening | THC-PLT-SC-0250 | Gate,Sluice | Gate |  | G | http://www.toronto.ca/TWONTO#channel_gate
116236 | 12629 | TAB-PRS-T-2150 | Tank, Chemical Storage, West Chemical Storage Tanks | TAB-PRS-T-FECL2 | Tank | Tank |  | T | http://www.toronto.ca/TWONTO#chemical_storage_tank |  | Ferrous Chloride Tanks & Valves
58676 | 30219 | THC-ACC-F-0613 | Filter,Outdoor Air,South Pumping Station,Plenum Shaft,Ground Level | THC-ACC-BLDG L |  | Filter |  | F | http://www.toronto.ca/TWONTO#replaceable_air_filter |  | Plant Effluent Pumping Station, HVAC
75923 | 76045 | THR-GRK-PRTY-0101 | Groundskeeping, Snow Removal | THR-GRK-PRTY1 |  | Grounds |  | PRTY | activity |  | Groundskeeping for Waste Water Worker
28426 | 68201 | FIS-CONTRACTOR | Island WTP - Contractor Quotes | FIS-GRK | [6 empty] | FIS Buildings & Grounds
107384 | 50826 | TAB-ACC-PSH-0900 | Switch, Pressure, High, Filter, AHU-0900, Exist. Primary Treatment Bldg. | TAB-ACC-AHU-0900 | Switch,Pressure-High | Switch |  | PSH | http://www.toronto.ca/TWONTO#pressure_switch |  | Air Handling Unit, Old D Bldg. Rooftop
120146 | 19916 | TAB-WORK-AREA-3 | Work Area 3 | TAB |  |  |  | AREA |  |  | Ashbridges Bay Treatment Plant
38594 | 87271 | SQ-47078 | FHO SCBA #6 | FHO-OBSOLETE | PPE,SCBA | Safety Equipment | 32130 |  | http://www.toronto.ca/TWONTO#self-contained_breathing_apparatus |  | Removed From Service
7515 | 29175 | COL-PSS-LIT-0101 | Transmitter, Level | COL-PSS-MISC | Transmitter,Level |  |  | LIT |  |  | Miscellaneous Equipment
119886 | 26997 | TAB-WA3-SQ-3406 | Davit Arm (Dura Hoist) DH-4 | TAB-DEW-SQ-0010 | PPE,Lanyard | Safety Equipment |  | SQ | http://www.toronto.ca/TWONTO#fall_arrest_Davit_arm |  | WA3 Fall arrest systems portable cranes/hoists, come alongs, slings, wire rope, chains, electrical equipment etc.,
26230 | 62088 | COL-YKP-VEH-0008S | Vehicle, Truck #080048 (F550) | COL-YKP | Vehicle,Licensed | Vehicle | 39331 | VEH | http://www.toronto.ca/TWONTO#pickup_truck
76318 | 74960 | FHO-ELS-DP-1022 | Distribution Panel, 600 V, 200A, Panel Board, MCC-1020A, dmin Building, S4, Main Electrical Room | FHO-ELS-MCC-1020 |  | Power Distribution Panel |  | DP | http://www.toronto.ca/TWONTO#LV_electrical_panel |  | Motor Control Centre, Cadmin Building, S4, Main Electrical Room
78935 | 20494 | THR-SES-SQ-9101 | Harness, Full Body, PPE Pauly Jacob | THR-SES-SQ-6257 | Safety | Safety Equipment |  | SQ | http://www.toronto.ca/TWONTO#fall_arrest_harness |  | Lanyard for Harness, PPE Pauly Jacob
109640 | 30319 | TAB-DEW-P-0231 | Pump, Sludge Cake Transfer, Baby Schwing #2, Dewater. Bldg, 2/F SW | TAB-DEW SLUDGE CAKE | Pump | Hydraulic System | 33574 | P | http://www.toronto.ca/TWONTO#pump |  | Sludge Cake Pumping
140100 | 5955 | TNT-CSO-LSHH-0301 | Switch, Level High-High, Dry Pit Sump, Dry Pit Pump Station | TNT-CSO-P-0300 | Building Service,Floor Drain | Switch |  | LSHH | http://www.toronto.ca/TWONTO#level_switch |  | Pump, Centrifugal, Dry Pit Sump, Dry Pit Pump Station
38660 | 35566 | TAB-ACC-AC-1601SUS | Conditioner, Air,MCC Room North of Primary Tank #9 | TAB-SUSPENDED ENTITY | H.V.A.C.,Air Conditioner | HVAC | 40945 | AC | http://www.toronto.ca/TWONTO#air_condition |  | Suspended entities
18596 | 97693 | FHA-SES-SQ-0047 | Safety Harnesses Safewaze 7510 full body harness Ser 07308 | FHA-SES |  | Safety Equipment |  | SQ | http://www.toronto.ca/TWONTO#fall_arrest_harness |  | Safety & Environmental Services
53650 | 40552 | TAB-SES-SQ | WA7 Safety Equipment | TAB-WORK-AREA-WWPW | [6 empty] | TAB Work Area WWPW
81416 | 28410 | TNT-MCS-LD-0011 | Trolley | TNT-MCS-LD | Lifting Device | Rigging Equipment |  | LD | lifting_device_support |  | Lifting Devices , cranes/ Portable crane/hoists, come alongs, slings, wire rope, chains
132432 | 68924 | THR-DIG-FSL-2264 | Flow Switch, Pump Seal Water | THR-DIG-T-7-8 | Transmitter,Pressure | Switch |  | FSL | http://www.toronto.ca/TWONTO#flow_switch |  | Digester, Entities Common to Tanks 7-8
80792 | 92391 | TNT-CSO-TPB-0401 | Tipping Bucket, CSO Storage Tank Flushing | TNT-CSO-P-0400 | Tank,Reservoir | Tank |  | TPB | http://www.toronto.ca/TWONTO#instrument_gauge_or_display |  | Pump, Centrifugal, Flush, Maintenance Hole No. 1
45407 | 75464 | TAB-DIG-RPU-1032 | Control Panel, Remote Processing Unit, Gas Burner Station Control | TAB-DIG-BU | RPU | Remote Processor Unit |  | RPU | http://www.toronto.ca/TWONTO#RPU_panel |  | Waste Gas Burner
119708 | 91393 | TAB-WA1-SQ-1174 | Chain Sling | TAB-WA1-SQ-1000 | Lifting Device,Sling | Lifting Device |  | SQ | chain_sling |  | WA1 Lifting Devices and Slings
78871 | 17430 | FHO-ELS-WR-0902 | Welding Receptacle, S9, Raw Water Pumping Station | FHO-ELS-LTG |  | Power Distribution Panel |  | WR | http://www.toronto.ca/TWONTO#welding_receptacle |  | Facility Electrical System
145593 | 55616 | WTR-PMI-ZS-0001 | Switch, Position,Door Security | WTR-PMI-AUX | Switch,Position | Switch |  | ZS | http://www.toronto.ca/TWONTO#position_switch |  | Auxiliary Equipment (Building Facilities)
3999 | 30555 | COL-PCU-CP-0005 | Control Panel, Operator, Power Indicating, Cumber PS | COL-PCU | Control Panel |  | 34987 | CP |  |  | Cumber Pumping Station
6434 | 53951 | COL-PMY-TS-0001 | Switch, Transfer | COL-PMY | Switch |  |  | TS |  |  | Maryport Sewage Pumping Station
32194 | 29477 | COL-RBG-SP-0413 | Sampler, Influent Flow | COL-RBG | Sampler |  |  | SP |  |  | Glendale Shaft (WBT)-storm
40823 | 17895 | TAB-ACC-TE-1462A | Temperature Element, Supply Air Temperature | TAB-ACC-HTR-1462 | Sensor,Temperature | HVAC |  | TE | http://www.toronto.ca/TWONTO#temperature_sensor_element |  | Heater unit, Z Bldg
45481 | 67418 | TAB-DIG-T-0100 | Digestion Tank 01 | TAB-DIG-T-01-04 | Tank,Reservoir | Tank |  | T | http://www.toronto.ca/TWONTO#digester_tank |  | Digester Tanks 1-4
106235 | 26329 | TAB-ACC-DM-6466 | Damper, Motorized, Exhaust Air, FN- 6463, Corridor Area of AHU-6460, Exist. east operating gallery | TAB-ACC-FN-6463 | Damper/Louver | HVAC |  | DM | http://www.toronto.ca/TWONTO#air_damper |  | Fan, Sidewall, Exhaust Air, AHU-6460, Primary Tank Operating Gallery, Ground, West Side
83616 | 62990 | FHA-SQ-FAK-18 | First Aid Kit Station | FHA-SES-SQ-4 | PPE | Safety Equipment |  | FAK | http://www.toronto.ca/TWONTO#first_aid_station_equipment |  | First Aid
55735 | 64720 | TAB-WA4-SQ-5832 | Harness - Enfa Wei | TAB-WA4-SQ-0010 | PPE | Safety Equipment |  | SQ | http://www.toronto.ca/TWONTO#fall_arrest_harness |  | WA4 Fall arrest systems
10853 | 37362 | FCL-ALM-FSL-0301 | Magmeter, Flow, Low, Alum, Flocculation & Sedimentation Tank 0301, Flocculation & Sedimentation Tanks | FCL-FLO-T-0101 | Switch,Flow-Low | Switch | 35566 | FSL | http://www.toronto.ca/TWONTO#flow_switch |  | Tank, Flocculation
86381 | 29851 | TNT-CSO-SP-0300 | Sampler, Auto | TNT-CSO | Sampler | Sampler |  | SP | http://www.toronto.ca/TWONTO#auto_sampler |  | Combined Sewer Overflow and storage system
17602 | 77596 | FHA-MCS-MT-0301 | Machine Tool, Milling Machine, Service Building, Machine Shop | FHA-MCS-MEQ | Machine Tool,Milling Machine | Tool |  | MT | http://www.toronto.ca/TWONTO#milling_machine |  | Machine Shop & Equipment
50145 | 75887 | TAB-PLT-SQ-P | P Building - Safety Equipment, Atmosphere monitors | TAB-PLT-P | [6 empty] | P Building - Preliminary Treatment
9091 | 70889 | COL-YKP-DA-17106AA | Davit Base Leg-17106AA | COL-YKP-DA | Safety | Safety Equipment |  | DA | davit_base |  | Davit Arm Assembly
106085 | 45159 | TAB-ACC-ASE-1221 | Tank (TAB-ACC-ASE-1221) | TAB-ACC-HE-1220 | Tank | Tank |  | ASE | air_seperator |  | Heat Exchanger, Floatation Bldg, HE25-1
67037 | 42186 | FCL-TRW-DIST-0001 | Distiller, Treated water | FCL-MCS |  | Evaporator |  | DIST | lab_equipment |  | Mechanical Services
57439 | 34707 | FCL-WWW-AHU-0101-SUS | Air Handling Unit - Screen Room | FCL-ACC | Air Handling Unit | HVAC | 42193 | AHU | http://www.toronto.ca/TWONTO#air_handler_unit |  | Climate Control (HVAC)
21452 | 10982 | FHO-DEW-T-0007 | Tank, Sump Well, Drainage & Sump Pumps, Reservoir, S2, TRW Suction Gallery S/W End | FHO-DEW |  | Tank |  | T | http://www.toronto.ca/TWONTO#storage_tank |  | Dewatering & Drainage
58534 | 51243 | THC-ACC-DM-0506 | Damper/Louver,FA,Old Generator Room,Bldg M | THC-ACC-AHU BLDG M | Damper/Louver | HVAC |  | DM | http://www.toronto.ca/TWONTO#air_damper |  | Air Handling Units, Building M
55788 | 98240 | TAB-WA6-IR-RTE | WA6 IR route | TAB-ELS-ROUTES | [6 empty] | Top-level hierarchy for generic entities that represent muliti-equipment inspection routes
78851 | 73596 | THR-SES-SQ-11P | Portable, (Bottled) Eyewash Station, East Maintenance Shop | THR-SQ-PEWS-WA4 | Safety,Eye wash | Safety Equipment |  | SQ | eye_wash_bottle |  | Portable, (Bottled) Eyewash Station, Work Area 4
7078 | 31854 | COL-PRX-FEQ-0001S | Fire Prevention, Extinguisher | COL-W-OBSOLETE | Fire Prevention,Extinguisher |  | 40961 | FEQ |  |  | Col West Obsolete Entities
59230 | 1576 | THC-ACC-HTR-6019 | Heater, Unit, Glycol, Heating System, Lower Level 2, Vortex Pipe Gallery, Headworks | THC-ACC-P-6003 | H.V.A.C.,Heater,Unit | HVAC |  | HTR | http://www.toronto.ca/TWONTO#heater |  | Pump, Heating Glycol System, Lower Level 2 Blower Room, Headworks
50148 | 63551 | TAB-PLT-SSL-1610 | Switch, Speed, Low, Submerged Conveyor, Grit Tank No. 16 | TAB-PLT-T-1601 | Switch,Speed-Low | Switch |  | SSL | http://www.toronto.ca/TWONTO#speed_switch |  | Grit Tank # 16
63420 | 99557 | FCL-MCS-LD-1002 | Winch - CAP : - 60 FT cable | FCL-MCS-LD | Lifting Device,Hoist,Manual | Lifting Device |  | LD | winch |  | Lifting Devices
45404 | 95058 | TAB-DIG-RPU-1021 | RPU, DIG Gas Control Bldg. | TAB-DIG-INQ-T19-22 | RPU | Remote Processor Unit |  | RPU | http://www.toronto.ca/TWONTO#RPU_panel |  | Digester Tanks 19-22, Instrument Equipment
128744 | 45668 | THC-SES-MEQ-0902 | Anchor,Fall Arrest,HPU0900 Building,Roof | THC-PRM-BLDG-HPU0900 | PPE | Safety Equipment |  | MEQ | fall_arrest_anchor |  | Phase IV, Tank 9, HPU Building
22360 | 93324 | FHO-ELS-LTG | Facility Electrical System | FHO-GRK | Building Service,Electrical 110 - 220 V | [5 empty] | Buildings & Grounds
6230 | 5930 | COL-PMM-LSLL-0201 | Switch,Level, Low-Low, Wet Well #2 | COL-PMM-WEL-0200 | Switch,Level-Low-Low | Switch |  | LSLL | http://www.toronto.ca/TWONTO#level_switch |  | Wet Well
10097 | 19074 | FCL-ACC-F-0902B | Filter, Reactive. Air, RMF Clarification Building, Dehumidification System D-0602, RMF Building Hallway | FCL-ACC-D-0602 |  |  |  | F |  |  | Dehumidifier, Residue Management Facility Clarification Facility/North side ,east tunnel wall
143032 | 73188 | WTR-EUS | Production & End User Support | WTR-ITM | [6 empty] | Integrated Technology Management
10385 | 94029 | FCL-ACC-HTR-0348 | Heater, Re-Heat Unit, 208V, 3PH, Admin Building, Second Floor, Office 210, Ceiling | FCL-ACC-ADMIN |  |  |  | HTR |  |  | Administration Building HVAC Equipment
66659 | 95638 | THC-STR-PSL-0945 | Switch, Inlet, Pressure-Low, Pump 0940,Secondary Clarifier 0900,RAS Pumping Distribution - Phase 1 | THC-STR-P-SP01UR | Switch,Pressure-Low | Switch |  | PSL | http://www.toronto.ca/TWONTO#pressure_switch |  | Pump, spare, under repair
120265 | 28230 | THC-ACC-AHU-0400 | Air Handling Unit, Digester Building, bldg. U | THC-SUSPENDED | Air Handling Unit | HVAC | 35915 | AHU | http://www.toronto.ca/TWONTO#air_handler_unit |  | Suspended entity
7608 | 32667 | COL-PST-LSHH-0006 | Switch, Level High-High | COL-PST-MISC | Switch,Level |  |  | LSHH |  |  | Miscellaneous Equipment
132436 | 51945 | THR-DIG-FSL-3115 | Flow Switch, Pump Seal Water | THR-DIG-P-3115 | Transmitter,Pressure | Switch |  | FSL | http://www.toronto.ca/TWONTO#flow_switch |  | Pump, Centrifugal, Sludge Transfer, Digester Tank 0700,
31085 | 73773 | FIS-WWW | Waste Water | FIS WORK AREA 1 | [6 empty] | Process
120737 | 61560 | THC-ACC-FN-0611 | Fan,Centrifugal,Exhaust,South Pumping Station,Washroom,Intermediate Level | THC-ACC-BLDG L |  | HVAC |  | FN | http://www.toronto.ca/TWONTO#blower_or_fan_with_drive |  | Plant Effluent Pumping Station, HVAC
120579 | 28198 | THC-ACC-F-0305 | Filter,Self Cleaning,5th Floor,Incineration Building M | THC-ACC-FN-0365 | Filter | Filter |  | F | http://www.toronto.ca/TWONTO#replaceable_air_filter |  | Air Handling Unit, Building M
106236 | 64768 | TAB-ACC-DM-6471 | Damper, Motorized, Outside Air, AHU-6470, Mechanical RM No. 6, Existing grit bldg. | TAB-ACC-AHU-6470 | Damper/Louver | HVAC |  | DM | http://www.toronto.ca/TWONTO#air_damper |  | Air Handling Unit, Mechanical Room no.6, Grit Bldg., P Bldg.
68478 | 87758 | THR-ACC-T-0101 | Tank, Glycol Skid, Grit Bldg, Old Stores, Gallery Ventilation, Zone 1A,1B | THR-ACC-T | Tank | Tank |  | T | http://www.toronto.ca/TWONTO#chemical_storage_tank |  | Air Conditioning, Glycol Heating Packages
8792 | 25683 | COL-SMC-ALR-0101 | Control Panel, Operator | COL-SMC | Control Panel |  |  | ALR |  |  | Maclean Detention Tank-storm
118017 | 23051 | TAB-SES-RING-3016 | Lifebuoy Ring | TAB-SES-RING-3000 | PPE | Safety Equipment |  | RING | http://www.toronto.ca/TWONTO#life_ring |  | Lifebuoy Ring
33679 | 60389 | COL-YKP-DA-11706 | Davit Centre Base-11706 | COL-YKP-DA | Safety | Safety Equipment |  | DA | davit_base |  | Davit Arm Assembly
47269 | 62778 | TAB-EL1-LP-6919 | Lighting Panel,120/208 V,Electrical Room,Second Floor,Screen Build,P Building | TAB-EL1-MCC-6995 | Control Panel,Lighting | Power Distribution Panel |  | LP | http://www.toronto.ca/TWONTO#LV_electrical_panel |  | MCC,Electrical Room,Second Floor,Screen Build,P Building
88679 | 67393 | WTR-RBV-AUX | Auxiliary Equipment (Building Facilities) | WTR-RBV | [6 empty] | Bayview Reservoir
145930 | 14508 | WTR-PRH-SW-0103 | Switch, Load Breaker, 5KV, Outdoor Load Bank Connection | WTR-PRH-LB-0102 | Load Break Switch | Switch |  | SW | http://www.toronto.ca/TWONTO#load_break_disconnect_switch |  | Load Breaker, 4160V, Secondary, Switchgear Electrical Room
77635 | 50548 | THR-DIS-CP-0830 | Panel, Control Panel, Pump 0830, Disinfection Building Main Floor south side | THR-DIS-P-SUMP | Control Panel,Power Distribution Panel | Power Distribution Panel |  | CP | http://www.toronto.ca/TWONTO#process_control_panel |  | Disinfection - Pump, Sump
132428 | 59497 | THR-DIG-FSL-2214 | Flow Switch, Pump Seal Water | THR-DIG-T-7-8 | Transmitter,Pressure | Switch |  | FSL | http://www.toronto.ca/TWONTO#flow_switch |  | Digester, Entities Common to Tanks 7-8
98801 | 40934 | GQ-53786 | Grounds | TNT-GRK-PRTY-1000 | Building Service | Grounds |  |  | space |  | Building Services
101705 | 32252 | MAIN-327 | Main 327 | WTR-LWA | [6 empty] | Work Area 2 Central Mains and Chambers
121206 | 4506 | THC-ACC-T-6007 | Heater, Instantaneous, Domestic Water, Screen Room Emergency Eyewash, Ground Floor Shaft, Headworks | THC-PLT-BLDG-0001 | Tank,Domestic Hot Water | HVAC |  | T | http://www.toronto.ca/TWONTO#tanked_hot_water_heater |  | New Head House, preliminary process
221 | 68561 | {FIS-ELS-CAB} | Asset Group,Electrical Distribution Bus Cabinets | FIS-ELS | [6 empty] | System, Electrical Distribution System
67171 | 78731 | THC-INC-RPU-2101A | Remote Processing Unit | THC-DEW-RPU |  | Remote Processor Unit |  | RPU | http://www.toronto.ca/TWONTO#RPU_panel |  | Incineration RPUs
33230 | 95134 | COL-SMC-F-0001 | Filter, Air | COL-SMC-MISC | Filter |  |  | F |  |  | Miscellaneous Equipment
126690 | 4165 | THC-OCS-RPU-2901 | RPU,Biofilter,Sludge Storage Building | THC-THK-ELS | Control Panel,Instrumentation | Remote Processor Unit |  | RPU | http://www.toronto.ca/TWONTO#RPU_panel |  | TWAS Elecftrical equipment Sludge Thickening
131722 | 23242 | THR-CG-RPU-0010 | Remote Processor Unit, SCADA,Engine room East Side (172.22.37.148) | THR-SPC | RPU | Remote Processor Unit |  | RPU | http://www.toronto.ca/TWONTO#RPU_panel |  | Process Control Systems - Services Area
46749 | 84517 | FCL-ACC-HTR-0772 | Heater, Snow Melting, Gaseous Chemical Building, Service Area Second Floor | FCL-ACC-CL |  |  |  | HTR |  |  | Gaseous Chemical Building HVAC Equipment
74869 | 51044 | THR-FT-LSHH-4870 | Switch, Level-High-High, Sump, Gallery T-20N, Flood Monitoring System | THR-FT-P-4870 | Switch,Level-High-High | Switch |  | LSHH | http://www.toronto.ca/TWONTO#level_switch |  | Pump, Centrifugal, Sump, T20N
7902 | 92210 | COL-PTD-WEL-0100 | Wet Well | COL-PTD | Well |  |  | WEL |  |  | Todmorden Sewage Pumping Station
55967 | 30483 | TAB-ZBLD-FEQ-5385S | Extinguisher, Fire, 5 Lbs ABC, Z Building, Mechanical Shop, Boiler Room | TAB-WA7-FEQ-2182S | Fire Prevention,Extinguisher,Dry Chemical | Safety Equipment | 42756 | FEQ | ? |  | Extinguisher, Fire - Z Building
43187 | 3312 | TAB-CW-FSH-0038 | Switch,Flow,High,Eye Wash Station- Aux. Bldg. 1st Floor Front of Elevator | TAB-CW-SQ-0039 | Switch,Flow-High | Safety Equipment |  | FSH | http://www.toronto.ca/TWONTO#flow_switch |  | Eye Wash Station- Aux. Bldg. 2nd Flr, Front of Elevator
49988 | 63424 | TAB-PLT-LSLL-5120 | Switch, Level Low Low, Sump Pumps P-5128/5129, Unwatering Pump Room | TAB-PLT-P-5128 | Switch,Level-Low-Low | Switch |  | LSLL | http://www.toronto.ca/TWONTO#level_switch |  | Pump, Sump
3866 | 73655 | COL-PCP-LSLL-0101 | Switch, Level Low-Low | COL-PCP-MISC | Switch,Level |  |  | LSLL |  |  | Miscellaneous Equipment
26274 | 41491 | FHO-GRK-DR-2026L | Door, (FD-2-26), Fire Rated, Admin Building, L2, ETT1 Office | FHO-GRK-FEQ-0001 | Fire Prevention,Door | Door |  | DR | http://www.toronto.ca/TWONTO#fire_rated_door
62259 | 10791 | THC-INC-T-1061 | Tank, Ash, Incinerator 1000 | THC-INC-GDR-1061 | Tank | Tank |  | T | http://www.toronto.ca/TWONTO#storage_tank |  | Grinder, Ash Tank 1061, Incinerator 1000
7043 | 99679 | COL-PRR-LP-0001 | Control Panel, Lighting | COL-PRR-MISC | Control Panel |  |  | LP |  |  | Miscellaneous Equipment
32171 | 5492 | COL-RBC-SW-0001 | Switch, Main Power | COL-RBC-MISC | Switch |  |  | SW |  |  | Miscellaneous Equipment
56189 | 86449 | TAB-RSP-G-1230B | Gate, Sluice, Actuated, Raw Sewage Pump #3 Outlet to Upper Ring | TAB-RSP-P-1230 | Valve,Sluice Gate | Gate |  | G | http://www.toronto.ca/TWONTO#channel_gate
47442 | 77418 | TAB-EL1-MCC-6634? | Motor Control Centre ,Old Grit Bldg. | TAB-EL1-MCC | Control Panel,MCC | Motor Control Centre | 46022 | MCC | http://www.toronto.ca/TWONTO#LV_electrical_panel |  | Motor Control Center- North Substation
47724 | 30425 | TAB-EL2-MCC-6175 | Motor Control Center- Grounds Equipment Storage Facility | TAB-ELS-WA7 | Control Panel,MCC | Motor Control Centre |  | MCC | http://www.toronto.ca/TWONTO#LV_electrical_panel |  | Equipment location, TAB-ELS-WA7, Electrical Equipment, Work Area7 ( Panelboards, MCC )
2837 | 14448 | COL-MTI-RPU-1400C | Remote Processing Unit, Rosedale Valley Control Chamber No.14C, MTI | COL-MTI-CH-1400C | RPU | Remote Processor Unit |  | RPU | http://www.toronto.ca/TWONTO#RPU_panel |  | Chamber,Rosedale Valley Control Chamber No.14C, MTI
66098 | 11415 | THC-SES-GAS-A | Gas Detectors and Monitors, Building A | THC-SES-GAS | [6 empty] | Gas Detectors and Monitors
7082 | 5434 | COL-PRX-HTR-0001 | Heater, Drywell | COL-PRX-MISC | Heater |  |  | HTR |  |  | Miscellaneous Equipment
13703 | 80215 | FCL-PAC-DCU-0301 | Dust Collector, PAC Storage Tank T-0301, Dry Chemical Building, PAC Storage Tanks | FCL-PAC-T-0301 |  |  |  | DCU |  |  | Tank, Storage, Powder Activated Carbon, ry Chemical Building PAC Tanks
51247 | 73527 | TAB-PRM-RPU-0314A | PLC 54-2 | TAB-PRM-INQ-P | RPU | Remote Processor Unit |  | RPU | http://www.toronto.ca/TWONTO#RPU_panel |  | P Building - Instrument Equipment
41080 | 61787 | TAB-ACC-PDSH-4502 | Switch, Presure Diferential, High | TAB-ACC-AHU-4502 | Switch,Pressure-High | Switch |  | PDSH | http://www.toronto.ca/TWONTO#pressure_switch |  | AHU, Digester 1-4, Drip Trap Room
32187 | 5130 | COL-RBG-JIT-0001 | Meter, Power Indicating Transmitter | COL-RBG | Meter |  |  | JIT |  |  | Glendale Shaft (WBT)-storm
38709 | 54844 | SWM-PDU-CP-0001 | Control Panel, Pumps | SWM-PDU | Control Panel |  |  | CP |  |  | Dunker's Storm
43201 | 76366 | TAB-CW-FSH-0660 | Switch, Flow High, Emerg. Eyewash & Shower Stns, Seawall Substation | TAB-SES-SQ-0660 | Safety,Eye wash | Safety Equipment |  | FSH | http://www.toronto.ca/TWONTO#flow_switch |  | Emergency Eyewash Station,Seawall Substation,Electrical Room
136969 | 82251 | THR-OCS-PSH-2932 | Switch, Pressure-High, Pump 2932, Plant Services, Odour Control System | THR-OCS-P-2932 | Switch,Pressure-High | Switch |  | PSH | http://www.toronto.ca/TWONTO#pressure_switch |  | Pump, Centrifugal, Hypochlorite To Scrubber 0551, Plant Services, Odour Control System
6427 | 71083 | COL-PMY-RPU-0001 | Remote Processing Unit, Shaft 8A | COL-PMY-MISC | RPU |  |  | RPU |  |  | Miscellaneous Equipment
3673 | 80914 | COL-PFB-MCC-0001 | Motor Control Center | COL-PFB-MISC |  | Motor Control Centre |  | MCC | http://www.toronto.ca/TWONTO#LV_electrical_panel |  | Miscellaneous Equipment
105746 | 66275 | SWM-PNQ-LSLL-0101 | Switch, Level-Low Low | SWM-PNQ | Switch | Switch |  | LSLL | http://www.toronto.ca/TWONTO#level_switch |  | North Queen Storm Pumping Station
88886 | 24414 | WTR-RDF-ZS-0407 | Switch, Position,Door Security | WTR-RDF-AUX | Switch,Position | Switch |  | ZS | http://www.toronto.ca/TWONTO#position_switch |  | Auxiliary Equipment (Building Facilities)
26316 | 89187 | FHO-SES-SQ-0759 | High Voltage Insulated Gloves- class Zero Serial number -0759 Yan He | FHO-SES-SQ-1000 | PPE,Insulated Glove | Safety Equipment |  | SQ | http://www.toronto.ca/TWONTO#rubber_insulating_gloves |  | High Voltage Insulated Gloves
88208 | 62861 | WTR-PSC-FAR-0007 | Winch, Fall Arrest, S/N 154085 | WTR-WEST-SES | Lifting Device,Sling | Safety Equipment |  | FAR | winch |  | Safety & Lifting Devices
20602 | 71249 | COL-PMT-LSLL-0101 | Switch, Level Low-Low | COL-PMT-MISC | Switch,Level |  |  | LSLL |  |  | Miscellaneous Equipment
60342 | 75435 | THC-ACC-V-6315 | Valve, Ball, Manual, AHU-6300, 2nd Floor Mech Room #1, Headworks | THC-ACC-AHU-6300 | Valve,Ball | HVAC |  | V | http://www.toronto.ca/TWONTO#valve |  | Air Handling Unit, Screen Room/Conveyor Areas, 2nd Floor Mech Room #1, Headworks
56279 | 57201 | FCL-ELS-LSHH-0201B | Switch, Level, Critical High, Tank ELS-T-0201, Emergency Power Generator Monitoring | FCL-ELS-T-0201 |  |  |  | LSHH |  |  | Tank, Generator G-0200 Oil Fuel Day Tank, Low Lift Building, Screen Room
65479 | 43001 | FCL-SES-SQ-1017 | Electrical Safety Gloves, High Voltage, Class 0, Group A, #1513 | FCL-SES-SQ-0101 | PPE,Insulated Glove | Safety Equipment |  | SQ | http://www.toronto.ca/TWONTO#rubber_insulating_gloves |  | Eyewash Station/Shower, Dry Chemical Building, Alum Containment Area
12237 | 53819 | COL-PCP-FEQ-0001S | Fire Prevention, Extinguisher | COL-W-OBSOLETE | Fire Prevention,Extinguisher |  | 41316 | FEQ |  |  | Col West Obsolete Entities
42081 | 39322 | TAB-ACC-V-6404 | Valve, Actuated, Fire Protection System, Ground Floor, Old Screen Bldg., P Bldg. | TAB-ACC-P-6414 | Valve | HVAC |  | V | http://www.toronto.ca/TWONTO#valve |  | Pump, jockey Pump, Pump Room, Grit Bldg., P Bldg.
86473 | 78919 | WTR-PJS-ZS-0003 | Sensor | WTR-PJS-AUX | Transmitter,Flow | Security System |  | ZS | http://www.toronto.ca/TWONTO#security_motion_sensor |  | Auxiliary Equipment (Building Facilities)
123615 | 19857 | THC-DIG-PSH-0744 | Switch,Pressure-High,Discharge,Gas Mixing,C-0737,Gas Low Pressure System,Building U | THC-DIG-C-0737 | Switch,Pressure-High | Switch |  | PSH | http://www.toronto.ca/TWONTO#pressure_switch |  | Compressor,Sliding Vane,Primary Digester Gas MIxing,PD-0700,Gas Low Pressure System,Building U
80887 | 81836 | TNT-DCL-PSH-0301 | Switch, Pressure, High | TNT-DCL-P-0300 | Switch,Pressure-High | Switch |  | PSH | http://www.toronto.ca/TWONTO#pressure_switch |  | Pump, Metering
78870 | 13660 | THR-SES-SQ-2176 | Harness, Full Body, PPE Edgardo Manansala | THR-SES-FAS | Safety | Safety Equipment | 35743 | SQ | http://www.toronto.ca/TWONTO#fall_arrest_harness |  | Fall Arrest Sytem (Harness and Lanyard), Safety Equipment
34689 | 14014 | MAIN-356 | Main 356 | WTR-MT3 | [6 empty] | Work Area 3 WEST Mains and Chambers
9162 | 44101 | COL-YKP-FAK-0009S | First Aid Kit, Truck #080070 (F550 XL) | COL-YKP | Safety,First Aid Kit | Safety Equipment | 41259 | FAK | http://www.toronto.ca/TWONTO#first_aid_kit |  | Kipling Yard
13970 | 78810 | FCL-SPC-RPU-1624 | RPU Panel, Filters 1301 and 1401, Filter Gallery | FCL-ELS-PS-0001 | Control Panel | Remote Processor Unit |  | RPU | http://www.toronto.ca/TWONTO#RPU_panel |  | Uninterruptible Power Supply,High Lift Bldg - Switchgear Room,LP-0001
20508 | 67232 | COL-PMM-LSLL-0101 | Switch,Level, Low-Low, Wet Well #1 | COL-PMM-WEL-0100 | Switch,Level-Low-Low | Switch |  | LSLL | http://www.toronto.ca/TWONTO#level_switch |  | Wet Well
126659 | 14857 | THC-OBSOLETE-WA1 | Obsolete Equipments for WA1 | THC-INC | [6 empty] | Incineration Process
105940 | 59008 | TAB-ACC-AHU-3660 | AHU, OPS #1 | TAB-ACC-AHU | Air Handling Unit | HVAC |  | AHU | http://www.toronto.ca/TWONTO#air_handler_unit |  | Air Handling Unit & Supply Fan
90148 | 36577 | YTF-SPC1 | Process Control Systems - Administrative | YTF | [6 empty] | Tiffield Data Center
138666 | 23832 | THR-SES-SCBA-0511 | SCBA 5 Minutes Escape Pack | THR-SES-SCBA | Safety | Safety Equipment |  | SCBA | http://www.toronto.ca/TWONTO#self-contained_breathing_apparatus |  | Self Contained Breathing Apparatus
136669 | 42544 | THR-MCS-LD-0542S | Come Along, Work Area 2 | THR-LD-WA2 | Lifting Device,Chain | Lifting Device | 41080 | LD | winch |  | Lifting Devices, Chain Hoist, Come Along & Slings
34661 | 12628 | MAIN-318 | Main 318 | WTR-LWA | [6 empty] | Work Area 2 Central Mains and Chambers
98293 | 45441 | FIS-SM-T-0101 | Tank, Reservoir, West Caustic Solution, Caustic Soda System | FIS-SM-SB | Tank,Reservoir | Tank | 32802 | T | http://www.toronto.ca/TWONTO#chemical_storage_tank |  | Scrubber
132835 | 39935 | THR-DIG-PSL-0201 | Switch, Pressure, Low, DG Fuel Train, Compressor 0101 Fuel Gas Train, Gas Compressor Building | THR-BG-C-0101 | Switch,Pressure-Low | Switch |  | PSL | http://www.toronto.ca/TWONTO#pressure_switch |  | Compressor, Centrifugal, Fuel Gas, Compressor Building, Gas Compressor (And Dryer) for COGEN
25919 | 60606 | COL-PSP-SW-0001 | Switch, Power Supply | COL-PSP-MISC | Switch |  |  | SW |  |  | Miscellaneous Equipment
120431 | 66701 | THC-ACC-DM-0152 | Damper,Air Compressor 9040 Ventilation,Air Treatment Building | THC-AI-C-9040 | Air Handling Unit | HVAC |  | DM | http://www.toronto.ca/TWONTO#air_damper |  | Compressor, Instrument Air, Bldg. G
45429 | 78456 | TAB-DIG-PSL-4140 | Switch,Pressure,Low, Digester Gas, Compressor-C4140 | TAB-DIG-C-4140 | Switch,Pressure | Switch |  | PSL | http://www.toronto.ca/TWONTO#pressure_switch |  | Compressor # 4, Gas(DX2604)
119711 | 19069 | TAB-WA1-SQ-1177 | Chain Sling | TAB-WA1-SQ-1000 | Lifting Device,Sling | Lifting Device |  | SQ | chain_sling |  | WA1 Lifting Devices and Slings
19150 | 96181 | FHA-WWW-IRRIG | Irrigation | FHA-WWW | [6 empty] | Residue Management / Waste Water System
26328 | 14627 | FHO-GRK-DR-4004S | Door, (FD-S4-04), Fire Rated, Admin Building, S4, MCC Room, South West | FHO-GRK-FEQ-0001 | Fire Prevention,Door | Door |  | DR | http://www.toronto.ca/TWONTO#fire_rated_door
120403 | 46258 | THC-ACC-DM-0072 | VAV Box, Admin Building, Ground Floor, Office Room 109 | THC-ACC-AHU-0071 |  | HVAC |  | DM | http://www.toronto.ca/TWONTO#air_damper |  | Air handling Unit, Ground Floor West Zone(Administration), Admin Building Roof
38579 | 78638 | TAB-ACC-0300 | Domestic H.W. System 2, Admin Bldg, Item 21 | TAB-ACC |  | HVAC |  | ACC | http://www.toronto.ca/TWONTO#collection_of_assets |  | Plant HVAC Equipment
107406 | 98651 | TAB-ACC-RPU-1404 | RPU-GE1404 | TAB-ELS-WA6 | RPU | Remote Processor Unit |  | RPU | http://www.toronto.ca/TWONTO#RPU_panel |  | Panel Boards, MCC, WA6
139633 | 33339 | TNT-ACC-BLR | Boilers, Burners, Oil & gas Systems | TNT-ACC | [6 empty] | HVAC, Boilers
80257 | 46667 | FHA-SED-ZSH-0202B | Switch, Limit, Access Hatch Zone 2, Settling Basin T-0201 | FHA-SED-ZSH-0202 |  | Security System |  | ZSH | http://www.toronto.ca/TWONTO#position_switch |  | Switch, Limit, Access Hatch Zone 2
27861 | 31020 | COL-PWC-GRF-0001 | Indicator, Ground Fault | COL-PWC-MISC | Indicator,Ground Fault |  |  | GRF |  |  | Miscellaneous Equipment
68504 | 4067 | THC-OCS-RPU-1803 | RPU, Phase I/IV Modular Biofilter, Phase IV Electrical Room, Phase I/IV Odour Control | THC-PRM-BIOFILTER | RPU | Remote Processor Unit |  | RPU | http://www.toronto.ca/TWONTO#RPU_panel |  | Biofilter system
53658 | 7496 | TAB-SES-SQ-0009 | SCBA Breathing Apparatus, Dewatering Bldg., 1st Flr.Emergency Response Rm. - LAH 310 809 FS | TAB-SES-SCBA | PPE,SCBA | Safety Equipment |  | SQ | http://www.toronto.ca/TWONTO#self-contained_breathing_apparatus |  | WA4 Safety Equipment, SCBA
29121 | 59585 | COL-PWN-SW-0002 | Switch, Disconnect | COL-PWN | Switch | Switch |  | SW | http://www.toronto.ca/TWONTO#disconnect_switch |  | Warren Park Pumping Station
95134 | 75843 | FHO-TRW-FSL-0102 | Switch,Flow,Low,Sample to Chlorine Residual Analyzer AIT-0001,TRW Bldg.,S5,Bsmnt.,Valve Chamber Hall | FHO TRW OUTPUT | Switch,Flow-Low | Switch |  | FSL | http://www.toronto.ca/TWONTO#flow_switch |  | Treated Water Output Sampling
146526 | 31775 | WTR-PTH-TSL-0401 | Switch, Temperature-Low, AHU 0401 | WTR-PTH-AHU-0401 | Switch,Temperature-Low | Switch |  | TSL | http://www.toronto.ca/TWONTO#temperature_switch |  | Air Handling Unit
118875 | 3756 | TAB-STR-T-4007R | Tank , Reservoir Aux Oil, Blower 4007 | TAB-STR-BL-4007 | Tank,Reservoir | Tank |  | T | http://www.toronto.ca/TWONTO#chemical_storage_tank |  | Blower #4007
52994 | 68372 | TAB-RSP-SC-M | M Building - Bar Screen, Sluice Gates & Wet Wells | TAB-RSP-M | [6 empty] | M Building
12311 | 68244 | FCL-FLT-F-0701 | Filter, Carbon Activated, Filter Building, Filter Gallery West | FCL-FLT | Filter | Filter |  | F | media_based_filter |  | Filtration
105874 | 38134 | SWM-SOS-T-0200 | West Tank, Stormwater | SWM-SOS | Tank | Tank |  | T | http://www.toronto.ca/TWONTO#detention_tank |  | Old Sheppard Park Storm Water Tank
21733 | 99902 | COL-PMY-CB-0002 | Breaker, Emergency Power Supply | COL-PMY-MISC | Circuit Breaker |  |  | CB |  |  | Miscellaneous Equipment
113521 | 42944 | TAB-GRK-VEH-094138 | Van, Dodge Grand Caravan | TAB-SUSPENDED ENTITY | Vehicle,Licensed | Vehicle |  | VEH | http://www.toronto.ca/TWONTO#passenger_vehicle
106259 | 74837 | TAB-ACC-DM-6532 | Damper, Motorized, Supply Air, AHU-6530, Mechanical RM No. 3, Screen Bldg., P Bldg. | TAB-ACC-AHU-6530 | Damper/Louver | HVAC |  | DM | http://www.toronto.ca/TWONTO#air_damper |  | Air Handling Unit, Mechanical Room no.3, Screen Bldg., P Bldg.
15948 | 60939 | FHA-ELS-PDP-0421 | Power Distribution Panel, 600VAC, Filter Building, East Filter Gallery | FHA-ELS-DP-1901A | Control Panel,Power Distribution Panel | Power Distribution Panel |  | PDP | http://www.toronto.ca/TWONTO#LV_electrical_panel |  | Distribution Panel, 600VAC, Filter Building, East Filter Gallery.
81139 | 34147 | FHA-SES-DEF-0501 | FHA-SQ-DEF-0001 - Defibrillator / AED Filter Building | FHA-SES-DEF | Safety,Defibrillator | Safety Equipment |  | DEF | http://www.toronto.ca/TWONTO#automatic_external_defibrillator |  | Defibrillators
23691 | 3539 | COL-PPU-SQ-0001 | Eye Wash Station | COL-PPU-MISC |  | Safety Equipment |  | SQ | http://www.toronto.ca/TWONTO#emergency_eyewash |  | Miscellaneous Equipment
26416 | 71755 | FHO-GRK-DR-5005S | Door, (FD-S5-05), Fire Rated, TRW Building, S5, South West | FHO-GRK-FEQ-0001 | Fire Prevention,Door | Door |  | DR | http://www.toronto.ca/TWONTO#fire_rated_door
50207 | 12928 | TAB-PLT-RPU-0333 | RPU Panel, Plant Services, Workshop Bldg, Control Room, P Bldg. | TAB-EL1-LP-6962 | RPU | Remote Processor Unit |  | RPU | http://www.toronto.ca/TWONTO#RPU_panel |  | Lighting Panel,120/208V,Electrical Room,Second Floor,Workshop,P Building
125756 | 29100 | THC-FT-T-OLD PLANT | Tank, Secondary Clarifier | THC-FT-OLD PLANT |  | Tank |  |  | http://www.toronto.ca/TWONTO#clarifier |  | Secondary Clarifiers, Old Plant
81345 | 91231 | TNT-FT-T-1400 | SumpTank # 4 | TNT-FT-SUMP | Tank,Reservoir | Tank |  | T | http://www.toronto.ca/TWONTO#storage_tank |  | Sump Pumps- Aeration Gallery Bsmt
28510 | 34418 | FIS-DCL-PSH-0201 | Switch, Pressure, High, SO2 Train 2, Rupture Disc Outlet, Gaseous Chemical Building, Storage Room | FIS-DCL-T-0201 | Sensor,Level | Switch |  | PSH | http://www.toronto.ca/TWONTO#pressure_switch |  | Tank, Expansion, SO2 Liquid to Evaporator EV-0101, Gaseous Chemical Building,Storage Room
88254 | 71460 | WTR-PSC-LSH-0002 | Switch, Level-High, Reservoir Overflow | WTR-PSC-AUX | Switch,Level-High | Switch |  | LSH | http://www.toronto.ca/TWONTO#level_switch |  | Auxiliary Equipment (Building Facilities)
55719 | 32760 | TAB-STR-F-4008R | Filter, Lube Oil, Blower BL 4008 | TAB-STR-P-4008 | Filter | Filter |  | F | http://www.toronto.ca/TWONTO#replaceable_oil_or_fuel_filter |  | Pump, Main Oil ,Blower BL4008
66876 | 43063 | THC-GRK-VEH-378291 | Vehicle, 2017 Polaris Ranger (WA2) | THC-GRK-VEHICLES | Vehicle,Unlicensed | Vehicle |  | VEH | http://www.toronto.ca/TWONTO#golf_cart
96607 | 50604 | FIS-ELS-PDP-1102 | Power Distribution Panel,Chemical Building,347 / 600V,250A,3ph,3W | {FIS-ELS-PDP} | Control Panel,Power Distribution Panel | Power Distribution Panel |  | PDP | http://www.toronto.ca/TWONTO#LV_electrical_panel |  | Asset Group, Power Distribution Cabinets,600 V,Island WTP
24720 | 58829 | COL-PRX-LSHH-0104 | Switch, Level | COL-PRX-MISC | Switch,Level |  |  | LSHH |  |  | Miscellaneous Equipment
48122 | 36342 | TAB-ELS-M BLDG | M Building Indoor Substation | TAB-RSP-M | Transformer | [5 empty] | M Building
34498 | 51449 | MAIN-152 | Main 152 | WTR-LWA | [6 empty] | Work Area 2 Central Mains and Chambers
39611 | 20702 | TAB-ACC-HE-1420A | Heater, Hot Water Reheat Coil | TAB-ACC-VAV-1420 | Heat Exchanger | HVAC |  | HE | http://www.toronto.ca/TWONTO#heater |  | Heater, Hot Water Reheat Coil, Variable air
111032 | 82555 | TAB-DIG-PSH-4023 | Switch,Pressure, High | TAB-DIG-P-4023 | Switch,Pressure-High | Switch |  | PSH | http://www.toronto.ca/TWONTO#pressure_switch |  | Pump, Digester Mixing #2A
45290 | 49535 | FCL-RW-DR-0401 | Door, Overhead, Screen Room Entrance, Low Lift Building | FCL-GRK | Door,Overhead | Door |  | DR | http://www.toronto.ca/TWONTO#roll_up_door
109124 | 83465 | TAB-CW-SQ-0081 | Emerg. Eyewash & Shower, Plant Services | TAB-CW-SQ-0080 | Switch,Flow-High | Safety Equipment | 46020 | SQ | http://www.toronto.ca/TWONTO#emergency_eyewash_and_shower |  | Emerg. Eyewash & Shower, Grit Area North
125891 | 96912 | THC-GRK-VEH-378259 | Vehicle, 2016 Polaris Ranger (WA4) | THC-GRK-VEHICLES | Vehicle,Licensed | Vehicle |  | VEH | http://www.toronto.ca/TWONTO#golf_cart
146781 | 86457 | WTR-RDF-T-0400 | Tank, Reservoir | WTR-RDF-TRW | Tank,Reservoir | Tank |  | T | http://www.toronto.ca/TWONTO#reservoir_tank |  | Treated Water (Transmission)
66349 | 38394 | THC-SES-MEQ-95895 | FALL ARREST- LANYARD (insp Liftsafe) | THC-MCS-LD | PPE | Lifting Device |  | MEQ | fall_arrest_lanyard |  | Mechanical Services, Lifting Device
108632 | 29882 | TAB-ACC-V-6562 | Valve, 3-Way Modulating, PreHeater Coil,AHU-6560, Mechanical RM No. 3, Screen Bldg., P Bldg. | TAB-ACC-AHU-6560 | Valve | HVAC |  | V | http://www.toronto.ca/TWONTO#valve |  | Air Handling Unit, Mechanical Room no.3, Screen Bldg., P Bldg.
18570 | 94344 | FHA-SES-SM | Spill /Waste Management | FHA-SES | [6 empty] | Safety & Environmental Services
51535 | 75343 | TAB-PRS-LSH-0100 | Switch, Level-High, Strainers and Loading Room Transfer Skid Containment, Truck Unloading | TAB-PRS-V-FECL2 | Switch,Level-High | Switch |  | LSH | http://www.toronto.ca/TWONTO#level_switch |  | Ferrous Chloride Filters & Valves - Chemical Unloading Station
26488 | 98425 | COL-PSS-LP-0001 | Control Panel, Lighting | COL-PSS-MISC | Control Panel |  |  | LP |  |  | Miscellaneous Equipment
8013 | 70058 | COL-PWC-CH-0001 | Chamber, Inlet Chamber 1 | COL-PWC | Chamber |  |  | CH |  |  | Wirral Court Sewage Pumping Station
6742 | 97844 | COL-PPU-DM-0003 | Damper/Louver, Generator Room | COL-PPU | Damper/Louver |  |  | DM |  |  | Port Union Road Sewage Pumping Station
136625 | 1344 | THR-LD-WIRE-WA2 | Slings, Wire Rope, Work Area 2 | THR-LD-WA2 | Lifting Device,Sling | Lifting Device |  |  | wire-rope_sling |  | Lifting Devices, Chain Hoist, Come Along & Slings
110936 | 45255 | TAB-DIG-PDSL-0340 | Switch,Pressure Differential, Low ( between Hotwater & Sludge) | TAB-DIG-HE-0348 | Switch,Pressure-Low | Switch |  | PDSL | http://www.toronto.ca/TWONTO#pressure_switch |  | Heat Exchanger #03
55447 | 74652 | TAB-WA1-SQ-1134 | Sling | TAB-WA1-SQ-1000 | Lifting Device,Sling | Lifting Device |  | SQ | http://www.toronto.ca/TWONTO#fall_protection_sling |  | WA1 Lifting Devices and Slings
38869 | 23625 | SWM-PIT-SW-0002 | Switch, Generator | SWM-PIT-MISC | Switch | Switch |  | SW | http://www.toronto.ca/TWONTO#disconnect_switch |  | Miscellaneous Equipment
101646 | 66713 | MAIN-247 | Main 247 | WTR-MT1 | [6 empty] | Work Area 1 EAST Mains and Chambers
80789 | 13160 | TNT-CSO-T-0500 | Tank, CSO Tank | TNT-CSO | Tank | Tank |  | T | http://www.toronto.ca/TWONTO#detention_tank |  | Combined Sewer Overflow and storage system
117122 | 46981 | TAB-RSP-F-1221A | Filter, Lube Oil Supply, Raw Sewage Pump 1220, A Side | TAB-RSP-P-1220 | Filter | Filter |  | F | http://www.toronto.ca/TWONTO#replaceable_oil_or_fuel_filter |  | Pump,Raw Sewage Transfer #2
139430 | 50367 | THR-WA2-LD-0020S | Sling, Chain, Work Area 2 (SUSPENDED) | THR-LD-WIRE-WA2 | Lifting Device,Sling | Lifting Device |  | LD | chain_sling |  | Slings, Wire Rope, Work Area 2
55971 | 5901 | TAB_EL1_13.8KV_JUNCT EQUP | Electrical Junction Equipment,13.8KV | TAB_EL1_13.8KV | [6 empty] | Electrical,13.8KV,North Substation
147060 | 80 | WTR-RMI-DR-0010 | Door, Hatch, Due-North | WTR-RMI-AUX | Door | Door |  | DR | http://www.toronto.ca/TWONTO#door
124879 | 14293 | THC-ELS-MCC-1810 | Motor Control Center,Boiler Building,Boiler Room | THC-ELS-LVS-1800 |  | Motor Control Center |  | MCC | http://www.toronto.ca/TWONTO#LV_electrical_panel |  | Low Voltage Switchgear,Administration Building,Control Room
144539 | 94166 | WTR-PJS-LSH-1801 | Switch, Level-High, Sump | WTR-PJS-AUX | Switch,Level-High | Switch |  | LSH | http://www.toronto.ca/TWONTO#level_switch |  | Auxiliary Equipment (Building Facilities)
10971 | 17843 | COL-PBF-LTG-0001 | Lighting | COL-PBF-MISC | Control Panel |  |  | LTG |  |  | Miscellaneous Equipment
107279 | 89836 | TAB-ACC-P-6405 | Pump, Sump, Basement, Grit Bldg., P Bldg. | TAB-PLT-P-P | Pump | HVAC |  | P | http://www.toronto.ca/TWONTO#pump_set_-_with_drive |  | P Building - Sump Pumps, Grit Tanks
120222 | 44146 | THC-ACC-AC-0056 | Air Conditioner, Outdoor Unit, Control Room, Admin. Building Roof | THC-ACC-BLDG K |  | HVAC |  | AC | http://www.toronto.ca/TWONTO#air_condition |  | Administration Building, HVAC
21450 | 99099 | FHO-DEW-T-0003 | Tank, Sump Well, Drainage & Sump Pumps, Reservoir, S2, TRW Suction Gallery S/E End | FHO-DEW |  | Tank |  | T | http://www.toronto.ca/TWONTO#storage_tank |  | Dewatering & Drainage
131062 | 59594 | THR-AER-PSH-1215 | Switch, Pressure-High, Pump 1215, Secondary Treatment, Aeration - Blower System - South | THR-AER-T-1214 | Switch,Pressure-High | Switch |  | PSH | http://www.toronto.ca/TWONTO#pressure_switch |  | Tank, Reservoir, Auxiliary Oil for Blower 1211, Secondary Treatment, Aeration - Blower System - South
81871 | 55371 | FHA-SES-LDR-0410 | FHA-SES-LD-0023 - 8' Ladder Fiberglass Orange ( RMF Pilot Plant) | FHA-SES-LD-1 | Safety | Safety Equipment |  | LDR | http://www.toronto.ca/TWONTO#ladder |  | Ladders
65068 | 62541 | THC-ELS-LP-1121 | Distribution Panel, Waste Gas Burner Building Electrical Room | THC-ELS-TR-1121 | Control Panel,Electrical | Power Distribution Panel |  | LP | http://www.toronto.ca/TWONTO#LV_electrical_panel |  | Transformer,LP-1121,Fed from MCC-1103E,Electrical Room, Waste Gas Burner Building
21353 | 90546 | FHO-ELS-DP-1223 | Distribution Panel, (DP-1201B3), 600V, 3PH, Ozone Building, S2, Raw Water Process Room | FHO-ELS-PS-0001 |  | Power Distribution Panel |  | DP | http://www.toronto.ca/TWONTO#LV_electrical_panel |  | Primary Power Equipment
135010 | 79895 | THR-ELS-PDP-2910 | Panel, Power Distribution, 600V, Electrical Room Head House | THR-ELS-GRIT | Control Panel,Power Distribution Panel | Power Distribution Panel |  | PDP | http://www.toronto.ca/TWONTO#LV_electrical_panel |  | Electrical System, Grit Bldg., North Prelimanry and Primary Station
114851 | 86106 | TAB-PLT-SQ-D | D Building - Safety Equipment, Atmosphere monitors | TAB-PLT-D | [6 empty] | D Building - Preliminary Treatment
56921 | 41896 | THC-ACC-LD-0311 | Leveller,SE Truck Dock,Incineration Building M | THC-MCS-LD-M | Lifting Device,Dock | Lifting Device |  | LD | lifting_device_support |  | Lifting Devices & Elevators, Building M
59233 | 15323 | THC-ACC-HTR-6026 | Heater, Unit, Electric, Heating System, Lower Level 1, Stair B, Headworks | THC-ELS-LP-4041A | H.V.A.C.,Heater,Unit | HVAC |  | HTR | http://www.toronto.ca/TWONTO#heater |  | Lighting Panel, Blower Room, Headworks
65345 | 86346 | FCL-SES-SCBA-0002 | Self Contained Breathing Apparatus, High Lift Building, Ground Floor, Hallway to Gaseous Building | FCL-SES-2 | PPE,SCBA | Safety Equipment |  | SCBA | http://www.toronto.ca/TWONTO#self-contained_breathing_apparatus |  | SCBA's
11864 | 18589 | FCL-ELS-MCC-1111-SUS | Control Panel, MCC, Gaseous Chemical Building, Electrical Switchgear Room | FCL-ELS-PS-0001 | Control Panel,MCC | Motor Control Center | 36557 | MCC | http://www.toronto.ca/TWONTO#LV_electrical_panel |  | Uninterruptible Power Supply,High Lift Bldg - Switchgear Room,LP-0001
136975 | 63456 | THR-OCS-F-0501D | Filter, Particle, Air Handling Units 0501A/B, Ozonator Room, Plant Services, Odour Control System | THR-OCS-D-0501A | Filter | Filter |  | F | http://www.toronto.ca/TWONTO#replaceable_air_filter |  | Dryer, Dessicant, Ozone Generator 3957, Ozonator Room, Plant Services, Odour Control System
20983 | 28422 | FHO-CLA-CHL-0101-KQ | Pre Chlorination Train 1 | FHO-CLA |  |  |  | CHL |  |  | Pre Chlorination System
101607 | 34189 | MAIN-197 | Main 197 | WTR-LWA | [6 empty] | Work Area 2 Central Mains and Chambers
66778 | 44414 | THC-GRK-DR-L | Doors, Building L | THC-GRK-ELS-L |  | Door |  |  | http://www.toronto.ca/TWONTO#door
9094 | 43541 | COL-YKP-DA-1717105 | Davit Base Leg-1717105 | COL-YKP-DA | Safety | Safety Equipment |  | DA | davit_base |  | Davit Arm Assembly
89673 | 8779 | WTR-RWL-ELS | Electrical System | WTR-RWL | [6 empty] | Whitlam Tank
24652 | 10378 | COL-PRR-WEL-0100 | Wet Well | COL-PRR | Well |  |  | WEL |  |  | Riverside Sewage Pumping Station
31396 | 71313 | COL-RBB-DM-0003 | Damper/Louver, Fan 0001 | COL-RBB | Damper/Louver |  |  | DM |  |  | Western Beaches Tunnel (Battery Park)-Storm
69541 | 29278 | FHA CENTRIFUGE CTL | Computer Location | FHA-RMF BLDG | [6 empty] | Building Location
120420 | 64264 | THC-ACC-DM-0111 | VAV Box, Admin Building, Basement, Print Room 145 | THC-ACC-AHU-0061 |  | HVAC |  | DM | http://www.toronto.ca/TWONTO#air_damper |  | Air handling Unit, Ground Floor North Zone(Process Control), Admin Building Roof
55731 | 86669 | TAB-WA4-SQ-3428 | Harness, Safety - FP81F/1EDBA | TAB-WA4-SQ-0010 |  | Safety Equipment |  | SQ | http://www.toronto.ca/TWONTO#fall_arrest_harness |  | WA4 Fall arrest systems
83088 | 11952 | WTR-194-COM-0006A | Communication Panel | WTR-317-CH-0004 | Control Panel,Instrumentation | Communications Equipment |  | COM | http://www.toronto.ca/TWONTO#network_panel |  | Chamber,Revenue Meter,Keele Reservoir, Valve House, North of the Station
53597 | 19294 | TAB-SES-LTG-2283S | Lighting, Emergency, Battery Unit, 2 LED heads, Tunnel 'H' | TAB-STR-SQ | Lighting,Emergency | Safety Equipment | 41309 | LTG | http://www.toronto.ca/TWONTO#lighting_unit |  | WA2 Safety Equipment,lifting devices, ladders, Eye Wash station, First Aid Kits, Lock out stations
11661 | 18924 | FCL-CLB-PSL-0102 | Switch, Pressure Low, Discharge, CLB Evaporator 0101, Chlorination System | FCL-CLB | Switch,Pressure-Low | Switch |  | PSL | http://www.toronto.ca/TWONTO#pressure_switch |  | Post-Chlorination
96278 | 45758 | FIS-ELS-MCC-0600 | MCC,600 V,Filter Building,Mezzanine,West | FIS-ELS | Control Panel,MCC | Motor Control Centre |  | MCC | http://www.toronto.ca/TWONTO#LV_electrical_panel |  | System, Electrical Distribution System
77042 | 4841 | THR-PLT-PSL-2301 | Switch, Pressure-Low, Suction, Pump 2301, Preliminary Treatment, Grit Removal - Grit Tanks - North Plant | THR-PLT-P-2301 | Switch,Pressure-Low | Switch |  | PSL | http://www.toronto.ca/TWONTO#pressure_switch |  | Pump, Centrifugal, Unwatering, Preliminary Treatment, Grit Removal - Grit Tanks - North Plant
42970 | 58170 | TAB-CAP-PRJ-0018 | IPS Project | TAB-WA6 |  |  |  | PRJ |  |  | Common to Projects, Bldg. Services, Z Building
16954 | 84893 | FHA-FEQ-DT-0003 | Firesystem Sprinkler drain trap, RMF-Near polymer room by eyewash station | FHA-SES-FEQ-1 | Drain | Drain |  | DT | http://www.toronto.ca/TWONTO#drain |  | Fire Sprinkler System
135669 | 47796 | THR-FT-LSHH-4800 | Switch, Level-High-High,Pump 4800/4801,Sump,T14 | THR-FT-P-4810 | Switch,Level-High-High | Switch |  | LSHH | http://www.toronto.ca/TWONTO#level_switch |  | Pump, Sump, Flood Monitoring, Finals, Tunnel 14
6390 | 77751 | COL-PMY-FSL-0001 | Switch, Flow-Low | COL-PMY | Switch |  |  | FSL |  |  | Maryport Sewage Pumping Station
58626 | 62079 | THC-DEW-HPU | Hydraulic Power Pack,Sliding Frame, Solids Treatment, virtual entity used as Entity Link for PM Tasks management | THC-DEW-SLFR |  | Hydraulic System |  |  | http://www.toronto.ca/TWONTO#hydraulic_power_pack |  | Sliding Frame, Solids Treatment, virtual entity used as Entity Link for PM Tasks management
48338 | 85962 | TAB-GAS-T-0102 | Receiver, Air, Gas Control Bldg | TAB-GAS-TANK | Vessel,Pressure | Tank |  | T | http://www.toronto.ca/TWONTO#pressure_vessel |  | Air Receiver Tank, Gas control Bldg.
61482 | 84076 | THC-FEQ-FSP-0022 | Fire Hose cabinets,Digesters,. Bldg U | THC-FEQ-FSP | Fire Prevention,Hose | Safety Equipment | 43246 | FSP | ? |  | Sprinkler System
3304 | 35654 | COL-PBF-FIT-0001 | Transmitter, Flow | COL-PBF-MISC | Transmitter |  |  | FIT |  |  | Miscellaneous Equipment
64168 | 64862 | FCL-RW-FSL-0003-SUS | Switch,Flow Low | FCL-RW | Switch,Flow-Low | Switch | 36689 | FSL | http://www.toronto.ca/TWONTO#flow_switch |  | Raw Water
106763 | 64529 | TAB-ACC-HE-6501 | Heat Exchanger, Reheat coil, Workshop Kitchen, Screen Bldg., P Bldg. | TAB-ACC-MEQ-6501 | Heat Exchanger | HVAC |  | HE | http://www.toronto.ca/TWONTO#heat_exchanger |  | High Pressure Hot Water cleaning system, Mechanical Room No. 1, Screen Bldg., P Bldg.
128884 | 836 | THC-STR-LSHH-0184 | Switch, Level High High, Sump Pump Control, NW Plant | THC-STR-P-0184 | Switch,Level | Switch |  | LSHH | http://www.toronto.ca/TWONTO#level_switch |  | Pump, Centrifugal Submersible, Drainage, NW Plant
113421 | 20567 | TAB-ELS-SQ-1001 | PPE Cabinet with PPE- Aeration West Control room & Quad House | TAB-ELS-ESQ | PPE | Safety Equipment |  | SQ | ppe_cabinet |  | Electrical Safety Equipment
82853 | 24037 | FHA-SES-SQ-0050 | Safety Harnesses Safewaze 7510 full body harness Ser 07316 | FHA-SES-SQ-6 |  | Safety Equipment |  | SQ | http://www.toronto.ca/TWONTO#fall_arrest_harness |  | Safety Fall Protection Equipment
58061 | 79913 | THC-ACC-AHU-0081 | Air handling Unit, Ground Floor South Zone(Project Management), Admin Building Roof | THC-ACC-BLDG K | Air Handling Unit | HVAC |  | AHU | http://www.toronto.ca/TWONTO#air_handler_unit |  | Administration Building, HVAC
43529 | 92223 | TAB-DEW-DRV-0048 | Drive, VFD, Polymer Pump # 4 | TAB-DEW-P-3340 |  |  |  | DRV |  |  | Pump , Polymer Solution Feed #4
41059 | 17095 | TAB-ACC-PDS-2053 | Switch,Pressure ,Supply Air, AHU2053 | TAB-ACC-AHU-2053 | Switch,Pressure | Switch |  | PDS | http://www.toronto.ca/TWONTO#pressure_switch |  | AHU, Chemical & Aeration Gallery
120744 | 81566 | THC-ACC-FN-0712B | Fan,Centrifugal,Return Air,AHU-0710,Thickening Centrifuge Area | THC-ACC-BLDG J | Fan,Centrifugal | HVAC |  | FN | http://www.toronto.ca/TWONTO#blower_or_fan_with_drive |  | TWAS Building, HVAC
138823 | 1834 | THR-SES-T-0507 | Tank, Air Cylinder, 4500 PSI | THR-SES-SCBA | Safety | Safety Equipment |  | T | http://www.toronto.ca/TWONTO#compressed_gas_cylinder |  | Self Contained Breathing Apparatus
4092 | 3868 | COL-PCU-LSL-0103 | Switch, Level-Low | COL-PCU | Switch |  | 34974 | LSL |  |  | Cumber Pumping Station
90461 | 90936 | FHO-AM-T-0201 | Tank, Aqua Ammonia, Ammonia System, S4 Ammonia Storage Room | FHO-AM | Tank,Reservoir | Tank |  | T | http://www.toronto.ca/TWONTO#chemical_storage_tank |  | Ammoniation
122927 | 16149 | THC-DEW-T-6800 | Tank, Dewatered Biosolids Pump P-6810 Hopper, Solids Treatment | THC-DEW-P-6800 | Tank | Tank |  | T | http://www.toronto.ca/TWONTO#storage_tank |  | Pump,Dewatered Biosolids,Solid Treatment
91062 | 60764 | FHO-DCL-PSH-0302 | Switch, Pressure-High, Vent Header Dechlorination Train 3 Evaporator, Chemical Bldg, Machine Room | FHO-DCL-SO-0301 | Switch,Pressure-High | Switch |  | PSH | http://www.toronto.ca/TWONTO#pressure_switch |  | Sulphonator, Dechlorination Train 3, Chemical Building, Main Floor, Machine Room
119887 | 75016 | TAB-WA3-SQ-4671 | Lanyard 4 Ft - Su Huang | TAB-DEW-SQ-0010 | PPE,Lanyard | Safety Equipment |  | SQ | lifeline |  | WA3 Fall arrest systems portable cranes/hoists, come alongs, slings, wire rope, chains, electrical equipment etc.,
105897 | 37586 | TAB-ACC-AHU-1247 | Air Handing unit,Flotation Bldg | TAB-ACC-AHU | H.V.A.C.,Heater | HVAC |  | AHU | http://www.toronto.ca/TWONTO#air_handler_unit |  | Air Handling Unit & Supply Fan
129271 | 72853 | THC-THK-T-5040 | Tank,Buffer,Centrate Sampling,Thickening Centrifuge CF-0200 | THC-THK-CF-0200 | Sampler | Tank |  | T | http://www.toronto.ca/TWONTO#storage_tank |  | Centrifuge,WAS Thickening
27211 | 56206 | COL-PSU-JIT-0001 | Meter, Power Indicating Transmitter, Main Power | COL-PSU | Meter |  |  | JIT |  |  | Sunnyside Pumping Station
59072 | 72929 | THC-ACC-HTR-0365U | Air Heater, Building M | THC-ACC-HEATERS | H.V.A.C.,Heater,Unit | HVAC |  | HTR | http://www.toronto.ca/TWONTO#heater |  | Air Heaters, Building M
81446 | 57490 | TNT-MCS-SQ-1011 | Sling | TNT-MCS-LD | Lifting Device,Sling | Lifting Device |  | SQ | http://www.toronto.ca/TWONTO#fall_protection_sling |  | Lifting Devices , cranes/ Portable crane/hoists, come alongs, slings, wire rope, chains
130410 | 84092 | THR-ACC-PSL-0520 | Switch, Pressure Low, Suction, Pump, Centrifugal 0510, Boiler Bldg, Plant Services, Gallery Ventilation, Zone 2A and 2B | THR-ACC-P-0520S | Switch,Pressure-Low | Switch |  | PSL | http://www.toronto.ca/TWONTO#pressure_switch |  | Pump, Centrifugal, Hot Water, Gallery Ventilation, Zone 2A, 2B and 2C
119680 | 36005 | TAB-WA1-SQ-1111 | Sling | TAB-WA1-SQ-1000 | Lifting Device,Sling | Lifting Device |  | SQ | http://www.toronto.ca/TWONTO#fall_protection_sling |  | WA1 Lifting Devices and Slings
38991 | 63375 | TAB-ACC-DM-0041 | Combustin Air Damper Servo Motor | TAB-ACC-BO-0040 |  | Burner |  | DM | http://www.toronto.ca/TWONTO#flame_arrestor |  | Boiler#4, Plant Wide Heating System
66855 | 44040 | THC-SUSPENDED | Suspended entity | THC | [6 empty] | Highland Creek Treatment Plant
144053 | 48334 | WTR-PHL-LSH-0003 | Switch, Level-High, Building Flood Alarm, Basement | WTR-PHL-AUX | Switch,Level-High | Switch | 33710 | LSH | http://www.toronto.ca/TWONTO#level_switch |  | Auxiliary Equipment (Building Facilities)
4582 | 86578 | COL-PGR-CP-0001 | Control Panel, Operator | COL-PGR-MISC | Control Panel |  |  | CP |  |  | Miscellaneous Equipment
90657 | 38476 | FHO-CCS-T-0101 | Tank, Phosphoric Acid Storage Tank, S4,Corrossion Control Tank Room | FHO-CCS |  | Tank |  | T | http://www.toronto.ca/TWONTO#chemical_storage_tank |  | Corrosion Control Process
47450 | 73681 | TAB-EL1-MCC-6672 | Motor Control Centre | TAB-EL1-MCC | Control Panel,MCC | Motor Control Centre |  | MCC | http://www.toronto.ca/TWONTO#LV_electrical_panel |  | Motor Control Center- North Substation
41517 | 77444 | TAB-ACC-TSL-1421 | Switch, Temperature-Low,Air Handling Unit,Boiler Room and Basement | TAB-ACC-AHU-1420 | Switch,Temperature-Low | Switch |  | TSL | http://www.toronto.ca/TWONTO#temperature_switch |  | Air Handling Unit,Boiler Room and Basement
34425 | 28 | MAIN-029 | Main 029 | WTR-LWA | [6 empty] | Work Area 2 Central Mains and Chambers
9581 | 81448 | DOS-MCS-LD-0006 | Lifting Device, Fall Arrest Support System, DAVIT ARM, 450 LBS, N/A | FAC-YCM-SES | Lifting Device,Sling | Safety Equipment |  | LD | http://www.toronto.ca/TWONTO#fall_arrest_Davit_arm |  | SAFETY & ENVIRONMENTAL SERVICES
145723 | 57744 | WTR-PPD-MCC-0201 | Motor Control Center | WTR-PPD-BUS-0201 | Control Panel,MCC | Motor Control Center |  | MCC | http://www.toronto.ca/TWONTO#LV_electrical_panel |  | Switchgear, Power, Bus T2
94994 | 4838 | FHO-SPC-COM-1800 | Access Closet, Admin Building, L1, Control Room, South/East | FHO-SPC |  | Communications Equipment |  | COM | http://www.toronto.ca/TWONTO#network_panel |  | Process Control Systems - Services Area
20605 | 80621 | COL-PMT-P-0200 | Pump, Centrifugal | COL-PMT | Pump |  |  | P |  |  | Military Trail Sewage Pumping Station
44071 | 29795 | TAB-DEW-T-3110 | Tank, # 1 Polymer Solution Storage | TAB-DEW POLYMER PREP | Tank | Tank |  | T | http://www.toronto.ca/TWONTO#chemical_storage_tank |  | Polymer Solution Preparation & Storage Systems
122003 | 36817 | THC-AER-PSH-7461 | Switch, Press-High, Outlet, Blower 7400, Phase I & IV Blower Building | THC-AER-BL-7400 | Switch,Pressure | Switch |  | PSH | http://www.toronto.ca/TWONTO#pressure_switch |  | Blower, Aeration
62489 | 26709 | THC-ITS-TEL-6002 | Telephone Outlet and Phone, Headworks, Second Floor, Mech Room #1, E Wall N | THC-TPA-PA-6010A | Network,Telecommunication | Communications Equipment |  | TEL | telephone_system |  | Paging Panel, Headworks, Electrical Room, Ground Floor
66435 | 6775 | FHA-SPC-RPU-1921 | FHA-WWW-RPU-1921 - RPU, RMF | FHA-ELS |  | Remote Processor Unit |  | RPU | http://www.toronto.ca/TWONTO#RPU_panel |  | Electrical
88765 | 12386 | WTR-RDF-LSH-0401 | Switch, Level-High, Tank 0400 | WTR-RDF-T-0400 | Switch,Level-High | Switch |  | LSH | http://www.toronto.ca/TWONTO#level_switch |  | Tank, Reservoir
49400 | 55369 | FCL-CLB-PSH-0202 | Switch, Pressure High, Inlet, CLB Evaporator 0201, Chlorination System | FCL-CLB | Switch,Pressure-High | Switch |  | PSH | http://www.toronto.ca/TWONTO#pressure_switch |  | Post-Chlorination
120826 | 99571 | THC-ACC-HTR-0054 | Heater, Forced Flow, 4.7kW, Admin. Building Ground Floor, Vestibule 142, West | THC-ACC-BLDG K |  | HVAC |  | HTR | http://www.toronto.ca/TWONTO#heater |  | Administration Building, HVAC
61083 | 81667 | THC-ELS-PDP-0202B | Distribution Panel, Building K | THC-ELS-BLDG-0001 | Control Panel,Electrical |  |  | PDP |  |  | Main Substation 4160V Switchgear THC-ELS-BUS-0101/0202 (Gas Insulated Switchgear Substation) Building K
81507 | 79083 | TNT-MCS-SQ-1040 | Sling | TNT-MCS-LD | Lifting Device,Sling | Lifting Device |  | SQ | http://www.toronto.ca/TWONTO#fall_protection_sling |  | Lifting Devices , cranes/ Portable crane/hoists, come alongs, slings, wire rope, chains
133917 | 61955 | THR-DIS-LSHH-1451 | Switch, Level-High-High,Pump 1455/1456,(Sump), Disinfection, Plant Outfall Palace Pier | THR-DIS-P-1455 | Switch,Level-High-High | Switch |  | LSHH | http://www.toronto.ca/TWONTO#level_switch |  | Pump, Centrifugal, (Sump), Disinfection, Plant Outfall Palace Pier
116650 | 89651 | TAB-PWA-LSH-5146 | Switch, Level,High | TAB-PWA-P-5146 | Switch,Level | Switch |  | LSH | http://www.toronto.ca/TWONTO#level_switch |  | Pump, Gutter Drain Sump
33244 | 75145 | COL-SMC-LSHH-0002 | Switch, Level-High | COL-SMC | Switch,Level |  |  | LSHH |  |  | Maclean Detention Tank-storm
124897 | 974 | THC-ELS-MCC-2701 | Motor Control Center, Building B | THC-ELS-PS-0001-B | Control Panel,MCC | Motor Control Centre |  | MCC | http://www.toronto.ca/TWONTO#LV_electrical_panel |  | Primary Power Equipment, Building B
122928 | 7821 | THC-DEW-T-7110 | Tank, Storage, Liquid Polymer, Dewatering | THC-DEW-POL-FEED | Tank,Non-Pressurized | Tank |  | T | http://www.toronto.ca/TWONTO#chemical_storage_tank |  | Polymer Feed System Dewatering
27531 | 69157 | FIS EUS SERVER ROOM | Communication Switch | FIS-ADM-BLDG | [6 empty] | Building Location
98260 | 45994 | FIS-SES-SQ-6111 | Electrical Safety Gloves, High Voltage, Class 1, Group 2, # | FIS-SES | PPE,Insulated Glove | Safety Equipment |  | SQ | http://www.toronto.ca/TWONTO#rubber_insulating_gloves |  | Safety, Instrumentation & Environmental Services
5831 | 90347 | COL-PLB-LSL-0106 (S) | Switch, Level-Low | COL-PLB-AUX-INST | Switch | Switch | 35804 | LSL | http://www.toronto.ca/TWONTO#level_switch |  | Instrumentation Equipment
69733 | 3200 | THR-BG-LSL-0601 | Switch, Level_low-Low, Lube Oil 0400, Compressor Building, Gas Compressor (And Dryer) | THR-BG-T-0400 | Switch,Level-Low | Switch |  | LSL | http://www.toronto.ca/TWONTO#level_switch |  | Oil Separator, Compressor 0401, Compressor Building, Gas Compressor (And Dryer)
45477 | 66273 | TAB-DIG-SQ-T19-22 | Digester Tanks 19-22, Safety Equipments | TAB-DIG-T-19-22 | [6 empty] | Digester Tanks 19-22
15080 | 30659 | FCL-TRW-FIT-0003A | Transmitter, Flow, Ultrasonic, Transient Time, Total TW, District 2E Header, Pumps 0600/0800/1000 | FCL-TRW-P-0600 |  |  |  | FIT |  |  | Pump, Treated Water
142599 | 57023 | WTR-298-RPU-0001 | Remote Processing Unit, RPU-0001 Panel, Chamber 298-01, Bayview & John East | CH 298 01 | RPU | Remote Processor Unit |  | RPU | http://www.toronto.ca/TWONTO#RPU_panel |  | Chamber
128787 | 34807 | THC-SES-SQ-6822 | Eyewash Station, Interior, Ferrous Chloride Building | THC-PRS-BLDG |  | Safety Equipment |  | SQ | http://www.toronto.ca/TWONTO#emergency_eyewash |  | Phosphorous removal system, Building and Storage
42910 | 84866 | FCL-ACC-AHU-0906-SUS | Air Handling Unit, RMF Clarification Facility, HVAC Room 2, Ground Floor | FCL-SUSPENDED |  |  | 42191 | AHU |  |  | Suspended entity
137875 | 82954 | THR-PRM-T-0200 | Tank, Primary Clarification - Primary Tank - South | THR-THK-GRK1 | Tank | Tank |  | T | http://www.toronto.ca/TWONTO#clarifier |  | Thickening, Ground & Structural
9836 | 41898 | FCL-ACC-RPU-0501 | RPU Panel, Filter Building BAS, Filter Building Piping Gallery East | FCL-GRK | Control Panel | Remote Processor Unit |  | RPU | http://www.toronto.ca/TWONTO#RPU_panel |  | Buildings and Grounds
81423 | 94257 | TNT-MCS-LD-0026 | Chain Hoist | TNT-MCS-LD | Lifting Device,Chain | Lifting Device |  | LD | http://www.toronto.ca/TWONTO#lifting_equipment_hoist |  | Lifting Devices , cranes/ Portable crane/hoists, come alongs, slings, wire rope, chains
43702 | 92267 | TAB-DEW-RPU-1121 | RPU for Old Wet Well Pump & Valve Control | TAB-DEW-WEL | RPU | Remote Processor Unit |  | RPU | http://www.toronto.ca/TWONTO#RPU_panel |  | Centrate Wet Wells
140797 | 17538 | TNT-SES-SQ-0003 | First Aid Kit-Lunch Room, TNT | TNT-GRK-FSTAID | Safety,First Aid Kit | Safety Equipment |  | SQ | http://www.toronto.ca/TWONTO#first_aid_kit |  | First aid Kits
128759 | 36015 | THC-SES-MEQ-905710 | FALL ARREST- HARNESS (insp Liftsafe)-LEO | THC-MCS-LD | PPE | Lifting Device |  | MEQ | http://www.toronto.ca/TWONTO#fall_arrest_harness |  | Mechanical Services, Lifting Device
21748 | 78085 | COL-PMY-DM-0012 | Damper, Gas | COL-PMY | Damper/Louver |  |  | DM |  |  | Maryport Sewage Pumping Station
120443 | 27101 | THC-ACC-DM-0185 | Damper,Motorized,Outdoor Air,Boiler Building,North Zone 1 | THC-ACC-FN-0187 | Damper/Louver | HVAC |  | DM | http://www.toronto.ca/TWONTO#air_damper |  | Fan,Centrifugal,Exhuast,Standby,Boiler Building,North Zones
130166 | 23774 | THR-ACC-NR-703 | HVAC Unit & Fan, Electrical Shop | THR-ACC-ADM | H.V.A.C.,Heater,Unit | HVAC |  | NR | http://www.toronto.ca/TWONTO#heater |  | Air Conditioning, HVAC, Admin Building
75620 | 95359 | THR-DCL-RPU-0001 | Remote Processor Unit, Dechlorination (172.22.37.225) | THR-DCL-UPS-0001 | RPU | Remote Processor Unit |  | RPU | http://www.toronto.ca/TWONTO#RPU_panel |  | Uninterruptible Power Supply THR-DCL-RPU-0001, Dechlorination
32983 | 41442 | KR2234A | Unit Heater, Silo #3, 3rd Floor, Silo Building | TAB-ACC-HTR | H.V.A.C.,Heater | HVAC |  |  | http://www.toronto.ca/TWONTO#heater |  | Heaters- Convection,
98327 | 48190 | FIS-SPC-CPU-1912 | Computer, Client SCADA Server, Admin Building, Computer Room Console | FIS-ADM BLDG |  | Communications Equipment |  | CPU | http://www.toronto.ca/TWONTO#operator_interface_terminal |  | Building Location
143491 | 24115 | WTR-PEL-FEQ-SUS | Fire Equipment, Ellesmere Pumping Station | WTR-PEL |  |  | 44968 |  |  |  | Ellesmere Pumping Station
105858 | 25790 | SWM-PWI-SS-0001 | Station Security System | SWM-PWI |  | Security System |  | SS | http://www.toronto.ca/TWONTO#security_system |  | Wilson Storm Pumping Station
95215 | 29287 | FHO-TRW-P-0300-KQ | TRW Pump Unit 3 | FHO TRW PUMPING |  |  |  | P |  |  | Treated Water Pumping
26387 | 83653 | FHO-SES-SQ-7014 | Emergency Eye Wash & Drench Hose Station 14, Chemical Building, L1, Laboratory | FHO-SES-SQ-0004 | PPE,Eyewash Station | Safety Equipment |  | SQ | http://www.toronto.ca/TWONTO#emergency_eyewash |  | First Aid
143364 | 40340 | WTR-PEG-DR-0001 | Door, High Voltage Electrical Room | WTR-PEG-AUX | Door | Door |  | DR | http://www.toronto.ca/TWONTO#door
62393 | 21162 | FCL-FLT-F-0102 | Filter, Inlet Side of PDIT-0101, Filter F-0101, Filtration Pipe Gallery | FCL-FLT-PDIT-0101 |  |  |  | F |  |  | Transmitter, Pressure (Differential), Loss of Head for Filter 0101, Filter No.0101
46684 | 25271 | TAB-DIS-PSH-0016 | Switch, Pressure,High, Chlorine , Relief Valve Line | TAB-DIS-CHL-6 | Switch,Pressure-High | Switch |  | PSH | http://www.toronto.ca/TWONTO#pressure_switch |  | Chlorination Train #6
115444 | 46938 | TAB-PRM-FSL-6505 | Switch ,Flow, Low,Flushing water to Pump-P-2401 | TAB-PRM-P-2401 | Switch,Flow | Switch |  | FSL | http://www.toronto.ca/TWONTO#flow_switch |  | Pump, Positive Displacement , Primary Treatment, Scum Pumping, Primary Gallery
84653 | 54911 | WTR-PDS-TSL-0001S | Switch,Temperature,Low | WTR-PDSS | Switch | Switch | 38635 | TSL | http://www.toronto.ca/TWONTO#temperature_switch |  | Dorset Pumping station (Chamber Replaced with Pod)
93361 | 16778 | FHO-GRK-FEQ-0001 | Fire Doors | FHO-SES |  | Door |  | FEQ | http://www.toronto.ca/TWONTO#fire_rated_door
130617 | 37406 | THR-ACC-TSL-5010 | Switch,Alarm,Temperature-Low, Supply Air,AHU-5010,Chlorine Bldg | THR-ACC-AHU-5010 | Switch,Temperature-Low | Switch |  | TSL | http://www.toronto.ca/TWONTO#temperature_switch |  | Air Handling Unit,DeChlorination Bldg
11646 | 49423 | FCL-CLB-FSL-0002 | Switch, Flow, Low, After Post Analysers AIT-0001A & 0001B, Lab, Admin. Building | FCL-CLB | Switch | Switch |  | FSL | http://www.toronto.ca/TWONTO#flow_switch |  | Post-Chlorination
107580 | 13105 | TAB-ACC-TE-1445A | Temperature Element, Supply Air Temperature | TAB-ACC-HTR-1445 | Sensor,Temperature | HVAC |  | TE | http://www.toronto.ca/TWONTO#temperature_sensor_element |  | Heater, Hot Water Reheat Coil
46714 | 51494 | TAB-DIS-T-2702 | Tank, Sodium Hypochlorite Storage Tank, Plant Water PS Building | TAB-DIS-NAOCL |  | Tank |  | T | http://www.toronto.ca/TWONTO#chemical_storage_tank |  | Disinfection - Sodium Hypochlorite
117960 | 25023 | TAB-SES-FSH-2203 | Switch, Flow, Emergency Eyewash/Shower Flow Switch High, PRS Bldg, Loading Room | TAB-SES-SQ-2203 | Switch,Flow-High | Safety Equipment |  | FSH | http://www.toronto.ca/TWONTO#flow_switch |  | Emergency Eyewash/Shower, PRS Bldg, Loading Room
81908 | 63550 | FHA-SES-LDR-0901 | FHA-SES-LD-0008 - 4' Ladder Fiberglass ( Operators Change Change Room Washroom) | FHA-SES-LD-1 | Safety | Safety Equipment |  | LDR | http://www.toronto.ca/TWONTO#ladder |  | Ladders
69727 | 73412 | THR-BG-LSH-0112 | Switch, Level, High, Condensate, Heat Exch 0102, High Press Gas Cond Sys Train 1, Gas Comp Bldg | THR-BG-HE-0102 |  | Switch |  | LSH | http://www.toronto.ca/TWONTO#level_switch |  | Heat Exchanger, Oil for Fuel Gas Compressor 0101, Compressor Building, Gas Compressor (And Dryer)
15837 | 4356 | COL-PKG-FEQ-0001S | Fire Prevention, Extinguisher | COL-W-OBSOLETE | Fire Prevention,Extinguisher |  | 42688 | FEQ |  |  | Col West Obsolete Entities
50938 | 82061 | TAB-PRM-PSH-2701 | Switch Pressure,High, Pump-2701 Discharge | TAB-PRM-P-2701 | Switch,Pressure | Switch |  | PSH | http://www.toronto.ca/TWONTO#pressure_switch |  | Pump, Scum
81781 | 16312 | TRK-SAN-NTO | SANITARY SEWERS - NORTH TORONTO DRAINAGE AREA | TRK-SAN | [6 empty] | SANITARY SEWERS (ALTERNATE GL)
120609 | 92488 | THC-ACC-FIT-6121 | Transmitter, Flow, S/A Duct, Outlet, Supply Fan FN-6120, 2nd Floor Mech Room #2, Headworks | THC-ACC-AHU-6100 | Meter,Flow,Mass | HVAC |  | FIT | http://www.toronto.ca/TWONTO#flow_transmitter |  | Air Handling Unit, Truck Loading Bay, Mech Room #2, Headworks
119720 | 54385 | TAB-WA1-SQ-1913 | Body Harness Large- Milan Suhagiya | TAB-WA1-SQ-0001 | PPE,Harness | Safety Equipment |  | SQ | http://www.toronto.ca/TWONTO#fall_arrest_harness |  | WA1 Fall Arrest System
12442 | 93945 | COL-PCU-JSL-5336 | Power failure alarm | COL-PCU-MISC | Switch |  | 34996 | JSL |  |  | Miscellaneous Equipment
76312 | 65692 | FHO-ELS-DP-0831 | Power Distribution Panel (EPG-DP-0801C1), 600V, Standby Building, S2, Electrical Room | FHO-ELS-MCC-0830 |  | Power Distribution Panel |  | DP | http://www.toronto.ca/TWONTO#LV_electrical_panel |  | Motor Control Centre, Emergency Load, Standby Power Building
54376 | 18919 | TAB-STR-LS-6095 | Switch, Level,Sump Pit | TAB-STR-P-6095 | Switch,Level | Switch |  | LS | http://www.toronto.ca/TWONTO#level_switch |  | Pump, Sump, GX2018A
109319 | 62586 | TAB-DEW CENTRATE | Centrate Systems | TAB-WORK-AREA-SOL | [6 empty] | TAB Work Area Sol
134082 | 3427 | THR-DIS-RPU-0002 | Remote Processor Unit, Disinfection Chlorination, Palace Pier (172.22.37.247) | THR-DIS | RPU | Remote Processor Unit |  | RPU | http://www.toronto.ca/TWONTO#RPU_panel |  | Disinfection
119931 | 57981 | TAB-WA4-SQ-1207 | Sling, Nylon, Sling Tech (S/N VCO 151412-03) 3 Ft. | TAB-WA4-SQ-0010 |  | Lifting Device |  | SQ | synthetic_web_sling |  | WA4 Fall arrest systems
136445 | 890 | THR-GQ-PLT | Preliminary Treatment, Work Area 2 | THR-GQ-WA2 | [6 empty] | Grounds, Work Area 2
59252 | 20881 | THC-ACC-MAN-0015 | Manifold, Snow Melting System, Zone #5, Admin Building, Courtyard Area | THC-ACC-BLDG K |  | HVAC |  | MAN | http://www.toronto.ca/TWONTO#pipe_manifold |  | Administration Building, HVAC
60800 | 3849 | THC-ELS-LB-1000 | Switch,Load Break,Indoor 5KV,Biosolids Building | THC-ELS-SWG-1000 | Load Break Switch | Switch |  | LB | http://www.toronto.ca/TWONTO#load_break_disconnect_switch |  | Switchgear
89843 | 57718 | WTR-PPD-DR-0003 | Door | WTR-PPD-AUX | Door,Access | Door |  | DR | http://www.toronto.ca/TWONTO#door
136977 | 32858 | THR-OCS-F-0501F | Filter, Coalescing, Air Handling Units 0501A/B, Ozonator Room, Plant Services, Odour Control System | THR-OCS-D-0501A | Filter | Filter |  | F | http://www.toronto.ca/TWONTO#replaceable_air_filter |  | Dryer, Dessicant, Ozone Generator 3957, Ozonator Room, Plant Services, Odour Control System
64127 | 59990 | FCL-REVIEW | Control Standards Review | FCL ADMIN |  | System Process Control |  |  | activity |  | Administration
35002 | 1011 | COL-YKP-FAK-0035 | First Aid Kit, Truck #041189 (Escape) | COL-YKP-VEH-0035 | Safety,First Aid Kit | Safety Equipment |  | FAK | http://www.toronto.ca/TWONTO#first_aid_kit |  | Vehicle, Truck #041189 (Escape)
25419 | 58505 | COL-PSL-WEL-0200 | Wet well | COL-PSL | Well |  |  | WEL |  |  | Sewells Road Sewage Pumping Station
106679 | 60540 | TAB-ACC-FSL-4903 | Switch, Low-Low, Tertiary Pump, Seawall Tunnel, East | TAB-ACC-P-4903 | Switch,Flow-Low | Switch |  | FSL | http://www.toronto.ca/TWONTO#flow_switch |  | Pump, Tertiary, Glycol, Seawall Tunnel, East
50238 | 44618 | TAB-PLT-SP-1000 | Sampler, Raw Sewage, Grit Works, Conduit 1 | TAB-SUSPENDED ENTITY | Sampler | Sampler | 34265 | SP | http://www.toronto.ca/TWONTO#auto_sampler |  | Suspended entities
145484 | 23920 | WTR-PMI-PSL-0001 | Switch, Pressure-Low, Suction, Pump 0100, | WTR-PMI-TRW | Switch,Pressure-Low | Switch |  | PSL | http://www.toronto.ca/TWONTO#pressure_switch |  | Treated Water (Transmission)
20607 | 28324 | COL-PMT-TS-0001 | Switch, Power Transfer | COL-PMT-MISC | Switch |  |  | TS |  |  | Miscellaneous Equipment
4226 | 13765 | COL-PEV-GRF-0001 | Indicator, Ground Fault | COL-PEV-MISC |  |  |  | GRF |  |  | Miscellaneous Equipment
140204 | 76445 | TNT-DCL-FS-0401 | Switch, Flow | TNT-DCL-P-0400 | Switch,Flow | Switch |  | FS | http://www.toronto.ca/TWONTO#flow_switch |  | Pump, Metering
7116 | 81931 | COL-PSB-JIT-0001 | Meter, Power Indicating Transmitter, Main Power | COL-PSB | Meter |  |  | JIT |  |  | Silverbirch Sewage Pumping Station
49989 | 47565 | TAB-PLT-LSLL-5130 | Switch, Level Low Low, Sump Pumps P-5130/5131, Primary Tank, T-0900 Gallery | TAB-PLT-P-5130 | Switch,Level-Low-Low | Switch |  | LSLL | http://www.toronto.ca/TWONTO#level_switch |  | Pump, Sump
137371 | 747 | THR-PLT-LD-2142C | Lifting Device, Sparger Arm, Tank 200, Grit Bldg. | THR-PLT-T-0200 | Lifting Device | Hydraulic System | 35259 | LD | http://www.toronto.ca/TWONTO#hydraulic_system |  | Tank, Grit Removal, Grit Tank, North Grit Building
93667 | 80561 | FHO-PCL-P-0601-KQ | PACL Train 6 | FHO-PCL |  |  |  | P |  |  | PACL System
108610 | 64787 | TAB-ACC-V-6401 | Valve, Actuated, Fire Protection System, Pump Room, Grit Bldg., P Bldg. | TAB-ACC-P-6414 | Valve | HVAC |  | V | http://www.toronto.ca/TWONTO#valve |  | Pump, jockey Pump, Pump Room, Grit Bldg., P Bldg.
97602 | 96687 | FIS-RAW WATER BLDG | Building Location | FIS-SPC | [6 empty] | Process Control Systems - Services Area
29674 | 57150 | FIS-PCL-FSL-0002 | Switch, Flow, Low, PACL Dosing Line 2 to Raw Water Flume, Workshop Building, Main Floor, Chemical Storage Room, South Wall | FIS-PCL-P-0101 |  | Switch |  | FSL | http://www.toronto.ca/TWONTO#flow_switch |  | Pump, Metering, PACL Dosing, Workshop Building, Chemical Storage
21332 | 1200 | FHO-ELS-DP-0511 | Distribution Panel, (DP-0501A1), 600V, MCC-0510 Panel Board, Filter1-8 Building, S2, Electrical Room | FHO-ELS-MCC-0510 |  | Power Distribution Panel |  | DP | http://www.toronto.ca/TWONTO#LV_electrical_panel |  | Motor Control Centre, Filter Building 1-8., S2, Electrical Room
131420 | 21855 | THR-BG-PSH-0601 | Switch,Pressurel-High, Inlet to Dryer System, Compressor Building, Gas Compressor (And Dryer) | THR-BG-DRY-0600 | Switch,Pressure-High | Switch |  | PSH | http://www.toronto.ca/TWONTO#pressure_switch |  | Dryer, Fuel Gas, Compressor Building, Gas Compressor (And Dryer)
139716 | 12957 | TNT-ACC-TS-0001 | Switch,Temperature, Boiler #5200 | TNT-ACC-BO-5200 | Switch,Temperature | Switch |  | TS | http://www.toronto.ca/TWONTO#temperature_switch |  | Boiler, Hot Water
109112 | 25463 | TAB-CW-SQ-0005 | Emerg. Eyewash and Shower Stations, Air Scrubber House | TAB-SUSPENDED ENTITY | PPE,Eyewash Station | Safety Equipment | 34470 | SQ | http://www.toronto.ca/TWONTO#emergency_eyewash_and_shower |  | Suspended entities
93294 | 50448 | FHO-GRK-DR-2055S | Door, (FD-S2-55), Fire Rated, Ozone Building, S2, Service Platform 4, South | FHO-GRK-FEQ-0001 | Fire Prevention,Door | Door |  | DR | http://www.toronto.ca/TWONTO#fire_rated_door
54972 | 66600 | TAB-THK-INQ | Floatation - Instrumentation Equipment | TAB-THK | [6 empty] | Floatation
48190 | 75841 | TAB-ELS-SQ-1013 | PPE Cabinet with PPE- Digester 5-8 | TAB-ELS-ESQ | PPE | Safety Equipment |  | SQ | ppe_cabinet |  | Electrical Safety Equipment
72822 | 71201 | THR-DIS-FSL-1367 | Switch, Flow, Low, Foul Air from Chlorine Trench to Scrubber 1350 | THR-DIS-SB-1350 | Valve,Butterfly,Act. | Switch |  | FSL | http://www.toronto.ca/TWONTO#flow_switch |  | Scrubber, Caustic Soda SB-1350
120072 | 86009 | TAB-WA6-SQ-4363 | Lanyard | TAB-WA6-SQ-0001 | PPE | Safety Equipment |  | SQ | lifeline |  | Fall Arrest System
9203 | 45162 | COL-YKP-FAK-051025 | First Aid Kit, Truck #051025 (2021 CHEVROLET COLORADO) | COL-YKP-VEH-051025 | Safety,First Aid Kit | Safety Equipment |  | FAK | http://www.toronto.ca/TWONTO#first_aid_kit |  | Vehicle, Truck #051025 (2021 CHEVROLET COLORADO)
71640 | 17268 | THR-DIG-PSH-2514 | Switch, Pressure-High, Discharge Pump 2514, Digester Tank 0200 | THR-DIG-P-2514 | Switch,Pressure-High | Switch |  | PSH | http://www.toronto.ca/TWONTO#pressure_switch |  | Pump, Centrifugal, Sludge Transfer, Tank 0200
66344 | 49561 | THC-SES-MEQ-5B2950 | FALL ARREST- LANYARD (insp Liftsafe) - BRAD S. | THC-MCS-LD | PPE | Lifting Device |  | MEQ | fall_arrest_lanyard |  | Mechanical Services, Lifting Device
87636 | 49139 | WTR-PRH-LSH-0003 | Switch, Level High, Transfer Pump Containment, Fuel Vault Room | WTR-PRH-AUX | Switch,Level-High | Switch |  | LSH | http://www.toronto.ca/TWONTO#level_switch |  | Auxiliary Equipment (Building Facilities)
29657 | 18982 | FIS-MCS-T-3001 | Tank, Domestic Hot Water, RMF Polymer Storage & Feeder Building, Polymer Storage Room | FIS-MCS | Heater | Tank |  | T | http://www.toronto.ca/TWONTO#tanked_hot_water_heater |  | Mechanical Services
6742 | 30015 | COL-PSW-FN-0003 | Fan, Exhaust | COL-PSW-MISC | Fan | HVAC |  | FN | http://www.toronto.ca/TWONTO#blower_or_fan_with_drive |  | Miscellaneous Equipment
81489 | 23450 | FHA-SES-LDR-0106 | FHA-SES-LD-0035 - 10' Ladder Fiberglass ( TRW Switchgear Room ) | FHA-SES | Safety | Safety Equipment |  | LDR | http://www.toronto.ca/TWONTO#ladder |  | Safety & Environmental Services
91176 | 1897 | FHO-DEW-T-0005 | Tank, Sump Well, Drainage & Sump Pumps, Surge Building, N/E | FHO-DEW |  | Tank |  | T | http://www.toronto.ca/TWONTO#storage_tank |  | Dewatering & Drainage
139490 | 44926 | THR-WA3-LD-0015 | Sling, Nylon, Work Area 3 ( 1" X 3') | THR-LD-NYLN-WA3 | Lifting Device,Sling | Lifting Device |  | LD | synthetic_web_sling |  | Slings, Nylon, Work Area 3
12517 | 89491 | COL-PCU-SS-5333 | Door open acknowledge | COL-PCU | Security System |  | 35004 | SS |  |  | Cumber Pumping Station
79175 | 44183 | THR-ELS-PDP-0202S | Panel, Distribution Power, RSPS Control Room Bldg | THR-RSPS-CR | Air Handling Unit,Draw Thru | Power Distribution Panel | 39095 | PDP | http://www.toronto.ca/TWONTO#LV_electrical_panel |  | New Returns Control Room
17588 | 60496 | FHA-MCS-LD-1201 | Hoist Chain - CAP.: 1Ton | FHA-MCS-LD | Lifting Device,Hoist,Manual | Lifting Device | 34060 | LD | http://www.toronto.ca/TWONTO#lifting_equipment_hoist |  | Lifting Devices
30178 | 1504 | COL-PWR-T-0001 | Tank, Diesel Fuel, Tank #1, West Rouge PS | COL-PWR | Tank | Tank |  | T | http://www.toronto.ca/TWONTO#fuel_oil_tank |  | West Rouge Pumping Station
140894 | 64329 | TRK-STM-NTO | STORM SEWERS - NORTH TORONTO DRAINAGE AREA | TRK-STM | [6 empty] | STORM SEWERS (ALTERNATE GL)
127877 | 96374 | THC-PRM-V-1271 | Valve, Hydraulic Cylinder, Scum Skimmer, Primary Clarifier 1200, NW Plant | THC-PRM-CM-1250SUPS | Actuator,Hydraulic,Cylinder | Hydraulic System |  | V | http://www.toronto.ca/TWONTO#hydraulic_power_pack |  | Scum Skimmer System, Primary Clarifier 1200, NW Plant
74143 | 57903 | THR-EPS-PSL-0310 | Switch, Pressurel-Low, Oil Pump, Centrifugal 0311, Plant Service, Effluent Pump, Centrifugaling | THR-EPS-P-0310 | Switch,Pressure-Low | Switch |  | PSL | http://www.toronto.ca/TWONTO#pressure_switch |  | Pump, Centrifugal, Screw
12652 | 83415 | FCL-ELS-LSL-0101 | Switch, Level, Low, Fuel Oil Day Tank T-0101, Low Lift Building, Screen Room | FCL-ELS-PS-0003 | Switch,Level-Low | Switch |  | LSL | http://www.toronto.ca/TWONTO#level_switch |  | Emergency Power
63052 | 4556 | THC-OCS-F-0100 | Filter, Modular Biofilter #1, Phase I/IV Odour Control | THC-OCS-BLDG O | Vessel | Tank |  | F | http://www.toronto.ca/TWONTO#filtration_tank |  | Aeration Building Odour Control Systems
125872 | 45471 | THC-INC-BU-2040 | Burner, Hearth 5, Incinerator 2000 | THC-INC-FU-2000 | Burner | Burner |  | BU | http://www.toronto.ca/TWONTO#burner_component_of_asset |  | Furnace, Incinerator 2000
7249 | 11601 | COL-PSK-DM-0002 | Damper, Mech Room | COL-PSK-MISC | Damper/Louver |  |  | DM |  |  | Miscellaneous Equipment
144542 | 39751 | WTR-PJS-LSL-0300 | Switch, Level-Low, (Priming Status Switch), Pump 0300 | WTR-PJS-P-0300 | Switch,Level-Low | Switch |  | LSL | http://www.toronto.ca/TWONTO#level_switch |  | Pump, Centrifugal, To DLWC
73656 | 15853 | THR-ACC-THK | Air Conditioning, AHU, HVAC, STB | THR-ACC-WA3 | H.V.A.C.,Air Conditioner | HVAC |  |  | http://www.toronto.ca/TWONTO#collection_of_assets |  | Air Conditioning, Boiler, Fans & AHU
4847 | 71127 | COL-PHP-WEL-0500 | Wet well | COL-PHP-MISC |  |  |  | WEL |  |  | Miscellaneous Equipment
12616 | 35675 | COL-PEV-ALR-0001 | Control Panel, Operator | COL-PEV-MISC | Control Panel |  |  | ALR |  |  | Miscellaneous Equipment
65339 | 57283 | FCL-SES-LTX-0103-SUS | Exit light, 103, Admin Building, First Floor, Lunch Room | FCL-SUSPENDED |  |  | 46606 | LTX |  |  | Suspended entity
18718 | 50987 | FHA-SES-SQ-0606 | FHA-SQ-LP-0018 - Life Preserver | FHA-SES-LP |  | Safety Equipment |  | SQ | http://www.toronto.ca/TWONTO#personal_floatation_device |  | Life Preservers
14513 | 21455 | FCL-SES-FP-0001 | Fire Protection System | FCL-SES |  |  |  | FP |  |  | Safety and Environmental Services
67324 | 74684 | FCL-TRW-FSL-0004 | Switch, Flow, Low, Mid Reservoir Sampling Pump P-0001 Outlet to Drain, Filter Pipe Gallery East | FCL-TRW |  | Switch |  | FSL | http://www.toronto.ca/TWONTO#flow_switch |  | Treated Water
24659 | 46891 | COL-PRX-CP-0002 | Control Panel, Remote Alarm | COL-PRX-MISC | Control Panel |  |  | CP |  |  | Miscellaneous Equipment
11658 | 50541 | FCL-CLB-PSH-0101 | Switch, Pressure High, Chlorine Gas, Expansion Tank 0101, Chlorination System | FCL-CLB-CHL-0101 | Switch,Pressure-High | Switch |  | PSH | http://www.toronto.ca/TWONTO#pressure_switch |  | Chlorinator, Chlorine Gas, Chlorination System
13815 | 36083 | COL-MTI-RPU-2900 | Remote Processing Unit, Roxton Control Chamber No.29, MTI | COL-MTI-CH-2900 | RPU | Remote Processor Unit |  | RPU | http://www.toronto.ca/TWONTO#RPU_panel |  | Chamber,Roxton St. Control Chamber No.29, MTI
14755 | 79327 | FCL-SES-SPL-0001 | Spill Containment Kit, High Lift Building, Store Room | FCL-SM |  | Safety Equipment |  | SPL | http://www.toronto.ca/TWONTO#spill_kit |  | Spill Management
4083 | 79436 | COL-PCU-LSH-5004 | Switch, Level-High | COL-PCU | Switch,Level |  | 34970 | LSH |  |  | Cumber Pumping Station
32234 | 69446 | COL-SKW-HTR-0002 | Heater, Baseboard | COL-SKW-MISC | Heater |  |  | HTR |  |  | Miscellaneous Equipment
134976 | 99680 | THR-ELS-SQ-0018 | Grounding Cable, Electrical Safety Equipment | THR-ELS-SQ | Safety | Safety Equipment |  | SQ | ? |  | Electrical Safety Equipment, Gloves, Hot Stick, HVT & Megger
61164 | 31417 | THC-ELS-SQ-494706 | Electrical Safety gloves, High Voltage, Class 1, #494706 | THC-SUSPENDED |  | Safety Equipment | 35225 | SQ | http://www.toronto.ca/TWONTO#rubber_insulating_gloves |  | Suspended entity
79165 | 16404 | FHA-RW-S | Intake & Screening | FHA-RAW | [6 empty] | Raw Water Production
118704 | 50388 | TAB-STR-MCC-0751 | Motor Control Centre | TAB-SUSPENDED ENTITY | Control Panel,MCC | Motor Control Centre | 34402 | MCC | http://www.toronto.ca/TWONTO#LV_electrical_panel |  | Suspended entities
16915 | 86452 | COL-PCU-MCC-0100 | Control Panel, MCC, Cumber PS | COL-PCU | Control Panel,MCC | Motor Control Center |  | MCC | http://www.toronto.ca/TWONTO#LV_electrical_panel |  | Cumber Pumping Station
107277 | 71669 | TAB-ACC-P-6401 | Pump, Heating Pump, VFD, Mech Room No. 5, Old Screen Bldg., P Bldg. | TAB-ACC-HE-6401 | Pump | HVAC |  | P | http://www.toronto.ca/TWONTO#pump_set_-_with_drive |  | Heat Exchanger, Mechanical Room No.5, Old Screen Bldg., P Bldg.
24552 | 19229 | COL-PRD-LSL-0103 | Switch, Level-Low | COL-PRD | Switch |  |  | LSL |  |  | Redland Pumping Station
30900 | 5644 | FIS-TRW-PIP-0001-SU | Treated Water Piping System | FIS-TRW-PUMPING |  |  | 32876 | PIP |  |  | Treated Water Pumping
7319 | 44386 | COL-PSL-GEN-0002 | Portable Generator, Electricity | COL-PSL | Generator |  |  | GEN |  |  | Sewells Road Sewage Pumping Station
47152 | 46050 | FCL-ACC-TIT-0907 | Transmitter, Temperature, RMF Clarification Facility, Exit Corridor Central | FCL-ACC-RMF |  |  |  | TIT |  |  | Residue Management HVAC Equipment
101470 | 42763 | LD50899 | Come Along, Kito, 3/4 t, Tag # 11, WA2 | TAB-SES-LD | Lifting Device | Safety Equipment |  |  | winch |  | WA2 Lifting devices
12472 | 37826 | COL-PCU-LSL-0203 | Switch, Level-Low | COL-PCU-MISC | Switch |  | 34975 | LSL |  |  | Miscellaneous Equipment
58424 | 66537 | THC-ACC-DM-0120 | Damper,Supply,Pressurization System,Electrical Room,Aeration Building,Phase 4 | THC-ACC-BLDG O | Air Handling Unit | HVAC |  | DM | http://www.toronto.ca/TWONTO#air_damper |  | Phase IV , Building O HVAC
55486 | 42880 | TAB-WA1-SQ-1970 | Lanyard 6 Ft- Gomez Forde | TAB-WA1-SQ-0001 | PPE,Harness | Safety Equipment |  | SQ | lifeline |  | WA1 Fall Arrest System
119717 | 11395 | TAB-WA1-SQ-1907 | Body Harness- Paul Coneicao | TAB-WA1-SQ-0001 | PPE,Harness | Safety Equipment |  | SQ | http://www.toronto.ca/TWONTO#fall_arrest_harness |  | WA1 Fall Arrest System
135666 | 90842 | THR-FT-LSHH-3977 | Switch, Level-High-High,Pump 3981,Sump,T20 | THR-FT-P-3981 | Switch,Level-High-High | Switch |  | LSHH | http://www.toronto.ca/TWONTO#level_switch |  | Pump, Sump, Flood Monitoring, Finals, Tunnel 20
33678 | 59665 | COL-YKP-DA-11553 | Davit Upper Arm-11553 | COL-YKP-DA | Safety | Safety Equipment |  | DA | http://www.toronto.ca/TWONTO#fall_arrest_Davit_arm |  | Davit Arm Assembly
86919 | 10631 | TNT-ELS-LP-2002A | 208/120V Lighting Panel | TNT-ELS-TR-6002A | Control Panel,Lighting | Power Distribution Panel |  | LP | http://www.toronto.ca/TWONTO#LV_electrical_panel |  | 600-208/120V Transformer
55768 | 6995 | TAB-WA5-SQ-2042 | Spill Response Kit, Non-Aggressive Fluid | TAB-THK-SQ | Spill Kit | Safety Equipment | 34589 | SQ | http://www.toronto.ca/TWONTO#spill_kit |  | WA5 Safety Equipment
114069 | 99099 | TAB-OCS-RPU-0519 | Remote Processing Unit, Odour Control System | TAB-OCS | RPU | Remote Processor Unit |  | RPU | http://www.toronto.ca/TWONTO#RPU_panel |  | Odour Control System, Aeration tanks
97018 | 89985 | FIS-FEQ-HS-4003-SUS | Switch, Manual Pull Station, Fire Alarm, South Entrance | FIS-FEQ-CP-4001-SUS |  | Safety Equipment | 46953 | HS | ? |  | Panel, Control, Fire Alarm, Vestibule
97658 | 71390 | FIS-RW-LSL-0001-SUS | Switch, Level-Low, Deep Well Submersible Sampling Pump 0001, Intake & Intake Valve Chamber | FIS-RW-SAMP | Switch,Level-Low | Switch | 38344 | LSL | http://www.toronto.ca/TWONTO#level_switch |  | Sampling
43655 | 38842 | TAB-DEW-FSL-0711 | Switch, Flow, Low,Seal water, Sludge Feed Pump 0711 | TAB-DEW-P-0711 | Switch,Flow | Switch |  | FSL | http://www.toronto.ca/TWONTO#flow_switch |  | Pump, Sludge Feed 0711
78303 | 41470 | THR-SES-CS-0004 | Front Entry Chemical Protective Suit (FAILED) | THR-SES-CS | Safety | Safety Equipment | 34337 | CS | http://www.toronto.ca/TWONTO#chemical_suit |  | Chlorine Chemical Suit
51629 | 48253 | TAB-GRK-VEH-329030 | Forklift, Electric, Indoor Tires, No 35, Hyster N35ZRS - 14.5 | TAB-MCS-CRN | Forklift,Electric | Vehicle |  | VEH | http://www.toronto.ca/TWONTO#forklift
105830 | 63238 | TAB-ACC-4500 | Digester 1~4 Space & Process Heating, Item XX | TAB-ACC |  | HVAC |  | ACC | http://www.toronto.ca/TWONTO#collection_of_assets |  | Plant HVAC Equipment
12532 | 44969 | COL-PCU-TS-0001 | Switch, Automatic Transfer, Emergency Power, West Wall Electrical Room | COL-PCU-AUX-ELEC | Control Panel,Electrical | Switch |  | TS | http://www.toronto.ca/TWONTO#transfer_switch |  | Electrical Equipment
89039 | 91099 | WTR-RKL-LSH-0001 | Switch, Level-High, Building Flood Alarm | WTR-RKL-AUX | Switch,Level-High | Switch |  | LSH | http://www.toronto.ca/TWONTO#level_switch |  | Auxiliary Equipment (Building Facilities)
116709 | 13146 | TAB-PWA-PSH-2704 | Switch, Pressure, High | TAB-DIS-NAOCL | Switch,Pressure-High | Switch |  | PSH | http://www.toronto.ca/TWONTO#pressure_switch |  | Disinfection - Sodium Hypochlorite
115613 | 63761 | TAB-PRM-TSH-0350 | Switch, Temperature High, Polymer Feed Pump P-0350, Polymer Room, Old Screen Bldg., P Bldg. | TAB-PRM-P-0350 | Switch,Temperature-High | Switch |  | TSH | http://www.toronto.ca/TWONTO#temperature_switch |  | Pump, Polymer Feed, Positive Displacement, Polymer Room, Old Screen Bldg., P Bldg.
56175 | 4684 | TAB-STR-SP-3334 | Sampler, South Final Effluent Conduit-FES-1 (PK2408D) | TAB-DIS-CHL1 | Sampler | Sampler |  | SP | http://www.toronto.ca/TWONTO#auto_sampler |  | Chlorination Process
54528 | 32198 | TAB-STR-SQ-0002 | Emerg. Eyewash and Shower Stations, Ferrous Chloride truck unload Ramp | TAB-STR-SQ | PPE,Eyewash Station | Safety Equipment | 35490 | SQ | http://www.toronto.ca/TWONTO#emergency_eyewash_and_shower |  | WA2 Safety Equipment,lifting devices, ladders, Eye Wash station, First Aid Kits, Lock out stations
20667 | 97324 | FHO-AM-LSL-0001 | Switch, Level-Low, Ammonia Dispersion, Secondary TRWS Channel, Ozone Building, S2, Dispersion Pump Room | FHO-AM-T-0101 | Switch,Level-Low | Switch |  | LSL | http://www.toronto.ca/TWONTO#level_switch |  | Tank, Aqua Ammonia, Ammonia System, S4 Ammonia Storage Room
55484 | 37536 | TAB-WA1-SQ-1953 | Type1 SRD/SRL ( Self Retracting Device/ Self Retracting Lanyard) 6 Ft- , Kandasamy Tharmendran | TAB-WA1-SQ-0001 | PPE,Harness | Safety Equipment |  | SQ | self_retracting_line |  | WA1 Fall Arrest System
4136 | 30030 | COL-PCU-SS-5332 | Door entry system | COL-PCU | Security System |  | 35003 | SS |  |  | Cumber Pumping Station
13388 | 11082 | FCL-FLT-V-0317 | Valve, Gate, Loss of Head Transmitter PDIT-0301 Drain, Filter 0301 | FCL-FLT-PDIT-0301 |  |  |  | V |  |  | Transmitter, Pressure (Differential), Loss of Head for Filter 0301, Filter No.0301
34533 | 36625 | MAIN-200 | Main 200 | WTR-LWA | [6 empty] | Work Area 2 Central Mains and Chambers
43698 | 4068 | TAB-DEW-RPU-1102A | RPU for Sludge & Polymer Pumps & Valves | TAB-DEW CENTRIFUGES |  | Remote Processor Unit |  | RPU | http://www.toronto.ca/TWONTO#RPU_panel |  | Centrifuge Systems
26401 | 21424 | FHO-SES-SQ-9022 | Lanyard- Sr # 982000132027583 Worku Yilma | FHO-SES-SQ-0009 | PPE,Lanyard | Safety Equipment |  | SQ | lifeline |  | Fall Lanyards
120065 | 27772 | TAB-WA6-SQ-1335 | Harness | TAB-WA6-SQ | PPE | Safety Equipment |  | SQ | http://www.toronto.ca/TWONTO#fall_arrest_harness |  | WA6 Safety Equipment
265 | 6533 | 329007SUS | Forklift, Propane, Hyster H65XM, WA-9 | TAB-MCS-CRN | Forklift,Propane | Vehicle | 46838 |  | http://www.toronto.ca/TWONTO#forklift
95271 | 95743 | FHO-TRW-T-0003 | Tank, Surge, District 2E1, Surge Building, S4, Tank Room | FHO-TRW- SURGE | Vessel,Pressure,Surge | Tank |  | T | http://www.toronto.ca/TWONTO#pumping_surge_suppression_tank |  | Surge Protection System
96942 | 24545 | FIS-FEQ-DR-0033(S) | Door, Fire, Workshop & Office Building | FIS-GRK-STRC-0001 |  | Door |  | DR | http://www.toronto.ca/TWONTO#door
8522 | 86326 | COL-RBB-FIT-0212 | Flow Indicating Transmittetr, | COL-RBB | Transmitter |  |  | FIT |  |  | Western Beaches Tunnel (Battery Park)-Storm
13106 | 43369 | COL-PEV-LSH-0103 | Switch, Level-High | COL-PEV-MISC | Switch,Level |  |  | LSH |  |  | Miscellaneous Equipment
133922 | 9972 | THR-DIS-CP-0004 | Panel,ControlPanel,Pump Skids, Disinfection Building Main Floor | THR-DIS-P-NRAS | Control Panel,Power Distribution Panel | Power Distribution Panel |  | CP | http://www.toronto.ca/TWONTO#process_control_panel |  | Pumps, Disinfection, North Return Activated Sludge
58499 | 77183 | THC-ACC-DM-0182 | Damper,Motorized,Outdoor Air,Boiler Building,North Zone 2 | THC-DIS | Damper/Louver | HVAC |  | DM | http://www.toronto.ca/TWONTO#air_damper |  | Disinfection (Chlorination) Process
143185 | 99876 | WTR-PDS-PSH-0002 | Switch,Pressure,High,Discharge | WTR-PDS-TRW | Switch,Pressure-High | Switch |  | PSH | http://www.toronto.ca/TWONTO#pressure_switch |  | Treated Water (Transmission)
62636 | 95899 | THC-MCS-MEQ-0004 | Backflow Preventer Testing Kit, Building A | THC-MCS-MEQ |  | Tool | 36938 | MEQ | backflow_preventer_tester |  | Machine Shop and Equipment
145483 | 11412 | WTR-PMI-PSH-0100 | Instrument, Pressure Switch, High, Water Transmission | WTR-PMI-TRW |  | Switch |  | PSH | http://www.toronto.ca/TWONTO#pressure_switch |  | Treated Water (Transmission)
21158 | 6796 | FHO-CLB-T-0101 | Tank, Expansion, Post Chlorination Train 1, Chlorination System, S2 Chlorine Storage Room | FHO-CLB-CHL-0101 | Vessel,Pressure | Tank |  | T | expansion_tank |  | Chlorinator, Post Chlorination Train 1 West, Chemical Building, L1, Evaporator Room
3502 | 91783 | COL-PBP-LS-0103 | Switch, Level-High | COL-PBP-MISC | Switch,Level | Switch |  | LS | http://www.toronto.ca/TWONTO#level_switch |  | Miscellaneous Equipment
10291 | 94648 | FCL-ACC-HTR-0002 | Heater, Unit, Electric, 15kW, Gaseous Chemical Building, Cl & SO2 Storage Room N/W | FCL-ACC-CL |  |  |  | HTR |  |  | Gaseous Chemical Building HVAC Equipment
9146 | 46933 | COL-YKP-DA-5010-57018A | THERN DAVIT ARM-5010-57018A | COL-YKP-DA | Safety | Safety Equipment |  | DA | http://www.toronto.ca/TWONTO#fall_arrest_Davit_arm |  | Davit Arm Assembly
58553 | 85854 | THC-DEW-BIOFILTER | DEW Biofilter System, Sludge Storage | THC-DEW | [6 empty] | Dewatering Process
77732 | 55245 | THR-PRM-PSL-2120 | Switch, Pressure-Low, Suction, Pump 2120, Sludge Pumping - South | THR-PRM-P-2120 | Switch,Pressure-Low | Switch |  | PSL | http://www.toronto.ca/TWONTO#pressure_switch |  | Pump, Centrifugal, Sludge, Primary Station 1
134951 | 40937 | THR-ELS-MCC-0202S | Control Panel, MCC 0202, RAS MCC-0201 & 0202 (MCC S2) | THR-ELS-RSPS | Control Panel,MCC | Motor Control Centre | 39090 | MCC | http://www.toronto.ca/TWONTO#LV_electrical_panel |  | Electrical System, Returns Sludge Pumping Station
112660 | 78902 | TAB-EL1-MCC-6007E | Motor Control Centre, Emergency 600V - T Bldg | TAB-ELS-T BLDG | Control Panel,MCC | Motor Control Centre |  | MCC | http://www.toronto.ca/TWONTO#LV_electrical_panel |  | T Building Indoor Substation
118023 | 53482 | TAB-SES-RING-4001 | Lifebuoy Ring | TAB-SES-RING-4000 | PPE | Safety Equipment |  | RING | http://www.toronto.ca/TWONTO#life_ring |  | Lifebuoy Ring
98409 | 12085 | FIS-TRW-FSL-0002 | Switch, Flow, Low, Treated Water Output Sample to AIT-0002 & 0003, Sampling Bldg, Upper Lvl, E Wall | FIS-TRW-AIT-0001 | Switch,Flow-Low | Switch |  | FSL | http://www.toronto.ca/TWONTO#flow_switch |  | Analyzer, Chlorine, TRW Output Residual (Secondary), Chemical Sampling Building, Upper Level
48730 | 40232 | TAB-NGS-PSL-0301 | Switch,Pressure,Low, PSL100-3, Natural Gas Train, Boiler #3, Z Building | TAB-ACC-NGS-0030A | Switch,Pressure | Switch |  | PSL | http://www.toronto.ca/TWONTO#pressure_switch |  | Natural Gas Train, Boiler #3, Z Building
66330 | 20071 | THC-SES-MEQ-1004 | Anchor,Fall Arrest,HPU0010 Building,Roof | THC-PRM-BLDG-HPU1000 | PPE | Safety Equipment |  | MEQ | fall_arrest_anchor |  | Phase IV, Tank 10, HPU Building
129711 | 42546 | THR-ACC-CU-0260 | Condensing Unit, Grit Building,Electrical Room, North | THR-ACC-GRIT |  | HVAC |  | CU | http://www.toronto.ca/TWONTO#AC_condenser_unit |  | Heating, Ventilation and Air Conditioning, Grit Building
21890 | 15117 | COL-PMY-PSL-0001 | Switch, Level-Pressure | COL-PMY | Switch |  |  | PSL |  |  | Maryport Sewage Pumping Station
8829 | 89384 | COL-SMC-LSH-0001 | Switch, Level-High | COL-SMC | Switch,Level |  |  | LSH |  |  | Maclean Detention Tank-storm
96254 | 67582 | FIS-CLA-T-0101 | Tank, Expansion, Cl2 Liquid to Evaporator EV-0101, Gaseous Chemical Building, Storage Room | FIS-CLA-CHL-0101 | Vessel,Pressure | Tank |  | T | expansion_tank |  | Chlorinator, Pre Chlorination Train 1, Gaseous Chemical Building, Machine Room
139396 | 17641 | THR-WA1-LD-115-1 | Sling, Nylon, Work Area 1 (NYLON BELT SLING SIZE; 4" X 4` 11500 LBS. CAPACITY, SN 532115-1) | THR-LD-NYLN-WA1 | Lifting Device,Sling | Lifting Device |  | LD | synthetic_web_sling |  | Slings, Nylon, Work Area 1
42659 | 62933 | FCL SCADA SUPPORT | FCL SCADA Support | FCL-SPC1 | [6 empty] | Process Control Systems - Administrative
112668 | 5382 | TAB-EL1-MCC-6122 | Motor Control Cenrer, 600V MCC VFD's | TAB-EL1-PDP-6002 | Switchgear,Indoor | Motor Control Centre |  | MCC | http://www.toronto.ca/TWONTO#LV_electrical_panel |  | Power Distribution Panel, 600V, Aeration Outdoor Sub.
19299 | 72154 | FHO-ACC-HE-0501 | Cooling Tower HE 0501; (New Tag HE-0101), Admin Building west HVAC room (AC CT 1) | FHO-ACC-AC-0501 | Heat Exchanger | HVAC |  | HE | heating_coil |  | Air Conditioner, Admin Building, L1, Control Room North West Office, Ceiling
50977 | 90509 | TAB-PRM-T-1100 | D Building - Primary Tank 11 | TAB-PRM-T | Tank | Tank |  | T | http://www.toronto.ca/TWONTO#clarifier |  | D Building - Scum, Sludge Hoppers & Primary Tanks 10-12
10798 | 13854 | FCL-AI-PSH-0001 | Switch, Pressure, High, Instrument Air Tank T-0001, High Lift Building, Compressor Room | FCL-SA | Switch,Pressure-High | Switch |  | PSH | http://www.toronto.ca/TWONTO#pressure_switch |  | Service Air
34470 | 41121 | MAIN-120 | Main 120 | WTR-MT1 | [6 empty] | Work Area 1 EAST Mains and Chambers
79126 | 54024 | THR-ELS-MCC-0701 | Control Panel, MCC 0701, MCC-0701 & 0702 (MCC BS) Head House | THR-ELS-PRMS | Control Panel,MCC | Motor Control Centre |  | MCC | http://www.toronto.ca/TWONTO#LV_electrical_panel |  | Electrical System, Primary Station South
54098 | 26158 | TAB-STR-CLR-0610 | Secondary Clarifier, Final Tank 06 | TAB-STR2 |  | Tank |  | CLR | http://www.toronto.ca/TWONTO#clarifier |  | Secondary Treatment - Clarifiers
77590 | 64081 | THR-PRM-CRN-0510 | Chainfall, Morris- 3T, Overhead, Monorail, Manual, PS # 1 | THR-LD-WA2 | Crane,Overhead,Travelling | Lifting Device |  | CRN | http://www.toronto.ca/TWONTO#lifting_equipment_hoist |  | Lifting Devices, Chain Hoist, Come Along & Slings
40824 | 76622 | TAB-ACC-TE-1463A | Temperature Element, Supply Air Temperature | TAB-ACC-HTR-1463 | Sensor,Temperature | HVAC |  | TE | http://www.toronto.ca/TWONTO#temperature_sensor_element |  | Heater unit, Z Bldg
9314 | 75877 | COL-YKP-SRL-0024 | Self Retrieval Line - 086518 | YKP-BLD |  | Safety Equipment | 38996 | SRL | self_retracting_line |  | Collections - 435 Kipling Ave. Building envelope
118146 | 73978 | TAB-SLO-RPU-1207 | Remote Processing Unit, Bio-Solid Loading Bay, Mezzanine | TAB-SPC-COM-3900 | RPU | Remote Processor Unit |  | RPU | http://www.toronto.ca/TWONTO#RPU_panel |  | Communication Unit, Bio-Solid Loading Bay, Mezzanine
18483 | 79329 | FHA-SES-LDR-0510 | FHA-SES-LD-0077 - 20' Ext Ladder Fiberglass ( Filter Gallery ) | FHA-SES | Safety | Safety Equipment |  | LDR | http://www.toronto.ca/TWONTO#ladder |  | Safety & Environmental Services
120198 | 44562 | THC - C01 - S247 | Door, Building C | THC-GRK-DR-C |  | Door |  |  | http://www.toronto.ca/TWONTO#door
125823 | 68626 | THC-GRK-DR-U | DoorsBuilding U | THC-GRK-ELS-M |  | Door |  |  | http://www.toronto.ca/TWONTO#door
138779 | 72450 | THR-SES-SQ-6798S | Harness, Full Body | THR-SES-SQ | Safety | Safety Equipment | 38770 | SQ | http://www.toronto.ca/TWONTO#fall_arrest_harness |  | Safety Equipment
72785 | 41367 | THR-DIS-CW-S | Disinfection, City Water, BFP | THR-S-E |  |  | 34862 |  |  |  | SUSPENDED ENTITY
11242 | 31061 | COL-MTI-G-2301B | Gate 1,Simcoe Control Chamber No.23B, MTI | COL-MTI | Valve,Gate,Sluice,Act. | Gate |  | G | http://www.toronto.ca/TWONTO#channel_gate
89121 | 94252 | FHO-SPC-RPU-1721 | RPU, Backwash System PLC, Filter Building, S2, Filter Pipe Gallery, West Wall | FHO-BW | Controller,PLC | Remote Processor Unit |  | RPU | http://www.toronto.ca/TWONTO#RPU_panel |  | Backwash System
59322 | 43696 | FCL-ELS-TS-0500 | Switch,Low Lift Bldg - Electrical Room,Transfer | FCL-ELS-MCC-0500 | Switch | Switch |  | TS | http://www.toronto.ca/TWONTO#transfer_switch |  | Control Panel,MCC,Low Lift Bldg - Electrical Room,600V
86093 | 58513 | WTR-PJS-HE-0024 | Heat Exchanger, DLWC, Enwave | WTR-PJS-ENW |  |  |  | HE |  |  | Enwave Process
47395 | 18887 | TAB-EL1-MCC-6628 | Motor Control Centre | TAB-DIG-ELQ-T1-4 | Control Panel,MCC | Motor Control Centre |  | MCC | http://www.toronto.ca/TWONTO#LV_electrical_panel |  | Digester Tanks 1-4, Electrical Equipment
29663 | 26227 | FIS-MIXING-BLDG | Building Location | FIS-EUS | [6 empty] | Production & End User Support
98623 | 68165 | FIS-WWW | Waste Water | FIS-FLT | [6 empty] | Filtration
125728 | 58817 | THC-FT-PHASE I-IV | Secondary Clarifiers, Phase I-IV | THC-FT | [6 empty] | Secondary Clarifiers
55497 | 7690 | TAB-WA1-SQ-2036 | Spill Response Kit, Non-Aggressive Fluid | TAB-WA1-SQ | Spill Kit | Safety Equipment |  | SQ | http://www.toronto.ca/TWONTO#spill_kit |  | Safety Equipment & Supplies Common to WA1
13367 | 7043 | FCL-FLT-V-0118 | Valve, Gate, Bypass, Solenoid Valve V-0108, Filter 0101 | FCL-FLT-F-0101 |  |  |  | V |  |  | Filter, Carbon Activated, Filter Building, Filter Gallery West
120548 | 6165 | THC-ACC-DM-6561 | Damper, Inlet, Return Fan FN-6560, 2nd Floor Mech Room #1, Headworks | THC-ACC-AHU-6500 | Damper/Louver | HVAC |  | DM | http://www.toronto.ca/TWONTO#air_damper |  | Air Handling Unit, Pipe Gallery, 2nd Floor Mech Room #1, Headworks
37755 | 16693 | MTMH480 | NORTH TORONTO STM | TRK-NTO | [6 empty] | NORTH TORONTO DRAINAGE AREA
121097 | 39020 | THC-ACC-PDIT-0022 | Transmitter, Pressure Diffrential, Between Hot Water Supply/Return to Unit and Force Flow Heaters | THC-ACC-MAN-0014 |  | HVAC |  | PDIT | http://www.toronto.ca/TWONTO#pressure_transmitter |  | Manifold, Snow Melting System, Zone #4, Admin Building, South/East Area
106612 | 64071 | TAB-ACC-FSL-0150 | Switch, Flow, Low, Air, Supply Fan 0150, Vestibule 116, Exist. Screen Room | TAB-ACC-FN-0150 | Switch,Flow-Low | Switch |  | FSL | http://www.toronto.ca/TWONTO#flow_switch |  | Fan, Supply, Vestibule Pressurization, Vestibule 116
71209 | 82397 | THR-DIG-FSL-4761 | Flow Switch, Pump Seal Water (Removed from service as per D. Campolluci | THR-S-E | Transmitter,Pressure | Switch | 34908 | FSL | http://www.toronto.ca/TWONTO#flow_switch |  | SUSPENDED ENTITY
26272 | 89796 | FHO-GRK-DR-2024S | Door, (FD-S2-24), Fire Rated, West Filter Building, S2, Pipe Gallery, South | FHO-GRK-FEQ-0001 | Fire Prevention,Door | Door |  | DR | http://www.toronto.ca/TWONTO#fire_rated_door
34781 | 21069 | COL-YKP-DA-7514 | Davit Centre Base-7514 | COL-YKP-DA | Safety | Safety Equipment |  | DA | davit_base |  | Davit Arm Assembly
14780 | 97375 | FHA-ACC-AC-0367 | FHA-ACC-AC-0017 - Air Conditioner | FHA-MCS-ACC | H.V.A.C.,Air Conditioner | HVAC |  | AC | http://www.toronto.ca/TWONTO#air_condition |  | HVAC
147422 | 66169 | WTR-WEST-SYP | Work Area 3 WEST System Pressure | WTR-WEST | [6 empty] | Water Supply Work Area 3 WEST
16303 | 7279 | FHA-FLT-F-2801 | Filter #28, Filter Building, East Filter Gallery North | FHA-FLT | Filter | Filter |  | F | http://www.toronto.ca/TWONTO#filtration_tank |  | Filtration
13546 | 72609 | COL-PFB-SS-0001 | Station Security System | COL-PFB-MISC |  | Security System |  | SS | http://www.toronto.ca/TWONTO#security_system |  | Miscellaneous Equipment
133900 | 40872 | THR-DIS-FSL-1354 | Switch, Flow, Low, Seal Water, Scrubber Recirculating Pump | THR-DIS-P-1354 | Valve,Butterfly,Act. | Switch |  | FSL | http://www.toronto.ca/TWONTO#flow_switch |  | Pump, Recirculation, Scrubber Caustic Soda SB-1350
98467 | 8021 | FIS-TRW-TSH-0301 | Switch, Temperature-High, TRW-P-0300, Workshop Building, High Lift Pumping Station | FIS-TRW-P-0300 |  | Switch |  | TSH | http://www.toronto.ca/TWONTO#temperature_switch |  | Pump, Centrifugal, Treated Water to Island Distribution System, Workshop Building, High Lift PS
106737 | 23385 | TAB-ACC-HE-1483 | Heat Exchanger, Hot Water Reheat Coil | TAB-ACC-VAV-1483 | Heat Exchanger | HVAC |  | HE | http://www.toronto.ca/TWONTO#heat_exchanger |  | Heater, Hot Water Reheat Coil, Variable air
8167 | 34929 | COL-PWP-P-0200 | Pump, Centrifugal | COL-PWP | Pump |  |  | P |  |  | West Point Avenue Sewage Pumping Station
58594 | 45640 | THC-ACC-DM-6207 | Damper, Bypass Duct, AHU-6200, 2nd Floor Mech Room #2, Headworks | THC-ACC-AHU-6200 | Damper/Louver | HVAC |  | DM | http://www.toronto.ca/TWONTO#air_damper |  | Air Handling Unit, Blower Room, 2nd Floor Mech Room #2, Headworks
134954 | 88669 | THR-ELS-MCC-0302 | Motor Control Center, MCC-0302, Gallery T23 | THR-ELS-RSPS | Control Panel,MCC | Motor Control Centre |  | MCC | http://www.toronto.ca/TWONTO#LV_electrical_panel |  | Electrical System, Returns Sludge Pumping Station
7874 | 35959 | COL-PTD-CP-0001 | Control Panel, Operator | COL-PTD | Control Panel |  |  | CP |  |  | Todmorden Sewage Pumping Station
132455 | 42391 | THR-DIG-FSL-5682 | Switch, Flow-Low, Lube Oil, C-5680, Gas Mixing System | THR-DIG-T-5681 | Switch,Flow-Low | Switch |  | FSL | http://www.toronto.ca/TWONTO#flow_switch |  | Tank, Reservoir, Auxiliary Oil, Gas Compressor 5680, Digester Mixing System
72367 | 15686 | THR-ACC-AHU-0110 | Air Handling Unit, Headhouse Grit Area Air Supply, Headhouse Roof | THR-ACC-HH | Air Handling Unit | HVAC |  | AHU | http://www.toronto.ca/TWONTO#air_handler_unit |  | Heating, Ventilation and Air Conditioning, Head House
24137 | 20715 | COL-PQW-LSL-0102 | Switch, Level-Low | COL-PQW | Switch | Switch |  | LSL | http://www.toronto.ca/TWONTO#level_switch |  | Queensway Sewage Pumping Station
81549 | 52124 | TNT-PRM-SLD-0001 | Sludge/ Bio-solid | TNT-PRM |  |  |  | SLD |  |  | Primary Treatment
18221 | 22017 | FHA-SES-FAK-0504 | FHA-SQ-FAK-12 - First Aid Kit Station | FHA-SES-SQ-4 | PPE | Safety Equipment |  | FAK | http://www.toronto.ca/TWONTO#first_aid_station_equipment |  | First Aid
6756 | 62945 | COL-PPU-T-0002 | Tank, Domestic Hot Water | COL-PPU | Tank |  |  | T |  |  | Port Union Road Sewage Pumping Station
37679 | 24537 | MTMH463 | AVENUE MANOR CTS | TRK-DON | [6 empty] | DON DRAINAGE AREA
51630 | 60490 | TAB-GRK-VEH-329051 | Forklift, Propane, Hyster , WA-4 | TAB-GRK-VEH2 | Forklift,Propane | Vehicle |  | VEH | http://www.toronto.ca/TWONTO#forklift
78877 | 52787 | FHO-ELS-WR-1034 | Welding Receptacle, Clarifier Building, L1 | FHO-ELS-LTG |  | Power Distribution Panel |  | WR | http://www.toronto.ca/TWONTO#welding_receptacle |  | Facility Electrical System
75191 | 91225 | THR-FT-PSL-4729 | Switch, Pressure-Low, Pump P-4730 Suction, Cross Feed Pumping - South | THR-FT-P-4730 | Switch,Pressure-Low | Switch |  | PSL | http://www.toronto.ca/TWONTO#pressure_switch |  | Pump, Centrifugal, Sludge Cross Feed, RAS Pumping Station - South
61167 | 98427 | THC-ELS-SQ-6005208 | Spares, Electrical Safety gloves, High Voltage, Class 0, # 6005208 | THC-SES-SQ | PPE,Insulated Glove | Safety Equipment | 42730 | SQ | http://www.toronto.ca/TWONTO#rubber_insulating_gloves |  | Safety Equipment
44129 | 90260 | FCL-GRK-VEH-0004 | Vehicle, Cart 3 wheel | FCL-MCS-7 | Vehicle,Unlicensed | Vehicle |  | VEH | cart
9193 | 51117 | COL-YKP-FAK-0032S | First Aid Kit, Truck #883622 (RAM 1500) | COL-W-OBSOLETE | Safety,First Aid Kit | Safety Equipment | 39965 | FAK | http://www.toronto.ca/TWONTO#first_aid_kit |  | Col West Obsolete Entities
127158 | 22996 | THC-PLT-LSH-1020 | Switch, Level, High, Classifier CL-1020, Grit Processing and Conveyance | THC-PLT-CL-1020 | Switch,Level-High | Switch |  | LSH | http://www.toronto.ca/TWONTO#level_switch |  | Classifier, Grit System, Grit Processing and Conveyance
106151 | 871 | TAB-ACC-DM-1469 | Damper, Actuated, Exhaust | TAB-ACC-VAV-1469 | Damper/Louver | HVAC |  | DM | http://www.toronto.ca/TWONTO#air_damper |  | Heater, Hot Water Reheat Coil, Variable air
146335 | 96198 | WTR-PSC-HRN-0008 | PPE, Body Harness, S/N 982100133341535 | WTR-EAST-SES | PPE,Harness | Safety Equipment |  | HRN | http://www.toronto.ca/TWONTO#fall_arrest_harness |  | Safety & Lifting Devices
13145 | 928 | COL-PFB-JIT-0001 | Meter, Power Indicating Transmitter, Main Power | COL-PFB-MISC | Meter |  |  | JIT |  |  | Miscellaneous Equipment
58889 | 83010 | THC-ACC-FN-0443 | Fan,Exhaust,AHU-0440,Drip Trap Room,Building UU | THC-ACC-BLDG UU | Fan | HVAC |  | FN | http://www.toronto.ca/TWONTO#blower_or_fan_with_drive |  | Waste Gas Burner Building HVAC
15491 | 67625 | FCL-WWW-T-1100 | Tank, Clarifier, North, RMF Clarification Facility | FCL-WWW-CLAR | Tank | Tank |  | T | http://www.toronto.ca/TWONTO#clarifier |  | Clarification
19520 | 68639 | FHO ELECTRICAL ROOM | Computer Location | FHO-SPC | [6 empty] | Process Control Systems - Services Area
58625 | 4641 | THC-DEW-HOLD TANK | Dewatering-Sludge Holding Tanks | THCSLDMNT | [6 empty] | THC Solids Maintenance
76856 | 19984 | THR-PLT-FSL-1703 | Switch, Flow, Low, Water Scour, Grit Vortex Chamber CYC-1146, Headhouse | THR-PLT-CYC-1146 | Switch,Flow-Low | Switch |  | FSL | http://www.toronto.ca/TWONTO#flow_switch |  | Cyclone, Prelimary Treatment, Grit Removal - Vortex Chambers #4 (OLD Tag THR-PLT-CYC-1147)
30372 | 22506 | FIS-SES-DEF-4501 | Defilibrator, EICT Corridor, East Wall Facing Entrance, Workshop Building | FIS-SES-FAK | Safety | Safety Equipment |  | DEF | http://www.toronto.ca/TWONTO#automatic_external_defibrillator |  | First Aid Kits
4410 | 3999 | COL-PFI-LSLL-0103 | Switch, Level Low-Low | COL-PFI | Switch,Level |  |  | LSLL |  |  | Fifth Street Sewage Pumping Station (Wards Island PS #8)
136668 | 39459 | THR-MCS-LD-0534 | Gantry, Fixed, Primary Tank, Work Area (REMOVED FROM SERVICE) | THR-LD-WA3 | Lifting Device | Lifting Device | 34751 | LD | lifting_device_support |  | Lifting Devices, Chain Hoist, Come Along & Slings
124870 | 46841 | THC-ELS-MCC-1301 | Motor Control Centre,Thickening Building | THC-ELS-PS-0001-K | Control Panel,MCC | Motor Control Centre |  | MCC | http://www.toronto.ca/TWONTO#LV_electrical_panel |  | Primary Power Equipment, Building K
50144 | 70597 | TAB-PLT-SQ | P Building - Safety Equipment | TAB-PLT-P | [6 empty] | P Building - Preliminary Treatment
72908 | 10786 | THR-DIS-PSL-1007A | Switch, Pressure-Low, Chlorine Gas Flow to Chlorinator Header | THR-DIS-CHL | Switch,Pressure-Low | Switch |  | PSL | http://www.toronto.ca/TWONTO#pressure_switch |  | Disinfection, Chlorination System
126358 | 39169 | THC-ITS-PA-24010 | IDF Panel, Public Address System, Hygiene Bldg | THC-ITS-MDF-1000 | Network,Telecommunication | Communications Equipment |  | PA | http://www.toronto.ca/TWONTO#public_annoucement_speaker |  | Public Address System, Master Distribution , Control System, Admin Bldg,
119754 | 10492 | TAB-WA1-TRG-0001 | WA1 Staff training | TAB-WA1 |  |  |  | TRG |  |  | Common to WA1 - Safety, Bldg. Services, , etc.
7820 | 53081 | COL-PSW-LSLL-0201 | Switch,Level, Low-Low, Wet Well #2 | COL-PSW-WEL-0200 | Switch,Level-Low-Low | Switch |  | LSLL | http://www.toronto.ca/TWONTO#level_switch |  | Wet Well
85025 | 79448 | THR-THK-RPU-0013 | Remote Processor Unit, STB Control Room (172.22.39.153) | THR-THK-RPU | RPU | Remote Processor Unit |  | RPU | http://www.toronto.ca/TWONTO#RPU_panel |  | RPU & UPS, Sludge Thickening Building
80261 | 70249 | FHA-SED-ZSH-0203B | Switch, Limit, Access Hatch Zone 3, Settling Basin T-0201 | FHA-SED-ZSH-0203 |  | Security System |  | ZSH | http://www.toronto.ca/TWONTO#position_switch |  | Switch, Limit, Access Hatch Zone 2
57940 | 73272 | THC-AER-T-2400 | Tank, Aeration | THC-AER-OLD PLANT | Tank,Non-Pressurized | Tank |  | T | http://www.toronto.ca/TWONTO#aeration_tank |  | AerationTreatment
96494 | 47406 | FIS-DECOM | Building Location | FIS-EUS | [6 empty] | Production & End User Support
143415 | 85032 | WTR-PEL-COM-2000 | Telecommunication, Network, Access Panel, Generator Building, Electrical Room | WTR-PEL-RPU-0003 | Network,Telecommunication | System Process Control |  | COM | http://www.toronto.ca/TWONTO#network_panel |  | RPU Panel, Generator Building, Electrical Room
79184 | 75993 | THR-ELS-PDP-0802S | Control Panel, Power Distribution Panel, Line 0802, Return Activated Sludge 600V Switchgear, Indoor | THR-ELS-TR-0800S | Control Panel,Power Distribution Panel | Power Distribution Panel | 39050 | PDP | http://www.toronto.ca/TWONTO#LV_electrical_panel |  | Transformer, Power, Dry, Line 0800, Return Activated Sludge 600V Switchgear, Indoor
58244 | 80834 | FHA-ACC-AC-0020 | Air Conditioner | FHA-MCS-ACC | H.V.A.C.,Air Conditioner | HVAC |  | AC | http://www.toronto.ca/TWONTO#air_condition |  | HVAC
136661 | 26007 | THR-MCS-LD-0512B | Chain Hoist, Manual, Overhead | THR-CRN-WA1 | Lifting Device,Hoist,Manual | Lifting Device |  | LD | http://www.toronto.ca/TWONTO#lifting_equipment_hoist |  | Cranes, Overhead Lifting Devices,WA1
112246 | 69574 | TAB-DIS-PSH-0014 | Switch, Pressure,High, Chlorine , Relief Valve Line | TAB-DIS-CHL-4 | Switch,Pressure-High | Switch |  | PSH | http://www.toronto.ca/TWONTO#pressure_switch |  | Chlorination Train #4
44119 | 76973 | FCL-ACC-HTR-0307 | Heater, Re-Heat Unit, 208V, Admin Building, First Floor, Corridor 103, Ceiling South | FCL-ACC-ADMIN |  |  |  | HTR |  |  | Administration Building HVAC Equipment
83051 | 53124 | FHA-SES-SQ-0457 | FHA-SQ-LP-0007 - Life Preserver | FHA-SES-LP |  | Safety Equipment |  | SQ | http://www.toronto.ca/TWONTO#personal_floatation_device |  | Life Preservers
30182 | 90707 | COL-PWR-T-0002 | Tank 2, Diesel Fuel | COL-PWR-SUSPENDED | Tank |  | 35067 | T |  |  | West Rouge P.S.suspended entities
93244 | 71642 | FHO-GRK-DR-2007S | Door, (FD-S2-07), Fire Rated, Admin Building, S2, Janitor Refuse Room | FHO-GRK-FEQ-0001 | Fire Prevention,Door | Door |  | DR | http://www.toronto.ca/TWONTO#fire_rated_door
63803 | 87917 | THC-PLT-TPD-6005 | Trap Priming Device, Electronic, Washroom, Headworks | THC-ELS-LP-4024A | Piping | Plumbing |  | TPD | http://www.toronto.ca/TWONTO#trap_priming_device |  | Lighting Panel, Electrical Room, Headworks
127809 | 80684 | THC-PRM-V-1012 | Valve, Hydraulic Cylinder, Bottom Scraper, Primary Clarifier 1000, SW Plant | THC-PRM-CLR-1030 |  |  |  | V |  |  | Sludge Bottom Scraper Mechanism, Tank 1000, Primary Clarifier
52926 | 25037 | TAB-RSP-PS-2201D | Power Supply, Hydraulic, Valve | TAB-RSP-P-2201 |  | Hydraulic System |  | PS | http://www.toronto.ca/TWONTO#hydraulic_power_pack |  | Pump, Raw Sewage #1
93853 | 68882 | FHO-POL-T-0101 | Tank, Polymer Storage, S4 Chemical Building, Polymer Storage Area | FHO-POL-T-0101-KQ | Tank,Reservoir | Tank |  | T | http://www.toronto.ca/TWONTO#chemical_storage_tank |  | Polymer Solution Storage Tank 1
109737 | 52342 | TAB-DEW-PSH-3401 | Switch Pressure,High,Delivery,Centrate Pump-3401 | TAB-DEW-P-3401 | Switch,Pressure | Switch |  | PSH | http://www.toronto.ca/TWONTO#pressure_switch |  | Pump, Old Wet Well #1
120237 | 41747 | THC-ACC-AC-0907 | Air Conditioning Unit,MCC Room,2nd Floor,Solids Treatment,Biosolids Building East | THC-ACC-BLDG M |  | HVAC |  | AC | http://www.toronto.ca/TWONTO#air_condition |  | Incineration Building, HVAC
119944 | 9701 | TAB-WA4-SQ-1227 | Self Retracting Lifeline(SIMM1 Shared) | TAB-WA4-SQ-0010 |  | Safety Equipment |  | SQ | self_retracting_line |  | WA4 Fall arrest systems
107408 | 22338 | TAB-ACC-PWPS | HVAC, Plant Water Pumping Station | TAB-ACC-5400 | [6 empty] | Space Heating, P.W.P.S. , Item-11
47553 | 77414 | TAB-EL1-TS-6651 | Power Distribution, Automatic Transfer Switch, Generator, Standby Power, 600V | TAB-EL1-MCC-6627 |  |  |  | TS |  |  | Motor Control Centre
108623 | 56234 | TAB-ACC-V-6471 | Valve, 2-Way Modulating, PreHeater Coil,AHU-6470, Mechanical RM No. 6, Existing grit bldg. | TAB-ACC-AHU-6470 | Valve | HVAC |  | V | http://www.toronto.ca/TWONTO#valve |  | Air Handling Unit, Mechanical Room no.6, Grit Bldg., P Bldg.
14490 | 93759 | FCL-SES-FA-0005 | DBI Sala | FCL-SES-SQ-0007 |  | Safety Equipment |  | FA | ? |  | Eyewash Station, Admin Building, Operators Lab,Eye wash station - main change room
140558 | 29622 | TNT-FT-LSH-1101 | Switch, Level,High | TNT-FT-T-1100 | Switch,Level | Switch |  | LSH | http://www.toronto.ca/TWONTO#level_switch |  | SumpTank # 1
28251 | 51970 | FIS-CLA-INJ-0301 | Eductor, Drain Machine Train, Gaseous Chemical Building, Main Floor, Machine Room | FIS-CLA-CHL-0301 |  | Chemical Feeder |  | INJ | http://www.toronto.ca/TWONTO#ejector |  | Chlorinator, Pre/Drain Chlorination Train 3, Gaseous Chemical Building, Machine Room
120306 | 41638 | THC-ACC-BLDG G | Air Treatment Building HVAC | THC-MCS-HVAC |  | HVAC |  |  | http://www.toronto.ca/TWONTO#collection_of_assets |  | Mechanical Services, HVAC
24543 | 60045 | COL-PRD-LSH-0105 | Switch, Level-High | COL-PRD | Switch,Level |  |  | LSH |  |  | Redland Pumping Station
47732 | 89423 | TAB-EL2-MCC-6323 | Motor Control Center- Incinerator | TAB-EL2-MCC | Control Panel,MCC | Motor Control Centre |  | MCC | http://www.toronto.ca/TWONTO#LV_electrical_panel |  | Motor Control Center- South Substation
228 | 44118 | 378123SUS | John Deere, Gator 4X2, WA-5 | TAB-GRK-VEH | Vehicle,Unlicensed | Vehicle | 47469 |  | http://www.toronto.ca/TWONTO#golf_cart
46924 | 17064 | FCL-ACC-OIT-0601 | OIT, Filter Building BAS RPU-0601 Panel, Filter Building, Piping Gallery West | FCL-ACC-RPU-0601 |  |  |  | OIT |  |  | RPU Panel, Filter Building BAS, Filter Building Piping Gallery West
71857 | 56199 | FHA-CLA-PSH-0102 | Switch, Pressure, High, Discharge Evaporator CLA-EV-0101, Chemical Storage Room, Filter Building | FHA-CLA-EV-0101 | Switch,Pressure | Switch |  | PSH | http://www.toronto.ca/TWONTO#pressure_switch |  | Evaporator, Chlorine, Filtration Bldg., Chlorine Storage Room
80267 | 12760 | FHA-SED-ZSH-0203M | Switch, Limit, Access Hatch Zone 3, Settling Basin T-0201 | FHA-SED-ZSH-0203 |  | Security System |  | ZSH | http://www.toronto.ca/TWONTO#position_switch |  | Switch, Limit, Access Hatch Zone 2
122803 | 58809 | THC-DEW-MSL-6281 | Switch, Motion-Low, Conveyor 6280, Dewatering Conveyance System | THC-DEW-CV-6280 | Switch,Motion | Switch |  | MSL | http://www.toronto.ca/TWONTO#motion_sensor_element |  | Conveyor, Cake Feed to Incinerator 1000, Dewatering
58328 | 23194 | THC-CWP-PCB-ADMBLD | THC Capital Works, Process Control Building (Administration Building), Contract # MCP-13-19WP | THC-CAP-WA2 | [6 empty] | THC WA2 Capital Projects
43471 | 68979 | FCL-ACC-F-0405 | Filter, FN-0405 Inlet, High Lift Pumping Station Ventilation, High Lift Electrical Shop | FCL-ACC-FN-0405 |  |  |  | F |  |  | Fan, Supply Air, High Lift Electrical Shop, Inside Duct Work
44786 | 20627 | TAB-DIG-ASH-0909A | Switch, Smoke, High, Panel TAP-DIG-RPU-0909A, Digester 5-12 Electrical Control Room | TAB-DIG-RPU-0909A | Fire Prevention,Smoke Detector | Switch |  | ASH | http://www.toronto.ca/TWONTO#flame_or_combustion_sensing_instrument |  | RPU Control Panel, PLC, Digester 5-12 Electrical Control Room
106687 | 91961 | TAB-ACC-FSL-5883 | Switch,Flow,Water From Pump | TAB-ACC-P-5883 | Switch,Flow | Switch |  | FSL | http://www.toronto.ca/TWONTO#flow_switch |  | Pump, Glycol, Recirculation, Bio-Solid Loading Bay
89039 | 8801 | FHO-SPC-RPU-1222 | RPU, Pre-Treatments Modules 3&4 PLC, Admin Building S4, Main Electrical Room | FHO-PLT | Controller,PLC | Remote Processor Unit |  | RPU | http://www.toronto.ca/TWONTO#RPU_panel |  | Preliminary Treatment
10114 | 57064 | FCL-ACC-FA-0422 | Smoke Detector, Fire Alarm, E House Ceiling South | FCL-ACC |  |  |  | FA |  |  | Climate Control (HVAC)
84480 | 23519 | TNT-GRK-VEH-0002 | Cart, Gator | TNT-GRK | Vehicle,Unlicensed | Vehicle | 35276 | VEH | http://www.toronto.ca/TWONTO#golf_cart
49998 | 43218 | FCL-ELS-MCC-0200 | Control Panel,MCC,High Lift Bldg - Switchgear Room,600V | FCL_ELS_600V_ELECABS | Control Panel,MCC | Motor Control Centre |  | MCC | http://www.toronto.ca/TWONTO#LV_electrical_panel |  | Electrical Cabinets,600V
136778 | 77513 | THR-MCS-MT-5356 | Ultrasonic Machine | THR-MCS-MT2-WA2 | Machine Tool | Tool |  | MT | parts_washer |  | Machine Tool-2
76658 | 49956 | THR-PLT-BL-GRIT | Preliminary Treatment, Grit Bldg. Blowers | THR-S-E | [6 empty] | SUSPENDED ENTITY
54384 | 65297 | TAB-STR-LSL-4003R | Switch,Level,Low, Oil tank, Blower 4003 lubrication | TAB-STR-T-4003R | Switch,Level | Safety Equipment |  | LSL | http://www.toronto.ca/TWONTO#level_switch |  | Tank , Reservoir Aux Oil, Blower 4003
6878 | 8293 | COL-PRD-CH-0007 | Force main Chamber 5 | COL-PRD-MISC | Chamber |  | 34031 | CH |  |  | Miscellaneous Equipment
43847 | 82701 | FCL-ACC-HE-0302 | Heat Exchanger, Cooling Coil, AHU-0303, Admin Building | FCL-ACC-AHU-0303 |  |  |  | HE |  |  | Air Handling Unit, Roof Top, Admin Building Top of N/E Stairwell
4616 | 51348 | COL-PHA-P-0200 | Pump | COL-PHA |  |  |  | P |  |  | Hanlan's Point Sewage Pumping Station
110480 | 72293 | TAB-DIG-C-T9-12 | Digester Tanks 9-12, Gas Compressors | TAB-DIG-T-09-12 | [6 empty] | Digester Tanks 9-12
126474 | 40088 | THC-MCS-LD-A | Lifting Devices & Elevators, Building A | THC-MCS-LD | Lifting Device | [5 empty] | Mechanical Services, Lifting Device
110800 | 52921 | TAB-DIG-LSHH-0524 | Switch,Level, High,High, Digester # 5 | TAB-DIG-T-0500 | Switch,Level-High-High | Switch |  | LSHH | http://www.toronto.ca/TWONTO#level_switch |  | Digestion Tank 05
288 | 74489 | BOM-LAB-COM | Laboratory - Commissioners St. | BOM - LABORATORY | [6 empty] | Business Operations Management
50822 | 24644 | TAB-PRM-FSL-5005 | Switch ,Flow, Low,Hot Water Return, Scum Hopper T-2500 | TAB-PRM-T-2500 | Switch,Flow | Switch | 34241 | FSL | http://www.toronto.ca/TWONTO#flow_switch |  | Hopper, Primary Tanks 7-9 Scum
130088 | 17620 | THR-ACC-HW | Hot Water System, Heating and Air Conditioning | THR WORK AREA 3 | [6 empty] | Plant Services
33545 | 1258 | COL-YKP-DA-0010(S) | Davit Arm-150958 | COL-W-OBSOLETE |  | Safety Equipment | 39115 | DA | http://www.toronto.ca/TWONTO#fall_arrest_Davit_arm |  | Col West Obsolete Entities
91000 | 60173 | FHO-CLC-PSL-0102 | Switch, Pressure Low, Trim Chlorination, Outlet from Evaporator,Chem Bldg. Main Floor, Machine Rm | FHO-CLC-CHL-0101-KQ | Switch,Pressure-Low | Switch |  | PSL | http://www.toronto.ca/TWONTO#pressure_switch |  | Trim Chlorination Train 1
60360 | 85523 | THC-ACC-V-6517 | Valve, Ball, Manual, AHU-6500, 2nd Floor Mech Room #1, Headworks | THC-ACC-AHU-6500 | Valve,Ball | HVAC |  | V | http://www.toronto.ca/TWONTO#valve |  | Air Handling Unit, Pipe Gallery, 2nd Floor Mech Room #1, Headworks
107157 | 75266 | TAB-ACC-LSL--1401 | Switch,Level-Low, Glycol Make-up Tank | TAB-ACC-T-1470 | Switch,Level-Low | Switch |  |  | http://www.toronto.ca/TWONTO#level_switch |  | Tank, Glycol Make-up
59193 | 45931 | THC-DIG-0400 | Eliminated Role: Digester 0400 | THC-DIG-DIGESTERS |  |  | 40439 | DIG |  |  | Primary Anerobic Digesters 0400-0700
42841 | 9932 | TAB-AUX-LSHH-5105A | Switch, Level High-High, Auxiliary Bldg Storm Sump, Outside | TAB-AUX-P-5105 |  | Switch |  | LSHH | http://www.toronto.ca/TWONTO#level_switch |  | Pump, Submersible, Storm Water, Auxiliary Systems Building,
47374 | 84906 | TAB-EL1-MCC-6565 | Motor Control Centre, ,Z Bldg Gr.Flr.West Side of Machine Shop | TAB-ELS-WA7 | Control Panel,MCC | Motor Control Centre |  | MCC | http://www.toronto.ca/TWONTO#LV_electrical_panel |  | Equipment location, TAB-ELS-WA7, Electrical Equipment, Work Area7 ( Panelboards, MCC )
82145 | 85963 | FHA-SES-SCBA-0035 | Cylinder for Air Pack Ser # OJ 377657 | FHA-SES-SCBA-CYLINDER | PPE,SCBA | Safety Equipment |  | SCBA | http://www.toronto.ca/TWONTO#compressed_gas_cylinder |  | Breathing Air Tanks (SCBA cylinders)
7368 | 9001 | COL-PSM-FEQ-0002S | Fire Prevention, Extinguisher | COL-PSM-MISC | Fire Prevention,Extinguisher |  | 40968 | FEQ |  |  | Miscellaneous Equipment
4589 | 60479 | COL-PGR-LSH-0104 | Switch, Level | COL-PGR-MISC | Switch,Level |  |  | LSH |  |  | Miscellaneous Equipment
74247 | 85869 | THR-FPW-SEN-0001 | Switch, High Level, Effluent Inlet Channel, Filtered Plant Water Bldg. | THR-FPW | Switch,Level-High | Switch |  | SEN | http://www.toronto.ca/TWONTO#level_switch |  | Filtered Plant Water
33559 | 9192 | COL-YKP-DA-0015S | Davit Arm Assembly with Upper Arm-1671130 | COL-W-OBSOLETE | Safety | Safety Equipment | 45979 | DA | http://www.toronto.ca/TWONTO#fall_arrest_Davit_arm |  | Col West Obsolete Entities
76597 | 94777 | THR-PLQ-RSPS | Returns Sludge Pumping Station, Work Area 4 | THR-PLQ-WA4 |  | Plumbing |  |  | plumbing |  | Plumbing, Work Area 4
55316 | 444 | FCL-ELS-LB-0201-SUS | Switch, Isolation, Transformer FCL-ELS-TR-0201, Switchgear Room | FCL-SUSPENDED | Switch | Switch | 36530 | LB | http://www.toronto.ca/TWONTO#disconnect_switch |  | Suspended entity
121018 | 95460 | THC-ACC-P-0013 | Pump, Centrifugal, Snow-Melting, Glycol, Admin. Building Basement Mechanical Room B104 | THC-ACC-BLDG K |  | HVAC |  | P | http://www.toronto.ca/TWONTO#pump_set_-_with_drive |  | Administration Building, HVAC
55968 | 34765 | FCL-SPC-RPU-1621 | RPU Panel, Filters 0801 and 0801, Filter Gallery | FCL-ELS-PS-0001 | Control Panel | Remote Processor Unit |  | RPU | http://www.toronto.ca/TWONTO#RPU_panel |  | Uninterruptible Power Supply,High Lift Bldg - Switchgear Room,LP-0001
81843 | 63612 | FHA-SES-LDR-0117 | FHA-SES-LD-0073 - 6' Ladder Fiberglass ( Screens ) | FHA-SES | Safety | Safety Equipment |  | LDR | http://www.toronto.ca/TWONTO#ladder |  | Safety & Environmental Services
2846 | 85737 | COL-MTI-RPU-2400 | Remote Processing Unit, Spadina Control Chamber No.24, MTI | COL-MTI-CH-2400 | RPU | Remote Processor Unit |  | RPU | http://www.toronto.ca/TWONTO#RPU_panel |  | Chamber,Spadina Control Chamber No.24, MTI
62607 | 72206 | THC-MCS-LD-36650015 | PULLER/LEVER HOIST - STEEL BODY (insp Liftsafe) | THC-MCS-LD | Lifting Device | Lifting Device |  | LD | http://www.toronto.ca/TWONTO#lifting_equipment_hoist |  | Mechanical Services, Lifting Device
68406 | 40397 | THR-ACC-PDSL-4000 | Switch, Pressure Differential, Low, Serves THR-ACC-FN-4005,Gallery 20N | THR-ACC-FN-4005 | Switch,Flow-Low | Switch |  | PDSL | http://www.toronto.ca/TWONTO#pressure_switch |  | Fan, Supply, T20N, Vault 3
125201 | 26880 | THC-ELS-PS-0001-L | Primary Power Equipment, Building L | THC-GRK-ELS-L |  | Control Panel,MCC |  | PS | http://www.toronto.ca/TWONTO#collection_of_assets |  | Building L
6328 | 23510 | COL-PMY-AHU-0001 | Air Handling Unit | COL-PMY-MISC | Air Handling Unit |  |  | AHU |  |  | Miscellaneous Equipment
51244 | 68652 | TAB-PRM-RPU-0311 | RPU-GE0311 | TAB-PRM-INQ-P | RPU | Remote Processor Unit |  | RPU | http://www.toronto.ca/TWONTO#RPU_panel |  | P Building - Instrument Equipment
93351 | 97044 | FHO-GRK-DR-5009S | Door, (FD-S5-09), Fire Rated, TRW Building, S5, TRW Suction Station, North | FHO-GRK-FEQ-0001 | Fire Prevention,Door | Door |  | DR | http://www.toronto.ca/TWONTO#fire_rated_door
125877 | 26391 | THC-GRK-VEH-073106 | Vehicle, 2010 Dodge Ram 3500 4WD 1 ton Crew Cab pick-up with plow | THC-GRK-VEHICLES | Vehicle,Licensed | Vehicle | 39129 | VEH | http://www.toronto.ca/TWONTO#pickup_truck
65905 | 28716 | THC-ELS-PS-0001-TUN | Primary Power Equipment, Building Tunels | THC-ELS-PS-0001 |  | Control Panel,MCC |  | PS | http://www.toronto.ca/TWONTO#collection_of_assets |  | Primary Power Equipment
94980 | 47005 | FHO-SPC-COM-1205 | Termination Panel, Chemical Building, S2, former PAC Area | FHO-SPC |  | Communications Equipment |  | COM | termination_panel |  | Process Control Systems - Services Area
70765 | 26710 | THR-DCL-PSH-0601 | Switch, Pressure, High, NaSO3 Dosing P-0600 | THR-DCL-P-0600 | Switch,Pressure-High | Switch |  | PSH | http://www.toronto.ca/TWONTO#pressure_switch |  | Pump, SBS Dosing to Outfall
83044 | 38293 | FHA-SES-SQ-0408 | FHA-SES-EYE-0014 - Eyewash Station, Bottles | FHA-SES-SQ-0008 | PPE,Eyewash Station | Safety Equipment |  | SQ | http://www.toronto.ca/TWONTO#collection_of_assets |  | Eyewash Stations & Showers
139708 | 32256 | TNT-ACC-CU-2007B | Air Conditioner, outdoor condensor | TNT-ACC-AC | H.V.A.C.,Chiller | HVAC |  | CU | http://www.toronto.ca/TWONTO#AC_condenser_unit |  | HVAC- Air conditioner and cooling units
146034 | 3594 | WTR-PRV-LSH-0001 | Switch, Level-High, Flood | WTR-PRV-AUX | Switch,Level-High | Switch |  | LSH | http://www.toronto.ca/TWONTO#level_switch |  | Auxiliary Equipment (Building Facilities)
126191 | 56712 | THC-INC-PSL-1051 | Switch, Pressure-Low, Shaft Seal, Slurry Pump 1051 | THC-INC-P-1051 |  | Switch |  | PSL | http://www.toronto.ca/TWONTO#pressure_switch |  | Pump, Ash Slurry, Incinerator 1000
139125 | 16753 | THR-THK-POL | Polymer Systems, Sludge Thickening | THR-THK | [6 empty] | Sludge Thickening
73623 | 15626 | THR-ACC-T&G | Air Conditioning, AHU, HVAC, Tunnels & Galleries | THR-FT | H.V.A.C.,Air Conditioner | HVAC |  |  | http://www.toronto.ca/TWONTO#collection_of_assets |  | Final Tank
71685 | 90671 | THR-DIG-PSL-3115 | Switch, Pressure-Low, Pump 3115, Solids Treatment, Transfer System - Digesters - Tank 0700 & Tank 0800 | THR-DIG-P-3115 | Switch,Pressure-Low | Switch |  | PSL | http://www.toronto.ca/TWONTO#pressure_switch |  | Pump, Centrifugal, Sludge Transfer, Digester Tank 0700,
21339 | 46446 | FHO-DCL-PSL-0001 | Switch, Pressure-Low, Expansion Tank Header, Liquid Supply Dechlor.Train 3, S2 Chemical Storage Rm | FHO-DCL-SO-0101-KQ | Switch,Pressure-Low | Switch |  | PSL | http://www.toronto.ca/TWONTO#pressure_switch |  | Dechlorination Train 1
58799 | 69585 | THC-DEW-STR-6411 | Strainer, Hydraulic Power Unit, Sliding Frame | THC-DEW-HPU-6410 | Tank,Non-Pressurized | Tank |  | STR | http://www.toronto.ca/TWONTO#strainer |  | Hydraulic Power Pack,Sliding Frame,BTU Hopper 6400,Solids Treatment
26828 | 76919 | FHO-TRW-PSH-0002 | Switch, High Pressure, Air Supply Header, Surge Protection System, Surge Bldg, S2, Compressore Rm, W | FHO-TRW- SURGE | Switch,Pressure-High | Switch |  | PSH | http://www.toronto.ca/TWONTO#pressure_switch |  | Surge Protection System
12493 | 75279 | COL-PCU-MCC-0002 | Motor Control Centre | COL-PCU-MISC | Control Panel,MCC |  | 34925 | MCC |  |  | Miscellaneous Equipment
27176 | 1011 | DOS-YCM-VEH-286001 | 2019T&T Power 50MDK-ART - Vehicle Unit# 286001 | FAC-YCM-VEH | Vehicle,Licensed | Vehicle |  | VEH | http://www.toronto.ca/TWONTO#vehicle
21017 | 80373 | FHO-CLA-PSL-0202 | Switch, Pressure on Liquid Header Post Chlorination Train 2, Chemical Bldg, L1,Machine Room | FHO-CLA-CHL-0101-KQ | Switch,Pressure-Low | Switch |  | PSL | http://www.toronto.ca/TWONTO#pressure_switch |  | Pre Chlorination Train 1
4619 | 27813 | COL-PHA-V-0007 | Valve | COL-PHA-MISC |  |  |  | V |  |  | Miscellaneous Equipment
26347 | 55129 | FHO-SES-SQ-6067 | High Voltage Safety Equipment, Insulated Gloves, Class 0, Serial Number 1769, Walter Casolino | FHO-SES-SQ-1000 | PPE,Insulated Glove | Safety Equipment |  | SQ | http://www.toronto.ca/TWONTO#rubber_insulating_gloves |  | High Voltage Insulated Gloves
147197 | 42513 | WTR-RRH-MCC-0101 | Motor Control Centre, Cascade Chamber | WTR-RRH-CH-0001 | Control Panel,MCC | Motor Control Center |  | MCC | http://www.toronto.ca/TWONTO#LV_electrical_panel |  | Chamber, Cascade and Fountain
113610 | 25846 | TAB-HRS-HE | Heat Exchangers-Primary loop | TAB-WORK-AREA-6 | [6 empty] | Work Area 6
81669 | 25307 | TNT-SES-SQ-0201 | Pack, Emergency, 10 Min | TNT-GRK-SCBA | PPE,SCBA | Safety Equipment |  | SQ | http://www.toronto.ca/TWONTO#self-contained_breathing_apparatus |  | SCBA Breathing Apparatus
140863 | 22325 | TNT-WA9-SQ-0111 | Harness | TNT-WA9-SQ-0010 | PPE | Safety Equipment |  | SQ | http://www.toronto.ca/TWONTO#fall_arrest_harness |  | Fall arrest systems
113548 | 6109 | TAB-GRK-VEH-378393 | John Deere, Gator 4X4, WWPW | TAB-GRK-VEH | Vehicle,Unlicensed | Vehicle |  | VEH | http://www.toronto.ca/TWONTO#golf_cart
137894 | 5773 | THR-PRM-T-N | Primary Sedimentation Tanks- North | THR-PRM | [6 empty] | Primary Treatment
76142 | 10971 | THR-MCS-LD-0553 | Gantry, Portable, East Maintenance Shop, Work Area 4 | THR-LD-WA4 | Lifting Device,Hoist,Electrical | Lifting Device |  | LD | lifting_device_support |  | Lifting Devices, Chain Hoist, Come Along & Slings
28636 | 11350 | FIS-ELS-CAB-0603 | ELS Cabinet,600 V,Filter Building,Mezzanine,North MCC Cabinet | {FIS-ELS-CAB} |  |  |  | CAB |  |  | Asset Group,Electrical Distribution Bus Cabinets
80791 | 28415 | TNT-CSO-TJB1 | Maintenance Hole#MH1 | TNT-CSO | Building Service,Floor Drain | [5 empty] | Combined Sewer Overflow and storage system
51623 | 97203 | TAB-GRK-VEH-190002 | Truck, Boom Truck, Freightliner FM2 | TAB-GRK-VEH2 | Vehicle,Licensed | Vehicle |  | VEH | http://www.toronto.ca/TWONTO#pickup_truck
135587 | 38298 | THR-FT-FSL-4626 | Switch, Flow-Low, Pump P-4626 Seal Water, Drain Pumping - South | THR-FT-P-4626 | Switch,Pressure-Low | Switch |  | FSL | http://www.toronto.ca/TWONTO#flow_switch |  | Pump, Centrifugal, Drain, Gallery T20N
16308 | 98576 | FHA-FLT-F-3601 | Filter #36, Filter Building, East Filter Gallery North | FHA-FLT | Filter | Filter |  | F | http://www.toronto.ca/TWONTO#filtration_tank |  | Filtration
130984 | 99985 | THR-AER-LSL-1501 | Switch, Level-Low, Lube Oil Tank, Blower 1511, Blower Building, Air Blower System | THR-AER-T-1501 | Switch,Level-Low | Switch |  | LSL | http://www.toronto.ca/TWONTO#level_switch |  | Tank, Lube Oil, Blower 1511, Blower Building, Air Blower System
29122 | 4107 | COL-PWN-SW-0002 | Switch, Disconnect | COL-PWN-MISC | Switch | Switch |  | SW | http://www.toronto.ca/TWONTO#disconnect_switch |  | Miscellaneous Equipment
134361 | 58273 | THR-DR-WA3 | Overhead Doors, Work Area3 | THR-MCS-WA3 | Door,Overhead | Door |  |  | http://www.toronto.ca/TWONTO#roll_up_door
73954 | 40943 | THR-ELS-STB | Electrical System, Sludge Thickening Building | THR-ELS | [6 empty] | Electrical Power System
58573 | 75961 | THC-ACC-DM-3071 | Damper,Motorized,Boiler Combustion Air,Boiler BO-3071,Boiler Building | THC-SUSPENDED |  | HVAC | 33805 | DM | http://www.toronto.ca/TWONTO#air_damper |  | Suspended entity
13954 | 82898 | FCL-SPC-RPU-1122 | RPU Panel, Gaseous Chemicals, Chemical Building | FCL-ELS-PS-0001 | Control Panel | Remote Processor Unit |  | RPU | http://www.toronto.ca/TWONTO#RPU_panel |  | Uninterruptible Power Supply,High Lift Bldg - Switchgear Room,LP-0001
128034 | 89530 | THC-PRM-ZSL-1211 | Switch, Position Low, Mech Return, Valve 1211 | THC-PRM-V-1211 | Switch,Level-Low-Low | Switch |  | ZSL | http://www.toronto.ca/TWONTO#position_switch |  | Valve, Hydraulic Cylinder, Bottom Scraper, Primary Clarifier 1200, NW Plant
135173 | 4317 | THR-EPS-LSL-0315 | Switch, Level-Low, Grease Tank 0315, Plant Service, Effluent Pump, Centrifugaling | THR-EPS-P-0310 | Switch,Level-Low | Switch |  | LSL | http://www.toronto.ca/TWONTO#level_switch |  | Pump, Centrifugal, Screw
107538 | 4889 | TAB-ACC-T-6350 | Tank, Expansion, Glycol Loop, Mechanical Room, Dig 9-12 Control Building. | TAB-ACC-HE-6301 | Tank | Tank |  | T | expansion_tank |  | Heat Exchanger, Plate and Frame, Mechanical Room, Dig 9-12 Control Building.
134042 | 27688 | THR-DIS-T-PP | Disinfection, Tank, Palace Pier | THR-DIS | [6 empty] | Disinfection
101504 | 4860 | MAIN-017 | Main 017 | WTR-LWA | [6 empty] | Work Area 2 Central Mains and Chambers
107572 | 38750 | TAB-ACC-TE-1436 | Control Panel, Zone Controller | TAB-ACC-HTR-1436 | Control Panel,HVAC | HVAC |  | TE | http://www.toronto.ca/TWONTO#thermostat_or_zone_controller_unit |  | Heater, Hot Water Reheat Coil
89597 | 62800 | WTR-RRV-ZS-0001 | Switch, Position,Door Security | WTR-RRV-AUX | Switch,Position | Switch |  | ZS | http://www.toronto.ca/TWONTO#position_switch |  | Auxiliary Equipment (Building Facilities)
125251 | 25473 | THC-ELS-SQ-8806570 | Electrical Safety rubber gloves, High Voltage, Class 4, # 8806570 | THC-SES-SQ | PPE,Insulated Glove | Safety Equipment |  | SQ | http://www.toronto.ca/TWONTO#rubber_insulating_gloves |  | Safety Equipment
4848 | 4353 | COL-PHP-WEL-0500 | Wet well | COL-PSS-MISC |  |  |  | WEL |  |  | Miscellaneous Equipment
113510 | 97917 | TAB-ELS-T BLDG | T Building Indoor Substation | TAB-RSP-T | Transformer | [5 empty] | T Building
15742 | 53451 | FHA-ALM | Alum | FHA-PLT | [6 empty] | Preliminary Treatment
108789 | 91208 | TAB-AER-INQ | Aeration - WA2 Instrumentation Equipment | TAB-AER | [6 empty] | Aeration Gallery
29243 | 2907 | FIS-FL-LSH-0002 | Switch, Level, High, Fluoride Pumps Spill Containment, Ammonia & Fluoride Building, Access Room | FIS-FL | Switch,Level-High | Switch |  | LSH | http://www.toronto.ca/TWONTO#level_switch |  | Fluoridation
91325 | 31163 | WTR-RDF-DR-0012 | Door, Hatch, Middle-Northwest | WTR-RDF-AUX | Door | Door |  | DR | http://www.toronto.ca/TWONTO#door
81761 | 35660 | TNT-WA9-SQ-6009 | Binder,SDS | TNT-GRK | Safety,MSDS Binder | Safety Equipment |  | SQ | emergency_kit |  | Groundskeeping, Building services, Safety Equipment
65919 | 93242 | THC-FEQ-DM-0024 | Fire Damper, Admin Building, Basement, Supervisor's Locker Room, South East | THC-FEQ-BLDG K |  | HVAC | 43289 | DM | http://www.toronto.ca/TWONTO#air_damper |  | Fire fighting protection equipment, Admin Building
109792 | 57153 | TAB-DEW-T-0330 | Tank, DWS from Centrifuge #3 | TAB-DEW-P-0331 | Tank | Tank |  | T | http://www.toronto.ca/TWONTO#storage_tank |  | Pump, Baby Schwing #3, Sludge Cake Transfer, Dewater. Bldg, 2/F SE
106590 | 34950 | TAB-ACC-FN-ELS | Exhaust Fans ,Electrical & Sub stations | TAB-ACC-FN | [6 empty] | Exhaust Fans
77634 | 85162 | THR-DIS-CP-0830 | Panel, Control Panel, Pump 0830, Disinfection Building Main Floor south side | THR-DIS-CP-9030 | Control Panel,Power Distribution Panel | Power Distribution Panel |  | CP | http://www.toronto.ca/TWONTO#process_control_panel |  | Panel, Control Panel, Pump 9030, Disinfection Building Main Floor south side
67067 | 51719 | THC-THK-T-1230 | Tank,Mixing,Polymer Make-up System-1200,Thickening Building | THC-THK-POL | Chemical Feeder | Tank |  | T | http://www.toronto.ca/TWONTO#chemical_storage_tank |  | Thickening Polymer System
18791 | 72209 | FHA-GRK-FEQ-0001 | Fire Doors | FHA-GRK-PRTY-0001 | Door | Door |  | FEQ | http://www.toronto.ca/TWONTO#fire_rated_door
53671 | 28617 | TAB-SES-SQ-2201 | Emergency Eyewash/Shower, Rail Car Unloading | TAB-STR-SQ | PPE,Eyewash Station | Safety Equipment |  | SQ | http://www.toronto.ca/TWONTO#emergency_eyewash_and_shower |  | WA2 Safety Equipment,lifting devices, ladders, Eye Wash station, First Aid Kits, Lock out stations
118385 | 15757 | TAB-STR | TAB-STR | TAB-WORK-AREA-2 | [6 empty] | Work Area 2
34784 | 3751 | COL-YKP-FAK- 065208 | First Aid Kit, Truck # 065208 (2023 FORD F250) | COL-YKP-VEH-065208 | Safety,First Aid Kit | Safety Equipment |  |  | http://www.toronto.ca/TWONTO#first_aid_kit |  | Vehicle, Truck # 065208 (2023 FORD F250)
31290 | 45413 | FPP-LAB-MX-0003 | Stir plate, Laboratory benchtop | FHA-FPP | Mixer | Test Equipment |  | MX | lab_equipment |  | Harris Filtration Pilot Plant
94900 | 2516 | FHO-SES-SQ-8012 | Eye Wash Bottle, Station # 12, TW Building, S6, At Service Elevator | FHO-SES-SQ-0004 | PPE,Eyewash Station | Safety Equipment |  | SQ | eye_wash_bottle |  | First Aid
104972 | 25754 | NX4021A | Unit Heater,Ground Equipment Store | TAB-ACC-HTR | H.V.A.C.,Heater | HVAC |  |  | http://www.toronto.ca/TWONTO#heater |  | Heaters- Convection,
121353 | 80697 | THC-ACC-TT-0085 | Transmitter, Temperature, Room 124, Admin bldg. Building K | THC-ACC-BLDG K | H.V.A.C.,Air Conditioner | HVAC |  | TT | http://www.toronto.ca/TWONTO#temperature_transmitter |  | Administration Building, HVAC
120063 | 84511 | TAB-WA6-SQ-1014 | Lanyard | TAB-WA6-SQ | PPE | Safety Equipment |  | SQ | lifeline |  | WA6 Safety Equipment
47452 | 45293 | TAB-EL1-MCC-6682 | Motor Control Centre 600V - Chemical Bldg. | TAB-PLT-ELQ-P | Control Panel,MCC | Motor Control Centre |  | MCC | http://www.toronto.ca/TWONTO#LV_electrical_panel |  | P Building - Electrical Equipment
90479 | 56772 | ZXDP VALVE COL | DO NOT USE - Toronto Water DP Pump
30044 | 55152 | COL-PWR-LSH-0006 | Switch,Level, High, Wet Well | COL-PWR | Switch,Level-High | Switch |  | LSH | http://www.toronto.ca/TWONTO#level_switch |  | West Rouge Pumping Station
126520 | 46176 | THC-MCS-T-0007 | Tank, Heater, Hot Water, NW Plant | THC-ACC-TUNNEL | Tank,Domestic Hot Water | Tank |  | T | http://www.toronto.ca/TWONTO#tanked_hot_water_heater |  | Plant Tunnels, HVAC
73 | 33567 | 35115 | Lanyard - 6 Ft.-8928-Zt/18INBK | TAB-WA4-SQ-0010 |  | Safety Equipment |  |  | lifeline |  | WA4 Fall arrest systems
127481 | 20094 | THC-PRM-G-5121 | Valve, Ball, Effluent, Sample Sink, Flush Water, T33 | THC-PRM-CLAR | Valve,Sluice Gate | Gate |  | G | http://www.toronto.ca/TWONTO#channel_gate
126369 | 42124 | THC-ITS-PA-3246 | Speaker, Public Address System, Old Blower BLDG MCC Room | THC-ITS-MDF-1000 | Network,Telecommunication | Communications Equipment |  | PA | http://www.toronto.ca/TWONTO#public_annoucement_speaker |  | Public Address System, Master Distribution , Control System, Admin Bldg,
54387 | 20278 | TAB-STR-LSL-4008R | Switch,Level,Low, Oil tank, Blower 4008 lubrication | TAB-STR-T-4008R | Switch,Level | Safety Equipment |  | LSL | http://www.toronto.ca/TWONTO#level_switch |  | Tank , Reservoir Aux Oil, Blower 4008
118515 | 26315 | TAB-STR-F-4007R | Filter, Lube Oil, Blower BL 4007 | TAB-STR-P-4007 | Filter | Filter |  | F | http://www.toronto.ca/TWONTO#replaceable_oil_or_fuel_filter |  | Pump, Main Oil ,Blower BL4007
125865 | 80563 | THC-INC-BU-2034 | Burner, Hearth 3, Incinerator 2000 | THC-INC-FU-2000? | Burner | Burner |  | BU | http://www.toronto.ca/TWONTO#burner_component_of_asset |  | Furnace, Incinerator 2000
89866 | 72603 | YCM-TL-GRI-01 | Yard tools - Grinder | FAC-YCM-TOOLS |  | Tool |  | GRI | http://www.toronto.ca/TWONTO#collection_of_assets |  | Yard tools
92663 | 36646 | FIS-ACC-FN-4006 | Fan, Power Venter, Marine Yard AHU, Mechanical/Electrical Room | FIS-ACC-AHU-4001 |  | HVAC |  | FN | http://www.toronto.ca/TWONTO#blower_or_fan_with_drive |  | Air Handling Unit, Marine Yard Ventilation, Mechanical/Electrical Room
6262 | 77719 | COL-PMM-PSL-0120 | Switch, Pressure-Low | COL-PMM-MISC | Switch,Pressure-Low | Switch |  | PSL | http://www.toronto.ca/TWONTO#pressure_switch |  | Miscellaneous Equipment
8183 | 78616 | COL-PWR-AUX-ELEC | Electrical Equipment | COL-PWR-AUX | [6 empty] | Auxiliary Equipment
53773 | 86346 | TAB-RSP-F-3003 | Filter, Granular Activated Charcoal, OCU-5-2 | TAB-SUSPENDED ENTITY | Filter | Filter | 32959 | F | media_based_filter |  | Suspended entities
21885 | 5228 | COL-PMY-MISC | Miscellaneous Equipment | COL-PMYA | [6 empty] | Maryport Sewage Pumping Station 8A (Keele)
50555 | 10603 | FCL-DCL-PSL-0101 | Switch, Pressure-Low, Supply Header 1, Sulpher Dioxide System | FCL-DCL | Switch,Pressure-Low | Switch |  | PSL | http://www.toronto.ca/TWONTO#pressure_switch |  | Sulphur Dioxide System
55626 | 22705 | TAB-WA3-LD-2378 | Sling, Nylon, 8 FT | TAB-DEW-SAFETY | PPE | Lifting Device |  | LD | synthetic_web_sling |  | Safety Equipment
143588 | 2259 | WTR-PEL-LSH-1011 | Switch, Level, High, Diesel Fuel Storage Tank T-1010, Generator Building, Bulk Fuel Storage Room | WTR-PEL-T-1010 | Switch,Level-High | Switch |  | LSH | http://www.toronto.ca/TWONTO#level_switch |  | Tank, Non-Pressurized, Diesel Fuel Storage, Generator Building, Bulk Fuel Storage Room
33239 | 59879 | COL-SMC-LSH-0001 | Switch, Level-High | COL-SMC-MISC | Switch,Level |  |  | LSH |  |  | Miscellaneous Equipment
75173 | 14573 | THR-FT-PSL-2622 | Switch, Pressure-Low, Suction, Pump 2622, Secondary Treatment, RAS Pumping - North | THR-FT-P-2622 | Switch,Pressure-Low | Switch |  | PSL | http://www.toronto.ca/TWONTO#pressure_switch |  | Pump, Centrifugal, Secondary Treatment,Tunnel 23 East, RAS Pumping - North
130485 | 9522 | THR-ACC-RPU-0212 | RPU, BAS System, Headhouse Electrical Room | THR-ELS-HH | RPU | Remote Processor Unit |  | RPU | http://www.toronto.ca/TWONTO#RPU_panel |  | Electrical System, Head House and Engine Room
19519 | 87089 | FHO-ACC-RPU-1611 | Remote Programming Unit, Standby Building HVAC, Standby Building, S2, Generator Room, West Wall | FHO-MCS-HVAC | Controller,PLC | Remote Processor Unit |  | RPU | http://www.toronto.ca/TWONTO#RPU_panel |  | Plant HVAC
55744 | 12956 | TAB-WA4-SQ-8622 | Sling, Nylon,LiftAll EE2-802D-T3, 6 Ft. (S/N 1543386-22) | TAB-WA4-SQ-0010 |  | Lifting Device |  | SQ | synthetic_web_sling |  | WA4 Fall arrest systems
74868 | 28098 | THR-FT-LSHH-4830 | Switch, Level-High-High, Sump, Gallery T-13, Flood Monitoring System | THR-FT-P-4830 | Switch,Level-High-High | Switch |  | LSHH | http://www.toronto.ca/TWONTO#level_switch |  | Pump, Sump, Final Tanks, Sump Pit No.34,T-13,Plant Services, Flood Monitoring System
112177 | 57658 | TAB-DIS-ELS | Chlorine Building Electrical | TAB-DIS | [6 empty] | Disinfection
101766 | 50460 | MCP | CONTRACT ADMINISTRATION | DOS | [6 empty] | DIVISIONAL OPERATIONS SERVICES
114821 | 82644 | TAB-PLT-SP-4000 | Sampler, Raw Sewage, P Bldg, Grit Works, Conduit 4 | TAB-SUSPENDED ENTITY | Sampler | Sampler | 46078 | SP | http://www.toronto.ca/TWONTO#auto_sampler |  | Suspended entities
86058 | 95379 | FHA-WWW-T-3031-KQ | Tank Location, Thickener 3 | FHA-WWW-THICK |  |  | 33340 | T |  |  | Sludge Thickening
81472 | 28888 | FHA-SES-LD-0089 | 8' Ladder Fiberglass Step ladder Yellow -Filter #10 | FHA-SES | Safety | Safety Equipment |  | LD | http://www.toronto.ca/TWONTO#portable_ladder |  | Safety & Environmental Services
137300 | 95795 | THR-PLT-FSL-1524 | Switch, Flow, Low, Seal Water, Grit Pump P-1520, Headhouse | THR-PLT-P-1520 | Switch,Flow-Low | Switch |  | FSL | http://www.toronto.ca/TWONTO#flow_switch |  | Pump, Centrifugal (Dry), Grit, Vortex Prime Tank T-1500, Headhouse
3403 | 76192 | COL-PBF-LSLL-0101 | Switch, Level Low-Low | COL-PBF-MISC | Switch,Level |  |  | LSLL |  |  | Miscellaneous Equipment
45402 | 65232 | TAB-DIG-RPU-1011 | RPU for DIG 19-22 | TAB-DIG-INQ-T19-22 | RPU | Remote Processor Unit |  | RPU | http://www.toronto.ca/TWONTO#RPU_panel |  | Digester Tanks 19-22, Instrument Equipment
68348 | 88401 | THC-PLT-G-1802 | Gate, Sluice, Bypass Channel, Dual Actuator, Raw Sewage Screening | THC-PLT | Gate,Sluice | Gate |  | G | http://www.toronto.ca/TWONTO#channel_gate
6422 | 40172 | COL-PMY-MISC | Miscellaneous Equipment | COL-PMY | [6 empty] | Maryport Sewage Pumping Station
75828 | 60061 | THR-DIG-BU-7720S | Burner, Waste Gas | THR-DIG-BU | Analyzer | Burner | 39916 | BU | http://www.toronto.ca/TWONTO#waste_gas_burner |  | Digester, Waste Gas Burners
126193 | 54439 | THC-INC-PSL-1073 | Switch, Pressure-Low, Shaft Cooling, Incinerator 1000 | THC-INC-FU-1000 | Switch,Pressure-Low | Switch |  | PSL | http://www.toronto.ca/TWONTO#pressure_switch |  | Furnace, Incinerator 1000
101464 | 68812 | LD50892 | Winch, DBI-Sala, WA2 | TAB-SES-LD | Lifting Device | Safety Equipment |  |  | winch |  | WA2 Lifting devices
15429 | 4159 | FCL-WWW-FSL-1202 | Switch, Flow, Low, Filter Backwash Waste Sampling Pump P-1202, RMF Clarification Facility | FCL-WWW-P-1202 |  |  |  | FSL |  |  | Pump Sample Filter Backwash to Clarifiers Turbidity
34457 | 69621 | MAIN-106 | Main 106 | WTR-LWA | [6 empty] | Work Area 2 Central Mains and Chambers
68342 | 83379 | THC-PLT-G-0551 | Gate, Sluice, Motorized, EMB Actuator, Perforate Screen SC-0550 Influent Channel, Raw Sewage Screening | THC-PLT-SC-0550 | Gate,Sluice | Gate |  | G | http://www.toronto.ca/TWONTO#channel_gate
125411 | 19731 | THC-EUS | Production & End User Support | THC-ITM | [6 empty] | Integrated Technology Management
7112 | 48903 | COL-PSB-FEQ-0001S | Fire Prevention, Extinguisher | COL-PSB | Fire Prevention,Extinguisher |  | 42714 | FEQ |  |  | Silverbirch Sewage Pumping Station
112195 | 42480 | TAB-DIS-FSL-2205 | Switch ,Flow, Low,KOH to Scrubber, Chlorine Bldg | TAB-DIS-P-2205 | Switch,Flow | Switch |  | FSL | http://www.toronto.ca/TWONTO#flow_switch |  | Pump, Spray,KOH
113511 | 20473 | TAB-ELS-TR | Transformers near Plant Water Tower | TAB-ELS-SUB | [6 empty] | Electrical Substations
33536 | 25091 | COL-YKP-DA-0006(S) | Davit Arm-110678 | COL-YKP-DA |  | Safety Equipment | 39111 | DA | http://www.toronto.ca/TWONTO#fall_arrest_Davit_arm |  | Davit Arm Assembly
30035 | 94881 | COL-PWR-LIT-0301 | Transmitter, Level | COL-PWR-SUSPENDED | Transmitter,Level |  | 35041 | LIT |  |  | West Rouge P.S.suspended entities
8583 | 52656 | COL-RBB-SWG-0005 | Switchgear, Indoor | COL-RBB-MISC | Switchgear |  |  | SWG |  |  | Miscellaneous Equipment
69306 | 77877 | THR-AER-LSL-4890 | Switch, Level-Low, Sump, Gallery T-17E, Flood Monitoring System | THR-AER-P-4890 | Switch,Level-High | Switch |  | LSL | http://www.toronto.ca/TWONTO#level_switch |  | Pump, Centrifugal, Sump, T17E
64166 | 13054 | FCL-RW-FSL-0001 | Switch,Flow Low | FCL-RW | Switch,Flow-Low | Switch |  | FSL | http://www.toronto.ca/TWONTO#flow_switch |  | Raw Water
9071 | 10871 | COL-YKP-VEH-065208 | Vehicle, Truck # 065208 (2023 FORD F250) | COL-YKP | Vehicle,Licensed | Vehicle |  | VEH | http://www.toronto.ca/TWONTO#pickup_truck
120907 | 57828 | THC-ACC-HTR-0333 | Air Heater, Building M | THC-ACC-HEATERS | H.V.A.C.,Heater,Unit | HVAC |  | HTR | http://www.toronto.ca/TWONTO#heater |  | Air Heaters, Building M
55290 | 85743 | TAB-WA1 | Common to WA1 - Safety, Bldg. Services, , etc. | TAB-WORK-AREA-5 | [6 empty] | Work Area 5
61618 | 32611 | FHA-ELS-PDP-0403 | Power Distribution Panel, Dewatering Panel, West Rate Control Valve, RMF | FHA-ELS | Control Panel,Power Distribution Panel | Power Distribution Panel |  | PDP | http://www.toronto.ca/TWONTO#LV_electrical_panel |  | Electrical
18081 | 51786 | FHA-SED-ZSH-0102C | Switch, Limit, Access Hatch Zone 2, Settling Basin T-0101 | FHA-SED-ZSH-0102 |  | Security System |  | ZSH | http://www.toronto.ca/TWONTO#position_switch |  | Switch, Limit, Access Hatch Zone 1,
263 | 62394 | 176015SUS | Truck,Ford, BOOM Truck F800,852 8MH-WA7 | TAB-SUSPENDED ENTITY | Vehicle,Licensed | Vehicle | 46837 |  | http://www.toronto.ca/TWONTO#pickup_truck
107559 | 5118 | TAB-ACC-T-9003 | Softener, Zeolite Water #3 | TAB-HRS-BO-P | Tank | Tank |  | T | http://www.toronto.ca/TWONTO#storage_tank |  | Steam Boiler Feedwater System, Softeners
59434 | 29606 | THC - A01 - D003 | Door, Building A | THC-GRK-DR-A |  | Door |  |  | http://www.toronto.ca/TWONTO#door
63643 | 29377 | THC-PLT-HS-0840 | Switch, Rope, Emergency Stop, Conveyor, Screen Room, Screenings Conveyance | THC-PLT-CV-0840 |  | Switch |  | HS | hand_switch |  | Conveyor, Screw, Screen Room, Screenings Conveyance
4085 | 22617 | COL-PCU-LSH-5005 | Switch, Level-High | COL-PCU | Switch,Level |  | 34971 | LSH |  |  | Cumber Pumping Station
4183 | 74800 | COL-PDA-LSLL-0101 | Switch, Level Low-Low | COL-PDA | Switch,Level |  |  | LSLL |  |  | Dacotah Sewage Pumping Station (Algonquin Island PS #2)
101525 | 21425 | MAIN-096 | Main 096 | WTR-LWA | [6 empty] | Work Area 2 Central Mains and Chambers
30862 | 63322 | FIS-TRW-FSL-0001 | Switch, Flow, Low, Treated Water Output Sample to AIT-0001 & 0004, Sampling Bldg, Upper Lvl, N Wall | FIS-TRW | Switch,Flow-Low | Switch |  | FSL | http://www.toronto.ca/TWONTO#flow_switch |  | Treated Water Production
121123 | 52736 | THC-ACC-PIT-0014 | Transmitter, Pressure, Glycol Supply, Snow Melting System, Admin Building | THC-ACC-P-0014 |  | HVAC |  | PIT | http://www.toronto.ca/TWONTO#pressure_transmitter |  | Pump, Centrifugal, Snow-Melting, Glycol, Admin. Building Basement Mechanical Room B104
63219 | 21864 | THC-OCS-LSL-6030 | Switch, Level, Low, Humidification Chamber HU-6030, Headworks Odour Control | THC-OCS-HU-6030 | Switch,Level-Low | Switch |  | LSL | http://www.toronto.ca/TWONTO#level_switch |  | Humidification Chamber, Biofilter, Headworks Odour Control
101778 | 6058 | MH3966816287 | STORAGE PIPE | TNT-OF | Door,Overhead | [5 empty] | Outfall, Weirs, CSO and Detention Tanks
146631 | 52569 | WTR-PWT-T-0001 | Tank, Hot Water, Domestic, Basement | WTR-PWT-AUX | Tank,Domestic Hot Water | Tank |  | T | http://www.toronto.ca/TWONTO#tanked_hot_water_heater |  | Auxiliary Equipment (Building Facilities)
88314 | 83074 | WTR-PSC-T-0001-SUS | SCBA 3000 psi Bottle, ARAP, 10 min | WTR-EAST-SES | Tank | Safety Equipment | 47448 | T | http://www.toronto.ca/TWONTO#compressed_gas_cylinder |  | Safety & Lifting Devices
87693 | 33303 | WM2007A | Cannister, Silo Carbon, 808A | TAB-SLD-FN | Filter | Filter |  |  | http://www.toronto.ca/TWONTO#discrete_unit_of_treatment_filter |  | Pelletizer Bldg. - Silo System, Fans & Filters
9805 | 44913 | DRN18469 | Drains, Floor, Digestion Tanks 1-4 | TAB-DIG-STRC-T1-4 | Drain | Drain |  |  | http://www.toronto.ca/TWONTO#drain |  | Digester Tanks 1-4 - Drains, Electrical Service(110/220V), Lighting, Plumbing
9173 | 59557 | COL-YKP-FAK-0015S | First Aid Kit, Truck #080047 (F550) | COL-YKP-VEH-0015S | Safety,First Aid Kit | Safety Equipment | 42980 | FAK | http://www.toronto.ca/TWONTO#first_aid_kit |  | Vehicle, Truck #080047 (F550)
122255 | 21445 | THC-AUX-LIQUIDS | Auxiliary Systems, Plant Liquids side | THCLIQOPS | [6 empty] | THC Liquids Operations
120736 | 23543 | THC-ACC-FN-0610 | Fan,Centrifugal,Exhaust,South Pumping Station,Plenum Wall,Ground Level | THC-ACC-BLDG L |  | HVAC |  | FN | http://www.toronto.ca/TWONTO#blower_or_fan_with_drive |  | Plant Effluent Pumping Station, HVAC
65406 | 13527 | THC-PRM-ZSL-1212 | Switch, Position Low, Mech Return, Valve 1212 | THC-PRM-V-1212 | Switch,Level-Low-Low | Switch |  | ZSL | http://www.toronto.ca/TWONTO#position_switch |  | Valve, Hydraulic Cylinder, Bottom Scraper, Primary Clarifier 1200, NW Plant
119994 | 35708 | TAB-WA5-LD-005L | Hoist, Kito | TAB-WA5-SQ | PPE | Lifting Device |  | LD | http://www.toronto.ca/TWONTO#lifting_equipment_hoist |  | WA5 Safety Equipment
106565 | 85065 | TAB-ACC-FN-6522 | Fan, Centrifugal, Supply air, AHU-6520, Mechanical Room No. 2, Screen Bldg., P Bldg. | TAB-ACC-AHU-6520 | Fan,Centrifugal | HVAC |  | FN | http://www.toronto.ca/TWONTO#blower_or_fan_with_drive |  | Air Handling Unit, Mechanical Room no.2, Screen Bldg., P Bldg.
17272 | 14413 | COL-PKP-SW-0001 | Switch, Main Power | COL-PKP | Switch | Switch |  | SW | http://www.toronto.ca/TWONTO#disconnect_switch |  | Kennedy Park Sewage Pumping Station
20553 | 79214 | COL-PMM-TS-0001 | Switch, Power Disconnect | COL-PMM | Switch | Switch | 36003 | TS | http://www.toronto.ca/TWONTO#disconnect_switch |  | Mimico Pumping Station
24312 | 29087 | FHO-MCS-LD-0118-SU | Manual Chain Hoist | FHO-OBSOLETE | Lifting Device,Hoist,Manual | Rigging Equipment |  | LD | http://www.toronto.ca/TWONTO#lifting_equipment_hoist |  | Removed From Service
107404 | 25033 | TAB-ACC-PSL-2800 | Switch, Pressure Low, Boiler Make-up Water Tanks, 'Z' Bldg Main Floor | TAB-ACC-BO |  | Switch |  | PSL | http://www.toronto.ca/TWONTO#pressure_switch |  | Hot Water Boilers
3391 | 38719 | COL-PCU-FN-0002 | HVAC, Fan, FRP/Severe Duty Wet Well Roof Fan | COL-PCU-AUX-MECH | Fan | HVAC |  | FN | http://www.toronto.ca/TWONTO#blower_or_fan_with_drive |  | Mechanical Equipment
94775 | 51851 | FHO-SES-SCBA-0025 | Cylinder, SCBA, Air Pack, 2216 PSI, Ser #OJ-254921 | FHO-SES-SQ-0001 | PPE,SCBA | Safety Equipment |  | SCBA | http://www.toronto.ca/TWONTO#compressed_gas_cylinder |  | Safety Equipment
32986 | 28761 | KR2241A | Unit Heater, Silo #1, 4th Floor, Silo Building | TAB-ACC-HTR-SLO | H.V.A.C.,Heater | HVAC |  |  | http://www.toronto.ca/TWONTO#heater |  | Unit Heaters- Silo Bldg
62492 | 98808 | THC-ITS-TEL-6007 | Telephone Outlet and Phone, Headworks, Lower Level 1, Truck Load Bay, E Wall N | THC-TPA-PA-6010A | Network,Telecommunication | Communications Equipment |  | TEL | telephone_system |  | Paging Panel, Headworks, Electrical Room, Ground Floor
139450 | 44415 | THR-WA2-LD-12-48 | Sling, Nylon, Work Area 2 (Sr 2251291-12-48) SIZE; 1" X 4', | THR-SES-LD | Lifting Device,Sling | Lifting Device |  | LD | synthetic_web_sling |  | Lifting Device, Safety Equipment
139504 | 63571 | THR-WA3-LD-0037S | Sling, Wire Rope, Work Area 3 (Suspended) | THR-LD-WIRE-WA3 | Lifting Device,Sling | Lifting Device | 35921 | LD | wire-rope_sling |  | Slings, Wire Rope, Work Area 3
131371 | 50767 | THR-BG-DT-0102 | Drip Trap, Condensate, Heat Exch 0102, High Press Gas Conditioning System Train 1, Gas Comp Bldg | THR-BG-HE-0102 |  |  |  | DT |  |  | Heat Exchanger, Oil for Fuel Gas Compressor 0101, Compressor Building, Gas Compressor (And Dryer)
138881 | 82810 | THR-SQ-LP-0026 | Life Preserver, Ring Type, Final Tank 5 | THR-SQ-LP-FT | Safety | Safety Equipment |  | LP | http://www.toronto.ca/TWONTO#life_ring |  | Life Preserver, Ring Type Floating Device, Final Tanks
61958 | 57071 | THC-GRK-METR-0001 | Weather Station | THC-GRK-ELS | Weather Station |  |  | METR |  |  | Electrical Services, Maintenance- virtual entity
18466 | 46678 | FHA-SES-LDR-0421 | FHA-SES-LD-0069 - 5' Ladder ( RMF SBS Storage ) | FHA-SES-LD-1 | Safety | Safety Equipment |  | LDR | http://www.toronto.ca/TWONTO#ladder |  | Ladders
129950 | 41030 | THR-ACC-FSL-0010 | Switch, Flow, Low, Main Glycol Recirculating Pump 0205B, Ground Floor | THR-ACC-P-0205B | Switch,Flow-Low | Switch |  | FSL | http://www.toronto.ca/TWONTO#flow_switch |  | Pump, Glycol Skid Recirculation
17599 | 50885 | FHA-MCS-LD-2801 | Puller - CAP: 1.5 TON | FHA-MCS-LD | Lifting Device,Hoist,Manual | Lifting Device | 34055 | LD | winch |  | Lifting Devices
76169 | 86152 | THR-MCS-LD-2004 | Come Along, Work Area 2 | THR-S-E | Lifting Device,Chain | Lifting Device | 34735 | LD | winch |  | SUSPENDED ENTITY
84544 | 29922 | WTR-PAH-MEQ-0002 | Mechanical Equipment, Steam Power Washer | WTR-PAH-AUX | Machine Tool | Tool |  | MEQ | steam_cleaner |  | Auxiliary Equipment (Building Facilities)
78869 | 10348 | FHO-ELS-WR-0813 | Welding Receptacle, Chemical Room | FHO-ELS-LTG |  | Power Distribution Panel |  | WR | http://www.toronto.ca/TWONTO#welding_receptacle |  | Facility Electrical System
25056 | 63030 | COL-PSK-LSHH-0103 | Switch, Level High-High | COL-PSK-MISC | Switch,Level |  |  | LSHH |  |  | Miscellaneous Equipment
55490 | 5647 | TAB-WA1-SQ-1978 | Lanyard 6 Ft- Suhagiya, Milan | TAB-WA1-SQ-0001 | PPE,Harness | Safety Equipment |  | SQ | lifeline |  | WA1 Fall Arrest System
45993 | 64103 | FCL-CCS-CP-0201 | Control Panel, Skid #2, Phosphoric Acid Dosing | FCL-CCS | Control Panel,Electrical | Power Distribution Panel |  | CP | http://www.toronto.ca/TWONTO#process_control_panel |  | Corrosion Control System
7302 | 98664 | COL-PSL-CH-0001 | Chamber, Inlet | COL-PSL-MISC | Chamber |  |  | CH |  |  | Miscellaneous Equipment
71687 | 87117 | THR-DIG-PSL-4761 | Switch, Pressure-Low, Suction, Pump 4761, Solids Treatment, Heating System - Digesters - Tank 0700 & Tank 0800 | THR-DIG-P-4761 | Switch,Pressure-Low | Switch |  | PSL | http://www.toronto.ca/TWONTO#pressure_switch |  | Pump, Centrifugal, Hot Water Recirculation, Tank 0800
40372 | 66244 | TAB-ACC-FSL-0360 | Switch, Flow, Low, Air, Exhaust Fan 0360, Loading Bay Rooftop | TAB-ACC-FN-0360 | Switch,Flow-Low | Switch |  | FSL | http://www.toronto.ca/TWONTO#flow_switch |  | Fan, Exhast,Screen Bldg., Blower Room, Grit Room Roof
135023 | 3678 | THR-ELS-RPU-0002 | Remote Processor Unit, Main South Substation | THR-ELS-SS | RPU | Remote Processor Unit |  | RPU | http://www.toronto.ca/TWONTO#RPU_panel |  | Electrical System, South Main Substation
98410 | 33343 | FIS-TRW-FSL-0002 | Switch, Flow, Low, Treated Water Output Sample to AIT-0002 & 0003, Sampling Bldg, Upper Lvl, E Wall | FIS-TRW-AIT-0002 | Switch,Flow-Low | Switch |  | FSL | http://www.toronto.ca/TWONTO#flow_switch |  | Analyzer, Turbidity, TRW Output Sampling Building, Upper Floor, North East Wall, Sampling Pumps Metering Room
132810 | 60781 | THR-DIG-PSH-2531 | Switch, Pressure-High, Discharge Pump 2531, Digester Tank 0500 | THR-DIG-P-2531 | Switch,Pressure-High | Switch |  | PSH | http://www.toronto.ca/TWONTO#pressure_switch |  | Pump, Centrifugal, Sludge Recirculation, Tank 0500
38645 | 92093 | SWM-PBL-LSH-0103 | Switch, Level-High | SWM-PBL | Switch,Level | Switch |  | LSH | http://www.toronto.ca/TWONTO#level_switch |  | Bloor Storm Pumping Station
24319 | 12042 | FHO-MCS-LD-0216 | CM Hoist Trolley, Surge Building | FHO-MCS-LD | Lifting Device,Hoist,Manual | Lifting Device |  | LD | http://www.toronto.ca/TWONTO#lifting_equipment_hoist |  | Lifting Devices & Elevators
55803 | 14951 | TAB-WA6-MEWP-0001 | Mobile Elevating work platform- Genie | TAB-WA6-LD-1000 |  |  |  | MEWP |  |  | WA6 portable cranes/hoists, come alongs, slings, wire rope, chains, etc.,
89381 | 65020 | WTR-RRH-AUX | Auxiliary Equipment (Building Facilities) | WTR-RRH | [6 empty] | Rosehill Reservoir
14501 | 51665 | FCL-SES-FEQ-0110-SUS | Fire Extinguisher #110, RMF Centrifuge Building, HVAC Room | FCL-SES-FEQ-SUS |  |  | 46426 | FEQ |  |  | Portable Fire Extinguishers
41499 | 61082 | TAB-ACC-TSH-0900 | Switch, Temperature, High, AHU-9000, Exist. Primary Treatment Bldg. | TAB-ACC-AHU-0900 | Switch,Temperature-High | Switch |  | TSH | http://www.toronto.ca/TWONTO#temperature_switch |  | Air Handling Unit, Old D Bldg. Rooftop
120480 | 69426 | THC-ACC-DM-0614 | Damper,Motorized,Outdoor Air Intermediate Lvl,South Pumping Station,Plenum Shaft,Basement Level | THC-ACC-BLDG L |  | HVAC |  | DM | http://www.toronto.ca/TWONTO#air_damper |  | Plant Effluent Pumping Station, HVAC
76307 | 82127 | FHO-ELS-DP-0811 | Distribution Panel, 600V, Panel Board, MCC-0720, Admin Building, S4, Main Electrical Room | FHO-ELS-MCC-0720 |  | Power Distribution Panel |  | DP | http://www.toronto.ca/TWONTO#LV_electrical_panel |  | Motor Control Centre, Admin Building, S4, Main Electrical Room
9000 | 33974 | COL-BEB-SW-0001 | Switch, Power | COL-BEB | Switch | Switch |  | SW | http://www.toronto.ca/TWONTO#disconnect_switch |  | Edenbridge Blower Station
113276 | 52874 | TAB-EL3-MCC-6223 | Motor Control Unit, MCC-301, Bio Solid Loading Bay, Mezzanine | TAB-WA4-ELS | Control Panel,MCC | Motor Control Centre |  | MCC | http://www.toronto.ca/TWONTO#LV_electrical_panel |  | WA4 Electric Equipments
68673 | 89124 | THR-ACC-TSL-0110 | Switch, Temperature, Low, Supply Air, Air Handling Unit AHU-0110, Headhouse Roof | THR-ACC-AHU-0110 | Switch,Temperature-Low | Switch |  | TSL | http://www.toronto.ca/TWONTO#temperature_switch |  | Air Handling Unit, Headhouse Grit Area Air Supply, Headhouse Roof
130614 | 67038 | THR-ACC-TSL-4705 | Switch, Temperature, Low, HTR-4705,Old Main Sub Station | THR-ACC-HTR-4705 | Switch,Temperature-Low | Switch |  | TSL | http://www.toronto.ca/TWONTO#temperature_switch |  | Heater,Electric, Unit, 7.5 Kw,Old Main Sub Station
38780 | 42802 | TAB-ACC-AHU-4455 | AHU, Aux. Bldg Basement | TAB-ACC-AHU-AUX | Air Handling Unit | HVAC |  | AHU | http://www.toronto.ca/TWONTO#air_handler_unit |  | AHUs/Supply Fans Aux. Bldg
8985 | 43671 | COL-YKP-DA-150860 | Davit Centre Base-150860 | COL-YKP-DA-0021S | Safety | Safety Equipment |  | DA | davit_base |  | Davit Arm Assembly with Upper Arm-1671155
112633 | 27464 | TAB-EL1-LP-6636B | Lighting Panel,120/208V,Primary Tanks 0008&0009,Gallery,Mezzanine Level,P Building | TAB-EL1-MCC-6634 | Control Panel,Lighting | Power Distribution Panel |  | LP | http://www.toronto.ca/TWONTO#LV_electrical_panel |  | Motor Control Centre 600V - Galery 9
101642 | 41439 | MAIN-244 | Main 244 | WTR-MT3 | [6 empty] | Work Area 3 WEST Mains and Chambers
105207 | 94013 | PLQ18417 | Plumbing, General, Old Biosolids Bldg | TAB-SLO-STRC-OBS |  | Plumbing |  |  | plumbing |  | Old Biosolids Bldg - Drains, Electrical Service(110/220V), Lighting, Plumbing
10319 | 92328 | FCL-ACC-HTR-0114 | Heater, (CH-11) Convention, Electric, 750W, Low Lift Building, Pump Room West Wall | FCL-ACC-P-LL |  |  |  | HTR |  |  | Low Lift Pumping Station HVAC Equipment
66873 | 76257 | THC-GRK-VEH-378260 | Vehicle, 2016 Polaris Ranger (WA2) | THC-GRK-VEHICLES | Vehicle,Licensed | Vehicle |  | VEH | http://www.toronto.ca/TWONTO#golf_cart
101156 | 73107 | KR2201A | Unit Heater, Silo #1, Basement, Silo Building | TAB-ACC-HTR-SLO | H.V.A.C.,Heater | HVAC |  |  | http://www.toronto.ca/TWONTO#heater |  | Unit Heaters- Silo Bldg
128745 | 87290 | THC-SES-MEQ-0904 | Anchor,Fall Arrest,HPU0900 Building,Roof | THC-PRM-BLDG-HPU0900 | PPE | Safety Equipment |  | MEQ | fall_arrest_anchor |  | Phase IV, Tank 9, HPU Building
132560 | 81542 | THR-DIG-LSL-5681 | Switch, Level-Low, Lube Oil, C-5680, Gas Mixing System | THR-DIG-P-5682 | Switch,Level-Low | Switch |  | LSL | http://www.toronto.ca/TWONTO#level_switch |  | Pump,Lube Oil for Compressor 5680, Gas Mixing System
81417 | 40735 | TNT-MCS-LD-0012 | Trolley | TNT-MCS-LD | Lifting Device | Lifting Device |  | LD | lifting_device_support |  | Lifting Devices , cranes/ Portable crane/hoists, come alongs, slings, wire rope, chains
94151 | 59376 | FHO-SA-T-0101 | Tank, Receiver, Compressed Air, Service Air System, TRW Building, S3, Compressor Room | FHO-SA-C-0101-KQ | Vessel,Pressure | Tank |  | T | http://www.toronto.ca/TWONTO#pressure_vessel |  | Air Compressor 1
16611 | 15320 | FHA-ELS-ELS | Electrical/Instrumentation Test Equipment | FHA WORK AREA 2 | [6 empty] | Services
113807 | 82946 | TAB-NGS-PSH-0701 | Switch,High Pressure, Natural Gas Train, | TAB-NGS-BLR19 | Switch,Pressure-High | Switch |  | PSH | http://www.toronto.ca/TWONTO#pressure_switch |  | #19 Volcano Boiler - Natural Gas Train,
25906 | 58849 | COL-PSP-LSLL-0101 | Switch, Level Low-Low | COL-PSP-MISC | Switch,Level |  |  | LSLL |  |  | Miscellaneous Equipment
26794 | 91615 | FHO-TRW-P-0500-KQ | TRW Pump Unit 5 | FHO TRW PUMPING |  |  |  | P |  |  | Treated Water Pumping
147453 | 21666 | WU2012A | Cylinder, Exp Tank Nitrogen, 814A | TAB-SLD-P | Container | Tank |  |  | gas_cylinder |  | Pelletizer Bldg. - Thermal Oil Heating System, Pumps, Strainer & Expanasion Tanks
130238 | 15696 | THR-ACC-NX-502 | A/C Unit, Men's Locker Room, Admin. Bldg. | THR-ACC-ADM | H.V.A.C.,Air Conditioner | HVAC |  | NX | http://www.toronto.ca/TWONTO#air_condition |  | Air Conditioning, HVAC, Admin Building
128873 | 69310 | THC-STR-LSH-0180 | Switch, Level, High, Pump Start, NW Plant | THC-STR-P-0180 |  | Switch |  | LSH | http://www.toronto.ca/TWONTO#level_switch |  | Pump, Centrifugal Submersible, Drainage, NW Plant
42103 | 63998 | TAB-ACC-V-6511 | Valve, 2-Way Modulating, PreHeater Coil,AHU-6510, Mechanical RM No. 1, Screen Bldg., P Bldg. | TAB-ACC-AHU-6510 | Valve | HVAC |  | V | http://www.toronto.ca/TWONTO#valve |  | Air Handling Unit, Mechanical Room no.1, Screen Bldg., P Bldg.
56735 | 53283 | FCL-ELS-STR-0201 | Strainer, Suction, Fuel Oil Transfer Pump P-0200, Low Lift Building, Screen Room | FCL-ELS-P-0200 |  |  |  | STR |  |  | Pump, Gear, Fuel Oil Transfer Pump, Low Lift Building, Screen Room
67790 | 56504 | THR-ACC-FSL-1301 | Switch, Flow-Low, Outlet, Boiler 1301, Hot Water Supply, Plant Central Hot Water System, Hot Water Boilers | THR-ACC-BO-1301 | Switch,Flow-Low | Switch |  | FSL | http://www.toronto.ca/TWONTO#flow_switch |  | Boiler, Low Pressure, Hot Water, Plant Central Hot Water System, Hot Water Boilers (CRN-H9308.5,TSSA UID-65022703, SNo.-5.1103723)
11805 | 11738 | CL2002A1 | Injector #2 | TAB-DIS-CHL-2 |  | Injector |  |  | http://www.toronto.ca/TWONTO#ejector |  | Chlorination Train #2
56734 | 71787 | FCL-ELS-STR-0101 | Strainer, Suction, Fuel Oil Transfer Pump P-0100, Low Lift Building, Screen Room | FCL-ELS-P-0100 |  |  |  | STR |  |  | Pump, Gear, Fuel Oil Transfer Pump, Low Lift Building, Screen Room
10149 | 15323 | COL-MTI-HPU-2001C | Hydraulic Power Unit, Manifold Assembly , Scott Control Chamber #20C | COL-MTI-CH-2000C |  | Hydraulic System |  | HPU | http://www.toronto.ca/TWONTO#hydraulic_power_pack |  | Chamber,Scott Control Chamber No.20C, MTI
109141 | 73623 | TAB-CW-SQ-0632 | Eye wash & Shower Station, Plant water Bldg Pump Room | TAB-PWA-SQ | PPE,Eyewash Station | Safety Equipment |  | SQ | http://www.toronto.ca/TWONTO#emergency_eyewash_and_shower |  | Plant Water - Safetry Equipment
115555 | 92993 | TAB-PRM-PSH-2100 | Switch Pressure,High,Scum Pump-2100 | TAB-PRM-P-2100 | Switch,Pressure | Switch |  | PSH | http://www.toronto.ca/TWONTO#pressure_switch |  | Pump, Scum, PST 1 & 2
120589 | 40967 | THC-ACC-F-0811 | Filter,Supply Air,AHU-0810,Sludge Storage Building | THC-ACC-AHU-0810 | Filter | HVAC |  | F | http://www.toronto.ca/TWONTO#replaceable_air_filter |  | Air Handling Unit,Roof,Sludge Storage Building
12992 | 45489 | FCL-FL-T-0101 | Tank, Non-Pressurized, Hydrofluosilicic Acid System | FCL-FL | Tank,Non-Pressurized | Tank |  | T | http://www.toronto.ca/TWONTO#chemical_storage_tank |  | Fluoridation
132803 | 38280 | THR-DIG-PSH-2319 | Switch, Pressure-High, Discharge, Pump 2319, Solids Treatment, Heating System - Digesters - Tank 0900 Tank 1000 | THR-DIG-P-2319 | Switch,Pressure-High | Switch |  | PSH | http://www.toronto.ca/TWONTO#pressure_switch |  | Pump, Centrifugal, Sludge Recirculation, Tank 0900
134976 | 73417 | THR-ELS-MCC-2302 | Control Panel, MCC 2302, Gas Compressor Building Electrical Room | THR-ELS-GCB | Control Panel,MCC | Motor Control Centre |  | MCC | http://www.toronto.ca/TWONTO#LV_electrical_panel |  | Electrical System, Digester Gas Compressor Building
120423 | 48329 | THC-ACC-DM-0131 | Damper,Motorized,Outdoor Air ,Boiler Building,South Zone 2 | THC-ACC-FN-0132 | Damper/Louver | HVAC |  | DM | http://www.toronto.ca/TWONTO#air_damper |  | Fan,Centrifugal,Boiler Building,South Zone 3
107506 | 95607 | TAB-ACC-T-1822 | Tank, Make Up, Glycol Make Up Line | TAB-ACC-P-1822 | Tank | Tank |  | T | http://www.toronto.ca/TWONTO#chemical_storage_tank |  | Pump, Glycol Circulating,Make Up Line
80488 | 44130 | THR-FT-RPU-0400A | RPU IO Extension, RAS System - South | THR-FT-RPU-0400 | RPU | Remote Processor Unit |  | RPU | http://www.toronto.ca/TWONTO#RPU_panel |  | RPU, Final Clarifiers - South
40061 | 74672 | DOS-MCS-LD-0007 | Lifting Device, Chain Sling/Wire Mesh, EE1-902, 3100LBS, N/A | FAC-YCM-SES | Lifting Device,Sling | Safety Equipment |  | LD | chain_sling |  | SAFETY & ENVIRONMENTAL SERVICES
27667 | 59534 | FIS-ELS-MCC-0500 | MCC,600 V,Filter Building,Mezzanine,East | FIS-ELS-CAB-0603 | Control Panel,MCC | Motor Control Centre |  | MCC | http://www.toronto.ca/TWONTO#LV_electrical_panel |  | ELS Cabinet,600 V,Filter Building,Mezzanine,North MCC Cabinet
27188 | 34088 | DOS-YCM-VEH-382003 | 2010 ARGO 750EFI - Vehicle Unit# 382003 | FAC-YCM-VEH | Vehicle,Licensed | Vehicle |  | VEH | http://www.toronto.ca/TWONTO#golf_cart
118019 | 36384 | TAB-SLO-BCF-0402 | Filter, Bio-Filter Cell 2, BFC402 | TAB-SLO-BIO | Filter | Filter | 46229 | BCF | http://www.toronto.ca/TWONTO#filtration_tank |  | Odour Control Facility-WA4
76463 | 7800 | THR-OCS-P | Odour Control System, Pumps | THR-OCS-SB | [6 empty] | Odour Control System, Scrubbers
5139 | 94898 | COL-PMM-TIC-0100 | Thermostat | COL-PMM-AHU-0100 | Controller,Temperature | HVAC |  | TIC | http://www.toronto.ca/TWONTO#thermostat_or_zone_controller_unit |  | Air Handling Unit
12462 | 27817 | COL-PCU-LSH-5005 | Switch, Level-High | COL-PCU-SUSPENDED | Switch,Level |  | 34971 | LSH |  |  | Cumber P.S.suspended entities
29650 | 52700 | FIS-MCS-MT-4504 | Machine Tool, Drill ,Press, Workshop Building, Machine Shop | FIS-MCS | Machine Tool,Drill Press | Tool |  | MT | http://www.toronto.ca/TWONTO#drill_press |  | Mechanical Services
38981 | 80671 | SWM-PPP-LSH-0101 | Switch, Level-High | SWM-PPP-MISC | Switch,Level |  |  | LSH |  |  | Miscellaneous Equipment
109075 | 70006 | TAB-CW-FS-6005 | Switch, Flow, Tempered Water to Emergency Eyewash Station, DEW Bldg | TAB-CW-SQ-6005 |  | Switch |  | FS | http://www.toronto.ca/TWONTO#flow_switch |  | Emergency Eye Wash Station, 3rd Floor, West side
54044 | 50599 | TAB-RSP-UPS-0212 | UPS for RPU | TAB-RSP-RPU-0212 | RPU | Remote Processor Unit |  | UPS | http://www.toronto.ca/TWONTO#UPS |  | RPU, RSP Pump # 2
65061 | 31321 | THC-PRM-V-1014 | Valve, Hydraulic Cylinder, Bottom Scraper, Primary Clarifier 1000, SW Plant | THC-PRM-CLR-1030 |  |  |  | V |  |  | Sludge Bottom Scraper Mechanism, Tank 1000, Primary Clarifier
60319 | 58402 | THC-ACC-V-6049 | Valve, Butterfly, Manual, Hot Water, HE-6002, Lower Level 2 Blower Room, Headworks | THC-ACC-HE-6002 | Valve | HVAC |  | V | http://www.toronto.ca/TWONTO#valve |  | Heat Exchanger, Heating Glycol System, Lower Level 2 Blower Room, Headworks
143106 | 4427 | WTR-PAH-TSH-0002 | Switch, Temperature-High, Building | WTR-PAH-AUX | Switch,Temperature-High | Switch |  | TSH | http://www.toronto.ca/TWONTO#temperature_switch |  | Auxiliary Equipment (Building Facilities)
27160 | 62696 | FHO-WWW-LSH-0202 | Switch, Level-High, Clarifier 2, Clarifier Building, S4, Basement | FHO-WWW-T-0202 |  | Switch |  | LSH | http://www.toronto.ca/TWONTO#level_switch |  | Tank, Clarifier 0202, Waste Water System, Clarifier Building, East
121213 | 37378 | THC-ACC-TC-0116 | Controller,Temperature,Heater 0116,Phase 1 Access Building No.1 | THC-ACC-HTR-0116 | Air Handling Unit | HVAC |  | TC | http://www.toronto.ca/TWONTO#thermostat_or_zone_controller_unit |  | Heater,Electric,Vestibule Access Building No.1,Phase 1, bldg.H
139127 | 53957 | THR-THK-PSH-5010 | Switch, Pressure High, TWAS Transfer P-5010 | THR-THK-P-5010 | Switch,Pressure-High | Switch |  | PSH | http://www.toronto.ca/TWONTO#pressure_switch |  | TWAS Transfer Pump
73920 | 89598 | THR-ELS-PRS | Electrical System, Phosphorous Removal System | THR-ELS | [6 empty] | Electrical Power System
113402 | 19156 | TAB-ELS-LTG-1082 | Emergency Light,Single Head,North Substation,Basement,Centre,West,East | NORTH SUBSTATION_BASEMENT | Lighting,Emergency | Safety Equipment |  | LTG | http://www.toronto.ca/TWONTO#lighting_unit |  | MSA Substation,Basement
62520 | 21640 | THC-MCS-HVAC | Mechanical Services, HVAC | THC-GRK-MCS | [6 empty] | Mechanical Services
68961 | 20882 | FCL-WWW-LSLL-3020 | Switch, Level, Low Low, Process Drain Pumps P-3021&3022 Sump, RMF Clarification Facility | FCL-WWW-P-3021 |  |  |  | LSLL |  |  | Pump Submersible Drainage South, Process Drain Sump
119352 | 57031 | TAB-THK-PSL-0605 | Switch,Pressure,Low,AIS to Recycle Pump P-0605 Discharge | TAB-THK-P-0605 | Switch,Pressure | Switch |  | PSL | http://www.toronto.ca/TWONTO#pressure_switch |  | Pump,Recycle SX2006
94985 | 75578 | FHO-SPC-COM-1501 | Termination Panel, Surge Building, S2, Compressor Room | FHO-SPC |  | Communications Equipment |  | COM | termination_panel |  | Process Control Systems - Services Area
128871 | 1616 | THC-STR-LSH-0129 | Level Switch High,Sump,Phase 4 Blower Building | THC-STR-P-0129 | Switch,Level | Switch |  | LSH | http://www.toronto.ca/TWONTO#level_switch |  | Pump, Sump, Secondary Treatment
58396 | 67670 | THC-ACC-CU-0905 | Condensing Unit,MCC Room,2nd Floor, Solids Treatment,Outdoor,Biosolids Building East | THC-ACC-BLDG M |  | HVAC |  | CU | http://www.toronto.ca/TWONTO#AC_condenser_unit |  | Incineration Building, HVAC
2743 | 54478 | COL-BEB-TSL-0001 | Switch, Temperature-Low | COL-BEB | Switch | Switch |  | TSL | http://www.toronto.ca/TWONTO#temperature_switch |  | Edenbridge Blower Station
120760 | 43237 | THC-ACC-FN-2176 | Recirculation Fan, Tunnel T19, Phase IV Primary | THC-ACC-TUNNEL | Air Handling Unit | HVAC |  | FN | http://www.toronto.ca/TWONTO#blower_or_fan_with_drive |  | Plant Tunnels, HVAC
126459 | 27322 | THC-MCS-LD-150607146 | CHAIN FALL (insp Liftsafe) | THC-MCS-LD | Lifting Device | Lifting Device |  | LD | http://www.toronto.ca/TWONTO#lifting_equipment_hoist |  | Mechanical Services, Lifting Device
93496 | 84951 | FHO-MCS-MT-1103 | Personal Tool Kit G. Fuller | FHO-MCS-MEQ | Machine Tool | Tool | 34668 | MT | tool_kit |  | Machine Shop & Equipment
77803 | 10873 | THR-PRM-T-S | Primary Sedimentation Tanks- South | THR-PRM-T | [6 empty] | Primary Sedimentation Tanks
7509 | 84448 | COL-PSS-GC-0001 | Grit Chamber | COL-PSS-MISC |  |  |  | GC |  |  | Miscellaneous Equipment
58805 | 8612 | THC-ACC-FN-0268 | Air Handling Unit, Building A | THC-ACC-BLDG A | Fan,Axial | HVAC |  | FN | http://www.toronto.ca/TWONTO#air_handler_unit |  | Old Plant Blower Building HVAC
119802 | 36292 | TAB-WA2-SQ-1242 | EF2 - 901 T4 Nylon Sling | TAB-SES-LD | Lifting Device,Sling | Lifting Device |  | SQ | synthetic_web_sling |  | WA2 Lifting devices
87502 | 72829 | WTR-PEL-DR-0010 | Door | WTR-PEL-AUX | Door | Door |  | DR | http://www.toronto.ca/TWONTO#door
11638 | 9389 | FCL-CLB-CHL-0201 | Chlorinator, Chlorine Gas, Chlorination System | FCL-CLB | Chemical Feeder,Gas | Chemical Feeder |  | CHL | http://www.toronto.ca/TWONTO#chlorinator_system |  | Post-Chlorination
5993 | 51308 | COL-PMD-DM-0004 | Damper/Louver, Exhaust | COL-PMD-MISC | Damper/Louver |  |  | DM |  |  | Miscellaneous Equipment
21966 | 77772 | COL-PMYB-MISC | Miscellaneous Equipment | COL-PMYB | [6 empty] | Maryport Sewage Pumping Station 8B (Downsview)
119621 | 97647 | TAB-WA1-SQ-1008 | Sling | TAB-WA1-SQ | Lifting Device,Sling | Lifting Device |  | SQ | http://www.toronto.ca/TWONTO#fall_protection_sling |  | Safety Equipment & Supplies Common to WA1
55394 | 39711 | TAB-WA1-SQ-1018 | Sling | TAB-WA1-SQ-1000 | Lifting Device,Sling | Lifting Device |  | SQ | http://www.toronto.ca/TWONTO#fall_protection_sling |  | WA1 Lifting Devices and Slings
26317 | 91620 | FHO-SES-SQ-1766 | High Voltage Insulated Gloves- class Zero 1766Terry Turner | FHO-SES-SQ-1000 | PPE,Insulated Glove | Safety Equipment | 35354 | SQ | http://www.toronto.ca/TWONTO#rubber_insulating_gloves |  | High Voltage Insulated Gloves
86173 | 83355 | WTR-PJS-LSHH-0101 | Switch, Level-High-High, Spadina Surge Tank | WTR-PJS-T-0101 | Switch,Level-High-High | Switch |  | LSHH | http://www.toronto.ca/TWONTO#level_switch |  | Tank, (Surge), Spadina Main
9042 | 21588 | COL-YKP-VEH-0012S | Vehicle, Truck #043194 (Sierra 1500) | COL-YKP | Vehicle,Licensed | Vehicle | 40291 | VEH | http://www.toronto.ca/TWONTO#pickup_truck
24898 | 92065 | FHO-SES-SQ-4010 | First Aid Kit Station, Admin Building, Rest Room (Inside Conference Room) | FHO-SES-SQ-0004 | Safety,First Aid Kit | First Aid |  | SQ | http://www.toronto.ca/TWONTO#first_aid_station_equipment |  | First Aid
26425 | 8468 | FHO-GRK-DR-8002S | Door, (FD-S8-02), Fire Rated, Raw Water Building, S8, Electrical Cable Shaft | FHO-GRK-FEQ-0001 | Fire Prevention,Door | Door |  | DR | http://www.toronto.ca/TWONTO#fire_rated_door
101638 | 6076 | MAIN-241 | Main 241 | WTR-LWA | [6 empty] | Work Area 2 Central Mains and Chambers
106304 | 56690 | TAB-ACC-F-1461 | Filter, AHU-1460, Air filter | TAB-ACC-AHU-1460 | Filter | Filter |  | F | http://www.toronto.ca/TWONTO#replaceable_air_filter |  | Air Handling Unit, Lunch Room
62598 | 28620 | THC-MCS-LD-1312302753 | ELECTRIC HOIST (insp Liftsafe) | THC-MCS-LD | Lifting Device | Lifting Device |  | LD | http://www.toronto.ca/TWONTO#lifting_equipment_hoist |  | Mechanical Services, Lifting Device
19248 | 38612 | FHA-WWW-P-3401-KQ | Sludge Transfer Pump # 4 | FHA-SUSPENDED |  |  | 33343 | P |  |  | Suspended Obsolete entity for storage purpose
62676 | 31109 | THC-MCS-T-0026 | Domestic Hot Water Tank, Building B | THC-PWA-HWT | Tank,Domestic Hot Water | Tank |  | T | http://www.toronto.ca/TWONTO#tanked_hot_water_heater |  | Domestic Hot Water Tanks
39427 | 64117 | TAB-ACC-FN-6421 | Fan, Centrifugal, Supply Air, AHU-6420, Roof, Grit Bldg., P Bldg. | TAB-ACC-AHU-6420 | Fan,Centrifugal | HVAC |  | FN | http://www.toronto.ca/TWONTO#blower_or_fan_with_drive |  | Air Handling Unit, Roof, Grit Bldg., P Bldg.
6354 | 24634 | COL-PMY-DM-0003 | Damper, Gas | COL-PMY-MISC | Damper/Louver |  |  | DM |  |  | Miscellaneous Equipment
34535 | 91863 | MAIN-201 | Main 201 | WTR-LWA | [6 empty] | Work Area 2 Central Mains and Chambers
105591 | 7852 | SWM-PET-LSLL-0101 | Switch, Level Low-Low | SWM-PET-MISC | Switch,Level |  |  | LSLL |  |  | Miscellaneous Equipment
6754 | 23852 | COL-PPU-MISC | Miscellaneous Equipment | COL-PPU | [6 empty] | Port Union Road Sewage Pumping Station
137369 | 31320 | THR-PLT-LD-2142B | Lifting Device, Sparger Arm, Tank 200, Grit Bldg. | THR-PLT-LD-0200 | Lifting Device | Hydraulic System | 35258 | LD | http://www.toronto.ca/TWONTO#hydraulic_system |  | Lifting Devices, Sparger Arms, Tank200, Grit Bldg.
29534 | 96934 | FIS-GRK-SM-0100 | Shop Machine, Steam Cleaner, Machine Shop | FIS-GRK-0001 | Motor,Hydraulic | Tool |  | SM | steam_cleaner |  | FIS, Building Maintenance
129742 | 8429 | THR-ACC-DIS | Air Conditioning, HVAC, Chlorine Building | THR-ACC-HVAC | H.V.A.C.,Air Conditioner | HVAC |  |  | http://www.toronto.ca/TWONTO#collection_of_assets |  | Air Conditioning, Heating, Ventilation & Air Conditioning
19519 | 97897 | FHO CONTROL ROOM | Computer Location | FHO-SPC | [6 empty] | Process Control Systems - Services Area
106552 | 96234 | TAB-ACC-FN-6453 | Fan, Sidewall, Exhaust Air, AHU-6450, Primary Tank Operating Gallery, Ground, East Side | TAB-ACC-AHU-6450 | Fan,Centrifugal | HVAC |  | FN | http://www.toronto.ca/TWONTO#blower_or_fan_with_drive |  | Air Handling Unit, Primary Tank Operating Gallery, Ground, East Side
63679 | 87425 | THC-PLT-LSL-1400 | Switch, Level, Low, Sump, Vortex Gallery | THC-PLT-P-1410 | Switch,Level-Low | Switch |  | LSL | http://www.toronto.ca/TWONTO#level_switch |  | Pump, Sump, Vortex Gallery
52822 | 82059 | TAB-RSP-FSL-1251C | Flow Switch, Low, Lubrication Oil Skid #5, Raw Sewage Pump #5 | TAB-RSP-P-1250 |  | Switch |  | FSL | http://www.toronto.ca/TWONTO#flow_switch |  | Pump,Raw Sewage Transfer #5
81484 | 40093 | FHA-SES-LDR-0103 | FHA-SES-LD-0002 - 2' Rolling Ladder steel (Switch gear Room) | FHA-SES | Safety | Safety Equipment |  | LDR | http://www.toronto.ca/TWONTO#portable_ladder |  | Safety & Environmental Services
60349 | 77080 | THC-ACC-V-6402 | Valve, Motorized, Glycol Heating Return Line, 2nd Floor Mech Room #1 | THC-ACC-AHU-6400 | Valve,Ball | HVAC |  | V | http://www.toronto.ca/TWONTO#valve |  | Air Handling Unit, Screen Room/Conveyor Areas, 2nd Floor Mech Room #1, Headworks
4208 | 78545 | COL-PKG-RPU-0001 | Remote process unit | COL-PKG-MISC |  | Remote Processor Unit |  | RPU | http://www.toronto.ca/TWONTO#RPU_panel |  | Miscellaneous Equipment
60448 | 30153 | THC-AER-F-6200 | Filter, Air, Inlet, Blowers, Bldg. A | THC-AER-OLD PLANT | Filter | Filter |  | F | http://www.toronto.ca/TWONTO#replaceable_air_filter |  | AerationTreatment
7673 | 95369 | COL-PSU-FN-0002 | Fan, Exhaust | COL-PSU | Fan |  |  | FN |  |  | Sunnyside Pumping Station
4150 | 88671 | COL-PCU-TSL-5302 | Switch, Temperature-Low, Building, Cumber PS | COL-PCU | Switch |  | 35006 | TSL |  |  | Cumber Pumping Station
10107 | 44295 | FCL-ACC-FA-0301 | Smoke Detector, Fire Alarm, Air Handling Unit AHU-0303, Admin Building | FCL-ACC-AHU-0303 |  |  |  | FA |  |  | Air Handling Unit, Roof Top, Admin Building Top of N/E Stairwell
30781 | 17386 | FIS-SPC-CPU-0213 | Computer, Primary SCADA Server (FISPSM03), Raw Water & Preliminary, Admin Bldg, Server Room COM-0300 | FIS-ADM BLDG |  | Communications Equipment |  | CPU | http://www.toronto.ca/TWONTO#operator_interface_terminal |  | Building Location
15542 | 49907 | FCL-WWW-V-5610 | Valve, Slide Gate, Motorised, CV-5601 to Cake Disposal Bin Container A,Centrifuge Bldg,Centrifuge Rm | FCL-WWW-CV-5610 |  |  |  | V |  |  | Bottom Screw Conveyor, South, Centrifuge CF-5601
42757 | 87559 | TAB-AER | Aeration Gallery | TAB-WORK-AREA-LIQ | [6 empty] | TAB Work Area Liq
64799 | 26123 | FCL-SES-FEQ-0116-SUS | Fire Extinguisher #116, Gaseous Chemical Building, 3rd Floor, Scrubber Room West Wall | FCL-SUSPENDED |  |  | 46433 | FEQ |  |  | Suspended entity
81817 | 78273 | THR-OCS-DM-2228 | Damper, Butterfly, Discharge, Fan 2220, North Biofilter | THR-OCS-FN-2220 | Damper/Louver | HVAC |  | DM | http://www.toronto.ca/TWONTO#air_damper |  | Fan, Centrifugal, Odourous Air, North Biofilter
111062 | 87332 | TAB-DIG-PSL-4200G | Switch,Pressure,Low, Digester Gas,Inlet, Compressor-C4200 | TAB-DIG-C-4200 | Switch,Pressure | Switch |  | PSL | http://www.toronto.ca/TWONTO#pressure_switch |  | Compressor #4, Gas (DX5004A) Digester Tank 20 & 22,
108631 | 31021 | TAB-ACC-V-6561 | Valve, 3-Way Modulating, PreHeater Coil,AHU-6560, Mechanical RM No. 3, Screen Bldg., P Bldg. | TAB-ACC-AHU-6560 | Valve | HVAC |  | V | http://www.toronto.ca/TWONTO#valve |  | Air Handling Unit, Mechanical Room no.3, Screen Bldg., P Bldg.
111225 | 93222 | TAB-DIG-TSH-4150 | Switch,Temperature, High, Discharge, Digester Gas, Compressor C-4150 | TAB-DIG-C-4150 | Switch,Temperature | Switch |  | TSH | http://www.toronto.ca/TWONTO#temperature_switch |  | Compressor # 3, Gas(DX2603)
43235 | 3311 | TAB-CW-SQ-6004 | Emergency Eye Wash Station, 2nd Floor, North side | TAB-DEW-SAFETY | PPE,Eyewash Station | Safety Equipment |  | SQ | http://www.toronto.ca/TWONTO#emergency_eyewash |  | Safety Equipment
81299 | 48708 | TNT-ELS-TS-6104A | Power Distribution, Automatic Transfer Switch, 600v | TNT-ELS-MCC-6104 | Switchgear,Indoor | Switch |  | TS | http://www.toronto.ca/TWONTO#transfer_switch |  | Control Centre, Motor, Electrical Sub-Station
129963 | 61771 | THR-ACC-FSL-0846S | Switch, Flow-Low, Exhaust Fan 0846, T14 South, Plant Services, Gallery Ventilation, Zone 2A and 2B | THR-ACC-FN-0846S | Switch,Flow-Low | Switch | 39344 | FSL | http://www.toronto.ca/TWONTO#flow_switch |  | Fan, Exhaust, T14 South, Plant Services, Gallery Ventilation, Zone 2A, 2B, 2C
113539 | 77994 | TAB-GRK-VEH-378318 | Kubota-SIMM | TAB-GRK-VEH | Vehicle,Unlicensed | Vehicle |  | VEH | http://www.toronto.ca/TWONTO#golf_cart
72898 | 58608 | THR-DIS-PSH-1041 | Switch, Pressure-High, Chlorine Bank 3 Header, Chlorination Building, Disinfection, Chlorination System | THR-DIS-WSC-1040 | Switch,Pressure-High | Switch | 34840 | PSH | http://www.toronto.ca/TWONTO#pressure_switch |  | Disinfection, Weigh Scale, Chlorine Cylinders Bank 3
138922 | 61275 | THR-SPC-RPU-0002 | Remote Processor Unit, SCADA, Gallery Ventilation | THR-ACC-AHU | RPU | Remote Processor Unit |  | RPU | http://www.toronto.ca/TWONTO#RPU_panel |  | Air Conditioning, Air Handling Unit, Gallery Ventilation
113455 | 91223 | TAB-ELS-SQ-6001 | First Aid Kit | TAB-ELS-SQ-FIRST AID | Safety,First Aid Kit | Safety Equipment |  | SQ | http://www.toronto.ca/TWONTO#first_aid_kit |  | First Aid Kits
44008 | 13281 | TAB-DEW-PSL-6401 | Switch, Pressure-Low, Service Air Line to Air Receiver Tank DEW-T-6401, DEW Bsmt | TAB-DEW-T-6401 |  | Switch |  | PSL | http://www.toronto.ca/TWONTO#pressure_switch |  | Tank, Air Receiver, Service Air Line to DEW Plant Instruments, Service Air, DEW Bsmt
76602 | 16680 | THR-DR-HH-0534 | Overhead Door, Grit Building Truck Door West | THR-DR-WA2 | Door,Overhead | Door |  | HH | http://www.toronto.ca/TWONTO#roll_up_door
143194 | 54619 | WTR-PDS-TRW | Treated Water (Transmission) | WTR-PDSS | [6 empty] | Dorset Pumping station (Chamber Replaced with Pod)
42090 | 72715 | TAB-ACC-V-6418 | Valve, Check, Hot Water System, Mech. Room No.5, Old Screen Bldg., P Bldg. | TAB-ACC-P-6404 | Valve,Check | HVAC |  | V | http://www.toronto.ca/TWONTO#valve |  | Pump, Heating Pump, Existing Screen Bldg Mechanical Room No.5
41524 | 777 | TAB-ACC-TSL-1650 | Switch, Temperature, High, Fan 1650, Vest. 101, Loading Bay | TAB-ACC-FN-1650 | Switch,Temperature-Low | Switch |  | TSL | http://www.toronto.ca/TWONTO#temperature_switch |  | Fan, Supply, Vestibule Pressurization, Vestibule 101
11402 | 98203 | FCL-CCS-CP-0102 | Control Panel, CCS Sample Pump, Low Lift PS Building | FCL-CCS |  |  |  | CP |  |  | Corrosion Control System
58482 | 63289 | THC-ACC-DM-0132 | Damper,Motorized,Exhaust Fan FN-0132,Boiler Building,South Zone 3 | THC-ACC-FN-0132 | Damper/Louver | HVAC |  | DM | http://www.toronto.ca/TWONTO#air_damper |  | Fan,Centrifugal,Boiler Building,South Zone 3
69350 | 90993 | THR-AER-PSH-0715 | Switch, Pressure-High, Tank 700, Secondary Treatment, Secondary Treatment, Aeration - North | THR-AER-T-0700 | Switch,Pressure-High | Switch |  | PSH | http://www.toronto.ca/TWONTO#pressure_switch |  | Tank, Secondary Treatment, Aeration - North #07
97353 | 38567 | FIS-MCS-LD-0003 | Tripod, Stores | FIS-MCS | Lifting Device | Lifting Device |  | LD | http://www.toronto.ca/TWONTO#fall_arrest_Davit_arm |  | Mechanical Services
26321 | 3906 | FHO-SES-SQ-6012 | Harness-134057 - Ian Chin | FHO-SES-SQ-0006 | PPE,Harness | Safety Equipment |  | SQ | http://www.toronto.ca/TWONTO#fall_arrest_harness |  | Fall Arrest Systems
86816 | 97065 | WTR-PLW-HRN-0011 | PPE, Body Harness, S/N E004010074CDE7D0 | WTR-WEST-SES | PPE,Harness | Safety Equipment |  | HRN | http://www.toronto.ca/TWONTO#fall_arrest_harness |  | Safety & Lifting Devices
58728 | 37736 | THC-ACC-F-6401 | Filter, Screen Room/Conveyor Areas, AHU-6400, 2nd Floor Mech Room #1, Headworks | THC-ACC-AHU-6400 | Filter | HVAC |  | F | http://www.toronto.ca/TWONTO#replaceable_air_filter |  | Air Handling Unit, Screen Room/Conveyor Areas, 2nd Floor Mech Room #1, Headworks
122351 | 73072 | THC-CW-SQ-0104 | Emergency Eyewash, Portable/Self Contained, Incinerator Bldg, Outside Dry Polymer Room | THC-SES-SQ-EYE | PPE,Eyewash Station | Safety Equipment |  | SQ | eye_wash_bottle |  | Eyewash Stations THC (Virtual entity #)
80599 | 55807 | TNT-AER-RX-0110 | Reactor, Mabr Cassette, Aeration Tank 1 - Mabr Cassette 10, Aeration | TNT-AER-T-0100 |  |  |  | RX |  |  | Tank,Aeration, # 1
120897 | 96422 | THC-ACC-HTR-0317U | Air Heater, Building M | THC-ACC-HEATERS | H.V.A.C.,Heater,Unit | HVAC |  | HTR | http://www.toronto.ca/TWONTO#heater |  | Air Heaters, Building M
144650 | 11494 | WTR-PJS-T-0103 | Tank, (Surge), John St #2 | WTR-PJS-TRW | Tank | Tank |  | T | http://www.toronto.ca/TWONTO#pumping_surge_suppression_tank |  | Treated Water (Transmission)
8769 | 60582 | COL-SKW-UPS-0001 | UPS, RPU | COL-SKW-MISC | Uninterruptible Power Supply |  |  | UPS |  |  | Miscellaneous Equipment
139901 | 95796 | TNT-AER-RX-0102 | Reactor, Mabr Cassette, Aeration Tank 1 - Mabr Cassette 2, Aeration | TNT-AER-T-0100 |  |  |  | RX |  |  | Tank,Aeration, # 1
129739 | 2347 | THR-ACC-D-0100 | H.V.A.C.,Dehumidifier,Basement South-East Wall ,Main Sub Station | THR-ACC-MAINSUB |  | HVAC |  | D | http://www.toronto.ca/TWONTO#dehumidifier |  | ACC Equipment Serving the Main Substation
69358 | 2336 | THR-AER-PSH-1715 | Switch, Pressure-High, Lube Oil, Blower 1711, Secondary Treatment, Aeration Blower System - North | THR-AER-T-1714 | Switch,Pressure-High | Switch |  | PSH | http://www.toronto.ca/TWONTO#pressure_switch |  | Tank, Non-Pressurized, Auxiliary Oil, Blower 1711, Secondary Treatment, Aeration Blower System - North
71678 | 83514 | THR-DIG-PSL-2522 | Switch, Pressure-Low, Inlet Pump 2522, Digester Tank 0300 | THR-DIG-P-2522 | Switch,Pressure-Low | Switch |  | PSL | http://www.toronto.ca/TWONTO#pressure_switch |  | Pump, Centrifugal, Sludge Recirculation, Tank 0300
112938 | 12468 | TAB-EL1-TS-6650 | Power Distribution, Automatic Transfer Switch, Generator, Standby Power, 600V | TAB-EL1-MCC-6628 |  |  |  | TS |  |  | Motor Control Centre
96248 | 62040 | FIS-CLA-FSL-0001 | Switch, Flow, Low, Pre-Filtered Residual Chlorine Analyser AIT-0001, Filter Building, Pump Room E | FIS-CLA-AIT-0001 | Transmitter,Flow | Switch |  | FSL | http://www.toronto.ca/TWONTO#flow_switch |  | Analyzer, Chlorine, Pre-Filtered Residual, Filter Building, Pump Room East
135682 | 95436 | THR-FT-LSL-4830 | Switch, Level-Low, Sump, Gallery T-13, Flood Monitoring System | THR-FT-P-4830 | Switch,Level-High-High | Switch |  | LSL | http://www.toronto.ca/TWONTO#level_switch |  | Pump, Sump, Final Tanks, Sump Pit No.34,T-13,Plant Services, Flood Monitoring System
139227 | 4345 | THR-THK-RPU-0200 | Remote Processor Unit, STB Control Room (172.22.39.162) | THR-THK | RPU | Remote Processor Unit |  | RPU | http://www.toronto.ca/TWONTO#RPU_panel |  | Sludge Thickening
21637 | 5417 | FHO-DOZ-SAMP | Ozone Contact Tank Sampling | FHO-DOZ | [6 empty] | Ozonation System
48201 | 95468 | TAB-ELS-SQ-5022 | Cross Arm Strap(Yul) | TAB-ELS-SQ-FALL ARST | PPE,Harness | Safety Equipment |  | SQ | lifeline |  | Fall Arrest -Safety Harness & Lanyard
114532 | 89540 | TAB-PLT-G-4602 | Gate, Knife Gate, Pneumatic, Discharge, Screenings Receiving Conveyor 4600, Conveyor Area | TAB-PLT-CV-4600 | Valve,Knife Gate | Gate |  | G | http://www.toronto.ca/TWONTO#valve
28680 | 16829 | FIS-ELS-CBL-5331B | Cable,HV,4.16 kV,Raw Water Building Upper Level,FIS-ELS-VFD-0301,Feeder,FIS-RW-P-0301 | {FIS-ELS-CBL} |  |  |  | CBL |  |  | Asset Group,ELS Lines,13.8 kV / 4.16 kV
48117 | 84746 | TAB-ELS-LTG-1081 | Emergency Light,Single Head,North Substation,Basement,Centre,West,West | NORTH SUBSTATION_BASEMENT | Lighting,Emergency | Safety Equipment |  | LTG | http://www.toronto.ca/TWONTO#lighting_unit |  | MSA Substation,Basement
29312 | 87702 | FIS-FLT-FSL-0003 | Switch, Flow, Low, Filter Composite Turbidity Analyser AIT 0003, Filter Building, Pump Room East | FIS-FLT | Switch,Flow-Low | Switch |  | FSL | http://www.toronto.ca/TWONTO#flow_switch |  | Filtration
85121 | 80427 | WTR-PEL-LSH-1012 | Switch, Level, High, Leak Diesel Fuel Storage Tank T-1010, Generator Building, Bulk Fuel Storage Room | WTR-PEL-T-1010 | Switch,Level-High | Switch |  | LSH | http://www.toronto.ca/TWONTO#level_switch |  | Tank, Non-Pressurized, Diesel Fuel Storage, Generator Building, Bulk Fuel Storage Room
93349 | 96172 | FHO-GRK-DR-5006S | Door, (FD-S5-06), Fire Rated, TRW Building, S5, South West of Storage Room | FHO-GRK-FEQ-0001 | Fire Prevention,Door | Door |  | DR | http://www.toronto.ca/TWONTO#fire_rated_door
75184 | 59653 | THR-FT-PSL-4408 | Switch, Pressure-Low, Pump P-4405 Suction, RAS Pumping - South | THR-FT-P-4405 | Switch,Pressure-Low | Switch |  | PSL | http://www.toronto.ca/TWONTO#pressure_switch |  | Pump, Centrifugal, RAS, RAS Pumping Station - South
38718 | 85381 | SWM-PDU-LP-0001 | Control Panel, Lighting | SWM-PDU-MISC | Control Panel |  |  | LP |  |  | Miscellaneous Equipment
8071 | 43191 | COL-PWE-LSHH-0104 | Switch, Level High-High | COL-PWE | Switch,Level |  |  | LSHH |  |  | Wellington Sewage Pumping Station (partial operation)
24984 | 75471 | FHO-POL-P-0501-KQ | Polymer Skid 5 | FHO-OBSOLETE |  |  |  | P |  |  | Removed From Service
132832 | 43431 | THR-DIG-PSH-6301 | Switch, Pressure-High, Discharge Pump 6301, Tank 0300 | THR-DIG-P-6301 | Switch,Pressure-High | Switch |  | PSH | http://www.toronto.ca/TWONTO#pressure_switch |  | Pump, Centrifugal , Sampling, Tank 0300
85603 | 78514 | WTR-PHL-HRN-0006 | PPE, Body Harness, S/N 982000094695523 | WTR-CENTRAL-SES | PPE,Harness | Safety Equipment |  | HRN | http://www.toronto.ca/TWONTO#fall_arrest_harness |  | Safety & Lifting Devices
140609 | 43753 | TNT-MCS-LD-0030 | Chain Hoist | TNT-MCS-LD | Lifting Device,Chain | Lifting Device |  | LD | http://www.toronto.ca/TWONTO#lifting_equipment_hoist |  | Lifting Devices , cranes/ Portable crane/hoists, come alongs, slings, wire rope, chains
4569 | 829 | COL-PGB-SQ-0001 | Eye Wash Station | COL-PGB-MISC |  | Safety Equipment |  | SQ | http://www.toronto.ca/TWONTO#emergency_eyewash |  | Miscellaneous Equipment
18142 | 88258 | FHA-SED-ZSH-0403F | Switch, Limit, Access Hatch Zone 3, Settling Basin T-0401 | FHA-SED-ZSH-0403 |  | Security System |  | ZSH | http://www.toronto.ca/TWONTO#position_switch |  | Switch, Limit, Access Hatch Zone 4
6312 | 66158 | COL-PMT-LSH-0103 | Switch, Level-High | COL-PMT-MISC | Switch,Level |  |  | LSH |  |  | Miscellaneous Equipment
87298 | 89412 | WTR-PMI-ZS-0022 | Switch, Position,Door Security | WTR-PMI-AUX | Switch,Position | Switch |  | ZS | http://www.toronto.ca/TWONTO#position_switch |  | Auxiliary Equipment (Building Facilities)
60346 | 53890 | THC-ACC-V-6335 | Valve, Ball, Manual, AHU-6300, 2nd Floor Mech Room #1, Headworks | THC-ACC-AHU-6300 | Valve,Ball | HVAC |  | V | http://www.toronto.ca/TWONTO#valve |  | Air Handling Unit, Screen Room/Conveyor Areas, 2nd Floor Mech Room #1, Headworks
132839 | 3350 | THR-DIG-PSL-2318 | Switch, Pressure-Low, Suction, Pump 2318, Solids Treatment, Heating System - Digesters - Tank 0900 Tank 1000 | THR-DIG-P-2318 | Switch,Pressure-Low | Switch |  | PSL | http://www.toronto.ca/TWONTO#pressure_switch |  | Pump, Centrifugal, Sludge Recirculation, Tank 0900
54916 | 45576 | TAB-STR2 | Secondary Treatment - Clarifiers | TAB-WORK-AREA-2 | [6 empty] | Work Area 2
26321 | 49863 | FHO-GRK-DR-3002S | Door, (FD-S3-02), Fire Rated, TRW Building, S3, TRW Pump Room, South West | FHO-GRK-FEQ-0001 | Fire Prevention,Door | Door |  | DR | http://www.toronto.ca/TWONTO#fire_rated_door
114856 | 8402 | TAB-PLT-STR-9409A | Strainer, Inlet, City Water Supply Line to FIT, Conduit 9 | TAB-PLT-G-D | Strainer | Filter |  | STR | http://www.toronto.ca/TWONTO#strainer |  | D Building - Conduits 6-11
71682 | 65954 | THR-DIG-PSL-2532 | Switch, Pressure-Low, Inlet Pump 2532, Digester Tank 0500 | THR-DIG-P-2532 | Switch,Pressure-Low | Switch |  | PSL | http://www.toronto.ca/TWONTO#pressure_switch |  | Pump, Centrifugal, Sludge Recirculation, Tank 0500
86186 | 27244 | WTR-PJS-LSLL-0102 | Switch, Level-Low-Low, John Street Surge Tank 1 | WTR-PJS-T-0102 | Switch,Level-Low-Low | Switch |  | LSLL | http://www.toronto.ca/TWONTO#level_switch |  | Tank, (Surge), John St #1
6900 | 88791 | COL-PRD-LSH-0104 | Switch, Level-High | COL-PRD-MISC | Switch,Level |  |  | LSH |  |  | Miscellaneous Equipment
27735 | 64107 | FIS-ELS-PDP-0606 | Power Distribution Panel,Flume Storage Building,347 / 600V,200A,3ph,3W | FIS-ELS-MCC-0600 | Control Panel,Power Distribution Panel | Power Distribution Panel |  | PDP | http://www.toronto.ca/TWONTO#LV_electrical_panel |  | MCC,600 V,Filter Building,Mezzanine,West
59042 | 41410 | THC-ACC-HTR-0282 | Heater, Perimeter. Admin Building, Ground Floor, Meeting Room 134 | THC-ACC-AHU-0091 |  | HVAC |  | HTR | http://www.toronto.ca/TWONTO#heater |  | Air handling Unit, Ground Floor East Zone(Field Services), Admin Building Roof
141650 | 87546 | WTR-119-LSH-0001A | Switch, Level, High, Flood Alarm, Chamber 119-01A, Parkway | CH 119 01A | Switch,Level-High | Switch |  | LSH | http://www.toronto.ca/TWONTO#level_switch |  | Chamber
4272 | 19150 | COL-PEV-WEL-0600 | Dry Well | COL-PSK-MISC |  |  |  | WEL |  |  | Miscellaneous Equipment
58416 | 3995 | THC-ACC-DM-0088 | VAV Box, Admin Building, Ground Floor, Telecomm Room 128 | THC-ACC-AHU-0081 |  | HVAC |  | DM | http://www.toronto.ca/TWONTO#air_damper |  | Air handling Unit, Ground Floor South Zone(Project Management), Admin Building Roof
8506 | 69500 | COL-RBB-CP-0003 | Control Panel, Operator | COL-RBB-MISC | Control Panel |  |  | CP |  |  | Miscellaneous Equipment
69305 | 34146 | THR-AER-LSL-4800 | Switch, Level-Low, Sump, Gallery T-14S (South End), Flood Monitoring System | THR-AER-P-4800 | Switch,Level-High | Switch |  | LSL | http://www.toronto.ca/TWONTO#level_switch |  | Pump, Centrifugal, Sump, T14S
78883 | 19733 | THR-SES-SQ-3508 | Harness, Full Body, PPE Wayne Johnston (Suspended) | THR-SES-SQ-5012 | Safety | Safety Equipment | 34918 | SQ | http://www.toronto.ca/TWONTO#fall_arrest_harness |  | Lanyard for Harness, PPE Wayne Johnston (Suspended)
79914 | 41141 | THR-WA2-LD-153-4 | Sling, Nylon, Work Area 2 (Sr 1462153-4) SIZE; 2" X 16', | THR-S-E | Lifting Device,Sling | Lifting Device |  | LD | synthetic_web_sling |  | SUSPENDED ENTITY
34598 | 88568 | MAIN-260 | Main 260 | WTR-LWA | [6 empty] | Work Area 2 Central Mains and Chambers
105544 | 1576 | SWM-PDU-CH-0002 | Chamber, Ualtra sonic Level Meter | SWM-PDU | Chamber |  |  | CH |  |  | Dunker's Storm
43213 | 23105 | TAB-CW-SQ-0010S | Eye Wash Station- No.401 Blower Bldg South east wall next to Stores | TAB-SLO-SES | Safety,Eye wash | Safety Equipment | 46696 | SQ | http://www.toronto.ca/TWONTO#emergency_eyewash |  | TABWA4 Health and Safety Equipment
138665 | 46782 | THR-SES-SCBA-0507 | SCBA 30 Minutes Pack | THR-SES-SCBA | Safety | Safety Equipment |  | SCBA | http://www.toronto.ca/TWONTO#self-contained_breathing_apparatus |  | Self Contained Breathing Apparatus
113454 | 10736 | TAB-ELS-SQ-51BE | Cross Arm Strap 6' - Yevgen Valavsky | TAB-ELS-SQ-FALL ARST | PPE,Lanyard | Safety Equipment |  | SQ | lifeline |  | Fall Arrest -Safety Harness & Lanyard
6645 | 90939 | COL-PNT-PSL-0122 | Switch, Pressure-Low | COL-PNT | Switch,Pressure-Low | Switch |  | PSL | http://www.toronto.ca/TWONTO#pressure_switch |  | New Toronto Pumping Station
120136 | 96824 | TAB-WA8-SQ-0281 | Spill Response Kit, Universal | TAB-SES-WA8 | Spill Kit | Safety Equipment |  | SQ | http://www.toronto.ca/TWONTO#spill_kit |  | WA 8 Safety Equipment,
50937 | 14331 | TAB-PRM-PSH-2602 | Switch Pressure,High, Pump-2602 Discharge | TAB-PRM-P-2602 | Switch,Pressure | Switch |  | PSH | http://www.toronto.ca/TWONTO#pressure_switch |  | Pump, Scum
74207 | 83254 | THR-FPW-LSHH-0003 | Switch, Level-High High, Sump, Basement Pump, Filter Water Building | THR-FPW | Switch,Level-High-High | Switch |  | LSHH | http://www.toronto.ca/TWONTO#level_switch |  | Filtered Plant Water
30657 | 6888 | FIS-SES-SCBA-4501 | Self Contained Breathing Apparatus, Workshop Building, Main Floor, EICT Corridor Next to West Side Entrance | FIS-SES-SQ-0001 | PPE,SCBA | Safety Equipment |  | SCBA | http://www.toronto.ca/TWONTO#self-contained_breathing_apparatus |  | Emergency Breathing Apparatus
96437 | 76951 | FIS-DCL-T-0101 | Tank, Expansion, SO2 Liquid to Evaporator EV-0101, Gaseous Chemical Building,Storage Room | FIS-DCL | Chemical Feeder,Gas | Tank |  | T | expansion_tank |  | De-Chlorination
119580 | 14866 | TAB-WA1-LD-1237 | Devit Arm | TAB-WA1-SQ-1000 | Lifting Device | Lifting Device |  | LD | http://www.toronto.ca/TWONTO#fall_arrest_Davit_arm |  | WA1 Lifting Devices and Slings
8589 | 69646 | COL-RBB-TR-0005 | Transformer, Power | COL-RBB | Transformer |  |  | TR |  |  | Western Beaches Tunnel (Battery Park)-Storm
47362 | 79081 | TAB-EL1-MCC-6536 | Motor Control Centre, Z Bldg | TAB-EL1-PDP-6009 | Control Panel,MCC | Motor Control Centre |  | MCC | http://www.toronto.ca/TWONTO#LV_electrical_panel |  | Power Distribution Panel, 600V, Z Building Outdoor Substation
79193 | 78916 | THR-ELS-PDP-3102 | Distribution Panel, MCC 3102, Admin Bldg | THR-ELS-ADM | Control Panel,MCC | Power Distribution Panel |  | PDP | http://www.toronto.ca/TWONTO#LV_electrical_panel |  | Electrical System, Administration Building
76183 | 10280 | THR-MCS-LD-5907 | Chain Hoist, Manual, Work Area 2 | THR-LD-WA3 | Lifting Device,Hoist,Manual | Lifting Device |  | LD | http://www.toronto.ca/TWONTO#lifting_equipment_hoist |  | Lifting Devices, Chain Hoist, Come Along & Slings
106155 | 41658 | TAB-ACC-DM-1484 | Damper, Actuated, Exhaust | TAB-ACC-VAV-1484 | Damper/Louver | HVAC |  | DM | http://www.toronto.ca/TWONTO#air_damper |  | Heater, Hot Water Reheat Coil, Variable air
125799 | 80374 | THC-GRK-DR-0311 | Door, Overhead, Building M | THC-GRK-DR-M | Door,Overhead | Door |  | DR | http://www.toronto.ca/TWONTO#roll_up_door
139476 | 51970 | THR-WA2-LD-889-7 | Sling, Nylon, Work Area 2 (Sr 788889-7) SIZE; 1" X 8', | THR-LD-WIRE-WA2 | Lifting Device,Sling | Lifting Device |  | LD | synthetic_web_sling |  | Slings, Wire Rope, Work Area 2
53872 | 92281 | TAB-SLO-T-0430 | Tank, Bio-Filter Neutralization, Limestone | TAB-SLO-BIO | Tank,Non-Pressurized | Tank | 46255 | T | http://www.toronto.ca/TWONTO#chemical_storage_tank |  | Odour Control Facility-WA4
143374 | 61796 | WTR-PEG-ZS-0004 | Switch, Position,Door Security | WTR-PEG-AUX | Switch,Position | Switch |  | ZS | http://www.toronto.ca/TWONTO#position_switch |  | Auxiliary Equipment (Building Facilities)
125559 | 56605 | THC-FEQ-MON-6021 | Monitor Module, FA System Zone 2, Headworks, Lower Level 2, Pipe Gallery E | THC-FEQ-CP-6201 | Fire Prevention,Alarm | Safety Equipment | 45880 | MON | http://www.toronto.ca/TWONTO#annunciator_panel |  | Control Panel, Main Fire Alarm CP, Headworks, Ground Floor, Electrical Room W
140566 | 2048 | TNT-FT-SUMP | Sump Pumps- Aeration Gallery Bsmt | TNT-FT | [6 empty] | Final Tanks 1-5
120003 | 51137 | TAB-WA5-LDR-6410 | Ladder, Nylon, Featherlite | TAB-WA5-SQ | PPE | Lifting Device |  | LDR | http://www.toronto.ca/TWONTO#portable_ladder |  | WA5 Safety Equipment
129670 | 46358 | THR-ACC-ASH-5012S | Carbon Monoxide(CO) Detector (Eingie Room Basement-Boiler Area) | THR-ELS-HH | Fire Prevention,Heat Detector | Switch | 47417 | ASH | http://www.toronto.ca/TWONTO#flame_or_combustion_sensing_instrument |  | Electrical System, Head House and Engine Room
74859 | 41584 | THR-FT-LSHH-2655 | High High Level Switch, Pump 2655, Final Tank 21,Tunnel 23 | THR-FT-P-0518 | Switch,Level-High-High | Switch |  | LSHH | http://www.toronto.ca/TWONTO#level_switch |  | Pump, Sump, Drainage Pumping for FT-18 & FT-21
76495 | 97828 | THR-OCS-T-0511A | Tank, Reservoir, Hypochlorite Storage, Plant Services, Odour Control System | THR-OCS-T | Tank,Reservoir | Tank |  | T | http://www.toronto.ca/TWONTO#chemical_storage_tank |  | Odour Control System, Tanks
138818 | 13437 | THR-SES-T-0502 | Tank, SCBA Air Cylinder, 30 Minutes | THR-SES-SCBA | Safety | Safety Equipment |  | T | http://www.toronto.ca/TWONTO#compressed_gas_cylinder |  | Self Contained Breathing Apparatus
72298 | 1761 | THR-ACC-AC-0750C | Air Conditioning, Cooling & Fan Unit, New Control Room Ceiling, Admin Bldg. | THR-ACC-CU-0750 | H.V.A.C.,Air Conditioner | HVAC |  | AC | http://www.toronto.ca/TWONTO#air_condition |  | Air Conditioning, Condensing Unit, New Control Room, Admin Bldg. Roof
73157 | 48597 | THR-ACC-NR-708 | HVAC Unit & Fan, Electrical Shop | THR-ACC-ADM | H.V.A.C.,Heater,Unit | HVAC |  | NR | http://www.toronto.ca/TWONTO#heater |  | Air Conditioning, HVAC, Admin Building
131186 | 53119 | THR-AER-RPU-0100B | RPU IO Extension, Aeration - South | THR-AER-RPU-0100 | RPU | Remote Processor Unit |  | RPU | http://www.toronto.ca/TWONTO#RPU_panel |  | Remote Processor Unit, SCADA,GE RX3i 172.22.37.236 THRPSN04 Aeration Tank Electrical Building
114496 | 14858 | TAB-PLT-FSL-0201 | Switch, Flow, Low, Spray Water, Screen SC-0200 | TAB-PLT-SC-0300 | Switch,Flow-Low | Switch |  | FSL | http://www.toronto.ca/TWONTO#flow_switch |  | Screen, Perforated Plate, Screen Area
89995 | 12479 | YTF-ACC-LSH-0001 | Switch, Level-High-High, A Building Sump, Miscellaneous Devices | YTF-ACC | Switch,Level-High-High | Switch |  | LSH | http://www.toronto.ca/TWONTO#level_switch |  | HVAC Equipment
106129 | 35671 | TAB-ACC-DM-1402 | Damper, Actuated, Exhaust | TAB-ACC-VAV-1402 | Damper/Louver | HVAC |  | DM | http://www.toronto.ca/TWONTO#air_damper |  | Heater, Hot Water Reheat Coil, Variable air
39127 | 18408 | SWM-PWI-LSH-0103 | Switch, Level-High | SWM-PWI | Switch,Level | Switch |  | LSH | http://www.toronto.ca/TWONTO#level_switch |  | Wilson Storm Pumping Station
49111 | 61208 | TAB-OCS-IPS | Odour control System - IPS | TAB-RSP-FN | [6 empty] | M & T Building - Odour Control Fans & Filters
21132 | 96163 | FHO-CLB-PSH-0401 | Switch, Pressure, Post ChlorinationTrain 4 Evapororator Inlet, Chemical Bldg, Main Floor, Machine Rm | FHO-CLB-CHL-0401 | Switch,Pressure-High | Switch |  | PSH | http://www.toronto.ca/TWONTO#pressure_switch |  | Chlorinator, Post Chlorination East Train 4,Chemical Building, L1, Evaporator Room
18459 | 57761 | FHA-SES-LDR-0416 | FHA-SES-LD-0013 - 6' Ladder Fiberglass (Basin Decant Pump Area) | FHA-SES-LD-1 | Safety | Safety Equipment |  | LDR | http://www.toronto.ca/TWONTO#ladder |  | Ladders
42514 | 39971 | ENT UPDATE CALENDAR | Toronto Water - ENTITY UPDATE CALENDAR | B | [6 empty] | Cluster B
110557 | 40191 | TAB-DIG-ELQ-T1-4 | Digester Tanks 1-4, Electrical Equipment | TAB-DIG-T-01-04 | [6 empty] | Digester Tanks 1-4
59229 | 37348 | THC-ACC-HTR-6017 | Heater, Unit, Glycol, Heating System, Lower Level 2, Pipe Gallery, Headworks | THC-ACC-P-6003 | H.V.A.C.,Heater,Unit | HVAC |  | HTR | http://www.toronto.ca/TWONTO#heater |  | Pump, Heating Glycol System, Lower Level 2 Blower Room, Headworks
126778 | 49915 | THC-OCS-F-6100 | Filter, Biofilter Cell, Headworks Odour Control | THC-PLT-BLDG-0001 | Filter | Tank |  | F | http://www.toronto.ca/TWONTO#filtration_tank |  | New Head House, preliminary process
144489 | 53003 | WTR-PJS-HE-0010 | Heat Exchanger, DLWC, Enwave | WTR-PJS-ENW |  |  |  | HE |  |  | Enwave Process
9121 | 96076 | COL-YKP-DA-1734518 | Davit Mast - 1734518 | COL-YKP-DA | Safety | Safety Equipment |  | DA | davit_base |  | Davit Arm Assembly
52163 | 37764 | TAB-PWA-LSH-5142 | Switch, Level,High | TAB-PWA-P-5142 | Switch,Level | Switch |  | LSH | http://www.toronto.ca/TWONTO#level_switch |  | Pump, Sump
81869 | 22301 | FHA-SES-LDR-0409 | FHA-SES-LD-0012 - 6' Ladder Fiberglass Orange ( Pilot Plant ) | FHA-SES-LD-1 | Safety | Safety Equipment |  | LDR | http://www.toronto.ca/TWONTO#ladder |  | Ladders
147563 | 83902 | YCM-TL-CSA-01 | Yard tools - Chainsaw | FAC-YCM-TOOLS |  | Tool |  | CSA | http://www.toronto.ca/TWONTO#collection_of_assets |  | Yard tools
91052 | 30465 | FHO-DCL-P-0401A-KQ | Before SO2 Sampling | FHO-OBSOLETE |  |  |  | P |  |  | Removed From Service
139948 | 26341 | TNT-AER-F-0001 | Filter, Air Intake | TNT-AER-BLOW | Filter | Filter |  | F | http://www.toronto.ca/TWONTO#replaceable_air_filter |  | Blowers, Aeration
27665 | 79717 | FIS-ELS-MCC-0400 | MCC,600 V,Raw Water Pumping Station,Upper Level,West | FIS-ELS | Control Panel,MCC | Motor Control Centre |  | MCC | http://www.toronto.ca/TWONTO#LV_electrical_panel |  | System, Electrical Distribution System
93976 | 91409 | FHO-REVIEW | Control Standards Review | FHO ADMIN |  | System Process Control |  |  | activity |  | Administration
119993 | 81735 | TAB-WA5-IR-RTE | WA5 IR route | TAB-WA5-ELS | [6 empty] | WA5 Electric Equipments
120276 | 44274 | THC-ACC-AHU-6400 | Air Handling Unit, Screen Room/Conveyor Areas, 2nd Floor Mech Room #1, Headworks | THC-PLT-BLDG-0001 | Air Handling Unit | HVAC |  | AHU | http://www.toronto.ca/TWONTO#air_handler_unit |  | New Head House, preliminary process
105177 | 66566 | PA50295 | Paging/Intercom System, Digestion Tanks 19-22 | TAB-DIG-STRC-19-22 |  | Communications Equipment |  |  | http://www.toronto.ca/TWONTO#public_annoucement_speaker |  | Digester Tanks 19-22 - Drains, Electrical Service(110/220V), UPS,Lighting, Plumbing
51539 | 87952 | TAB-PRS-LSH-2001 | Switch, Level-High, Chemical Storage Tank Containment, East Chemical Storage Tanks | TAB-PRS-T-FECL2 | Switch,Level-High | Switch |  | LSH | http://www.toronto.ca/TWONTO#level_switch |  | Ferrous Chloride Tanks & Valves
98217 | 50551 | FIS-SES-SH-0013 | Safety Harness Full Body | FIS-SES |  | Safety Equipment |  | SH | http://www.toronto.ca/TWONTO#fall_arrest_harness |  | Safety, Instrumentation & Environmental Services
120829 | 38925 | THC-ACC-HE-4110 | Heat Exchanger,Glycol Heating System,Scrubber Room,Phase 4 | THC-ACC-BLDG O | Air Handling Unit | Switch |  | HE | http://www.toronto.ca/TWONTO#heat_exchanger |  | Phase IV , Building O HVAC
6404 | 21683 | COL-PMY-JIT-0002 | Meter, Power Indicating Transmitter | COL-PMY | Meter |  |  | JIT |  |  | Maryport Sewage Pumping Station
132937 | 12709 | THR-DIG-SSH-5157A | Digester Gas Mixing, Tank 0200, Solids Treatment, Digester Tanks 1-6 | THR-DIG-MX-0200 | Switch,Speed-High | Switch |  | SSH | http://www.toronto.ca/TWONTO#speed_switch |  | Digester Gas Mixing, Digester Tank 0200
120071 | 35473 | TAB-WA6-SQ-4197 | Harness | TAB-WA6-SQ-0001 | PPE | Safety Equipment |  | SQ | http://www.toronto.ca/TWONTO#fall_arrest_harness |  | Fall Arrest System
8223 | 54927 | COL-PWR-FN-0001S | Fan, Centrifugal | COL-PWR-SUSPENDED | Fan |  | 35100 | FN |  |  | West Rouge P.S.suspended entities
7474 | 61477 | COL-PSP-TS-0002 | Transfer Switch, Auto | COL-PSP | Switch |  |  | TS |  |  | Southport Sewage Pumping Station
40825 | 57047 | TAB-ACC-TE-1463B | Temperature Element, Space Temperature | TAB-ACC-HTR-1463 | Sensor,Temperature | HVAC |  | TE | http://www.toronto.ca/TWONTO#temperature_sensor_element |  | Heater unit, Z Bldg
130993 | 36620 | THR-AER-LSL-4890 | Switch, Level-Low, Sump, Gallery T-17E, Flood Monitoring System | THR-FPW | Switch,Level-High | Switch |  | LSL | http://www.toronto.ca/TWONTO#level_switch |  | Filtered Plant Water
62624 | 55105 | FHA-FLT-MX-0701 | FHA-FLT-SW-0701 - Sweeps, Surface Wash, Filter #7 | FHA-FLT-F-0701 | Filter | Filter |  | MX | filter_sweeping_arm |  | Filter #07, Filter Building, West Filter Gallery South
89140 | 23691 | WTR-RLL-TSL-0001 | Switch, Temperature-Low, Building | WTR-RLL-AUX | Switch,Temperature-Low | Switch |  | TSL | http://www.toronto.ca/TWONTO#temperature_switch |  | Auxiliary Equipment (Building Facilities)
96556 | 35128 | YTF-ELS-PDP-1101 | Control Panel, Power Dist., UPS Room, Electrical Panels Warehouse | YTF-ELS | Control Panel,Power Distribution Panel | Power Distribution Panel |  | PDP | http://www.toronto.ca/TWONTO#LV_electrical_panel |  | Electrical Equipment
79200 | 27760 | THR-ELS-RPU-0001 | Remote Processor Unit, Main South Substation | THR-ELS-NS | RPU | Remote Processor Unit |  | RPU | http://www.toronto.ca/TWONTO#RPU_panel |  | Electrical System, North Substation
69713 | 26075 | THR-BG-FS-1201 | Switch, Flow, Discharge, Used Oil Pump, Centrifugals, Engine Lubrication Oil System-Unit No 2, Engine-Generator & Heat Recovery System | THR-CG-ENG-1201 | Switch,Flow | Switch |  | FS | http://www.toronto.ca/TWONTO#flow_switch |  | Engine, Generator NT1788901, Engine Room, Engine-Generator & Heat Recovery System
2690 | 442 | COL-BCV-OIT-0001 | Operator Interface Terminal | COL-BCV | Computer Equipment,Monitor |  |  | OIT |  |  | Carlingview Blower Station
6334 | 35502 | COL-PMY-CAP-0004 | Capacitor, MCC-0002 | COL-PMY | Capacitor |  |  | CAP |  |  | Maryport Sewage Pumping Station
78793 | 16208 | THR-SES-SQ-0102 | Spill Kit, REMOVED FROM SERVICE | THR-SES-SPL | Safety | Safety Equipment |  | SQ | http://www.toronto.ca/TWONTO#spill_kit |  | Spill Containment Kits, Humber Treatment Plant
38917 | 83930 | SWM-PMG-SW-0003 | Switch, Disconnect | SWM-PMG-MISC | Switch | Switch |  | SW | http://www.toronto.ca/TWONTO#disconnect_switch |  | Miscellaneous Equipment
116198 | 84826 | TAB-PRS-PSH-3230 | Switch, Pressure-High, Chemical Dosing Pump, Secondary Dosing | TAB-PRS-P-3230 | Switch,Pressure-High | Switch |  | PSH | http://www.toronto.ca/TWONTO#pressure_switch |  | Pump, Chemical Dosing, Secondary Dosing
19310 | 39015 | FHA-WWW-T-4101 | Tank, Decant, RMF, Dicant Tanks Area | FHA-WWW-DECANT | Tank | Tank |  | T | http://www.toronto.ca/TWONTO#sedimentation_tank |  | Decant Tanks
79061 | 1575 | THR-SQ-LP-0036 | Life Preserver, Ring Type, Primary Tank 4 | THR-SQ-LP-PRM | Safety | Safety Equipment |  | LP | http://www.toronto.ca/TWONTO#life_ring |  | Life Preserver, Ring Type Floating Device, Primary Tanks
137863 | 82214 | THR-PRM-SCP-N | Scum Pumping, Primary Treatment, North Primary(9,10,11) | THR-PRM-NORTH | [6 empty] | Primary Treatment, North Primary
96649 | 55459 | FIS-ELS-GFI-0007 | Ground Fault Circuit Interrupter, Lunch Room's countertop south wall west corner, Admin. Area, Filter Building | FIS-FILTER-BUILDING |  | Safety Equipment |  | GFI | ? |  | FIS Filter Building
96650 | 58029 | FIS-ELS-GFI-0008 | Ground Fault Circuit Interrupter, Lunch Room's countertop east wall south corner , Admin. Area, Filter Building | FIS-FILTER-BUILDING |  | Safety Equipment |  | GFI | ? |  | FIS Filter Building
54539 | 38365 | TAB-STR-T-2100 | Hopper, Scum (FU2019) | TAB-STR-T-SCUM | Tank | Tank |  | T | http://www.toronto.ca/TWONTO#storage_tank |  | Aeration Gallery - Scum Hoppers & Pumps
69360 | 7451 | THR-AER-PSH-1815 | Switch, Pressure-High, Lube Oil, Blower 1811, Secondary Treatment, Aeration Blower System - North | THR-AER-T-1814 | Switch,Pressure-High | Switch |  | PSH | http://www.toronto.ca/TWONTO#pressure_switch |  | Tank, Non-Pressurized, Auxiliary Oil, Blower 1811, Secondary Treatment, Aeration Blower System - North
78992 | 66105 | THR-GRK-VEH-378133S | Vehicle, Kubota, Unlicensed, WA2 | THR-GRK-GQ-WA3 | Vehicle,Unlicensed | Vehicle | 38597 | VEH | http://www.toronto.ca/TWONTO#golf_cart
126384 | 43630 | THC-ITS-WAP-6011 | Wireless Phone Base Station, Headworks, Lower Level 1, Sump/Storage Room, E Wall | THC-TPA-PA-6010A | Network,Telecommunication | Communications Equipment |  | WAP | telephone_system |  | Paging Panel, Headworks, Electrical Room, Ground Floor
135943 | 35353 | THR-FT-T-1200 | Tank, Final Settling, Mixed Liquor, Secondary Clarification - South (Tank#12) | THR-FT-T | Tank | Tank |  | T | http://www.toronto.ca/TWONTO#sedimentation_tank |  | Final Sedimentation Tank & Dedicated WAS Pumping
18230 | 5527 | FHA-SPC-RPU-1224 | RPU,High Lift Water Pumping, Pump Building Basement, Switchgear Room | FHA-ELS |  | Remote Processor Unit |  | RPU | http://www.toronto.ca/TWONTO#RPU_panel |  | Electrical
26307 | 3421 | FHO-SES-SQ-0006 | Fall Arrest Systems | FHO-SES-SQ-0001 | PPE,Harness | Safety Equipment |  | SQ | http://www.toronto.ca/TWONTO#fall_arrest_system |  | Safety Equipment
26306 | 36733 | FHO-GRK-DR-2068S | Door, (FD-S2-68), Fire Rated, Admin Building, S2, IMMAP Training Centre, East | FHO-GRK-FEQ-0001 | Fire Prevention,Door | Door |  | DR | http://www.toronto.ca/TWONTO#fire_rated_door
34668 | 39079 | MAIN-335 | Main 335 | WTR-MT3 | [6 empty] | Work Area 3 WEST Mains and Chambers
50025 | 27669 | TAB-PLT-MSL-0741 | Switch, Motion Low, Grit Distribution Conveyor CV-0740, Truck Loading Area, P Bldg. | TAB-PLT-CV-0740 | Switch,Motion | Switch |  | MSL | http://www.toronto.ca/TWONTO#motion_sensor_element |  | Conveyor, Reversing, Grit Distribution, Truck Loading Area, P Bldg.
57265 | 32407 | THC-ACC-TSH-0412 | Switch,Temperature-High,Supply Air,FN-0412 Shutdown,Roof,Building U | THC-ACC-AHU-0412 | Damper/Louver | Switch |  | TSH | http://www.toronto.ca/TWONTO#temperature_switch |  | Air Handling Unit,Compressor Room,Roof,Building U
76211 | 87271 | THR-MCS-LD-9857 | Chain Hoist, Electric, 650Ib,Ruger,Work Area 3,ER Basement | THR-LD-WA3 | Lifting Device,Hoist,Electrical | Lifting Device |  | LD | http://www.toronto.ca/TWONTO#lifting_equipment_hoist |  | Lifting Devices, Chain Hoist, Come Along & Slings
41071 | 59361 | TAB-ACC-PDS-8230A | Switch, Pressure Differential, AHU-8230, M Building | TAB-ACC-AHU-8230 | Switch,Pressure | Switch |  | PDS | http://www.toronto.ca/TWONTO#pressure_switch |  | AHU,M Bldg
132451 | 17130 | THR-DIG-FSL-3271 | Flow Switch, Pump Seal Water | THR-DIG-P-3271 | Transmitter,Pressure | Switch |  | FSL | http://www.toronto.ca/TWONTO#flow_switch |  | Pump, Centrifugal, Sludge Transfer, Digester Tank 1000
48291 | 4116 | TAB-ELS-SQ-6163 | Electrical - Rubber Insulating Gloves Class 1 | TAB-ELS-SQ-GLOVE | PPE,Insulated Glove | Safety Equipment |  | SQ | http://www.toronto.ca/TWONTO#rubber_insulating_gloves |  | High Voltage Gloves
25013 | 40403 | COL-PSH-P-0200 | Submersible Pump | COL-PSH |  |  |  | P |  |  | Senior’s Home Sewage Pumping Station (Wards Island PS#6)
122025 | 30955 | THC-AER-T-2900 | Tank, Aeration | THC-AER-T | Tank,Non-Pressurized | Tank |  | T | http://www.toronto.ca/TWONTO#aeration_tank |  | Tank, Aeration
25052 | 5654 | COL-PSK-LIT-0100 | Transmitter, Level | COL-PSK-MISC | Transmitter,Level |  |  | LIT |  |  | Miscellaneous Equipment
105942 | 53346 | TAB-ACC-AHU-3680 | AHU, OPS #3 | TAB-ACC-AHU | Air Handling Unit | HVAC |  | AHU | http://www.toronto.ca/TWONTO#air_handler_unit |  | Air Handling Unit & Supply Fan
76045 | 54474 | THR-LD-WA1 | Lifting Devices, Chain Hoist, Come Along & Slings | THR-MCS-WA1 | Lifting Device,Sling | Lifting Device |  |  | http://www.toronto.ca/TWONTO#collection_of_assets |  | Cranes, Lifting Devices, Machine Tools, Overhead Doors
126454 | 78332 | THC-MCS-LD-0619-001 | BELOW THE HOOK ATTACHMENT DRUM LIFTER (insp Liftsafe) | THC-MCS-LD | Lifting Device | Lifting Device |  | LD | http://www.toronto.ca/TWONTO#fall_protection_sling |  | Mechanical Services, Lifting Device
40815 | 94692 | TAB-ACC-TE-1454A | Temperature Element, Supply Air Temperature | TAB-ACC-HTR-1454 | Sensor,Temperature | HVAC |  | TE | http://www.toronto.ca/TWONTO#temperature_sensor_element |  | Heater, Hot Water Reheat Coil
41049 | 21517 | TAB-ACC-PDS-1250B | Switch,Pressure, Filter, AHU1250 | TAB-ACC-AHU-1250 | Switch,Pressure | Switch |  | PDS | http://www.toronto.ca/TWONTO#pressure_switch |  | Air Handing unit,Flotation Bldg
6392 | 43865 | COL-PMY-FSL-0002 | Switch, Flow-Low | COL-PMY | Switch |  |  | FSL |  |  | Maryport Sewage Pumping Station
31382 | 61325 | FIS-GRK-DR-0003 | Overhead Door, Storage Building, West | FIS-GRK-STRC-0001 | Door,Overhead | Door |  | DR | http://www.toronto.ca/TWONTO#roll_up_door
75824 | 65651 | THR-GRK-FT | Final Tanks, Galleries T-16, T-18, T-21 and T-20 | THR-GRK-PRTY-0404 |  | Grounds |  |  | space |  | Groundskeeping, General Labour
111101 | 87767 | TAB-DIG-SQ-0101 | Spill Kit - Gas Control Bldg. | TAB-DIG-SQ |  | Safety Equipment |  | SQ | http://www.toronto.ca/TWONTO#spill_kit |  | Digester Gas Control Building.- Safety Equipment
29016 | 89950 | FIS-FEQ-ASH-4005 | Switch, Smoke Detector, Return Air Duct, Mechanical/Electrical Room | FIS-FEQ-CP-4001-SUS |  | Safety Equipment |  | ASH | http://www.toronto.ca/TWONTO#flame_or_combustion_sensing_instrument |  | Panel, Control, Fire Alarm, Vestibule
11398 | 39229 | FCL-CCS | Corrosion Control System | FCL WORK AREA 1 | [6 empty] | Process
106223 | 98285 | TAB-ACC-DM-6422 | Damper, Motorized, Supply Air, AHU-6420, Roof, Existing Grit Bldg. | TAB-ACC-AHU-6420 | Damper/Louver | HVAC |  | DM | http://www.toronto.ca/TWONTO#air_damper |  | Air Handling Unit, Roof, Grit Bldg., P Bldg.
69432 | 96536 | THR-AER-TSH-1115 | Switch, Temperature-High, Pump 1115, Secondary Treatment, Aeration - Blower System - South | THR-AER-P-1115 | Switch,Temperature-High | Switch |  | TSH | http://www.toronto.ca/TWONTO#temperature_switch |  | Pump, Centrifugal, Auxiliary Oil Supply to Blower 1111, Secondary Treatment, Aeration - Blower System - South
96930 | 65823 | FIS-FEQ-DR-0017 | Door, Fire, Raw Water Channel Walkway | FIS-GRK-STRC-0001 |  | Door |  | DR | http://www.toronto.ca/TWONTO#door
63405 | 1493 | FCL-MCS-LD-0005 | Gantry Crane w/ Trolley 2 Ton | FCL-MCS-7 | Lifting Device | Lifting Device |  | LD | http://www.toronto.ca/TWONTO#crane |  | Vehicles
72890 | 53587 | THR-DIS-PSH-0200 | Switch, Pressure, High, Pump skid 2, Disinfection Building Main Floor | THR-DIS-P-0210 | Switch,Pressure-High | Switch |  | PSH | http://www.toronto.ca/TWONTO#pressure_switch |  | Pump, Diaphragm, Chemical Metering, Skid#2 Disinfection Building Main Floor
85843 | 42522 | WTR-PHL-ZS-0012 | Switch, Position,Door Security | WTR-PHL-AUX | Switch,Position | Switch |  | ZS | http://www.toronto.ca/TWONTO#position_switch |  | Auxiliary Equipment (Building Facilities)
119952 | 9079 | TAB-WA4-SQ-2039 | Spill Response Kit, Non-Aggressive Fluid | TAB-SLO-SES | Spill Kit | Safety Equipment |  | SQ | http://www.toronto.ca/TWONTO#spill_kit |  | TABWA4 Health and Safety Equipment
87305 | 42171 | WTR-PPD-AUX | Auxiliary Equipment (Building Facilities) | WTR-PPD | [6 empty] | Parkdale Pumping Station
94868 | 54954 | FHO-SES-SQ-6100 | Tripoid, Admin Building, S2, Stores Area | FHO-SES-SQ-0005 | PPE | Safety Equipment |  | SQ | http://www.toronto.ca/TWONTO#fall_arrest_Davit_arm |  | Fall Arrest Systems
86562 | 25895 | WTR-PKL-PSH-0002 | Switch,Pressure-High, Line to District 5 | WTR-PKL-TRW | Switch,Pressure-High | Switch |  | PSH | http://www.toronto.ca/TWONTO#pressure_switch |  | Treated Water (Transmission)
139371 | 96881 | THR-WA1-LD-0006 | Sling, Wire Rope, Work Area 1 (WIRE ROPE SLING SIZE; 3/8" X 4' SN ) | THR-LD-WIRE-WA1 | Lifting Device,Sling | Lifting Device |  | LD | wire-rope_sling |  | Slings, Wire Rope, Work Area 1
147625 | 45716 | YTF-ACC-AHU-5801 | Air Handling Unit, Server Room, North-West, HVAC Exhaust Fans and AHU's | YTF-ACC | Air Handling Unit | HVAC |  | AHU | http://www.toronto.ca/TWONTO#air_handler_unit |  | HVAC Equipment
48215 | 61145 | TAB-ELS-SQ-6104 | Electrical - Rubber Insulating Gloves | TAB-ELS-SQ-GLOVE | PPE,Insulated Glove | Safety Equipment |  | SQ | http://www.toronto.ca/TWONTO#rubber_insulating_gloves |  | High Voltage Gloves
6428 | 12039 | COL-PMY-SS-0001 | Security System, Shaft 8A | COL-PMY | Security System |  |  | SS |  |  | Maryport Sewage Pumping Station
64096 | 23067 | THC-PRM-CH-0780 | Scum Pit, Tank 0700, Primary Clarifier | THC-PRM-T-0700 | Tank | Tank |  | CH | http://www.toronto.ca/TWONTO#storage_tank |  | Tank, Primary Clarifier
38323 | 11059 | PLQ18424 | Plumbing, General, Flotation/Z Bldg | TAB-THK-STRC |  | Plumbing |  |  | plumbing |  | THK-STRC
146976 | 89189 | WTR-RLW-TSL-0001 | Switch, Temperature-Low, Building | WTR-RLW-AUX | Switch,Temperature-Low | Switch |  | TSL | http://www.toronto.ca/TWONTO#temperature_switch |  | Auxiliary Equipment (Building Facilities)
85129 | 74180 | WTR-PEL-LSHH-1302 | Switch, Level, High High, Diesel Fuel Day Tank T-1300, Generator Building, Product Handling Room | WTR-PEL-T-1300 | Switch,Level-High-High | Switch |  | LSHH | http://www.toronto.ca/TWONTO#level_switch |  | Tank, Non-Pressurized, Diesel Fuel Day, Generator Building, Product Handling Room
88288 | 23342 | WTR-PSC-P | Pumping | WTR-PSC | [6 empty] | Scarborough Pumping Station
112930 | 98238 | TAB-EL1-TS-6125 | Switch, Automatic Transfer 600V - Aeration East Cntl Rm | TAB-EL1-MCC-6125 |  | Switch |  | TS | http://www.toronto.ca/TWONTO#transfer_switch |  | Motor Control Centre, 600V
41250 | 2331 | TAB-ACC-T-2231 | Tank, Glycol Expansion Tank | TAB-ACC-HE-2220 |  | Tank |  | T | expansion_tank |  | Heat Exchanger, Glycol Heat Exchanger
138876 | 75144 | THR-SQ-LP-0021 | Life Preserver, Ring Type, Final Tank 11 | THR-SQ-LP-FT | Safety | Safety Equipment |  | LP | http://www.toronto.ca/TWONTO#life_ring |  | Life Preserver, Ring Type Floating Device, Final Tanks
15994 | 20332 | FHA-ELS-WR-0205 | Welding Receptacle, 30A, 600V, RMF, Lower Service Level 2 | FHA-ELS | Welding Equipment | Power Distribution Panel |  | WR | http://www.toronto.ca/TWONTO#welding_receptacle |  | Electrical
38281 | 7235 | PA50303 | Paging/Intercom System, North Substation | TAB-ELS-STRC-N |  | Plumbing |  |  | http://www.toronto.ca/TWONTO#public_annoucement_speaker |  | North Substation, Sump Pump
49436 | 89147 | TAB-PLQ-53220 | TAB Plumbing (CMS Work Orders) | TAB-CMS |  | Grounds |  | PLQ | activity |  | CMS Work Orders
26455 | 40349 | FHO-SPC-COM-1300 | Access Closet, Chemical Building, L1, Chemical Workshop | FHO-SPC |  | Communications Equipment |  | COM | http://www.toronto.ca/TWONTO#network_panel |  | Process Control Systems - Services Area
8160 | 1366 | COL-PWP-CP-0002 | Control Panel, Operator | COL-PWP | Control Panel |  |  | CP |  |  | West Point Avenue Sewage Pumping Station
129278 | 94934 | THC-THK-T-5990 | Tank,Centrate | THC-THK-TWAS | Storage | Tank |  | T | http://www.toronto.ca/TWONTO#storage_tank |  | Waste Activated Sludge Thickening
48330 | 96810 | TAB-FEQ-HC-DEW | Fire Standpipe/Hose, Dewatering | TAB-FEQ-HOSE | Fire Prevention,Hose | [5 empty] | Fire Standpipe/Hose Cabinets
7451 | 32412 | COL-PSP-LSHH-0104 | Switch, Level High-High | COL-PSP | Switch,Level |  |  | LSHH |  |  | Southport Sewage Pumping Station
3062 | 20037 | COL-PBG-RPU-0001 | Remote Processing Unit, All control and Instrumentation Equipment - RPU | COL-PBG |  | Remote Processor Unit |  | RPU | http://www.toronto.ca/TWONTO#RPU_panel |  | Brule Gardens Sewage Pumping Station
76499 | 79369 | THR-DIG-RPU-0022 | Remote Processor Unit, Gas Compressor Bldg. (172.22.39.121) | THR-DIG-RPU | RPU | Remote Processor Unit |  | RPU | http://www.toronto.ca/TWONTO#RPU_panel |  | RPU, UPS, Digester
19528 | 49766 | FHO EUS TRAIN ROOM | Computer Location | FHO-ADMIN-BLDG | [6 empty] | Building Location
14020 | 85632 | FCL-RW-MODULES | Raw Water Modules | FCL-RW | [6 empty] | Raw Water
53613 | 60162 | TAB-SES-LTX-2288 | Exit Sign, Battery Unit, 2 LED heads, PRS Bldg | TAB-STR-SQ | Lighting,Exit | Safety Equipment | 41291 | LTX | http://www.toronto.ca/TWONTO#lighting_unit |  | WA2 Safety Equipment,lifting devices, ladders, Eye Wash station, First Aid Kits, Lock out stations
89457 | 54662 | WTR-RRH-LSHH-0401 | Switch, Level, High, High, Rosehill Reservoir, Interconnection Chamber | WTR-RRH-P-0401 | Switch,Level | Switch |  | LSHH | http://www.toronto.ca/TWONTO#level_switch |  | Pump, Submersible, Rosehill Reservoir, Interconnection Chamber
101701 | 73846 | MAIN-324 | Main 324 | WTR-LWA | [6 empty] | Work Area 2 Central Mains and Chambers
231 | 40962 | 378163SUS | Vehicle, Utility, Kubota RTV 900 - WA4 | TAB-GRK-VEH | Vehicle,Unlicensed | Vehicle | 46879 |  | http://www.toronto.ca/TWONTO#golf_cart
127015 | 4382 | THC-PLT-G-0132 | Gate, Sluice, Motorized, EMB Actuator, Perforate Screen, Influent channel, Raw Sewage Screening | THC-PLT-BLDG-0001 | Gate,Sluice | Gate |  | G | http://www.toronto.ca/TWONTO#channel_gate
25207 | 62623 | COL-PSL-COM-0001 | Control Panel, Operator | COL-PSL-MISC | Control Panel |  |  | COM |  |  | Miscellaneous Equipment
79469 | 17331 | THR-THK-PSL-7010 | Switch, Pressure, Low, Suction, MTI Transfer Pump | THR-THK-P-7010 | Switch,Pressure-Low | Switch |  | PSL | http://www.toronto.ca/TWONTO#pressure_switch |  | MTI Transfer Pump
9198 | 42944 | COL-YKP-FAK-0037 | First Aid Kit, Truck #041227 (Escape) | COL-YKP-VEH-0037 | Safety,First Aid Kit | Safety Equipment |  | FAK | http://www.toronto.ca/TWONTO#first_aid_kit |  | Vehicle, Truck #041227 (Escape)
18430 | 96498 | FHA-SES-LDR-0107 | FHA-SES-LD-0036 - 10' Ladder Fiberglass ( Screen Room ) | FHA-SES-LD-1 | Safety | Safety Equipment |  | LDR | http://www.toronto.ca/TWONTO#ladder |  | Ladders
88315 | 95000 | WTR-PSC-T-0002-SUS | SCBA 3000 psi Bottle, ARAP | WTR-EAST-SES | Tank | Safety Equipment | 47449 | T | http://www.toronto.ca/TWONTO#compressed_gas_cylinder |  | Safety & Lifting Devices
32225 | 31109 | COL-SKW-F-0001 | Filter, Air | COL-SKW-MISC | Filter |  |  | F |  |  | Miscellaneous Equipment
122926 | 78430 | THC-DEW-T-6800 | Tank, Dewatered Biosolids Pump P-6810 Hopper, Solids Treatment | THC-DEW-CENTRATE | Tank | Tank |  | T | http://www.toronto.ca/TWONTO#storage_tank |  | Centrate System Dewatering
13118 | 97721 | COL-PEV-MON-0002 | Monitor | COL-PEV |  |  |  | MON |  |  | Ellis Sewage Pumping Station
89908 | 9611 | YTF PLC | YTF PLC | YTF-SPC1 | [6 empty] | Process Control Systems - Administrative
26319 | 10474 | FHO-GRK-DR-2178S | Door, (FD-S2-78A), Fire Rated, Chemical Building, S2, Lighting Panel Room by Gasous Storage | FHO-GRK-FEQ-0001 | Fire Prevention,Door | Door |  | DR | http://www.toronto.ca/TWONTO#fire_rated_door
34557 | 77717 | MAIN-221 | Main 221 | WTR-MT1 | [6 empty] | Work Area 1 EAST Mains and Chambers
146775 | 73710 | WTR-RDF-SQ-0001 | Eye Wash Station | WTR-RDF-AUX | PPE,Eyewash Station | Safety Equipment |  | SQ | http://www.toronto.ca/TWONTO#emergency_eyewash |  | Auxiliary Equipment (Building Facilities)
73170 | 90687 | THR-ACC-NR-784 | HVAC, Heater, Baseboard,Chlorine Bldg | THR-ACC-DIS | H.V.A.C.,Heater,Unit | HVAC |  | NR | http://www.toronto.ca/TWONTO#heater |  | Air Conditioning, HVAC, Chlorine Building
71206 | 33814 | THR-DIG-FSL-4711 | Flow Switch, Pump Seal Water (Removed from service as per D. Campolucci) | THR-DIG-P-4711 | Transmitter,Pressure | Switch | 34899 | FSL | http://www.toronto.ca/TWONTO#flow_switch |  | Pump, Centrifugal, Hot Water Recirculation, Tank 0700
9006 | 77409 | COL-CCC | Charles Caccia Park Storm Sanitary Combined Water Tank | COL-SWQTF-STM |  | Tank |  |  | http://www.toronto.ca/TWONTO#reservoir_tank |  | Storm
89356 | 90116 | WTR-RRG-ELS | Electrical System | WTR-RRG | [6 empty] | Rouge Tank
18597 | 79918 | FHA-SES-SQ-0050 | Safety Harnesses Safewaze 7510 full body harness Ser 07316 | FHA-SES |  | Safety Equipment |  | SQ | http://www.toronto.ca/TWONTO#fall_arrest_harness |  | Safety & Environmental Services
69761 | 46161 | THR-BG-PSHH-0101 | Switch,Pressurel-High-High, Emergency Purge System, Compressor Building, Gas Compressor (And Dryer) | THR-BG-C-0101 | Switch,Pressure-High | Switch |  | PSHH | http://www.toronto.ca/TWONTO#pressure_switch |  | Compressor, Centrifugal, Fuel Gas, Compressor Building, Gas Compressor (And Dryer) for COGEN
143705 | 54576 | WTR-PEL-PSH-0004 | Switch, Pressure-High, Compressor 0003 | WTR-PEL-TRW | Switch,Pressure-High | Switch |  | PSH | http://www.toronto.ca/TWONTO#pressure_switch |  | Treated Water (Transmission)
63609 | 16965 | THC-PLT-FSL-6431 | Switch,Flow Low,Grit Tank 0100-0500 to Fans 6430&6440,Odour Control,Headhouse | THC-ODOUR-HEADHOUSE | Switch,Flow-Low | Switch |  | FSL | http://www.toronto.ca/TWONTO#flow_switch |  | Odour Control
96321 | 86312 | FIS-CLB-PSL-0201 | Switch, Pressure, Low, Post-Chlorine Gas, WCS-0201 Discharge, Gaseous Chemical Bldg, Storage Room | FIS-CLB-CHL-0201 | Sensor,Pressure | Switch |  | PSL | http://www.toronto.ca/TWONTO#pressure_switch |  | Chlorinator, Post Chlorination Train 2, Gaseous Chemical Building, Machine Room
47451 | 13119 | TAB-EL1-MCC-6674 | MCC,Electrical Room,Ground Floor,Grit Build,P Building | TAB-PLT-ELQ-P | Control Panel,MCC | Motor Control Centre |  | MCC | http://www.toronto.ca/TWONTO#LV_electrical_panel |  | P Building - Electrical Equipment
107389 | 25119 | TAB-ACC-PSH-1320 | Switch, Pressure, High, Filter, Fan, 1320, AHU-1300, Screen Bldg. Rooftop | TAB-ACC-AHU-1300 | Switch,Pressure-High | Switch |  | PSH | http://www.toronto.ca/TWONTO#pressure_switch |  | Air Handling Unit, D Bldg Roof
26138 | 53277 | FHO-GRK-DR-1013L | Door, (FD-1-13), Fire Rated, Admin Building, L1, Mens Washroom | FHO-GRK-FEQ-0001 | Fire Prevention,Door | Door |  | DR | http://www.toronto.ca/TWONTO#fire_rated_door
98851 | 18963 | IH2007A | Door,Overhead, Incineration | TAB-MCS-DR | Door,Overhead | Door |  |  | http://www.toronto.ca/TWONTO#roll_up_door
107190 | 47654 | TAB-ACC-NGS-0010A | Natural Gas Train, Boiler #1, Z Building | TAB-ACC-BO 1 |  |  |  | NGS |  |  | Boiler # 1, Hot Water Heating, Volcano B-1
119980 | 92626 | TAB-WA4-SQ-8406SUS | Lock Out Tag out and Log Book Station | TAB-SLO-SES | PPE | Safety Equipment | 47543 | SQ | emergency_kit |  | TABWA4 Health and Safety Equipment
30062 | 74971 | COL-PWR-LSL-0001 | Switch,Level, Low, Sump pump pit, Dry well | COL-PWR-MISC | Switch,Level-Low | Switch | 35108 | LSL | http://www.toronto.ca/TWONTO#level_switch |  | Miscellaneous Equipment
9517 | 80857 | DOS-YCM-TRL-VEH270014 | 2019 ALANTRA LEASING 22X10 - Vehicle Trailer Unit# 270014 | DOS-YCM-VEH-TRL | Vehicle,Licensed | Vehicle |  |  | trailer
143339 | 96912 | WTR-PDS-RPU-0001S | RPU | WTR-PDS-ELS | RPU | Remote Processor Unit | 38633 | RPU | http://www.toronto.ca/TWONTO#RPU_panel |  | Electrical System
3561 | 21266 | COL-PBR-TS-0001 | Switch, Transfer | COL-PBR-MISC | Switch |  |  | TS |  |  | Miscellaneous Equipment
13564 | 13665 | COL-PFH-LSLL-0103 | Switch, Level Low-Low | COL-PFH | Switch,Level |  |  | LSLL |  |  | Fire Hall Sewage Pumping Station (Wards Island PS#4)
101611 | 48342 | MAIN-202 | Main 202 | WTR-LWA | [6 empty] | Work Area 2 Central Mains and Chambers
34363 | 5726 | COL-YKP-DA-1710019S | Davit Mast-1710019 | COL-YKP-DA-0005S | Safety | Safety Equipment | 45527 | DA | davit_base |  | Davit Arm Assembly with Upper Arm-150959
127823 | 8076 | THC-PRM-V-1114A | Valve, Solenoid, Collect, Valve 1114 | THC-PRM-V-1114 | Transmitter,Level | Hydraulic System |  | V | http://www.toronto.ca/TWONTO#solenoid |  | Valve, Hydraulic Cylinder, Bottom Scraper, Primary Clarifier 1100, NW Plant
9606 | 15530 | DOS-SES-SCBA-2256 | SCBA 5 minutes escape pack | FAC-YCM-SES | Safety | Safety Equipment |  | SCBA | http://www.toronto.ca/TWONTO#self-contained_breathing_apparatus |  | SAFETY & ENVIRONMENTAL SERVICES
132433 | 71042 | THR-DIG-FSL-2265 | Flow Switch, Pump Seal Water | THR-DIG-P-2265 | Transmitter,Pressure | Switch |  | FSL | http://www.toronto.ca/TWONTO#flow_switch |  | Pump, Centrifugal, Primary Sludge Recirculation Tank 0800
26288 | 21535 | FHO-GRK-DR-2041S | Door, (FD-S2-41), Fire Rated, Ozone Building, S2, DOZ 2 Vestibule, East | FHO-GRK-FEQ-0001 | Fire Prevention,Door | Door |  | DR | http://www.toronto.ca/TWONTO#fire_rated_door
7312 | 2642 | COL-PSL-FN-0001 | Fan, Exhaust | COL-PSL | Fan |  |  | FN |  |  | Sewells Road Sewage Pumping Station
78998 | 13561 | THR-GRK-VEH-378164S | Vehicle, Kubota, Unlicensed, WA4 | THR-GRK-GQ-WA4 | Vehicle,Unlicensed | Vehicle | 42604 | VEH | http://www.toronto.ca/TWONTO#golf_cart
25276 | 30069 | FHO-RW-P-1901-KQ | RW Pump Unit 19 | FHO-RAW |  |  |  | P |  |  | Raw Water Production
30940 | 61379 | FIS-FEQ-DR-0047(S) | Door, Fire, Workshop & Office Building | FIS-GRK-STRC-0001 |  | Door |  | DR | http://www.toronto.ca/TWONTO#fire_rated_door
119694 | 45167 | TAB-WA1-SQ-1145 | Sling | TAB-WA1-SQ-1000 | Lifting Device,Sling | Lifting Device |  | SQ | http://www.toronto.ca/TWONTO#fall_protection_sling |  | WA1 Lifting Devices and Slings
101689 | 36217 | MAIN-308 | Main 308 | WTR-LWA | [6 empty] | Work Area 2 Central Mains and Chambers
31472 | 79900 | JX2092A1 | Receiver, Air | TAB-SUSPENDED ENTITY | Vessel,Pressure | Tank | 33587 |  | http://www.toronto.ca/TWONTO#pressure_vessel |  | Suspended entities
122797 | 64053 | THC-DEW-RPU-2203 | Remote Processing Unit,Dewatering Polymer,Basement B2,Biosolids Building East | THC-DEW-RPU |  | Remote Processor Unit |  | RPU | http://www.toronto.ca/TWONTO#RPU_panel |  | Incineration RPUs
3288 | 90522 | COL-PAB-LSL-0102 | Switch, Level Low | COL-PAB-MISC | Switch,Level | Switch |  | LSL | http://www.toronto.ca/TWONTO#level_switch |  | Miscellaneous Equipment
87079 | 86622 | WTR-PMI-LSHH-0803 | Switch, Level-High, Sump Pump, South Lower Level Gallery, | WTR-PMI-AUX | Switch,Level-High | Switch |  | LSHH | http://www.toronto.ca/TWONTO#level_switch |  | Auxiliary Equipment (Building Facilities)
106510 | 57839 | TAB-ACC-FN-4901 | Fan, Exhaust, Waste Gas Burner Station | TAB-ACC-AHU-4901 | Fan | HVAC |  | FN | http://www.toronto.ca/TWONTO#blower_or_fan_with_drive |  | Air Handling Unit, Waste Gas Buner Station
107165 | 13521 | TAB-ACC-LSL-2100S | Level Switch Low, Glycol Low Level Switch | TAB-ACC-T-2101 |  | Switch | 45509 | LSL | http://www.toronto.ca/TWONTO#level_switch |  | Tank, Glycol Expansion Tank
9514 | 6794 | DOS-YCM-TRL-VEH267016 | 2002 JC trailer - Vehicle Unit# 267016 | DOS-YCM-VEH-TRL | Vehicle,Licensed | Vehicle |  |  | trailer
128974 | 33951 | THC-STR-T-1480 | Scum Pit, Tank 1400, Secondary Clarifier | THC-FT-T-1400 | Tank,Non-Pressurized | Tank |  | T | http://www.toronto.ca/TWONTO#storage_tank |  | Tank, Secondary Clarifier
105883 | 94129 | TAB-ACC-AC-9212 | Conditioner#2, Air, M&T Bldg | TAB-ACC-AHU-TRL | H.V.A.C.,Air Conditioner | HVAC |  | AC | http://www.toronto.ca/TWONTO#air_condition |  | AHUs/Supply Fans - Consultant Trailer
26300 | 14873 | FHO-SES-SCBA-SEP | SCBA Cylinder Group 9 | FHO-SES-SQ-0002 | PPE,SCBA | Safety Equipment |  |  | http://www.toronto.ca/TWONTO#compressed_gas_cylinder |  | Emergency Breathing Apparatus
19539 | 60975 | FHO SERVER ROOM | Communication Switch | FHO-SPC | [6 empty] | Process Control Systems - Services Area
138706 | 93885 | THR-SES-SQ-0738 | Harness, Full Body, PPE Igor Chamsoutdinov | THR-SES-SQ | Safety | Safety Equipment |  | SQ | http://www.toronto.ca/TWONTO#fall_arrest_harness |  | Safety Equipment
107329 | 40021 | TAB-ACC-PDS-4477A | Switch,Pressure ,Filter, AHU4477 | TAB-ACC-AHU-4477 | Switch,Pressure | Switch |  | PDS | http://www.toronto.ca/TWONTO#pressure_switch |  | AHU, Aux Bldg
41014 | 29199 | TAB-ACC-TSH-6451 | Switch, Temperature, High, Supply Air, AHU-6450, Ground, East Operating Gallery | TAB-ACC-AHU-6450 | Switch,Temperature-High | HVAC |  | TSH | http://www.toronto.ca/TWONTO#temperature_switch |  | Air Handling Unit, Primary Tank Operating Gallery, Ground, East Side
11984 | 32601 | FCL-DEW-V-0010 | Valve, Gate, Drain, Treated Water Suction Channel, Treated Water Process Dewatering Pit | FCL-DEW-T-0201 |  |  |  | V |  |  | Tank, Treated Water Process Dewatering Pit
65894 | 79907 | THC-ELS-PS-0001-A | Primary Power Equipment, Building A | THC-ELS-PS-0001 |  | Control Panel,MCC |  | PS | http://www.toronto.ca/TWONTO#collection_of_assets |  | Primary Power Equipment
8964 | 391 | COL-YKP-DA-111966 | Davit Upper Arm-111966 | COL-YKP-DA | Safety | Safety Equipment |  | DA | http://www.toronto.ca/TWONTO#fall_arrest_Davit_arm |  | Davit Arm Assembly
26411 | 92443 | FHO-GRK-DR-4023S | Door, (FD-S4-23), Fire Rated, Bladder Surge Building, S4, Storage Room, South East | FHO-GRK-FEQ-0001 | Fire Prevention,Door | Door |  | DR | http://www.toronto.ca/TWONTO#fire_rated_door
55708 | 43121 | TAB-WA4-SQ-1230 | Sling, Nylon,Guillevin EE2-902-T3, 3 Ft. (S/N VCO- 156403-02) | TAB-WA4-SQ-0010 |  | Lifting Device |  | SQ | synthetic_web_sling |  | WA4 Fall arrest systems
69670 | 63766 | THR-AI-T-0518S | Receiver, Tank, Instrument Air | THR-AI | Vessel,Pressure | Tank | 40936 | T | http://www.toronto.ca/TWONTO#pressure_vessel |  | Air, Instrument, Compressors
8804 | 65764 | COL-SMC-CP-0004 | Control Panel, Operator | COL-SMC-MISC | Control Panel |  |  | CP |  |  | Miscellaneous Equipment
71627 | 85383 | THR-DIG-PM | Digester, RCM PM Lead Task Entities | THR-DIG-T | [6 empty] | Digester, Tanks
50026 | 44519 | TAB-PLT-OC | Preliminary Grit Odour Control | TAB-PLT-P | [6 empty] | P Building - Preliminary Treatment
19167 | 80184 | FHO-ACC-F-1542 | Filter, AHU-1541, Returned Air, Ozone Building, L1, Mechanical Room 1 | FHO-ACC-AHU-1541 |  | Filter |  | F | http://www.toronto.ca/TWONTO#replaceable_air_filter |  | Air Handling Unit, Ozone Equipment Room Ventilation, Ozone Building, L1, Mechanical Room 1
70051 | 16838 | THR-CG-T-0150 | Tank, Coolant Expansion, Chiller 0150, Gas Coolant System, Gas Compressor Building | THR-BG-CU-0103 |  | Tank |  | T | expansion_tank |  | Condensor, Fuel Gas, High Press Gas Conditioning System Train 1, Gas Comp Bldg
26269 | 12985 | FHO-GRK-DR-2023L | Door, (FD-2-23), Fire Rated, Admin Building, L2, East Conference Room | FHO-GRK-FEQ-0001 | Fire Prevention,Door | Door |  | DR | http://www.toronto.ca/TWONTO#fire_rated_door
18093 | 96508 | FHA-SED-ZSH-0105E | Switch, Limit, Access Hatch Zone 5, Settling Basin T-0101 | FHA-SED-ZSH-0105 |  | Security System |  | ZSH | http://www.toronto.ca/TWONTO#position_switch |  | Switch, Limit, Access Hatch Zone 1,
92985 | 6989 | FHO-FLT-P-2101B-KQ | Composite Water Supply Sampling Pumping | FHO-OBSOLETE |  |  |  | P |  |  | Removed From Service
86654 | 84465 | WTR-PKN-LSH-0001 | Switch, Level-High, Flood | WTR-PKN-AUX | Switch,Level-High | Switch |  | LSH | http://www.toronto.ca/TWONTO#level_switch |  | Auxiliary Equipment (Building Facilities)
139474 | 26596 | THR-WA2-LD-832-3 | Sling, Nylon, Work Area 2 (Sr 1657832-3) SIZE; 2" X 3', | THR-LD-WIRE-WA2 | Lifting Device,Sling | Lifting Device |  | LD | synthetic_web_sling |  | Slings, Wire Rope, Work Area 2
143317 | 92942 | WTR-PEG-PSH-0001 | Switch,Pressure-High, Vacuum priming Unit | WTR-PEG-AUX | Switch,Pressure-High | Switch |  | PSH | http://www.toronto.ca/TWONTO#pressure_switch |  | Auxiliary Equipment (Building Facilities)
107137 | 70755 | TAB-ACC-HTR-ZBLDG | Unit Heaters- Z Bldg | TAB-ACC-HTR | [6 empty] | Heaters- Convection,
110933 | 41765 | TAB-DIG-P-T1-4 | Digester Tanks 1-4, Sump Pumps | TAB-DIG-T-01-04 | [6 empty] | Digester Tanks 1-4
47446 | 44741 | TAB-EL1-MCC-6656 | Motor Control Centre | TAB-EL1-MCC-6628 |  | Motor Control Centre |  | MCC | http://www.toronto.ca/TWONTO#LV_electrical_panel |  | Motor Control Centre
109080 | 29848 | TAB-CW-FSH-0025 | Switch,Flow, High,Emerg. Eyewash and Shower Stations, Ferrous Chloride Rail Car unload Ramp | TAB-CW-SQ-0025 | Switch,Flow-High | Safety Equipment |  | FSH | http://www.toronto.ca/TWONTO#flow_switch |  | Emerg. Eyewash and Shower Stations, Ferrous Chloride Rail Car unload Ramp
59251 | 6734 | THC-ACC-MAN-0014 | Manifold, Snow Melting System, Zone #4, Admin Building, South/East Area | THC-ACC-BLDG K |  | HVAC |  | MAN | http://www.toronto.ca/TWONTO#pipe_manifold |  | Administration Building, HVAC
112267 | 13892 | TAB-DIS-SQ-0006 | SCBA Breathing Apparatus, TE318095, Blower Bldg. Grd.Fl hall Way | TAB-SES-SCBA | PPE,SCBA | Safety Equipment | 34623 | SQ | http://www.toronto.ca/TWONTO#self-contained_breathing_apparatus |  | WA4 Safety Equipment, SCBA
49298 | 75963 | TAB-OPS BLDG | Building Location | TAB-SPC2 | [6 empty] | Process Control Systems - Equipment
96504 | 2442 | FIS-DEW-LSH-0005 | Switch, Level, High, Main Sump Pit Area Tank T-0006, Filter Complex, Entrance | FIS-DEW-T-0006 | Sensor,Level | Switch |  | LSH | http://www.toronto.ca/TWONTO#level_switch |  | Tank, Dewatering Chamber, Main Sump Pit Area, Admin Bldg Entrance
120242 | 47385 | TC&S | Technical Contract and Services | COL ADMIN |  | System Process Control |  |  | activity |  | Administration
44079 | 37769 | TAB-DEW-T-6002 | Tank, Dewatered Solids Silo DEW-T-6002 West, DEW Bsmt | TAB-DEW-SLUDGE SILO | Tank | Tank |  | T | http://www.toronto.ca/TWONTO#storage_tank |  | Sludge Holding Tank System, Conveyors
55726 | 27128 | TAB-WA4-SQ-3419 | Harness, Safety - AB17530C | TAB-WA4-SQ-0010 |  | Safety Equipment |  | SQ | http://www.toronto.ca/TWONTO#fall_arrest_harness |  | WA4 Fall arrest systems
21257 | 56729 | FHO-CLC-CHL-0201-KQ | Trim ChlorinationTrain 2 | FHO-CLC |  |  |  | CHL |  |  | Trim Chlorination System
143998 | 13752 | WTR-PHL-DR-0009 | Door | WTR-PHL-AUX | Fire Prevention | Door |  | DR | http://www.toronto.ca/TWONTO#fire_rated_door
129959 | 39392 | THR-ACC-FPW | Air Conditioning, HVAC, Filtered Plant Water Building | THR-FPW | H.V.A.C.,Air Conditioner | HVAC |  |  | http://www.toronto.ca/TWONTO#collection_of_assets |  | Filtered Plant Water
18692 | 79390 | FHA-SES-SQ-0301 | FHA-SES-EYE-0003 - Eyewash Station, Plumbed | FHA-SES-SQ-0008 | PPE,Eyewash Station | Safety Equipment |  | SQ | http://www.toronto.ca/TWONTO#emergency_eyewash |  | Eyewash Stations & Showers
78217 | 58478 | THR-PRS-TSL-0170S | Switch, Temperature-Low, Ferrous Chloride to Aeration Tank Pumps Suction Header, Chemical Building, Secondary Treatment, Phosphorous Removal | THR-PRS-P | Switch,Temperature-Low | Switch | 39868 | TSL | http://www.toronto.ca/TWONTO#temperature_switch |  | Phosphorous Removal System, Pumps
113031 | 34924 | TAB-EL2-MCC | Motor Control Center- South Substation | TAB-ELS-SOUTH | [6 empty] | South Substation
55389 | 54291 | TAB-WA1-SQ-1009 | Sling | TAB-WA1-SQ-1000 | Lifting Device,Sling | Lifting Device |  | SQ | http://www.toronto.ca/TWONTO#fall_protection_sling |  | WA1 Lifting Devices and Slings
52083 | 21950 | TAB-PWA-FD-2701 | Feeder, Chemical | TAB-PWA-P-2761S | Chemical Feeder | Chemical Feeder |  | FD | http://www.toronto.ca/TWONTO#ejector |  | Pump, Chemical Metering
15722 | 82069 | FHA-ELS-DP-0101 | Power Distribution Panel, Heating, 400A, 120/208 V, 3PH, Pump Building, First Floor North Vault | FHA-ELS-PDP-0300B | Control Panel,Power Distribution Panel | Power Distribution Panel |  | DP | http://www.toronto.ca/TWONTO#LV_electrical_panel |  | Power Distribution Panel, 600V, 2000A, 3 PH. Pump Building Basement, Switchgear Room
50975 | 43280 | TAB-PRM-T-0800 | P Building, Primary Tank 8 | TAB-PRM-T-P | Tank | Tank |  | T | http://www.toronto.ca/TWONTO#clarifier |  | P Building - Scum, Sludge Hoppers & Primary Tanks 7 - 9
137333 | 28609 | THR-PLT-HH | Preliminary Treatment, Head House | THR-PLT | [6 empty] | Preliminary Treatment
85629 | 18255 | TNT-ACC-AC-2004A | Air Conditioner | TNT-ACC-AC | H.V.A.C.,Air Conditioner | HVAC |  | AC | http://www.toronto.ca/TWONTO#air_condition |  | HVAC- Air conditioner and cooling units
139165 | 52679 | THR-THK-T-5003 | Tank, TWAS Holding | THR-THK-P-TWAS | Tank | Tank |  | T | http://www.toronto.ca/TWONTO#storage_tank |  | TWAS Transfer Pumps & Holding Tanks
57893 | 60720 | THC-AER-M-7470 | Motor, Blower, Aeration | THC-AER-BL-7400-I-IV | Motor,AC,Induction |  |  | M |  |  | Blower, Aeration System
93333 | 48565 | FHO-GRK-DR-4022S | Door, (FD-S4-22), Fire Rated, Standby Power Building, S4, South | FHO-GRK-FEQ-0001 | Fire Prevention,Door | Door |  | DR | http://www.toronto.ca/TWONTO#fire_rated_door
28743 | 65552 | FIS-ELS-GFI-0017 | Ground Fault Circuit Interrupter, Connection hallways East, Filter Building | FIS-FILTER-BUILDING |  | Safety Equipment |  | GFI | ? |  | FIS Filter Building
59503 | 79158 | THC-ACC-TC-0125 | Controller,Temperature,Heater 0125,Scrubber Room,Phase 4 Aeration Building | THC-ACC-HTR-0125 | Air Handling Unit | HVAC |  | TC | http://www.toronto.ca/TWONTO#thermostat_or_zone_controller_unit |  | Unit Heater,Scrubber Room,Phase 4
107402 | 75207 | TAB-ACC-PSL-1822 | Switch,Pressure,Low,Glycol Make Up Line | TAB-ACC-P-1822 | Switch,Level | Switch |  | PSL | http://www.toronto.ca/TWONTO#pressure_switch |  | Pump, Glycol Circulating,Make Up Line
138834 | 1752 | THR-SPC-COM-1610 | System Process Control, Digester Gas Compressor MCC | THR-ELS-DIG | UPS | System Process Control |  | COM | termination_panel |  | Electrical System, Digester Tanks
109073 | 16158 | TAB-CW-FS-6001 | Switch, Flow, Tempered Water to Emergency Eyewash Station, DEW Bldg | TAB-CW-SQ-6001 |  | Switch |  | FS | http://www.toronto.ca/TWONTO#flow_switch |  | Emergency Eye Wash station, Dewatering Bldg. Basement
32152 | 41618 | COL-RBC-G-0001 | Sluice Gate, | COL-RBC-MISC | Valve |  |  | G |  |  | Miscellaneous Equipment
71881 | 65205 | THC-THK-RPU-1607 | RPU,Polymer Feed,WAS Thickening Building (1) | THC-THK-ELS | Control Panel,Instrumentation | Remote Processor Unit |  | RPU | http://www.toronto.ca/TWONTO#RPU_panel |  | TWAS Elecftrical equipment Sludge Thickening
21418 | 61379 | FHO-ELS-LP-0924 | Lighting Panel, 120/208V, TRW Building, S4, West Ventilation Room | FHO-ELS-LTG-2000 |  | Power Distribution Panel |  | LP | http://www.toronto.ca/TWONTO#LV_electrical_panel |  | Lighting, Facility Interior : Plant wide, interior lighting
66928 | 21055 | THC-INC-BU-1042 | Burner, Hearth 7, Incinerator 1000 | THC-INC-FU-1000 | Burner | Burner |  | BU | http://www.toronto.ca/TWONTO#burner_component_of_asset |  | Furnace, Incinerator 1000
136699 | 20769 | THR-MCS-LD-1537S | Chain Hoist, Manual, Work Area 2 | THR-S-E | Lifting Device,Hoist,Manual | Lifting Device | 36133 | LD | http://www.toronto.ca/TWONTO#lifting_equipment_hoist |  | SUSPENDED ENTITY
84191 | 30161 | WTR-359-CH-0004 | Chamber,Revenue Meter,Willowdale-Highland (Magmeter) | WTR-EAST-REV | Chamber |  |  | CH |  |  | Revenue Metering
9591 | 94525 | DOS-MCS-LD-1676907 | Lifting Device, Fall Arrest Support System, DAVIT ARM, 450 LBS, N/A | FAC-YCM-SES | Lifting Device,Sling | Safety Equipment |  | LD | http://www.toronto.ca/TWONTO#fall_arrest_Davit_arm |  | SAFETY & ENVIRONMENTAL SERVICES
40362 | 65739 | TAB-ACC-FSL-0120 | Switch, Flow, Low, Air, Fan 0120, Vestibule 112, Exist. Screen Room | TAB-ACC-FN-0120 | Switch,Flow-Low | Switch |  | FSL | http://www.toronto.ca/TWONTO#flow_switch |  | Fan, Supply, Vestibule Pressurization, Vestibule 112
72556 | 63194 | THR-ACC-D-4810 | H.V.A.C.,Dehumidifier | THR-ACC-MAINSUB |  | HVAC | 36313 | D | http://www.toronto.ca/TWONTO#dehumidifier |  | ACC Equipment Serving the Main Substation
69689 | 19583 | THR-BFP-TEST-7435 | Tester, Backflow Preventer, WA1 | THR-CW-BFP-WA1 | Transmitter,Flow | Test Equipment |  | TEST | backflow_preventer_tester |  | City Water, Back Flow Preventer, Work Area 1
136746 | 10778 | THR-MCS-LD-9075 | Chain Hoist, Manual, Work Area 4 | THR-LD-WA4 | Lifting Device,Hoist,Manual | Lifting Device |  | LD | http://www.toronto.ca/TWONTO#lifting_equipment_hoist |  | Lifting Devices, Chain Hoist, Come Along & Slings
80255 | 10005 | FHA-SED-ZSH-0202 | Switch, Limit, Access Hatch Zone 2 | FHA-SED |  | Security System |  | ZSH | http://www.toronto.ca/TWONTO#position_switch |  | Sedimentation
29570 | 27375 | COL-PWP-COM-0001 | Control Panel, Operator | COL-PWP-MISC | Control Panel |  |  | COM |  |  | Miscellaneous Equipment
67 | 79904 | 20668 | TAB WA7 Internal telephones & Public address system | TAB-GRK |  | Communications Equipment |  |  | http://www.toronto.ca/TWONTO#public_annoucement_speaker |  | Grounds Equipment, Building Services-WA7
48332 | 93207 | TAB-FEQ-HC-PRT | Fire Standpipe/Hose, Primary Treatment | TAB-FEQ-HOSE | Fire Prevention,Hose | [5 empty] | Fire Standpipe/Hose Cabinets
13721 | 41643 | FCL-PAC-PSH-0101 | Switch, Pressure-High, Pump P-0101, Dry Chemical Building Basement | FCL-PAC-P-0101 | Switch,Pressure-High | Switch |  | PSH | http://www.toronto.ca/TWONTO#pressure_switch |  | Pump, Peristaltic, PAC Flow Control, Dry Chemical Building Basement
59628 | 74820 | THC-DIG-TSH-0543 | Switch,Temperature-High,Discharge,Primary Digester Gas MIxing,C-0537,Gas Low Pressure System,Building U | THC-DIG-C-0537 | Switch,Temperature | Switch |  | TSH | http://www.toronto.ca/TWONTO#temperature_switch |  | Compressor,Sliding Vane,Primary Digester Gas MIxing,PD-0500,Gas Low Pressure System,Building U
62497 | 57994 | FHA-FLT-F-3801 | Filter #38, Filter Building, East Filter Gallery North | FHA-FLT | Filter | Filter |  | F | http://www.toronto.ca/TWONTO#filtration_tank |  | Filtration
136657 | 33848 | THR-ITS-COM-4111 | Multinet Device, SP RAS Pumping Station Upper Level | THR-ITS-COM-4101 | Network,Local Area Networks | Network |  | COM | http://www.toronto.ca/TWONTO#network_panel |  | Termination Panel, Plant Services - South
134339 | 72844 | THR-DRN-DIS | Disinfection, Work Area 4 | THR-DRN-WA4 |  | Drain |  |  | http://www.toronto.ca/TWONTO#collection_of_assets |  | Drains, Work Area 4
72619 | 87645 | THR-ACC-DM-0242 | Damper, Intake, Exhaust Fan FN-0222,North Grit | THR-ACC-FN-0222 | Damper/Louver | HVAC |  | DM | http://www.toronto.ca/TWONTO#air_damper |  | Fan, Centrifugal, Exhaust Air, North Grit Roof
118523 | 8873 | TAB-STR-F-4010U | Filter,Air | TAB-STR-BL-4010 | Filter | Filter |  | F | http://www.toronto.ca/TWONTO#replaceable_air_filter |  | Blower #4010
14474 | 52223 | FCL-SES-CYL-0014 | Air Cylinder Carbon Fiber | FCL-SES-SQ-0008 | PPE,SCBA | Tank |  | CYL | gas_cylinder |  | Eyewash Station/Shower, Low Lift PS Building, Alum Delivery Door,Raw Water Pump Room Basement beside Phosphoric acid Skids
117232 | 2336 | TAB-RSP-MCC-0262 | Motor Control Centre | TAB-RSP-ELQ | Control Panel,MCC | Motor Control Centre |  | MCC | http://www.toronto.ca/TWONTO#LV_electrical_panel |  | T Building - Electrical Equipment
72687 | 28391 | FHO-DCL-INJ-0201 | Eductor, Dechlorination, North Mixer Gallery, East Wall | FHO-DCL-SO-0201 |  | Injector |  | INJ | http://www.toronto.ca/TWONTO#ejector |  | Sulphonator, Dechlorination Train 2, Chemical Building, Main Floor, Machine Room
139423 | 53201 | THR-WA1-LD-990-5 | Sling, Nylon, Work Area 1 (NYLON BELT SLING SIZE; 1" X 4', CAPACITY 1800 LBS,SN 841990-5) A | THR-LD-NYLN-WA1 | Lifting Device,Sling | Lifting Device |  | LD | synthetic_web_sling |  | Slings, Nylon, Work Area 1
138700 | 16560 | THR-SES-SQ-0109S | Eyewash and Shower Station, Ferrous Chloride Building, Outside | THR-SQ-PEWS-WA1 | Safety,Eye wash | Safety Equipment | 38666 | SQ | http://www.toronto.ca/TWONTO#emergency_eyewash_and_shower |  | Portable. (Gravity Operated) Eyewash Station, Dig9&10 Bsmnt
127575 | 77060 | THC-PRM-LSHH-0174 | Switch, Level High High, Sump Pump Control, NW Plant | THC-PRM-P-0102 | Switch,Level | Switch |  | LSHH | http://www.toronto.ca/TWONTO#level_switch |  | Pump, Sump, Primary Treatment
120752 | 69359 | THC-ACC-FN-2170D | Fan D, Air Handling System, Tunnel T19, Phase IV Secondary | THC-ACC-AHU-2170 |  | HVAC |  | FN | http://www.toronto.ca/TWONTO#blower_or_fan_with_drive |  | Air Handling Unit, Tunnel T19, Phase IV Secondary
26752 | 59982 | FHO-TRW-LSL-0003 | Switch, Level, High, Surge Tank T-0003, Surge Building, S4, Tank Room | FHO-TRW-T-0003 | Switch,Level-Low | Switch |  | LSL | http://www.toronto.ca/TWONTO#level_switch |  | Tank, Surge, District 2E1, Surge Building, S4, Tank Room
13123 | 2398 | COL-PEV-SC-0001 | Screen, Bar | COL-PEV-MISC | Screen |  |  | SC |  |  | Miscellaneous Equipment
18589 | 87318 | FHA-SES-SQ-0039 | Safety Harnesses North FP81F/1DBA full body harness Ser H475517 | FHA-SES-SQ-6 |  | Safety Equipment |  | SQ | http://www.toronto.ca/TWONTO#fall_arrest_harness |  | Safety Fall Protection Equipment
47914 | 22362 | FCL-AIR-SCOUR | Backwash System | FCL-FLT | [6 empty] | Filtration
71644 | 39475 | THR-DIG-PSH-3041 | Switch, Pressure-High, Discharge Pump 3041, Digester Tank 0600, Digester Tank 1-6 | THR-DIG-P-3041 | Switch,Pressure-High | Switch |  | PSH | http://www.toronto.ca/TWONTO#pressure_switch |  | Centrifugal Pump, Sludge Transfer to MTI Line 1 & 2, Tank 0400
25683 | 37637 | COL-PSP-GC-0001 | Grit Chamber | COL-PSK-MISC |  |  | 34397 | GC |  |  | Miscellaneous Equipment
78213 | 298 | THR-PRS-T-0140S | Tank, Ferrous Chloride Storage, Chemical Building, Secondary Treatment, Phosphorous Removal | THR-PRS-T | Tank,Non-Pressurized | Tank | 39865 | T | http://www.toronto.ca/TWONTO#chemical_storage_tank |  | Phosphorous Removal System, Storage Tank
63055 | 46408 | THC-OCS-F-6200 | Filter, Biofilter Cell, Headworks Odour Control | THC-PLT-BIOFILTER | Filter | Tank |  | F | http://www.toronto.ca/TWONTO#filtration_tank |  | Biofilter system
120905 | 25346 | THC-ACC-HTR-0331 | Air Heater, Building M | THC-ACC-HEATERS | H.V.A.C.,Heater,Unit | HVAC |  | HTR | http://www.toronto.ca/TWONTO#heater |  | Air Heaters, Building M
58503 | 37681 | THC-ACC-DM-0186 | Damper,Motorized,Exhaust Fan FN-0186,Boiler Building,North Zone 2 | THC-ACC-FN-0186 | Damper/Louver | HVAC |  | DM | http://www.toronto.ca/TWONTO#air_damper |  | Fan,Centrifugal,Boiler Building,North Zone 2
9320 | 66132 | COL-YKP-SRL-0035 | Self Retrieval Line -PC7292 | YKP-BLD |  | Safety Equipment | 39001 | SRL | self_retracting_line |  | Collections - 435 Kipling Ave. Building envelope
34465 | 67100 | MAIN-117 | Main 117 | WTR-MT1 | [6 empty] | Work Area 1 EAST Mains and Chambers
90875 | 99285 | FHO-CLB-PSL-0101 | Switch,Pressure Low,Outlet from Post East Chlorine Train 1 Tanks to Expansion Tank,Chem.Storage Rm. | FHO-CLB-CHL-0101-KQ | Switch,Pressure-Low | Switch |  | PSL | http://www.toronto.ca/TWONTO#pressure_switch |  | Post ChlorinationTrain 1
55831 | 15824 | FCL-ELS-LP-0100G | Lighting Panel, 208/120V, 3PH, (LP-G) High Lift Heating and Ventilation Room | FCL-ELS-6 |  |  |  | LP |  |  | Interior Lighting
17552 | 17724 | FHA-GRK-ELS-0200 | Facility Electrical System | FHA-GRK |  |  |  | ELS |  |  | Building & Grounds
118255 | 38509 | TAB-SLO-T-0430 | Tank, Bio-Filter Neutralization, Limestone | TAB-SUSPENDED ENTITY | Tank,Non-Pressurized | Tank | 46255 | T | http://www.toronto.ca/TWONTO#chemical_storage_tank |  | Suspended entities
95174 | 92851 | FHO-TRW-LSL-0002 | Switch, Level, High, Surge Tank T-0002, Surge Building, S4, Tank Room | FHO-TRW-T-0002-KQ | Switch,Level-Low | Switch |  | LSL | http://www.toronto.ca/TWONTO#level_switch |  | Surge Tank 2
130447 | 52740 | THR-ACC-PRS | Heating, Ventilation and Air Conditioning, Ferrous Chloride Building | THR-ACC-WA4 |  | HVAC |  |  | http://www.toronto.ca/TWONTO#collection_of_assets |  | Air Conditioning, AHU, HVAC,Work Area4
58947 | 33906 | THC-ACC-FN-6590 | Fan, Exhaust, Mechanical Room #1, Roof, Headworks | THC-ACC-AHU-6300 | Fan | HVAC |  | FN | http://www.toronto.ca/TWONTO#blower_or_fan_with_drive |  | Air Handling Unit, Screen Room/Conveyor Areas, 2nd Floor Mech Room #1, Headworks
140651 | 33739 | TNT-PLT-LSH-1001 | Switch, Level, High | TNT-PLT-P-1001 | Switch,Level-High | Switch |  | LSH | http://www.toronto.ca/TWONTO#level_switch |  | Pump, Submersible Single Speed, Sump Pump
68690 | 13852 | THR-ACC-UPS-0006 | UPS for RPU(THR-ACC-RPU-0006), Engine Room South side near stairs, A-B SLC-5/05, 172.22.37.134, THRPSN11, Engine Room South side near stairs, Eng. Room roof ventilation | THR-ACC-RPU-0006 |  | Communications Equipment |  | UPS | http://www.toronto.ca/TWONTO#UPS |  | RPU, Engine Room South side near stairs, A-B SLC-5/05, 172.22.37.134, THRPSN11, Engine Room South side near stairs, Eng. Room roof ventilation
48156 | 9596 | FCL-DCL-INJ-0001A | Eductor, Dechlorination, High Lift PS Basement | FCL-DCL | Injector | Injector |  | INJ | http://www.toronto.ca/TWONTO#ejector |  | Sulphur Dioxide System
139553 | 23049 | THR-WA4-LD-0015 | Sling, Nylon, Work Area 4 (1" X 8') | THR-LD-NYLN-WA4 | Lifting Device,Sling | Lifting Device |  | LD | synthetic_web_sling |  | Slings, Nylon, Work Area 4
138681 | 38500 | THR-SES-SPL-0500 | Spill Kit, Glycol, For Glycol Skid T-0501 | THR-SES-SPL | Safety | Safety Equipment |  | SPL | http://www.toronto.ca/TWONTO#spill_kit |  | Spill Containment Kits, Humber Treatment Plant
55910 | 11871 | TAB-WA7-TRG-0001 | WA7 Staff Training | TAB-GRK |  |  |  | TRG |  |  | Grounds Equipment, Building Services-WA7
82077 | 28417 | WR612 | Weir | TNT-OF | Door,Overhead | [5 empty] | Outfall, Weirs, CSO and Detention Tanks
79910 | 87234 | THR-WA2-LD-0051S | Sling, Nylon, Work Area 2 SIZE; 1" X 3', | THR-LD-NYLN-WA2 | Lifting Device,Sling | Lifting Device | 40046 | LD | synthetic_web_sling |  | Slings, Nylon, Work Area 2
88877 | 60817 | WTR-RDF-ZS-0203 | Switch, Position,Door Security | WTR-RDF-AUX | Switch,Position | Switch |  | ZS | http://www.toronto.ca/TWONTO#position_switch |  | Auxiliary Equipment (Building Facilities)
145920 | 77197 | WTR-PRH-PSL-0003 | Switch, Pressure Low, Basement, Transfer Pump P-0001/P-0002 Common Pipe | WTR-PRH-ELS | Switch,Pressure-Low | Switch |  | PSL | http://www.toronto.ca/TWONTO#pressure_switch |  | Electrical System
76313 | 81433 | FHO-ELS-DP-0911 | Distribution Panel, (DP-0901-A1) MCC-0901A Panel Board, RW Building, S7, Electrical Room | FHO-ELS-MCC-0910 |  | Power Distribution Panel |  | DP | http://www.toronto.ca/TWONTO#LV_electrical_panel |  | Motor Control Centre, Raw Water PS, S7, Electrical Room
9977 | 81857 | FAC-YCM-EQUIP | EQUIPMENT | FAC-YCM | [6 empty] | YARD - 545 COMMISSIONERS ROAD
60445 | 38641 | THC-AER-F-6100 | Filter, AER-BL-6100, Inlet, Blowers, Bldg. A | THC-AER-BL-7100 | Filter | Filter |  | F | http://www.toronto.ca/TWONTO#replaceable_air_filter |  | Blower, Aeration
30477 | 75747 | FIS-SES-LDR-4506 | Ladder, 2' Aluminum, Workshop Building, Stores | FIS-SES | Safety | Tool |  | LDR | http://www.toronto.ca/TWONTO#ladder |  | Safety, Instrumentation & Environmental Services
90570 | 81114 | FHO-BW-P-1501-KQ | Backwash Pump 15 | FHO-OBSOLETE |  |  |  | P |  |  | Removed From Service
97062 | 88724 | FIS-FL | Fluoridation | FIS-DIS | [6 empty] | Disinfection
143606 | 78989 | WTR-PEL-LSL-1011 | Switch, Level, Low, Diesel Fuel Storage Tank T-1010, Generator Building, Bulk Fuel Storage Room | WTR-PEL-T-1010 | Switch,Level-Low | Switch |  | LSL | http://www.toronto.ca/TWONTO#level_switch |  | Tank, Non-Pressurized, Diesel Fuel Storage, Generator Building, Bulk Fuel Storage Room
21880 | 29544 | COL-PMY-LTG-0002S | Lighting, Emergency Lighting | COL-PMY-MISC | Lighting |  | 42949 | LTG |  |  | Miscellaneous Equipment
101626 | 29163 | MAIN-223 | Main 223 | WTR-MT3 | [6 empty] | Work Area 3 WEST Mains and Chambers
54497 | 32898 | TAB-STR-PSLL-4003 | Switch,Pressure,Low, Low,Oil, Blower BL4003 lubrication | TAB-STR-P-4003 | Switch,Pressure | Safety Equipment |  | PSLL | http://www.toronto.ca/TWONTO#pressure_switch |  | Pump, Main Oil ,Blower BL4003
116225 | 55072 | TAB-PRS-T-0710 | Tank, Coagulant, Phosphorus Removal System, Grit Bldg., P Bldg. | TAB-PRM-POL | Tank,Reservoir | Tank |  | T | http://www.toronto.ca/TWONTO#coagulation_tank |  | P Building - Polymer system
106547 | 36304 | TAB-ACC-FN-6415 | Fan, Centrifugal, Exhaust Air, Roof, Grit Bldg., P Bldg. | TAB-ACC-FN-PBLDG | Fan,Centrifugal | HVAC |  | FN | http://www.toronto.ca/TWONTO#blower_or_fan_with_drive |  | Exhaust Fans , P Bldg
46915 | 87703 | FCL-ACC-HTR-636-643 | South Filter Pipe Gallery Heaters HTR-0636 : HTR-0643 | FCL-ACC-FLT |  |  |  | HTR |  |  | Filter Building HVAC Equipment
144676 | 15582 | WTR-PJS-TSH-0002 | Switch, Temperature-High, Building Temperature High | WTR-PJS-AUX | Switch,Temperature-High | Switch |  | TSH | http://www.toronto.ca/TWONTO#temperature_switch |  | Auxiliary Equipment (Building Facilities)
50817 | 81734 | TAB-PRM-FSL-3602 | Switch, Flow Low, Raw Sludge Pump P-3602 Seal Water Line, Primary Gallery | TAB-PRM-P-3601 | Switch,Flow-Low | Switch |  | FSL | http://www.toronto.ca/TWONTO#flow_switch |  | Pump, Centrifugal, PRS from Primary Tank 0900, Primary Treatment, Sludge Pumping
27579 | 53718 | COL-PSW-T-0002 | Tank, Diesel Fuel | COL-PSW-MISC | Tank | Tank | 36092 | T | http://www.toronto.ca/TWONTO#fuel_oil_tank |  | Miscellaneous Equipment
105150 | 45606 | PX2521A | Corrosion Control Unit, Grease House #2 | TAB-ACC-PRM | H.V.A.C.,Air Conditioner | HVAC |  |  | ? |  | HVAC, Primary & Corrosion Control Units
8081 | 762 | COL-PWR-SS-0001 | Security System -front door | COL-PWR | Security System | Door | 35063 | SS | http://www.toronto.ca/TWONTO#door
134881 | 87905 | THR-ELS-LP-3221SE | Lighting Panel, 120/208V, North Grit Bldg, Old Blower room | THR-ELS-TR-3221 | Control Panel,Electrical | Power Distribution Panel | 40971 | LP | http://www.toronto.ca/TWONTO#LV_electrical_panel |  | Transformer 600V/120-208V, Power, PDP-3221, North Grit Electrical Room MCC-3221
145868 | 42526 | WTR-PRH-LSL-1100 | Switch, Level Low, Fuel Day Tank | WTR-PRH-AUX | Switch,Level-Low | Switch |  | LSL | http://www.toronto.ca/TWONTO#level_switch |  | Auxiliary Equipment (Building Facilities)
93339 | 62138 | FHO-GRK-DR-4031S | Door, (FD-S4-31), Fire Rated, Chemical Building, S4, 27KV Transformer Room, North West | FHO-GRK-FEQ-0001 | Fire Prevention,Door | Door |  | DR | http://www.toronto.ca/TWONTO#fire_rated_door
68626 | 52234 | FHO-ACC-F-1702 | Filter, Air Inlet, AHU-1702, Filter Building, L1, Filter Gallery, East | FHO-ACC-AHU-1702 |  | Filter |  | F | http://www.toronto.ca/TWONTO#replaceable_air_filter |  | Air Handling Unit, East Filter Area, Filter 1-8 Building, L1, Roof
4397 | 72291 | COL-PFH-LSLL-0104 | Switch, Level Low-Low | COL-PFH | Switch,Level |  |  | LSLL |  |  | Fire Hall Sewage Pumping Station (Wards Island PS#4)
146409 | 53601 | WTR-PSC-T-0004-SUS | SCBA 3000 psi Bottle, ARAP | WTR-EAST-SES | Tank | Safety Equipment | 47451 | T | http://www.toronto.ca/TWONTO#compressed_gas_cylinder |  | Safety & Lifting Devices
105798 | 52171 | SWM-PWD-LSH-0103 | Switch, Level-High | SWM-PWD | Switch,Level |  |  | LSH |  |  | Warden Storm
21421 | 54639 | FHO-ELS-LP-1122 | Lighting Panel, (LP-1101B2), 225A, 120/208V, 3PH, Ozone Building, L1, Ozone Equipment Room, S/E | FHO-ELS-LTG-2000 |  | Power Distribution Panel |  | LP | http://www.toronto.ca/TWONTO#LV_electrical_panel |  | Lighting, Facility Interior : Plant wide, interior lighting
107535 | 70503 | TAB-ACC-T-6407 | Tank, Heating, Domestic water | TAB-ACC | Tank | HVAC |  | T | http://www.toronto.ca/TWONTO#tanked_hot_water_heater |  | Plant HVAC Equipment
122799 | 61391 | THC-DEW-RPU-2213 | Controller Panel,Centrifuge 1300,Centrifuge Room,Biosolids Building (West/Temp-East)-TEMP TAG | THC-DEW-CF-1300 | Control Panel,Instrumentation | Remote Processor Unit |  | RPU | http://www.toronto.ca/TWONTO#RPU_panel |  | Centrifuge,Dewatering,BLS/PYS - Solid Treatment,Incinerator Building
16422 | 59584 | FHA-FLT-MX-1101 | FHA-FLT-SW-1101 - Sweeps, Surface Wash, Filter #11 | FHA-FLT-F-1101 | Filter | Filter |  | MX | filter_sweeping_arm |  | Filter #11, Filter Building, West Filter Gallery South
58225 | 29944 | THC-ACC-CT-0016 | Controller, HTR-0016, Admin Building, Basement, Womens W.C & Locker Room B121 | THC-ACC-HTR-0016 |  | HVAC |  | CT | http://www.toronto.ca/TWONTO#thermostat_or_zone_controller_unit |  | Heater, Hot Water Heating Coil, Women's Locker Room B121, Admin. Building Basement
106626 | 8543 | TAB-ACC-FSL-0920 | Switch, Flow, Low, Air, Supply Fan 0920, Vest.122, Primary Treatment Bldg. | TAB-ACC-FN-0920 | Switch,Flow-Low | Switch |  | FSL | http://www.toronto.ca/TWONTO#flow_switch |  | Fan, Supply, Vestibule Pressurization, Vestibule 122
126456 | 54775 | THC-MCS-LD-1385140 | WEBSLING/EYEBOLT/FITTINGS (insp Liftsafe) | THC-MCS-LD | Lifting Device | Lifting Device |  | LD | http://www.toronto.ca/TWONTO#collection_of_assets |  | Mechanical Services, Lifting Device
114362 | 48728 | TAB-PLT-CRN-0061 | Crane,11kW,Fed From MCC-6963,Grit&Screenings Handling Areas,Screen Build,P Building | TAB-MCS-CRN-P BLDG | Lifting Device | Lifting Device |  | CRN | http://www.toronto.ca/TWONTO#crane |  | Cranes - P Building
136767 | 41290 | THR-MCS-MT-0555 | Hydraulic Press | THR-MT-WA3 |  | Tool |  | MT | hydraulic_press |  | Machine Tools
81875 | 32345 | FHA-SES-LDR-0412 | FHA-SES-LD-0003 - 4' Ladder Fiberglass (RMF EICT Shop) | FHA-SES-LD-1 | Safety | Safety Equipment |  | LDR | http://www.toronto.ca/TWONTO#ladder |  | Ladders
52084 | 56018 | TAB-PWA-FD-2701 | Feeder, Chemical | TAB-PWA-T-2701 | Chemical Feeder | Chemical Feeder |  | FD | http://www.toronto.ca/TWONTO#ejector |  | Tank, Chemical, Sodium Hypochlorite
38586 | 10220 | TAB-ACC-2100 | Heating ,Space ,H tunnel | TAB-ACC |  | HVAC |  | ACC | http://www.toronto.ca/TWONTO#collection_of_assets |  | Plant HVAC Equipment
46845 | 93824 | TAB-DOM-HOTWTR | Domestic Water Systems, Floatation | TAB-WORK-AREA-SEO | [6 empty] | TAB Work Area SEO
26256 | 77324 | FHO-GRK-DR-2010S | Door, (FD-S2-10), Fire Rated, Admin Building, S2, Oil Storage, South | FHO-GRK-FEQ-0001 | Fire Prevention,Door | Door |  | DR | http://www.toronto.ca/TWONTO#fire_rated_door
127720 | 80263 | THC-PRM-T-1070 | Oil Tank, Hydraulic Power System for Scum Skimmer System, Primary Clarifier 1000 | THC-PRM-T-1000 | Tank,Reservoir | Tank |  | T | http://www.toronto.ca/TWONTO#chemical_storage_tank |  | Tank, Primary Clarifier
96920 | 40779 | FIS-FEQ-DR-0001 | Door, Fire, Admin. Building | FIS-GRK-STRC-0001 |  | Door |  | DR | http://www.toronto.ca/TWONTO#door
38751 | 38422 | SWM-PET-CP-0004 | Control Panel, Operator | SWM-PET | Control Panel |  |  | CP |  |  | Eglinton - Bellamy Storm Pumping Station
76037 | 21293 | THR-JHSC-HPBB | High Pressure Blower Building | THR-JHSC-WA4 |  | Safety Equipment |  |  | http://www.toronto.ca/TWONTO#space |  | Joint Health & Safety Committee WA4
63704 | 61001 | THC-PLT-MSL-1120 | Switch, Motion, Low, Conveyor CV-1120, Screenings and Grit Conveyance | THC-PLT-CV-1120 |  | Switch |  | MSL | http://www.toronto.ca/TWONTO#motion_sensor_element |  | Conveyor, Screw, Conveyor, Truck Loading, Screenings and Grit Conveyance
55384 | 15410 | TAB-WA1-SQ-1004 | Sling | TAB-WA1-SQ | Lifting Device,Sling | Lifting Device |  | SQ | http://www.toronto.ca/TWONTO#fall_protection_sling |  | Safety Equipment & Supplies Common to WA1
4622 | 51685 | COL-PHA-V-0011 | Valve | COL-PHA-MISC |  |  |  | V |  |  | Miscellaneous Equipment
146868 | 887 | WTR-REL-LSHH-0401 | Switch, Level-High-High, Pump 0402 | WTR-REL-P-0402 | Switch,Level-High-High | Switch |  | LSHH | http://www.toronto.ca/TWONTO#level_switch |  | Pump, Sump, Centrifugal
9623 | 71755 | DOS-SES-SCBA-9574 | SCBA 5 minutes escape pack | DOS-SES-SCBA | Safety | Safety Equipment |  | SCBA | http://www.toronto.ca/TWONTO#self-contained_breathing_apparatus |  | Self Contained Breathing Apparatus (SCBA)
68440 | 38669 | THR-ACC-PSL-0801 | Switch, Pressure-Low, Inlet Digester Gas Train for Boiler 0800, North Grit Boilers | THR-ACC-BO-0800 | Switch,Pressure-Low | Switch |  | PSL | http://www.toronto.ca/TWONTO#pressure_switch |  | Boiler, Low Pressure, North Grit Boilers, Plant Services, Natural Gas Overview (CRN-B9917.5,TSSA UID-65022713, SNo.-5.867338,S-87073)
24530 | 71320 | COL-PRD-HTR-0001 | Heater, Generator Room | COL-PRD | Heater |  |  | HTR |  |  | Redland Pumping Station
93470 | 27241 | FHO-MCS-LD-0223-SU | Yale Puller (Come Along) | FHO-MCS-LD | Lifting Device,Hoist,Manual | Rigging Equipment |  | LD | winch |  | Lifting Devices & Elevators
98491 | 69647 | FIS-WWW-CH-0300-SUS | Slow Sand Fiter | FIS-SUSPENDED | Filter | Filter | 38481 | CH | http://www.toronto.ca/TWONTO#filtration_tank |  | Obsolete Entities/Processes
106628 | 79036 | TAB-ACC-FSL-1013 | Switch,Flow,Low,Water to Pump | TAB-ACC-P-1013 | Switch,Flow | Switch |  | FSL | http://www.toronto.ca/TWONTO#flow_switch |  | Pump, Hot Water Circulating, P24-3, Pri Tank 10-12 & Grit Tank 13-16 Process and Space Heating
14738 | 25907 | FCL-SES-LTX-0106-SUS | Exit light, 106, Low Lift Building, Ground Floor, South East Stairs | FCL-ELS-6 |  |  | 46609 | LTX |  |  | Interior Lighting
17591 | 77180 | FHA-MCS-LD-1701 | Lifting Device, Hoist, Chain Type, 0.5 Ton, Stores | FHA-MCS-LD | Lifting Device,Hoist,Manual | Lifting Device |  | LD | http://www.toronto.ca/TWONTO#lifting_equipment_hoist |  | Lifting Devices
61176 | 44406 | THC-ELS-SQ-6241874 | Electrical Safety gloves, High Voltage, Class 1, # 6241874 | THC-SES-SQ | PPE,Insulated Glove | Safety Equipment |  | SQ | http://www.toronto.ca/TWONTO#rubber_insulating_gloves |  | Safety Equipment
130148 | 32037 | THR-ACC-NR-665 | HVAC Unit & Fan, Admin Lunch Room | THR-ACC-ADM | H.V.A.C.,Heater,Unit | HVAC |  | NR | http://www.toronto.ca/TWONTO#heater |  | Air Conditioning, HVAC, Admin Building
55630 | 10970 | TAB-WA3-LD-2388 | Sling, Nylon, 6 FT | TAB-DEW-SAFETY | PPE | Lifting Device |  | LD | synthetic_web_sling |  | Safety Equipment
80925 | 51789 | TNT-DIG-FX-5301 | Flame Arrester, Waste Gas Burner | TNT-DIG-BU-5301 | Flame Arrester | Safety Equipment |  | FX | http://www.toronto.ca/TWONTO#flame_arrestor |  | Burner, Waste Gas
92463 | 36282 | YTF-ACC-DR-0002 | Door, RN150, North-East, Electric Door Operators | YTF-ACC | Door | Door |  | DR | http://www.toronto.ca/TWONTO#door
4078 | 3202 | COL-PCU-LSH-0102 | Switch, Level-High | COL-PCU-MISC | Switch,Level |  | 34968 | LSH |  |  | Miscellaneous Equipment
107822 | 72470 | TAB-ACC-TSL-8230 | Switch,Temperature,Low,Supply Air , | TAB-ACC-AHU-8230 | Switch,Temperature | Switch |  | TSL | http://www.toronto.ca/TWONTO#temperature_switch |  | AHU,M Bldg
143624 | 38226 | WTR-PEL-F-1300 | Filter, Fuel, Generator 1300, Generator Building, Generator Room | WTR-PEL-GEN-1300 |  | Filter |  | F | http://www.toronto.ca/TWONTO#replaceable_oil_or_fuel_filter |  | Generator, Electrical, Generator Building, Generator Room
14875 | 46305 | FCL-SPC-COM-1300 | Access Closet, Office, Horizontal Cabling, Admin Building, Second Floor | FCL-ADM BLDG |  |  |  | COM |  |  | Building Location
4395 | 32741 | COL-PFH-LSLL-0101 | Switch, Level Low-Low | COL-PFH | Switch,Level |  |  | LSLL |  |  | Fire Hall Sewage Pumping Station (Wards Island PS#4)
136771 | 29306 | THR-MCS-MT-0680 | Welding Machine Arc | THR-MT-WA3 |  | Tool |  | MT | welder |  | Machine Tools
7317 | 41529 | COL-PSL-FQ-0001 | Meter, Flow | COL-PSL-MISC | Meter,Flow |  |  | FQ |  |  | Miscellaneous Equipment
105943 | 80737 | TAB-ACC-AHU-3894SUS | AHU,Incinerator Bldg | TAB-SUSPENDED ENTITY | Air Handling Unit | HVAC | 41014 | AHU | http://www.toronto.ca/TWONTO#air_handler_unit |  | Suspended entities
140202 | 93134 | TNT-DCL-FS-0301 | Switch, Flow | TNT-DCL-P-0300 | Switch,Flow | Switch |  | FS | http://www.toronto.ca/TWONTO#flow_switch |  | Pump, Metering
26277 | 83167 | FHO-GRK-DR-2029S | Door, (FD-S2-29), Fire Rated, S2, Chlorine Analyzers, North | FHO-GRK-FEQ-0001 | Fire Prevention,Door | Door |  | DR | http://www.toronto.ca/TWONTO#fire_rated_door
10296 | 87147 | FCL-ACC-HTR-0030 | Heater, Convection, Electric, 2kW, Gaseous Chemical Building, MCC Room N/W | FCL-ACC-CL |  |  |  | HTR |  |  | Gaseous Chemical Building HVAC Equipment
39197 | 1538 | TAB-ACC-F-6461 | Filter, Prefilter, AHU-6460, Primary Tank Operating Gallery, Ground, West Side | TAB-ACC-AHU-6460 | Filter | HVAC |  | F | http://www.toronto.ca/TWONTO#replaceable_air_filter |  | Air Handling Unit, Existing Primary Tank Operating Gallery, Ground, West Side
4872 | 69886 | COL-PIR-UPS-0001 | UPS | COL-PIR-MISC | Uninterruptible Power Supply |  |  | UPS |  |  | Miscellaneous Equipment
89272 | 5183 | WTR-RMI-LSH-0401 | Instrument, Level Switch, High, Tank 0400 | WTR-RMI-AUX |  | Switch |  | LSH | http://www.toronto.ca/TWONTO#level_switch |  | Auxiliary Equipment (Building Facilities)
136641 | 88970 | THR-MCS-LD-0088 | Chain Hoist, Manual,5100 LBS, Work Area 3 | THR-LD-WA3 | Lifting Device,Hoist,Manual | Lifting Device |  | LD | http://www.toronto.ca/TWONTO#lifting_equipment_hoist |  | Lifting Devices, Chain Hoist, Come Along & Slings
7281 | 68859 | COL-PSK-SS-0001 | Security System | COL-PSK-MISC |  |  |  | SS |  |  | Miscellaneous Equipment
118725 | 86346 | TAB-STR-LSL-4009R | Switch,Level,Low, Oil tank, Blower 4009 lubrication | TAB-STR-T-4009R | Switch,Level | Safety Equipment |  | LSL | http://www.toronto.ca/TWONTO#level_switch |  | Tank , Reservoir Aux Oil, Blower 4009
147058 | 69519 | WTR-RMI-DR-0007 | Door, Hatch, Middle-Northwest | WTR-RMI-AUX | Door | Door |  | DR | http://www.toronto.ca/TWONTO#door
43556 | 69230 | FCL-ACC-FN-0114 | Fan, Propeller, Exhaust, Low Lift Building, Electric Room S/W (FN-17A) , MCC Room | FCL-ACC-P-LL |  |  |  | FN |  |  | Low Lift Pumping Station HVAC Equipment
134339 | 75390 | THR-DR-DIS-0518 | Overhead Door, Disinfection Building, Truck Door North | THR-DR-WA4 | Door,Overhead | Door |  | DIS | http://www.toronto.ca/TWONTO#roll_up_door
76489 | 33139 | THR-DIG-RPU-0018A | Remote Processor Unit, Digester 1-6 Mezzanine | THR-ELS-DIG | RPU | Remote Processor Unit |  | RPU | http://www.toronto.ca/TWONTO#RPU_panel |  | Electrical System, Digester Tanks
14333 | 15649 | COL-PHP-DM-0001 | Damper, Manual | COL-PHP-MISC | Damper/Louver |  |  | DM |  |  | Miscellaneous Equipment
28750 | 69269 | FIS-ELS-GFI-0024 | Ground Fault Circuit Interrupter, West wall under the window, nearby the A/C unit, Chlorine Building | FIS-CHLORIN-BUILDING |  | Safety Equipment |  | GFI | ? |  | FIS Chlorine & Sulphur Dioxide Building
15996 | 2034 | FHA-AUX-T-0101-KQ | Compressed Air Tank 1 | FHA-AUX-SA |  |  | 33327 | T |  |  | Plant Air/Instrument Air/Vacuum System
73174 | 92607 | THR-ACC-NR-791 | HVAC, Heater Unit & Fan (Removed from Service) | THR-ACC-DIS | H.V.A.C.,Heater,Unit | HVAC | 35147 | NR | http://www.toronto.ca/TWONTO#heater |  | Air Conditioning, HVAC, Chlorine Building
61133 | 66808 | THC-ELS-SQ-1035673 | Spares, Electrical Safety gloves, High Voltage, Class 0, # 1035673 | THC-SES-SQ |  | Safety Equipment | 40735 | SQ | http://www.toronto.ca/TWONTO#rubber_insulating_gloves |  | Safety Equipment
93319 | 70339 | FHO-GRK-DR-2100S | Door, (S2-100), Hatch, Chemical Building, Flocc Decant Room Hatch | FHO-GRK-FEQ-0001 | Fire Prevention,Door | Door |  | DR | http://www.toronto.ca/TWONTO#fire_rated_door
209 | 67802 | 043233SUS | Truck, GMC Chevy Sierra, 1GTEK14Cx9Z231751, WA-6 | TAB-SUSPENDED ENTITY | Vehicle,Licensed | Vehicle | 46831 |  | http://www.toronto.ca/TWONTO#pickup_truck
8839 | 49762 | COL-SMC-P-0001 | Pump, Submersible | COL-SMC-MISC | Pump |  | 34130 | P |  |  | Miscellaneous Equipment
106039 | 84809 | TAB-ACC-BU-0400 | Valve, Lubricated Plug, Digester Gas Train, | TAB-DIG-BLR19 | Burner | Burner |  | BU | http://www.toronto.ca/TWONTO#valve |  | Digester Gas Train,#19 Volcano Steam Boiler
50980 | 67571 | TAB-PRM-T-3400 | P Building - Sludge Hopper & Valves, Primary Tank 7 | TAB-PRM-T-P | Tank | Tank |  | T | http://www.toronto.ca/TWONTO#storage_tank |  | P Building - Scum, Sludge Hoppers & Primary Tanks 7 - 9
130613 | 53176 | THR-ACC-TSL-4703 | Switch, Temperature, Low, HTR-4703,Old Main Sub Station | THR-ACC-HTR-4703 | Switch,Temperature-Low | Switch |  | TSL | http://www.toronto.ca/TWONTO#temperature_switch |  | Heater,Electric, Unit, 7.5 Kw,Old Main Sub Station
120776 | 92610 | THC-ACC-FN-5835 | Fan,Propeller,Circulating,Plant Stores | THC-ACC-BLDG B |  | HVAC |  | FN | http://www.toronto.ca/TWONTO#blower_or_fan_with_drive |  | Mechanical Shop (Chlorine) Building HVAC
68997 | 63202 | THC-PLT-RPU-3003 | RPU, Perforate Screen SC-0150 Control Panel, Headworks, Raw Sewage Screening | THC-PLT-SC-0150 | Controller,PLC | Remote Processor Unit |  | RPU | http://www.toronto.ca/TWONTO#RPU_panel |  | Screen, Perforated Plate, Screen Room, Raw Sewage Screening
39089 | 28477 | SWM-PWD-SW-0005 | Switch, Phase Lights | SWM-PWD-MISC | Switch |  |  | SW |  |  | Miscellaneous Equipment
41257 | 24787 | TAB-ACC-T-3651 | Tank, Expansion, Glycol line | TAB-ACC-HE-3650 | Tank | Tank |  | T | expansion_tank |  | Heat Exchanger, Old Admin bldg
47255 | 18985 | TAB-EL1-LP-0915 | Panel, Lighting, LP-0915, Sludge Heat Room, Dig 9-12 Control Building. | TAB-EL1-PDP-0912 | Control Panel | Power Distribution Panel |  | LP | http://www.toronto.ca/TWONTO#LV_electrical_panel |  | Panel, Power Distribution Panel, PDP-0912, Sludge Heater Room, Digester 9-12 Control Building.
119690 | 54928 | TAB-WA1-SQ-1130 | Sling | TAB-WA1-SQ-1000 | Lifting Device,Sling | Lifting Device |  | SQ | http://www.toronto.ca/TWONTO#fall_protection_sling |  | WA1 Lifting Devices and Slings
12480 | 60378 | COL-PCU-LTG-0002S | Lighting, Emergency, Electrical Room | COL-PCU | Lighting,Emergency | Safety Equipment | 42942 | LTG | http://www.toronto.ca/TWONTO#lighting_unit |  | Cumber Pumping Station
118815 | 6777 | TAB-STR-RPU-0508 | RPU-GE0508 | TAB-STR-RPU |  | Remote Processor Unit |  | RPU | http://www.toronto.ca/TWONTO#RPU_panel |  | Aeration Gallery - RPUs
21854 | 31830 | COL-PMY-FSL-0003 | Switch, Flow-Low | COL-PMY-MISC | Switch |  |  | FSL |  |  | Miscellaneous Equipment
111044 | 63666 | TAB-DIG-PSH-4145 | Switch Pressure,High,Delivery,Digester Gas Compressor C-4145 | TAB-DIG-C-4145 | Switch,Pressure | Switch |  | PSH | http://www.toronto.ca/TWONTO#pressure_switch |  | Compressor # 5, Gas(DX2605)
15536 | 34424 | FCL-WWW-V-5305 | Valve, Plug, Discharge, Centrifuge Feed Pump P-5301, RMF Clarification Facility, Pump Room | FCL-WWW-P-5301 |  |  |  | V |  |  | Pump Centrifuge Feed, South
146412 | 64339 | WTR-PSC-T-0005-SUS | SCBA 3000 psi Bottle, ARAP | WTR-SUSPENDED | Tank | Safety Equipment | 47452 | T | http://www.toronto.ca/TWONTO#compressed_gas_cylinder |  | Suspended Obsolete entity for storage purpose
79177 | 96265 | THR-ELS-PDP-0610 | Control Panel, Power Distribution Panel, 600V Switchgear, Indoor | THR-ELS-DIS | Control Panel,Power Distribution Panel | Power Distribution Panel |  | PDP | http://www.toronto.ca/TWONTO#LV_electrical_panel |  | Electrical System, Disinfection, Chlorine Building
114799 | 33056 | TAB-PLT-PSL-0571 | Switch, Pressure Low, Grit Slurry, Hydrocyclone CYC-0570 Inlet, Grit Handling Area, P Bldg. | TAB-PLT-CYC-0570 | Switch,Pressure-Low | Switch |  | PSL | http://www.toronto.ca/TWONTO#pressure_switch |  | Hydrocyclone, Grit Handling Area, P Bldg.
139956 | 24739 | TNT-AER-F-2007 | Filter, Air, Mabr Compressors - Effluent Filter, Aeration | TNT-AER-C-2100 | Filter | Filter |  | F | http://www.toronto.ca/TWONTO#replaceable_air_filter |  | Compressor, Reciprocating, Mabr Compressor 1, Aeration
44728 | 85767 | TAB-DEW-WEL | Centrate Wet Wells | TAB-DEW CENTRATE | [6 empty] | Centrate Systems
56277 | 72792 | FCL-ELS-LSHH-0101B | Switch, Level, Critical High, Tank ELS-T-0101, Emergency Power Generator Monitoring | FCL-ELS-T-0101 |  |  |  | LSHH |  |  | Tank, Generator G-0100 Oil Fuel Day Tank, Low Lift Building, Screen Room
55567 | 5451 | TAB-WA2-SQ-1232 | EE2 - 903 Nylon Sling | TAB-SES-LD | Lifting Device,Sling | Lifting Device |  | SQ | synthetic_web_sling |  | WA2 Lifting devices
16272 | 1844 | FHA-CLB-P-0001A-KQ | Pump Location,After Post CL2 Water Sample #1A | FHA-SUSPENDED |  |  | 33344 | P |  |  | Suspended Obsolete entity for storage purpose
134039 | 45705 | THR-DIS-T-7000 | Tank, Sodium Hypochlorite Storage, Disinfection Building | THR-DIS-T-PP | Tank | Tank |  | T | http://www.toronto.ca/TWONTO#chemical_storage_tank |  | Disinfection, Tank, Palace Pier
76222 | 79460 | THR-MCS-MT-0519 | Sander, Combination- JET | THR-MCS-MT2-WA2 |  | Tool |  | MT | table_sander |  | Machine Tool-2
40813 | 89140 | TAB-ACC-TE-1450A | Temperature Element, Supply Air Temperature | TAB-ACC-VAV-1450 | Sensor,Temperature | HVAC |  | TE | http://www.toronto.ca/TWONTO#temperature_sensor_element |  | Heater, Hot Water Reheat Coil, Variable air
126353 | 92435 | THC-ITS-PA-0001 | PBX Phone System, Weridom 1, Control System, Admin Bldg, | THC-ITS | Network,Telecommunication | Communications Equipment |  | PA | telephone_system |  | Information Technology Systems, Plant wide
4855 | 45765 | COL-PIR-FQ-0001 | Meter, Flow | COL-PIR | Meter,Flow |  |  | FQ |  |  | Island Road Sewage Pumping Station
63207 | 35107 | THC-OCS-LIQ | Odour Control System, THC Liquid | THCLIQMNT | [6 empty] | THC Liquids Maintenance
26331 | 3235 | FHO-SES-SQ-6031 | High Voltage Safety Equipment, Insulated Gloves, Group 1 | FHO-SES-SQ-0001 | PPE,Insulated Glove | Safety Equipment |  | SQ | http://www.toronto.ca/TWONTO#rubber_insulating_gloves |  | Safety Equipment
76807 | 22709 | THR-PLT-FSL-1404 | Switch, Flow, Low, Water Scour, Grit Vortex Chamber CYC-1101, Headhouse | THR-PLT-CYC-1101 | Switch,Flow-Low | Switch |  | FSL | http://www.toronto.ca/TWONTO#flow_switch |  | Cyclone, Prelimary Treatment, Grit Removal - Vortex Chambers #1 (OLD Tag THR-PLT-CYC-1102)
79468 | 90979 | THR-THK-PSL-6014A | Indicator, Pressure, Suction, Centrate Pump-6014 | THR-THK-P-6014 | Switch,Pressure-Low | Switch |  | PSL | http://www.toronto.ca/TWONTO#pressure_switch |  | Centrate Transfer Pump
65818 | 42890 | FCL-SPC-COM-1600 | Access Closet, Control Station at Filter Gallery | FCL-SPC |  |  |  | COM |  |  | Process Control Systems - Services Area
62405 | 6649 | FCL-FLT-F-1502 | Filter, Inlet Side of PDIT-1501, Filter F-1501, Filtration Pipe Gallery | FCL-FLT-PDIT-1501 |  |  |  | F |  |  | Transmitter, Pressure (Differential), Loss of Head for Filter 1501, Filter No.1501
21725 | 38158 | COL-PMY-C-0001 | Compressor, Air | COL-PMY | Compressor |  |  | C |  |  | Maryport Sewage Pumping Station
38587 | 54035 | SQ-47074 | FHO SCBA #2 | FHO-SES-SQ-0001 | PPE,SCBA | Safety Equipment | 32126 |  | http://www.toronto.ca/TWONTO#self-contained_breathing_apparatus |  | Safety Equipment
39015 | 40325 | SWM-PWD-HTR-0001 | Heater, Main Control Room | SWM-PWD | Heater |  |  | HTR |  |  | Warden Storm
8228 | 31920 | COL-PWR-FN-0004 | Fan, Centrifugal | COL-PWR | Fan |  | 35038 | FN |  |  | West Rouge Pumping Station
36367 | 27722 | MTMH222 | MEADOWDALE STS | TRK-DON | [6 empty] | DON DRAINAGE AREA
61188 | 92810 | THC-ELS-SQ-849968 | Spares, Electrical Safety gloves, High Voltage, Class 0, # 849968 | THC-SES-SQ |  | Safety Equipment | 40054 | SQ | http://www.toronto.ca/TWONTO#rubber_insulating_gloves |  | Safety Equipment
60441 | 52636 | THC-AER-F-6020 | Filter, AER-BL-6020, SE Plant Blowers Part 1 and Train #8 | THC-AER-BL-6020 | Filter | Filter |  | F | http://www.toronto.ca/TWONTO#replaceable_air_filter |  | Blower,Centrifugal,High Speed Turbo, Aeration, SE Plant Blowers Part 1 and Train #8
51649 | 70248 | TAB-PRS-PSH-0301 | Switch,Pressure,High,Pump 0301 | TAB-PRS-P-0301 | Switch,Pressure | Switch |  | PSH | http://www.toronto.ca/TWONTO#pressure_switch |  | Pump, Transfer, Chemical Gallery to D Building
69291 | 91602 | THR-AER-LSH-4810 | Switch, Level-High, Sump, Gallery T-14S (North End), Flood Monitoring System | THR-AER-P-4810 | Switch,Level-High | Switch |  | LSH | http://www.toronto.ca/TWONTO#level_switch |  | Pump, Centrifugal, Sump, T14S
43988 | 89645 | TAB-DEW-PS-0131 | Power Pack, Hydraulic, DWS Pump#0131 | TAB-DEW-P-0131 | Power Pack,Hydraulic | Hydraulic System |  | PS | http://www.toronto.ca/TWONTO#hydraulic_power_pack |  | Pump,DW Sludge
77077 | 72798 | THR-PLT-T-1400 | Tank, Grit Vortex Prime, Headhouse | THR-PLT-T-HH | Tank | Tank |  | T | http://www.toronto.ca/TWONTO#vortex_classifier |  | Tanks, Grit Vortex Prime, Headhouse
128805 | 24849 | THC-SPC-COM-2202 | SCADA & Computer, BIOSOLIDS TREATMENT UPGRADES, PCS network, Access Closet | THC-SPC-WA1 | SCADA | System Process Control |  | COM | http://www.toronto.ca/TWONTO#network_panel |  | System Process Control
28727 | 87059 | FIS-ELS-ESP-0615-SUS | Splitter, Electrical, 600V, Marine Yard Building, East Room, North Wall | FIS-ELS-MCC-0600 |  | Switch | 38543 | ESP | ? |  | MCC,600 V,Filter Building,Mezzanine,West
89340 | 13245 | WTR-RMI-ZS-0046 | Instrument, Door Position Switch, Water Transmission | WTR-RMI-AUX |  | Switch |  | ZS | http://www.toronto.ca/TWONTO#position_switch |  | Auxiliary Equipment (Building Facilities)
89655 | 46958 | WTR-RWA-LSH-0001 | Switch, Level-High, Flood Alarm, Building | WTR-RWA-AUX | Switch,Level-High | Switch |  | LSH | http://www.toronto.ca/TWONTO#level_switch |  | Auxiliary Equipment (Building Facilities)
58694 | 50908 | THC-DEW-OIT-2305 | Operator Interface Terminal,Dewatering,Cake Pump-6710 RPU,3rd Floor,Biosolids Building West | THC-DEW-RPU-2305 | Control Panel,Operator | Communications Equipment |  | OIT | http://www.toronto.ca/TWONTO#operator_interface_terminal |  | Remote Processing Unit,Dewatering,Cake Pump-6710 RPU,3rd Floor,Biosolids Building West
64254 | 71362 | FCL-RW-V-0003B | Valve, Mud, Drain, Raw Water East Intake Channel, Low Lift PS Basement | FCL-RW-INTAKE |  |  |  | V |  |  | Intake and Conduit
6431 | 57523 | COL-PMY-SW-0001 | Switch, Disconnect | COL-PMY | Switch |  |  | SW |  |  | Maryport Sewage Pumping Station
2481 | 26183 | COL-BCV-RPU-0001 | Remote Processing Unit | COL-BCV-MISC | RPU | Remote Processor Unit |  | RPU | http://www.toronto.ca/TWONTO#RPU_panel |  | Miscellaneous Equipment
11851 | 21953 | FCL-ELS-MCC-0701-SUS | Control Panel, MCC, Filter Building Process, Electrical Switchgear Room | FCL-ELS-PS-0001 | Control Panel,MCC | Motor Control Center | 36545 | MCC | http://www.toronto.ca/TWONTO#LV_electrical_panel |  | Uninterruptible Power Supply,High Lift Bldg - Switchgear Room,LP-0001
135186 | 71816 | THR-EPS-PSH-0416 | Switch, Pressurel-High, Grease Pump, Centrifugal 0416, Plant Service, Effluent Pump, Centrifugaling | THR-EPS-P-0410 | Switch,Pressure-High | Switch |  | PSH | http://www.toronto.ca/TWONTO#pressure_switch |  | Pump, Centrifugal, Screw
4606 | 88356 | COL-PGR-WEL-0100 | Wet Well | COL-PGR-MISC | Well |  |  | WEL |  |  | Miscellaneous Equipment
45160 | 38020 | TAB-DIG-LSHH-0324 | Switch,Level -High-High,Digester Tank T-0300 | TAB-DIG-T-0300 | Switch,Level-High-High | Switch |  | LSHH | http://www.toronto.ca/TWONTO#level_switch |  | Digestion Tank 03
45463 | 49700 | TAB-DIG-SQ-0010 | Emergency Eye Wash Pack, # 10 Digester 1-4 Bsmt | TAB-DIG-STRC-T1-4 | PPE,Eyewash Station | Safety Equipment | 34476 | SQ | http://www.toronto.ca/TWONTO#emergency_eyewash |  | Digester Tanks 1-4 - Drains, Electrical Service(110/220V), Lighting, Plumbing
34549 | 32540 | COL-PWN-MCC-0001 | Motor Control Centre | COL-PWN | Control Panel,MCC | Motor Control Center |  | MCC | http://www.toronto.ca/TWONTO#LV_electrical_panel |  | Warren Park Pumping Station
87737 | 48642 | WTR-PRV-AUX | Auxiliary Equipment (Building Facilities) | WTR-PRV | [6 empty] | Richview Pumping Station
3162 | 44784 | COL-MTI-TSH-2901 | Switch, Temperature, High, Oil, Hydraulic System, MTI Chamber CH-2900 | COL-MTI-CH-2900 | Switch | Switch |  | TSH | http://www.toronto.ca/TWONTO#temperature_switch |  | Chamber,Roxton St. Control Chamber No.29, MTI
121774 | 22227 | THC-ACC-V-6516 | Valve, Circuit Balancing, AHU-6500, 2nd Floor Mech Room #1, Headworks | THC-ACC-AHU-6500 | Valve | HVAC |  | V | http://www.toronto.ca/TWONTO#valve |  | Air Handling Unit, Pipe Gallery, 2nd Floor Mech Room #1, Headworks
82867 | 49276 | FHA-SES-SQ-0069 | Safewaze 3512-0241 6’ shock absorber lanyard Ser 61098 | FHA-SES |  | Safety Equipment |  | SQ | lifeline |  | Safety & Environmental Services
94878 | 37442 | FHO-SES-SQ-6216 | Safety Harness, Serial Number E004010070E17CC2, Walter Casolino | FHO-SES-SQ-0006 | PPE,Harness | Safety Equipment |  | SQ | http://www.toronto.ca/TWONTO#fall_arrest_harness |  | Fall Arrest Systems
101167 | 71816 | KR2243A | Fan, Air Heater, Silo #3, 4th Floor, Silo Building | TAB-ACC-HTR | H.V.A.C.,Heater | HVAC |  |  | http://www.toronto.ca/TWONTO#heater |  | Heaters- Convection,
67789 | 25947 | THR-ACC-FSL-0972S | Switch, Flow-Low, Air Curtain 0972, Plant Services, Gallery Ventilation, Zone 3B | THR-ACC-FN-0972S | Switch,Flow-Low | Switch | 39350 | FSL | http://www.toronto.ca/TWONTO#flow_switch |  | Fan, Air Curtain, T20, Plant Services, Gallery Ventilation, Zone 3B
80283 | 45817 | FHA-SED-ZSH-0303H | Switch, Limit, Access Hatch Zone 3, Settling Basin T-0301 | FHA-SED-ZSH-0303 |  | Security System |  | ZSH | http://www.toronto.ca/TWONTO#position_switch |  | Switch, Limit, Access Hatch Zone 3
93958 | 53127 | WTR-PRH-MCC-0102 | Motor Control Centre, 600VAC, Switchgear Electrical Room | WTR-PRH-AUX | Control Panel,MCC | Motor Control Centre |  | MCC | http://www.toronto.ca/TWONTO#LV_electrical_panel |  | Auxiliary Equipment (Building Facilities)
146413 | 72161 | WTR-PSC-T-0006-SUS | SCBA 4500 psi Bottle, ARAP | WTR-SUSPENDED | Tank | Safety Equipment | 47453 | T | http://www.toronto.ca/TWONTO#compressed_gas_cylinder |  | Suspended Obsolete entity for storage purpose
109077 | 79874 | TAB-CW-FSH-0001S | Switch, Flow, High, Eye Wash Station | TAB-CW-SQ-0001S | Switch,Flow-High | Safety Equipment | 46684 | FSH | http://www.toronto.ca/TWONTO#flow_switch |  | Eye Wash and Shower Station,Chlorine Bldg.
21942 | 55994 | FHO-ELS-WR-0708 | Welding Receptacle, TRW P.S. S5, TRW Basement, North | FHO-ELS-LTG |  | Power Distribution Panel |  | WR | http://www.toronto.ca/TWONTO#welding_receptacle |  | Facility Electrical System
57950 | 36131 | THC-AER-T-3300 | Tank, Aeration | THC-AER-PHASE I-IV | Tank,Non-Pressurized | Tank |  | T | http://www.toronto.ca/TWONTO#aeration_tank |  | AerationTreatment
125198 | 65908 | THC-ELS-PS-0001-I | Primary Power Equipment, Building I | THC-GRK-ELS-I |  | Control Panel,MCC |  | PS | http://www.toronto.ca/TWONTO#collection_of_assets |  | Building I
77779 | 14490 | THR-PRM-T-0500 | Tank, Primary Clarification - Primary Tank - South | THR-PRM-SOUTH | Tank | Tank |  | T | http://www.toronto.ca/TWONTO#clarifier |  | Primary Treatment, South Primary
88922 | 42094 | FHO-ACC-FS-0201 | Switch, Flow, Air, AHU-0201 Outlet, Ammonia Area HVAC,Chemical Building, North Penthouse | FHO-ACC-AHU-0201 |  | Switch |  | FS | http://www.toronto.ca/TWONTO#flow_switch |  | Air Handling Unit, Ammonia Area HVAC, Chemical Building North Penthouse
34548 | 22890 | MAIN-213 | Main 213 | WTR-LWA | [6 empty] | Work Area 2 Central Mains and Chambers
29958 | 1717 | FIS-RW-FSL-0001 | Switch, Flow, Low, Turbidity Analyser AIT-0001 Inlet, Intake Valve Chamber Upper Level | FIS-RW-AIT-0001 | Switch,Flow-Low | Switch |  | FSL | http://www.toronto.ca/TWONTO#flow_switch |  | Analyzer, Turbidity, Intake Valve Building, Upper Level, Sampling Pumps Intake
127601 | 12995 | THC-PRM-RPU-1813 | RPU Panel, Smoke Alarm, Phase 4 | THC-ACC-BLDG G | Air Handling Unit | Remote Processor Unit |  | RPU | http://www.toronto.ca/TWONTO#RPU_panel |  | Air Treatment Building HVAC
55866 | 17898 | TAB-WA6-SQ-8771 | Lanyard | TAB-WA6-SQ-0001 | PPE | Safety Equipment |  | SQ | lifeline |  | Fall Arrest System
110798 | 54835 | TAB-DIG-LSH-8062 | Switch, Level-High, Sump Pump 8062 & 8063, Pump Room, Digesters 9-12 Control Building. | TAB-DIG-P-8062 | Switch,Level-High | Switch |  | LSH | http://www.toronto.ca/TWONTO#level_switch |  | Pump, Centrifugal, Submersible Sump Pump, Digester 9-12 Control Building Basement
60334 | 93992 | THC-ACC-V-6112 | Valve, Ball, Manual, AHU-6100, 2nd Floor Mech Room #2, Headworks | THC-ACC-AHU-6100 | Valve,Ball | HVAC |  | V | http://www.toronto.ca/TWONTO#valve |  | Air Handling Unit, Truck Loading Bay, Mech Room #2, Headworks
67071 | 68899 | THC-THK-T-5050 | Tank,Buffer,Centrate Sampling,Thickening Centrifuge CF-0300 | THC-THK-AIT-5090 | Sampler | Tank |  | T | http://www.toronto.ca/TWONTO#storage_tank |  | Analyzer,Suspended Solids,Centrate Sampling,Thickening Build.
119366 | 88466 | TAB-THK-T-4111 | Tank, Polymer Mixing/Aging 1 | TAB-THK-T | Tank,Non-Pressurized | Tank |  | T | http://www.toronto.ca/TWONTO#chemical_storage_tank |  | Polymer Mixing Tanks
130157 | 33346 | THR-ACC-NR-682 | HVAC Unit & Fan, Main Floor Front Office | THR-ACC-ADM | H.V.A.C.,Heater,Unit | HVAC |  | NR | http://www.toronto.ca/TWONTO#heater |  | Air Conditioning, HVAC, Admin Building
129577 | 73369 | THR-ACC-AC-0610 | Air Cinditioning, Cooling & Fan Unit, MCC Room | THR-HVAC-HPBB | H.V.A.C.,Air Conditioner | HVAC |  | AC | http://www.toronto.ca/TWONTO#air_condition |  | Heating, Ventilation and Air Conditioning, High Pressure Blower Building
136715 | 75428 | THR-MCS-LD-2570 | Come Along, Manual, Work Area 2 | THR-S-E | Lifting Device,Chain | Lifting Device | 34736 | LD | winch |  | SUSPENDED ENTITY
144625 | 45432 | WTR-PJS-PSL-0002 | Switch, Pressure-Low, Line to Spadina Main | WTR-PJS-TRW | Switch,Pressure-Low | Switch |  | PSL | http://www.toronto.ca/TWONTO#pressure_switch |  | Treated Water (Transmission)
140919 | 17305 | UE2027 | Rectifier | TAB-STR-ELQ | [6 empty] | Blower Building - Power Distribution & Electrical Equipment
113383 | 75641 | TAB-ELQ-MCC-0652 | Motor Control Centre | TAB-STR-ELQ | Control Panel,MCC | Motor Control Centre | 34399 | MCC | http://www.toronto.ca/TWONTO#LV_electrical_panel |  | Blower Building - Power Distribution & Electrical Equipment
26347 | 1190 | COL-YKP-VEH-0038S | Vehicle, Truck #041152 (Escape) | COL-YKP | Vehicle,Licensed | Vehicle | 41615 | VEH | http://www.toronto.ca/TWONTO#pickup_truck
10421 | 25757 | COL-MTI-T-2900 | Reservoir/Tank, Oil, Hydraulic Power Unit, MTI Chamber CH-2900 | COL-MTI-CH-2900 | Tank | Tank |  | T | http://www.toronto.ca/TWONTO#chemical_storage_tank |  | Chamber,Roxton St. Control Chamber No.29, MTI
9059 | 137 | COL-YKP-DA-1657S | Davit Upper Arm-1657 | COL-W-OBSOLETE | Safety | Safety Equipment | 45996 | DA | http://www.toronto.ca/TWONTO#fall_arrest_Davit_arm |  | Col West Obsolete Entities
145750 | 21405 | WTR-PPD-TSH-0001 | Switch, Temperature-High, Building Alarm | WTR-PPD-AUX | Switch,Temperature-High | Switch |  | TSH | http://www.toronto.ca/TWONTO#temperature_switch |  | Auxiliary Equipment (Building Facilities)
14311 | 55559 | COL-PHF-LSHH-0103 | Switch, Level High-High | COL-PHF | Switch,Level |  |  | LSHH |  |  | Highfield Sewage Pumping Station
140655 | 16274 | TNT-MCS-DR-0302 | Door, Roll Up, Boiler Bldg, Maintenance Shop | TNT-MCS-SHOP | Door,Overhead | Door |  | DR | http://www.toronto.ca/TWONTO#roll_up_door
71692 | 2753 | THR-DIG-PSL-5440 | Switch, Pressure-Low, Inlet Gas compressor 5440 | THR-DIG-C-5440 | Switch,Pressure-Low | Switch |  | PSL | http://www.toronto.ca/TWONTO#pressure_switch |  | Compressor, Gas, Mixing System, Digester Tank#3
14232 | 50529 | COL-PHB-AIT-0002 | Transmitter, Gas | COL-PHB-MISC | Transmitter |  |  | AIT |  |  | Miscellaneous Equipment
40383 | 74446 | TAB-ACC-FSL-1600 | Switch, Flow, Low, Air, Supply Fan 1600, Loading Bay Rooftop | TAB-ACC-AHU-1600 | Switch,Flow-Low | Switch |  | FSL | http://www.toronto.ca/TWONTO#flow_switch |  | Air Handling Unit, D Bldg Roof
32158 | 99982 | COL-RBC-LIT-0001S | Level Indicating Transmitter | COL-W-OBSOLETE | Transmitter,Level |  | 47581 | LIT |  |  | Col West Obsolete Entities
136751 | 86494 | THR-MCS-LD-9859 | A Frame,PORTA GANTRY,,1/2T, Polymer room, STB | THR-LD-WA1 | Lifting Device,Hoist,Manual | Lifting Device |  | LD | lifting_device_support |  | Lifting Devices, Chain Hoist, Come Along & Slings
131117 | 35813 | THR-AER-T-0410 | Tank, Secondary Treatment, Aeration - South | THR-AER-T | Tank | Tank |  | T | http://www.toronto.ca/TWONTO#aeration_tank |  | Aeration Tanks
130486 | 3703 | THR-ACC-RPU-0222 | RPU, BAS System, North Grit Electrical Room | THR-ELS-GRIT | RPU | Remote Processor Unit |  | RPU | http://www.toronto.ca/TWONTO#RPU_panel |  | Electrical System, Grit Bldg., North Prelimanry and Primary Station
26504 | 29166 | COL-PSS-MISC | Miscellaneous Equipment | COL-PSS | [6 empty] | Scott Sewage Pumping Station
62644 | 87667 | THC-MCS-MT-0003 | Radial Arm Drill, Building A | THC-MCS-MEQ | Machine Tool,Radial arm Drill | Tool |  | MT | http://www.toronto.ca/TWONTO#radial_arm_drill |  | Machine Shop and Equipment
12466 | 23209 | COL-PCU-LSHH-0204 | Sensor, Switch, High-High, Wet Well #2 | COL-PCU-AUX-INST | Switch,Level-High-High | Switch |  | LSHH | http://www.toronto.ca/TWONTO#level_switch |  | Instrumentation Equipment
63703 | 54310 | THC-PLT-MSL-1100 | Switch, Motion, Low, Conveyor CV-1100, Screenings and Grit Conveyance | THC-PLT-CV-1100 |  | Switch |  | MSL | http://www.toronto.ca/TWONTO#motion_sensor_element |  | Conveyor, Screw, Conveyor, Screenings and Grit Conveyance
136734 | 56588 | THR-MCS-LD-8102 | Come Along, Work Area 2 | THR-LD-WA3 | Lifting Device,Chain | Lifting Device | 34740 | LD | winch |  | Lifting Devices, Chain Hoist, Come Along & Slings
85774 | 94980 | WTR-PHL-TPD-0002 | Tripod, Fall Arrest, S/N 6-99, Truck 49 | WTR-CENTRAL-SES | PPE | Safety Equipment |  | TPD | http://www.toronto.ca/TWONTO#fall_arrest_Davit_arm |  | Safety & Lifting Devices
34393 | 6538 | COL-YKP-DA-1734511A(S) | Davit Base Leg-1734511A | COL-YKP-DA-0009S | Safety | Safety Equipment | 45519 | DA | davit_base |  | Davit Arm Assembly with Upper Arm-1734511
133985 | 95411 | THR-DIS-FN-0100 | Fan, Workshop, Disinfection Building Roof | THR-DIS | Fan | HVAC |  | FN | http://www.toronto.ca/TWONTO#blower_or_fan_with_drive |  | Disinfection
66875 | 53821 | THC-GRK-VEH-378265 | Vehicle, 2016 Polaris Brutus (WA3) | THC-GRK-VEHICLES | Vehicle,Licensed | Vehicle |  | VEH | http://www.toronto.ca/TWONTO#golf_cart
29960 | 67190 | FIS-RW-FSL-0003 | Switch, Flow, Low, PH Analyser AIT-0003 Inlet, Intake Valve Chamber Upper Level | FIS-RW-AIT-0003 | Switch,Flow-Low | Switch |  | FSL | http://www.toronto.ca/TWONTO#flow_switch |  | Analyzer, pH, Intake Valve Building, Upper Level, Sampling Pumps Intake
41534 | 77056 | TAB-ACC-TSL-3680 | Switch, Temperature, low | TAB-ACC-AHU-3680 | Switch,Temperature-Low | Switch |  | TSL | http://www.toronto.ca/TWONTO#temperature_switch |  | AHU, OPS #3
66343 | 9482 | THC-SES-MEQ-5904 | Anchor,Fall Arrest,Disinfection Building,Roof | THC-MCS-LD-G |  | Safety Equipment |  | MEQ | fall_arrest_anchor |  | Lifting Devices, Chemical storage, Building G
9040 | 64232 | COL-YKP-VEH-0010S | Vehicle, Truck #064100 (RAM 2500) | COL-YKP | Vehicle,Licensed | Vehicle | 39138 | VEH | http://www.toronto.ca/TWONTO#pickup_truck
9050 | 48055 | COL-YKP-VEH-0018S | Vehicle, Truck #095091 (Transit XL) | COL-W-OBSOLETE | Vehicle,Licensed | Vehicle | 42725 | VEH | http://www.toronto.ca/TWONTO#pickup_truck
90445 | 26145 | FHO-AM-FSL-0001 | Switch, Flow-Low, Inlet, Siphon Breaker, Ammonia to Primary TRW W-Chem Mix Channel, S2,Mix Gallery,S | FHO-AM SCRUBBER-SU | Switch,Flow-Low | Switch |  | FSL | http://www.toronto.ca/TWONTO#flow_switch |  | Ammonia Scrubber System
107343 | 8189 | TAB-ACC-PDSH-4901 | Switch, Pressure, Differencial, High, Waste Gas Burner Station | TAB-ACC-AHU-4901 | Switch,Pressure-High | Switch |  | PDSH | http://www.toronto.ca/TWONTO#pressure_switch |  | Air Handling Unit, Waste Gas Buner Station
113075 | 81593 | TAB-EL2-SQ-6130 | Spill kit,DAWG® 20 Gallon Overpack | TAB-ELS-ESQ | Spill Kit | Safety Equipment | 34585 | SQ | http://www.toronto.ca/TWONTO#spill_kit |  | Electrical Safety Equipment
94782 | 47519 | FHO-SES-SCBA-0031 | Cylinder, SCBA, Air Pack, 2216 PSI, Ser #OJ-362641 | FHO-SES-SQ-0003 | PPE,SCBA | Safety Equipment |  | SCBA | http://www.toronto.ca/TWONTO#compressed_gas_cylinder |  | Breathing Air Tanks
136572 | 26377 | THR-GRK-VEH-319003S | Tractor, Kubota, ZP-728, Unlicensed, WA4 | THR-GRK-GQ-WA3 | Vehicle,Unlicensed | Vehicle | 42603 | VEH | http://www.toronto.ca/TWONTO#golf_cart
16295 | 43705 | FHA-FLT-F-1101 | Filter #11, Filter Building, West Filter Gallery South | FHA-FLT | Filter | Filter |  | F | http://www.toronto.ca/TWONTO#filtration_tank |  | Filtration
138288 | 73141 | THR-SCBA-TRN-WA2 | SCBA Training WA2 | THR-SES-SCBA |  | Safety Equipment |  |  | activity |  | Self Contained Breathing Apparatus
75959 | 97561 | THR-GRK-WA1 | Building & Grounds Work Area 1 | THR WORK AREA 1 |  | Grounds |  |  | space |  | Solid Handling
81496 | 15835 | FHA-SES-LDR-0113 | FHA-SES-LD-0081 - 28' Ext Ladder Fiberglass ( Scarborough Pump Room ) | FHA-SES-LD-1 | Safety | Safety Equipment |  | LDR | http://www.toronto.ca/TWONTO#ladder |  | Ladders
117349 | 97931 | TAB-RSP-PSL-2209 | Switch, Pressure,Low, Seal Water to Pump-2209 | TAB-RSP-P-2209 | Switch,Pressure | Switch |  | PSL | http://www.toronto.ca/TWONTO#pressure_switch |  | Pump, Raw Sewage #9
44130 | 59469 | FCL-ACC-HTR-0324 | Heater, Re-Heat Unit, 208V, 3PH, Admin Building, First Floor, Meeting Room 104, Ceiling West | FCL-ACC-ADMIN |  |  |  | HTR |  |  | Administration Building HVAC Equipment
125859 | 65381 | THC-INC-BU-1043 | Burner, Hearth 7, Incinerator 1000 | THC-INC-FU-1000? | Burner | Burner |  | BU | http://www.toronto.ca/TWONTO#burner_component_of_asset |  | Furnace, Incinerator 1000
10100 | 27157 | FCL-ACC-F-0905B | Filter, Reactive. Air, RMF Clarification Building, Dehumidification System D-0605, RMF Building Hallway | FCL-ACC-D-0605 |  |  |  | F |  |  | Dehumidifier, Residue Management Facility Clarification Facility/South
129712 | 23815 | THR-ACC-CU-0610 | Air Conditioning, Condensing Unit, HPBB Roof | THR-HVAC-HPBB | H.V.A.C.,Air Conditioner | HVAC |  | CU | http://www.toronto.ca/TWONTO#AC_condenser_unit |  | Heating, Ventilation and Air Conditioning, High Pressure Blower Building
38977 | 90381 | TAB-ACC-CU-2188 | Condensing Unit, Z Bldg | TAB-ACC-FN-ZBLDG | Fan | HVAC |  | CU | http://www.toronto.ca/TWONTO#AC_condenser_unit |  | Exhaust Fans , Z Bldg
146973 | 95941 | WTR-RLW-SQ-0001 | Eye Wash Station | WTR-RLW-AUX | PPE,Eyewash Station | Safety Equipment | 35682 | SQ | http://www.toronto.ca/TWONTO#emergency_eyewash |  | Auxiliary Equipment (Building Facilities)
78798 | 74376 | THR-SES-SQ-0334 | Lanyard for Harness, PPE Allen Villanueva | THR-SES-FAS | Safety | Safety Equipment |  | SQ | lifeline |  | Fall Arrest Sytem (Harness and Lanyard), Safety Equipment
83688 | 13280 | THR-PRS-F-0002S | Filter, Fine Bag, Ferrous Chloride Storage Tanks Inlet, Chemical Building, Secondary Treatment, Phosphorous Removal | THR-PRS-F | Filter | Filter | 39806 | F | http://www.toronto.ca/TWONTO#replaceable_air_filter |  | Phosphorous Removal System, Filtration
3550 | 61512 | COL-PBR-MISC | Miscellaneous Equipment | COL-PBR | [6 empty] | Berry Road Sewage Pumping Station
62786 | 47658 | FCL-FLT-LSL-0015-SUS | Switch, Level-Low, Filter 1501, Filter No.1501 | FCL-FLT-F-1501 | Switch,Level-Low | Switch | 36621 | LSL | http://www.toronto.ca/TWONTO#level_switch |  | Filter, Carbon Activated, Filter Building, Filter Gallery West
119211 | 41470 | TAB-STR-V-WAS | WAS Line Valve, Header Isolation & Routing | TAB-STR-RAS/WAS | [6 empty] | Return & Waste Activated Sludge Header
68186 | 97612 | FCL-TRW-V-0039 | Valve, Gate, Outlet, Service Water Backflow Preventer BFP-0001A, High Lift PS Basement | FCL-TRW-BFP-0001A |  |  |  | V |  |  | Backflow Preventer, District 2E/2W Header Service Water Distribution, High Lift PS Basement.
108938 | 99136 | TAB-CAP-PRJ-0005 | P-Building Upgrades | TAB-WORK-AREA-3 |  |  |  | PRJ |  |  | Work Area 3
58193 | 76965 | THC-ACC-BLDG S | Blower Building, HVAC | THC-MCS-HVAC |  | HVAC |  |  | http://www.toronto.ca/TWONTO#collection_of_assets |  | Mechanical Services, HVAC
62480 | 52056 | THC-ITS-PA-3710 | IDF Panel, Public Address System, , Bldg. M | THC-ITS-MDF-1000 | Network,Telecommunication | Communications Equipment |  | PA | http://www.toronto.ca/TWONTO#public_annoucement_speaker |  | Public Address System, Master Distribution , Control System, Admin Bldg,
90992 | 27257 | FHO-CLC-CHL-0201-KQ | Trim ChlorinationTrain 2 | FHO-OBSOLETE |  |  |  | CHL |  |  | Removed From Service
65232 | 93776 | THC-ELS-MCC-1002 | MCC, Access Building T15, Phase I Primary | THC-ELS-PS-0001-TUN | Control Panel,MCC | Motor Control Centre |  | MCC | http://www.toronto.ca/TWONTO#LV_electrical_panel |  | Primary Power Equipment, Building Tunels
129575 | 52197 | THR-ACC-AC-0330 | Air Conditioner (AC) Unit Mitsubishi | THR-ACC-RSPS |  | HVAC |  | AC | http://www.toronto.ca/TWONTO#air_condition |  | Air Conditioning, AHU, HVAC, Exhaust Fans,RSPS
137508 | 50314 | THR-PLT-RPU-0001 | RPU, Preliminary Treatment, South Screens | THR-ELS-HH | RPU | Remote Processor Unit |  | RPU | http://www.toronto.ca/TWONTO#RPU_panel |  | Electrical System, Head House and Engine Room
128763 | 81507 | THC-SPC-COM-1805 | Termination Panel, Network, Phase IV Electrical Room | THC-SPC-COM-1802 | SCADA | Network |  | COM | http://www.toronto.ca/TWONTO#network_panel |  | SCADA & Computer
28287 | 99065 | FIS-ITS-COM-1901 | Panel, Termination Panel, Local Area Networks, PLC Room | FIS COMMUNICATIONS | Network | Network |  | COM | http://www.toronto.ca/TWONTO#network_panel |  | FIS Communications
49740 | 58818 | TAB-PLT-FSL-0184 | Switch ,Flow, Low,Odour Control | TAB-PLT-FN-0182 | Switch,Flow | Switch |  | FSL | http://www.toronto.ca/TWONTO#flow_switch |  | Fan, Scrubber Exhaust, P Bldg, Roof
62529 | 26384 | THC-MCS-LD-0000000022 | LIFTING SUPPORT STRUCTURE - A FRAME (insp Liftsafe) | THC-MCS-LD | Lifting Device | Lifting Device |  | LD | lifting_device_support |  | Mechanical Services, Lifting Device
137373 | 9844 | THR-PLT-LD-2142E | Lifting Device, Sparger Arm, Tank 200, Grit Bldg. | THR-PLT-LD-0200 | Lifting Device | Hydraulic System | 35261 | LD | http://www.toronto.ca/TWONTO#hydraulic_system |  | Lifting Devices, Sparger Arms, Tank200, Grit Bldg.
19871 | 70721 | FHO-ACC-FS-1567 | Switch, Flow, Air, FN-1567 Outlet, Ozone Building, L1, Equipment Storage Room 2 | FHO-ACC-FN-1567 |  | Switch |  | FS | http://www.toronto.ca/TWONTO#flow_switch |  | Fan, Exhaust, Ozone Building, L1, Equipment Storage Room 2
7313 | 7496 | COL-PSL-FN-0001 | Fan, Exhaust | COL-PSL-MISC | Fan |  |  | FN |  |  | Miscellaneous Equipment
93497 | 72332 | FHO-MCS-MT-1105 | Personal Tool Kit | FHO-MCS-MEQ | Machine Tool | Tool |  | MT | tool_kit |  | Machine Shop & Equipment
132132 | 86924 | THR-DCL-FSL-0601 | Switch, Flow, Low, Declorination Dosing Pump P-0600 | THR-DCL-P-0600 | Switch,Flow-Low | Switch |  | FSL | http://www.toronto.ca/TWONTO#flow_switch |  | Pump, SBS Dosing to Outfall
80096 | 58764 | THR-WA4-LD-0033 | Sling, Nylon, Work Area 4 (2" X 10') | THR-LD-NYLN-WA4 | Lifting Device,Sling | Lifting Device |  | LD | synthetic_web_sling |  | Slings, Nylon, Work Area 4
20004 | 31379 | COL-PMD-LSLL-0201 | Switch, Level Low-Low | COL-PMD | Switch,Level |  |  | LSLL |  |  | Midland Pumping Station
120829 | 55806 | THC-ACC-HTR-0058 | Heater, Gas Type, Project Management Area, Admin Building Ground Floor | THC-ACC-BLDG K |  | HVAC |  | HTR | http://www.toronto.ca/TWONTO#heater |  | Administration Building, HVAC
18650 | 69657 | COL-PLB-TSH-0151E | Switch, Temperature-High | COL-PLB-SUSPENDED | Switch | Switch | 34553 | TSH | http://www.toronto.ca/TWONTO#temperature_switch |  | Longbranch P.S.suspended entities
94812 | 85553 | FHO-SES-SCBA-HARNESS1 | SCBA Harness # 1 | FHO-SES-SQ-0001 | PPE,SCBA | Safety Equipment |  |  | http://www.toronto.ca/TWONTO#fall_arrest_harness |  | Safety Equipment
81857 | 60122 | FHA-SES-LDR-0311 | FHA-SES-LD-0037 - 10' Ladder Fiberglass ( Office Change Room ) | FHA-SES | Safety | Safety Equipment |  | LDR | http://www.toronto.ca/TWONTO#ladder |  | Safety & Environmental Services
106624 | 65670 | TAB-ACC-FSL-0812 | Switch,Flow,Low,Water to Pump | TAB-ACC-P-0812 | Switch,Flow | Switch |  | FSL | http://www.toronto.ca/TWONTO#flow_switch |  | Pump, Hot Water Circulating, Secondary Loop 2, Admin Radiant Heating P2-2
119354 | 16265 | TAB-THK-RPU | RPU Location | TAB-THK-INQ | [6 empty] | Floatation - Instrumentation Equipment
139225 | 30350 | THR-THK-RPU-0014 | Remote Processor Unit, STB Control Room (172.22.39.154) | THR-THK | RPU | Remote Processor Unit |  | RPU | http://www.toronto.ca/TWONTO#RPU_panel |  | Sludge Thickening
130372 | 63610 | THR-ACC-PDSH-4500 | Switch, Pressure Differential, High, Serves THR-ACC-AHU-4500,SP RAS Pumping Station | THR-ACC-AHU-4500 | Switch,Pressure | Switch |  | PDSH | http://www.toronto.ca/TWONTO#pressure_switch |  | Air Handling Unit, 100% Outside Air Draw Thru, RAS Pumping Station
135007 | 48465 | THR-ELS-PDP-1002S | Control Panel, Power Distribution Panel, Line 1002, Odour Control 600V Switchgear, Indoor | THR-ELS-OCS | Control Panel,Power Distribution Panel | Power Distribution Panel | 39052 | PDP | http://www.toronto.ca/TWONTO#LV_electrical_panel |  | Electrical System, Odour Control System
20384 | 37701 | FHO-ALM-T-0101-KQ | Alum/Ferric Storage Tank 1 | FHO-OBSOLETE |  |  |  | T |  |  | Removed From Service
79890 | 64477 | THR-WA1-LD-95-21 | Sling, Nylon, Work Area 1 (NYLON BELT SLING SIZE; 2" X 8' CAPACITY 6400Lbs SN 1538295-21) | THR-LD-NYLN-WA1 | Lifting Device,Sling | Lifting Device |  | LD | synthetic_web_sling |  | Slings, Nylon, Work Area 1
41060 | 11068 | TAB-ACC-PDS-2821 | Switch,Pressure ,Supply Air, AHU2821 | TAB-ACC-AHU-2821 | Switch,Pressure | Switch |  | PDS | http://www.toronto.ca/TWONTO#pressure_switch |  | AHU, North of Old Dewatering Bldg
34624 | 80542 | MAIN-282 | Main 282 | WTR-MT1 | [6 empty] | Work Area 1 EAST Mains and Chambers
101623 | 26864 | MAIN-214 | Main 214 | WTR-MT1 | [6 empty] | Work Area 1 EAST Mains and Chambers
105157 | 83055 | OTH-HUS | HUSAR | OTH | [6 empty] | DOS - OTHERS
118376 | 14098 | TAB-SPC-CPU-0060 | BAS (Building Automation System) Server Computer, 'M' Building, Control Room | TAB-RSP-INQ-M | Building Service | Communications Equipment |  | CPU | http://www.toronto.ca/TWONTO#building_automation_system_controller |  | M Building - Instrumentation Equipment
8722 | 40572 | COL-RBG-LD-0001 | Lifting Device | COL-RBG-MISC |  | Lifting Device |  | LD | http://www.toronto.ca/TWONTO#collection_of_assets |  | Miscellaneous Equipment
59012 | 6090 | THC-ACC-HTR-0209 | Heater, Perimeter. Admin Building | THC-ACC-BLDG K |  | HVAC |  | HTR | http://www.toronto.ca/TWONTO#heater |  | Administration Building, HVAC
117778 | 96927 | TAB-SES-AED-0001 | Automated external defibrillators- AED | TAB-ELS-ESQ | Safety,Defibrillator | Safety Equipment |  | AED | http://www.toronto.ca/TWONTO#automatic_external_defibrillator |  | Electrical Safety Equipment
138787 | 31221 | THR-SES-SQ-7529 | Harness, Full Body, PPE, Bogdan Denderys | THR-SES-FAS | Safety | Safety Equipment | 35746 | SQ | http://www.toronto.ca/TWONTO#fall_arrest_harness |  | Fall Arrest Sytem (Harness and Lanyard), Safety Equipment
138191 | 99927 | THR-PRS-PSH-0400S | Switch, Pressure-High, Ferrous Chloride to North Aeration Tank 0600 Feed Pump Discharge, Chemical Building, Secondary Treatment, Phosphorous Removal | THR-PRS-P-0400S | Switch,Pressure-High | Switch | 39828 | PSH | http://www.toronto.ca/TWONTO#pressure_switch |  | Pump, Diaphragm, Ferrous Chloride to North Aeration Tank 0600, Chemical Building, Secondary Treatment, Phosphorous Removal
76048 | 26778 | THR-LD-WA4 | Lifting Devices, Chain Hoist, Come Along & Slings | THR-GRK-WA4 | Lifting Device,Sling | Lifting Device |  |  | http://www.toronto.ca/TWONTO#collection_of_assets |  | Building & Grounds Work Area 4
18084 | 74006 | FHA-SED-ZSH-0103C | Switch, Limit, Access Hatch Zone 3, Settling Basin T-0101 | FHA-SED-ZSH-0103 |  | Security System |  | ZSH | http://www.toronto.ca/TWONTO#position_switch |  | Switch, Limit, Access Hatch Zone 1,
56053 | 72613 | THC OIT | THC OIT | THC-SPC1 | [6 empty] | Process Control Systems - Administrative
89321 | 65688 | WTR-RMI-ZS-0001 | Switch, Position,Door Security | WTR-RMI-AUX | Switch,Position | Switch |  | ZS | http://www.toronto.ca/TWONTO#position_switch |  | Auxiliary Equipment (Building Facilities)
80016 | 31271 | THR-WA3-LD-0049S | Sling, Nylon, Work Area 3 (Suspended) | THR-LD-NYLN-WA3 | Lifting Device,Sling | Lifting Device | 35924 | LD | synthetic_web_sling |  | Slings, Nylon, Work Area 3
126031 | 64525 | THC-INC-G-1002 | Gate,Slide,Pneumatic,Sludge Feed to BTU 1000,Biosolids Building West | THC-INC-FU-1000 |  | Gate |  | G | http://www.toronto.ca/TWONTO#channel_gate
20543 | 10127 | COL-PMM-SW-0001 | Switch, Main Power | COL-PMM-MISC | Switch |  |  | SW |  |  | Miscellaneous Equipment
40096 | 69072 | DOS-SES-SCBA-4226 | SCBA 10 minutes escape pack | DOS-SES-SCBA | Safety | Safety Equipment |  | SCBA | http://www.toronto.ca/TWONTO#self-contained_breathing_apparatus |  | Self Contained Breathing Apparatus (SCBA)
41050 | 27126 | TAB-ACC-PDS-1836A | Switch,Pressure ,Filter, AHU11836 | TAB-ACC-AHU-1836 | Switch,Pressure | Switch |  | PDS | http://www.toronto.ca/TWONTO#pressure_switch |  | AHU, Blower Bldg
97636 | 94844 | FIS-RW-FSL-0007-SUS | Switch, Flow-Low, Deep Well Submersible Sampling Pump 0001, Intake & Intake Valve Chamber | FIS-SUSPENDED | Switch,Flow-Low | Switch | 38340 | FSL | http://www.toronto.ca/TWONTO#flow_switch |  | Obsolete Entities/Processes
25924 | 31126 | COL-PSP-TS-0001 | Transfer Switch, Auto | COL-PSP | Switch |  |  | TS |  |  | Southport Sewage Pumping Station
54903 | 23484 | TAB-STR-VALVES | Aeration Tanks - Process Air Headers Valves & Actuators | TAB-AER-BL | [6 empty] | Blower Building
41273 | 18130 | TAB-ACC-T-6352 | Tank, Air Separator, Secondary Hot Water Loop, Mechanical Room, Dig 9-12 Control Building. | TAB-ACC-HE-6301 | Tank | Tank |  | T | air_seperator |  | Heat Exchanger, Plate and Frame, Mechanical Room, Dig 9-12 Control Building.
101521 | 45460 | MAIN-094 | Main 094 | WTR-LWA | [6 empty] | Work Area 2 Central Mains and Chambers
119861 | 14324 | TAB-WA3-LD-7069 | Come Along, Gray Tools | TAB-DEW-SAFETY | PPE | Lifting Device |  | LD | winch |  | Safety Equipment
20139 | 98182 | FHO-ACC-T-0100 | Tank, Water, Cooling Tower System, Admin Building, S1, Boiler Room | FHO-ACC-HE-0501 |  | Tank |  | T | http://www.toronto.ca/TWONTO#cooling_tower |  | Cooling Tower HE 0501; (New Tag HE-0101), Admin Building west HVAC room (AC CT 1)
30775 | 33494 | FIS-SPC-COM-1500 | Access Closet, Workshop Building, Switchgear Area | FIS-SPC |  | System Process Control |  | COM | http://www.toronto.ca/TWONTO#network_panel |  | Process Control Systems - Services Area
12428 | 90724 | COL-PCU-HS-5335 | Transfer switch position | COL-PCU | Switch |  | 34994 | HS |  |  | Cumber Pumping Station
146897 | 96949 | WTR-RKL-LSH-0101 | Switch, Level-High, Tank 0100 | WTR-RKL-T-0100 | Switch,Level-High | Switch |  | LSH | http://www.toronto.ca/TWONTO#level_switch |  | Tank, (South-West Basin)
29571 | 44831 | COL-PWP-CP-0002 | Control Panel, Operator | COL-PWP-MISC | Control Panel |  |  | CP |  |  | Miscellaneous Equipment
77790 | 75050 | THR-PRM-T-1000 | Tank, Primary Clarification - Primary Tank - North | THR-THK-GRK1 | Tank | Tank |  | T | http://www.toronto.ca/TWONTO#clarifier |  | Thickening, Ground & Structural
49100 | 70162 | TAB-OCS-HTR-6701 | Heater, Biofilter Humidification Unit HU-6710, Biofilter Area, P Bldg. | TAB-OCS-HU-6710 | Heater | Gas Collection |  | HTR | http://www.toronto.ca/TWONTO#heater |  | Humidifier, Humidification Chamber, Biofilter Area, P Bldg.
147600 | 11266 | YTF EUS | Production & End User Support | YTF-ITM | [6 empty] | Integrated Technology Management
146247 | 67158 | WTR-PSA-ZS-0003 | Position Switch, open/close | WTR-PSA-AUX | Switch,Position | Switch |  | ZS | http://www.toronto.ca/TWONTO#position_switch |  | Auxiliary Equipment (Building Facilities)
76051 | 36336 | THR-MCS-CHR-4215 | Chair, Shop Stool, Issued to Ravin Sankar | THR-MCS-MT2-WA2 |  | Tool |  | CHR | shop_stool |  | Machine Tool-2
137096 | 12719 | THR-PLQ-WA1 | Plumbing, Work Area 1 | THR-GRK-PRTY-WA1 | [6 empty] | WA1 Property, Humber T. P. for DOS Work Orders
43752 | 10356 | TAB-DEW-MEQ-3003 | Dry Polymer Feeder #3 Eductor | TAB-DEW-FD-3003 | Conveyor | Chemical Feeder |  | MEQ | http://www.toronto.ca/TWONTO#ejector |  | Dry Polymer Hopper #3 Feeder
105864 | 1236 | TAB-ACC-AC-2001 | Conditioner,Air, Control Room East, Aeration(6 Tons) | TAB-ACC-CI | H.V.A.C.,Air Conditioner | HVAC |  | AC | http://www.toronto.ca/TWONTO#air_condition |  | Chiller and Air Coolers
57106 | 3517 | THC-ACC-T-0110A | Domestic Hot Water Tank, Building K | THC-MCS-T-BLDG K | Tank,Domestic Hot Water | Tank |  | T | http://www.toronto.ca/TWONTO#tanked_hot_water_heater |  | Domestic Hot Water Tank, Building K
32269 | 62321 | COL-SMC-CH-0002 | Manhole, #1 | COL-SMC | Chamber |  |  | CH |  |  | Maclean Detention Tank-storm
80595 | 13697 | TNT-AER-RX-0104 | Reactor, Mabr Cassette, Aeration Tank 1 - Mabr Cassette 4, Aeration | TNT-AER-T-0100 |  |  |  | RX |  |  | Tank,Aeration, # 1
39177 | 12938 | TAB-ACC-F-1421 | Filter, AHU-1420, Air filter | TAB-ACC-AHU-1420 | Filter | Filter |  | F | http://www.toronto.ca/TWONTO#replaceable_air_filter |  | Air Handling Unit,Boiler Room and Basement
76863 | 95112 | THR-PLT-FSL-1824 | Switch, Flow, Low, Seal Water, Grit Pump P-1820, Headhouse | THR-PLT-P-1820 | Switch,Flow-Low | Switch |  | FSL | http://www.toronto.ca/TWONTO#flow_switch |  | Pump, Centrifugal (Dry), Grit Vortex Prime Tank T-1800, Headhouse
117342 | 91243 | TAB-RSP-PSL-1241 | Switch, Pressure-Low, Lubrication Oil, Raw Sewage Pump #4, T-Building | TAB-RSP-T-1241 | Switch,Pressure | Switch |  | PSL | http://www.toronto.ca/TWONTO#pressure_switch |  | Tank, Oil, Raw Sewage Pump #4 Bearing Lubrication System
67791 | 61262 | THR-ACC-FSL-1401 | Switch, Flow-Low, Outlet, Boiler 1401, Hot Water Supply, Plant Central Hot Water System, Hot Water Boilers | THR-ACC-BO-1401 | Switch,Flow-Low | Switch |  | FSL | http://www.toronto.ca/TWONTO#flow_switch |  | Boiler, Low Pressure, Hot Water, Plant Central Hot Water System, Hot Water Boilers (CRN-H9308.5,TSSA UID-65022704, SNo.-5.1103724)
109793 | 91617 | TAB-DEW-T-0530 | Tank, DWS from Centrifuge #5 | TAB-DEW-P-0531 | Tank | Tank |  | T | http://www.toronto.ca/TWONTO#storage_tank |  | Pump, Sludge Cake Transfer, Baby Schwing #5, Dewater. Bldg, 2/F NW middle
55741 | 73816 | TAB-WA4-SQ-8403SUS | Lock Out Tag out and Log Book Station | TAB-SLO-SES | PPE | Safety Equipment | 47541 | SQ | emergency_kit |  | TABWA4 Health and Safety Equipment
69279 | 72130 | FHO-ACC-RPU-1001 | Remote Programming Unit, TRW Suction Channel HVAC, TRW Suction Channel, S2, North Mixer Gallery, N | FHO-MCS-HVAC | Controller,PLC | Remote Processor Unit |  | RPU | http://www.toronto.ca/TWONTO#RPU_panel |  | Plant HVAC
135940 | 52796 | THR-FT-T-0900 | Tank, Final Settling, Mixed Liquor, Secondary Clarification - South (Tank#09) | THR-FT-T | Tank | Tank |  | T | http://www.toronto.ca/TWONTO#sedimentation_tank |  | Final Sedimentation Tank & Dedicated WAS Pumping
73489 | 61614 | FHA-DCL | De-Chorination | FHA-DIS | [6 empty] | Disinfection
20606 | 43953 | COL-PMT-SW-0001 | Switch, Main Electrical Disconnect | COL-PMT-MISC | Switch |  |  | SW |  |  | Miscellaneous Equipment
42756 | 42157 | TAB-ADMIN-BLDG | Building Location | TAB-EUS | [6 empty] | Production & End User Support
4056 | 98593 | COL-PCU-HIC-0100 | HVAC, Switch, Humidistat, Pump Floor, Cumber PS | COL-PCU-AUX-MECH | Switch | Switch |  | HIC | http://www.toronto.ca/TWONTO#thermostat_or_zone_controller_unit |  | Mechanical Equipment
48283 | 91716 | TAB-ELS-SQ-6152 | Electrical - Rubber Insulating Gloves Class 1 | TAB-ELS-SQ-GLOVE | PPE,Insulated Glove | Safety Equipment |  | SQ | http://www.toronto.ca/TWONTO#rubber_insulating_gloves |  | High Voltage Gloves
13271 | 70186 | FCL-FLT-LSL-0006-SUS | Switch, Level-Low, Filter 0601, , Filter No.0601 | FCL-FLT-F-0601 | Switch,Level-Low | Switch | 36614 | LSL | http://www.toronto.ca/TWONTO#level_switch |  | Filter, Carbon Activated, Filter Building, Filter Gallery East
111035 | 31356 | TAB-DIG-PSH-4053 | Switch, Pressure, High, | TAB-DIG-P-4053 | Switch,Pressure-High | Switch |  | PSH | http://www.toronto.ca/TWONTO#pressure_switch |  | Pump, Sludge Mixing, Digester, #5A
28134 | 14923 | FIS-BW-TSH-0104 | Switch, Temperature, High, Pump Outboard Bearing, Backwash Pump P-0101, Filter Building, Pump Room | FIS-BW-P-0101 |  | Switch |  | TSH | http://www.toronto.ca/TWONTO#temperature_switch |  | Circuit Breaker,4.16 kV,Filter Building,Mezzanine,West,Solid State Starter,FIS-BW-P-0101
110788 | 77589 | TAB-DIG-LSH-1101 | Switch, Level-High, Emergency Overflow, Digester 11 Roof S/E | TAB-DIG-T-1100 | Switch,Level-High | Switch |  | LSH | http://www.toronto.ca/TWONTO#level_switch |  | Tank, Digester tank, Digester 11
47243 | 26004 | TAB-EL1-LSL-1506 | Switch,Level,Low,Oil,EL1-TR-1506,North Substation | TAB-EL1-TR-1506 | Switch,Level-Low | Switch |  | LSL | http://www.toronto.ca/TWONTO#level_switch |  | Transformer,EL1-TR-1506,13.8-4.16KV,3 PH
136656 | 90972 | THR-MCS-LD-0339 | Cable Hoist, Electric,3/4T, Work Area 1, | THR-LD-WA1 | Lifting Device | Lifting Device |  | LD | http://www.toronto.ca/TWONTO#lifting_equipment_hoist |  | Lifting Devices, Chain Hoist, Come Along & Slings
81813 | 4415 | THR-OCS-DM-0071 | Damper, Butterfly, Suction, Fan 0070, Carbon System | THR-OCS-FN-0070 | Damper/Louver | HVAC |  | DM | http://www.toronto.ca/TWONTO#air_damper |  | Fan, Centrifugal, Odourous Air, Carbon System
109784 | 21828 | TAB-DEW-RPU-1110 | RPU | TAB-DEW CENTRIFUGES | RPU | Remote Processor Unit |  | RPU | http://www.toronto.ca/TWONTO#RPU_panel |  | Centrifuge Systems
107163 | 15798 | TAB-ACC-LSL-1222 | Switch,Level,Low,Glycol Make Up Line | TAB-ACC-T-1222 | Switch,Level | Switch |  | LSL | http://www.toronto.ca/TWONTO#level_switch |  | Tank, Make Up, Glycol Make Up Line
132819 | 52023 | THR-DIG-PSH-4805 | Switch, Pressure-High, Discharge, Pump 4805, Solids Treatment, Heating System - Digesters - Tank 0900 Tank 1000 | THR-DIG-P-4805 | Switch,Pressure-High | Switch |  | PSH | http://www.toronto.ca/TWONTO#pressure_switch |  | Pump, Centrifugal, Hot Water Recirculation, Tank 0900
139413 | 51651 | THR-WA1-LD-799-9 | Sling, Nylon, Work Area 1 (NYLON BELT SLING SIZE; 2" X 4', CAPACITY 6400 LBS, SN 1045799-9) A | THR-LD-NYLN-WA1 | Lifting Device,Sling | Lifting Device |  | LD | synthetic_web_sling |  | Slings, Nylon, Work Area 1
101710 | 88948 | MAIN-331 | Main 331 | WTR-MT3 | [6 empty] | Work Area 3 WEST Mains and Chambers
38693 | 63947 | SWM-PBL-SW-0004 | Switch, Main Electrical Disconnect | SWM-PBL | Switch | Switch |  | SW | http://www.toronto.ca/TWONTO#disconnect_switch |  | Bloor Storm Pumping Station
80471 | 52648 | THR-FT-RPU-0005S | Remote Processor Unit, Final Tank 0900, Tank 1000, Tank 1100,Tank 1200 (172.22.37.180) | THR-FT-RPU | RPU | Remote Processor Unit | 39568 | RPU | http://www.toronto.ca/TWONTO#RPU_panel |  | Final Tank, Remote Processor Unit, UPS & RTU
45426 | 75954 | TAB-DIG-PSH-9601 | Switch,Pressure,High, PSH300-6, Digester Gas Train, Boiler #6, Z Building | TAB-ACC-DIG-0060 | Switch,Pressure | Switch |  | PSH | http://www.toronto.ca/TWONTO#pressure_switch |  | Digester Gas Train, Boiler #6, Z Building
113504 | 50768 | TAB-ELS-SQ-HOT STICK | High Voltage Hot Stick | TAB-ELS-ESQ |  | Safety Equipment |  |  | http://www.toronto.ca/TWONTO#hot_stick |  | Electrical Safety Equipment
96988 | 27883 | FIS-FEQ-FEQ-4001-SUS | Fire extinguisher, Type K, Fire Prevention, Kitchen | FIS-MARINE-BUILDING |  | Safety Equipment | 46927 | FEQ | ? |  | FIS Marine Yard Building
95074 | 59132 | FHO-STORE | Computer Storage Location | FHO-ITM | [6 empty] | Integrated Technology Management
130140 | 76596 | THR-ACC-NR-651 | HVAC Unit & Fan, N. Kurian Office | THR-ACC-ADM | H.V.A.C.,Heater,Unit | HVAC |  | NR | http://www.toronto.ca/TWONTO#heater |  | Air Conditioning, HVAC, Admin Building
73891 | 58195 | THR-ELS-NS | Electrical System, North Substation | THR-ELS | [6 empty] | Electrical Power System
128005 | 35209 | THC-PRM-ZSH-1173 | Switch, Position High, Cylinder Extend, Valve 1173C | THC-PRM-V-1173 | Switch,Position-High | Switch |  | ZSH | http://www.toronto.ca/TWONTO#position_switch |  | Valve, Hydraulic Cylinder, Scum Skimmer, Tank 1100, Primary Clarifier, Phase IV
133918 | 71830 | THR-DIS-LSHH-1540 | Switch, Level-High-High,Pump 1540/1550,Sump, Workshop, Disinfection Facility Building, Plant Services, Flood Monitoring System | THR-DIS-P-1540 | Switch,Level-High-High | Switch |  | LSHH | http://www.toronto.ca/TWONTO#level_switch |  | Pump, Sump, Workshop, Disinfection Facility Building, Plant Services, Flood Monitoring System
4271 | 70088 | COL-PKP-RPU-0001 | Remote Processing Unit, All control and Instrumentation Equipment - RPU | COL-PKP |  | Remote Processor Unit |  | RPU | http://www.toronto.ca/TWONTO#RPU_panel |  | Kennedy Park Sewage Pumping Station
52706 | 46348 | TAB-RSP | Raw Sewage Pumping | TAB-WORK-AREA-1 | [6 empty] | Work Area 1
108109 | 24766 | TAB-ACC-V-1439 | Valve, Reheat, Modulating | TAB-ACC-HTR-1439 | Valve | HVAC |  | V | http://www.toronto.ca/TWONTO#valve |  | Heater, Hot Water Reheat Coil
135871 | 79181 | THR-FT-PSL-2520S | Switch, Pressure-Low, Suction, Pump 2520, RAS Pumping - South | THR-FT-P-2520 | Switch,Pressure-Low | Switch | 39556 | PSL | http://www.toronto.ca/TWONTO#pressure_switch |  | Pump, Centrifugal, Tank 1600 & 1700, RAS Pumping,Tunnel 23, South
132548 | 21037 | THR-DIG-LSH-2171A | Switch, Level, High, Sump Pump, Near Digester Tank 6 | THR-DIG-CP-2171 | Pump,Centrifugal | Switch |  | LSH | http://www.toronto.ca/TWONTO#level_switch |  | Control Panel, Duplex Sump, Near Digester Tank 6
30047 | 84405 | COL-PWR-LSH-0105 | Switch,Level, High,Flood Alarm, Wet Well #1 | COL-PWR | Switch,Level-High | Switch |  | LSH | http://www.toronto.ca/TWONTO#level_switch |  | West Rouge Pumping Station
113782 | 74347 | TAB-MCS-SQ-8002 | Windsock, Dig. 13-16 | TAB-SES-SQ |  |  |  | SQ |  |  | WA7 Safety Equipment
31873 | 56388 | COL-RBB-P-0001 | Pump, Submersible | COL-RBB-MISC | Pump |  |  | P |  |  | Miscellaneous Equipment
24559 | 83694 | COL-PRD-MCC-0001 | Motor Control Centre | COL-PRD-MISC | Control Panel,MCC |  |  | MCC |  |  | Miscellaneous Equipment
27818 | 53187 | COL-PVM-LP-0001 | Control Panel, Lighting | COL-PVM-MISC | Control Panel |  |  | LP |  |  | Miscellaneous Equipment
77775 | 55507 | THR-PRM-T-0200 | Tank, Primary Clarification - Primary Tank - South | THR-PRM-SOUTH | Tank | Tank |  | T | http://www.toronto.ca/TWONTO#clarifier |  | Primary Treatment, South Primary
55681 | 2656 | TAB-WA4-LD-7006 | Chain Block, 1/2 Ton | TAB-WA4-SQ-0010 | Lifting Device | Lifting Device |  | LD | http://www.toronto.ca/TWONTO#lifting_equipment_hoist |  | WA4 Fall arrest systems
140619 | 64968 | TNT-MCS-SQ-1001 | Sling | TNT-MCS-LD | Lifting Device,Sling | Lifting Device |  | SQ | http://www.toronto.ca/TWONTO#fall_protection_sling |  | Lifting Devices , cranes/ Portable crane/hoists, come alongs, slings, wire rope, chains
47391 | 7813 | FCL-ACC-TT-0328 | Transmitter, Temperature, Admin Building, First Floor, Vestibule 130 | FCL-ACC-ADMIN |  |  |  | TT |  |  | Administration Building HVAC Equipment
65324 | 5890 | THC-ELS-MCC-5002 | Control Panel,MCC,Primary Digesters | THC-ELS-PS-0001 | Control Panel,MCC | Motor Control Centre |  | MCC | http://www.toronto.ca/TWONTO#LV_electrical_panel |  | Primary Power Equipment
73138 | 90705 | THR-ACC-NR-666 | HVAC Unit & Fan, Admin Lunch Room | THR-ACC-ADM | H.V.A.C.,Heater,Unit | HVAC |  | NR | http://www.toronto.ca/TWONTO#heater |  | Air Conditioning, HVAC, Admin Building
23649 | 66687 | COL-POM-MISC | Miscellaneous Equipment | COL-POM | [6 empty] | Old Mill Sewage Pumping Station
144000 | 21137 | WTR-PHL-DR-0011 | Door | WTR-PHL-AUX | Fire Prevention | Door |  | DR | http://www.toronto.ca/TWONTO#fire_rated_door
26669 | 26573 | COL-PST-GC-0001 | Grit Chamber | COL-PSK-MISC |  |  |  | GC |  |  | Miscellaneous Equipment
24569 | 57562 | COL-PRD-TR-0001 | Transformer, Power | COL-PRD-MISC | Transformer |  |  | TR |  |  | Miscellaneous Equipment
7119 | 33244 | COL-PSB-LSHH-0104 | Switch, Level High-High | COL-PSB-MISC | Switch,Level |  |  | LSHH |  |  | Miscellaneous Equipment
61125 | 69698 | THC-ELS-PS-0002-M | Secondary Power Equipment, Building M | THC-ELS-PS-0002 |  |  |  | PS |  |  | Secondary Power Equipment
8276 | 69260 | COL-PWR-LSH-0203 | Switch,Level, High, Wet Well #2 | COL-PWR-WEL-0200 | Switch,Level-High | Switch |  | LSH | http://www.toronto.ca/TWONTO#level_switch |  | Well, Wet Well #2, West Rouge PS
24622 | 3195 | COL-PRR-LSHH-0104 | Switch, Level High-High | COL-PRR-MISC | Switch,Level |  |  | LSHH |  |  | Miscellaneous Equipment
118808 | 39504 | TAB-STR-P-GLAND | Secondary Pumps Gland Water Supply System | TAB-AER-BL | [6 empty] | Blower Building
87498 | 19621 | WTR-PEL-DR-0006 | Door | WTR-PEL-AUX | Door | Door |  | DR | http://www.toronto.ca/TWONTO#door
44090 | 49445 | TAB-DEW-TSH-0821B | Switch, Temperature, High, Lub Oil Return from Bearing, Drive end | TAB-DEW-CF-0821 | Switch,Temperature | Switch |  | TSH | http://www.toronto.ca/TWONTO#temperature_switch |  | Centrifuge # 8
51427 | 21053 | TAB-PRS | Phosphorous Removal System | TAB-WORK-AREA-1 | [6 empty] | Work Area 1
79138 | 96746 | THR-ELS-MCC-1602 | Control Panel, MCC 1602, Primary Pumping Station, MCC-1601 & 1602 (MCC 12) | THR-ELS-PRMS | Control Panel,MCC | Motor Control Centre |  | MCC | http://www.toronto.ca/TWONTO#LV_electrical_panel |  | Electrical System, Primary Station South
76681 | 23934 | FHO-ELS-LP-0811 | Load Panel, Chemical Feed Panel #2, 120/208V, Chemical Building, S2, Room CH402 | FHO-ELS-LTG-2000 |  | Power Distribution Panel |  | LP | http://www.toronto.ca/TWONTO#LV_electrical_panel |  | Lighting, Facility Interior : Plant wide, interior lighting
126472 | 92617 | THC-MCS-LD-9101539633 | GENERAL EQUIPMENT (insp Liftsafe) | THC-MCS-LD | Lifting Device | Lifting Device |  | LD | http://www.toronto.ca/TWONTO#collection_of_assets |  | Mechanical Services, Lifting Device
4924 | 22321 | COL-PKG-TS-0001 | Switch, Transfer | COL-PKG-MISC | Switch |  |  | TS |  |  | Miscellaneous Equipment
9110 | 27385 | COL-YKP-DA-1733980 | Davit Mast-1733980 | COL-YKP-DA | Safety | Safety Equipment |  | DA | davit_base |  | Davit Arm Assembly
63807 | 91202 | THC-PLT-TPD-6010 | Trap Priming Device, Electronic, Mechanical Room 2, Headworks | THC-ELS-LP-4023A | Piping | Plumbing |  | TPD | http://www.toronto.ca/TWONTO#trap_priming_device |  | Lighting Panel, Mechanical Room #2, Headworks
55817 | 63242 | TAB-WA6-SQ-4970 | Harness - Shared Equipment | TAB-WA6-SQ-0001 | PPE | Safety Equipment |  | SQ | http://www.toronto.ca/TWONTO#fall_arrest_harness |  | Fall Arrest System
6403 | 68035 | COL-PMY-HTR-0004 | Heater, Unit | COL-PMY-MISC | Heater |  |  | HTR |  |  | Miscellaneous Equipment
66931 | 48246 | THC-INC-BU-2031 | Burner, Hearth 1, Incinerator 2000 | THC-INC-FU-2000? | Burner | Burner |  | BU | http://www.toronto.ca/TWONTO#burner_component_of_asset |  | Furnace, Incinerator 2000
79186 | 9465 | THR-ELS-PDP-0901S | Control Panel, Power Distribution Panel, Line 0901, Odour Control 600V Switchgear, Indoor | THR-ELS-OCS | Control Panel,Power Distribution Panel | Power Distribution Panel | 39051 | PDP | http://www.toronto.ca/TWONTO#LV_electrical_panel |  | Electrical System, Odour Control System
51635 | 2926 | FCL-DCL-V-0420 | Valve, Check, Inlet, DCL-INJ-0420, RMF Clarification | FCL-DCL-INJ-0420 |  |  |  | V |  |  | Eductor, RMF Dechlorination, RMF Facility
137468 | 42977 | THR-PLT-SQ-0122 | Fall Protection Post for Bar screen 0122 | THR-PLT-SC-0122 | Safety,Eye wash | Safety Equipment |  | SQ | http://www.toronto.ca/TWONTO#fall_restricting_system |  | Bar Screen, Preliminary Treatment
125739 | 5679 | THC-FT-PSL-1395 | Switch, Inlet, Pressure-Low, Scum Transfer Pump 1390,Secondary,Phase IV | THC-FT-P-1390SUSPEND | Switch,Pressure-Low | Switch |  | PSL | http://www.toronto.ca/TWONTO#pressure_switch |  | Pump, Scum, Tunnel T19 Phase IV Secondary
15249 | 9757 | FCL-TRW-T-0001 | Vessel, Pressure, Surge, Surge Tank Building | FCL-TRW-4 | Vessel,Pressure | Tank |  | T | http://www.toronto.ca/TWONTO#pumping_surge_suppression_tank |  | Surge Suppression
98015 | 36625 | FIS-SES-LDR-3501 | Ladder, 3' Aluminum, Gaseous Chemical Building, Tools Area | FIS-SES | Safety | Tool |  | LDR | http://www.toronto.ca/TWONTO#ladder |  | Safety, Instrumentation & Environmental Services
75245 | 63742 | THR-FT-T-1800 | Tank, Final Settling, Mixed Liquor, Secondary Treatment, Secondary Clarification - North (Tank#18) | THR-FT-T | Tank | Tank |  | T | http://www.toronto.ca/TWONTO#sedimentation_tank |  | Final Sedimentation Tank & Dedicated WAS Pumping
89552 | 17277 | WTR-RRH-ZS-0002 | Sensor, Door, Security, North Door, Rosehill Reservoir, Valve House, Storage Room | WTR-RRH-AUX | Sensor,Position | Switch |  | ZS | http://www.toronto.ca/TWONTO#position_switch |  | Auxiliary Equipment (Building Facilities)
55974 | 10832 | TAB_RUU_13.8KV | Electrical,13.8KV,Tunnel Substation | TAB_EL1_NS | [6 empty] | Electrical Distribution,North Substation
33665 | 92770 | COL-YKP-DA-110675(S) | Davit Upper Arm-110675 | COL-YKP-DA-0016S | Safety | Safety Equipment | 45999 | DA | http://www.toronto.ca/TWONTO#fall_arrest_Davit_arm |  | Davit Arm Assembly with Upper Arm-110675
134018 | 91107 | THR-DIS-P-0820 | Pump, Centrifugal, Disinfection Building Main Floor south side | THR-DIS-CP-0820 | Control Panel,Power Distribution Panel | Power Distribution Panel |  | P | http://www.toronto.ca/TWONTO#pump |  | Panel, Control Panel Pump 0820 Disinfection Building Main Floor south side
84761 | 33205 | FHA-WWW-CF-2401-KQ | Centrifuge Unit 2401 | FHA-WWW-CENTRIF |  |  | 33374 | CF |  |  | Centrifuges
43175 | 627 | TAB-CW-FSH-0002S | Switch, Flow, High,Eye Wash & Shower Station , Bio Soild Bldg., | TAB-CW-SQ-0002S | Switch,Flow-High | Safety Equipment | 46686 | FSH | http://www.toronto.ca/TWONTO#flow_switch |  | Eye Wash & Shower Station , Bio Soild Bldg., Next To Chemical Storage Tanks Scrubber Room
42705 | 16480 | TAB-CAP-PRJ-0019 | Z Building HVAC Upgrade Project | TAB-WA6 |  | HVAC |  | PRJ | project |  | Common to Projects, Bldg. Services, Z Building
73538 | 80496 | THR-ACC-PRS | Heating, Ventilation and Air Conditioning, Ferrous Chloride Building | THR-ACC-HVAC |  | HVAC |  |  | http://www.toronto.ca/TWONTO#collection_of_assets |  | Air Conditioning, Heating, Ventilation & Air Conditioning
102543 | 86705 | MTMH127 | BERMONDSEY STS | TRK-DON | [6 empty] | DON DRAINAGE AREA
11979 | 37900 | FCL-DEW-T-0101-SUS | Dewatering, Dry Pit RW | FCL-DEW | Tank,Non-Pressurized | Tank | 36467 | T | http://www.toronto.ca/TWONTO#storage_tank |  | Dewatering
127228 | 93847 | THC-PLT-PSH-5844 | Switch,Diff. Pressure High,Oil Reverse,Headhouse | THC-PLT-T-5810 | Switch,Pressure | Switch |  | PSH | http://www.toronto.ca/TWONTO#pressure_switch |  | Reservoire, Oil, Hydraulic Pack, Conveyors, Grit Tanks
52995 | 87946 | TAB-RSP-SQ-9120 | First Aid Kit T Bldg | TAB-WA1-SQ | Safety,First Aid Kit | Safety Equipment |  | SQ | http://www.toronto.ca/TWONTO#first_aid_kit |  | Safety Equipment & Supplies Common to WA1
47376 | 97062 | TAB-EL1-MCC-6573 | Motor Control Centre, Z Bldg | TAB-EL1-MCC-6536 | Control Panel,MCC | Motor Control Centre |  | MCC | http://www.toronto.ca/TWONTO#LV_electrical_panel |  | Motor Control Centre, Z Bldg
53778 | 42151 | TAB-SLO-LSH-0301 | Switch,level,High-Hopper | TAB-SLO-T-0301 | Switch,Level | Switch |  | LSH | http://www.toronto.ca/TWONTO#level_switch |  | Hopper #1, HBS-301
34134 | 37900 | COL-YKP-DA-151008 | Davit Base Leg-151008 | COL-YKP-DA-0005S | Safety | Safety Equipment |  | DA | davit_base |  | Davit Arm Assembly with Upper Arm-150959
133006 | 87503 | THR-DIG-RPU-0004 | Remote Processor Unit, Digester, Tank 0800 (172.22.39.129) | THR-DIG-PD-0800 | RPU | Remote Processor Unit |  | RPU | http://www.toronto.ca/TWONTO#RPU_panel |  | Tank, Primary Digester-8, Solids Treatment
8158 | 76251 | COL-PWP-CP-0001 | Control Panel, Electrical | COL-PWP | Control Panel |  |  | CP |  |  | West Point Avenue Sewage Pumping Station
2702 | 20750 | COL-MTI-G-2903 | Gate 3,Roxton St. Control Chamber No.29, MTI | COL-MTI | Valve,Gate,Sluice,Act. | Gate |  | G | http://www.toronto.ca/TWONTO#channel_gate
94876 | 91630 | FHO-SES-SQ-6209 | Safety Harness, Serial Number 53739, Kevin Boudreau | FHO-SES-SQ-0006 | PPE,Harness | Safety Equipment |  | SQ | http://www.toronto.ca/TWONTO#fall_arrest_harness |  | Fall Arrest Systems
52 | 21169 | TAB_EL1_L_1502 | Electrical Power Line,EL1-BUS-1502,EL1-TR-1502,North Substation | TAB_EL1_13.8KV_LINES | [6 empty] | Electrical Power Line,13.8KV,North Substation
10300 | 15942 | FCL-ACC-HTR-0035 | Heater, Convection, Electric, 2kW, Gaseous Chemical Building, West Stairs First Floor | FCL-ACC-CL |  |  |  | HTR |  |  | Gaseous Chemical Building HVAC Equipment
107177 | 19070 | TAB-ACC-MEQ-6402 | Mechanical Equipment, Electronic Trap Priming Device, Mech Room No. 5, Old Screen Bldg., P Bldg. | TAB-PLT-PLQ-P | Building Service,Floor Drain | Plumbing |  | MEQ | http://www.toronto.ca/TWONTO#trap_priming_device |  | Plumbing, General, P Bldg Prelim Treatment
18582 | 76021 | FHA-SES-SQ-0034 | Miller Minilite fall limiter Ser# 504909 | FHA-SES-SQ-6 |  | Safety Equipment |  | SQ | lifeline |  | Safety Fall Protection Equipment
143163 | 56215 | WTR-PDS-LSH-0001S | Switch,Level High,Flood Alarm | WTR-PDS-AUX | Switch,Level-High | Switch | 38625 | LSH | http://www.toronto.ca/TWONTO#level_switch |  | Auxiliary Equipment (Building Facilities)
101510 | 34980 | MAIN-028A | Main 028A | WTR-MT1 | [6 empty] | Work Area 1 EAST Mains and Chambers
48370 | 57923 | TAB-EPG-RPU-6001 | Remote Processing Unit,Controller,Standby Generator 6001,Emergency Power,P Building | TAB-EL1-GEN-6001 | RPU | Remote Processor Unit |  | RPU | http://www.toronto.ca/TWONTO#RPU_panel |  | Generator, Standby Power, 600V 1000kw - P Bldg
7040 | 11143 | COL-PRR-FN-0001 | Fan, Centrifugal | COL-PRR-MISC | Fan |  |  | FN |  |  | Miscellaneous Equipment
23671 | 29585 | COL-PPU-CP-0002 | Control Panel, Operator | COL-PPU | Control Panel |  |  | CP |  |  | Port Union Road Sewage Pumping Station
79092 | 65419 | THR-SUSPENDED ENTITY | Suspended Entities | THR-S-E |  |  | 42879 |  |  |  | SUSPENDED ENTITY
96113 | 30864 | FIS-BLD3_SES | Asset Group, Safety, Admin building | FIS_SES | [6 empty] | Asset Group, Safety
118221 | 41111 | TAB-SLO-PSL-0411 | Switch, Pressure, Low, Water to Biofilter Cell | TAB-SUSPENDED ENTITY | Switch,Pressure | Switch | 46248 | PSL | http://www.toronto.ca/TWONTO#pressure_switch |  | Suspended entities
76968 | 68328 | THR-PLT-LD-2152E | Lifting Device, Sparger Arm, Tank 300, Grit Bldg. | THR-PLT-T-0300 | Lifting Device | Hydraulic System | 35266 | LD | http://www.toronto.ca/TWONTO#hydraulic_system |  | Tank, Grit Removal, Grit Tanks, North Grit Building
79065 | 98876 | THR-SQ-PEWS-WA1 | Portable. (Gravity Operated) Eyewash Station, Dig9&10 Bsmnt | THR-CW | Safety,Eye wash | Safety Equipment |  |  | eye_wash_bottle |  | City Water
119906 | 75665 | TAB-WA4-ELS | WA4 Electric Equipments | TAB-WORK-AREA-4 | [6 empty] | Work Area 4
59452 | 38989 | THC - C01 - S246 | Door, Building C | THC-GRK-DR-C |  | Door |  |  | http://www.toronto.ca/TWONTO#door
52162 | 32202 | TAB-PWA-LSH-5121 | Switch,Level High,Washwater Sump, Plant Water Pumping | TAB-PWA-P-5120 | Switch,Level-High | Switch |  | LSH | http://www.toronto.ca/TWONTO#level_switch |  | Pump,Submersible,Washwater Sump, Plant Water Pumping
122915 | 2230 | THC-DEW-T-0300 | Tank,Sludge Storage,Sludge Storage Building | THC-DEW-HOLD TANK | Tank | Tank |  | T | http://www.toronto.ca/TWONTO#storage_tank |  | Dewatering-Sludge Holding Tanks
55603 | 94242 | TAB-WA2-SQ-7220 | Self Retracting Lifeline | TAB-WA2-SQ-0001 | PPE,Harness | Safety Equipment |  | SQ | self_retracting_line |  | Fall Arrest System , Tripod and SRL
82158 | 7054 | FHA-SES-SHOW-0009 | Emergency Shower | FHA-SUSPENDED | PPE,Eyewash Station | Safety Equipment | 33412 | SHOW | http://www.toronto.ca/TWONTO#emergency_eyewash_and_shower |  | Suspended Obsolete entity for storage purpose
3306 | 61407 | COL-PBF-FN-0001 | Fan, Exhaust | COL-PBF-MISC | Fan |  |  | FN |  |  | Miscellaneous Equipment
83638 | 40963 | FHA-TRW-CLEARWELL | Treated Water Clearwell | FHA-TRW | [6 empty] | Treated Water System
110365 | 86904 | TAB-DEW-V-C07 | Centrifuge 7 Centrate Line | TAB-WORK-AREA-SOL | [6 empty] | TAB Work Area Sol
58535 | 36088 | THC-ACC-DM-0566 | Damper,Supply,Elec RM,Pressurization System,Electrical Room,Blower Building,Lower Plant | THC-ACC-BLDG A | Air Handling Unit | HVAC |  | DM | http://www.toronto.ca/TWONTO#air_damper |  | Old Plant Blower Building HVAC
47270 | 44948 | TAB-EL1-LP-6920 | Lighting Panel,208/120V,Switchgear Use,PDP-6021&PDP-6022,P Building Substation. | TAB-EL1-PDP-6021 | Control Panel,Lighting | Power Distribution Panel |  | LP | http://www.toronto.ca/TWONTO#LV_electrical_panel |  | Panel,Power Distribution,Walk-in Switchgear 600V,Outdoor,P Building Substation
28746 | 35233 | FIS-ELS-GFI-0020 | Ground Fault Circuit Interrupter, Nearby the eye wash station,Polymer Room | FIS-MET MIX-BUILDING |  | Safety Equipment |  | GFI | ? |  | FIS Metering/Mixing/Reservoir Buildings
39122 | 39235 | TAB-ACC-DM-6455 | Damper, Motorized, Outside Air, Corridor Area of AHU-6450, East Operating Gallery | TAB-ACC-AHU-6450 | Damper/Louver | HVAC |  | DM | http://www.toronto.ca/TWONTO#air_damper |  | Air Handling Unit, Primary Tank Operating Gallery, Ground, East Side
108630 | 20978 | TAB-ACC-V-6552 | Valve, 3-Way Modulating, PreHeater Coil,AHU-6550, Mechanical RM No. 3, Screen Bldg., P Bldg. | TAB-ACC-AHU-6550 | Valve | HVAC |  | V | http://www.toronto.ca/TWONTO#valve |  | Air Handling Unit, Mechanical Room no.3, Screen Bldg., P Bldg.
119979 | 43539 | TAB-WA4-SQ-8405SUS | Lock Out Tag out and Log Book Station | TAB-SUSPENDED ENTITY | PPE | Safety Equipment | 47542 | SQ | emergency_kit |  | Suspended entities
140884 | 76507 | TRK-COM-DON | COMBINED SEWERS - DON DRAINAGE AREA | TRK-COM | [6 empty] | COMBINED SEWERS (ALTERNATE GL)
11335 | 35421 | FCL-BW-LSL-0201 | Switch, Level, Low, Backwash Pump P-0201 Loss of Prime, High Lift Building, Pump Room | FCL-BW-P-0201 | Switch,Level-Low | Switch |  | LSL | http://www.toronto.ca/TWONTO#level_switch |  | Pump, Centrifugal, Water Back Wash,
62622 | 68824 | FHA-FLT-MX-0101 | FHA-FLT-SW-0101 - Sweeps, Surface Wash, Filter #1 | FHA-FLT-F-0101 | Filter | Filter |  | MX | filter_sweeping_arm |  | Filter #01, Filter Building, West Filter Gallery South
19162 | 2517 | FHO-ACC-F-1101 | Filter, Fresh Air Inlet,Clarifier Building Dehumidifier D-1101,Clarifier Building, S4,Clarifier Gallery | FHO-ACC-D-1101 |  | Filter |  | F | http://www.toronto.ca/TWONTO#replaceable_air_filter |  | Dehumidifier, Clarifier Building, S4, Clarifier Gallery
50814 | 12713 | TAB-PRM-FSL-3501 | Switch, Flow Low, Raw Sludge Pump P-3501 Seal Water Line, Primary Gallery | TAB-PRM-P-3501 | Valve,Knife Gate | Switch |  | FSL | http://www.toronto.ca/TWONTO#flow_switch |  | Pump, , PRS from Primary Tank 0800, Primary Treatment, Sludge Pumping
107346 | 39365 | TAB-ACC-PDSH-6303 | Switch, Pressure Differential Switch High, AHU-6303, Mechanical Room, Dig 9-12 Control Building. | TAB-ACC-AHU-6303 | Switch,Pressure-High | Switch |  | PDSH | http://www.toronto.ca/TWONTO#pressure_switch |  | Air Handling Unit, Sludge Heating Room Ventilation, Mechanical Room, Dig 9-12 Control Building.
121125 | 94103 | THC-ACC-PIT-0016 | Transmitter, Pressure, Expansion Tank, T-0011, Snow Melting Glycol System, | THC-ACC-T-0011 |  | HVAC |  | PIT | http://www.toronto.ca/TWONTO#pressure_transmitter |  | Tank, Snow-Melting Glycol System, Admin. Building Basement Mechanical Room West
137372 | 65039 | THR-PLT-LD-2142D | Lifting Device, Sparger Arm, Tank 200, Grit Bldg. | THR-PLT-LD-0200 | Lifting Device | Hydraulic System | 35260 | LD | http://www.toronto.ca/TWONTO#hydraulic_system |  | Lifting Devices, Sparger Arms, Tank200, Grit Bldg.
94778 | 26003 | FHO-SES-SCBA-0026 | Cylinder, SCBA, Air Pack, 2216 PSI, Ser #6232-S22466 | FHO-SES-SQ-0003 | PPE,SCBA | Safety Equipment |  | SCBA | http://www.toronto.ca/TWONTO#compressed_gas_cylinder |  | Breathing Air Tanks
63448 | 77874 | THC-OFFICE | Computer Location | THC-ADMIN-BLDG | [6 empty] | Building Location
66345 | 97564 | THC-SES-MEQ-702723 | FALL ARREST- HARNESS (insp Liftsafe) - B.S | THC-MCS-LD | PPE | Lifting Device |  | MEQ | http://www.toronto.ca/TWONTO#fall_arrest_harness |  | Mechanical Services, Lifting Device
13848 | 66509 | COL-PGA-TSL-0101 | Switch,Temperature,Low,East Room | COL-PGA-MISC | Switch,Temperature-Low | Switch |  | TSL | http://www.toronto.ca/TWONTO#temperature_switch |  | Miscellaneous Equipment
12617 | 9048 | COL-PEV-BAT-0001 | Battery, Rechargeable | COL-PEV-MISC | Battery |  |  | BAT |  |  | Miscellaneous Equipment
18696 | 3780 | FHA-SES-SQ-0401 | FHA-SES-EYE-0005 - Eyewash Station, Plumbed | FHA-SES-SQ-0008 | PPE,Eyewash Station | Safety Equipment |  | SQ | http://www.toronto.ca/TWONTO#emergency_eyewash |  | Eyewash Stations & Showers
81872 | 47505 | FHA-SES-LDR-0411 | FHA-SES-LD-0022 - 8' Ladder Fiberglass ( RMF ) | FHA-SES | Safety | Safety Equipment |  | LDR | http://www.toronto.ca/TWONTO#ladder |  | Safety & Environmental Services
40370 | 75192 | TAB-ACC-FSL-0234 | Switch, Flow, Low, Air, Exhaust Fan 0234, Old Primary Treatment Bldg. | TAB-ACC-FN-0232 | Switch,Flow-Low | Switch |  | FSL | http://www.toronto.ca/TWONTO#flow_switch |  | Fan, Exhaust, Primary Treatment Bldg. Rooftop
8713 | 29023 | COL-RBG-FN-0001 | Fan, Exhaust | COL-RBG | Fan |  |  | FN |  |  | Glendale Shaft (WBT)-storm
68181 | 3328 | THC-OCS-FN-3050 | Fan,Foul Air,Centrifuge Area,Solid Treatment | THC-OCS-BLDG M | Fan,Centrifugal | HVAC |  | FN | http://www.toronto.ca/TWONTO#blower_or_fan_with_drive |  | Incineration Building Odour Control Systems
104914 | 46499 | NX2649A | Air Conditioner, Digester Tanks 13-16 | TAB-ACC-CI | H.V.A.C.,Air Conditioner | HVAC |  |  | http://www.toronto.ca/TWONTO#air_condition |  | Chiller and Air Coolers
135899 | 48204 | THR-FT-RPU | Final Tank, Remote Processor Unit, UPS & RTU | THR-FT | [6 empty] | Final Tank
86563 | 49706 | WTR-PKL-PSH-0003 | Switch,Pressure-High,Main 194 to District 6 | WTR-PKL-TRW | Switch,Pressure-High | Switch |  | PSH | http://www.toronto.ca/TWONTO#pressure_switch |  | Treated Water (Transmission)
8679 | 87632 | COL-RBC-FEQ-0001S | Fire Prevention, Extinguisher | COL-W-OBSOLETE | Fire Prevention,Extinguisher |  | 42908 | FEQ |  |  | Col West Obsolete Entities
21940 | 6321 | FHO-ELS-WR-0703 | Welding Receptacle, TRW P.S. S4, West Ventilation Room, North Wall | FHO-ELS-LTG |  | Power Distribution Panel |  | WR | http://www.toronto.ca/TWONTO#welding_receptacle |  | Facility Electrical System
119805 | 14097 | TAB-WA2-SQ-1247 | EF2 - 901 T4 Nylon Sling | TAB-SES-LD | Lifting Device,Sling | Lifting Device |  | SQ | synthetic_web_sling |  | WA2 Lifting devices
68427 | 59289 | THR-ACC-PSH-1301 | Switch,Pressure-High, NG Valve Train, Boiler 1301, Plant Central Hot Water System, Hot Water Boilers | THR-ACC-BO-1301 | Switch,Pressure-High | Switch |  | PSH | http://www.toronto.ca/TWONTO#pressure_switch |  | Boiler, Low Pressure, Hot Water, Plant Central Hot Water System, Hot Water Boilers (CRN-H9308.5,TSSA UID-65022703, SNo.-5.1103723)
145968 | 30057 | WTR-PRH-ZS-0001 | Switch, Position,Door Security | WTR-PRH-AUX | Switch,Position | Switch |  | ZS | http://www.toronto.ca/TWONTO#position_switch |  | Auxiliary Equipment (Building Facilities)
17605 | 68510 | FHA-MCS-MT-0901 | Machine Tool, Welder, Tig, Service Building, Machine Shop | FHA-MCS-MEQ | Welding Equipment,Welding Machine | Tool |  | MT | welder |  | Machine Shop & Equipment
19794 | 26083 | FHO-ACC-FS-1101 | Switch, Flow, Air, AHU-1101 Outlet, Clarifier Building, S2, Main Foyer | FHO-ACC-AHU-1101 |  | Switch |  | FS | http://www.toronto.ca/TWONTO#flow_switch |  | Air Handling Unit, Clarifier Building, S4, larifier Gallery
34441 | 35318 | MAIN-086 | Main 086 | WTR-LWA | [6 empty] | Work Area 2 Central Mains and Chambers
23798 | 48369 | FHO-FLT-T-0201-KQ | Filter 2 | FHO-FLT |  |  |  | T |  |  | Filtration
110792 | 86112 | TAB-DIG-LSH-2121 | Switch,Level -High,Digester Tank T-2100 | TAB-DIG-T-2100 | Switch,Level | Switch |  | LSH | http://www.toronto.ca/TWONTO#level_switch |  | Digestion Tank 21
120083 | 18616 | TAB-WA6-SQ-8601 | Lock Out Tag out and Log Book Station | TAB-WA6-SQ | PPE | Safety Equipment |  | SQ | emergency_kit |  | WA6 Safety Equipment
47995 | 22184 | TAB-EL3-MCC-6258 | Motor Control Centre, Digester 13-16 bldg | TAB-EL3-MCC-6227 |  | Motor Control Centre |  | MCC | http://www.toronto.ca/TWONTO#LV_electrical_panel |  | Motor Control Centre, Digester 13-16 bldg
14781 | 13700 | FCL-SH-04 | Safety Harness Full Body | FCL-SES-SQ-0102 | PPE | Safety Equipment |  | SH | http://www.toronto.ca/TWONTO#fall_arrest_harness |  | Safety Harnesses, High Lift Building, Store Room
132296 | 13109 | THR-DIG-AIT | Transmitter, Gas Analyzer, Digester | THR-DIG-T | [6 empty] | Digester, Tanks
31878 | 61233 | COL-RBB-PS-0001 | Power Supply, DC | COL-RBB | Uninterruptible Power Supply |  |  | PS |  |  | Western Beaches Tunnel (Battery Park)-Storm
93247 | 55382 | FHO-GRK-DR-2011S | Door, (FD-S2-11), Fire Rated, Admin Building, S2, Oil Storage, North | FHO-GRK-FEQ-0001 | Fire Prevention,Door | Door |  | DR | http://www.toronto.ca/TWONTO#fire_rated_door
29970 | 32500 | FIS-RW-FSL-0701 | Switch, Flow, Low, Sampling Pump P-0701 Discharge, Intake Valve Chamber , Lower Level | FIS-RW-P-0701 | Switch,Flow-Low | Switch |  | FSL | http://www.toronto.ca/TWONTO#flow_switch |  | Pump, Centrifugal, Raw Water Sampling, Intake Valve Chamber, Lower Level
4610 | 40687 | COL-PHA-GA-0101 | Gauge | COL-PHA-MISC |  |  |  | GA |  |  | Miscellaneous Equipment
59391 | 6096 | THC-DIG-LSH-0194 | Switch,Level-High,Sump Pumps 0194 & 0195,Anerobic Filter Building | THC-GRK-SUMP PUMP | Switch,Level | Switch |  | LSH | http://www.toronto.ca/TWONTO#level_switch |  | Sump Pumps,
8592 | 9833 | COL-120-PSH-0701 | Switch, Pressure Differential, High, Filter F-0701 Plugged, Coxwell Chamber CH-0700 | COL-120-CH-0700 | Switch,Pressure | Switch |  | PSH | http://www.toronto.ca/TWONTO#pressure_switch |  | Coxwell Control Chamber #7
42904 | 91366 | FCL-ACC-AHU-0904-SUS | Air Handling Unit, RMF Clarification Facility, Exit Corridor North | FCL-ACC-RMF |  |  | 42189 | AHU |  |  | Residue Management HVAC Equipment
106611 | 82495 | TAB-ACC-FSL-0140 | Switch, Flow, Low, Air, Supply Fan 0140, Vestibule 112B, Exist. Screen Room | TAB-ACC-FN-0120 | Switch,Flow-Low | Switch |  | FSL | http://www.toronto.ca/TWONTO#flow_switch |  | Fan, Supply, Vestibule Pressurization, Vestibule 112
76455 | 19321 | THR-OCS-LSLH-0551 | Sensor, Bed Level, Scrubber 0551, Plant Services, Odour Control System | THR-OCS-SB-0551 | Switch,Level | Switch |  | LSLH | http://www.toronto.ca/TWONTO#level_switch |  | Scrubber, Plant Services, Odour Control System
15829 | 7632 | COL-PKG-CP-0001 | Control Panel, Operator | COL-PKG | Control Panel |  |  | CP |  |  | Kingston Rd Pumping Station
90128 | 13848 | YTF-SES-FEQ | Fire Equipment | YTF-BLDG | [6 empty] | Bullding Services
7547 | 93267 | COL-PSS-WEL-0600 | Dry Well | COL-PSS-MISC |  |  |  | WEL |  |  | Miscellaneous Equipment
76697 | 40885 | FHO-ELS-LP-1222 | Lighting Panel, (LP-1201B2), 225A, 120/208V, 3PH, Ozone Building, S2, Raw Water Process Room | FHO-ELS-LTG-2000 |  | Power Distribution Panel |  | LP | http://www.toronto.ca/TWONTO#LV_electrical_panel |  | Lighting, Facility Interior : Plant wide, interior lighting
35011 | 2551 | COL-YKP-FAK-067026S | First Aid Kit, Truck #067026 (Dodge Ram 2500) | COL-W-OBSOLETE | Safety,First Aid Kit | Safety Equipment | 46855 | FAK | http://www.toronto.ca/TWONTO#first_aid_kit |  | Col West Obsolete Entities
145969 | 98730 | WTR-PRH-ZS-0004 | Switch, Position,Door Security | WTR-PRH-AUX | Switch,Position | Switch |  | ZS | http://www.toronto.ca/TWONTO#position_switch |  | Auxiliary Equipment (Building Facilities)
147468 | 11036 | WU2002A | Condenser, 404B | TAB-SLD-P | Vessel | Condensing Unit |  |  | ? |  | Pelletizer Bldg. - Thermal Oil Heating System, Pumps, Strainer & Expanasion Tanks
16282 | 33120 | FHA-CLB-SAMP | After Post CL2 Sampling | FHA-SAMP | [6 empty] | Sampling Systems
11679 | 77780 | FCL-CLB-T-0202 | Tank, Expansion, Chlorine Gas, CLB Evaporator 0201 Inlet, Machine Room,Gaseous Chemical Building | FCL-CLB-EV-0201 | Tank | Tank |  | T | expansion_tank |  | Evaporator, Chlorine Gas, Chlorination System
2958 | 54102 | COL-MTI-HPU-2001 | Hydraulic Power Unit, Victoria St. Control Chamber #20 | COL-MTI-CH-2000 |  | Hydraulic System |  | HPU | http://www.toronto.ca/TWONTO#hydraulic_power_pack |  | Chamber,Victoria St. Control Chamber No.20, MTI
118810 | 9516 | TAB-STR-P-SUMP | Secondary Treatment - Sump Pump, Ground Water | TAB-STR2 | [6 empty] | Secondary Treatment - Clarifiers
25638 | 57642 | COL-PSM-SS-0001 | Station Security System | COL-PSM-MISC |  | Security System |  | SS | http://www.toronto.ca/TWONTO#security_system |  | Miscellaneous Equipment
35028 | 25010 | COL-YKP-FAK-378300 | First Aid Kit, Truck #378300 (POLARIS) | COL-YKP | Safety,First Aid Kit | Safety Equipment |  | FAK | http://www.toronto.ca/TWONTO#first_aid_kit |  | Kipling Yard
136640 | 30337 | THR-MCS-LD-0074 | Trolley for Gantry Chain Hoist, Digeter 9-10 Lower Level | THR-LD-WA1 | Lifting Device | Lifting Device |  | LD | http://www.toronto.ca/TWONTO#lifting_equipment_hoist |  | Lifting Devices, Chain Hoist, Come Along & Slings
81674 | 92297 | TNT-STORE | Computer Storage Location | TNT-EUS | [6 empty] | Production & End User Support
108939 | 37422 | TAB-CAP-PRJ-0006 | East & West Electrical Control Room Upgrades | TAB-AER-SB |  |  |  | PRJ |  |  | Aeration Odour Control
144538 | 96795 | WTR-PJS-LSH-1701 | Switch, Level-High, Chamber 4 | WTR-PJS-AUX | Switch,Level-High | Switch |  | LSH | http://www.toronto.ca/TWONTO#level_switch |  | Auxiliary Equipment (Building Facilities)
12968 | 27358 | FCL-FL-CP-0101 | Control Panel, Electrical, Pump 0101, Hydrofluosilicic Acid System | FCL-FL-P-0101 |  |  |  | CP |  |  | Pump, Gear, Hydrofluosilicic Acid System
45442 | 91674 | TAB-DIG-PSL-9201 | Switch,Pressure, Low,PSL300-2, Digester Gas Train, Boiler #2, Z Building | TAB-ACC-DIG-0020 | Switch,Pressure | Switch |  | PSL | http://www.toronto.ca/TWONTO#pressure_switch |  | Digester Gas Train, Boiler #2, Z Building
6398 | 28247 | COL-PMY-HTR-0001 | Heater, Unit | COL-PMY-MISC | Heater |  |  | HTR |  |  | Miscellaneous Equipment
12589 | 67748 | COL-PDA-LSH-0103 | Switch, Level High | COL-PDA | Switch,Level |  |  | LSH |  |  | Dacotah Sewage Pumping Station (Algonquin Island PS #2)
80017 | 22739 | THR-WA3-LD-0050 | Sling, Nylon, Work Area 3 ( 2" X 6') | THR-LD-NYLN-WA3 | Lifting Device,Sling | Lifting Device |  | LD | synthetic_web_sling |  | Slings, Nylon, Work Area 3
29721 | 72892 | COL-PWR-FA-5731 | Control Panel, Fire Alarm | COL-PWR-MISC | Control Panel |  | 35101 | FA |  |  | Miscellaneous Equipment
8725 | 1830 | COL-RBG-LP-0001 | Control Panel, Lighting | COL-RBG-MISC | Control Panel |  |  | LP |  |  | Miscellaneous Equipment
147686 | 72879 | YTF-ACC-DR-0001 | Door, RN150, North-West, Electric Door Operators | YTF-ACC | Door | Door |  | DR | http://www.toronto.ca/TWONTO#door
8404 | 93845 | DE1021A | Chiller, Liquid | TAB-ACC-CI | H.V.A.C.,Chiller | HVAC |  |  | http://www.toronto.ca/TWONTO#chiller |  | Chiller and Air Coolers
104969 | 13092 | NX3333A | Air Handling Unit, Digester Tanks 13-16 | TAB-ACC-AHU-DIG | H.V.A.C. | HVAC |  |  | http://www.toronto.ca/TWONTO#air_handler_unit |  | AHUs/Supply Fans Dig. Bldg.
76485 | 98587 | THR-DIG-RPU-0016A | Remote Processor Unit, Digester 1-6 Mezzanine | THR-DIG-PD-0100 | RPU | Remote Processor Unit | 39134 | RPU | http://www.toronto.ca/TWONTO#RPU_panel |  | Tank, Primary Digester-1, Solids Treatment
55407 | 91394 | TAB-WA1-SQ-1044 | Sling | TAB-WA1-SQ-1000 | Lifting Device,Sling | Lifting Device |  | SQ | http://www.toronto.ca/TWONTO#fall_protection_sling |  | WA1 Lifting Devices and Slings
122932 | 15103 | THC-DEW-T-7530 | Tank,Buffer,Centrate Sampling,Dewatering Centrifuge CF-1300,Solid Treatment | THC-DEW-CF-1300 |  | Tank |  | T | http://www.toronto.ca/TWONTO#storage_tank |  | Centrifuge,Dewatering,BLS/PYS - Solid Treatment,Incinerator Building
26393 | 87960 | COL-PNT-FN-0001 | Fan, Exhaust | COL-PNT | Fan | HVAC |  | FN | http://www.toronto.ca/TWONTO#blower_or_fan_with_drive |  | New Toronto Pumping Station
116692 | 74967 | TAB-PWA-PBLDG | City Water & Plant Water System- P Bldg | TAB-WORK-AREA-1 | [6 empty] | Work Area 1
13972 | 51098 | FCL-RW-FSL-0003-SUS | Switch,Flow Low | FCL-SUSPENDED | Switch,Flow-Low | Switch | 36689 | FSL | http://www.toronto.ca/TWONTO#flow_switch |  | Suspended entity
17693 | 98142 | FHA-RW-P-1301-KQ | Raw Water Pumping Unit #13 | FHA-SUSPENDED |  |  | 33360 | P |  |  | Suspended Obsolete entity for storage purpose
134991 | 97052 | THR-ELS-SQ-0893S | Electrical Rubber Gloves, PPE Issued to Martin Ge 5kV | THR-ELS-SQ-ERG | Safety | Safety Equipment | 40918 | SQ | http://www.toronto.ca/TWONTO#rubber_insulating_gloves |  | Electrical Rubber Gloves, Safety Equipment
34619 | 28616 | MAIN-275 | Main 275 | WTR-MT1 | [6 empty] | Work Area 1 EAST Mains and Chambers
86883 | 83866 | WTR-PLW-TSH-0001 | Switch, Temperature-High, Building Alarm | WTR-PLW-AUX | Switch,Temperature-High | Switch |  | TSH | http://www.toronto.ca/TWONTO#temperature_switch |  | Auxilliary Equipment (Building Facilities)
7837 | 99177 | COL-PSW-PSL-0122 | Switch, Pressure-Low | COL-PSW | Switch,Pressure-Low | Switch |  | PSL | http://www.toronto.ca/TWONTO#pressure_switch |  | Swansea Pumping Station
18703 | 65078 | FHA-SES-SQ-0452 | FHA-SQ-LP-0002 - Life Preserver | FHA-SES-LP |  | Safety Equipment |  | SQ | http://www.toronto.ca/TWONTO#personal_floatation_device |  | Life Preservers
137306 | 43033 | THR-PLT-FSL-2212 | Switch, Flow, Low, Water Scour, Aerated Grit Tank T-0200, North Grit Building | THR-PLT-T-0200 | Switch,Flow-Low | Switch |  | FSL | http://www.toronto.ca/TWONTO#flow_switch |  | Tank, Grit Removal, Grit Tank, North Grit Building
4101 | 894 | COL-PCU-LSLL-0101 | Sensor, Switch, Low-Low, Wet Well #1 | COL-PCU-WEL-0100 | Switch,Level-Low-Low | Switch |  | LSLL | http://www.toronto.ca/TWONTO#level_switch |  | Well, Wet Well #1, Cumber PS
132550 | 2266 | THR-DIG-LSHH-0307 | Switch, Level-High-High, Over Flow Chamber, Tank 0300, Solids Treatment, Digester 3 Overflow Chamber | THR-DIG-PD-0300 | Switch,Level-High-High | Switch |  | LSHH | http://www.toronto.ca/TWONTO#level_switch |  | Tank, Primary Digester-3, Solids Treatment
11348 | 82185 | FCL-BW-PSL-0001 | Switch, Pressure Low, Service Air, Vacuum Tank 0200, Water Supply/ Water Production, Back Wash Pumps | FCL-BW | Switch,Pressure-Low | Switch |  | PSL | http://www.toronto.ca/TWONTO#pressure_switch |  | Backwash System
114721 | 80324 | TAB-PLT-MSL-0161 | Switch, Motion Low, Screenings Conveyor CV-0160, Screenings Handling Area, P Bldg. | TAB-PLT-CV-0160 | Switch,Motion | Switch |  | MSL | http://www.toronto.ca/TWONTO#motion_sensor_element |  | Conveyor, Shaftless Spiral, Screenings, Screenings Handling Area, P Bldg.
93967 | 28124 | FHO-PWA-T-0213 | Tank, Water Heater, Storage, Electric, 600V, Chemical Building, Level 1, Former Fluoride Room | FHO-MCS-PWA | Tank,Domestic Hot Water | Tank |  | T | http://www.toronto.ca/TWONTO#tanked_hot_water_heater |  | Service Water & Backflow Prevention
105904 | 23923 | TAB-ACC-AHU-1409 | Air Handling Unit, Z Bldg, 3rd Flr | TAB-ACC-AHU-ZBLDG | Fan | HVAC | 38013 | AHU | http://www.toronto.ca/TWONTO#air_handler_unit |  | AHUs/Supply Fans Z. Bldg.
27661 | 91419 | FIS-ELS-MCC-0100 | MCC,600 V,Workshop Building,Mezzanine,East | FIS-ELS-TR-1101 | Control Panel,MCC | Motor Control Centre |  | MCC | http://www.toronto.ca/TWONTO#LV_electrical_panel |  | Transformer,Lighting,Workshop Building,Mezzanine,North-West,9KVA / 600V / 208V / 3ph Transformer
34366 | 42940 | COL-YKP-DA-17103 | Davit Centre Base-17103 | COL-YKP-DA | Safety | Safety Equipment |  | DA | davit_base |  | Davit Arm Assembly
128768 | 7863 | THC-SES-MEQ-H683023 | FALL ARREST- HARNESS (insp Liftsafe) - SONYA | THC-MCS-LD | PPE | Lifting Device |  |  | http://www.toronto.ca/TWONTO#fall_arrest_harness |  | Mechanical Services, Lifting Device
119662 | 55229 | TAB-WA1-SQ-1081 | Sling | TAB-WA1-SQ-1000 | Lifting Device,Sling | Lifting Device |  | SQ | http://www.toronto.ca/TWONTO#fall_protection_sling |  | WA1 Lifting Devices and Slings
21147 | 73183 | FHO-CLB-PSL-0402 | Switch, Pressure Low, Post East, Train 4, Outlet from Evaporator,Main Floor, Chemical Supply Room | FHO-DCL-SO-0101-KQ | Switch,Pressure-Low | Switch |  | PSL | http://www.toronto.ca/TWONTO#pressure_switch |  | Dechlorination Train 1
41238 | 30441 | TAB-ACC-T-0212 | Tank , Storage, Domestic Hot Water, | TAB-ACC-0200 | Tank,Domestic Hot Water | Tank |  | T | http://www.toronto.ca/TWONTO#tanked_hot_water_heater |  | Domestic H.W. System 1, Admin Bldg, Item 20
133038 | 26535 | THR-DIG-TSH-5660 | Switch, Temperature-High, Discharge, C-5660, Mixing System, Tank 7 & 8 | THR-DIG-C-5660 | Switch,Temperature-High | Switch |  | TSH | http://www.toronto.ca/TWONTO#temperature_switch |  | Compressor, Gas, Mixing System, Digester Tank#7/8
85836 | 42657 | WTR-PHL-VEH-0008 | HTO To Go Trailer # 290008 | WTR-PHL-TRW |  | Tank |  | VEH | trailer |  | Treated Water (Transmission)
98776 | 4952 | FPP-LAB-HTR-0001 | Gravity oven | FPP-LPL-PIP-0001 | Drier,Dessicant | Test Equipment |  | HTR | lab_equipment |  | Lead Pipe Loop system
41502 | 34430 | TAB-ACC-TSH-1510 | Switch, Temperature, High, AHU-1500, Loading Bay Rooftop | TAB-ACC-AHU-1400 | Switch,Temperature-High | Switch |  | TSH | http://www.toronto.ca/TWONTO#temperature_switch |  | Air Handling Unit, D Bldg Roof
137881 | 95067 | THR-PRM-T-0530 | Scum Hopper, Primary Tanks 5 & 6 | THR-PRM-SCUM-T | Tank,Non-Pressurized | Tank |  | T | http://www.toronto.ca/TWONTO#storage_tank |  | Scum/Sludge Pumping, Tanks & Hopper, South Primary
107792 | 4608 | TAB-ACC-TSL-1210 | Switch, Temperature, Low, AHU-1200, Screen Bldg. Rooftop | TAB-ACC-AHU-1200 | Switch,Temperature-Low | Switch |  | TSL | http://www.toronto.ca/TWONTO#temperature_switch |  | Air Handling Unit, D Bldg Roof
19990 | 68398 | COL-PMD-JIT-0001 | Meter, Power Indicating Transmitter, Main Power | COL-PMD-MISC | Meter |  |  | JIT |  |  | Miscellaneous Equipment
125163 | 23418 | THC-ELS-PS-0003-H | Emergency Power Equipment, Diesel & UPS, Building H | THC-ELS-PS-0003 |  |  |  | PS |  |  | Power supply, UPS
112815 | 82317 | TAB-EL1-SQ-0002 | Spill kit,DAWG® 20 Gallon Overpack | TAB-ELS-ESQ | Spill Kit | Safety Equipment |  | SQ | http://www.toronto.ca/TWONTO#spill_kit |  | Electrical Safety Equipment
94884 | 94040 | FHO-SES-SQ-6268 | Lanyard, Serial Number 300207, Alex Gritsouk | FHO-SES-SQ-0009 | PPE,Lanyard | Safety Equipment |  | SQ | lifeline |  | Fall Lanyards
48174 | 8881 | FCL-ALM-T-0201 | Tank, Non-Pressurized, Alum Storage Tank 0201, Liquid Alum System | FCL-ALM | Tank,Non-Pressurized | Tank |  | T | http://www.toronto.ca/TWONTO#chemical_storage_tank |  | Coagulation
119778 | 36940 | TAB-WA2-SQ-0929A | Type 1Fall Limiter, Richard Gallant | TAB-WA2-SQ-0001 | PPE,Harness | Safety Equipment |  | SQ | self_retracting_line |  | Fall Arrest System , Tripod and SRL
12967 | 50351 | FCL-FL-CP-0001 | Control Panel, Operator, High Level Alarm, Hydrofluosilicic Acid System | FCL-FL-T-0101 |  |  |  | CP |  |  | Tank, Non-Pressurized, Hydrofluosilicic Acid System
95721 | 35904 | FIS SCADA SUPPORT | FIS SCADA Support | FIS-SPC1 | [6 empty] | Process Control Systems - Administrative
64932 | 58727 | THC-ELS-CB-2503A | Circuit Breaker,Phase 4 Aeration Area Emergency Power | THC-ELS-MCC-2503E | Control Panel,MCC | Motor Control Centre |  | CB | http://www.toronto.ca/TWONTO#LV_electrical_panel |  | Control Panel,MCC,Phase 4 Aeration Area
54959 | 86417 | TAB-SLO-BCF-0401 | Filter, Bio-Filter Cell 1, BFC401 | TAB-SUSPENDED ENTITY | Filter | Filter | 46228 | BCF | http://www.toronto.ca/TWONTO#filtration_tank |  | Suspended entities
14729 | 66507 | FCL-SES-LTX-0092-SUS | Exit Light, 92, Gaseous Building, 2nd Floor, Chlorine Storage Room North Door Exit Out | FCL-ELS-6 |  |  | 46599 | LTX |  |  | Interior Lighting
95878 | 23554 | FIS-ELS-F-2103 | Filter, Fuel Oil, Generator GEN-2100 Engine Suction, Workshop Building, Generator Room | FIS-ELS-GEN-2100 |  | Filter |  | F | http://www.toronto.ca/TWONTO#replaceable_oil_or_fuel_filter |  | Generator, Diesel, Emergency, 4160V, 750KW, Workshop Building, Generator Room
40435 | 84465 | TAB-ACC-FSL-6320 | Switch, Flow Switch-Low, FN-6321, Sludge Heating Room, Dig 9-12 Control Building. | TAB-ACC-FN-6321 | Switch,Flow-Low | Switch |  | FSL | http://www.toronto.ca/TWONTO#flow_switch |  | Fan, Exhaust, Centrifugal, Sludge Heating Room Heat Relief Ventilation, Sludge Heating Room, Dig 9-12 Control Building.
92931 | 3066 | FHO-FLT-F-0201 | Filter Bed # 2 | FHO-FLT | Tank,Reservoir | Tank |  | F | http://www.toronto.ca/TWONTO#filtration_tank |  | Filtration
46614 | 52459 | TAB-DIS-CHL-ROUTE | Chlorination & Filtered Effluent Routeing | TAB-DIS-CHL | [6 empty] | Chlorination Process
124995 | 3972 | THC-ELS-LTX-BLDG R | Exit Lights, Bldg. R | THC-GRK-ELS-R | Building Service,Lighting - Room | Safety Equipment | 41960 |  | http://www.toronto.ca/TWONTO#collection_of_assets |  | Building R
18158 | 48560 | FHA-SED-ZSH-0502 | Switch, Limit, Access Hatch Zone 5 | FHA-SED |  | Security System |  | ZSH | http://www.toronto.ca/TWONTO#position_switch |  | Sedimentation
6652 | 59237 | COL-PSU-RPU-0001 | Remote Processing Unit, All control and Instrumentation Equipment - RPU | COL-PSU-MISC |  | Remote Processor Unit |  | RPU | http://www.toronto.ca/TWONTO#RPU_panel |  | Miscellaneous Equipment
109806 | 39371 | TAB-DEW-T-3210 | Tank, Polymer Solution Day Tank #1 | TAB-DEW POLYMER DIST | Tank | Tank |  | T | http://www.toronto.ca/TWONTO#chemical_storage_tank |  | Polymer Solution Distribution System
119746 | 44297 | TAB-WA1-SQ-6401 | Lanyard 6 Ft | TAB-WA1-SQ-0001 | PPE,Harness | Safety Equipment |  | SQ | lifeline |  | WA1 Fall Arrest System
125742 | 78613 | THC-FT-T-0180 | Scum Pit, Tank 0100, Secondary Clarifier | THC-FT-T-0100 |  | Tank |  | T | http://www.toronto.ca/TWONTO#storage_tank |  | Tank, Secondary Clarifier
146072 | 90898 | WTR-PRV-T-1300 | Tank,Domestic Hot Water, By Washroom | WTR-PRV-AUX | Tank,Domestic Hot Water | Tank |  | T | http://www.toronto.ca/TWONTO#tanked_hot_water_heater |  | Auxiliary Equipment (Building Facilities)
46733 | 76928 | FCL-ACC-HTR-0756 | Heater, Snow Melting, Gaseous Chemical Building, Service Area Second Floor | FCL-ACC-CL |  |  |  | HTR |  |  | Gaseous Chemical Building HVAC Equipment
62787 | 90412 | FCL-FLT-LSL-0017-SUS | Switch, Level-Low, Filter 1701, Filter No.1701 | FCL-FLT-F-1701 | Switch,Level-Low | Switch | 36623 | LSL | http://www.toronto.ca/TWONTO#level_switch |  | Filter, Carbon Activated, Filter Building, Filter Gallery West
107122 | 34723 | TAB-ACC-HTR-6554 | Heater, Unit, Hot Water, blower Room, Screen Bldg., P Bldg. | TAB-ACC-HTR-PBLDG | H.V.A.C.,Heater | HVAC |  | HTR | http://www.toronto.ca/TWONTO#heater |  | Unit Heaters- P Bldg
144191 | 20406 | WTR-PHL-PSL-0004 | Switch, Pressure-Low, Line to District 4 | WTR-PHL-TRW | Switch,Pressure-Low | Switch |  | PSL | http://www.toronto.ca/TWONTO#pressure_switch |  | Treated Water (Transmission)
118830 | 8795 | TAB-STR-PSLL-4002 | Switch,Pressure,Low, Low,Oil, Blower BL4002 lubrication | TAB-STR-P-4002 | Switch,Pressure | Safety Equipment |  | PSLL | http://www.toronto.ca/TWONTO#pressure_switch |  | Pump, Main Oil ,Blower BL4002
6939 | 81872 | COL-PRR-ALR-0001 | Gas Alarm, Dry Well | COL-PRR-MISC | Fire Prevention,Alarm |  |  | ALR |  |  | Miscellaneous Equipment
26344 | 34549 | FHO-SES-SQ-6057 | High Voltage Safety Equipment, Insulated Gloves, Serial Number 231, Kevin Boudreau | FHO-SES-SQ-1000 | PPE,Insulated Glove | Safety Equipment |  | SQ | http://www.toronto.ca/TWONTO#rubber_insulating_gloves |  | High Voltage Insulated Gloves
117962 | 36479 | TAB-SES-FSH-6300 | Switch, Flow switch, dry contact, Digesters 9-12, Control Building, Mechanical Room | TAB-SES-SQ-6300 |  | Safety Equipment |  | FSH | http://www.toronto.ca/TWONTO#flow_switch |  | Switch, Flow switch, dry contact, Basement, Digester 9-12 Control Building.
47926 | 28363 | TAB-EL3-LP-6013B | Control Panel, Power Distribution, Auxiliary Systems Building, 2nd Floor | TAB-EL3-MCC-6013 | Control Panel,Power Distribution Panel | Power Distribution Panel |  | LP | http://www.toronto.ca/TWONTO#LV_electrical_panel |  | MCC, Auxilary Systems Building, 2nd Floor
43447 | 8027 | FCL-ACC-RPU-0801 | RPU, Surge Building BAS, Surge Building North | FCL-ACC-P-HL | Control Panel | Remote Processor Unit |  | RPU | http://www.toronto.ca/TWONTO#RPU_panel |  | High Lift Pumping Station HVAC Equipment
76213 | 33883 | THR-MCS-LD-9861 | (this is Gantry Crane(make;eme) ,2200lbs,, top of South Aeration Tanks(this is a Fall Arrest Davit and not to be load tested) | THR-LD-WA4 | Lifting Device,Hoist,Manual | Lifting Device |  | LD | http://www.toronto.ca/TWONTO#fall_arrest_Davit_arm |  | Lifting Devices, Chain Hoist, Come Along & Slings
39995 | 50530 | TAB-ACC-HTR-6550 | Heater, Unit, Hot Water, truck loading bay, Screen Bldg., P Bldg. | TAB-ACC-HTR-PBLDG | H.V.A.C.,Heater | HVAC |  | HTR | http://www.toronto.ca/TWONTO#heater |  | Unit Heaters- P Bldg
71420 | 9691 | THR-DIG-PD-0500 | Tank, Primary Digester-5, Solids Treatment | THR-DIG-RPU | Tank | Tank |  | PD | http://www.toronto.ca/TWONTO#digester_tank |  | RPU, UPS, Digester
135440 | 61872 | THR-FT | Final Tank | THR WORK AREA 4 | [6 empty] | Liquid Handling 2
111095 | 19976 | TAB-DIG-RPU-1004 | Remote Processing Unit | TAB-DIG-ELQ-T13-16 | RPU | Remote Processor Unit |  | RPU | http://www.toronto.ca/TWONTO#RPU_panel |  | Digester Tanks 13-16, Electrical Equipment
71144 | 11825 | FHA-BW-PSL-1100 | Switch, Pressure, Air Intake, Filter Building, Blower Room,BL-1100 | FHA-BW-BL-1100 | Switch,Pressure-Low | Switch |  | PSL | http://www.toronto.ca/TWONTO#pressure_switch |  | Blower, Air, Filter Building, Blower Room
71417 | 35170 | THR-DIG-PD-0200 | Tank, Primary Digester-2, Solids Treatment | THR-DIG-T | Tank | Tank |  | PD | http://www.toronto.ca/TWONTO#digester_tank |  | Digester, Tanks
77632 | 74120 | THR-DIS-CP-0810 | Panel, Control Panel, Pump 0810, Disinfection Building Main Floor North side | THR-DIS-P-0810 | Control Panel | Power Distribution Panel |  | CP | http://www.toronto.ca/TWONTO#process_control_panel |  | Pump, Centrifugal, Disinfection Building Main Floor North side
50194 | 76076 | TAB-PLT-T-0801 | Tank, Grit | TAB-PLT-T | Tank | Tank | 46051 | T | http://www.toronto.ca/TWONTO#sedimentation_tank |  | P Building - Grit Tanks 1-12 & Hoppers 1 - 6
40856 | 15333 | OH2004A | Door,Overhead, Dewater Buildind | TAB-MCS-DR | Door,Overhead | Door |  |  | http://www.toronto.ca/TWONTO#roll_up_door
13866 | 7643 | COL-PGB-LP-0001 | Control Panel, Lighting | COL-PGB | Control Panel |  |  | LP |  |  | Governors Bridge Sewage Pumping Station
137359 | 9084 | THR-PLT-LD-0100 | Lifting Devices, Sparger Arms, Tank 100, Grit Bldg. | THR-PLT-T-0100 | Lifting Device | Hydraulic System | 35249 | LD | http://www.toronto.ca/TWONTO#hydraulic_system |  | Tank, Grit Removal, Grit Tank, North Grit Building
123318 | 23430 | THC-DIG-HTR-4040 | Eliminated Role: H.V.A.C.,Heater,Heating,Roof,Digesters | THC-ACC-FN-0412 | H.V.A.C.,Heater | HVAC | 40450 | HTR | http://www.toronto.ca/TWONTO#heater |  | Fan,Supply,Compressor Room,AHU-0412,Roof,Building U
109796 | 19746 | TAB-DEW-T-2100 | Tank, Hopper, SC from Centrifuges | TAB-DEW-P-2101 | Tank | Tank |  | T | http://www.toronto.ca/TWONTO#storage_tank |  | Pump, Sludge Cake Transfer, Big Schwing #5, KSP-50
4594 | 85082 | COL-PGR-LTG-0001 | Lighting | COL-PGR-MISC | Control Panel |  |  | LTG |  |  | Miscellaneous Equipment
136588 | 67650 | THR-GRK-VEH-378298 | Vehicle, 2017 POLARIS RANGER, Unlicensed, WA1 | THR-GRK-GQ-WA4 | Vehicle,Unlicensed | Vehicle |  | VEH | http://www.toronto.ca/TWONTO#golf_cart
87682 | 41472 | WTR-PRH-PSH-1010 | Switch, Vacuum, Diesel Fuel Storage Tank | WTR-PRH-T-1100 | Vacuum | Switch |  | PSH | http://www.toronto.ca/TWONTO#pressure_switch |  | Tank, Bulk Fuel Storage, Generator Room
106393 | 75846 | TAB-ACC-FD-3882 | Feeder, Chemical,Glycol Chemical feeder Line | TAB-ACC-P-3880 | Analyzer | Chemical Feeder |  | FD | http://www.toronto.ca/TWONTO#ejector |  | Pump,Clrculating, Glycol , PG29/30/31-1
8021 | 60314 | COL-PWC-DM-0001 | Damper/Louver, Electrical Room | COL-PWC | Damper/Louver |  |  | DM |  |  | Wirral Court Sewage Pumping Station
146120 | 15665 | WTR-PRV-ZS-0004 | Switch, Position,Door Security | WTR-PRV-AUX | Switch,Position | Switch |  | ZS | http://www.toronto.ca/TWONTO#position_switch |  | Auxiliary Equipment (Building Facilities)
14747 | 10211 | FCL-SES-SCBA-0011 | Self Contained Breathing Apparatus, Gaseous Building, Third Floor, Corridor Outside Control Room | FCL-SES-2 | PPE,SCBA | Safety Equipment |  | SCBA | http://www.toronto.ca/TWONTO#self-contained_breathing_apparatus |  | SCBA's
80474 | 20038 | THR-FT-RPU-0008 | Remote Processor Unit, Final Tank 1400, Tank 1500 (172.22.37.191) | THR-FT-RPU | RPU | Remote Processor Unit |  | RPU | http://www.toronto.ca/TWONTO#RPU_panel |  | Final Tank, Remote Processor Unit, UPS & RTU
60308 | 63139 | THC-ACC-V-6026 | Valve, Butterfly, Manual, Hot Water, HE-6001, Lower Level 2 Blower Room, Headworks | THC-ACC-HE-6001 | Valve | HVAC |  | V | http://www.toronto.ca/TWONTO#valve |  | Heat Exchanger, Heating Glycol System, Lower Level 2 Blower Room, Headworks
61159 | 88435 | THC-ELS-SQ-2856836 | Spares, Electrical Safety gloves, High Voltage, Class 0, # 2856836 | THC-SES-SQ |  | Safety Equipment | 40737 | SQ | http://www.toronto.ca/TWONTO#rubber_insulating_gloves |  | Safety Equipment
8979 | 60949 | COL-YKP-DA-150109 | Davit Base Leg-150109 | COL-YKP-DA-0014S | Safety | Safety Equipment |  | DA | davit_base |  | Davit Arm Assembly with Upper Arm-1731955
120845 | 46949 | THC-ACC-HTR-0204 | Heater, Perimeter. Admin Building | THC-ACC-BLDG K |  | HVAC |  | HTR | http://www.toronto.ca/TWONTO#heater |  | Administration Building, HVAC
47554 | 15737 | TAB-EL1-TS-6654 | Power Distribution, Automatic Transfer Switch, Generator, Standby Power, 600V | TAB-EL1-MCC-6628 |  |  |  | TS |  |  | Motor Control Centre
3871 | 48752 | COL-PCP-P-0200 | Pump, Centrifugal | COL-PCP | Pump |  |  | P |  |  | Copeland Pumping Station
26252 | 14173 | FHO-GRK-DR-2008S | Door, (FD-S2-08), Fire Rated, Admin Building, S2, Employee Entrance Vestibul, South | FHO-GRK-FEQ-0001 | Fire Prevention,Door | Door |  | DR | http://www.toronto.ca/TWONTO#fire_rated_door
30909 | 84842 | FIS-TRW-PUMPING | Treated Water Pumping | FIS-TRW | [6 empty] | Treated Water Production
129762 | 87879 | THR-ACC-DM-0151 | Damper, Discharge, Air Handling Unit AHU-150, Headhouse Loading Bay Roof | THR-ACC-AHU-0150 | Damper/Louver | HVAC |  | DM | http://www.toronto.ca/TWONTO#air_damper |  | Air Handling Unit, Headhouse Loading Bay Air Supply, Headhouse Roof
14731 | 71884 | FCL-SES-LTX-0093-SUS | Exit Light, 93, Gaseous Building, 2nd Floor, Chlorine Storage Room S/E Door Exit | FCL-ELS-6 |  |  | 46600 | LTX |  |  | Interior Lighting
98215 | 15302 | FIS-SES-SCBA-5001 | Self Contained Breathing Apparatus, Fluoride Building, Main Floor, North Door | FIS-SES-SQ-0001 | PPE,SCBA | Safety Equipment |  | SCBA | http://www.toronto.ca/TWONTO#self-contained_breathing_apparatus |  | Emergency Breathing Apparatus
139471 | 75095 | THR-WA2-LD-64-38 | Sling, Nylon, Work Area 2 (Sr 1472764-38) SIZE; 1" X 4', | THR-SES-LD | Lifting Device,Sling | Lifting Device |  | LD | synthetic_web_sling |  | Lifting Device, Safety Equipment
71690 | 87948 | THR-DIG-PSL-5260 | Switch, Pressure-Low, Inlet Gas compressor 5260 | THR-DIG-C-5260 | Switch,Pressure-Low | Switch |  | PSL | http://www.toronto.ca/TWONTO#pressure_switch |  | Compressor, Gas, Mixing System, Digester Tank#1/2
25637 | 79996 | COL-PSM-SC-0001 | Screen, Bar | COL-PSM-MISC | Screen |  |  | SC |  |  | Miscellaneous Equipment
21419 | 61291 | FHO-ELS-LP-0932 | Lighting Panel, 120/208V, Clarifier Building, L1, Main Foyer | FHO-ELS-LTG-2000 |  | Power Distribution Panel |  | LP | http://www.toronto.ca/TWONTO#LV_electrical_panel |  | Lighting, Facility Interior : Plant wide, interior lighting
134983 | 25135 | THR-ELS-SQ-0077 | Electrical Rubber Gloves, PPE Issued to Bhavin Shah 10kV | THR-ELS-SQ-ERG | Safety | Safety Equipment |  | SQ | http://www.toronto.ca/TWONTO#rubber_insulating_gloves |  | Electrical Rubber Gloves, Safety Equipment
55315 | 14773 | FCL-ELS-LB-0201-SUS | Switch, Isolation, Transformer FCL-ELS-TR-0201, Switchgear Room | FCL-ELS-PS-0001 | Switch | Switch | 36530 | LB | http://www.toronto.ca/TWONTO#disconnect_switch |  | Uninterruptible Power Supply,High Lift Bldg - Switchgear Room,LP-0001
72684 | 8597 | THR-ACC-ER | Air Conditioning, AHU, HVAC, Engine Room | THR-ACC-HVAC | H.V.A.C.,Air Conditioner | HVAC |  |  | http://www.toronto.ca/TWONTO#collection_of_assets |  | Air Conditioning, Heating, Ventilation & Air Conditioning
79781 | 99395 | THR-WA1-LD-0700 | Sling, Nylon, Work Area 1 (NYLON SLING 6' X 13', CAPACITY 16800 LBS SN 1350700.) | THR-LD-WIRE-WA1 | Lifting Device,Sling | Lifting Device |  | LD | synthetic_web_sling |  | Slings, Wire Rope, Work Area 1
11829 | 83345 | FCL-ELS-MCC-001D | Control Panel,MCC,Low Lift Bldg - Electrical Room,600V | FCL_ELS_600V_ELECABS | Control Panel,MCC | Motor Control Centre |  | MCC | http://www.toronto.ca/TWONTO#LV_electrical_panel |  | Electrical Cabinets,600V
17619 | 58565 | FHA-OFFICE | Computer Location | FHA-SERVICE-BLDG | [6 empty] | Building Location
8543 | 10888 | COL-RBB-LIT-0202A | Transmitter, Level | COL-RBB-MISC | Transmitter,Level |  |  | LIT |  |  | Miscellaneous Equipment
129494 | 48864 | THC-TPA-PA-6014 | Speaker, Headworks, Stair "B", Lower Level 2 | THC-TPA-PA-6010A | Public Address System | Communications Equipment |  | PA | http://www.toronto.ca/TWONTO#public_annoucement_speaker |  | Paging Panel, Headworks, Electrical Room, Ground Floor
107111 | 20785 | TAB-ACC-HTR-6512 | Heater, Unit, Hot Water, Workshop Control Room, Screen Bldg., P Bldg. | TAB-ACC-HTR-PBLDG | H.V.A.C.,Heater | HVAC |  | HTR | http://www.toronto.ca/TWONTO#heater |  | Unit Heaters- P Bldg
30377 | 81305 | FIS-SES-EYE-1009S | Portable eye Wash Station | FIS-SES-EYE | Safety,Eye wash | Safety Equipment | 34283 | EYE | eye_wash_bottle |  | Eyewash Stations
107801 | 17911 | TAB-ACC-TSL-1840 | Switch,Temperature,Low,Supply Air , | TAB-ACC-AHU-1840 | Switch,Temperature | Switch |  | TSL | http://www.toronto.ca/TWONTO#temperature_switch |  | AHU, Blower Bldg
20371 | 7915 | FHO-ALM-P-0501-KQ | Back-Up Skid 5 for Alum Trains | FHO-ALM |  |  |  | P |  |  | Alum System
57112 | 19321 | THC-ACC-T-0421 | Tank,Air Separator,Supply,Building UU,Glycol Heating,Basement,Building U | THC-ACC-BLDG U | Tank | Tank |  | T | air_seperator |  | New Digesters Building HVAC
78852 | 32797 | THR-SES-SQ-12P | Portable,(Bottled) Eyewash Station, Digester 9 & 10 Basmt. | THR-EWSS-WA1 | Safety,Eye wash | Safety Equipment |  | SQ | eye_wash_bottle |  | Eyewash and Shower Station, Work Area 1
89897 | 91056 | YMH-18TH-OFFICE | Computer Location | YMH-ADMIN-BLDG | [6 empty] | Building Location
137480 | 50496 | THR-PLT-T-0301 | Tank, Grit Bin, Preliminary Treatment, Grit Removal - Grit Tanks - North Plant | THR-PLT-GRITS | Tank | Tank |  | T | http://www.toronto.ca/TWONTO#storage_tank |  | Gate,Sluice,Preliminary Treatment, Grit Building
132989 | 13251 | THR-DIG-T-5840 | Tank, Reservoir, Auxiliary Oil, Gas Compressor 5840, Digester Mixing System | THR-DIG-C-5840 | Tank,Reservoir | Tank |  | T | http://www.toronto.ca/TWONTO#chemical_storage_tank |  | Compressor, Gas, Mixing System, Digester Tank#10
109804 | 93431 | TAB-DEW-T-3120 | Tank, # 2 Polymer Solution Storage | TAB-DEW POLYMER PREP | Tank | Tank |  | T | http://www.toronto.ca/TWONTO#chemical_storage_tank |  | Polymer Solution Preparation & Storage Systems
88727 | 48362 | WTR-RDF-AMT | Atmospheric Monitoring | WTR-RDF | [6 empty] | Dufferin Reservoir
107571 | 98533 | TAB-ACC-TE-1435B | Temperature Element, Space Temperature | TAB-ACC-HTR-1435 | Sensor,Temperature | HVAC |  | TE | http://www.toronto.ca/TWONTO#temperature_sensor_element |  | Heater, Hot Water Reheat Coil
6420 | 62407 | COL-PMY-LTG-0001S | Lighting, Emergency Lighting | COL-PMY-MISC | Lighting |  | 42948 | LTG |  |  | Miscellaneous Equipment
55667 | 84811 | TAB-WA3-SQ-B956 | Body Harness- (Krzysztof Kowal) | TAB-DEW-SQ-0010 | PPE,Harness | Safety Equipment |  |  | http://www.toronto.ca/TWONTO#fall_arrest_harness |  | WA3 Fall arrest systems portable cranes/hoists, come alongs, slings, wire rope, chains, electrical equipment etc.,
131073 | 53806 | THR-AER-PSL-1115 | Switch, Pressure-Low, Pump 1115, Secondary Treatment, Aeration - Blower System - South | THR-AER-T-1114 | Switch,Pressure-Low | Switch |  | PSL | http://www.toronto.ca/TWONTO#pressure_switch |  | Tank, Reservoir, Auxiliary Oil for Blower 1111, Secondary Treatment, Aeration - Blower System - South
138626 | 65976 | THR-SES-LD-0009S | Base, Exposed for Davit Arm, Primary Tank 4 (SUSPENDED) | THR-S-E | Safety | Safety Equipment | 34758 | LD | davit_base |  | SUSPENDED ENTITY
41270 | 67858 | TAB-ACC-T-6013 | Tank, Air separator, Pump Discharge | TAB-ACC-P-6011 | Tank | Tank |  | T | air_seperator |  | Pump, Circulating,Hot Water, Dig 13-16 Sludge Heating,P14-1,
3158 | 51362 | COL-MTI-TSH-2000C | Temp Switch High, Hydraulic Reservoir | COL-MTI-CH-2000C | Switch | Switch |  | TSH | http://www.toronto.ca/TWONTO#temperature_switch |  | Chamber,Scott Control Chamber No.20C, MTI
55294 | 5514 | TAB-WA1-LD-1204 | Chain Fall | TAB-WA1-SQ-1000 | Lifting Device | Lifting Device |  | LD | http://www.toronto.ca/TWONTO#lifting_equipment_hoist |  | WA1 Lifting Devices and Slings
94890 | 11908 | FHO-SES-SQ-7011 SUSP | Eyewash & Shower, Station # 11, Chemical Building, S4, Outside SBS Room | FHO-SES-SQ-0004 | PPE,Eyewash Station | Safety Equipment | 42287 | SQ | http://www.toronto.ca/TWONTO#emergency_eyewash_and_shower |  | First Aid
55385 | 38734 | TAB-WA1-SQ-1005 | Sling | TAB-WA1-SQ | Lifting Device,Sling | Lifting Device |  | SQ | http://www.toronto.ca/TWONTO#fall_protection_sling |  | Safety Equipment & Supplies Common to WA1
93477 | 90768 | FHO-MCS-LD-0301 | Lifting Device, Scissor Lift, Hefty Herman Model 2034 HT- Sr # 8100491 | FHO-MCS | Lifting Device,Scissor Lift | Lifting Device |  | LD | http://www.toronto.ca/TWONTO#man_lift |  | Mechanical Services
8551 | 7604 | COL-RBB-LP-0003 | Control Panel, Power Dist. | COL-RBB-MISC | Control Panel |  |  | LP |  |  | Miscellaneous Equipment
29595 | 13050 | COL-PWP-WEL-0100 | Wet Well | COL-PWP-MISC | Well |  |  | WEL |  |  | Miscellaneous Equipment
76600 | 45450 | THR-DR-HH-0514 | Overhead Door(New), Head House | THR-DR-WA2 | Door,Overhead | Door |  | HH | http://www.toronto.ca/TWONTO#roll_up_door
124769 | 47002 | THC-ELS-LP-2480 | Lighting Panel,Disinfection Building,Compressor Room,Ground Floor | THC-ELS-TR-2480A |  | Power Distribution Panel |  | LP | http://www.toronto.ca/TWONTO#LV_electrical_panel |  | Transformer,Disinfection Building,Compressor Room,Ground Floor
144184 | 61602 | WTR-PHL-PPE-0009-SUS | SCBA Facemask - Fernando Guglielmo | WTR-SUSPENDED | PPE,SCBA | Safety Equipment | 47430 | PPE | http://www.toronto.ca/TWONTO#self-contained_breathing_apparatus |  | Suspended Obsolete entity for storage purpose
124899 | 82547 | THC-ELS-MCC-2802 | Motor Control Center, Building C | THC-ELS-PS-0001-C | Control Panel,MCC | Motor Control Centre |  | MCC | http://www.toronto.ca/TWONTO#LV_electrical_panel |  | Primary Power Equipment, Building C
114908 | 77708 | TAB-PLT-T-1450 | Tank, Wet Well, Screening | TAB-PLT-SC-D | Tank | Tank |  | T | http://www.toronto.ca/TWONTO#storage_tank |  | D Building - Bar / Perforated Screen
75929 | 23880 | THR-GRK-PRTY-0303 | Groundskeeping, Tank Cleaning | THR-GRK-PRTY3 |  | Grounds |  | PRTY | activity |  | Groundskeeping for Waste Water Worker
54530 | 18381 | TAB-STR-SQ-0002 | Emerg. Eyewash and Shower Stations, Ferrous Chloride truck unload Ramp | TAB-SUSPENDED ENTITY | PPE,Eyewash Station | Safety Equipment | 35490 | SQ | http://www.toronto.ca/TWONTO#emergency_eyewash_and_shower |  | Suspended entities
88493 | 40405 | WTR-PWT-AUX | Auxiliary Equipment (Building Facilities) | WTR-PWT | [6 empty] | West Toronto Pumping Station
75092 | 46612 | THR-FT-PSH-3330 | Switch, Pressure-High, Discharge, Pump 3330, Secondary Treatment, Scum Pumping - North | THR-FT-P-3330 | Switch,Pressure-High | Switch |  | PSH | http://www.toronto.ca/TWONTO#pressure_switch |  | Pump, Rotary Vane, Scum Tank 3300, System 4, Scum Pumping
104645 | 91475 | MTMH480 | NORTH TORONTO STM | TRK-DON | [6 empty] | DON DRAINAGE AREA
96935 | 90365 | FIS-FEQ-DR-0024(S) | Door, Fire, Raw Water Building | FIS-GRK-STRC-0001 |  | Door |  | DR | http://www.toronto.ca/TWONTO#door
135574 | 8095 | THR-FT-FSL-3640 | Switch, Flow-Low, Seal Water, Pump 3640, Secondary Treatment, Secondary Scum Pumping - North Plant | THR-FT-P-3640 | Switch,Flow-Low | Switch |  | FSL | http://www.toronto.ca/TWONTO#flow_switch |  | Pump, Rotary Vane, Scum Tank 3600, System 9, Scum Pumping
45027 | 94316 | TAB-DIG-FSL-1634 | Switch ,Flow, Low,Seal water to Pump-1634 | TAB-DIG-P-1634 | Switch,Flow | Switch |  | FSL | http://www.toronto.ca/TWONTO#flow_switch |  | Pump, Sludge Recirculation (DX2618) Digester Tank 16
71747 | 53353 | THR-DIG-SSH-5137A | Switch, Speed-High, Digester Gas Mixing, Tank 0100, Solids Treatment, Digester Tanks 1-6 | THR-DIG-MX-0100 | Switch,Speed-High | Switch |  | SSH | http://www.toronto.ca/TWONTO#speed_switch |  | Digester Gas Mixing, Digester Tank 0100
146609 | 39152 | WTR-PWT-MCC-0101 | Motor Control Center | WTR-PWT-BUS-0101 | Control Panel,MCC | Motor Control Center |  | MCC | http://www.toronto.ca/TWONTO#LV_electrical_panel |  | Switchgear, Power, Bus T1
107606 | 6435 | TAB-ACC-TE-1499A | Temperature Element, Supply Air Temperature | TAB-ACC-HTR-1499 | Sensor,Temperature | HVAC |  | TE | http://www.toronto.ca/TWONTO#temperature_sensor_element |  | Heater, Hot Water Reheat Coil
9142 | 82374 | COL-YKP-DA-213789 | Davit Mast - 213789 | COL-YKP-DA | Safety | Safety Equipment |  | DA | davit_base |  | Davit Arm Assembly
73304 | 50114 | THR-AI | Air, Instrument, Compressors | THR WORK AREA 3 |  | Air Instrument |  |  | http://www.toronto.ca/TWONTO#collection_of_assets
11245 | 34211 | COL-MTI-G-2301D | Sluice Gate, Simcoe Control Chamber No.2300D, MTI | COL-MTI-CH-2300D |  | Gate |  | G | http://www.toronto.ca/TWONTO#channel_gate
135663 | 87917 | THR-FT-LSH-4860 | Switch, Level-High, Sump, Gallery T-17E, Flood Monitoring System | THR-FT-P-4860 | Switch,Level-High-High | Switch |  | LSH | http://www.toronto.ca/TWONTO#level_switch |  | Pump, Centrifugal, Sump,Sump pit#30, SP RAS PS,
8399 | 23215 | COE-FL | Floor slab for HUSAR, DOS - CONSTRUCTION EAST | COE | [6 empty] | DOS - CONSTRUCTION EAST
121965 | 41903 | THC-AER-M-7170 | Motor, Blower, Aeration | THC-AER-BL-7100-I-IV | Motor,AC,Induction |  |  | M |  |  | Blower, Aeration System
43218 | 63841 | TAB-CW-SQ-0030 | Eye Wash station, Dewatering Basement West wall next to wash Room | TAB-DEW-SAFETY | PPE,Eyewash Station | Safety Equipment |  | SQ | http://www.toronto.ca/TWONTO#emergency_eyewash |  | Safety Equipment
90641 | 65621 | FHO-CCS-LSH-0001 | Switch, Level-High, Phosphoric Acid Spill Containment, S4, Corrosion Control Tank Room | FHO-CCS-T-0101 |  | Switch |  | LSH | http://www.toronto.ca/TWONTO#level_switch |  | Tank, Phosphoric Acid Storage Tank, S4,Corrossion Control Tank Room
127578 | 40715 | THC-PRM-LSHH-0177 | Switch, Level High High, Sump Pump Control, NW Plant | THC-PRM-P-0177 | Switch,Level | Switch |  | LSHH | http://www.toronto.ca/TWONTO#level_switch |  | Pump, Centrifugal Submersible, Drainage, NW Plant
60419 | 64825 | THC-DIS-OIT-1801 | Terminal, Operator Interface, Control Panel, Chlorination Bldg | THC-DIS-RPU-1801 | Control Panel,Operator | Communications Equipment |  | OIT | http://www.toronto.ca/TWONTO#operator_interface_terminal |  | Remote Processing Unit, Control Panel
145524 | 67561 | WTR-PMI-RPU-0002 | Control Panel, Process Control Unit, New Pump Room | WTR-PMI-ELS |  | Remote Processor Unit |  | RPU | http://www.toronto.ca/TWONTO#RPU_panel |  | Electrical System
77781 | 57540 | THR-PRM-T-0500 | Tank, Primary Clarification - Primary Tank - South | THR-THK-GRK1 | Tank | Tank |  | T | http://www.toronto.ca/TWONTO#clarifier |  | Thickening, Ground & Structural
119613 | 14632 | TAB-WA1-SQ-0002 | Rescue Tripad | TAB-WA1-SQ-0001 | Safety,Emergency Kit | Safety Equipment |  | SQ | http://www.toronto.ca/TWONTO#fall_arrest_Davit_arm |  | WA1 Fall Arrest System
48758 | 54670 | FCL-BW-LSL-0101 | Switch, Level, Low, Backwash Pump P-0101 Loss of Prime, High Lift Building, Pump Room | FCL-BW-P-0101 | Switch,Level-Low | Switch |  | LSL | http://www.toronto.ca/TWONTO#level_switch |  | Pump, Centrifugal, Water Back Wash,High Lift Bu
74878 | 99976 | THR-FT-LSL-4850 | Switch, Level-Low, Sump, SP RAS PS, Flood Monitoring System | THR-FT-P-4850 | Switch,Level-High-High | Switch |  | LSL | http://www.toronto.ca/TWONTO#level_switch |  | Pump, Centrifugal, Sump,Sump Pit No. 31,SP RAS PS
54544 | 37278 | TAB-STR-T-4004R | Tank , Reservoir Aux Oil, Blower 4004 | TAB-STR-BL-4004 | Tank,Reservoir | Tank |  | T | http://www.toronto.ca/TWONTO#chemical_storage_tank |  | Blower #4004
18405 | 56813 | FHA-SES-LD-0084 | 3 Step rolling ladder Blue in Hydro vault | FHA-SES-LD-1 | Safety | Safety Equipment |  | LD | http://www.toronto.ca/TWONTO#portable_ladder |  | Ladders
58497 | 85955 | THC-ACC-DM-0168 | VAV Box, Admin Building, Ground Floor, Vestibule 140 | THC-ACC-AHU-0061 |  | HVAC |  | DM | http://www.toronto.ca/TWONTO#air_damper |  | Air handling Unit, Ground Floor North Zone(Process Control), Admin Building Roof
178 | 79873 | {FIS-ELS-CBL} | Asset Group,ELS Lines,13.8 kV / 4.16 kV | FIS-ELS | [6 empty] | System, Electrical Distribution System
138756 | 77917 | THR-SES-SQ-21P | Portable, (Bottled) Eyewash Station, Returns Pumping Station Lab | THR-SQ-PEWS-WA4 | Safety,Eye wash | Safety Equipment |  | SQ | eye_wash_bottle |  | Portable, (Bottled) Eyewash Station, Work Area 4
76204 | 1758 | THR-MCS-LD-9848 | Chain Hoist, Manual, Work Area 2 | THR-LD-WA2 | Lifting Device,Hoist,Manual | Lifting Device |  | LD | http://www.toronto.ca/TWONTO#lifting_equipment_hoist |  | Lifting Devices, Chain Hoist, Come Along & Slings
18732 | 58113 | FHA-SES-SQ-1101 | FHA-SES-SQ-0101 - Davit arm Base North FP6660/00 davit base Ser 4975 | FHA-SES-SQ-6 |  | Safety Equipment |  | SQ | davit_base |  | Safety Fall Protection Equipment
96307 | 39337 | FIS-CLB-FSL-0002 | Switch, Flow, Low, Before SO2 Analysers AIT-0002A & B, Chemical Sampling Bldg, Upper Level, N Wall | FIS-CLB-AIT-0002B | Sensor,Level | Switch |  | FSL | http://www.toronto.ca/TWONTO#flow_switch |  | Analyzer, Chlorine, Standby Before SO2 Residual Chemical Sampling Building, Upper Level
18838 | 83162 | FHA-TRW-P-0100-KQ | Treated Water Pumping Unit #1 | FHA-TRW-TWP |  |  | 33323 | P |  |  | Treated Water Pumping
31877 | 79926 | COL-RBB-PIT-0001 | Transmitter, Pressure | COL-RBB | Transmitter |  |  | PIT |  |  | Western Beaches Tunnel (Battery Park)-Storm
61141 | 92958 | THC-ELS-SQ-1232258 | Electrical Safety gloves, High Voltage, Class 4, # 1232258 | THC-SES-SQ |  | Safety Equipment | 35710 | SQ | http://www.toronto.ca/TWONTO#rubber_insulating_gloves |  | Safety Equipment
18552 | 72425 | FHA-SES-SCBA-0017 | Cylinder for Air Pack Ser # OJ 371447 | FHA-SES-SCBA-CYLINDER | PPE,SCBA | Safety Equipment |  | SCBA | http://www.toronto.ca/TWONTO#compressed_gas_cylinder |  | Breathing Air Tanks (SCBA cylinders)
93819 | 72664 | WTR-PRH-CU-0002 | Air Cooled Condenser, Roof | WTR-PRH-ACC | H.V.A.C.,Air Conditioner | HVAC |  | CU | http://www.toronto.ca/TWONTO#AC_condenser_unit |  | Air Conditioning, Heating and Ventilation
94888 | 27285 | FHO-SES-SQ-7007 | Eyewash & Shower, Station # 7, Chemical Building, L1, South Chemical Machine Room Exit | FHO-SES-SQ-0004 | PPE,Eyewash Station | Safety Equipment |  | SQ | http://www.toronto.ca/TWONTO#emergency_eyewash_and_shower |  | First Aid
28036 | 40512 | FIS-AM-T-0201 | Tank, Ammonia Bulk Storage, Ammonia & Fluoride Building, Storage Room | FIS-AM | Tank,Reservoir | Tank |  | T | http://www.toronto.ca/TWONTO#chemical_storage_tank |  | Ammoniation
85975 | 25426 | WTR-PJS-FAK-0001 | First Aid Kit Station, john Street Pumping Station, Crew Room | WTR-CENTRAL-SES | Safety,First Aid Kit | Safety Equipment |  | FAK | http://www.toronto.ca/TWONTO#first_aid_station_equipment |  | Safety & Lifting Devices
117348 | 31407 | TAB-RSP-PSL-2208 | Switch, Pressure,Low, Seal Water to Raw Sewage Pump P-2208 | TAB-RSP-P-2208 | Switch,Pressure | Switch |  | PSL | http://www.toronto.ca/TWONTO#pressure_switch |  | Pump, Raw Sewage #8
101698 | 22987 | MAIN-320 | Main 320 | WTR-LWA | [6 empty] | Work Area 2 Central Mains and Chambers
25274 | 50633 | FHO-SPC-RPU-1725 | RPU, Filters F-0501 & 0601 PLC, Filter 1-8 Building, S2, Filter Pipe Gallery, East Wall | FHO-FLT | Controller,PLC | Remote Processor Unit |  | RPU | http://www.toronto.ca/TWONTO#RPU_panel |  | Filtration
79057 | 11677 | THR-SQ-LP-0017 | Life Preserver, Ring Type, Final Tank 20 | THR-SQ-LP-FT | Safety | Safety Equipment |  | LP | http://www.toronto.ca/TWONTO#life_ring |  | Life Preserver, Ring Type Floating Device, Final Tanks
34530 | 24770 | MAIN-196 | Main 196 | WTR-LWA | [6 empty] | Work Area 2 Central Mains and Chambers
21867 | 15602 | COL-PMY-JIT-0001 | Meter, Power Indicating Transmitter | COL-PMY | Meter |  |  | JIT |  |  | Maryport Sewage Pumping Station
125132 | 70957 | THC-ELS-PS-0001 | Primary Power Equipment | THC-GRK-ELS |  |  |  | PS |  |  | Electrical Services, Maintenance- virtual entity
33650 | 16942 | COL-YKP-DA-0025S | Davit Arm Assembly with CENTRE BASE-150861 | COL-W-OBSOLETE | Safety | Safety Equipment | 45988 | DA | http://www.toronto.ca/TWONTO#fall_arrest_Davit_arm |  | Col West Obsolete Entities
98849 | 34809 | IU2017A | Receiver, Air, Z- Bldg.Main Floor, # 1 HWB | TAB-AI-S-10 | Vessel,Pressure | Tank |  |  | http://www.toronto.ca/TWONTO#pressure_vessel |  | Z Building Air Equipment
106219 | 36210 | TAB-ACC-DM-6415 | Damper, Motorized, Exhaust Air, FN- 6413, Roof, Existing Grit Bldg. | TAB-ACC-FN-6413 | Damper/Louver | HVAC |  | DM | http://www.toronto.ca/TWONTO#air_damper |  | Fan, Centrifugal, Exhaust Air, Roof, Grit Bldg., P Bldg.
111114 | 34646 | TAB-DIG-STRC-T1-4 | Digester Tanks 1-4 - Drains, Electrical Service(110/220V), Lighting, Plumbing | TAB-DIG-T-01-04 | [6 empty] | Digester Tanks 1-4
131582 | 29691 | THR-CAP-12FS-07WP | Humber Treatment Plant, Capital Project, COGEN-12FS-07WP | THR-PIP-WA1 |  |  |  | CAP |  |  | Process Piping System, Work Area 1
12379 | 1054 | FCL-ELS-LP-001DA | Lighting Panel, 225A, 120/208V, 3PH, Dry Chemical Building MCC Room, N/W | FCL-ELS-TR-001DA |  |  |  | LP |  |  | Transformer, 1200A, Lighting, LP-001DA Feed, Dry Chemical Building Outside PAC Room West Entrance
68669 | 63474 | THR-ACC-TSH-0230 | Switch, Temperature, High, Discharge Air, Air Handling Unit MUA-556, North Grit South Fan Room | THR-ACC-FN-0230 | Switch,Temperature-High | Switch |  | TSH | http://www.toronto.ca/TWONTO#temperature_switch |  | Fan, Plenum, Supply, Existing Air Handling Unit MAU-556, North Grit Fan Room
106697 | 17611 | TAB-ACC-FSL-6305 | Switch, Flow Switch-Low, FN-6305, Roof, Dig 9-12 Control Building. | TAB-ACC-FN-6305 | Switch,Flow-Low | Switch |  | FSL | http://www.toronto.ca/TWONTO#flow_switch |  | Fan, Exhaust, Centrifugal, Explosion Proof, Gas Room Exhaust, Roof, Dig 9-12 Control Building.
21846 | 78271 | COL-PMY-FN-0001 | Fan, Low Volume Supply | COL-PMY-MISC | Fan |  |  | FN |  |  | Miscellaneous Equipment
11235 | 61236 | COL-MTI-G-1401C | Gate 1,Rosedale Valley Control Chamber No.14C, MTI | COL-MTI | Valve,Gate,Sluice,Act. | Gate |  | G | http://www.toronto.ca/TWONTO#channel_gate
130849 | 2040 | THR-ADM-ASH-4005S | Carbon Monoxide(CO) Detector (Electrical Shop- Admin Building) | THR-ELS-ADM | Fire Prevention,Heat Detector | Switch | 42096 | ASH | http://www.toronto.ca/TWONTO#flame_or_combustion_sensing_instrument |  | Electrical System, Administration Building
61961 | 60355 | THC-GRK-PLQ-0001 | Plumbing | THC-GRK-PRTY-0001 | Building Service,Domestic Plumbing | Plumbing |  | PLQ | plumbing |  | Grounds and Property - THC
88676 | 62482 | WTR-PWT-ZS-0003 | Position Switch, open/close | WTR-PWT-AUX | Switch,Position | Switch |  | ZS | http://www.toronto.ca/TWONTO#position_switch |  | Auxiliary Equipment (Building Facilities)
109392 | 93255 | TAB-DEW-DRV-0046 | Drive, VFD, Polymer Pump # 1 | TAB-DEW-P-3320 |  |  |  | DRV |  |  | Pump , Polymer Solution Feed #2
4217 | 96613 | COL-PEV-FEQ-0001S | Fire Prevention, Extinguisher | COL-W-OBSOLETE | Fire Prevention,Extinguisher |  | 42683 | FEQ |  |  | Col West Obsolete Entities
8755 | 84208 | COL-SKW-JIT-0001 | Meter, Power Indicating Transmitter | COL-SKW-MISC | Meter |  |  | JIT |  |  | Miscellaneous Equipment
115268 | 60203 | TAB-PLT-WSH-0541? | Switch,weight, High, Screen 0541 | TAB-SUSPENDED ENTITY | Switch,Weight-High | Switch | 35892 | WSH | http://www.toronto.ca/TWONTO#weight_switch |  | Suspended entities
82942 | 31444 | WTR-176-TSL-0009A | Switch, Temperature, Low, Chamber 176-09, New Toronto St & Kipling Avenue | CH 176 09 | Switch,Temperature-Low | Switch |  | TSL | http://www.toronto.ca/TWONTO#temperature_switch |  | Chamber
125861 | 50743 | THC-INC-BU-2031 | Burner, Hearth 1, Incinerator 2000 | THC-INC-FU-2000 | Burner | Burner |  | BU | http://www.toronto.ca/TWONTO#burner_component_of_asset |  | Furnace, Incinerator 2000
26312 | 21378 | FHO-GRK-DR-2084S | Door, (FD-S2-84), Fire Rated, Chemical Building, S2, Gaseous Storage East | FHO-GRK-FEQ-0001 | Fire Prevention,Door | Door |  | DR | http://www.toronto.ca/TWONTO#fire_rated_door
71754 | 6075 | THR-DIG-SSL-5107A | Switch, Speed-Low, Digester Gas Mixing, Tank 0100, Solids Treatment, Digester Tanks 1-6 | THR-DIG-MX-0100 | Switch,Speed-Low | Switch |  | SSL | http://www.toronto.ca/TWONTO#speed_switch |  | Digester Gas Mixing, Digester Tank 0100
53863 | 24829 | TAB-SLO-T-0201 | Storage Silo #1,Sludge Cake | TAB-SLO-SILO | Tank,Reservoir | Tank |  | T | http://www.toronto.ca/TWONTO#storage_tank |  | Sludge Transfer & Silos
24754 | 40398 | COL-PSB-LSLL-0101 | Switch, Level Low-Low | COL-PSB-MISC | Switch |  |  | LSLL |  |  | Miscellaneous Equipment
34168 | 36504 | COL-YKP-DA-1683828 | Davit Mast -1683828 | COL-YKP-DA-0001S | Safety | Safety Equipment |  | DA | davit_base |  | Davit Arm Assembly with Upper Arm-110677
68682 | 72426 | THR-ACC-TSL-3630 | Switch,Alarm,Temperature-Low, Supply Air,,AHU-3630,East Workshop | THR-ACC-AHU-3630 | Switch,Temperature-Low | Switch |  | TSL | http://www.toronto.ca/TWONTO#temperature_switch |  | Air Handling Unit,East Workshop
14789 | 69258 | FCL-SH-15 | Safety Harness Full Body | FCL-SES-FEQ-SUS | PPE | Safety Equipment |  | SH | http://www.toronto.ca/TWONTO#fall_arrest_harness |  | Portable Fire Extinguishers
93956 | 72336 | WTR-PRH-MCC-0101 | Motor Control Center, Incoming Line | WTR-PRH-BUS-0101 | Control Panel | Motor Control Center |  | MCC | http://www.toronto.ca/TWONTO#LV_electrical_panel |  | Switchgear, Power, Bus T1
118867 | 93215 | TAB-STR-SQ-9104 | First Aid Kit-Aeration East Control Room | TAB-STR-SQ | Safety,First Aid Kit | Safety Equipment |  | SQ | http://www.toronto.ca/TWONTO#first_aid_kit |  | WA2 Safety Equipment,lifting devices, ladders, Eye Wash station, First Aid Kits, Lock out stations
59045 | 90958 | THC-ACC-HTR-0289 | Heater, Perimeter. Admin Building | THC-ACC-BLDG K |  | HVAC |  | HTR | http://www.toronto.ca/TWONTO#heater |  | Administration Building, HVAC
43726 | 15120 | TAB-DEW-LSHH-8053A | Switch, Level High-High, 'Z' Bldg, Basment, West at Softeners | TAB-DEW-P-8053A |  | Switch |  | LSHH | http://www.toronto.ca/TWONTO#level_switch |  | Pump,Sump, Z Bldg
52946 | 72948 | TAB-PLT-G-4103 | Gate, Knife Gate, Pneumatic, Grit Outloading Conveyor 4100, Conveyor Area | TAB-PLT-CV-4100 | Valve,Knife Gate | Gate |  | G | http://www.toronto.ca/TWONTO#valve
62436 | 28613 | THC-ITS-PA-2716 | Speaker, Public Address System, Aeration Tanks A15 and A16 | THC-ITS-MDF-1000 | Network,Telecommunication | Communications Equipment |  | PA | http://www.toronto.ca/TWONTO#public_annoucement_speaker |  | Public Address System, Master Distribution , Control System, Admin Bldg,
132794 | 60826 | THR-DIG-PRS | Digester, Primary Return Sludge Line | THR-DIG | [6 empty] | Digester
120612 | 2523 | THC-ACC-FIT-6261 | Transmitter, Flow, Outlet, Supply Fan FN-6260, 2nd Floor Mech Room #2, Headworks | THC-ACC-AHU-6200 | Meter,Flow,Mass | HVAC |  | FIT | http://www.toronto.ca/TWONTO#flow_transmitter |  | Air Handling Unit, Blower Room, 2nd Floor Mech Room #2, Headworks
62572 | 20939 | FCL-FLT-FSL-0003A | Switch, Flow Low, Discharge, Filtered Water Sampling Pump 0004A, Sampling Pumps | FCL-FLT | Switch,Flow-Low | Switch |  | FSL | http://www.toronto.ca/TWONTO#flow_switch |  | Filtration
6828 | 88276 | COL-PQW-TS-0001 | Switch, Transfer | COL-PQW-MISC | Switch | Switch |  | TS | http://www.toronto.ca/TWONTO#transfer_switch |  | Miscellaneous Equipment
53601 | 47814 | FCL-RW-RPU-0001 | RPU Panel, Low Lift Bldg Pumping Station | FCL_ELS_MISCELLANEOUS | Control Panel | Remote Processor Unit |  | RPU | http://www.toronto.ca/TWONTO#RPU_panel |  | FCL_ELS_MISCELLANEOUS
147603 | 68575 | YTF SPC | Process Control Systems - Services Area | YTF-ITM | [6 empty] | Integrated Technology Management
77784 | 58236 | THR-DIS-RPU-0002 | Remote Processor Unit, Disinfection Chlorination, Palace Pier (172.22.37.247) | THR-DIS-T-PP | RPU | Remote Processor Unit |  | RPU | http://www.toronto.ca/TWONTO#RPU_panel |  | Disinfection, Tank, Palace Pier
54472 | 86795 | TAB-STR-PA-AG | Paging/Intercom System, Aeration Gallery | TAB-STR-STRC-AG |  | Communications Equipment |  |  | http://www.toronto.ca/TWONTO#public_annoucement_speaker |  | Aeration Gallery - Safety, Drains, Plumbing & PA System
132946 | 93639 | THR-DIG-SSL-5113A | Switch, Speed-Low, Digester Gas Mixing, Tank 0100, Solids Treatment, Digester Tanks 1-6 | THR-DIG-MX-0100 | Switch,Speed-Low | Switch |  | SSL | http://www.toronto.ca/TWONTO#speed_switch |  | Digester Gas Mixing, Digester Tank 0100
98852 | 75169 | IH2008A | Door,Overhead, Incineration | TAB-MCS-DR | Door,Overhead | Door |  |  | http://www.toronto.ca/TWONTO#roll_up_door
109079 | 31622 | TAB-CW-FSH-0010S | Switch,Flow, High,Eye Wash Station- No.401 Blower Bldg South east wall next to Stores | TAB-CW-SQ-0010S | Switch,Flow-High | Safety Equipment | 46695 | FSH | http://www.toronto.ca/TWONTO#flow_switch |  | Eye Wash Station- No.401 Blower Bldg South east wall next to Stores
135676 | 66116 | THR-FT-LSHH-5699 | High High Level Switch, Pump 5699, Final Tank | THR-FT-P-5699S | Switch,Level-High-High | Switch |  | LSHH | http://www.toronto.ca/TWONTO#level_switch |  | Pump, Sump, RAS Pump Station, RAS Building (Basement), Plant Services, Flood Monitoring System
110814 | 55624 | TAB-DIG-LSL-4130 | Switch,Level,Low,Lube Oil, G.Compr. C4130 | TAB-DIG-C-4130 | Switch,Level | Switch |  | LSL | http://www.toronto.ca/TWONTO#level_switch |  | Compressor # 1, Gas (DX2601)
40811 | 92370 | TAB-ACC-TE-1448B | Temperature Element, Space Temperature | TAB-ACC-HTR-1448 | Sensor,Temperature | HVAC |  | TE | http://www.toronto.ca/TWONTO#temperature_sensor_element |  | Heater, Hot Water Reheat Coil
44730 | 72729 | TAB-DEWATER BLDG | Building Location | TAB-SPC2 | [6 empty] | Process Control Systems - Equipment
120516 | 84541 | THC-ACC-DM-5941 | Damper,Motorized,Exhaust Fan FN-5940,Disinfection Bldg,Tank Storage Room,East Wall | THC-ACC-FN-5940 |  | HVAC |  | DM | http://www.toronto.ca/TWONTO#air_damper |  | Fan,Centrifugal,Exhaust,Disinfection Bldg,Tank Storage Room,East Wall
25903 | 64780 | COL-PSP-LSHH-0001 | Switch, Level High-High | COL-PSP | Switch,Level |  |  | LSHH |  |  | Southport Sewage Pumping Station
80352 | 14325 | FHA-SED-ZSH-0501 | Switch, Limit, Access Hatch Zone 5 | FHA-SED |  | Security System |  | ZSH | http://www.toronto.ca/TWONTO#position_switch |  | Sedimentation
4547 | 26588 | COL-PLB-TIC-0100 | Thermostat | COL-PLB-AHU-0100 | Switch | HVAC |  | TIC | http://www.toronto.ca/TWONTO#thermostat_or_zone_controller_unit |  | Air Handling Unit
30470 | 59247 | FIS-SES-LDR-1401 | Ladder, 4' Aluminum, Meternig & Sampling Building | FIS-SES | Safety | Tool |  | LDR | http://www.toronto.ca/TWONTO#ladder |  | Safety, Instrumentation & Environmental Services
96298 | 5271 | FIS-CLB-CHL-0101 | Chlorinator, Post Chlorination Train 1, Gaseous Chemical Building, Machine Room | FIS-CLB | Chemical Feeder,Gas | Chemical Feeder |  | CHL | http://www.toronto.ca/TWONTO#chlorinator_system |  | Post-Chlorination
87692 | 20169 | WTR-PRH-T-1101 | Tank, Domestic Water | WTR-PRH-AUX | Tank | Tank |  | T | http://www.toronto.ca/TWONTO#tanked_hot_water_heater |  | Auxiliary Equipment (Building Facilities)
122798 | 80024 | THC-DEW-RPU-2205 | Remote Processing Unit,Dewatering,Cake Pump-6710 RPU,Ground Floor,Biosolids Building West (TEMP) | THC-DEW-P-6710 | Control Panel,Instrumentation | Remote Processor Unit |  | RPU | http://www.toronto.ca/TWONTO#RPU_panel |  | Pump,Dewatered Biosolids, Schwing type,Solid Treatment
74515 | 37299 | THR-FT-FSL-2722 | Switch, Flow-Low, Pump 2722, Seal Water, RAS Pumping - North | THR-FT-P-2722 | Switch,Pressure-Low | Switch |  | FSL | http://www.toronto.ca/TWONTO#flow_switch |  | Pump, Centrifugal, Secondary Treatment,Tunnel 23 North, RAS Pumping - North
76078 | 29963 | THR-MCS-LD-0456 | Chain Hoist, (VGD) Manual 1/4 T, 5Ft, Work Area 3 | THR-LD-WA3 | Lifting Device,Hoist,Manual | Lifting Device |  | LD | http://www.toronto.ca/TWONTO#lifting_equipment_hoist |  | Lifting Devices, Chain Hoist, Come Along & Slings
39975 | 99835 | TAB-ACC-HTR-6461 | Heater, Electric, AHU-6460, Primary Tank Operating Gallery, Ground, West Side | TAB-ACC-AHU-6460 | H.V.A.C.,Heater | HVAC |  | HTR | http://www.toronto.ca/TWONTO#heater |  | Air Handling Unit, Existing Primary Tank Operating Gallery, Ground, West Side
127694 | 46565 | THC-PRM-RPU | Primary Clarification RPUs | THC-PRM | [6 empty] | Primary Treatment
69538 | 41487 | FFIS-ELS-LTG EMERG-SUS | Emergency Lights | FIS-SES |  |  | 46887 |  |  |  | Safety, Instrumentation & Environmental Services
10295 | 87350 | FCL-ACC-HTR-0018 | Heater, Unit, Electric, 3kW, Gaseous Chemical Building, Cl2&SO2 Storage Room S/W | FCL-ACC-CL |  |  |  | HTR |  |  | Gaseous Chemical Building HVAC Equipment
112701 | 51104 | TAB-EL1-MCC-6542 | Motor Control Centre, Z Bldg | TAB-ELS-WA6 | Control Panel,MCC | Motor Control Centre |  | MCC | http://www.toronto.ca/TWONTO#LV_electrical_panel |  | Panel Boards, MCC, WA6
78856 | 57548 | THR-SES-SQ-13P | Portable, (Bottled) Eyewash Station, Grit Bldg., North Boiler N Wall | THR-SQ-PEWS-WA2 | Safety,Eye wash | Safety Equipment |  | SQ | eye_wash_bottle |  | Portable, (Bottled) Eye Wash Station, Work Area 2
79762 | 71555 | THR-WA1-LD-0014 | Sling, Wire Rope, Work Area 1 ( WIRE ROPE SLING SIZE; 3/8" X 2') | THR-LD-WIRE-WA1 | Lifting Device,Sling | Lifting Device |  | LD | wire-rope_sling |  | Slings, Wire Rope, Work Area 1
47385 | 17549 | FCL-ACC-TT-0317 | Transmitter, Temperature, Admin Building, First Floor, PCS Lab Room 119 | FCL-ACC-ADMIN |  |  |  | TT |  |  | Administration Building HVAC Equipment
105696 | 26014 | SWM-PWD-RPU-0001 | Remote process unit | SWM-PWD-MISC |  | Remote Processor Unit |  | RPU | http://www.toronto.ca/TWONTO#RPU_panel |  | Miscellaneous Equipment
78924 | 78003 | THR-SES-SQ-8437 | Lanyard for Harness, PPE Wei Peng | THR-SES-FAS | Safety | Safety Equipment |  | SQ | lifeline |  | Fall Arrest Sytem (Harness and Lanyard), Safety Equipment
105902 | 75767 | TAB-ACC-AHU-1408 | Air Handling Unit, Air Supply to Boiler Room, Z Bldg | TAB-ACC-AHU | H.V.A.C. | HVAC | 38012 | AHU | http://www.toronto.ca/TWONTO#air_handler_unit |  | Air Handling Unit & Supply Fan
127090 | 83929 | THC-PLT-FSL-0455 | Switch, Flow, Low, Spray Water, Perforate Screen SC-0450, Screen Room, Raw Sewage Screening | THC-PLT-SC-0450 | Switch,Flow-Low | Switch |  | FSL | http://www.toronto.ca/TWONTO#flow_switch |  | Screen, Perforated Plate, Screen Room, Raw Sewage Screening
109081 | 1745 | TAB-CW-FSH-0026 | Emerg. Eyewash and Shower Stations, Ferric Gallery-Sodium Hypo Tanks Room South Side | TAB-STR-SQ | Switch,Flow-High | Safety Equipment |  | FSH | http://www.toronto.ca/TWONTO#emergency_eyewash_and_shower |  | WA2 Safety Equipment,lifting devices, ladders, Eye Wash station, First Aid Kits, Lock out stations
109123 | 13489 | TAB-CW-SQ-0079 | Eye Wash Station,D Bldg old Screening Room, mazzanine loading Bay next to Glycol Station East wall | TAB-PLT-SQ-D | PPE,Eyewash Station | Safety Equipment |  | SQ | http://www.toronto.ca/TWONTO#emergency_eyewash |  | D Building - Safety Equipment, Atmosphere monitors
61703 | 53969 | THC-FT-PSH-1296 | Switch,Pressure-High,Outlet,Scum Transfer Pump 1290,Secondary,Phase I | THC-FT-P-1290SUSPENDED | Switch,Pressure-High | Switch |  | PSH | http://www.toronto.ca/TWONTO#pressure_switch |  | Pump, for Scum Pit Tank 1280, for final tank 1200, Secondary Clarifier
40020 | 38450 | DIS-EUS | Production & End User Support | DIS-ITM | [6 empty] | Integrated Technology Management
42965 | 98091 | TAB-CAP-PRJ-0008 | Electrical Equipment Assesment- Capital project | TAB-STR-STRC |  |  |  | PRJ |  |  | Blower Bldg Services - Drains, Electrical Service(110/220V), Lighting, Plumbing
89579 | 75998 | WTR-RRV-LSH-0201 | Switch, Level-High, Tank 0200 | WTR-RRV-T-0200 | Switch,Level-High | Switch |  | LSH | http://www.toronto.ca/TWONTO#level_switch |  | Tank, Reservoir, (North West Basin)
145507 | 23479 | WTR-PMI-TS-0001 | Automatic Transfer Switch, Water Transmission | WTR-PMI-MCC-0101 | Switch | Switch |  | TS | http://www.toronto.ca/TWONTO#transfer_switch |  | Control Panel, MCC, Line 1,.
86174 | 3387 | WTR-PJS-LSHH-0102 | Switch,Level-High-High, John Street Surge Tank 1 | WTR-PJS-T-0102 | Switch,Level-High-High | Switch |  | LSHH | http://www.toronto.ca/TWONTO#level_switch |  | Tank, (Surge), John St #1
119985 | 49116 | TAB-WA4-SQ-C3E9 | Lanyard 4' - Remigio Abanador | TAB-WA4-SQ-0010 | PPE,Lanyard | Safety Equipment |  |  | lifeline |  | WA4 Fall arrest systems
29962 | 49294 | FIS-RW-FSL-0005-SUS | Switch, Flow-Low, Chlorine, Intake Valve Chamber Upper Level, Sampling Pumps Intake | FIS-SUSPENDED | Switch,Flow-Low | Switch | 38339 | FSL | http://www.toronto.ca/TWONTO#flow_switch |  | Obsolete Entities/Processes
137890 | 1217 | THR-PRM-T-1100 | Tank, Primary Clarification - Primary Tank - North | THR-PRM-NORTH | Tank | Tank |  | T | http://www.toronto.ca/TWONTO#clarifier |  | Primary Treatment, North Primary
128179 | 54404 | THC-PWA-PDSH-0301 | Switch, Differential Pressure, High, Local Indicator, Strainer STR-0300, S.E. Pumping Station | THC-PWA-STR-0300 |  | Switch |  | PDSH | http://www.toronto.ca/TWONTO#pressure_switch |  | Strainer,Automatic,Plant Effluent Water,South Effluent Pump Station,Intermediate Level
11807 | 69786 | FCL-DCL-PSL-0301 | Switch, Pressure-Low, Supply Header 3, Sulpher Dioxide System | FCL-DCL | Switch,Pressure-Low | Switch |  | PSL | http://www.toronto.ca/TWONTO#pressure_switch |  | Sulphur Dioxide System
83270 | 73620 | THR-PRM-RPU-0011 | RPU, Primary Treatment, South Tanks (172.22.37.124) | THR-ELS-GRIT | RPU | Remote Processor Unit |  | RPU | http://www.toronto.ca/TWONTO#RPU_panel |  | Electrical System, Grit Bldg., North Prelimanry and Primary Station
64422 | 78573 | THC-PRM-LSLL-0905 | Switch, Float, Level-Low Low, Oil Tank 0910 | THC-PRM-T-0910 |  | Switch |  | LSLL | http://www.toronto.ca/TWONTO#level_switch |  | Oil Tank, Hydraulic Power System for Sludge Bottom Scraper Mechanism, Primary Clarifier 0900, SW Plant
105486 | 49649 | SW | Solid Waste | B | [6 empty] | Cluster B
74663 | 16008 | THR-BG-F-0402 | Condensate Separator, Fuel Gas, Compressor Building, Gas Compressor (And Dryer) | THR-BG-C-0401 | Filter | Filter |  | F | http://www.toronto.ca/TWONTO#replaceable_oil_or_fuel_filter |  | Compressor, Screw, Fuel Gas, Compressor Building, Gas Compressor (And Dryer) Tag-THR-BG-C-0401-Susp
135859 | 87402 | THR-FT-PSH-4407 | Switch, Pressure-High, Pump P-4404 Discharge, RAS Pumping - South | THR-FT-P-4404 | Switch,Pressure-High | Switch |  | PSH | http://www.toronto.ca/TWONTO#pressure_switch |  | Pump, Centrifugal, RAS, RAS Pumping Station - South
71891 | 173 | THR-DIG-TSL-7752B | Switch, Temperature Low, Burner BU-7750 Condensate Drain Heat Tracing, WGB Bldg Roof | THR-DIG-BU-7750 | Switch,Temperature-Low | Switch |  | TSL | http://www.toronto.ca/TWONTO#temperature_switch |  | Waste Gas Burner, Burner 7750, WGB Bldg Roof
44089 | 4516 | TAB-DEW-TSH-0821A | Switch, Temperature, High, Lub Oil Return from Bearing back drive end | TAB-DEW-CF-0821 | Switch,Temperature | Switch |  | TSH | http://www.toronto.ca/TWONTO#temperature_switch |  | Centrifuge # 8
82833 | 10114 | FHA-SES-SQ-0012 | High Voltage Electrical Safety Equipment -Gloves, FHA | FHA-SES | PPE,Insulated Glove | Safety Equipment |  | SQ | http://www.toronto.ca/TWONTO#rubber_insulating_gloves |  | Safety & Environmental Services
45431 | 86721 | TAB-DIG-PSL-4145A | Switch,Pressure,Low,, Oil supply to G.Compr. C4145 | TAB-DIG-C-4145 | Switch,Pressure | Switch |  | PSL | http://www.toronto.ca/TWONTO#pressure_switch |  | Compressor # 5, Gas(DX2605)
34589 | 48957 | MAIN-251 | Main 251 | WTR-MT3 | [6 empty] | Work Area 3 WEST Mains and Chambers
76302 | 16931 | FHO-ELS-DP-0722 | Distribution Panel, 600V, Panel Board, MCC-0720, Admin Building, S4, Main Electrical Room | FHO-ELS-MCC-0720 |  | Power Distribution Panel |  | DP | http://www.toronto.ca/TWONTO#LV_electrical_panel |  | Motor Control Centre, Admin Building, S4, Main Electrical Room
115422 | 53707 | TAB-PRM-FSL-2501? | Switch ,Flow, Low,Seal water to Scum Pump p-2501 | TAB-SUSPENDED ENTITY | Switch,Flow | Switch | 34240 | FSL | http://www.toronto.ca/TWONTO#flow_switch |  | Suspended entities
14231 | 36059 | COL-PHB-AIT-0001 | Transmitter, Gas | COL-PHB-MISC | Transmitter |  |  | AIT |  |  | Miscellaneous Equipment
62631 | 5272 | THC-MCS-LD-U | Lifting Devices & Elevators,Building U | THC-MCS-LD | Lifting Device | [5 empty] | Mechanical Services, Lifting Device
47361 | 25105 | TAB-EL1-MCC-6351 | Motor Control Centre 600V - Blower Bldg | TAB-STR-ELQ | Switchgear,Indoor | Motor Control Centre |  | MCC | http://www.toronto.ca/TWONTO#LV_electrical_panel |  | Blower Building - Power Distribution & Electrical Equipment
54918 | 41123 | TAB-STRC-53221 | TAB Walls,Ceilings,Roofs, Floors and Doors (CMS Work Orders) | TAB-CMS |  | Grounds |  | STRC | activity |  | CMS Work Orders
108830 | 85656 | TAB-AUX-LSHH-5002 | Switch, Level-High-High, Sanitary, Sump, Auxiliary Systems Building, Sub-Basement | TAB-AUX-P-5113 | Switch,Level-High-High | Switch |  | LSHH | http://www.toronto.ca/TWONTO#level_switch |  | Pump, Submersible, Sanitary, Auxiliary Systems Building, Sub-Basement
10038 | 29463 | FCL-ACC-AT-0404 | Analyzer, Humidity, High Lift Electrical Equipment Room | FCL-ACC-FN-0408 |  |  |  | AT |  |  | Fan, Propeller, Exhaust, High Lift Switchgear Room North/West
147593 | 85043 | YTF | Tiffield Data Center | BUS | [6 empty] | Business Unit Support
147340 | 14866 | WTR-RST-LSH-0201S | Switch, Level-High, Tank 0200 | WTR-RST-T-0200 | Switch,Level-High | Switch | 38669 | LSH | http://www.toronto.ca/TWONTO#level_switch |  | Tank, Reservoir, (West Basin)
24657 | 92639 | COL-PRX-CP-0001 | Control Panel, Operator | COL-PRX | Control Panel |  |  | CP |  |  | Roxborough Sewage Pumping Station
59000 | 85702 | THC-ACC-HTR-0120 | Duct Heater,Pressurization System,Electrical Room,Phase 4, bldg.O | THC-ACC-BLDG O | Air Handling Unit | HVAC |  | HTR | http://www.toronto.ca/TWONTO#heater |  | Phase IV , Building O HVAC
45161 | 98026 | TAB-DIG-LSHH-0424 | Switch,Level -High-High,Digester Tank T-0400 | TAB-DIG-T-0400 | Switch,Level-High-High | Switch |  | LSHH | http://www.toronto.ca/TWONTO#level_switch |  | Digestion Tank 04
95244 | 84386 | WTR-REG-RPU-0001 | Remote Processing Unit | WTR-REG-ELS | RPU | Remote Processor Unit |  | RPU | http://www.toronto.ca/TWONTO#RPU_panel |  | Electrical System
124757 | 23927 | THC-ELS-LP-1304 | Panel,Lighting,Basement,Thickening Building | THC-ELS-MCC-1304 | Control Panel,Lighting | Power Distribution Panel |  | LP | http://www.toronto.ca/TWONTO#LV_electrical_panel |  | Motor Control Centre,Thickening Building
45425 | 6200 | TAB-DIG-PSH-9301S | Switch,Pressure,High, PSH300, Digester Gas Train, Boiler #3, Z Building | TAB-SUSPENDED ENTITY | Switch,Pressure | Switch | 47595 | PSH | http://www.toronto.ca/TWONTO#pressure_switch |  | Suspended entities
127037 | 12506 | THC-PLT-G-0971 | Gate, Isolation, Motorized, Vortex CYC-0970 Influent Channel, Grit Removal | THC-PLT-CYC-0970 | Gate,Sluice | Gate |  | G | http://www.toronto.ca/TWONTO#channel_gate
146818 | 86559 | WTR-RDF-ZS-0401 | Switch, Position,Door Security | WTR-RDF-AUX | Switch,Position | Switch |  | ZS | http://www.toronto.ca/TWONTO#position_switch |  | Auxiliary Equipment (Building Facilities)
5932 | 51156 | COL-PLV-CP-0002 | Control Panel | COL-PLV-MISC | Control Panel |  |  | CP |  |  | Miscellaneous Equipment
2662 | 83628 | COL-120-T-0701 | Tank, Nitrogen-Charged Piston Accumulator, Pressurized Hydraulic Fluid Storage, Coxwell CH-0700 | COL-120-CH-0700 | Tank | Tank |  | T | http://www.toronto.ca/TWONTO#chemical_storage_tank |  | Coxwell Control Chamber #7
38765 | 38172 | SWM-PET-LP-0001 | Control Panel, Lighting | SWM-PET-MISC | Control Panel |  |  | LP |  |  | Miscellaneous Equipment
105868 | 94730 | TAB-ACC-AC-3600 | CONDITIONER, AIR, BASEMENT ADMIN BUILDING | TAB-ADM-STRC | H.V.A.C.,Air Conditioner | HVAC |  | AC | http://www.toronto.ca/TWONTO#air_condition |  | Old Admin Building - General
120079 | 77862 | TAB-WA6-SQ-7829 | Type1 | TAB-WA6-SQ | PPE | Safety Equipment |  | SQ | self_retracting_line |  | WA6 Safety Equipment
63677 | 76011 | THC-PLT-LSHH-1600 | Level Switch, High High Level, Sump, Vortex Common Effluent Channel | THC-PLT-P-1610 | Switch,Level-High-High | Switch |  | LSHH | http://www.toronto.ca/TWONTO#level_switch |  | Pump, Sump, Vortex Common Effluent Channel
115490 | 61601 | TAB-PRM-LSHH-0511 | Switch, Level High High, Coagulant Tank Storage Containment Area No.1 Sump, Grit Bldg., P Bldg. | TAB-PRM-P-0510 | Switch,Level-High-High | Switch |  | LSHH | http://www.toronto.ca/TWONTO#level_switch |  | Pump, Submersible, Portable, Sump, Coagulant Tank Containment Area No. 1, Grit Bldg., P Bldg.
68328 | 2943 | FCL-TRW-V-0139 | Valve, Ball, Isolation, Service Water to Lab Area | FCL-TRW |  |  |  | V |  |  | Treated Water
58496 | 25107 | THC-ACC-DM-0167 | VAV Box, Admin Building, Ground Floor, Lunch/Meeting Room 141 | THC-ACC-AHU-0061 |  | HVAC |  | DM | http://www.toronto.ca/TWONTO#air_damper |  | Air handling Unit, Ground Floor North Zone(Process Control), Admin Building Roof
62524 | 5924 | THC-MCS-LD-0000000008 | DIE CART/PUMP CART (insp Liftsafe) | THC-MCS-LD | Lifting Device | Lifting Device |  | LD | lift_truck |  | Mechanical Services, Lifting Device
19244 | 14559 | FHA-WWW-P-2301-KQ | Centrifuge Feed Pump 3 | FHA-SUSPENDED |  |  | 33381 | P |  |  | Suspended Obsolete entity for storage purpose
72522 | 33594 | THR-ACC-CU-0130 | Condensing Unit, Electrical Room, Headhouse | THR-ACC-AC-0130 |  | HVAC |  | CU | http://www.toronto.ca/TWONTO#AC_condenser_unit |  | Air Conditioner, Electrical Room, Headhouse
83984 | 76477 | TNT-CSO-G-0301 | Gate, Sluice, Actuated | TNT-CSO-T-0600 | Gate,Sluice | Gate |  | G | http://www.toronto.ca/TWONTO#channel_gate
2755 | 90135 | COL-CED-LIT-1001 | Transmitter, Level | COL-CED-MISC | Transmitter,Level |  |  | LIT |  |  | Miscellaneous Equipment
27534 | 84697 | FIS SCADA SERVERS | FIS SCADA Servers | FIS-SPC1 | [6 empty] | Process Control Systems - Administrative
45399 | 85370 | TAB-DIG-PSH-0434 | Switch,Pressure, High | TAB-DIG-P-0434 | Switch,Pressure-High | Switch |  | PSH | http://www.toronto.ca/TWONTO#pressure_switch |  | Pump, Sludge Recirculation #4
112661 | 82287 | TAB-EL1-MCC-6013 | Motor Control Centre 600V - M Bldg | TAB-ELS-M BLDG | Control Panel,MCC | Motor Control Centre |  | MCC | http://www.toronto.ca/TWONTO#LV_electrical_panel |  | M Building Indoor Substation
112790 | 45315 | TAB-EL1-PDP-6145E | Panel,Power Distribution 600V,PRS Bldg | TAB-EL1-MCC-6125E | Switchgear,Indoor | Power Distribution Panel |  | PDP | http://www.toronto.ca/TWONTO#LV_electrical_panel |  | Motor Control Centre, 600V Emergency feed
121204 | 33670 | THC-ACC-T-0110AK | Tank,Hot Water,Storage Tank,Admin Building | THC-SUSPENDED | Tank | Tank | 32319 | T | http://www.toronto.ca/TWONTO#tanked_hot_water_heater |  | Suspended entity
12857 | 8086 | FCL-ELS-V-0102 | Valve, Ball, Discharge, Pump ELS-P-0100, Emergency Power Generator Monitoring | FCL-ELS-P-0100 |  |  |  | V |  |  | Pump, Gear, Fuel Oil Transfer Pump, Low Lift Building, Screen Room
48202 | 33418 | TAB-ELS-SQ-5023 | Cross Arm Strap(Jeff) | TAB-ELS-SQ-FALL ARST | PPE,Harness | Safety Equipment |  | SQ | lifeline |  | Fall Arrest -Safety Harness & Lanyard
47439 | 65082 | TAB-EL1-MCC-6633 | Motor Control Centre, 600V - Grit 7-12 | TAB-PLT-ELQ-P | Control Panel,MCC | Motor Control Centre |  | MCC | http://www.toronto.ca/TWONTO#LV_electrical_panel |  | P Building - Electrical Equipment
79596 | 64313 | FHA-SED-T-0201 | Tank, Underground Settling and Flocculation Basin #2 | FHA-SED | Tank,Non-Pressurized | Tank |  | T | http://www.toronto.ca/TWONTO#flocculation_tank |  | Sedimentation
58055 | 87699 | THC-ACC-AC-0906 | Air Conditioning Unit,MCC Room,2nd Floor,Solids Treatment,Biosolids Building East | THC-ACC-BLDG M |  | HVAC |  | AC | http://www.toronto.ca/TWONTO#air_condition |  | Incineration Building, HVAC
62664 | 15028 | THC-MCS-SM-0130 | Machine Tool,Lathe, Building A | THC-MCS-MEQ | Machine Tool,Milling Machine | Tool |  | SM | http://www.toronto.ca/TWONTO#lathe |  | Machine Shop and Equipment
132995 | 40272 | THR-DIG-T-5880 | Tank, Reservoir, Auxiliary Oil, Gas Compressor 5880, Digester Mixing System | THR-DIG-C-5840 | Tank,Reservoir | Tank |  | T | http://www.toronto.ca/TWONTO#chemical_storage_tank |  | Compressor, Gas, Mixing System, Digester Tank#10
101660 | 36727 | MAIN-272 | Main 272 | WTR-MT3 | [6 empty] | Work Area 3 WEST Mains and Chambers
85841 | 16271 | WTR-PHL-ZS-0007 | Switch, Position,Door Security | WTR-PHL-AUX | Switch,Position | Switch |  | ZS | http://www.toronto.ca/TWONTO#position_switch |  | Auxiliary Equipment (Building Facilities)
53780 | 75288 | TAB-SLO-LSH-0303 | Switch,level,High | TAB-SLO-T-0303 | Switch,Level | Switch |  | LSH | http://www.toronto.ca/TWONTO#level_switch |  | Hopper #3, HBS-305
11855 | 70408 | FCL-ELS-MCC-0901A-SUS | Control Panel, MCC, Dry Chemical Building, Electrical Switchgear Room | FCL-SUSPENDED | Control Panel,MCC | Motor Control Center | 36547 | MCC | http://www.toronto.ca/TWONTO#LV_electrical_panel |  | Suspended entity
50685 | 56207 | TAB-PRM | Primary Treatment | TAB-WORK-AREA-LIQ | [6 empty] | TAB Work Area Liq
130976 | 60706 | THR-AER-LSHH-3618 | Switch, Level-High-High, Pump3618,Sump,T14 | THR-FT-P-3618 | Switch,Level-High-High | Switch |  | LSHH | http://www.toronto.ca/TWONTO#level_switch |  | Pump, Sump, Aeration Gallery, Tunnel 14, North
135864 | 48539 | THR-FT-PSL-2171 | Switch, Pressure-Low, Pump 2171, Secondary Treatment, RAS Pumping - South | THR-FT-P-2171S | Switch,Pressure-Low | Switch |  | PSL | http://www.toronto.ca/TWONTO#pressure_switch |  | Pump, Centrifugal, Secondary Treatment, RAS Pumping,Tunnel 20, - South
55048 | 82564 | TAB-THK-PSH-4132 | Switch,Pressure,High,Pump 4132 | TAB-THK-P-4132 | Switch,Pressure | Switch |  | PSH | http://www.toronto.ca/TWONTO#pressure_switch |  | Pump, Polymer Solution Transfer SX2034
51901 | 16006 | FCL-FLT-SW-1101 | Sweeps, Surface Wash, Filter #11 | FCL-FLT-F-1101 | Filter | Filter |  | SW | filter_sweeping_arm |  | Filter, Carbon Activated, Filter Building, Filter Gallery West
138796 | 69873 | THR-SES-SQ-8437 | Lanyard for Harness, PPE Wei Peng | THR-SES-SQ | Safety | Safety Equipment |  | SQ | lifeline |  | Safety Equipment
18426 | 34132 | FHA-SES-LDR-0101 | FHA-SES-LD-0027 - 8' Ladder Aluminium ( TRW Basement ) | FHA-SES-LD-1 | Safety | Safety Equipment |  | LDR | http://www.toronto.ca/TWONTO#ladder |  | Ladders
86713 | 93023 | WTR-PKN-VSH-0203 | Switch, Vibration-High, Motor 0200 Outer | WTR-PKN-P-0200 | Switch | Switch |  | VSH | http://www.toronto.ca/TWONTO#vibration_sensor_element |  | Pump, Centrifugal
139404 | 22716 | THR-WA1-LD-457-1 | Sling, Nylon, Work Area 1 (NYLON BELT SLING SIZE; 2" X 12`, CAPACITY 6400 LBS, SN 1553457-1) A | THR-LD-NYLN-WA1 | Lifting Device,Sling | Lifting Device |  | LD | synthetic_web_sling |  | Slings, Nylon, Work Area 1
53835 | 51820 | TAB-SLO-PSL-250 | Switch, Pressure,Low, Air | TAB-SLO-T-0221 | Switch,Pressure | Switch |  | PSL | http://www.toronto.ca/TWONTO#pressure_switch |  | Receiver, Air Tank, Silo Bldg, 2nd Floor
119904 | 16338 | TAB-WA3-TRG-0001 | WA3 Staff Training | TAB-WORK-AREA-SOL |  |  |  | TRG |  |  | TAB Work Area Sol
51702 | 44243 | TAB-PRS-T-2180 | Tank, Chemical Storage, West Chemical Storage Tanks | TAB-PRS-T-FECL2 | Tank | Tank |  | T | http://www.toronto.ca/TWONTO#chemical_storage_tank |  | Ferrous Chloride Tanks & Valves
106696 | 48489 | TAB-ACC-HC-6451 | Heating Coil, AHU-6450, Primary Tank Operating Gallery, Ground, East Side | TAB-ACC-AHU-6450 | H.V.A.C.,Heater | HVAC |  | HC | heating_coil |  | Air Handling Unit, Primary Tank Operating Gallery, Ground, East Side
121713 | 21584 | THC-ACC-V-6005 | Valve, Motorized, Heating Glycol Supply/Return By-pass, Lower Level 2 Blower Room, Headworks | THC-ACC-HE-6001 | Valve,Ball | HVAC |  | V | http://www.toronto.ca/TWONTO#valve |  | Heat Exchanger, Heating Glycol System, Lower Level 2 Blower Room, Headworks
118386 | 96827 | TAB-STR | TAB-STR | TAB-WORK-AREA-LIQ | [6 empty] | TAB Work Area Liq
147710 | 19099 | YTF-CW-F-7101 | Filter, YTF-CW-HU-7101, City Water | YTF-CW | Filter | Filter |  | F | media_based_filter |  | City Water
77653 | 64743 | THR-PRM-HSE-N | Flushing Hoses North Primary | THR-PRM-T |  | Tank |  |  | hose_segment |  | Primary Sedimentation Tanks
48642 | 21562 | TAB-MCS-CRN-T BLDG | Cranes - T Building | TAB-MCS-CRN | [6 empty] | TAB Cranes and Lifting Devices
45475 | 83052 | TAB-DIG-SQ-9704 | Eye Wash Station, Gas Control Bldg.Main Flr | TAB-SUSPENDED ENTITY | PPE,Eyewash Station | Safety Equipment |  | SQ | http://www.toronto.ca/TWONTO#emergency_eyewash |  | Suspended entities
130982 | 28333 | THR-AER-LSL-1315 | Switch, Level-Low, Pump 1315, Secondary Treatment, Aeration - Blower System - South | THR-AER-T-1314 | Switch,Level-Low | Switch |  | LSL | http://www.toronto.ca/TWONTO#level_switch |  | Tank, Reservoir, Auxiliary Oil for Blower 1311, Secondary Treatment, Aeration - Blower System - South
114032 | 6800 | TAB-OCS-FN-6610 | Fan, Booster, Odourous Air from Screenings Area, Screen Effluent Channel Roof, P Bldg. | TAB-OCS-PBLDG | Fan | Gas Collection |  | FN | http://www.toronto.ca/TWONTO#blower |  | P Building - Odour control System, Fans
107539 | 23169 | TAB-ACC-T-6351 | Tank, Glycol Feeder, Bypass Filtration System, Mechanical Room, Dig 9-12 Control Building. | TAB-ACC-HE-6301 | Tank | Tank |  | T | http://www.toronto.ca/TWONTO#chemical_storage_tank |  | Heat Exchanger, Plate and Frame, Mechanical Room, Dig 9-12 Control Building.
6332 | 86296 | COL-PMY-CAP-0003 | Capacitor, MCC-0002 | COL-PMY | Capacitor |  |  | CAP |  |  | Maryport Sewage Pumping Station
40899 | 82752 | PE1067SUS | Forklift, Gas/Propane Dual Fuel, Caterpillar, GP30 | TAB-MCS-CRN | Forklift,Gas/Propane Dual Fuel | Vehicle | 47470 |  | http://www.toronto.ca/TWONTO#forklift
40808 | 88657 | TAB-ACC-TE-1442B | Temperature Element, Space Temperature | TAB-ACC-VAV-1442 | Sensor,Temperature | HVAC |  | TE | http://www.toronto.ca/TWONTO#temperature_sensor_element |  | Heater, Hot Water Reheat Coil, Variable air
30671 | 64797 | FIS-SES-SQ-1001 | Safety,Plant,Safety Gloves - Pair 1 | FIS-SES-SQ-GLOVE1 | Safety | Safety Equipment |  | SQ | http://www.toronto.ca/TWONTO#rubber_insulating_gloves |  | Asset Group, PPE, Electrical Personal Protection, Group 1
109620 | 72949 | TAB-DEW-MX-0530 | Tank, Hopper Agitator, #5 Schwing Pump | TAB-DEW-T-0530 | Tank | Tank |  | MX | http://www.toronto.ca/TWONTO#mixer_or_agitator |  | Tank, DWS from Centrifuge #5
120116 | 55685 | TAB-WA7-LD-1201 | Sling, Nylon | TAB-SES-SQ | Lifting Device,Sling | Safety Equipment |  | LD | synthetic_web_sling |  | WA7 Safety Equipment
62387 | 98889 | FCL-FLT-CP-0101 | Control Panel, Operator, Filter 0101 Flow/Rate, Filter 0101 | FCL-FLT-F-0101 |  |  |  | CP |  |  | Filter, Carbon Activated, Filter Building, Filter Gallery West
90727 | 55708 | FHO-CLA-EV-0101 | Evaporator, Pre Chlorination Train 1, Chemical Building, Main floor, Machine Room | FHO-CLA-CHL-0101-KQ | Evaporator,Chlorine | Evaporator |  | EV | http://www.toronto.ca/TWONTO#chlorinator_system |  | Pre Chlorination Train 1
18159 | 9439 | FHA-SED-ZSH-0502B | Switch, Limit, Access Hatch Zone 2, Settling Basin T-0501 | FHA-SED-ZSH-0502 |  | Security System |  | ZSH | http://www.toronto.ca/TWONTO#position_switch |  | Switch, Limit, Access Hatch Zone 5
107805 | 52553 | TAB-ACC-TSL-1852 | Switch,Temperature,Low,Supply Air , | TAB-ACC-AHU-1852 | Switch,Temperature | Switch |  | TSL | http://www.toronto.ca/TWONTO#temperature_switch |  | AHU, Blower Bldg
143134 | 7609 | WTR-PAH-ZS-0004 | Position Switch, open/close | WTR-PAH-AUX | Switch,Position | Switch |  | ZS | http://www.toronto.ca/TWONTO#position_switch |  | Auxiliary Equipment (Building Facilities)
72291 | 74184 | THR-ACC-AC-0210 | Air Conditioner, New Electrical Room, North Grit Building | THR-ACC-GRIT | H.V.A.C.,Air Conditioner | HVAC |  | AC | http://www.toronto.ca/TWONTO#air_condition |  | Heating, Ventilation and Air Conditioning, Grit Building
42516 | 15910 | EU2002A | Receiver, Air, Inc., Bsmt | EU2002 | Vessel,Pressure | Tank |  |  | http://www.toronto.ca/TWONTO#pressure_vessel |  | Incinerator Building Air Equipment
40102 | 63000 | DOS-SES-SCBA-6209 | SCBA 10 minutes escape pack | DOS-SES-SCBA | Safety | Safety Equipment |  | SCBA | http://www.toronto.ca/TWONTO#self-contained_breathing_apparatus |  | Self Contained Breathing Apparatus (SCBA)
107776 | 47523 | TAB-ACC-TS-0103 | Switch, temperature | TAB-ACC-AHU-4503 | Switch,Temperature | Switch |  | TS | http://www.toronto.ca/TWONTO#temperature_switch |  | AHU, Digester 1-4, Sludge Heater Room
121297 | 81400 | THC-ACC-TIT-6311 | Transmitter, Temperature, Space, Screen Room/Conveyor Areas, Headworks | THC-ACC-AHU-6300 | Transmitter,Temperature | HVAC |  | TIT | http://www.toronto.ca/TWONTO#temperature_transmitter |  | Air Handling Unit, Screen Room/Conveyor Areas, 2nd Floor Mech Room #1, Headworks
29245 | 21743 | FIS-FL-LSHH-0201 | Switch, Level, High High, Tank 0201, Fluoride Storage | FIS-FL-T-0201 |  | Switch |  | LSHH | http://www.toronto.ca/TWONTO#level_switch |  | Tank, Fluoride Bulk Storage, Fluoride Building, Storage Room
8192 | 14085 | COL-PWR-CB-0002 | Circuit Breaker, Lighting Panel Transformer | COL-PWR-SUSPENDED | Circuit Breaker |  | 35103 | CB |  |  | West Rouge P.S.suspended entities
59395 | 42102 | THC-DIG-LSH-3413 | Switch,Level,High,Wet Receiver,T­3413,Gas High Pressure System,Building U | THC-DIG-T-3413 | Switch,Level-High | Switch |  | LSH | http://www.toronto.ca/TWONTO#level_switch |  | Tank,Wet Gas Storage,Gas High Pressure System,Building U
139955 | 22342 | TNT-AER-F-2006 | Filter, Air, Mabr Compressors - Effluent Filter, Aeration | TNT-AER-C-2100 | Filter | Filter |  | F | http://www.toronto.ca/TWONTO#replaceable_air_filter |  | Compressor, Reciprocating, Mabr Compressor 1, Aeration
16198 | 15129 | FHA-CLA-T-0301 | Tank, Expansion, Chlorine Gas to Pre-Chlorine EV-0301, Filter Building, Cl2/SO2 Storage Room | FHA-CLA-CHL-0301-KQ | Tank | Tank |  | T | expansion_tank |  | Chlorination Location,Train #3
121218 | 45873 | THC-ACC-T-4020 | Tank,Pressure,Glycol Makeup,Basement,Building U | THC-ACC-BLDG U | Tank | Tank |  | T | http://www.toronto.ca/TWONTO#chemical_storage_tank |  | New Digesters Building HVAC
4541 | 91302 | COL-PGA-SS-0001 | Security System | COL-PGA-MISC | Security System |  |  | SS |  |  | Miscellaneous Equipment
120402 | 56385 | THC-ACC-DM-0070 | VAV Box, Admin Building, Ground Floor, Office Room 108 | THC-ACC-AHU-0071 |  | HVAC |  | DM | http://www.toronto.ca/TWONTO#air_damper |  | Air handling Unit, Ground Floor West Zone(Administration), Admin Building Roof
132957 | 75645 | THR-DIG-T-0503 | Tank, Condensate and Sediment Accumulator, Boilers, Engine Room | THR-DIG | Tank | Tank |  | T | sediment_trap |  | Digester
131902 | 50091 | THR-CW-SQ-0105S | Eyewash and Shower Station, North Odour Control | THR-EWSS-WA4 | Safety,Eye wash | Safety Equipment | 39397 | SQ | http://www.toronto.ca/TWONTO#emergency_eyewash_and_shower |  | Eyewash and Shower Station, Work Area 4
27427 | 45415 | COL-PSW-LSH-0205 | Switch,Level, High, Flood Alarm, Wet Well #2 | COL-PSW-WEL-0200 | Switch,Level-High | Switch |  | LSH | http://www.toronto.ca/TWONTO#level_switch |  | Wet Well
115559 | 67966 | TAB-PRM-PSH-2601 | Switch Pressure,High, Pump-2601 Discharge | TAB-PRM-P-2601 | Switch,Pressure | Switch |  | PSH | http://www.toronto.ca/TWONTO#pressure_switch |  | Pump, Scum
139094 | 7228 | THR-THK-P-CENT | Centrate Transfer Pumps & Tanks | THR-THK | [6 empty] | Sludge Thickening
110781 | 48605 | TAB-DIG-LSH-0323 | Switch,Level, High, Digester # 3 | TAB-DIG-T-0300 | Switch,Level-High | Switch |  | LSH | http://www.toronto.ca/TWONTO#level_switch |  | Digestion Tank 03
19980 | 75090 | COL-PMD-FN-0001 | Fan, Supply | COL-PMD-MISC | Fan |  |  | FN |  |  | Miscellaneous Equipment
56325 | 82629 | FCL-TRW-F-0001 | Filter, Primary Outlet, Air Compressor 0001, Surge Tank Building | FCL-TRW-C-0001 | Filter | Filter |  | F | http://www.toronto.ca/TWONTO#replaceable_air_filter |  | Compressor, Stationary, Surge Tank Building
80354 | 57298 | FHA-SED-ZSH-0502A | Switch, Limit, Access Hatch Zone 2, Settling Basin T-0501 | FHA-SED-ZSH-0502 |  | Security System |  | ZSH | http://www.toronto.ca/TWONTO#position_switch |  | Switch, Limit, Access Hatch Zone 5
93221 | 54462 | FHO-GRK-DR-1072L | Door, (FD-1-72), Fire Rated, Ozone Building, L1, Storage Room 3 | FHO-GRK-FEQ-0001 | Fire Prevention,Door | Door |  | DR | http://www.toronto.ca/TWONTO#fire_rated_door
21735 | 47771 | COL-PMY-CP-0005 | Control Panel, Combination Starter | COL-PMY-MISC | Control Panel |  |  | CP |  |  | Miscellaneous Equipment
120487 | 89044 | THC-ACC-DM-0812 | Damper,Actuated,Exhaust Air,AHU-0810,Sludge Storage Building | THC-ACC-AHU-0810 | Damper/Louver | HVAC |  | DM | http://www.toronto.ca/TWONTO#air_damper |  | Air Handling Unit,Roof,Sludge Storage Building
12256 | 30270 | COL-PCP-LSL-0102 | Switch, Level-Low | COL-PCP-MISC | Switch |  |  | LSL |  |  | Miscellaneous Equipment
118009 | 33209 | TAB-SES-LTX-2301 | Exit Sign, Battery Unit, 2 LED heads, Tunnel 'H' | TAB-SUSPENDED ENTITY | Lighting,Exit | Safety Equipment | 41305 | LTX | http://www.toronto.ca/TWONTO#lighting_unit |  | Suspended entities
9551 | 62251 | DOS-YCM-VEH-41090 | 2010 FORD ESCAPE HYBRID - Vehicle Unit# 41090 | FAC-YCM-VEH | Vehicle,Licensed | Vehicle |  | VEH | http://www.toronto.ca/TWONTO#passenger_vehicle
78843 | 90984 | THR-SES-SQ-0806S | Lanyard for Harness | THR-SES-FAS | Safety | Safety Equipment | 38776 | SQ | lifeline |  | Fall Arrest Sytem (Harness and Lanyard), Safety Equipment
125734 | 36986 | THC-FT-PSH-1696 | Switch,Pressure-High,Outlet,Scum Transfer Pump 1690,Secondary,Phase IV | THC-FT-P-1690-SCRP | Switch,Pressure-High | Switch |  | PSH | http://www.toronto.ca/TWONTO#pressure_switch |  | Pump, for Scum Pit Tank 1680, for final tank 1600, Secondary Clarifier
147067 | 5670 | WTR-RMI-RPU-0001 | Remote Processing Unit, East Valve House | WTR-RMI-ELS | RPU | Remote Processor Unit |  | RPU | http://www.toronto.ca/TWONTO#RPU_panel |  | Electrical System
52651 | 94600 | TAB-PWA-F-0555 | Filter, Plant Water, Flotation | TAB-PWA-P-0555 | Filter | Filter |  | F | media_based_filter |  | Pump, Effluent, Filtered, Plant Water
87669 | 26393 | WTR-PRH-NGR-1200 | Neutral Grounding Resistor, Generator Room | WTR-PRH-AUX |  | Safety Equipment |  | NGR | ? |  | Auxiliary Equipment (Building Facilities)
131443 | 14641 | THR-BG-TSH-0102 | Switch, Temperature, High, Compressor 0101 Cooling Water, Gas Compressor Bldg | THR-BG-C-0101 |  | Switch |  | TSH | http://www.toronto.ca/TWONTO#temperature_switch |  | Compressor, Centrifugal, Fuel Gas, Compressor Building, Gas Compressor (And Dryer) for COGEN
81429 | 40360 | TNT-MCS-LD-0039 | Electric Chain Hoist | TNT-MCS-LD | Lifting Device,Hoist,Electrical | Lifting Device |  | LD | http://www.toronto.ca/TWONTO#lifting_equipment_hoist |  | Lifting Devices , cranes/ Portable crane/hoists, come alongs, slings, wire rope, chains
73166 | 29450 | THR-ACC-NR-731 | HVAC Unit & Fan, 2nd Floor South End Stairs | THR-ACC-ADM | H.V.A.C.,Heater,Unit | HVAC |  | NR | http://www.toronto.ca/TWONTO#heater |  | Air Conditioning, HVAC, Admin Building
24271 | 77216 | FHO-ITM | Integrated Technology Management | FHO | [6 empty] | F.J. Horgan Water Treatment Plant
2718 | 42829 | COL-BDC-MISC | Miscellaneous Equipment | COL-BDC | [6 empty] | Disco Blower Station
18178 | 70346 | FHA-SED-ZSH-0601D | Switch, Limit, Access Hatch Zone 1, Settling Basin T-0601 | FHA-SED-ZSH-0601 |  | Security System |  | ZSH | http://www.toronto.ca/TWONTO#position_switch |  | Switch, Limit, Access Hatch Zone 6
122755 | 93304 | THC-DEW-HPU-6810 | Hydraulic Power Pack,DEW Biosolids Pump 6810 (Schwing),Solid Treatment | THC-DEW-P-6810 | Motor Starter | Hydraulic System |  | HPU | http://www.toronto.ca/TWONTO#hydraulic_power_pack |  | Pump,Dewatered Biosolids,Solid Treatment
21767 | 13915 | COL-PMY-FA-0004S | Fire Alarm System, RPU-0001 | COL-PMY-MISC | Building Service,Fire Alarm |  | 42922 | FA |  |  | Miscellaneous Equipment
16304 | 91669 | FHA-FLT-F-2901 | Filter #29, Filter Building, East Filter Gallery South | FHA-FLT | Filter | Filter |  | F | http://www.toronto.ca/TWONTO#filtration_tank |  | Filtration
58600 | 80783 | THC-ACC-DM-6306 | Damper, Inlet, Outdoor Air, AHU-6300, 2nd Floor Mech Room #1, Headworks | THC-ACC-AHU-6300 | Damper/Louver | HVAC |  | DM | http://www.toronto.ca/TWONTO#air_damper |  | Air Handling Unit, Screen Room/Conveyor Areas, 2nd Floor Mech Room #1, Headworks
8586 | 89760 | COL-RBB-TR-0003 | Transformer, Lighting Panel 0001 | COL-RBB-MISC | Transformer |  |  | TR |  |  | Miscellaneous Equipment
74409 | 87801 | THR-AER-UPS-0100 | Uninterruptible Power Supply, RPU-0100, South Aeration | THR-AER-RPU-0100 | RPU | Remote Processor Unit |  | UPS | http://www.toronto.ca/TWONTO#UPS |  | Remote Processor Unit, SCADA,GE RX3i 172.22.37.236 THRPSN04 Aeration Tank Electrical Building
120746 | 93906 | THC-ACC-FN-0811 | Fan,Centrifugal,Supply Air,AHU-0810,Sludge Storage Building | THC-ACC-AHU-0810 | Fan,Centrifugal | HVAC |  | FN | http://www.toronto.ca/TWONTO#blower_or_fan_with_drive |  | Air Handling Unit,Roof,Sludge Storage Building
7788 | 19729 | COL-PSW-FS-0100 | Switch, Flow, HVAC | COL-PSW-AHU-0100 | Switch,Flow | Switch |  | FS | http://www.toronto.ca/TWONTO#flow_switch |  | Air Handling Unit
114529 | 47756 | TAB-PLT-G-4402 | Gate, Knife Gate, Pneumatic, Discharge, Screenings Receiving Conveyor 4400, Conveyor Area | TAB-PLT-CV-4400 | Valve,Knife Gate | Gate |  | G | http://www.toronto.ca/TWONTO#valve
147200 | 65847 | WTR-RRH-SCAM-0002 | Security System, Camera, Rosehill Reservoir, Valve House, Exterior | WTR-RRH-CP-0001 | Camera | Security System |  | SCAM | http://www.toronto.ca/TWONTO#security_camera |  | Control Panel, Security Alarms, Rosehill Reservoir, Valve House
27587 | 22524 | COL-PSW-TS-0154 | Switch, Transfer | COL-PSW-MISC | Switch | Switch | 36093 | TS | http://www.toronto.ca/TWONTO#transfer_switch |  | Miscellaneous Equipment
105517 | 83802 | SWM-PBL-LSHH-0106 | Switch, Level High-High | SWM-PBL-MISC | Switch,Level | Switch |  | LSHH | http://www.toronto.ca/TWONTO#level_switch |  | Miscellaneous Equipment
73216 | 69161 | THR-DL-NRAS | Dosing Line, North RAS Chemical Feed | THR-DIS-P-NRAS | Transmitter,Pressure | [5 empty] | Pumps, Disinfection, North Return Activated Sludge
38727 | 57447 | SWM-PDU-P-0300 | Pump, Centrifugal | SWM-PDU | Pump |  |  | P |  |  | Dunker's Storm
38771 | 9334 | TAB-ACC-AHU-2110 | AHU, 'H' Tunnel Supply Air | TAB-ACC-AHU | Air Handling Unit | HVAC |  | AHU | http://www.toronto.ca/TWONTO#air_handler_unit |  | Air Handling Unit & Supply Fan
68930 | 19195 | FCL-WWW-FIT-5601 | Transmitter, Flow, Magnetic,Service Water to Centrifuge 5601 | FCL-WWW-CF-5601 |  |  |  | FIT |  |  | Centrifuge Dewatering, East
145144 | 32097 | WTR-PLW-PPE-0005B | Gloves, Electrical Protection, 1kv - Robert Mohammed | WTR-PLW-PPE | PPE,Insulated Glove | Safety Equipment |  | PPE | http://www.toronto.ca/TWONTO#rubber_insulating_gloves |  | Personal Protection Equipment - WWA
119750 | 52713 | TAB-WA1-SQ-8030 | Lock out Tag out and Log book Station | TAB-WA1-SQ | PPE | Safety Equipment |  | SQ | emergency_kit |  | Safety Equipment & Supplies Common to WA1
18621 | 63755 | COL-PLB-PSL-0122 | Switch, Pressure-Low | COL-PLB | Switch | Switch | 34549 | PSL | http://www.toronto.ca/TWONTO#pressure_switch |  | Long Branch Pumping Station
139542 | 22200 | THR-WA3-LD-0120 | Sling, Wire Rope, Work Area 3 (1/2"x4') | THR-LD-WIRE-WA3 | Lifting Device,Sling | Lifting Device |  | LD | wire-rope_sling |  | Slings, Wire Rope, Work Area 3
23641 | 17558 | COL-POM-LSH-0001 | Switch, Level-High | COL-POM | Switch,Level | Switch |  | LSH | http://www.toronto.ca/TWONTO#level_switch |  | Old Mill Sewage Pumping Station
107193 | 71951 | TAB-ACC-NGS-0060A | Natural Gas Train, Boiler #6, Z Building | TAB-ACC-BO 6 |  |  |  | NGS |  |  | Boiler # 6, Hot Water Heating
98183 | 82617 | FIS-SPC-RPU-1123 | Remote Processing Unit, Sampling Pumps and Metering PLC, Metering Building Lower Level | FIS-ELS |  | Remote Processor Unit |  | RPU | http://www.toronto.ca/TWONTO#RPU_panel |  | System, Electrical Distribution System
53117 | 13128 | TAB-SA-CPU-0039 | Scada, Workstation, Service Air, Auxiliary Systems Building, Main Floor | TAB-AUX-ELQ | Computer Equipment,CPU |  |  | CPU |  |  | Auxiliary Building - Electrical Equipment
120758 | 28631 | THC-ACC-FN-2175 | Fan, Recirculation Fan, Tunnel T15, Phase I Primary | THC-ACC-TUNNEL | Air Handling Unit | HVAC |  | FN | http://www.toronto.ca/TWONTO#blower_or_fan_with_drive |  | Plant Tunnels, HVAC
24462 | 8134 | FHO-PAC-FD-0101-SUS | Feeder, PAC skid 1 | FHO-SUSPENDED | Chemical Feeder,Powder | Chemical Feeder | 37696 | FD | chemical_dosing_system |  | Suspended Entity List
120268 | 38025 | THC-ACC-AHU-0501 | Air Handling Unit,Roof Incineration Building M | THC-ACC-AHU BLDG M | Air Handling Unit | HVAC |  | AHU | http://www.toronto.ca/TWONTO#air_handler_unit |  | Air Handling Units, Building M
81150 | 89352 | FHA-SES-FAK-0403 | FHA-SQ-FAK-11 - First Aid Kit Station | FHA-SES-SQ-4 | PPE | Safety Equipment |  | FAK | http://www.toronto.ca/TWONTO#first_aid_station_equipment |  | First Aid
8246 | 48632 | COL-PWR-GDR-5500 | Grinder, Comminutor | COL-PWR | Grinder |  | 35039 | GDR |  |  | West Rouge Pumping Station
2518 | 63851 | COL-BEB-RPU-0001 | Remote Processing Unit | COL-BEB | RPU | Remote Processor Unit |  | RPU | http://www.toronto.ca/TWONTO#RPU_panel |  | Edenbridge Blower Station
28508 | 17077 | FIS-DCL-PSH-0101 | Switch, Pressure, High, SO2 Train 1, Rupture Disc Outlet, Gaseous Chemical Building, Storage Room | FIS-DCL | Sensor,Level | Switch |  | PSH | http://www.toronto.ca/TWONTO#pressure_switch |  | De-Chlorination
10690 | 94291 | FCL-ACC-PDIT-0301 | Transmitter, Pressure, Differential, AHU-0303 Inlet, Filter F-0301, Admin Building | FCL-ACC-AHU-0303 |  |  |  | PDIT |  |  | Air Handling Unit, Roof Top, Admin Building Top of N/E Stairwell
46912 | 26129 | FCL-ACC-HTR-621-630 | South Filter Gallery Heaters HTR-0621A&B: HTR-0630A&B | FCL-ACC |  |  |  | HTR |  |  | Climate Control (HVAC)
121688 | 65622 | THC-ACC-V-5208 | Valve, Motorized, Glycol System, Office room, Building X | THC-ACC-AC-5201 | Air Handling Unit | HVAC |  | V | http://www.toronto.ca/TWONTO#valve |  | Air Conditioning, Split, IT room
58731 | 53993 | THC-ACC-F-6502 | Filter, AHU-6500 Pipe Gallery, 2nd Floor Mech Room #1, Headworks | THC-ACC-AHU-6500 | Filter | HVAC |  | F | http://www.toronto.ca/TWONTO#replaceable_air_filter |  | Air Handling Unit, Pipe Gallery, 2nd Floor Mech Room #1, Headworks
33769 | 98821 | IH2032A | Door,Overhead, Auxilliary Building | TAB-MCS-DR | Door,Overhead | Door |  |  | http://www.toronto.ca/TWONTO#roll_up_door
26339 | 31051 | COL-YKP-VEH-0027 | Vehicle, Truck #067060 (F250 4x4) | COL-YKP | Vehicle,Licensed | Vehicle |  | VEH | http://www.toronto.ca/TWONTO#pickup_truck
58118 | 14202 | THC-ACC-AHU-0710 | Air Handling Unit,Outdoor,Centrifuge Area,Thickening Building | THC-ACC-BLDG J | Air Handling Unit | HVAC |  | AHU | http://www.toronto.ca/TWONTO#air_handler_unit |  | TWAS Building, HVAC
117334 | 44400 | TAB-RSP-PS-2205D | Power Supply, Hydraulic,Valve | TAB-RSP-V-2205D |  | Hydraulic System |  | PS | http://www.toronto.ca/TWONTO#hydraulic_power_pack |  | Valve, Check, Raw Sewage Pump P-2205
31880 | 17517 | COL-RBB-SC-0002 | Screen, Brush | COL-RBB | Screen |  |  | SC |  |  | Western Beaches Tunnel (Battery Park)-Storm
63963 | 56879 | FCL-POL-FIT-4221 | Transmitter, Flow, Turbine,Service Water to Static Mixer MX-4221,Polymer Skid No.5,Centrifuge Bldg | FCL-POL-MX-4221 |  |  |  | FIT |  |  | Mixer, Static, Thickening Polymer Skid No.5, RMF Centrifuge Building, Polymer Room
86309 | 23072 | WTR-PJS-PSL-0001 | Switch, Pressure-Low, Island Surge Tank | WTR-PJS-T-0001 | Switch,Pressure-Low | Switch |  | PSL | http://www.toronto.ca/TWONTO#pressure_switch |  | Island Suction Surge Tank
27533 | 9027 | FIS SCADA CLIENTS | FIS SCADA Clients | FIS-SPC1 | [6 empty] | Process Control Systems - Administrative
62053 | 63533 | THC-GRK-VEHICLES | Vehicles | THC-GRK | [6 empty] | Buildings & Grounds
19245 | 73497 | FHA-WWW-P-2301-KQ | Centrifuge Feed Pump 3 | FHA-WWW-THICK |  |  | 33381 | P |  |  | Sludge Thickening
135970 | 8505 | THR-FT-RPU-0002S | Remote Processor Unit, Final Tank 0200, Tank 0400 (172.22.37.195) | THR-ELS-FST | RPU | Remote Processor Unit | 39565 | RPU | http://www.toronto.ca/TWONTO#RPU_panel |  | Electrical System, Final Sedimentation Tanks & Galleries
24719 | 12834 | COL-PRX-LSHH-0104 | Switch, Level | COL-PRX | Switch,Level |  |  | LSHH |  |  | Roxborough Sewage Pumping Station
138814 | 72261 | THR-SES-SQ-WA4 | Safety Equipment -Work Area4 | THR-SES-WA4 |  | Safety Equipment |  |  | http://www.toronto.ca/TWONTO#collection_of_assets |  | Safety & Environmental Services
58257 | 87146 | FHA-ACC-AC-0363 | FHA-ACC-AC-0013 - Air Conditioner | FHA-MCS-ACC | H.V.A.C.,Air Conditioner | HVAC |  | AC | http://www.toronto.ca/TWONTO#air_condition |  | HVAC
16420 | 10888 | FHA-DCL-T-0101 | Tank, Expansion, Evaporator EV-0101, Filter Building, Cl2/SO2 Feeder Room | FHA-DCL | Tank | Tank | 39215 | T | expansion_tank |  | De-Chorination
89009 | 10681 | WTR-PKN-DR-0003 | Door | WTR-PKN-AUX | Door,Access | Door |  | DR | http://www.toronto.ca/TWONTO#door
58240 | 45841 | THC-CW-PSL-3001 | Switch,Pressure-Low,Incinerator City Water Supply | THC-PWA-POTAB METER | Switch,Pressure-Low | Switch |  | PSL | http://www.toronto.ca/TWONTO#pressure_switch |  | Potable Water Flow Meters
81660 | 32171 | TNT-SES-RING-1017 | Lifebuoy Ring | TNT-SES-RING | PPE | Safety Equipment |  | RING | http://www.toronto.ca/TWONTO#life_ring |  | Lifebuoy Ring
51906 | 6170 | FCL-FLT-SW-1801-SUS | Sweeps, Surface Wash, Filter #18 | FCL-SUSPENDED | Filter | Filter | 36647 | SW | filter_sweeping_arm |  | Suspended entity
3857 | 88140 | COL-PCP-CB-0001 | Circuit Breaker, Transformer Feed | COL-PCP-MISC | Circuit Breaker |  |  | CB |  |  | Miscellaneous Equipment
59431 | 79499 | THC-ACC-PSL-6301 | Switch, Pressure, Low, Inlet, Supply Fan FN-6320, 2nd Floor Mech Room #1, Headworks | THC-ACC-AHU-6300 | Switch,Pressure-Low | HVAC |  | PSL | http://www.toronto.ca/TWONTO#pressure_switch |  | Air Handling Unit, Screen Room/Conveyor Areas, 2nd Floor Mech Room #1, Headworks
6876 | 93798 | COL-PRD-CH-0004 | Force main Chamber 2 | COL-PRD-MISC | Chamber |  | 34028 | CH |  |  | Miscellaneous Equipment
18647 | 28060 | COL-PLB-TSH-0151B | Switch, Temperature-High | COL-PLB-SUSPENDED | Switch | Switch | 34551 | TSH | http://www.toronto.ca/TWONTO#temperature_switch |  | Longbranch P.S.suspended entities
92930 | 88865 | FHO-FLT-F-0101 | Filter Bed # 1 | FHO-FLT-T-0101-KQ | Tank,Reservoir | Tank |  | F | http://www.toronto.ca/TWONTO#filtration_tank |  | Filter 1
43875 | 45731 | FCL-ACC-HTR-0041 | Heater, Convection, Electric, 2kW, Gaseous Chemical Building, East Stairs | FCL-ACC-CL |  |  |  | HTR |  |  | Gaseous Chemical Building HVAC Equipment
198 | 19315 | 043232SUS | Truck, GMC Chevy Sierra, 1GTEK14C19Z234540, WA-7 | TAB-SUSPENDED ENTITY | Vehicle,Licensed | Vehicle | 46830 |  | http://www.toronto.ca/TWONTO#pickup_truck
118026 | 11027 | TAB-SES-RING-4006 | Lifebuoy Ring | TAB-SES-RING-4000 | PPE | Safety Equipment |  | RING | http://www.toronto.ca/TWONTO#life_ring |  | Lifebuoy Ring
130500 | 77850 | THR-ACC-T&G | Air Conditioning, AHU, HVAC, Tunnels & Galleries | THR-ACC-WA3 | H.V.A.C.,Air Conditioner | HVAC |  |  | http://www.toronto.ca/TWONTO#collection_of_assets |  | Air Conditioning, Boiler, Fans & AHU
50320 | 80695 | TAB-PLT-UPS-0325 | UPS for RPU | TAB-PLT-RPU-0325 | RPU | Remote Processor Unit |  | UPS | http://www.toronto.ca/TWONTO#UPS |  | RPU Panel, Washer Compactor System, Second Floor Electrical Room, P Bldg.
131060 | 56964 | THR-AER-PSH-0615 | Switch, Pressure-High, Tank 600, Secondary Treatment, Secondary Treatment, Aeration - North | THR-AER-T-0600 | Switch,Pressure-High | Switch |  | PSH | http://www.toronto.ca/TWONTO#pressure_switch |  | Tank, Secondary Treatment, Aeration - North #06
18408 | 8639 | FHA-SES-LD-0087 | 9 Step rolling ladder Blue in Treated water basement | FHA-SES | Safety | Safety Equipment |  | LD | http://www.toronto.ca/TWONTO#portable_ladder |  | Safety & Environmental Services
122657 | 54323 | THC-DECOM | Building Location | THC-EUS | [6 empty] | Production & End User Support
4241 | 95163 | COL-PEV-MISC | Miscellaneous Equipment | COL-PEV | [6 empty] | Ellis Sewage Pumping Station
40110 | 3639 | DOS-SES-SCBA-9040 | SCBA 60 minutes escape pack | DOS-SES-SCBA | Safety | Safety Equipment |  | SCBA | http://www.toronto.ca/TWONTO#self-contained_breathing_apparatus |  | Self Contained Breathing Apparatus (SCBA)
39172 | 23674 | TAB-ACC-F-0150 | Filter, Primary Loop | TAB-ACC-P-0150 | Filter | Filter |  | F | http://www.toronto.ca/TWONTO#discrete_unit_of_treatment_filter |  | Pump, Filter Feed, Primary Loop
53870 | 10363 | TAB-SLO-T-0302 | Hopper #2, HBS-303 | TAB-SLO-TLF | Tank,Reservoir | Tank |  | T | http://www.toronto.ca/TWONTO#storage_tank |  | Biosolid Truck Loadout
109781 | 23284 | TAB-DEW-SLUDGE SILO | Sludge Holding Tank System, Conveyors | TAB-WORK-AREA-SOL | [6 empty] | TAB Work Area Sol
107386 | 69382 | TAB-ACC-PSH-1210 | Switch, Pressure, High, Filter, Fan 1210, AHU-1200, Screen Bldg. Rooftop | TAB-ACC-AHU-1200 | Switch,Pressure-High | Switch |  | PSH | http://www.toronto.ca/TWONTO#pressure_switch |  | Air Handling Unit, D Bldg Roof
112746 | 23220 | TAB-EL1-MCC-6682 | Motor Control Centre 600V - Chemical Bldg. | TAB-EL1-MCC | Control Panel,MCC | Motor Control Centre |  | MCC | http://www.toronto.ca/TWONTO#LV_electrical_panel |  | Motor Control Center- North Substation
39020 | 5687 | SWM-PWD-LSHH-0104 | Switch, Level High-High | SWM-PWD | Switch,Level |  |  | LSHH |  |  | Warden Storm
106234 | 55567 | TAB-ACC-DM-6465 | Damper, Motorized, Outside Air, Corridor Area of AHU-6460, Existing west operating gallery | TAB-ACC-AHU-6460 | Damper/Louver | HVAC |  | DM | http://www.toronto.ca/TWONTO#air_damper |  | Air Handling Unit, Existing Primary Tank Operating Gallery, Ground, West Side
31401 | 42042 | COL-RBB-DRV-0101 | Drive, Variable Speed Elec | COL-RBB | Drive |  |  | DRV |  |  | Western Beaches Tunnel (Battery Park)-Storm
101802 | 18992 | MS0112A | Milling Machine | TAB-MCS-MT | Machine Tool,Milling Machine | Tool |  |  | http://www.toronto.ca/TWONTO#milling_machine |  | Machine Shop Mechanical Equipment
2841 | 83435 | COL-MTI-RPU-2300B | Remote Processing Unit, Simcoe Control Chamber No.23B, MTI | COL-MTI | RPU | Remote Processor Unit |  | RPU | http://www.toronto.ca/TWONTO#RPU_panel |  | Mid-Toronto Interceptor
8510 | 24817 | COL-RBB-DM-0005 | Damper/Louver, Sample Room | COL-RBB | Damper/Louver |  |  | DM |  |  | Western Beaches Tunnel (Battery Park)-Storm
39419 | 65408 | TAB-ACC-AHU-PWPS | AHUs/Supply Fans PWPS | TAB-ACC-AHU | [6 empty] | Air Handling Unit & Supply Fan
76323 | 37177 | FHO-ELS-DP-1221 | Distribution Panel, (DP-1201B1), 600V, 3PH, Ozone Building, S3, Filter Pipe Gallery | FHO-ELS-PS-0001 |  | Power Distribution Panel |  | DP | http://www.toronto.ca/TWONTO#LV_electrical_panel |  | Primary Power Equipment
90119 | 72307 | YTF-GRK-SQ-1000 | Emergency Eye Wash Stations | YTF-GRK-PRTY-1000 |  | Safety Equipment |  | SQ | http://www.toronto.ca/TWONTO#collection_of_assets |  | Building Maintenance
115563 | 20711 | TAB-PRM-RPU-0320 | RUP | TAB-PRM-INQ-P | RPU | Remote Processor Unit |  | RPU | http://www.toronto.ca/TWONTO#RPU_panel |  | P Building - Instrument Equipment
23200 | 81236 | COL-PNT-LSH-0108 | Switch, Level-High | COL-PNT | Switch,Level | Switch | 36019 | LSH | http://www.toronto.ca/TWONTO#level_switch |  | New Toronto Pumping Station
106060 | 23734 | TAB-ACC-AHU-M&T | AHUs/Supply Fans, Dampers M&T Bldg. | TAB-ACC-AHU | [6 empty] | Air Handling Unit & Supply Fan
52647 | 94501 | TAB-PWA-F-0401 | Filter, Plant Water, Dewatering Filter Building | TAB-PWA-F | Filter | Filter |  | F | media_based_filter |  | Plant Water - Filters and Strainers
125896 | 84992 | THC-GRK-VEH-378315 | Vehicle, 2019 Kubota RTV-XC1100C (WA3) | THC-GRK-VEHICLES | Vehicle,Licensed | Vehicle |  | VEH | http://www.toronto.ca/TWONTO#golf_cart
26349 | 33821 | FHO-SES-SQ-6071 | High Voltage Safety Equipment, Insulated Gloves, Class 0, Serial Number 2582, Dave Hesse | FHO-SES-SQ-1000 | PPE,Insulated Glove | Safety Equipment |  | SQ | http://www.toronto.ca/TWONTO#rubber_insulating_gloves |  | High Voltage Insulated Gloves
66334 | 88401 | THC-SES-MEQ-1201 | Anchor,Fall Arrest,HPU1200 Building,Roof | THC-PRM-BLDG-HPU1200 | PPE | Safety Equipment |  | MEQ | fall_arrest_anchor |  | HPU Building 12
128753 | 90952 | THC-SES-MEQ-3108DD | FALL ARREST- HARNESS (insp Liftsafe) - SAM KESWICK | THC-MCS-LD | PPE | Lifting Device |  | MEQ | http://www.toronto.ca/TWONTO#fall_arrest_harness |  | Mechanical Services, Lifting Device
111058 | 79180 | TAB-DIG-PSL-4135A | Switch,Pressure,Low, Oil supply to G.Compr. C4135 | TAB-DIG-C-4135 | Switch,Pressure | Switch |  | PSL | http://www.toronto.ca/TWONTO#pressure_switch |  | Compressor # 2, Gas (DX2602)
119800 | 78650 | TAB-WA2-SQ-1239 | EF2 - 901 T4 Nylon Sling | TAB-SES-LD | Lifting Device,Sling | Lifting Device |  | SQ | synthetic_web_sling |  | WA2 Lifting devices
38779 | 50012 | TAB-ACC-AHU-4455 | AHU, Aux. Bldg Basement | TAB-ACC-AHU | Air Handling Unit | HVAC |  | AHU | http://www.toronto.ca/TWONTO#air_handler_unit |  | Air Handling Unit & Supply Fan
111224 | 63649 | TAB-DIG-TSH-4140B | Switch,Temperature, High, Chill Water Return, Compressor C-4140 | TAB-DIG-C-4140 | Switch,Temperature | Switch |  | TSH | http://www.toronto.ca/TWONTO#temperature_switch |  | Compressor # 4, Gas(DX2604)
225 | 26179 | 378120SUS | John Deere, Gator 4X2, WWPW | TAB-SUSPENDED ENTITY | Vehicle,Unlicensed | Vehicle | 46845 |  | http://www.toronto.ca/TWONTO#golf_cart
64797 | 41696 | FCL-SES-FEQ-0115-SUS | Fire Extinguisher #115, RMF Clarification Building, HVAC Room No.2 | FCL-SUSPENDED |  |  | 46432 | FEQ |  |  | Suspended entity
10736 | 19444 | FCL-ACC-TT-0314 | Transmitter, Temperature, Admin Building, Second Floor, Office Room 208 | FCL-ACC-ADMIN |  |  |  | TT |  |  | Administration Building HVAC Equipment
70067 | 45729 | THR-CG-T-1320 | Tank, Compressed Air Receiver, Air Starting System, Engine-Generator 1101 & 1201 | THR-CG-C-1302 |  | Tank |  | T | http://www.toronto.ca/TWONTO#pressure_vessel |  | Compressor, Air, Air Starting System, Engine-Generator 1101 & 1201
138896 | 40001 | THR-SQ-PEWS-WA4 | Portable, (Bottled) Eyewash Station, Work Area 4 | THR-SES-WA4 | Safety,Eye wash | Safety Equipment |  |  | eye_wash_bottle |  | Safety & Environmental Services
59631 | 85960 | THC-ACC-TIT-6310 | Transmitter, Temperature, S/A, Screen Room/Conveyor Areas, 2nd Fl. Mech Room #1, Headworks | THC-ACC-AHU-6300 | Transmitter,Temperature | HVAC |  | TIT | http://www.toronto.ca/TWONTO#temperature_transmitter |  | Air Handling Unit, Screen Room/Conveyor Areas, 2nd Floor Mech Room #1, Headworks
14865 | 96882 | FCL-SPC-COM-0001 | Communication, Router, Admin Building, Server Room | FCL-ADM BLDG |  |  |  | COM |  |  | Building Location
81434 | 40813 | TNT-MCS-LD-0046 | Pump Truck | TNT-MCS-LD | Lifting Device,Electric Pallet Truck | Lifting Device |  | LD | lift_truck |  | Lifting Devices , cranes/ Portable crane/hoists, come alongs, slings, wire rope, chains
26338 | 96290 | FHO-SES-SQ-6045 | High Voltage Safety Equipment, Insulated Gloves, Serial Number 0232, Terry Turner | FHO-SES-SQ-1000 | PPE,Insulated Glove | Safety Equipment |  | SQ | http://www.toronto.ca/TWONTO#rubber_insulating_gloves |  | High Voltage Insulated Gloves
21575 | 50827 | FHO-DOZ-LSL-0200 | Switch, Level, Low, LOX Tank T-0100, LOX Storage Area | FHO-DOZ-T-0100 |  | Switch |  | LSL | http://www.toronto.ca/TWONTO#level_switch |  | Tank, Liquid Oxigen, LOX Storage Area
125731 | 20233 | THC-FT-PSH-1396 | Switch,Pressure-High,Outlet,Scum Transfer Pump 1390,Secondary,Phase IV | THC-FT-P-1390SUSPEND | Switch,Pressure-High | Switch |  | PSH | http://www.toronto.ca/TWONTO#pressure_switch |  | Pump, Scum, Tunnel T19 Phase IV Secondary
79794 | 43534 | THR-WA1-LD-75-22 | Sling, Nylon, Work Area 1(NYLON BELT SLING SIZE; 2" X 10', CAPACITY 6400 LBS, SN 518975-22) A | THR-LD-NYLN-WA1 | Lifting Device,Sling | Lifting Device |  | LD | synthetic_web_sling |  | Slings, Nylon, Work Area 1
109586 | 70741 | TAB-DEW-LSHH-5111 | Switch, Level High-High, Dewatering Bldg, Basement, Centrate Pump Room | TAB-STR-P-5111 |  | Switch |  | LSHH | http://www.toronto.ca/TWONTO#level_switch |  | Pump, Sump
120742 | 28754 | THC-ACC-FN-0712A | Fan,Centrifugal,Return Air,AHU-0710,Thickening Centrifuge Area | THC-ACC-BLDG J | Fan,Centrifugal | HVAC |  | FN | http://www.toronto.ca/TWONTO#blower_or_fan_with_drive |  | TWAS Building, HVAC
137449 | 57237 | THR-PLT-PSL-1165 | Switch, Pressure-Low, Discharge Air, Blower 1165, Preliminary Treatment, Grit Removal - Vortex Chambers | THR-PLT-BL-1165 | Switch,Pressure-Low | Switch |  | PSL | http://www.toronto.ca/TWONTO#pressure_switch |  | Blower, Centrifugal, Preliminary Treatment, Grit Removal - Vortex Chambers
110559 | 7548 | TAB-DIG-ELQ-T5-8 | Digester Tanks 5-8, Electrical Equipment | TAB-DIG-T-05-08 | [6 empty] | Digester Tanks 5-8
26406 | 91358 | FHO-SES-SQ-9028 | Chemical Suit, Size Sm/Md, Serial # 112518, S2 Stores | FHO-SES-CHEM SUIT | Safety | Safety Equipment |  | SQ | http://www.toronto.ca/TWONTO#chemical_suit |  | Chemical Suits, Plant Wide
7889 | 64141 | COL-PTD-P-0200 | Pump, Centrifugal | COL-PTD | Pump |  |  | P |  |  | Todmorden Sewage Pumping Station
126914 | 52441 | THC-OCS-STR-0416 | Strainer, Pump Suction Line, Humidification Pump #5, Phase I/IV Odour Control | THC-OCS-P-0420 | Strainer,Self Cleaning Motorized | Plumbing |  | STR | http://www.toronto.ca/TWONTO#strainer |  | Pump, #6, Humidification, Phase I/IV Odour Control
120514 | 20662 | THC-ACC-DM-5901 | Damper,Motorized,Outdoor Air ,AHU-5910,Disinfection Bldg | THC-ACC-AHU-5900 |  | HVAC |  | DM | http://www.toronto.ca/TWONTO#air_damper |  | Air Handling Unit,Disinfection Bldg
54915 | 17715 | TAB-STR-ZSL-1202 | Switch, Valve Position Closed, RAS Discharge to Aerated Section, Pass 1 | TAB-STR-V-1202 | Switch,Position-Low | Switch |  | ZSL | http://www.toronto.ca/TWONTO#position_switch |  | Valve, Manual, Knife Gate, c/w limit Switches, RAS discharge
39047 | 5634 | COL-YKP-SRL-0001763 | Self Retrieval Line-0001763 | YKP-BLD | Safety | Safety Equipment |  | SRL | self_retracting_line |  | Collections - 435 Kipling Ave. Building envelope
52828 | 31777 | TAB-RSP-FSL-2208 | Flow Switch, Low,Seal Water, Raw Sewage Pump P-2208 | TAB-RSP-P-2208 | Switch,Flow | Switch |  | FSL | http://www.toronto.ca/TWONTO#flow_switch |  | Pump, Raw Sewage #8
140806 | 67440 | TNT-SES-SQ-2005 | Spill Kit Drum Type | TNT-SES-SPILL | Spill Kit | Safety Equipment |  | SQ | http://www.toronto.ca/TWONTO#spill_kit |  | Spill Kits
130603 | 96511 | THR-ACC-TSL-0120 | Switch,Temperature, Low, Supply Air, Air Handling Unit AHU-0120, Headhouse Roof | THR-ACC-AHU-0120 | Switch,Temperature-Low | Switch |  | TSL | http://www.toronto.ca/TWONTO#temperature_switch |  | Air Handling Unit, Headhouse Screen Area Air Supply, Headhouse Roof
139443 | 59250 | THR-WA2-LD-0050S | Sling, Nylon, Work Area 2 SIZE; 1" X 3', | THR-SES-LD | Lifting Device,Sling | Lifting Device | 40045 | LD | synthetic_web_sling |  | Lifting Device, Safety Equipment
105547 | 68933 | SWM-PDU-G-0001 | Sluice Gate, Intake | SWM-PDU-MISC | Valve |  |  | G |  |  | Miscellaneous Equipment
121225 | 86133 | THC-ACC-T-6870 | Tank,Glycol make-up system, Glycol/Water, Tunnel T12 | THC-PRS-BLDG |  | Tank |  | T | http://www.toronto.ca/TWONTO#chemical_storage_tank |  | Phosphorous removal system, Building and Storage
32188 | 32215 | COL-RBG-LIT-0001 | Level Indicating Transmitter | COL-RBG | Transmitter,Level |  |  | LIT |  |  | Glendale Shaft (WBT)-storm
12509 | 93363 | COL-PCU-PUMP | Pumping Equipment | COL-PCU | [6 empty] | Cumber Pumping Station
40911 | 75258 | TAB-ACC-MEQ-7101 | Tank, Deaerator No.1 | TAB-HRS-P-DEA | Tank | Tank |  | MEQ | http://www.toronto.ca/TWONTO#pressure_vessel |  | Deaerator Equipment/ Cndensation ,
48703 | 33899 | TAB-MCS-SQ-9116 | First Aid Kit-Lunch Room-Z Bldg | TAB-SES-SQ | Safety,First Aid Kit | Safety Equipment |  | SQ | http://www.toronto.ca/TWONTO#first_aid_kit |  | WA7 Safety Equipment
139455 | 36382 | THR-WA2-LD-34-41 | Sling, Nylon, Work Area 2 (Sr 1472763-46) SIZE; 1" X 3', | THR-LD-NYLN-WA2 | Lifting Device,Sling | Lifting Device |  | LD | synthetic_web_sling |  | Slings, Nylon, Work Area 2
122662 | 62971 | THC-DEW-G-6441 | Gate,Slide,BTU Hopper Extraction Conveyor 6440,Solid Treatment | THC-DEW-CV-6440 |  | Gate |  | G | http://www.toronto.ca/TWONTO#channel_gate
38775 | 67759 | TAB-ACC-AHU-3894SUS | AHU,Incinerator Bldg | TAB-ACC-AHU | Air Handling Unit | HVAC | 41014 | AHU | http://www.toronto.ca/TWONTO#air_handler_unit |  | Air Handling Unit & Supply Fan
77074 | 40433 | THR-PLT-T-0201 | Tank, Grit Bin, Preliminary Treatment, Grit Removal - Grit Tanks - North Plant | THR-PLT-T | Tank | Tank |  | T | http://www.toronto.ca/TWONTO#storage_tank |  | Preliminary Treatment, Grit Removal Tanks and Grit Bin
18603 | 92300 | FHA-SES-SQ-0054 | Safety Harnesses North FP817/6DNA/L full body harness Ser H380765 | FHA-SES-SQ-6 |  | Safety Equipment |  | SQ | http://www.toronto.ca/TWONTO#fall_arrest_harness |  | Safety Fall Protection Equipment
89696 | 9444 | WTR-SPC1 | Process Control Systems - Administrative | WTR-SPC | [6 empty] | Process Control Systems - Services Area
90343 | 19589 | FHO-ALM-T-0301 | Tank, Alum/Ferric Storage 3, Alum System, S4 Chemical Building | FHO-ALM | Tank,Reservoir | Tank |  | T | http://www.toronto.ca/TWONTO#chemical_storage_tank |  | Alum System
42672 | 10974 | FCL-ACC-AHU-0901-SUS | Air Handling Unit, Centrifuge Building, HVAC Room South | FCL-ACC-RMF |  |  | 42186 | AHU |  |  | Residue Management HVAC Equipment
73270 | 43346 | THR-ACC-NX-645 | HVAC, Heating and Air Conditioing Unit, Consultant Bldg. | THR-ACC-ER | H.V.A.C. | HVAC |  | NX | http://www.toronto.ca/TWONTO#air_condition |  | Air Conditioning, AHU, HVAC, Engine Room
55608 | 2852 | TAB-WA2-SQ-8875 | Body Harness- Jaime | TAB-WA2-SQ-0001 | PPE,Harness | Safety Equipment |  | SQ | http://www.toronto.ca/TWONTO#fall_arrest_harness |  | Fall Arrest System , Tripod and SRL
77069 | 53932 | THR-PLT-SQ-0152 | Fall Protection Post for Bar screen 0152 | THR-PLT-SC-0152 | Safety,Eye wash | Safety Equipment |  | SQ | http://www.toronto.ca/TWONTO#fall_restricting_system |  | Bar Screen, Preliminary Treatment
130155 | 69369 | THR-ACC-NR-680 | HVAC Unit & Fan, Main Floor B. Morice Office | THR-ACC-ADM | H.V.A.C.,Heater,Unit | HVAC |  | NR | http://www.toronto.ca/TWONTO#heater |  | Air Conditioning, HVAC, Admin Building
53971 | 35418 | TAB-RSP-RPU-0204 | RPU,Pumps MSP-8, MSP-9 & MSP-10 High Level Channel 1 | TAB-RSP-INQ-M | RPU | Remote Processor Unit |  | RPU | http://www.toronto.ca/TWONTO#RPU_panel |  | M Building - Instrumentation Equipment
10735 | 88142 | FCL-ACC-TT-0312 | Transmitter, Temperature, Admin Building, Second Floor, Kitchen 213 | FCL-ACC-ADMIN |  |  |  | TT |  |  | Administration Building HVAC Equipment
39081 | 68517 | COL-YKP-SRL-097665 | Self Retrieval Line-097665 | YKP-BLD | Safety | Safety Equipment |  | SRL | self_retracting_line |  | Collections - 435 Kipling Ave. Building envelope
137091 | 15515 | THR-PLQ-HPBB | High Pressure Blower Bldg., Work Area 3 | THR-PLQ-WA3 | [6 empty] | Plumbing, Work Area 3
51505 | 86518 | TAB-PRS-FSH-0001 | Switch, Flow High, Chlorine Bldg, Basement | TAB-PRS-SQ-0001SUS |  | Safety Equipment |  | FSH | http://www.toronto.ca/TWONTO#flow_switch |  | Emerg. Eyewash and Shower Stations, Chlorine Building/Basement
123304 | 38939 | THC-DIG-0600 | Eliminated Role: Digester 0600 | THC-DIG-DIGESTERS |  |  | 40441 | DIG |  |  | Primary Anerobic Digesters 0400-0700
104497 | 5129 | MTMH460 | FORMAN-YONGE CTS | TRK-NTO | [6 empty] | NORTH TORONTO DRAINAGE AREA
81112 | 39430 | TNT-DIS-LSH-0701 | Switch, Level,High | TNT-DIS-P-0700 | Switch,Level-High | Switch |  | LSH | http://www.toronto.ca/TWONTO#level_switch |  | Pump,Chlorination Dosing
103658 | 39373 | MTMH322 | SOUTH MIMICO STS | TRK-DON | [6 empty] | DON DRAINAGE AREA
40839 | 25436 | TAB-ACC-TE-1499B | Temperature Element, Space Temperature | TAB-ACC-HTR-1499 | Sensor,Temperature | HVAC |  | TE | http://www.toronto.ca/TWONTO#temperature_sensor_element |  | Heater, Hot Water Reheat Coil
117284 | 55416 | TAB-RSP-M | M Building | TAB-RSP | [6 empty] | Raw Sewage Pumping
93189 | 34346 | FHO-GRK-DR-1009L | Door, (FD-1-09), Fire Rated, Admin Building, L1, Stairway 6, West | FHO-GRK-FEQ-0001 | Fire Prevention,Door | Door |  | DR | http://www.toronto.ca/TWONTO#fire_rated_door
127545 | 85332 | THC-PRM-LI-0953 | Sight, Glass, Fan 0970 | THC-PRM-FN-0970 |  |  |  | LI |  |  | Fan, Heat Exchange, Fan 0970
58133 | 54911 | THC-ACC-AIT-6501 | Transmitter, Smoke Detection, S/A, Pipe Gallery, 2nd Floor Mech Room #1, Headworks | THC-ACC-AHU-6500 | Analyzer | HVAC | 45963 | AIT | http://www.toronto.ca/TWONTO#flame_or_combustion_sensing_instrument |  | Air Handling Unit, Pipe Gallery, 2nd Floor Mech Room #1, Headworks
27975 | 45102 | FIS-ALM-T-0201-SUS | Tank, Alum/Polymer, Alum System | FIS-SUSPENDED | Tank | Tank | 38126 | T | http://www.toronto.ca/TWONTO#chemical_storage_tank |  | Obsolete Entities/Processes
7059 | 25200 | COL-PRR-SC-0001 | Screen, Intake | COL-PRR | Screen |  |  | SC |  |  | Riverside Sewage Pumping Station
9833 | 87547 | FCL-ACC-RPU-0301 | RPU Panel, Admin Building BAS, High Lift Building Control Room | FCL_ELS_MISCELLANEOUS | Control Panel | Remote Processor Unit |  | RPU | http://www.toronto.ca/TWONTO#RPU_panel |  | FCL_ELS_MISCELLANEOUS
79893 | 53868 | THR-WA2-LD-0004 | Sling, Nylon, Work Area 2 | THR-LD-NYLN-WA2 | Lifting Device,Sling | Lifting Device |  | LD | synthetic_web_sling |  | Slings, Nylon, Work Area 2
81668 | 94637 | TNT-SES-SQ-0102 | SCBA Breathing Apparatus, TF195138, Admin Bldg, Lab | TNT-GRK-SCBA | PPE,SCBA | Safety Equipment |  | SQ | http://www.toronto.ca/TWONTO#self-contained_breathing_apparatus |  | SCBA Breathing Apparatus
4850 | 97085 | COL-PIR-CP-0001 | Control Panel, Operator | COL-PIR | Control Panel |  |  | CP |  |  | Island Road Sewage Pumping Station
106564 | 98227 | TAB-ACC-FN-6512 | Fan, Centrifugal, Exhaust air, AHU-6510, Mechanical room No. 1, Screen Bldg., P Bldg. | TAB-ACC-AHU-6510 | Fan,Centrifugal | HVAC |  | FN | http://www.toronto.ca/TWONTO#blower_or_fan_with_drive |  | Air Handling Unit, Mechanical Room no.1, Screen Bldg., P Bldg.
124379 | 88642 | THC-DIS-SP-0602 | Sampler,Automatic,Sample Well,South Effluent Pump Station,Ground Floor | THC-PWA-SOUTH |  | Sampler |  | SP | http://www.toronto.ca/TWONTO#auto_sampler |  | South Pumping Station
106279 | 86942 | TAB-ACC-DM-6578 | Damper, Motorized, Exhaust Air, AHU-6570, Mechanical RM No. 3, Screen Bldg., P Bldg. | TAB-ACC-AHU-6570 | Damper/Louver | HVAC |  | DM | http://www.toronto.ca/TWONTO#air_damper |  | Air Handling Unit, Mechanical Room no.3, Screen Bldg., P Bldg.
120241 | 65346 | THC-ACC-AC-6640 | Air-conditioning Unit, Indoor, Control Room, Ground floor, Headworks | THC-PLT-BLDG-0001 | H.V.A.C.,Air Conditioner | HVAC |  | AC | http://www.toronto.ca/TWONTO#air_condition |  | New Head House, preliminary process
29935 | 97113 | FIS-REVIEW | Control Standards Review | FIS ADMIN |  | System Process Control |  |  | activity |  | Administration
105751 | 86468 | SWM-PWI-MCC-0100 | Motor Control Center, Power Distribution for Station, MCC-0100 | SWM-PWI-MISC |  | Motor Control Centre |  | MCC | http://www.toronto.ca/TWONTO#LV_electrical_panel |  | Miscellaneous Equipment
48474 | 96643 | FCL-AM-HTR-0001 | Heater, (Heat Tracing), Gaseous Chemical Building, South of Storage Tank | FCL-ACC-AM |  |  |  | HTR |  |  | Amonia Room HVAC Equipment
125825 | 21040 | THC-GRK-DR-U | DoorsBuilding U | THC-GRK-STRC-U |  | Door |  |  | http://www.toronto.ca/TWONTO#door
14465 | 35957 | FCL-SES-CYL-0007 | Air Cylinder Carbon Fiber | FCL-SES | PPE,SCBA | Tank |  | CYL | gas_cylinder |  | Safety and Environmental Services
21835 | 9980 | COL-PMY-FEQ-0002S | Fire Prevention, Extinguisher | COL-PMY | Fire Prevention,Extinguisher |  | 40921 | FEQ |  |  | Maryport Sewage Pumping Station
143416 | 60461 | WTR-PEL-COM-2003 | Communication, Network, Panel, Generator Building, Electrical Room | WTR-PEL-RPU-0003 | Network | System Process Control |  | COM | http://www.toronto.ca/TWONTO#network_panel |  | RPU Panel, Generator Building, Electrical Room
140788 | 74894 | TNT-SES-RING-1007 | Lifebuoy Ring | TNT-SES-RING | PPE | Safety Equipment |  | RING | http://www.toronto.ca/TWONTO#life_ring |  | Lifebuoy Ring
3877 | 15043 | COL-PCP-TS-0001 | Switch, Transfer | COL-PCP-MISC | Switch |  |  | TS |  |  | Miscellaneous Equipment
38260 | 98816 | OTH-DIS-EAST | DISTRICT OPERATIONS - EAST | OTH-DIS | [6 empty] | DISTRICT OPERARTIONS
71928 | 29973 | FHO-CLB-F-0201 | Filter, Gas, Post Chlorination Train 2, Chemical Building, Main Floor, Machine Room | FHO-CLB-CHL-0201 |  | Filter |  | F | http://www.toronto.ca/TWONTO#replaceable_air_filter |  | Chlorinator, Post Chlorination Train 2 West, Chemical Building, L1, Evaporator Room
5935 | 98263 | COL-PLV-DM-0001 | Damper/Louver | COL-PLV-MISC | Damper/Louver |  |  | DM |  |  | Miscellaneous Equipment
15725 | 29134 | FHA-ELS-DP-0502A | Power Distribution Panel, West Backwash Filter Valves (Even) Power Supply, Filter Pipe Gallery West | FHA-ELS-PDP-0500A | Control Panel,Power Distribution Panel | Power Distribution Panel |  | DP | http://www.toronto.ca/TWONTO#LV_electrical_panel |  | Power Distribution Panel, 600V, 800A, 3 PH, Filter Building, Pipe Gallery Adjacent to Scrubber
39141 | 29595 | TAB-ACC-DM-6554 | Damper, Motorized, Exhaust Air, FN- 6552, Mechanical RM No. 3, Screen Bldg., P Bldg. | TAB-ACC-FN-6552 | Damper/Louver | HVAC |  | DM | http://www.toronto.ca/TWONTO#air_damper |  | Fan, Centrifugal, exhaust air, Mechanical Room No. 3, Screen Bldg., P Bldg.
142350 | 89519 | WTR-282-LSH-0016 | Switch, Level, High, Flood Alarm, Chamber 282-16, Bayview & John St West | CH 282 16 | Switch,Level-High | Switch |  | LSH | http://www.toronto.ca/TWONTO#level_switch |  | Chamber
38959 | 29790 | TAB-ACC-CT-1444 | Control Panel, Zone Controller | TAB-ACC-HTR-1444 | Control Panel,HVAC | HVAC |  | CT | http://www.toronto.ca/TWONTO#thermostat_or_zone_controller_unit |  | Heater, Hot Water Reheat Coil
120441 | 8926 | THC-ACC-DM-0183 | Damper,Motorized,Outdoor Air,Boiler Building,North Zone 2 | THC-ACC-FN-0186 | Damper/Louver | HVAC |  | DM | http://www.toronto.ca/TWONTO#air_damper |  | Fan,Centrifugal,Boiler Building,North Zone 2
27183 | 52404 | DOS-YCM-VEH-322094 | 2020 CASE 580SN - Vehicle Unit# 322094 | FAC-YCM-VEH | Vehicle,Licensed | Vehicle |  | VEH | power_mobile_equipment
23206 | 64240 | COL-PNT-LSH-0205 | Switch,Level, High, Flood Alarm, Wet Well #2 | COL-PNT-WEL-0200 | Switch,Level-High | Switch |  | LSH | http://www.toronto.ca/TWONTO#level_switch |  | Wet Well
134979 | 24421 | THR-ELS-SQ-0021 | Grounding Cable, Electrical Safety Equipment | THR-ELS-SQ | Safety | Safety Equipment |  | SQ | ? |  | Electrical Safety Equipment, Gloves, Hot Stick, HVT & Megger
132547 | 36063 | THR-DIG-LSH-0906 | Switch, Level-High, Tank 0900 Coffin Overflow, Primary Sludge, Solids Treatment, Transfer System - Digesters - Tank 0900 & Tank 1000 | THR-DIG-PD-0900 | Switch,Level-High | Switch |  | LSH | http://www.toronto.ca/TWONTO#level_switch |  | Tank, Primary Digester-9, Solids Treatment
95165 | 77245 | FHO-TRW-LSH-0003 | Switch, Level, High, Surge Tank T-0003, Surge Building, S4, Tank Room | FHO-TRW-T-0003 | Switch,Level-High | Switch |  | LSH | http://www.toronto.ca/TWONTO#level_switch |  | Tank, Surge, District 2E1, Surge Building, S4, Tank Room
89204 | 31430 | WTR-RLW-ELS | Electrical System | WTR-RLW | [6 empty] | Lawrence Reservoir
118719 | 2140 | TAB-STR-LSHH-8036 | Switch, Level High-High, Blower Bldg, Basement, Old North Substation | TAB-STR-P-8036 |  | Switch |  | LSHH | http://www.toronto.ca/TWONTO#level_switch |  | Pump, Sump
98407 | 76665 | FIS-TRW-FSL-0001 | Switch, Flow, Low, Treated Water Output Sample to AIT-0001 & 0004, Sampling Bldg, Upper Lvl, N Wall | FIS-TRW-AIT-0002 | Switch,Flow-Low | Switch |  | FSL | http://www.toronto.ca/TWONTO#flow_switch |  | Analyzer, Turbidity, TRW Output Sampling Building, Upper Floor, North East Wall, Sampling Pumps Metering Room
65394 | 55929 | THC-PRM-ZSL-0972 | Switch, Position Low, Cylinder Retract, Valve 0972 | THC-PRM-V-0972 |  | Switch |  | ZSL | http://www.toronto.ca/TWONTO#position_switch |  | Valve, Hydraulic Cylinder, Scum Skimmer, Primary Clarifier 0900, SW Plant
89379 | 17717 | WTR-RRH | Rosehill Reservoir | WTR-EAST-RES |  | Tank |  |  | http://www.toronto.ca/TWONTO#collection_of_assets |  | Work Area 1 EAST Reservoirs
115395 | 88735 | TAB-PRM-ELQ-OPS | Old PS Building - Electrical Equipment | TAB-PRM-OPS | [6 empty] | Old PS - Primary Treatment
88308 | 74486 | WTR-PSC-SQ-0001 | Eye Wash Station | WTR-PSC-AUX | PPE,Eyewash Station | Safety Equipment | 35011 | SQ | http://www.toronto.ca/TWONTO#emergency_eyewash |  | Auxiliary Equipment (Building Facilities)
138916 | 8007 | THR-SPC-COM-5202 | Termination Panel, Instrument Air - South | THR-SPC-COM-5200 |  | Network |  | COM | http://www.toronto.ca/TWONTO#network_panel |  | Network Access Closet, Instrument Air Facility
136485 | 30413 | THR-GRK-DR-4803 | Door, Access, West Electrical Substation | THR-DR-WA4 | Door,Access | Door |  | DR | http://www.toronto.ca/TWONTO#door
11986 | 234 | FCL-DEW-V-0011A | Valve, Check, Swing, Treated Water Suction Channel, Treated Water Process Dewatering Pit | FCL-DEW-T-0201 |  |  |  | V |  |  | Tank, Treated Water Process Dewatering Pit
45116 | 83276 | TAB-DIG-HE-T9-12 | Digester Tank 9-12, Heat Exchanger, North Cluster | TAB-DIG-T-09-12 | [6 empty] | Digester Tanks 9-12
61179 | 84051 | THC-CW-T-0602 | Tank,Expansion,Domestic Hot Water,South Pumping Station,Intermediate Level | THC-GRK-L |  | HVAC |  | T | expansion_tank |  | Building L
147358 | 56016 | WTR-RST-RPU-0001S | Remote Processing Unit | WTR-RST-ELS | RPU | Remote Processor Unit | 38904 | RPU | http://www.toronto.ca/TWONTO#RPU_panel |  | Electrical System
88563 | 48804 | WTR-PWT-FEQ-SUS | Fire Equipment, West Toronto Pumping Station | WTR-PWT |  |  | 45422 |  |  |  | West Toronto Pumping Station
66357 | 9471 | THC-SES-MEQ-Q1090800 | FALL ARREST- HARNESS (insp Liftsafe) - RAUL P | THC-MCS-LD | PPE | Lifting Device |  |  | http://www.toronto.ca/TWONTO#fall_arrest_harness |  | Mechanical Services, Lifting Device
107786 | 58108 | TAB-ACC-TSH-4901 | Temperature Switch. High, Indoor Air, Waste Gas Burner Station | TAB-ACC-AC-4901 | Switch,Temperature-High | Switch |  | TSH | http://www.toronto.ca/TWONTO#temperature_switch |  | Split Cooling Unit, HVAC, Waste Gas Burner Station
51663 | 48011 | TAB-PRS-PSL-3040 | Switch, Pressure-Low, Chemical Dosing Pump, Secondary Dosing | TAB-PRS-P-3040 | Switch,Pressure-Low | Switch |  | PSL | http://www.toronto.ca/TWONTO#pressure_switch |  | Pump, Chemical Dosing, Secondary Dosing
122349 | 5665 | THC-CW-SQ-0002 | Emergency Eyewash & Shower, Dechlorination, centre of the building | THC-SES-SQ-EYE | PPE,Eyewash Station | Safety Equipment |  | SQ | http://www.toronto.ca/TWONTO#emergency_eyewash_and_shower |  | Eyewash Stations THC (Virtual entity #)
107809 | 16986 | TAB-ACC-TSL-3905 | Switch,Temperature,Low,Supply Air , | TAB-ACC-AHU-3905SUS | Switch,Temperature | Switch |  | TSL | http://www.toronto.ca/TWONTO#temperature_switch |  | AHU, Heat Recovery Bldg
40358 | 46178 | TAB-ACC-P-6404 | Pump, Heating Pump, Existing Screen Bldg Mechanical Room No.5 | TAB-ACC-HE-6402 | Pump | HVAC |  | P | http://www.toronto.ca/TWONTO#pump_set_-_with_drive |  | Heat Exchanger, Mechanical Room No.5, Old Screen Bldg., P Bldg.
85015 | 72528 | THR-THK-RPU-0005 | Remote Processor Unit, Thickening Polymer Mixing System | THR-ELS-STB | RPU | Remote Processor Unit |  | RPU | http://www.toronto.ca/TWONTO#RPU_panel |  | Electrical System, Sludge Thickening Building
122193 | 55757 | THC-AER-VSH-6206 | Switch,Vibration,Blower 6200,Old Plant Blower Building | THC-AER-BL-6200 | Switch,Vibration | Switch |  | VSH | http://www.toronto.ca/TWONTO#vibration_sensor_element |  | Blower, Aeration
48432 | 18401 | TAB-HRS-BO | Steam Boilers No. 19 & 20 | TAB-HRS-STEAM | [6 empty] | Plant Steam
126415 | 79606 | THC-MCS-LD-0000000012 | DIE CART/PUMP CART (insp Liftsafe) | THC-MCS-LD | Lifting Device | Lifting Device |  | LD | lift_truck |  | Mechanical Services, Lifting Device
89476 | 89214 | WTR-RRH-SQ-0001 | Eye Wash Station | WTR-RRH-AUX | PPE,Eyewash Station | Safety Equipment |  | SQ | http://www.toronto.ca/TWONTO#emergency_eyewash |  | Auxiliary Equipment (Building Facilities)
127092 | 14712 | THC-PLT-FSL-0940 | Switch, Flow, Low, Seal Water, Pump P-0940, Vortex Grit Pipe Gallery, Grit Removal | THC-PLT-P-0940 | Switch,Flow-Low | Switch |  | FSL | http://www.toronto.ca/TWONTO#flow_switch |  | Pump, Grit Slurry, Vortex Grit Pipe Gallery, Grit Removal
27127 | 98602 | FIS-DCL-F-0002-SUS | Filter, SDL Line2, Sulphur Dioxide System | FIS-DCL-EV-0201 |  | Filter | 38182 | F | http://www.toronto.ca/TWONTO#replaceable_air_filter |  | Evaporator,Sulphur Dioxide Service, Stream #2, Gaseous Chemical Building, Storage Room
19992 | 50186 | COL-PMD-LIT-0101 | Transmitter, Level | COL-PMD-MISC | Transmitter,Level |  |  | LIT |  |  | Miscellaneous Equipment
26457 | 68013 | FHO-SPC-COM-1400 | Access Closet, Raw Water Building, S7, Electrical Room | FHO-SPC |  | Communications Equipment |  | COM | http://www.toronto.ca/TWONTO#network_panel |  | Process Control Systems - Services Area
39138 | 85911 | TAB-ACC-DM-6535 | Damper, Motorized, Outside Air, AHU-6530,6540, 6550 & 6560, Mech. RM No. 3, Screen Bldg., P Bldg. | TAB-ACC-AHU-6530 | Damper/Louver | HVAC |  | DM | http://www.toronto.ca/TWONTO#air_damper |  | Air Handling Unit, Mechanical Room no.3, Screen Bldg., P Bldg.
140635 | 13476 | TNT-MCS-SQ-1034 | Sling | TNT-MCS-LD | Lifting Device,Sling | Lifting Device |  | SQ | http://www.toronto.ca/TWONTO#fall_protection_sling |  | Lifting Devices , cranes/ Portable crane/hoists, come alongs, slings, wire rope, chains
50833 | 64220 | TAB-PRM-FSL-7007 | Switch ,Flow, Low, Exhaust Fan- FN-7007 | TAB-PRM-FN-7007 | Switch,Flow | Switch |  | FSL | http://www.toronto.ca/TWONTO#flow_switch |  | Fan, Exhaust (Primary Scum Air Process)
81373 | 66821 | TNT-MCS-LD-0010 | Beam | TNT-MCS-LD | Lifting Device | Lifting Device |  | LD | lifting_device_support |  | Lifting Devices , cranes/ Portable crane/hoists, come alongs, slings, wire rope, chains
119271 | 90929 | TAB-THK-FSL-2401 | Switch,Flow Indication, Seal Water to Pump P-2401 | TAB-THK-P-2401 | Switch,Flow | Switch |  | FSL | http://www.toronto.ca/TWONTO#flow_switch |  | Pump,TWAS Transfer
64787 | 16300 | FCL-SES-FA-0013 | SRL | FCL-SES-SQ-0007 |  | Safety Equipment |  | FA | self_retracting_line |  | Eyewash Station, Admin Building, Operators Lab,Eye wash station - main change room
7726 | 86450 | COL-PSU-WEL-0500 | Wet well | COL-PSU-MISC |  |  |  | WEL |  |  | Miscellaneous Equipment
73351 | 16695 | FHO-DOZ-F-0501 | Filter, Coalescing, Desiccant Dryer D-0503 Inlet, Ozone Building, S2, RW Process Room,Nitrogen Skid | FHO-NIT-SYS | Filter | Filter |  | F | http://www.toronto.ca/TWONTO#replaceable_air_filter |  | NITROGEN SYSTEM
118076 | 5933 | TAB-SLD-FN | Pelletizer Bldg. - Silo System, Fans & Filters | TAB-SLD | [6 empty] | Sludge Drying - Pelletization (OPERATED BY VEOLIA)
107352 | 99833 | TAB-ACC-PDSL-1461 | Switch, Filter Differential Pressure Low,AHU,Boiler Room and Basement | TAB-ACC-AHU-1460 | Switch,Pressure-Low | Switch |  | PDSL | http://www.toronto.ca/TWONTO#pressure_switch |  | Air Handling Unit, Lunch Room
10827 | 90799 | FCL-ALM-CP-0101 | Control Panel, Electrical, Pump 0101, Alum System | FCL-ALM-P-0101 |  |  |  | CP |  |  | Pump, PD, Pump, Alum System
10033 | 72526 | FCL-ACC-AT-0202A | Analyzer, Humidity, Flocculation/Sedimentation Building, Tunnel Dehumidification System | FCL-ACC-P-HL |  |  |  | AT |  |  | High Lift Pumping Station HVAC Equipment
9109 | 46514 | COL-YKP-DA-1733979 | Davit Base Leg-1733979 | COL-YKP-DA | Safety | Safety Equipment |  | DA | davit_base |  | Davit Arm Assembly
75183 | 85002 | THR-FT-PSL-4404 | Switch, Pressure-Low, Pump P-4403 Suction, RAS Pumping - South | THR-FT-P-4403 | Switch,Pressure-Low | Switch |  | PSL | http://www.toronto.ca/TWONTO#pressure_switch |  | Pump, Centrifugal, RAS, RAS Pumping Station - South
30462 | 56103 | FIS-SES-LDR-0310 | Ladder, 12' Fiberglass, Storage Building | FIS-SES | Safety | Tool |  | LDR | http://www.toronto.ca/TWONTO#ladder |  | Safety, Instrumentation & Environmental Services
84458 | 11249 | WTR-LWA | Work Area 2 Central Mains and Chambers | WTR-SCT | [6 empty] | Water Supply Work Area 2 SYSTEM CONTROL
98246 | 14879 | FIS-SES-SQ-6003 | Safety Harness, Full Body | FIS-SES |  | Safety Equipment |  | SQ | http://www.toronto.ca/TWONTO#fall_arrest_harness |  | Safety, Instrumentation & Environmental Services
12393 | 78473 | FCL-ELS-LP-003GA | Lighting Panel, 600/120/208V, 3PH, Gaseous Chemical Building 2nd Floor Workshop | FCL-ELS-6 |  |  |  | LP |  |  | Interior Lighting
147782 | 94503 | YTF-GRK | Buildings and Grounds | YTF-BLDG | [6 empty] | Bullding Services
129189 | 35172 | THC-THK-LSL-1101 | Switch, Level Low, for Mixing Tank-1100,Polymer Make-up System-1100 | THC-THK-T-1100 | Mixer,Propeller | Switch |  | LSL | http://www.toronto.ca/TWONTO#level_switch |  | Tank,Make-up,Polymer Make-up System-1100,Thickening Building
7085 | 43204 | COL-PRX-LP-0001 | Control Panel, Lighting | COL-PRX-MISC | Control Panel |  |  | LP |  |  | Miscellaneous Equipment
25464 | 23001 | COL-PSM-LIT-0101 | Transmitter, Level | COL-PSM-MISC | Transmitter,Level |  |  | LIT |  |  | Miscellaneous Equipment
109807 | 42370 | TAB-DEW-T-3220 | Tank, Polymer Solution Day Tank #2 | TAB-DEW POLYMER DIST | Tank | Tank |  | T | http://www.toronto.ca/TWONTO#chemical_storage_tank |  | Polymer Solution Distribution System
51656 | 39480 | TAB-PRS-PSH-3110 | Switch, Pressure-High,Chemical Dosing Pump, Secondary Dosing | TAB-PRS-P-3110 | Switch,Pressure-High | Switch |  | PSH | http://www.toronto.ca/TWONTO#pressure_switch |  | Pump, Chemical Dosing, Secondary Dosing
125197 | 59831 | THC-ELS-PS-0001-H | Primary Power Equipment, Building H | THC-GRK-ELS-H |  | Control Panel,MCC |  | PS | http://www.toronto.ca/TWONTO#collection_of_assets |  | Building H
34645 | 869 | MAIN-302 | Main 302 | WTR-LWA | [6 empty] | Work Area 2 Central Mains and Chambers
42812 | 67467 | TAB-AUX BLDG | Building Location | TAB-SPC2 | [6 empty] | Process Control Systems - Equipment
59326 | 38735 | FCL-ELS-TSH-002D | Switch,Temperature-High,Low Lift Bldg - Electrical Room,Transformer TR-002D | FCL-ELS-TR-002D | Switch,Temperature-High | Switch |  | TSH | http://www.toronto.ca/TWONTO#temperature_switch |  | Transformer,Power,Dry,Low Lift Bldg - Electrical Room,4160-600V,500KVA
4779 | 26812 | COL-PHF-LSL-0101 | Switch, Level-Low | COL-PHF-MISC | Switch |  |  | LSL |  |  | Miscellaneous Equipment
120308 | 90981 | THC-ACC-BLDG I | Headhouse Building, old process, HVAC | THC-MCS-HVAC |  | HVAC |  |  | http://www.toronto.ca/TWONTO#collection_of_assets |  | Mechanical Services, HVAC
107564 | 82996 | TAB-ACC-TE-1418A | Temperature Element, Supply Air Temperature | TAB-ACC-VAV-1418 | Sensor,Temperature | HVAC |  | TE | http://www.toronto.ca/TWONTO#temperature_sensor_element |  | Heater, Hot Water Reheat Coil, Variable air
9309 | 86493 | COL-YKP-SRL-0001765 | Self Retrieval Line-0001765 | YKP-BLD | Safety | Safety Equipment |  | SRL | self_retracting_line |  | Collections - 435 Kipling Ave. Building envelope
118022 | 4852 | TAB-SES-RING-3025 | Lifebuoy Ring | TAB-SES-RING-3000 | PPE | Safety Equipment |  | RING | http://www.toronto.ca/TWONTO#life_ring |  | Lifebuoy Ring
129707 | 25244 | THR-ACC-CU-0110 | Condensing Unit, New Electrical Room, Headhouse | THR-ACC-AC-0110 |  | HVAC |  | CU | http://www.toronto.ca/TWONTO#AC_condenser_unit |  | Air Conditioner, New Electrical Room, Headhouse
109407 | 50640 | TAB-DEW-F-4221 | Canister, Sludge Holding Tank#2 Odour Control West | TAB-DEW-T-4200 | Tank | Tank |  | F | http://www.toronto.ca/TWONTO#discrete_unit_of_treatment_filter |  | Tank, Sludge Holding #2
58932 | 42851 | THC-ACC-FN-5831 | Fan,Propeller,Circulating,Plant Stores | THC-ACC-BLDG B |  | HVAC |  | FN | http://www.toronto.ca/TWONTO#blower_or_fan_with_drive |  | Mechanical Shop (Chlorine) Building HVAC
105797 | 25641 | SWM-PWD-LP-0001 | Control Panel, Lighting | SWM-PWD-MISC | Control Panel |  |  | LP |  |  | Miscellaneous Equipment
18620 | 26013 | COL-PLB-PSL-0121 | Switch, Pressure-Low | COL-PLB-SUSPENDED | Switch | Switch | 34548 | PSL | http://www.toronto.ca/TWONTO#pressure_switch |  | Longbranch P.S.suspended entities
108764 | 52317 | TAB-AER-BL | Blower Building | TAB-WORK-AREA-LIQ | [6 empty] | TAB Work Area Liq
8698 | 31338 | COL-RBC-RPU-0001 | Remote Processing Unit | COL-RBC | RPU |  |  | RPU |  |  | Cowan Shaft (WBT)-storm
129296 | 46740 | THC-THK-RPU-1616 | Controller Panel,Centrifuge CF-0600,Thickening Building | THC-THK-ELS | Control Panel,Instrumentation | Remote Processor Unit |  | RPU | http://www.toronto.ca/TWONTO#RPU_panel |  | TWAS Elecftrical equipment Sludge Thickening
126189 | 70022 | THC-INC-PSH-2064 | Switch, Pressure-High, Natural Gas Train, Incinerator 2000 | THC-INC-FU-2000 | Switch,Pressure-High | Switch |  | PSH | http://www.toronto.ca/TWONTO#pressure_switch |  | Furnace, Incinerator 2000
64095 | 83360 | THC-PRM-CH-0580 | Scum Pit, Tank 0500, Primary Clarifier | THC-PRM-T-0500 | Tank | Tank |  | CH | http://www.toronto.ca/TWONTO#storage_tank |  | Tank, Primary Clarifier
120115 | 52512 | TAB-WA7-IR-RTE | WA7 IR route | TAB-ELS-ROUTES | [6 empty] | Top-level hierarchy for generic entities that represent muliti-equipment inspection routes
144358 | 86126 | WTR-PJO-T-1101 | Tank, Domestic Hot Water | WTR-PJO-AUX | Tank,Domestic Hot Water | Tank |  | T | http://www.toronto.ca/TWONTO#tanked_hot_water_heater |  | Auxiliary Equipment (Building Facilities)
61471 | 1702 | THC-FEQ-FSP-0004 | Fire Hose cabinets, Admin. Bldg K | THC-FEQ-FSP | Fire Prevention,Hose | Safety Equipment | 43228 | FSP | ? |  | Sprinkler System
18566 | 21698 | FHA-SES-SCBA-0046 | Cylinder for Air Pack Ser # OJ 377646 | FHA-SES-SCBA-CYLINDER | PPE,SCBA | Safety Equipment |  | SCBA | http://www.toronto.ca/TWONTO#compressed_gas_cylinder |  | Breathing Air Tanks (SCBA cylinders)
30220 | 8297 | FIS-SA-PSH-0101 | Switch, Pressure, High, Compressor C-0100 Air receiving Tank, Filter Building, Pump Room West | FIS-SA-C-0100 | Switch,Pressure-High | Switch |  | PSH | http://www.toronto.ca/TWONTO#pressure_switch |  | Compressor, Reciprocating, Constant Speed, Filter Building, Pump Room West
87986 | 881 | FHO-SES-SQ-4011 | First Aid Kit Station, Admin Building, L2, Kitchen | FHO-SES-SQ-0004 | Safety,First Aid Kit | First Aid |  | SQ | http://www.toronto.ca/TWONTO#first_aid_station_equipment |  | First Aid
138762 | 98119 | THR-SES-SQ-2572 | Lanyard for Harness, PPE Igor Chamsoutdinov | THR-SES-FAS | Safety | Safety Equipment |  | SQ | lifeline |  | Fall Arrest Sytem (Harness and Lanyard), Safety Equipment
39208 | 91294 | TAB-ACC-F-6592 | Filter, AHU-6590, Workshop Roof, Screen Bldg., P Bldg. | TAB-ACC-AHU-6590 | Filter | HVAC |  | F | http://www.toronto.ca/TWONTO#replaceable_air_filter |  | Air Handling Unit, Workshop Roof, P Bldg.
26333 | 44319 | FHO-GRK-DR-4010S | Door, (FD-S4-10), Fire Rated, Admin Building, S4, Cable Shaft Passenger Elevator | FHO-GRK-FEQ-0001 | Fire Prevention,Door | Door |  | DR | http://www.toronto.ca/TWONTO#fire_rated_door
13691 | 16086 | FCL-MCS-LD-2002 | Tripod 2 | FCL-MCS-LD | Lifting Device | Lifting Device |  | LD | http://www.toronto.ca/TWONTO#fall_arrest_Davit_arm |  | Lifting Devices
90803 | 45979 | FHO-CLA-V-0211-SUS | Valve, Gaseous Supply Header from Pre Injector System to Pre-Chlorination Injector 2 | FHO-CLA-CHL-0201 | Valve,Ball |  | 37538 | V |  |  | Chlorinator, Pre Chlorination Train 2, Chemical Building, L1, Machine Room
118714 | 43073 | TAB-STR-LSHH-5109 | Switch, Level High-High, Blower Bldg, Basement, North-East Corner | TAB-STR-P-5109 |  | Switch |  | LSHH | http://www.toronto.ca/TWONTO#level_switch |  | Pump, Sump, Blower Bldg, Basement, North-East Corner
113538 | 51037 | TAB-GRK-VEH-378313 | Kubota- 4 Seater Admin | TAB-GRK-VEH | Vehicle,Unlicensed | Vehicle |  | VEH | http://www.toronto.ca/TWONTO#golf_cart
138724 | 6647 | THR-SES-SQ-1330S | Lanyard for Harness | THR-SES-SQ | Safety | Safety Equipment | 38777 | SQ | lifeline |  | Safety Equipment
106238 | 95448 | TAB-ACC-DM-6477 | Damper, Motorized, Exhaust Air, FN- 6465, Roof, Existing Grit Bldg. | TAB-ACC-FN-6465 | Damper/Louver | HVAC |  | DM | http://www.toronto.ca/TWONTO#air_damper |  | Fan, Centrifugal, Exhaust Air, Roof, Old Screen Bldg., P Bldg.
112692 | 11849 | TAB-EL1-MCC-6351 | Motor Control Centre 600V - Blower Bldg | TAB-EL1-MCC-6005 | Switchgear,Indoor | Motor Control Centre |  | MCC | http://www.toronto.ca/TWONTO#LV_electrical_panel |  | Motor Control Centre 600V - Blower Bldg
44124 | 47369 | FCL-GRK-VEH-0001 | Vehicle Pickup Truck | FCL-SES | Vehicle,Licensed | Vehicle |  | VEH | http://www.toronto.ca/TWONTO#pickup_truck
115494 | 80824 | TAB-PRM-LSL-0111 | Switch, Level Low, Polymer Bag System FD-0111, Polymer Room, Old Screen Bldg., P Bldg. | TAB-PRM-T-0110 | Switch,Level-Low | Switch |  | LSL | http://www.toronto.ca/TWONTO#level_switch |  | Tank, Polymer Make-Up, Polymer Room, Old Screen Bldg., P Bldg.
16486 | 53992 | COL-PKP-AIT-0003 | Transmitter, Gas | COL-PKP-MISC | Transmitter |  |  | AIT |  |  | Miscellaneous Equipment
19148 | 17566 | FHO-ACC-F-0202 | Filter, Dry Air, AHU-0202 Inlet, Chemical Building, North Penthouse | FHO-ACC-AHU-0202 |  | Filter |  | F | http://www.toronto.ca/TWONTO#replaceable_air_filter |  | Air Handling Unit, General Chemical Building HVAC, Chemical Building, North Penthouse, N/E Corner
55396 | 66455 | TAB-WA1-SQ-1020 | Sling | TAB-WA1-SQ-1000 | Lifting Device,Sling | Lifting Device |  | SQ | http://www.toronto.ca/TWONTO#fall_protection_sling |  | WA1 Lifting Devices and Slings
119660 | 35707 | TAB-WA1-SQ-1079 | Sling | TAB-WA1-SQ-1000 | Lifting Device,Sling | Lifting Device |  | SQ | http://www.toronto.ca/TWONTO#fall_protection_sling |  | WA1 Lifting Devices and Slings
11759 | 42161 | FCL-CW-T-0011 | Tank, Hot Water, Non-Pressurised, Dry Chemical Building, Basement | FCL-GRK | Tank,Non-Pressurized | Tank |  | T | http://www.toronto.ca/TWONTO#tanked_hot_water_heater |  | Buildings and Grounds
30944 | 5572 | FIS-FEQ-DR-0052 | Door, Fire, Chlorine & SO2 Building | FIS-GRK-STRC-0001 |  | Door |  | DR | http://www.toronto.ca/TWONTO#fire_rated_door
45170 | 68025 | TAB-DIG-LSHH-8079A | Switch, Level High-High, Digesters 19-22, Basement, South-West Sump | TAB-DIG-P-8079 |  | Switch |  | LSHH | http://www.toronto.ca/TWONTO#level_switch |  | Pump, Process Sump, 1A, Digestion Tank #19 - 22 Basement
29547 | 62680 | FIS-ITS-COM-2101 | Termination Panel | FIS COMMUNICATIONS |  | System Process Control |  | COM | termination_panel |  | FIS Communications
39022 | 98894 | SWM-PWD-LSHH-0107 | Switch, Level High-High | SWM-PWD-MISC | Switch,Level |  |  | LSHH |  |  | Miscellaneous Equipment
31262 | 70019 | COL-PSU-RPU-0001 | Remote Processing Unit, All control and Instrumentation Equipment - RPU | COL-PSU |  | Remote Processor Unit |  | RPU | http://www.toronto.ca/TWONTO#RPU_panel |  | Sunnyside Pumping Station
15566 | 65859 | FCL-ZMC-V-0011A-SUS | Valve, Ball, Isolation, Cl2 Solution to Sampling Pumps P-0701&0801, Low Lift PS Basement | FCL-SUSPENDED |  |  | 47322 | V |  |  | Suspended entity
122034 | 53658 | THC-AER-T-6020 | Tank, Coolant, Blower, Aeration | THC-AER-BL-6020 | Tank | Tank |  | T | http://www.toronto.ca/TWONTO#chemical_storage_tank |  | Blower,Centrifugal,High Speed Turbo, Aeration, SE Plant Blowers Part 1 and Train #8
6298 | 32941 | COL-PMP-FEQ-0001S | Fire Prevention, Extinguisher | COL-PMP | Fire Prevention,Extinguisher |  | 40171 | FEQ |  |  | Mount Pleasant Sewage Pumping Station
107534 | 16840 | TAB-ACC-T-6215 | Tank, Condensate, from T-6214 | TAB-ACC-T-6214 | Tank | Tank |  | T | http://www.toronto.ca/TWONTO#condensate_trap |  | Tank, Condensate, from Heaters
93304 | 21177 | FHO-GRK-DR-2075S | Door, (FD-S2-75), Fire Rated, Admin Building, S2, East Loading Bay Rollup, South Breezway | FHO-GRK-FEQ-0001 | Fire Prevention,Door | Door |  | DR | http://www.toronto.ca/TWONTO#fire_rated_door
96394 | 90148 | YTF-ACC-AC-0001 | H.V.A.C., Air Conditioner, HUB Room, HVAC Dampers | YTF-ACC | H.V.A.C.,Air Conditioner | HVAC |  | AC | http://www.toronto.ca/TWONTO#air_condition |  | HVAC Equipment
36386 | 15072 | COL-RBG-F-0001 | Filter,Passive Carbon filter,Shaft Roof | COL-RBC-MISC |  | Filter |  | F | media_based_filter |  | Miscellaneous Equipment
11516 | 81471 | FCL-CLA-CHL-0301 | Chlorinator, Chlorine Gas, Chlorination System | FCL-CLA | Chemical Feeder,Gas | Chemical Feeder |  | CHL | http://www.toronto.ca/TWONTO#chlorinator_system |  | Pre-Chlorination
59504 | 52933 | THC-ACC-TC-0565 | Temperature Controller,Pressurization System | THC-ACC-BLDG A | Air Handling Unit | HVAC |  | TC | http://www.toronto.ca/TWONTO#thermostat_or_zone_controller_unit |  | Old Plant Blower Building HVAC
6341 | 57008 | COL-PMY-CP-0001 | Control Panel. Instrumentation, Instrument Air Pressure Control | COL-PMY | Control Panel |  |  | CP |  |  | Maryport Sewage Pumping Station
8701 | 849 | COL-RBC-SP-0313 | Sampler, Overflow | COL-RBC | Sampler |  |  | SP |  |  | Cowan Shaft (WBT)-storm
8540 | 59084 | DOS-YCM-FAK-VEH270005 | First Aid kit in Trailer vehicle # 270005 | DOS-YCM-TRL-VEH270005 | Safety,First Aid Kit | First Aid |  |  | http://www.toronto.ca/TWONTO#first_aid_kit |  | 2008 Homemade Modular - Vehicle Trailer Unit# 270005
26280 | 66297 | FHO-GRK-DR-2033L | Door, (FD-2-33), Fire Rated, Admin Building, L2, East Admin to Stairway | FHO-GRK-FEQ-0001 | Fire Prevention,Door | Door |  | DR | http://www.toronto.ca/TWONTO#fire_rated_door
7880 | 43126 | COL-PTD-LIT-0100 | Transmitter, Level | COL-PTD-MISC | Transmitter,Level |  |  | LIT |  |  | Miscellaneous Equipment
108627 | 33445 | TAB-ACC-V-6523 | Valve, Actuated, Fire Protection System, Mechanical Room No. 1, Screen Bldg., P Bldg. | TAB-ACC-P-6511 | Valve | HVAC |  | V | http://www.toronto.ca/TWONTO#valve |  | Pump, Fire pump, Mechanical Room No. 1, Screen Bldg., P Bldg.
26309 | 69923 | FHO-GRK-DR-2078S | Door, (FD-S2-78), Fire Rated, Admin Building, S2, Stairway 7 | FHO-GRK-FEQ-0001 | Fire Prevention,Door | Door |  | DR | http://www.toronto.ca/TWONTO#fire_rated_door
55825 | 59324 | TAB-WA6-SQ-7591 | Harness - Shared Equipment | TAB-WA6-SQ-0001 | PPE | Safety Equipment |  | SQ | http://www.toronto.ca/TWONTO#fall_arrest_harness |  | Fall Arrest System
73664 | 17209 | THR-ELS-INQ-9179 | Portable Spectrophotometer, Electrical & Instrument Shop | THR-ELS | Safety | Test Equipment |  | INQ | lab_equipment |  | Electrical Power System
21887 | 72113 | COL-PMY-P-0200 | Pump, Centrifugal | COL-PMY | Pump |  |  | P |  |  | Maryport Sewage Pumping Station
118817 | 81588 | TAB-STR-RPU-0710 | RPU-GE0710 | TAB-STR-RPU | RPU | Remote Processor Unit |  | RPU | http://www.toronto.ca/TWONTO#RPU_panel |  | Aeration Gallery - RPUs
68434 | 92078 | THR-ACC-PSH-1702 | Switch,Pressure-High, DG Valve Train, Boiler 1701, Plant Central Hot Water System, Hot Water Boilers | THR-ACC-BO-1701 | Switch,Pressure-High | Switch |  | PSH | http://www.toronto.ca/TWONTO#pressure_switch |  | Boiler, Low Pressure, Hot Water, Plant Central Hot Water System, Hot Water Boilers (CRN-H9308.5,TSSA UID-65022707, SNo.-5.1103727)
59656 | 81695 | THC-ACC-TSL-0011 | Switch, Temperature, Ice in Slab, Snow Melting System, Zone #1, Admin Building, North/West Area | THC-ACC-CT-0121 |  | HVAC |  | TSL | http://www.toronto.ca/TWONTO#temperature_switch |  | Controller, MAN-0011, Admin Building, Snow Melting, Zone #1
8567 | 97998 | COL-RBB-SP-0215 | Sampler, Influent Flow | COL-RBB | Sampler |  |  | SP |  |  | Western Beaches Tunnel (Battery Park)-Storm
86090 | 1230 | WTR-PJS-HE-0018 | Heat Exchanger, DLWC, Enwave | WTR-PJS-ENW |  |  |  | HE |  |  | Enwave Process
25451 | 11553 | COL-PSM-FN-0005 | Fan, Centrifugal | COL-PSM | Fan |  |  | FN |  |  | Simcoe St Sewage Pumping Station
101598 | 95442 | MAIN-187 | Main 187 | WTR-LWA | [6 empty] | Work Area 2 Central Mains and Chambers
50816 | 32719 | TAB-PRM-FSL-3601? | Switch ,Flow, Low,Seal water to Pump-3601 | TAB-SUSPENDED ENTITY | Switch,Flow | Switch | 34198 | FSL | http://www.toronto.ca/TWONTO#flow_switch |  | Suspended entities
133985 | 39249 | THR-DIS-PSH-0500 | Switch, Pressure, High, Pump skid 5, Disinfection Building Main Floor | THR-DIS-P-SRAS | Switch,Pressure-High | Switch |  | PSH | http://www.toronto.ca/TWONTO#pressure_switch |  | Pumps, Disinfection, South Return Activated Sludge
86060 | 1490 | FHA-WWW-T-4041 | Tank, Decant, RMF, Dicant Tanks Area | FHA-WWW-T-4041-KQ | Tank | Tank |  | T | http://www.toronto.ca/TWONTO#sedimentation_tank |  | Tank Location, Decant 4
136760 | 59537 | THR-MCS-MT-0524 | Centre Lathe | THR-MT-WA3 |  | Tool |  | MT | http://www.toronto.ca/TWONTO#lathe |  | Machine Tools
129738 | 32869 | THR-ACC-CU-5101 | Condensing Unit, Ductless Split System outdoor Unit, Plant Water Effluent PS | THR-ACC-AC-5100 | H.V.A.C.,Air Conditioner | HVAC |  | CU | http://www.toronto.ca/TWONTO#AC_condenser_unit |  | Fan Coil Unit, Ductless Split System Indoor Unit, Plant Water Effluent PS
86860 | 7735 | WTR-PLW-PPE-0004A | Gloves, Electrical Protection, 40kv - Manjit Parmar | WTR-PLW-PPE | PPE,Insulated Glove | Safety Equipment |  | PPE | http://www.toronto.ca/TWONTO#rubber_insulating_gloves |  | Personal Protection Equipment - WWA
118368 | 90106 | TAB-SPC-CAB-3000 | Communication Cabinet | TAB-STR-RPU | SCADA | Communications Equipment |  | CAB | http://www.toronto.ca/TWONTO#network_panel |  | Aeration Gallery - RPUs
4214 | 60223 | COL-PEV-DM-0002 | Damper/Louver, Manual | COL-PEV | Damper/Louver |  |  | DM |  |  | Ellis Sewage Pumping Station
128014 | 29085 | THC-PRM-ZSH-1180 | Switch, Position High, Mech Away, Valve 1173C | THC-PRM-V-1173C | Switch,Position-High | Switch |  | ZSH | http://www.toronto.ca/TWONTO#position_switch |  | Valve, Inlet, Flow Transmitter Indicating, Primary Clarifier 1100, Primary Sludge Distribution
68428 | 98542 | THR-ACC-PSH-1303 | Switch,Pressure-High, DG Valve Train, Boiler 1301, Plant Central Hot Water System, Hot Water Boilers | THR-ACC-BO-1301 | Switch,Pressure-High | Switch |  | PSH | http://www.toronto.ca/TWONTO#pressure_switch |  | Boiler, Low Pressure, Hot Water, Plant Central Hot Water System, Hot Water Boilers (CRN-H9308.5,TSSA UID-65022703, SNo.-5.1103723)
30004 | 27539 | FIS-RW-PSL-0301-SUS | Switch, Pressure-Low, Seal Water, Pump 0301, Raw Water Pumping Station | FIS-RW-P-0301 | Switch,Pressure-High | Switch | 38350 | PSL | http://www.toronto.ca/TWONTO#pressure_switch |  | Circuit Breaker,4.16 kV,Raw Water Pump Station,Upper Level,West,Solid State Starter,FIS-RW-P-0301
76230 | 45727 | THR-MCS-MT-0556 | Welding Machine | THR-MT-WA3 |  | Tool |  | MT | welder |  | Machine Tools
132846 | 47445 | THR-DIG-PSL-2514 | Switch, Pressure-Low, Inlet Pump 2514, Digester Tank 0200 | THR-DIG-P-2514 | Switch,Pressure-Low | Switch |  | PSL | http://www.toronto.ca/TWONTO#pressure_switch |  | Pump, Centrifugal, Sludge Transfer, Tank 0200
77001 | 41941 | THR-PLT-LSH-0132 | Switch, Level-High, Screen 0132, Preliminary Treatment, Screening | THR-PLT-SC-0132 | Switch,Level-High | Switch |  | LSH | http://www.toronto.ca/TWONTO#level_switch |  | Bar Screen, Preliminary Treatment
13686 | 43608 | FCL-MCS-LD-0801 | Winch - no CAP: - 40 FT cable | FCL-MCS-LD | Lifting Device,Hoist,Manual | Lifting Device |  | LD | winch |  | Lifting Devices
79904 | 70324 | THR-WA2-LD-0027 | Sling, Wire Rope, Work Area 2 | THR-LD-WIRE-WA2 | Lifting Device,Sling | Lifting Device |  | LD | wire-rope_sling |  | Slings, Wire Rope, Work Area 2
3645 | 27287 | COL-PCF-LSH-0103 | Switch Level, High, Wet Well | COL-PCF | Switch,Level-High | Switch |  | LSH | http://www.toronto.ca/TWONTO#level_switch |  | Clark Pumping Station
4425 | 70978 | COL-PFO-LSLL-0102 | Switch, Level Low-Low | COL-PFO | Switch,Level |  |  | LSLL |  |  | Fourth Street Sewage Pumping Station (Wards Island PS#9)
40112 | 43513 | DOS-SES-SCBA-9584 | SCBA 5 minutes escape pack | FAC-YCM-SES | Safety | Safety Equipment |  | SCBA | http://www.toronto.ca/TWONTO#self-contained_breathing_apparatus |  | SAFETY & ENVIRONMENTAL SERVICES
143594 | 74550 | WTR-PEL-LSH-1601 | Switch, Level, High, New Oil Tank T-1600, Generator Building, Generator Room | WTR-PEL-T-1600 | Switch,Level-High | Switch |  | LSH | http://www.toronto.ca/TWONTO#level_switch |  | Tank, Non-Pressurized, New Oil, Generator Building, Product Handling Room
132441 | 27660 | THR-DIG-FSL-3165 | Flow Switch, Pump Seal Water | THR-DIG-P-3165 | Transmitter,Pressure | Switch |  | FSL | http://www.toronto.ca/TWONTO#flow_switch |  | Pump, Centrifugal, Sludge Transfer, Digester Tank 0800
68490 | 60224 | THR-ACC-T-0601 | Tank, Glycol Heating Package, T-23, East Maintenance, Gallery Ventilation, Zone 3A | THR-ACC-T | Tank | Tank |  | T | http://www.toronto.ca/TWONTO#chemical_storage_tank |  | Air Conditioning, Glycol Heating Packages
21329 | 48564 | FHO-ELS-DP-0313-SUS | Distribution Panel from MCC-0313 | FHO-SUSPENDED | Control Panel,Power Distribution Panel | Motor Control Centre | 37596 | DP | http://www.toronto.ca/TWONTO#LV_electrical_panel |  | Suspended Entity List
111026 | 8412 | TAB-DIG-PSH-1473 | Switch, Pressure,High,Sludge Delivery Transfer Pump-1473 | TAB-DIG-P-1473 | Switch,Pressure | Switch |  | PSH | http://www.toronto.ca/TWONTO#pressure_switch |  | Pump, Centrifugal, Sludge Transfer (DX2621), Digester Tank 14
72924 | 33308 | THR-ACC-HCP2 | Heating and Cooling Pumps, WA2 | THR-OCS-NEW | Analyzer,ORP | HVAC |  |  | http://www.toronto.ca/TWONTO#collection_of_assets |  | Odour Control, Biofilter
120863 | 65994 | THC-ACC-HTR-0236 | Heater, Perimeter. Admin Building, Ground Floor, Office 114 | THC-ACC-AHU-0071 |  | HVAC |  | HTR | http://www.toronto.ca/TWONTO#heater |  | Air handling Unit, Ground Floor West Zone(Administration), Admin Building Roof
114343 | 54755 | TAB-PLT-CMP-P | P Building, Screening Compactors | TAB-PLT-P | [6 empty] | P Building - Preliminary Treatment
24781 | 98953 | FHO-PCL-T-0101-KQ | PACL Storage Tank 1 | FHO-OBSOLETE |  |  |  | T |  |  | Removed From Service
27625 | 19647 | COL-PTD-LSL-0102 | Switch, Level-Low | COL-PTD | Switch,Level |  |  | LSL |  |  | Todmorden Sewage Pumping Station
119733 | 48267 | TAB-WA1-SQ-1975 | Lanyard 6 Ft- Cuadrante, Randy | TAB-WA1-SQ-0001 | PPE,Harness | Safety Equipment |  | SQ | lifeline |  | WA1 Fall Arrest System
65488 | 2465 | FCL-SH-03 | Safety Harness Full Body | FCL-SES-SQ-0102 | PPE | Safety Equipment |  | SH | http://www.toronto.ca/TWONTO#fall_arrest_harness |  | Safety Harnesses, High Lift Building, Store Room
33555 | 83543 | COL-YKP-DA-0013S | Davit Arm Assembly with Upper Arm-151117 | COL-W-OBSOLETE | Safety | Safety Equipment | 45977 | DA | http://www.toronto.ca/TWONTO#fall_arrest_Davit_arm |  | Col West Obsolete Entities
9343 | 49794 | COL-YKP-SRL-2000070 | Self Retrieval Line - 2000070 | YKP-BLD | Safety | Safety Equipment |  | SRL | self_retracting_line |  | Collections - 435 Kipling Ave. Building envelope
125754 | 52648 | THC-FT-T-5300 | Tank,Waste Sludge Wet Well,Secondary Clarifiers 0100 - 0800,Old Plant | THC-FT-OLD PLANT | Well | Tank |  | T | http://www.toronto.ca/TWONTO#storage_tank |  | Secondary Clarifiers, Old Plant
40909 | 91896 | TAB-ACC-MEQ-6513 | Mechanical Equipment, Electronic Trap Priming, Blower Room, Screen Bldg., P Bldg. | TAB-PLT-PLQ-P | Building Service,Floor Drain | Plumbing |  | MEQ | http://www.toronto.ca/TWONTO#trap_priming_device |  | Plumbing, General, P Bldg Prelim Treatment
61084 | 57961 | THC-ELS-PDP-0202B | Distribution Panel, Building K | THC-ELS-PS-0001-K | Control Panel,Electrical |  |  | PDP |  |  | Primary Power Equipment, Building K
48149 | 65010 | FCL-ALM-FS-0301 | Switch,Flow Pump # 3 | FCL-ALM |  |  | 33817 | FS |  |  | Coagulation
94013 | 55715 | FHO-RW-P-1601-KQ | Zebra Mussel Control Sample Pump Unit 2 | FHO RAW H2O |  |  |  | P |  |  | Raw water Sampling
40498 | 7459 | TAB-ACC-RPU-1409 | RPU-GE1409 | TAB-ELS-WA6 | RPU | Remote Processor Unit |  | RPU | http://www.toronto.ca/TWONTO#RPU_panel |  | Panel Boards, MCC, WA6
81303 | 35016 | TNT-FT | Final Tanks 1-5 | TNT-STR | [6 empty] | Secondary Treatment
26259 | 69617 | FHO-SES-SCBA-0021 | Cylinder, SCBA, Air Pack, 2216 PSI, Ser #OJ-264831 | FHO-SES-SQ-0003 | PPE,SCBA | Safety Equipment |  | SCBA | http://www.toronto.ca/TWONTO#compressed_gas_cylinder |  | Breathing Air Tanks
42297 | 24070 | TAB-ACC-V-4806 | Valve,Gate,Isolation, Pump Suction | TAB-ACC-P-4811 | Valve,Gate | Tank |  | V | http://www.toronto.ca/TWONTO#valve |  | Pump, Circulating,Hot Water,Dig 19-22 Sludge Heating, P17-1,
66403 | 9170 | THC-SPC-COM-1211 | SCADA Operator Workstation,Centrifuge Floor,WAS Thickening Building | THC-THK-CF-0200 | SCADA | Communications Equipment |  | COM | http://www.toronto.ca/TWONTO#operator_interface_terminal |  | Centrifuge,WAS Thickening
98868 | 87623 | IU2033A | Receiver, Air, Incinerator Building | EU2002 | Tank | Tank |  |  | http://www.toronto.ca/TWONTO#pressure_vessel |  | Incinerator Building Air Equipment
8735 | 58270 | COL-SKW-CB-0001 | Circuit Breaker, Main | COL-SKW-MISC | Circuit Breaker |  |  | CB |  |  | Miscellaneous Equipment
107121 | 89084 | TAB-ACC-HTR-6547 | Heater, Unit, Hot Water, stair at penthouse, Screen Bldg., P Bldg. | TAB-ACC-HTR-PBLDG | H.V.A.C.,Heater | HVAC |  | HTR | http://www.toronto.ca/TWONTO#heater |  | Unit Heaters- P Bldg
66769 | 43013 | THC-GRK-DR-C | Doors, Building C | THC-GRK-PRTY-0001 |  | Door |  |  | http://www.toronto.ca/TWONTO#door
62532 | 34635 | THC-MCS-LD-0000000028 | GENERAL EQUIPMENT - LIFT TABLE WITH MANUAL WINCH (insp Liftsafe) | THC-MCS-LD | Lifting Device | Lifting Device |  | LD | http://www.toronto.ca/TWONTO#collection_of_assets |  | Mechanical Services, Lifting Device
59453 | 16549 | THC-ACC-STR-6210 | Strainer, AHU-6200, 2nd Floor Mech Room #2, Headworks | THC-ACC-AHU-6200 | Filter | HVAC |  | STR | http://www.toronto.ca/TWONTO#strainer |  | Air Handling Unit, Blower Room, 2nd Floor Mech Room #2, Headworks
83901 | 94382 | FHA-TRW-TSH-0001 | Switch, Temperature, High, Pump Building First Floor, South Vault | FHA-TRW-TWP | Switch,Temperature-High | Switch |  | TSH | http://www.toronto.ca/TWONTO#temperature_switch |  | Treated Water Pumping
63409 | 99968 | FCL-MCS-LD-0009 | Chain Block 1 Ton | FCL-MCS-7 | Lifting Device | Lifting Device |  | LD | http://www.toronto.ca/TWONTO#lifting_equipment_hoist |  | Vehicles
8580 | 61851 | COL-RBB-SWG-0004 | Switchgear, Indoor | COL-RBB | Switchgear |  |  | SWG |  |  | Western Beaches Tunnel (Battery Park)-Storm
66666 | 24258 | THC-STR-RPU | Secondary Process RPUs | THC-STR | [6 empty] | Secondary Treatment
63793 | 20540 | THC-PLT-SW-5191 | Switch,Motion-Low,Conveyor 5190,Screening,Head House | THC-PLT-CV-5190 | Switch,Motion | Switch |  | SW | http://www.toronto.ca/TWONTO#motion_sensor_element |  | Conveyor, Incline, Screening
86179 | 75785 | WTR-PJS-LSL-0200 | Switch, Level-Low, (Priming Status Switch), Pump 0200 | WTR-PJS-P-0200 | Switch,Level-Low | Switch |  | LSL | http://www.toronto.ca/TWONTO#level_switch |  | Pump, Centrifugal, To DLWC
48288 | 64612 | TAB-ELS-SQ-6160 | Electrical - Rubber Insulating Gloves Class 1 | TAB-ELS-SQ-GLOVE | PPE,Insulated Glove | Safety Equipment |  | SQ | http://www.toronto.ca/TWONTO#rubber_insulating_gloves |  | High Voltage Gloves
33639 | 11103 | COL-YKP-DA-0019S | Davit Arm Assembly with Upper Arm-1717107 | COL-W-OBSOLETE | Safety | Safety Equipment | 45983 | DA | http://www.toronto.ca/TWONTO#fall_arrest_Davit_arm |  | Col West Obsolete Entities
85882 | 22274 | WTR-PJO-GFI-0006 | Ground Fault Circuit Interrupter | WTR-PJO-AUX |  |  |  | GFI |  |  | Auxiliary Equipment (Building Facilities)
93328 | 40634 | FHO-GRK-DR-4011S | Door, (FD-S4-11), Fire Rated, Admin Building, S4, Stairway 5 | FHO-GRK-FEQ-0001 | Fire Prevention,Door | Door |  | DR | http://www.toronto.ca/TWONTO#fire_rated_door
105810 | 43 | SWM-PWD-SS-0001 | Station Security System | SWM-PWD-MISC |  | Security System |  | SS | http://www.toronto.ca/TWONTO#security_system |  | Miscellaneous Equipment
31446 | 33357 | COL-RBB-MCC-0001 | Motor Control Centre | COL-RBB-MISC | Control Panel,MCC |  |  | MCC |  |  | Miscellaneous Equipment
8960 | 31361 | COL-YKP-DA-110675A(S) | Davit Base Leg-110675A | COL-W-OBSOLETE | Safety | Safety Equipment | 46000 | DA | davit_base |  | Col West Obsolete Entities
48204 | 55305 | TAB-ELS-SQ-5033 | Lanyard & Absorber(Jeff) | TAB-ELS-SQ-FALL ARST | PPE,Lanyard | Safety Equipment |  | SQ | lifeline |  | Fall Arrest -Safety Harness & Lanyard
117211 | 93776 | TAB-RSP-FSL-2210 | Flow Switch, Low,Seal Water, Raw Sewage Pump P-2210 | TAB-RSP-P-2210 | Switch,Flow | Switch |  | FSL | http://www.toronto.ca/TWONTO#flow_switch |  | Pump, Raw Sewage #10
52073 | 93360 | TAB-PRS2 | Phosphorus Removal System | TAB-WORK-AREA-2 | [6 empty] | Work Area 2
39987 | 25368 | TAB-ACC-HTR-6511 | Heater, Unit, Hot Water, Workshop Office, Screen Bldg., P Bldg. | TAB-ACC-HTR-PBLDG | H.V.A.C.,Heater | HVAC |  | HTR | http://www.toronto.ca/TWONTO#heater |  | Unit Heaters- P Bldg
128765 | 4816 | THC-SES-MEQ-EDD866 | FALL ARREST- HARNESS (insp Liftsafe) - Pedro C | THC-MCS-LD | PPE | Lifting Device |  |  | http://www.toronto.ca/TWONTO#fall_arrest_harness |  | Mechanical Services, Lifting Device
119845 | 11244 | TAB-WA2-SQ-8203 | Lock out Tag out and Log book Station | TAB-STR-SQ | PPE | Safety Equipment |  | SQ | emergency_kit |  | WA2 Safety Equipment,lifting devices, ladders, Eye Wash station, First Aid Kits, Lock out stations
80385 | 68179 | FHA-SERVICE BLDG | Building Location | FHA-SPC2 | [6 empty] | Process Control Systems - Equipment
113509 | 4653 | TAB-GRK-DR-34557 | Security Gate, South | TAB-WORK-AREA-7 |  | Gate |  | DR | http://www.toronto.ca/TWONTO#door
130176 | 62734 | THR-ACC-NR-729 | HVAC Unit & Fan, Lunch Room | THR-ACC-ADM | H.V.A.C.,Heater,Unit | HVAC |  | NR | http://www.toronto.ca/TWONTO#heater |  | Air Conditioning, HVAC, Admin Building
89870 | 84512 | YCM-TL-SL-01 | Yard tools - Suitcase Light | FAC-YCM-TOOLS |  | Tool |  | SL | http://www.toronto.ca/TWONTO#collection_of_assets |  | Yard tools
79460 | 30523 | THR-THK-PSL-3040 | Switch, Pressure Low, Centrifuge Feed Pump-3040 | THR-THK-P-3040 | Switch,Pressure-Low | Switch |  | PSL | http://www.toronto.ca/TWONTO#pressure_switch |  | Centrifuge Feed Pump
136630 | 37434 | THR-MCS-CHR-9885 | Chair, Shop Stool, Issued to Andrei Klimbovsky | THR-MCS-MT2-WA2 |  | Tool |  | CHR | shop_stool |  | Machine Tool-2
40344 | 70837 | TAB-ACC-FN-STCK | Exhaust Fans , Stack | TAB-ACC-FN | [6 empty] | Exhaust Fans
118707 | 53380 | TAB-STR-LS-5101 | Switch, Level,Sump Pit | TAB-STR-P-5101 | Switch,Level | Switch |  | LS | http://www.toronto.ca/TWONTO#level_switch |  | Pump, Centrifugal, Ground Water Pumping Station
135668 | 57117 | THR-FT-LSHH-3982 | Switch, Level-High-High,Pump 3982,Sump,T20 | THR-FT-P-3982 | Switch,Level-High-High | Switch |  | LSHH | http://www.toronto.ca/TWONTO#level_switch |  | Pump, Sump, Flood Monitoring, Finals, Tunnel 20
3560 | 16915 | COL-PBR-TR-0001 | Transformer, TR1 | COL-PBR | Transformer |  |  | TR |  |  | Berry Road Sewage Pumping Station
67923 | 95291 | FCL-TRW-PSH-0003 | Switch, Pressure-High, Air Supply, Surge Tank Building | FCL-TRW | Switch,Pressure-High | Switch |  | PSH | http://www.toronto.ca/TWONTO#pressure_switch |  | Treated Water
42750 | 8331 | TAB-ACC-ZSL-1853B | Switch,Position,Low,Bypass to Heating Coil Damper, | TAB-ACC-AHU-1853 | Switch,Position | Switch |  | ZSL | http://www.toronto.ca/TWONTO#position_switch |  | AHU, Blower Bldg
26491 | 21770 | COL-PSS-LSH-0101 | Switch, Level-High | COL-PSS | Switch,Level |  |  | LSH |  |  | Scott Sewage Pumping Station
19304 | 48418 | FHA-WWW-T-4041 | Tank, Decant, RMF, Dicant Tanks Area | FHA-WWW-DECANT | Tank | Tank |  | T | http://www.toronto.ca/TWONTO#sedimentation_tank |  | Decant Tanks
33652 | 857 | COL-YKP-DA-0026S | Davit Arm Assembly with CENTRE BASE-110664 | COL-W-OBSOLETE | Safety | Safety Equipment | 45989 | DA | http://www.toronto.ca/TWONTO#fall_arrest_Davit_arm |  | Col West Obsolete Entities
12757 | 70115 | FCL-PAC-F-0201 | Filter, Intake, Air Blower BL-0201, Dry Chemical Building Basement | FCL-ZMC | Filter | Filter |  | F | http://www.toronto.ca/TWONTO#replaceable_air_filter |  | Zebra Mussel Control
109802 | 35225 | TAB-DEW-T-3050 | Tank, Polymer Mixing #5 | TAB-DEW POLYMER PREP | Tank | Tank |  | T | http://www.toronto.ca/TWONTO#chemical_storage_tank |  | Polymer Solution Preparation & Storage Systems
27746 | 60727 | FIS-ELS-PDP-2000 | Power Distribution Panel,600 V,Workshop Building,Mezzanine,North | FIS-ELS-CAB-6001 | Control Panel,Power Distribution Panel | Power Distribution Panel |  | PDP | http://www.toronto.ca/TWONTO#LV_electrical_panel |  | ELS Cabinet,600 V,Workshop Building,Mezzanine,PDP Electrical Distribution Cabinet
30828 | 95012 | FIS-TRW OUTPUT | Treated Water Output Sampling | FIS-SAMP | [6 empty] | Sampling Systems
21962 | 17873 | FHO-ELS-WR-1204 | Welding Receptacle, Ozone Building, S2, Dispersion Pump Room | FHO-ELS-LTG |  | Power Distribution Panel |  | WR | http://www.toronto.ca/TWONTO#welding_receptacle |  | Facility Electrical System
39151 | 64044 | TAB-ACC-DM-6575 | Damper, Motorized, Return Air, AHU-6570, Mechanical RM No. 3, Screen Bldg., P Bldg. | TAB-ACC-AHU-6570 | Damper/Louver | HVAC |  | DM | http://www.toronto.ca/TWONTO#air_damper |  | Air Handling Unit, Mechanical Room no.3, Screen Bldg., P Bldg.
60451 | 81168 | THC-DIS-T-0060 | Tank,Sodium Hypochlorite Storage,Disinfection Bldg | THC-DIS |  | Tank |  | T | http://www.toronto.ca/TWONTO#chemical_storage_tank |  | Disinfection (Chlorination) Process
12530 | 84622 | COL-PCU-TR-001 | Transformer, Power | COL-PCU-SUSPENDED |  |  | 35007 | TR |  |  | Cumber P.S.suspended entities
147566 | 79335 | YCM-TL-TSA-01 | Yard tools - Tablesaw | FAC-YCM-TOOLS |  | Tool |  | TSA | http://www.toronto.ca/TWONTO#collection_of_assets |  | Yard tools
14223 | 47315 | COL-PHA-V-0003 | Valve | COL-PHA-MISC |  |  |  | V |  |  | Miscellaneous Equipment
147501 | 94927 | WZ2011A | Receiver, Silo Pellet, 707B | TAB-SLD-ROUTING | Vessel,Pressure | Tank |  |  | http://www.toronto.ca/TWONTO#pressure_vessel |  | Pelletizer Bldg. - Material Handling
4600 | 63708 | COL-PGR-TS-0001 | Switch, Transfer | COL-PGR-MISC | Switch |  |  | TS |  |  | Miscellaneous Equipment
139527 | 91635 | THR-WA3-LD-0086 | Sling, Wire Rope, Work Area 3 (1/2"x4 legs) | THR-LD-WIRE-WA3 | Lifting Device,Sling | Lifting Device |  | LD | wire-rope_sling |  | Slings, Wire Rope, Work Area 3
144361 | 70897 | WTR-PJO-TSH-0001 | Switch, Temperature-High, Building Alarm | WTR-PJO-AUX | Switch,Temperature-High | Switch |  | TSH | http://www.toronto.ca/TWONTO#temperature_switch |  | Auxiliary Equipment (Building Facilities)
105804 | 23325 | SWM-PWD-LSLL-0101 | Switch, Level Low-Low | SWM-PWD | Switch,Level |  |  | LSLL |  |  | Warden Storm
139716 | 84417 | TNT-ACC-F-5201 | Filter, Pump Suction, Oil Pump #5201 | TNT-ACC-P-5201 | Filter | Filter |  | F | http://www.toronto.ca/TWONTO#replaceable_oil_or_fuel_filter |  | Pump, Furnace Oil, to Boiler #5200
105180 | 83311 | PCS EOC CLIENTS | PCS EOC Clients | YTF-SPC1 | [6 empty] | Process Control Systems - Administrative
12601 | 18121 | COL-PDG-CB-0001 | Circuit Breaker, Main | COL-PDG | Circuit Breaker |  |  | CB |  |  | Douglas Drive Syphon
146668 | 82347 | WTR-RBV-FAK-0001 | First Aid Kit Station, Bayview Reservoir, Main Entrance | WTR-SUSPENDED |  | Safety Equipment | 42088 | FAK | http://www.toronto.ca/TWONTO#first_aid_station_equipment |  | Suspended Obsolete entity for storage purpose
54490 | 30569 | TAB-STR-PSL-4002 | Switch,Pressure,Low, Oil, Blower BL4002 lubrication | TAB-STR-P-4002 | Switch,Pressure | Safety Equipment |  | PSL | http://www.toronto.ca/TWONTO#pressure_switch |  | Pump, Main Oil ,Blower BL4002
85279 | 28387 | FHA-WWW-HS-2530 | Switch, Emergency Rope Switch, CV-2530, RMF, Dewatering Cake Loading Area | FHA-WWW-CV-2530 | Switch | Switch |  | HS | hand_switch |  | Conveyor, Bin 2 Loading, RMF, Dewatering Cake Loading Area
48333 | 77711 | TAB-FEQ-HC-Z | Fire Standpipe/Hose, Z Building | TAB-FEQ-HOSE | Fire Prevention,Hose | [5 empty] | Fire Standpipe/Hose Cabinets
23702 | 86724 | FHO-FLT-F-1301 | Filter Bed # 13 | FHO-FLT | Tank,Reservoir | Tank |  | F | http://www.toronto.ca/TWONTO#filtration_tank |  | Filtration
48010 | 43785 | TAB-EL3-SQ-6130 | Spill kit,DAWG® 20 Gallon Overpack | TAB-ELS-ESQ | Spill Kit | Safety Equipment |  | SQ | http://www.toronto.ca/TWONTO#spill_kit |  | Electrical Safety Equipment
5033 | 18969 | COL-PKP-AIT-0001 | Transmitter, Gas | COL-PKP-MISC | Transmitter |  |  | AIT |  |  | Miscellaneous Equipment
138795 | 27209 | THR-SES-SQ-8436 | Harness,Full Body.PPE Wei Peng | THR-SES-FAS | Safety | Safety Equipment |  | SQ | http://www.toronto.ca/TWONTO#fall_arrest_harness |  | Fall Arrest Sytem (Harness and Lanyard), Safety Equipment
107159 | 73795 | TAB-ACC-LSL-0165 | Switch,Level,Low, primary Hot Loop Expansion Tanks | TAB-ACC-T-0140 | Switch,Level | Switch |  | LSL | http://www.toronto.ca/TWONTO#level_switch |  | Tank #1, Expansion, Primary Loop
61610 | 21858 | FHA-ELS-MCC-0600A | FHA-ELS-MCC-0006A - MCC 6A, 600V, RMF | FHA-ELS-PRIMARY | Switchgear | Motor Control Centre |  | MCC | http://www.toronto.ca/TWONTO#LV_electrical_panel |  | Primary Electrical System
10051 | 71889 | FCL-ACC-CT-0301 | Controller, AHU-0301, Admin Building | FCL-ACC-AHU-0301 |  |  |  | CT |  |  | Air Handling Unit, Roof Top Unit, Admin Building Roof West
53657 | 8716 | TAB-SES-SQ-0007 | SCBA Breathing Apparatus, Blower Bldg. 1st Floor - LAF 132 443 FS | TAB-SES-SCBA | PPE,SCBA | Safety Equipment |  | SQ | http://www.toronto.ca/TWONTO#self-contained_breathing_apparatus |  | WA4 Safety Equipment, SCBA
120433 | 36875 | THC-ACC-DM-0154 | Damper,Air Compressor 9050 Ventilation,Air Treatment Building | THC-AI-C-9050 | Air Handling Unit | HVAC |  | DM | http://www.toronto.ca/TWONTO#air_damper |  | Compressor, Instrument Air, Bldg. G
55778 | 56669 | TAB-WA5-SQ-AF48 | Lanyard 6 Ft | TAB-WA5-SQ |  | Safety Equipment |  |  | lifeline |  | WA5 Safety Equipment
119699 | 50421 | TAB-WA1-SQ-1155 | Sling | TAB-WA1-SQ-1000 | Lifting Device,Sling | Lifting Device |  | SQ | http://www.toronto.ca/TWONTO#fall_protection_sling |  | WA1 Lifting Devices and Slings
147821 | 21070 | ZDATA PILOT | ZCity of Toronto |  |  |  | 39026
96722 | 47900 | FIS-ELS-LSH-0001 | Switch,Level-High,Plant Main Substation,East Manhole,Outdoor Substation Drain Pit Flood Alarm | FIS-GRND | Switch,Level-High |  |  | LSH |  |  | Asset Group, Facility Ground
118881 | 94364 | TAB-STR-T-SCUM | Aeration Gallery - Scum Hoppers & Pumps | TAB-AER | [6 empty] | Aeration Gallery
120070 | 90781 | TAB-WA6-SQ-4197 | Harness | TAB-WA6-SQ | PPE | Safety Equipment |  | SQ | http://www.toronto.ca/TWONTO#fall_arrest_harness |  | WA6 Safety Equipment
124376 | 48577 | THC-DIS-RPU-1202 | Remote Processing Unit, Control Panel | THC-DIS |  | Remote Processor Unit |  | RPU | http://www.toronto.ca/TWONTO#RPU_panel |  | Disinfection (Chlorination) Process
52071 | 1647 | TAB-PRS-ZSL-0116 | Switch, Valve Position Closed, Truck Unloading Drain Valve | TAB-PRS-V-0116? | Switch,Position-Low | Switch | 46108 | ZSL | http://www.toronto.ca/TWONTO#position_switch |  | Valve, Inlet Immediate from Rail Car #3
79007 | 37901 | THR-SQ-FAK-TTR | First Aid Kit, Technical Trainer Room | THR-SQ-FAK-WA2 | Safety | Safety Equipment | 35465 |  | http://www.toronto.ca/TWONTO#first_aid_kit |  | First Aid Kit, Work Area 2
117779 | 24578 | TAB-SES-AED-0001 | Automated external defibrillators- AED | TAB-SES-AED | Safety,Defibrillator | Safety Equipment |  | AED | http://www.toronto.ca/TWONTO#automatic_external_defibrillator |  | Safety Medical Instruments-AED
106256 | 94568 | TAB-ACC-DM-6524 | Damper, Motorized, Supply Air, AHU-6520, Mechanical RM No. 2, Screen Bldg., P Bldg. | TAB-ACC-AHU-6520 | Damper/Louver | HVAC |  | DM | http://www.toronto.ca/TWONTO#air_damper |  | Air Handling Unit, Mechanical Room no.2, Screen Bldg., P Bldg.
50093 | 17808 | TAB-PLT-PSH-0522 | Switch, Pressure High, Grit Pump P-0522 Discharge, Grit Bldg., P Bldg. | TAB-PLT-P-0522 | Switch,Pressure-High | Switch |  | PSH | http://www.toronto.ca/TWONTO#pressure_switch |  | Pump, Centrifugal, Submersible, Grit Tank, T-0500, Grit Bldg., P Bldg.
145511 | 20187 | WTR-PMI-TSH-0006 | Switch, Temperature, High, Water Transmission | WTR-PMI-AUX | Switch,Temperature-High | Switch |  | TSH | http://www.toronto.ca/TWONTO#temperature_switch |  | Auxiliary Equipment (Building Facilities)
25012 | 31372 | COL-PSH-MISC | Miscellaneous Equipment | COL-PSH | [6 empty] | Senior’s Home Sewage Pumping Station (Wards Island PS#6)
90834 | 44 | FHO-CLB-CHL-0301 | Chlorinator, Post Chlorination East Train 3, Chemical Building, L1, Evaporator Room | FHO-CLC | Chemical Feeder,Gas | Chemical Feeder |  | CHL | http://www.toronto.ca/TWONTO#chlorinator_system |  | Trim Chlorination System
72538 | 98511 | THR-ACC-CU-3610B | Air Conditioner,East Workshop | THR-ACC-EMB | H.V.A.C.,Air Conditioner | HVAC |  | CU | http://www.toronto.ca/TWONTO#AC_condenser_unit |  | Air Conditioning, AHU, HVAC, East Maintenance Building
118858 | 7566 | TAB-STR-SQ | WA2 Safety Equipment,lifting devices, ladders, Eye Wash station, First Aid Kits, Lock out stations | TAB-WORK-AREA-2 | Safety | Safety Equipment |  |  | http://www.toronto.ca/TWONTO#collection_of_assets |  | Work Area 2
55695 | 80312 | TAB-WA4-SQ-0010 | WA4 Fall arrest systems | 50588 | PPE | Safety Equipment |  | SQ | http://www.toronto.ca/TWONTO#collection_of_assets |  | WA4 common to Work Area
107514 | 91751 | TAB-ACC-T-2813 | Tank,Make Up, Glycol | TAB-ACC-P-2813 | Tank,Reservoir | Tank |  | T | http://www.toronto.ca/TWONTO#chemical_storage_tank |  | Pump, Circulating, Glycol, Dewatering Space Heating,P7-3
136491 | 91335 | THR-GRK-FE-S | Perimeter Security Fencing,SOUTH, around Humber Treatment Plant | THR-GRK-FE | Gate | Gate |  |  | http://www.toronto.ca/TWONTO#door
109157 | 90500 | TAB-CW-T-5301 | Tank,DCW Expansion,Seawall Substation | TAB-ACC-HE-5320 | Tank | Tank |  | T | expansion_tank |  | Heat Exchanger,Domestic Hot Water,Seawall Substation
13970 | 90451 | FCL-RW-FSL-0002 | Switch, Flow Low, Analyzer 0002, Turbidity, Raw Water, Low Lift PS Basement | FCL-RW | Switch,Flow-Low | Switch |  | FSL | http://www.toronto.ca/TWONTO#flow_switch |  | Raw Water
12747 | 16308 | COL-BEB-RPU-0001 | Remote Processing Unit | COL-BEB-MISC | RPU | Remote Processor Unit |  | RPU | http://www.toronto.ca/TWONTO#RPU_panel |  | Miscellaneous Equipment
31406 | 84095 | COL-RBB-FA-0001S | Fire Alarm System, Valve House | COL-W-OBSOLETE | Building Service,Fire Alarm |  | 42934 | FA |  |  | Col West Obsolete Entities
65238 | 93651 | THC-ELS-MCC-1203E | Motor Control Center, Building K | THC-ELS-PS-0001-K | Control Panel,MCC | Motor Control Centre |  | MCC | http://www.toronto.ca/TWONTO#LV_electrical_panel |  | Primary Power Equipment, Building K
126770 | 65205 | THC-OCS-F-0100 | Filter, Modular Biofilter #1, Phase I/IV Odour Control | THC-OCS-BLDG-O | Vessel | Tank |  | F | http://www.toronto.ca/TWONTO#filtration_tank |  | Phase IV, Building O Odour Control System
55058 | 72775 | TAB-THK-PSL-0505 | Switch,Pressure,Low,AIS to Recycle Pump P-0505 Discharge | TAB-THK-P-0505 | Switch,Pressure | Switch |  | PSL | http://www.toronto.ca/TWONTO#pressure_switch |  | Pump,Recycle SX2005
2621 | 3356 | CJ1001A | Tower #1, Chlorine Leak Treatment | TAB-DIS-CHL1 | Tank | Tank |  |  | http://www.toronto.ca/TWONTO#chemical_storage_tank |  | Chlorination Process
78994 | 96976 | THR-GRK-VEH-378138 | Vehicle, John Deere Gator, Unlicensed, WA3 (Retired) | THR-GRK-GQ-WA3 | Vehicle,Unlicensed | Vehicle | 34906 | VEH | http://www.toronto.ca/TWONTO#golf_cart
55819 | 27909 | TAB-WA6-SQ-4990 | Fall Limiter | TAB-WA6-SQ-0001 | PPE | Safety Equipment |  | SQ | http://www.toronto.ca/TWONTO#fall_restricting_system |  | Fall Arrest System
120572 | 72958 | THC-ACC-F-0183 | Filter,Outdoor Air,Boiler Building,North Zone 2 | THC-ACC-BLDG E |  | Filter |  | F | http://www.toronto.ca/TWONTO#replaceable_air_filter |  | Boiler House, HVAC
87792 | 88485 | FHO FILTERED WATER | Composite Sampling | FHO-SAMP | [6 empty] | Sampling Systems
129289 | 36866 | THC-THK-RPU-1608 | RPU,Polymer Feed,WAS Thickening Building (2) | THC-THK-ELS | Control Panel | Remote Processor Unit |  | RPU | http://www.toronto.ca/TWONTO#RPU_panel |  | TWAS Elecftrical equipment Sludge Thickening
139421 | 75777 | THR-WA1-LD-95-47 | Sling, Nylon, Work Area 1 (NYLON SLING SIZE; 2" X 4', CAPACITY 6400 LBS, SN 1547395-47) A | THR-LD-WIRE-WA1 | Lifting Device,Sling | Lifting Device |  | LD | synthetic_web_sling |  | Slings, Wire Rope, Work Area 1
133982 | 10403 | THR-DIS-PSH-0300 | Switch, Pressure, High, Pump skid 3, Disinfection Building Main Floor | THR-DIS-P-EFF | Switch,Pressure-High | Switch |  | PSH | http://www.toronto.ca/TWONTO#pressure_switch |  | Pumps, Disinfection, Effluent
72549 | 52356 | THR-ACC-CU-4707 | Condensing Unit, Ductless Split System outdoor Unit, Electrical Bldg Elec Rm | THR-ACC-AC-4707 | H.V.A.C.,Air Conditioner | HVAC |  | CU | http://www.toronto.ca/TWONTO#AC_condenser_unit |  | Fan Coil Unit, Ductless Split System Indoor Unit, Electrical Bldg Elec Rm
80251 | 70931 | FHA-SED-ZSH-0105B | Switch, Limit, Access Hatch Zone 5, Settling Basin T-0101 | FHA-SED-ZSH-0105 |  | Security System |  | ZSH | http://www.toronto.ca/TWONTO#position_switch |  | Switch, Limit, Access Hatch Zone 1,
93417 | 7645 | FHO-GRK-PIP | Sewage Systems | FHO-GRK-PRTY-0001 | [6 empty] | Building Maintenance
105194 | 48621 | PE1041SUS | Forklift, Electric, Primemover PMX-1 | TAB-SUSPENDED ENTITY | Forklift,Electric | Vehicle | 47471 |  | http://www.toronto.ca/TWONTO#forklift
126464 | 78173 | THC-MCS-LD-173869 | ELECTRIC HOIST (insp Liftsafe) | THC-MCS-LD | Lifting Device | Lifting Device |  | LD | http://www.toronto.ca/TWONTO#lifting_equipment_hoist |  | Mechanical Services, Lifting Device
3270 | 81391 | COL-MTI-ZSH-1401 | Chamber Door Switch, Rosedale Valley Control Chamber No.14C, MTI | COL-MTI | Switch | Switch |  | ZSH | http://www.toronto.ca/TWONTO#position_switch |  | Mid-Toronto Interceptor
138866 | 18554 | THR-SQ-LP-0004 | Life Preserver, Ring Type, Primary Tank 10 | THR-SQ-LP-PRM | Safety | Safety Equipment |  | LP | http://www.toronto.ca/TWONTO#life_ring |  | Life Preserver, Ring Type Floating Device, Primary Tanks
120750 | 16871 | THC-ACC-FN-2170A | Fan A, Air Handling System, Tunnel T19, Phase IV Secondary | THC-ACC-AHU-2170 |  | HVAC |  | FN | http://www.toronto.ca/TWONTO#blower_or_fan_with_drive |  | Air Handling Unit, Tunnel T19, Phase IV Secondary
3555 | 52032 | COL-PBR-SS-0001 | Station Security System | COL-PBR |  | Security System |  | SS | http://www.toronto.ca/TWONTO#security_system |  | Berry Road Sewage Pumping Station
43873 | 33785 | FCL-ACC-HTR-0038B | Heater, Convection, Electric, 3kW, Gaseous Chemical Building, Ammonia Storage Room N | FCL-ACC-CL |  |  |  | HTR |  |  | Gaseous Chemical Building HVAC Equipment
81806 | 28652 | UE2029C | Rectifier | TAB-STR-ELQ | [6 empty] | Blower Building - Power Distribution & Electrical Equipment
119976 | 76361 | TAB-WA4-SQ-8402 | Lock Out Tag out and Log Book Station | TAB-SLO-SES | PPE | Safety Equipment |  | SQ | emergency_kit |  | TABWA4 Health and Safety Equipment
61182 | 79664 | THC-ELS-SQ-8084606 | Electrical Safety rubber gloves, High Voltage, Class 4, # 8084606 | THC-SES-SQ |  | Safety Equipment | 40748 | SQ | http://www.toronto.ca/TWONTO#rubber_insulating_gloves |  | Safety Equipment
121358 | 78413 | THC-ACC-TSL-0412 | Switch,Temperature-Low,Supply Air,HTR-4040,AHU-0412 Shutdown,Roof,Building U | THC-ACC-AHU-0412 | Damper/Louver | Switch |  | TSL | http://www.toronto.ca/TWONTO#temperature_switch |  | Air Handling Unit,Compressor Room,Roof,Building U
107347 | 83576 | TAB-ACC-PDSH-6304 | Switch, Pressure Differential Switch High, AHU-6304, Mechanical Room, Dig 9-12 Control Building. | TAB-ACC-AHU-6304 | Switch,Pressure-High | Switch |  | PDSH | http://www.toronto.ca/TWONTO#pressure_switch |  | Air Handling Unit, Basement Ventilation, Mechanical Room, Dig 9-12 Control Building.
119657 | 61839 | TAB-WA1-SQ-1072 | Sling | TAB-WA1-SQ-1000 | Lifting Device,Sling | Lifting Device |  | SQ | http://www.toronto.ca/TWONTO#fall_protection_sling |  | WA1 Lifting Devices and Slings
135209 | 46399 | THR-EWSS-WA4 | Eyewash and Shower Station, Work Area 4 | THR-SQ-PEWS-WA1 | Safety,Eye wash | Safety Equipment |  |  | http://www.toronto.ca/TWONTO#collection_of_assets |  | Portable. (Gravity Operated) Eyewash Station, Dig9&10 Bsmnt
5957 | 97543 | COL-PLV-LSLL-0101 | Switch, Level Low-Low | COL-PLV-MISC | Switch,Level |  |  | LSLL |  |  | Miscellaneous Equipment
51662 | 24413 | TAB-PRS-PSL-3030 | Switch, Pressure-Low, Chemical Dosing Pump, Secondary Dosing | TAB-PRS-P-3030 | Switch,Pressure-Low | Switch |  | PSL | http://www.toronto.ca/TWONTO#pressure_switch |  | Pump, Chemical Dosing, Secondary Dosing
18451 | 95581 | FHA-SES-LDR-0406 | FHA-SES-LD-0015 - 6' Ladder Aluminum ( RMF - Centrifuge Control Room ) | FHA-SES | Safety | Safety Equipment |  | LDR | http://www.toronto.ca/TWONTO#ladder |  | Safety & Environmental Services
8906 | 76937 | COL-YKP-DA-0007(S) | Davit Arm-150960 | COL-YKP-DA |  | Safety Equipment | 39112 | DA | http://www.toronto.ca/TWONTO#fall_arrest_Davit_arm |  | Davit Arm Assembly
79451 | 9140 | THR-THK-PSH-5040 | Switch, Pressure High, TWAS Transfer P-5040 | THR-THK-P-5040 | Switch,Pressure-High | Switch |  | PSH | http://www.toronto.ca/TWONTO#pressure_switch |  | TWAS Transfer Pump
10674 | 41819 | FCL-ACC-HTR-537-544 | North Filter Pipe Gallery Heaters System HTR-0537: HTR-0544 |  |  |  |  | HTR
114905 | 41460 | TAB-PLT-T-1201 | Tank, Grit | TAB-PLT-T | Tank | Tank | 35826 | T | http://www.toronto.ca/TWONTO#sedimentation_tank |  | P Building - Grit Tanks 1-12 & Hoppers 1 - 6
79147 | 76273 | THR-ELS-MCC-2602 | Control Panel, MCC 2602 Sludge Thickening | THR-ELS-STB | Control Panel,MCC | Motor Control Centre |  | MCC | http://www.toronto.ca/TWONTO#LV_electrical_panel |  | Electrical System, Sludge Thickening Building
147312 | 76619 | WTR-RRV-ZS-0003 | Switch, Position,Door Security | WTR-RRV-AUX | Switch,Position | Switch |  | ZS | http://www.toronto.ca/TWONTO#position_switch |  | Auxiliary Equipment (Building Facilities)
112814 | 14750 | TAB-EL1-SQ-0001 | Spill kit,DAWG® 20 Gallon Overpack | TAB-ELS-ESQ | Spill Kit | Safety Equipment |  | SQ | http://www.toronto.ca/TWONTO#spill_kit |  | Electrical Safety Equipment
35013 | 17983 | COL-YKP-FAK-067144 | First Aid Kit, Truck # 067144 (2023 DODGE RAM 2500) | COL-YKP-VEH-067144 | Safety,First Aid Kit | Safety Equipment |  | FAK | http://www.toronto.ca/TWONTO#first_aid_kit |  | Vehicle, Truck # 067144 (2023 DODGE RAM 2500)
21270 | 9080 | FHO-CLC-T-0101 | Tank, Expansion, Trim Chlorination Train 1, Chlorination System, S2 Chemical Storage Room | FHO-CLC-CHL-0101 | Vessel,Pressure | Tank |  | T | expansion_tank |  | Chlorinator, Trim Chlorination Train 1, Chemical Building, L1, Machine Room
38644 | 15375 | SWM-PBL-LSH-0001 | Switch, Level-High | SWM-PBL-MISC | Switch,Level | Switch |  | LSH | http://www.toronto.ca/TWONTO#level_switch |  | Miscellaneous Equipment
46757 | 59791 | FCL-ACC-HTR-0784 | Heater, Snow Melting, Gaseous Chemical Building, Outside area of Balcony | FCL-ACC-CL |  |  |  | HTR |  |  | Gaseous Chemical Building HVAC Equipment
74155 | 89890 | THR-AER-F-1211 | Filter, Roll Media, Supply Air, Aeration Blower 1111 & 1211 | THR-AER-BL-1111 | Filter | Filter |  | F | http://www.toronto.ca/TWONTO#replaceable_air_filter |  | Blower, Centrifugal, Secondary Treatment, Aeration Blower System - Engine Room
65390 | 13035 | THC-ELS-PDP-1322 | Power Distribution Panel, Supply From MCC-1302, Admin. Building Basement, Electrical Room | THC-ELS-MCC-1302 |  | Power Distribution Panel |  | PDP | http://www.toronto.ca/TWONTO#LV_electrical_panel |  | Motor Control Centre,Thickening Building
55588 | 36219 | TAB-WA2-SQ-1275 | 1/2" Steel Cable | TAB-SES-LD | Lifting Device,Sling | Lifting Device |  | SQ | lifting_device_cable |  | WA2 Lifting devices
118727 | 22676 | TAB-STR-LSL-4011R | Switch,Level,Low, Oil tank, Blower 4011 lubrication | TAB-STR-T-4011R | Switch,Level | Safety Equipment |  | LSL | http://www.toronto.ca/TWONTO#level_switch |  | Tank , Reservoir Aux Oil, Blower 4011
43555 | 33254 | FCL-ACC-FN-0110 | Fan, Propeller, Exhaust, Low Lift Building, Near Chemical Storage N/E(FN-20), Washroom | FCL-ACC-P-LL |  |  |  | FN |  |  | Low Lift Pumping Station HVAC Equipment
128017 | 97887 | THC-PRM-ZSH-1241 | Switch, Position High, Supply Damper, Damper 1241 | THC-PRM-DM-1241 | Switch,Position-High | Switch |  | ZSH | http://www.toronto.ca/TWONTO#position_switch |  | Damper/Louver, Supply Air, Fan 1240, Primary Clarifier 12
8170 | 74510 | COL-PWP-TS-0001 | Switch, Transfer | COL-PWP | Switch |  |  | TS |  |  | West Point Avenue Sewage Pumping Station
6743 | 41826 | COL-PPU-DM-0003 | Damper/Louver, Generator Room | COL-PPU-MISC | Damper/Louver |  |  | DM |  |  | Miscellaneous Equipment
76955 | 30346 | THR-PLT-HS-2142 | Switch, Hand, Tank 0200, Preliminary Treatment, Grit Removal - Grit Tanks - North Plant | THR-PLT-T-0200 | Switch,Hand | Switch |  | HS | hand_switch |  | Tank, Grit Removal, Grit Tank, North Grit Building
39267 | 74870 | COL-YKP-SRL-TORONTO WATER | Self Retrieval Line-Toronto Water # 2 | COL-YKP | Safety | Safety Equipment |  |  | self_retracting_line |  | Kipling Yard
133045 | 20277 | THR-DIG-TSL-7781 | Heater, Electrical Heat Trace, Burner BU-7780 Supply Gas Pipe & Condensate Drain, WGB Bldg Roof | THR-DIG-BU-7750 | Switch,Temperature-Low | Switch |  | TSL | http://www.toronto.ca/TWONTO#temperature_switch |  | Waste Gas Burner, Burner 7750, WGB Bldg Roof
94794 | 64648 | FHO-SES-SCBA-0037 | Cylinder, SCBA, Air Pack, 2216 PSI, Ser #OJ-362621 | FHO-SES-SQ-0003 | PPE,SCBA | Safety Equipment |  | SCBA | http://www.toronto.ca/TWONTO#compressed_gas_cylinder |  | Breathing Air Tanks
24348 | 76704 | FHO-MCS-MT-0601 | Press, Hydraulic 50 Ton | FHO-MCS-MEQ | Machine Tool | Tool |  | MT | hydraulic_press |  | Machine Shop & Equipment
146300 | 94383 | WTR-PSC-FAR-0003 | Winch, Fall Arrest, S/N 153387 | WTR-EAST-SES | PPE | Safety Equipment |  | FAR | winch |  | Safety & Lifting Devices
118038 | 68924 | TAB-SES-SQ-0095 | Safety Equipment, Emergency Eye Wash Station, chemical Room, Grit Bldg. P Bldg. | TAB-PLT-SQ | Safety | Plumbing |  | SQ | http://www.toronto.ca/TWONTO#emergency_eyewash |  | P Building - Safety Equipment
5990 | 42489 | COL-PMD-DM-0001 | Damper/Louver, Exhaust | COL-PMD-MISC | Damper/Louver |  |  | DM |  |  | Miscellaneous Equipment
137664 | 53473 | THR-PRM-BH-0002 | Bulk Head, Channel Gate Stop/Block, Primary | THR-PRM-BH |  |  |  | BH |  |  | Bulk Head, Channel Gate Stop/Block, Primary
39184 | 95271 | TAB-ACC-F-2052 | Filter, Glycol Chemical feeder Line | TAB-ACC-FD-2052 | Filter | Filter |  | F | http://www.toronto.ca/TWONTO#discrete_unit_of_treatment_filter |  | Feeder, Chemical,Glycol Chemical feeder Line
109790 | 26426 | TAB-DEW-RPU-1136 | RPU | TAB-DEW-SLUDGE SILO | RPU | Remote Processor Unit |  | RPU | http://www.toronto.ca/TWONTO#RPU_panel |  | Sludge Holding Tank System, Conveyors
130843 | 1287 | THR-ACC-WA3 | Air Conditioning, Boiler, Fans & AHU | THR WORK AREA 3 | [6 empty] | Plant Services
119294 | 40293 | TAB-THK-LSHH-5103A | Switch, Level High-High, Flotation Bldg, Basement, Store Rm. Sump | TAB-THK-P-5103 |  | Switch |  | LSHH | http://www.toronto.ca/TWONTO#level_switch |  | Pump, Sanitary Sump
47448 | 58329 | TAB-EL1-MCC-6664 | MCC, Plant Services, North Substation, Digesters 1-4 MCC 6664 600V | TAB-EL1-MCC | Control Panel,MCC | Motor Control Centre |  | MCC | http://www.toronto.ca/TWONTO#LV_electrical_panel |  | Motor Control Center- North Substation
135664 | 16356 | THR-FT-LSH-4870 | Switch, Level-High, Sump, Gallery T-20N, Flood Monitoring System | THR-FT-P-4870 | Switch,Level-High-High | Switch |  | LSH | http://www.toronto.ca/TWONTO#level_switch |  | Pump, Centrifugal, Sump, T20N
95587 | 84816 | FHO-WWW-T-0101-KQ | Tank, Waste Water Holding Tank 1 | FHO-WWW | Tank,Non-Pressurized |  |  | T |  |  | Residue Management / Waste Water System
11665 | 59820 | FCL-CLB-PSL-0203 | Switch, Pressure Low, Vent, CLB Evaporator 0201, Chlorination System | FCL-CLB-CHL-0201 | Switch,Pressure-Low | Switch |  | PSL | http://www.toronto.ca/TWONTO#pressure_switch |  | Chlorinator, Chlorine Gas, Chlorination System
86057 | 906 | FHA-WWW-T-3031-KQ | Tank Location, Thickener 3 | FHA-SUSPENDED |  |  | 33340 | T |  |  | Suspended Obsolete entity for storage purpose
112200 | 28336 | TAB-DIS-LSL-0401 | Switch, Level, Low | TNT-DIS-P-0401 | Switch,Level-Low | Switch |  | LSL | http://www.toronto.ca/TWONTO#level_switch |  | Pump, Centrifugal,Drain Sump
15295 | 41252 | FCL-TRW-V-0049A | Valve, Ball, Isolation, Compressor C-0002, Surge Building | FCL-TRW-C-0002 |  |  |  | V |  |  | Compressor, Stationary, Surge Tank Building
107596 | 71388 | TAB-ACC-TE-1484B | Temperature Element, Space Temperature | TAB-ACC-VAV-1484 | Sensor,Temperature | HVAC |  | TE | http://www.toronto.ca/TWONTO#temperature_sensor_element |  | Heater, Hot Water Reheat Coil, Variable air
62906 | 48122 | THC-OBSOLETE-WA1 | Obsolete Equipments for WA1 | THCSLDMNT | [6 empty] | THC Solids Maintenance
28472 | 96485 | COL-PWE-CP-0001 | Control Panel, Operator | COL-PWE-MISC | Control Panel |  |  | CP |  |  | Miscellaneous Equipment
31895 | 47349 | COL-RBB-SWG-0001 | Switchgear, Indoor | COL-RBB-MISC | Switchgear |  |  | SWG |  |  | Miscellaneous Equipment
124882 | 88880 | THC-ELS-MCC-2102 | Control Panel, MCC, Boiler Building | THC-ELS-PS-0001-E | Control Panel,MCC | Motor Control Centre |  | MCC | http://www.toronto.ca/TWONTO#LV_electrical_panel |  | Primary Power Equipment, Building E
33558 | 24796 | COL-YKP-DA-0015(S) | Davit Arm-1671130 | COL-YKP-DA | Safety | Safety Equipment | 39120 | DA | http://www.toronto.ca/TWONTO#fall_arrest_Davit_arm |  | Davit Arm Assembly
71694 | 19144 | THR-DIG-PSL-5480C | Switch, Pressure-Low, Lube Oil, C-5480, Gas Mixing System | THR-DIG-T-5480 | Switch,Pressure-Low | Switch |  | PSL | http://www.toronto.ca/TWONTO#pressure_switch |  | Tank, Reservoir, Auxiliary Oil, Gas Compressor 5480, Digester Mixing System
11663 | 70462 | FCL-CLB-PSL-0103 | Switch, Pressure Low, Vent, CLB Evaporator 0101, Chlorination System | FCL-CLB-CHL-0101 | Switch,Pressure-Low | Switch |  | PSL | http://www.toronto.ca/TWONTO#pressure_switch |  | Chlorinator, Chlorine Gas, Chlorination System
20981 | 7248 | FHO-CLA-CHL-0101 | Chlorinator, Pre Chlorination Train 1, Chemical Building, L1, Machine Room | FHO-CLA | Chemical Feeder,Gas | Chemical Feeder |  | CHL | http://www.toronto.ca/TWONTO#chlorinator_system |  | Pre Chlorination System
8565 | 72497 | COL-RBB-RPU-0001 | Remote Processing Unit | COL-RBB | RPU |  |  | RPU |  |  | Western Beaches Tunnel (Battery Park)-Storm
10974 | 52701 | COL-PBF-P-0001 | Pump, Centrifugal | COL-PBF-MISC | Pump |  | 34116 | P |  |  | Miscellaneous Equipment
15811 | 31665 | COL-PIR-SW-0002 | Switch, Ground Fault Indicator | COL-PIR-MISC | Switch |  |  | SW |  |  | Miscellaneous Equipment
34553 | 90247 | MAIN-217 | Main 217 | WTR-MT1 | [6 empty] | Work Area 1 EAST Mains and Chambers
120992 | 85428 | THC-ACC-HTR-6027 | Heater, Unit, Electric, Heating System, Ground Floor, Stair D, Headworks | THC-ELS-LP-4043A | H.V.A.C.,Heater,Unit | HVAC |  | HTR | http://www.toronto.ca/TWONTO#heater |  | Lighting Panel, Storage Room, Headworks
112219 | 56500 | TAB-DIS-RPU-0522S | RPU | TAB-DIS-INQ | RPU | Remote Processor Unit | 46214 | RPU | http://www.toronto.ca/TWONTO#RPU_panel |  | Disinfection - Instrument Equipment
25265 | 17085 | FHO-SPC-RPU-1123 | RPU, High Lift Pumps PLC, Admin Building S4, Main Electrical Room | FHO TRW PUMPING | Controller,PLC | Remote Processor Unit |  | RPU | http://www.toronto.ca/TWONTO#RPU_panel |  | Treated Water Pumping
65483 | 70077 | FCL-SES-T-0102 | Tank, Expansion,Eyewash Station/Shower Water Heater T-0101,Dry Chemical Bldg, Alum Containment Area | FCL-SES-T-0101 | Tank,Reservoir | Tank |  | T | expansion_tank |  | Tank, Hot Water Heater, Water to Eyewash Station/Shower, Dry Chemical Bldg, Alum Containment Area
96647 | 96051 | FIS-ELS-GFI-0004 | Ground Fault Circuit Interrupter, Lab's south wall east corner, Admin. Area, Filter Building | FIS-FILTER-BUILDING |  | Safety Equipment |  | GFI | ? |  | FIS Filter Building
47896 | 190 | FCL-AI-PSH-0100-SUS | Switch,Pressure | FCL-SUSPENDED |  | Switch | 36329 | PSH | http://www.toronto.ca/TWONTO#pressure_switch |  | Suspended entity
130473 | 49842 | THR-ACC-T-0902 | Tank, Glycol Heating Expansion, New Maintenance Building | THR-ACC-T-0901 | Tank | Tank |  | T | expansion_tank |  | Tank, Glycol Heating Skid, New Maintenance Building
94993 | 15944 | FHO-SPC-COM-1707 | Termination Panel, Filter Gallery1-8 HVAC, Filter Building, S2, HVAC Room | FHO-SPC |  | Communications Equipment |  | COM | termination_panel |  | Process Control Systems - Services Area
48733 | 22598 | TAB-NGS-PSL-0802 | Switch,Pressure,Low | TAB-NGS-BLR20 | Switch,Pressure-Low | Switch |  | PSL | http://www.toronto.ca/TWONTO#pressure_switch |  | #20 Volcano Boiler - Natural Gas Train,
55705 | 37420 | TAB-WA4-SQ-1219 | Sling, Nylon, Sling Tech EE2-902-T3, 6 Ft. (S/N 59374-05) | TAB-WA4-SQ-0010 |  | Lifting Device |  | SQ | synthetic_web_sling |  | WA4 Fall arrest systems
146975 | 96646 | WTR-RLW-TRW | Treated Water (Transmission) | WTR-RLW | [6 empty] | Lawrence Reservoir
63800 | 60308 | THC-PLT-TPD-6001 | Trap Priming Device, Electronic, Pipe Gallery, Headworks | THC-ELS-LP-4041A | Piping | Plumbing |  | TPD | http://www.toronto.ca/TWONTO#trap_priming_device |  | Lighting Panel, Blower Room, Headworks
113271 | 52451 | TAB-EL3-MCC-6128 | Motor Control Centre, Digester 13-16 bldg | TAB-EL3-MCC | Control Panel,MCC | Motor Control Centre |  | MCC | http://www.toronto.ca/TWONTO#LV_electrical_panel |  | Motor Control Center- South Substation
134713 | 55391 | THR-ELS-DP-3601 | Distribution Panel, DP-3601, RAS PS, Electrical Room | THR-ELS-RSPS |  | Power Distribution Panel |  | DP | http://www.toronto.ca/TWONTO#LV_electrical_panel |  | Electrical System, Returns Sludge Pumping Station
138128 | 82236 | THR-PRS | Phosphorous Removal System | THR WORK AREA 4 | [6 empty] | Liquid Handling 2
109789 | 52825 | TAB-DEW-SSL-6011 | Speed Switch-low, Conveyor DEW-CV-6011, DEW Level 2 | TAB-DEW-CV-6011 |  | Switch |  | SSL | http://www.toronto.ca/TWONTO#speed_switch |  | Conveyor, Main Distribution, Dewatered Solids West, DEW Level 2
143607 | 86521 | WTR-PEL-LSL-1101 | Switch, Level, Low, Diesel Fuel Day Tank T-1100, Generator Building, Product Handling Room | WTR-PEL-T-1100 | Switch,Level-Low | Switch |  | LSL | http://www.toronto.ca/TWONTO#level_switch |  | Tank, Non-Pressurized, Diesel Fuel Day, Generator Building, Product Handling Room
130102 | 98678 | THR-ACC-MAINSUB | ACC Equipment Serving the Main Substation | THR-ACC-WA3 | [6 empty] | Air Conditioning, Boiler, Fans & AHU
125801 | 34431 | THC-GRK-DR-0313 | Door, Overhead, Building M | THC-GRK-DR-M | Door,Overhead | Door |  | DR | http://www.toronto.ca/TWONTO#roll_up_door
93661 | 62627 | FHO-PCL-P-0401-KQ | PACL Train 4 | FHO-OBSOLETE |  | Chemical Feeder |  | P | chemical_dosing_system |  | Removed From Service
117363 | 6101 | TAB-RSP-T | T Building | TAB-RSP | [6 empty] | Raw Sewage Pumping
75189 | 21131 | THR-FT-PSL-4631 | Switch, Pressure-Low, Pump P-4626 Suction, Scum Pumping - South | THR-FT-P-4626 | Switch,Pressure-High | Switch |  | PSL | http://www.toronto.ca/TWONTO#pressure_switch |  | Pump, Centrifugal, Drain, Gallery T20N
117972 | 60741 | TAB-SES-LTG-2280B | Lighting, 2 LED heads, PRS Bldg | TAB-STR-SQ | Lighting | Safety Equipment |  | LTG | http://www.toronto.ca/TWONTO#lighting_unit |  | WA2 Safety Equipment,lifting devices, ladders, Eye Wash station, First Aid Kits, Lock out stations
21267 | 23896 | FHO-CLC-PSH-0102 | Switch,Pressure High,Trim Chlorine Train 1 Vent from Evaporator to Emerg.Vent Header, ChemicalSupp.Room | FHO-CLC-CHL-0101 | Switch,Pressure-High | Switch |  | PSH | http://www.toronto.ca/TWONTO#pressure_switch |  | Chlorinator, Trim Chlorination Train 1, Chemical Building, L1, Machine Room
24563 | 68447 | COL-PRD-P-0200 | Pump, Centrifugal | COL-PRD | Pump |  |  | P |  |  | Redland Pumping Station
96216 | 61472 | FIS-CHEMICAL BLDG | Building Location | FIS-SPC | [6 empty] | Process Control Systems - Services Area
125879 | 95360 | THC-GRK-VEH-095067 | Vehicle, Chev Uplander (WA1) | THC-GRK-VEHICLES | Vehicle,Licensed | Vehicle | 38577 | VEH | http://www.toronto.ca/TWONTO#passenger_vehicle
21651 | 60257 | FHO-DOZ-T-3300-SUS | ? tank, ? function in ? process, ? Location | FHO-DOZ-SAMP |  | Tank | 37820 | T | ? |  | Ozone Contact Tank Sampling
15235 | 35955 | FCL-TRW-STR-0007 | Strainer, Inlet, TW Sample to Analyser AIT-0001, District 2 Venturi Room, High Lift PS Basement | FCL-TRW-AIT-0001 |  |  |  | STR |  |  | Analyzer, Chlorine, TRW Total Residual, District 2 Venturi Room, TRW Pumping Station
54378 | 76117 | TAB-STR-LSH-7002 | Switch,Level,High, Seal Water Wet Well | TAB-STR-T-7000 | Switch,Level | Safety Equipment |  | LSH | http://www.toronto.ca/TWONTO#level_switch |  | Wet Well, Gland Water Pumping Supply
65343 | 58762 | FCL-SES-LTX-0107-SUS | Exit light, 106, Low Lift Building, Basement B1, Pump Room South West Door | FCL-SUSPENDED |  |  | 46610 | LTX |  |  | Suspended entity
63966 | 9981 | FCL-POL-FSL-4230 | Flow Switch Low, Polymer Feed to Skid No.6, RMF Centrifuge Building, Polymer Room | FCL-POL-P-4230 |  |  |  | FSL |  |  | Pump, Duty, Polymer Skid No.6, Polymer Feed to Centrifuge #2, Centrifuge Building Polymer Room
24017 | 88018 | FHO-SA-F-0102 | Filter, Inlet, Air Dryer D-0101, Service Air System, TRW Building, S3, Compressor Room | FHO-SA-D-0101 |  | Filter |  | F | http://www.toronto.ca/TWONTO#replaceable_air_filter |  | Air Dryer, Service Air System, Refrigeration, TRW Building, S3, Compressor Room
11116 | 77039 | COL-PBR-LIT-0100 | Transmitter, Level | COL-PBR-MISC | Transmitter,Level |  |  | LIT |  |  | Miscellaneous Equipment
30460 | 15761 | FIS-SES-LDR-0304 | Ladder, 16' Aluminum, Extension, Storage Building | FIS-SES | Safety | Tool |  | LDR | http://www.toronto.ca/TWONTO#ladder |  | Safety, Instrumentation & Environmental Services
4230 | 14877 | COL-PEV-LIT-0101 | Transmitter, Level | COL-PEV | Transmitter,Level |  |  | LIT |  |  | Ellis Sewage Pumping Station
105859 | 13602 | TAB-ACC-AC-1520 | Conditioner, Air,Sea Wall Sub station- Battery Room | TAB-ACC-CI | H.V.A.C.,Air Conditioner | HVAC |  | AC | http://www.toronto.ca/TWONTO#air_condition |  | Chiller and Air Coolers
18731 | 85578 | FHA-SES-SQ-1014 | FHA-SES-SQ-035037 - Sala DBI Self Retracting Lifeline Ser# 035037 | FHA-SES-SQ-6 |  | Safety Equipment |  | SQ | self_retracting_line |  | Safety Fall Protection Equipment
6402 | 93548 | COL-PMY-HTR-0004 | Heater, Unit | COL-PMY | Heater |  |  | HTR |  |  | Maryport Sewage Pumping Station
48136 | 53061 | TAB-ELS-SHTD-GRPS | Top-level hierarchy for generic entities that represent muliti-equipment shutdown work order entities | TAB-ELS-NON-PHYC | [6 empty] | Top-level hierarchy for generic entities that represent muliti-equipment inspection routes and shutdowns
13269 | 38301 | FCL-FLT-LSL-0004-SUS | Switch, Level-Low, Filter 0401, , Filter No.0401 | FCL-FLT-F-0401 | Switch,Level-Low | Switch | 36612 | LSL | http://www.toronto.ca/TWONTO#level_switch |  | Filter, Carbon Activated, Filter Building, Filter Gallery East
40058 | 31900 | DOS-MCS-LD-0002 | Lifting Device, Fall Arrest Support System, TRI POD, 350 LBS, 7 FT | FAC-YCM-SES | Lifting Device,Sling | Safety Equipment |  | LD | http://www.toronto.ca/TWONTO#fall_arrest_Davit_arm |  | SAFETY & ENVIRONMENTAL SERVICES
44136 | 73678 | FCL-ACC-HTR-0335 | Heater, Force Flow, 208V, Admin Building Northeast Stairs 135 First Floor East Wall | FCL-ACC-ADMIN |  |  |  | HTR |  |  | Administration Building HVAC Equipment
39187 | 92850 | TAB-ACC-F-3433 | Filter, Glycol Chemical feeder Line | TAB-ACC-FD-3433 | Filter | Filter |  | F | http://www.toronto.ca/TWONTO#discrete_unit_of_treatment_filter |  | Feeder, Chemical,Glycol Chemical feeder Line
81466 | 96426 | FHA-SES-LD-0062 | 6' Ladder Fiberglass ( Raw Water Basement ) | FHA-SES-LD-1 | Safety | Safety Equipment |  | LD | http://www.toronto.ca/TWONTO#fixed_ladder |  | Ladders
26361 | 86492 | COL-YKP-VEH-095092S | Vehicle, Truck #095092 (Transit XL) | COL-W-OBSOLETE | Vehicle,Licensed | Vehicle | 46813 | VEH | http://www.toronto.ca/TWONTO#pickup_truck
48173 | 21224 | FCL-ALM-T-0101 | Tank, Non-Pressurized, Alum Storage Tank 0101, Liquid Alum System | FCL-ALM | Tank,Non-Pressurized | Tank |  | T | http://www.toronto.ca/TWONTO#chemical_storage_tank |  | Coagulation
28678 | 2249 | FIS-ELS-CBL-5321 | Cable,HV,4.16 kV,Raw Water Building Upper Level,FIS-ELS-BUS-0300,Feeder,FIS-RW-P-0201 | {FIS-ELS-CBL} |  |  |  | CBL |  |  | Asset Group,ELS Lines,13.8 kV / 4.16 kV
113523 | 23743 | TAB-GRK-VEH-329046 | Forklift, Propane, Hyster , WA-7 | TAB-GRK-VEH2 | Forklift,Propane | Vehicle |  | VEH | http://www.toronto.ca/TWONTO#forklift
98316 | 25539 | FIS-SPC-COM-1700 | Access Closet, Low Kit Building , Pump Room | FIS-SPC |  | System Process Control |  | COM | http://www.toronto.ca/TWONTO#network_panel |  | Process Control Systems - Services Area
96959 | 9231 | FIS-FEQ-DR-0069(S) | Door, Fire, Flourode & Ammonia Building | FIS-GRK-STRC-0001 |  | Door |  | DR | http://www.toronto.ca/TWONTO#door
138904 | 9607 | THR-SPC-COM-2016 | Network,Protocol,Main Equipment Room West Wall,Multinet Converter for JRT-0105, JRT-6101, JRT-0500, JRT-0700, JRT-0900 | THR-SPC-COM-2010 |  | Network |  | COM | http://www.toronto.ca/TWONTO#network_panel |  | Network,Protocol,Main Equipment Room West Wall,
34129 | 56479 | COL-YKP-DA-150960 | Davit Upper Arm-150960 | COL-YKP-DA-0007S | Safety | Safety Equipment |  | DA | http://www.toronto.ca/TWONTO#fall_arrest_Davit_arm |  | Davit Arm Assembly with Upper Arm-150960
55216 | 46292 | TAB-SLO-RPU-1212 | Remote Processing Unit, | TAB-SPC-COM-3900 | RPU | Remote Processor Unit |  | RPU | http://www.toronto.ca/TWONTO#RPU_panel |  | Communication Unit, Bio-Solid Loading Bay, Mezzanine
76495 | 78895 | THR-DIG-RPU-0020A | Remote Processor Unit, Digester 1-6 Mezzanine | THR-DIG-RPU | RPU | Remote Processor Unit |  | RPU | http://www.toronto.ca/TWONTO#RPU_panel |  | RPU, UPS, Digester
64771 | 74530 | FCL-SES-EYE-0001 | Eyewash Station, Plumbed Raw Water Pump Room Basement beside Alum Skids | FCL-SES-5A | PPE,Eyewash Station | Safety Equipment |  | EYE | http://www.toronto.ca/TWONTO#emergency_eyewash |  | Eye Wash Stations Low Lift
146823 | 16379 | WTR-REB-LSH-0001 | Switch, Level-High, Overflow Alarm | WTR-REB-TRW | Switch,Level-High | Switch | 35843 | LSH | http://www.toronto.ca/TWONTO#level_switch |  | Treated Water (Transmission)
78887 | 78526 | THR-SES-SQ-4130 | Lanyard, Retractable, PPE -Baosheng Wang (Patrick)- SN: 178422 | THR-SES-FAS | Safety | Safety Equipment |  | SQ | self_retracting_line |  | Fall Arrest Sytem (Harness and Lanyard), Safety Equipment
61163 | 88143 | THC-ELS-SQ-3017719 | Spares, Electrical Safety gloves, High Voltage, Class 0, # 3017719 | THC-SES-SQ |  | Safety Equipment | 40039 | SQ | http://www.toronto.ca/TWONTO#rubber_insulating_gloves |  | Safety Equipment
76241 | 77339 | THR-MT-WA4 | Machine Tools | THR WORK AREA 4 |  | Tool |  |  | http://www.toronto.ca/TWONTO#collection_of_assets |  | Liquid Handling 2
138660 | 2631 | THR-SES-PGM-89417S | Personal Gas Meter (Sno.00089417) | THR-SES-SQ-PGM | Safety | Safety Equipment | 47397 | PGM | http://www.toronto.ca/TWONTO#portable_gas_detector |  | Personal Gas Meter
19062 | 55452 | FHA-WWW-BN-0003 | Solids Disposal Bin #3, RMF Under Centrifuges | FHA-WWW-CENTRIF | Tank | Tank |  | BN | http://www.toronto.ca/TWONTO#storage_tank |  | Centrifuges
33767 | 2664 | IH2028A | Door,Overhead, Heat Recovery | TAB-MCS-DR | Door,Overhead | Door |  |  | http://www.toronto.ca/TWONTO#roll_up_door
76146 | 48399 | THR-MCS-LD-0626 | Chain Hoist, Electric, Work Area 1 | THR-LD-WA3 | Lifting Device,Hoist,Electrical | Lifting Device |  | LD | http://www.toronto.ca/TWONTO#lifting_equipment_hoist |  | Lifting Devices, Chain Hoist, Come Along & Slings
86942 | 94383 | TNT-ELS-MCC-2101 | MCC,Primary PUmping Station | TNT-ELS | Control Panel,MCC | Motor Control Centre |  | MCC | http://www.toronto.ca/TWONTO#LV_electrical_panel |  | Instrument / Electrical
21751 | 98650 | COL-PMY-DR-0001 | Switch, Door | COL-PMY | Switch |  |  | DR |  |  | Maryport Sewage Pumping Station
74959 | 2633 | THR-CG-RPU-0005 | Remote Processor Unit, SCADA,Gas Compressor MCC Room (172.22.37.147) | THR-SPC | RPU | Remote Processor Unit |  | RPU | http://www.toronto.ca/TWONTO#RPU_panel |  | Process Control Systems - Services Area
66782 | 99549 | THC-GRK-DR-S | Doors, Building S | THC-GRK-ELS-R |  | Door |  |  | http://www.toronto.ca/TWONTO#door
55638 | 6876 | TAB-WA3-LD-7411 | Sling, Nylon, 8 FT | TAB-DEW-SAFETY | PPE | Lifting Device |  | LD | synthetic_web_sling |  | Safety Equipment
9563 | 88932 | DOS-YCM-VEH-76081 | 2020 Chevrolet Silverado 3500 - Vehicle Unit# 76081 | FAC-YCM-VEH | Vehicle,Licensed | Vehicle |  | VEH | http://www.toronto.ca/TWONTO#pickup_truck
38283 | 36108 | PCS ITERMINAL SERVER | PCS iTerminal Server | YTF-SPC1 | [6 empty] | Process Control Systems - Administrative
55713 | 96552 | TAB-STR-F-4003R | Filter, Lube Oil, Blower BL 4003 | TAB-STR-P-4003 | Filter | Filter |  | F | http://www.toronto.ca/TWONTO#replaceable_oil_or_fuel_filter |  | Pump, Main Oil ,Blower BL4003
78731 | 20628 | FHA-MCS-LD-1901 | Lifting Device, Puller, 3 Ton, Filter Building, Pipe Gallery, West | FHA-MCS-LD | Lifting Device,Hoist,Manual | Lifting Device |  | LD | winch |  | Lifting Devices
77773 | 98504 | THR-PRM-T-0100 | Tank, Primary Clarification - Primary Tank - South | THR-THK-GRK1 | Tank | Tank |  | T | http://www.toronto.ca/TWONTO#clarifier |  | Thickening, Ground & Structural
98493 | 25915 | FIS-WWW-CH-0400-SUS | Slow Sand Fiter | FIS-SUSPENDED | Filter | Filter | 38482 | CH | http://www.toronto.ca/TWONTO#filtration_tank |  | Obsolete Entities/Processes
33641 | 66337 | COL-YKP-DA-0020(S) | Davit Arm-35408 | COL-W-OBSOLETE |  | Safety Equipment | 39125 | DA | http://www.toronto.ca/TWONTO#fall_arrest_Davit_arm |  | Col West Obsolete Entities
6223 | 11466 | COL-PMM-LSH-0110 | Switch, Level-High | COL-PMM | Switch,Level-High | Switch |  | LSH | http://www.toronto.ca/TWONTO#level_switch |  | Mimico Pumping Station
13680 | 34884 | FCL-MCS-LD-0201 | Winch - CAP: 310 lbs - 50 FT cable | FCL-MCS | Lifting Device,Hoist,Manual | Lifting Device |  | LD | winch |  | Mechanical Services
48726 | 1904 | TAB-NGS-PSH-0201 | Switch,Pressure, High,PSH100-2, Natural Gas Train, Boiler #2, Z Building | TAB-ACC-NGS-0020A | Switch,Pressure | Switch |  | PSH | http://www.toronto.ca/TWONTO#pressure_switch |  | Natural Gas Train, Boiler #2, Z Building
125709 | 55490 | THC-FT-OLD PLANT | Secondary Clarifiers, Old Plant | THC-FT | [6 empty] | Secondary Clarifiers
60948 | 49480 | THC-ELS-LTX-BLDG S | Exit Lights, Bldg. S | THC-GRK-ELS-S | Building Service,Lighting - Room | Safety Equipment | 41961 |  | http://www.toronto.ca/TWONTO#collection_of_assets |  | Building S
43840 | 7661 | FCL-ACC-FS-0720 | Switch, Loss of Air Flow, AHU-0701 Air Discharge. Gaseous Chemical Building Roof | FCL-ACC-AHU-0701 | Switch,Flow | Switch |  | FS | http://www.toronto.ca/TWONTO#flow_switch |  | Air Handling Unit,Gaseous Chlorine Building, Roof S/W
116653 | 82978 | TAB-PWA-LSHH-5139 | Switch, Level High-High, Plant Water Bldg, Basement, South Sump | TAB-PWA-P-5144 |  | Switch |  | LSHH | http://www.toronto.ca/TWONTO#level_switch |  | Pump, Sanitary Sump
130448 | 96302 | THR-ACC-T-0201 | Tank, Glycol Skid, STB North Wall, Digesters 1-6, Gallery Ventilation, Zone 1A, 1B | THR-ACC-T | Tank | Tank |  | T | http://www.toronto.ca/TWONTO#chemical_storage_tank |  | Air Conditioning, Glycol Heating Packages
109133 | 60072 | TAB-CW-SQ-0404 | WA6 Emerg. Eyewash and Shower Stations | TAB-WA6-SQ | PPE,Eyewash Station | Safety Equipment |  | SQ | http://www.toronto.ca/TWONTO#collection_of_assets |  | WA6 Safety Equipment
115486 | 66797 | TAB-PRM-LSHH-0412 | Switch, Level High High, CEPT Coagulant Tank T-0410, Grit Bldg., P Bldg. | TAB-PRM-T-0410 | Switch,Level-High-High | Switch |  | LSHH | http://www.toronto.ca/TWONTO#level_switch |  | Tank, Coagulant, CEPT Coagulant Dosing System, Grit Bldg., P Bldg.
54375 | 43226 | TAB-STR-LS-6094 | Switch, Level,Sump Pit | TAB-STR-P-6094 | Switch,Level | Switch |  | LS | http://www.toronto.ca/TWONTO#level_switch |  | Pump, Sump, GX2017A
55314 | 638 | FCL-ELS-LB-01CF | Load Break Switch,Centrifuge Bldg - Electrical Room,Isolation Switch; TR-01CF | FCL-ELS-BUS-00B1-A | Load Break Switch | Switch |  | LB | http://www.toronto.ca/TWONTO#load_break_disconnect_switch |  | Switchgear,Indoor,Low Lift Bldg - Switchgear Room,4.16 kV Line 1A
11824 | 38876 | FCL-DCL-T-0302 | Tank, Expansion, SO2 Evaporator 0201 Inlet Header, Machine Room,Gaseous Chemical Building | FCL-DCL | Tank | Tank |  | T | expansion_tank |  | Sulphur Dioxide System
62624 | 97335 | THC-MCS-LD-HLW27185 | WIRE ROPE CRANE - SGTR (insp Liftsafe) | THC-MCS-LD | Lifting Device | Lifting Device |  |  | http://www.toronto.ca/TWONTO#crane |  | Mechanical Services, Lifting Device
136974 | 62532 | THR-OCS-F-0501C | Filter, Coalescing, Air Handling Units 0501A/B, Ozonator Room, Plant Services, Odour Control System | THR-OCS-D-0501A | Filter | Filter |  | F | http://www.toronto.ca/TWONTO#replaceable_air_filter |  | Dryer, Dessicant, Ozone Generator 3957, Ozonator Room, Plant Services, Odour Control System
24727 | 39224 | COL-PRX-P-0100 | Pump, Centrifugal | COL-PRX | Pump |  |  | P |  |  | Roxborough Sewage Pumping Station
65798 | 42551 | THC-EPG-PDP-2881 | Power Distribution Panel,Administration Building | THC-EPG-MCC-2880 |  | Power Distribution Panel |  | PDP | http://www.toronto.ca/TWONTO#LV_electrical_panel |  | Motor Control Center,Administration Building
12438 | 4766 | FCL-FLT-SW-1701-SUS | Sweeps, Surface Wash, Filter #17 | FCL-FLT-F-1701 | Filter | Filter | 36646 | SW | filter_sweeping_arm |  | Filter, Carbon Activated, Filter Building, Filter Gallery West
15724 | 83550 | FHA-ELS-DP-0501B | Power Distribution Panel, East Backwash Filter Valves (Odd) Power Supply, Filter Pipe Gallery East | FHA-ELS-PDP-0500B | Control Panel,Power Distribution Panel | Power Distribution Panel |  | DP | http://www.toronto.ca/TWONTO#LV_electrical_panel |  | Power Distribution Panel, 600V, 800A, 3 PH, Filter Building, Pipe Gallery Adjacent to Scrubber
15602 | 31345 | FHA CONTROL ROOM | Computer Location | FHA-FILTER BLDG | [6 empty] | Building Location
101594 | 25158 | MAIN-184 | Main 184 | WTR-LWA | [6 empty] | Work Area 2 Central Mains and Chambers
88369 | 14459 | WTR-PSC-ZS-0004 | Switch, Position,Door Security | WTR-PSC-AUX | Switch,Position | Switch |  | ZS | http://www.toronto.ca/TWONTO#position_switch |  | Auxiliary Equipment (Building Facilities)
141141 | 62027 | WM2022A | Strainer, Oil Pump, 818B | TAB-SLD-P | Strainer | Filter |  |  | http://www.toronto.ca/TWONTO#strainer |  | Pelletizer Bldg. - Thermal Oil Heating System, Pumps, Strainer & Expanasion Tanks
114893 | 93658 | TAB-PLT-T-0301 | Tank, Grit Channel #3 | TAB-PLT-T | Tank | Tank |  | T | http://www.toronto.ca/TWONTO#channel_segment |  | P Building - Grit Tanks 1-12 & Hoppers 1 - 6
9023 | 28965 | COL-CENTRAL | Central | COL | [6 empty] | Complex Systems
10095 | 44023 | FCL-ACC-F-0602 | Filter, Reactivation Air, West Dehumidification D-0601, Filter Building, Pipe Gallery Walkway South | FCL-ACC-D-0601 |  |  |  | F |  |  | Dehumidifier, Filter Building West Dehumidication System, Filter Pipe Gallery West
113349 | 61110 | TAB-EL3-TS-6220 | Power Distribution, Automatic Transfer Switch, Generator, Standby Power, 600V | TAB-EL3-MCC-6227 |  |  |  | TS |  |  | Motor Control Centre, Digester 13-16 bldg
10824 | 9348 | FCL-ALM-CP-0010 | Control Panel, Operator, Alum Mixing Tank Outlet Valve, Alum System | FCL-ALM-T-0101 |  |  |  | CP |  |  | Tank, Non-Pressurized, Alum Storage Tank 0101, Liquid Alum System
43869 | 13173 | FCL-ACC-HTR-0036A | Heater, Convection, Electric, 2kW, Gaseous Chemical Building, Entrance to Storage Area W | FCL-ACC-CL |  |  |  | HTR |  |  | Gaseous Chemical Building HVAC Equipment
64312 | 34638 | FCL-RW-V-0502A | Valve, Mud, Drain, Raw Water Screen SC-0501 Pit, Intake and Screen Room | FCL-RW-SC-0501 |  |  |  | V |  |  | Screen, Bar, Raw Water, , Intake and Screen Room
34387 | 14170 | COL-YKP-DA-1733979 | Davit Base Leg-1733979 | COL-YKP-DA-0020S | Safety | Safety Equipment |  | DA | davit_base |  | Davit Arm Assembly with Upper Arm-1683826
68620 | 23017 | FHO-ACC-F-1511 | Filter, Air Inlet, AHU-1511, Ozone Building, L1, Mechanical Room 1 | FHO-ACC-AHU-1511 |  | Filter |  | F | http://www.toronto.ca/TWONTO#replaceable_air_filter |  | Air Handling Unit, Ozone Building, L1, Mechanical Room 1
18129 | 13161 | FHA-SED-ZSH-0305B | Switch, Limit, Access Hatch Zone 5, Settling Basin T-0301 | FHA-SED-ZSH-0305 |  | Security System |  | ZSH | http://www.toronto.ca/TWONTO#position_switch |  | Switch, Limit, Access Hatch Zone 3
139393 | 74917 | THR-WA1-LD-03-20 | Sling, Nylon, Work Area 1 (NYLON BELT SLING SIZE; 1" X 4', CAPACITY 1800 LBS,SN 1156503-20) A | THR-LD-NYLN-WA1 | Lifting Device,Sling | Lifting Device |  | LD | synthetic_web_sling |  | Slings, Nylon, Work Area 1
32160 | 91948 | COL-RBC-LIT-0301S | Transmitter, Level | COL-RBC-MISC | Transmitter,Level |  | 47583 | LIT |  |  | Miscellaneous Equipment
14799 | 69448 | FCL-SM-T-0101-SUS | Storage, Caustic Soda System | FCL-SUSPENDED | Tank,Non-Pressurized | Tank | 36715 | T | http://www.toronto.ca/TWONTO#chemical_storage_tank |  | Suspended entity
30002 | 89862 | FIS-RW-PSL-0201-SUS | Switch, Pressure-Low, Seal Water, Pump 0201, Raw Water Pumping Station | FIS-RW-P-0201 | Switch,Pressure-High | Switch | 38349 | PSL | http://www.toronto.ca/TWONTO#pressure_switch |  | Circuit Breaker,4.16 kV,Raw Water Pump Station,Upper Level,West,Solid State Starter,FIS-RW-P-0201
93313 | 56006 | FHO-GRK-DR-2091S | Door, (FD-S2-91), Fire Rated, Standby Power Building, S2, South | FHO-GRK-FEQ-0001 | Fire Prevention,Door | Door |  | DR | http://www.toronto.ca/TWONTO#fire_rated_door
23645 | 33846 | COL-POM-LSL-0102 | Switch, Level-Low | COL-POM | Switch | Switch |  | LSL | http://www.toronto.ca/TWONTO#level_switch |  | Old Mill Sewage Pumping Station
78847 | 59366 | THR-SES-SQ-1007 | Harness, Full Body, PPE Danny Campolucci | THR-SES-FAS | Safety | Safety Equipment |  | SQ | http://www.toronto.ca/TWONTO#fall_arrest_harness |  | Fall Arrest Sytem (Harness and Lanyard), Safety Equipment
14253 | 95168 | FCL-SA-C-0301 | Compressor, Instrument Air, Filter Building, Compressor Room | FCL-SA |  |  |  | C |  |  | Service Air
119644 | 55729 | TAB-WA1-SQ-1050 | Sling | TAB-WA1-SQ-1000 | Lifting Device,Sling | Lifting Device |  | SQ | http://www.toronto.ca/TWONTO#fall_protection_sling |  | WA1 Lifting Devices and Slings
146299 | 3749 | WTR-PSC-FAK-0001 | First Aid Kit Station, Scarborough Pumping Station, Crew Room | WTR-PSC-AUX | Safety,First Aid Kit | Safety Equipment |  | FAK | http://www.toronto.ca/TWONTO#first_aid_station_equipment |  | Auxiliary Equipment (Building Facilities)
58577 | 241 | THC-ACC-DM-4004 | Damper,Motorized | THC-ACC-FN-4004 |  | HVAC |  | DM | http://www.toronto.ca/TWONTO#air_damper |  | Fan, Supply, to NW Tunnel T12
15236 | 97621 | FCL-TRW-STR-0008 | Strainer, Inlet, TW Sample to Analyser AIT-0002, District 2 Venturi Room, High Lift PS Basement | FCL-TRW-AIT-0002 |  |  |  | STR |  |  | Analyzer, Turbidity, TRW Output, District 2 Venturi Room, TRW Pumping Station
59584 | 23408 | THC-ACC-TIT-6103 | Transmitter, Temperature, Mixed O/A and O/A Solar Wall, 2nd Floor Mech Room #2, Headworks | THC-ACC-AHU-6100 | Transmitter,Temperature | HVAC |  | TIT | http://www.toronto.ca/TWONTO#temperature_transmitter |  | Air Handling Unit, Truck Loading Bay, Mech Room #2, Headworks
112182 | 83617 | TAB-DIS-F-0016 | Filter , Chlorine | TAB-DIS-CHL-6 | Filter | Chemical Feeder |  | F | http://www.toronto.ca/TWONTO#discrete_unit_of_treatment_filter |  | Chlorination Train #6
96656 | 17884 | FIS-ELS-GFI-0028 | Ground Fault Circuit Interrupter, Lunch Room's countertop east wall,Workshop Building | FIS-WORKSHOP-BLDG |  | Safety Equipment |  | GFI | ? |  | FIS Maintenance Workshop & Office Building
79163 | 94465 | THR-ELS-MCC-3601 | Motor Control Centre (MCC), SP RAS PS Extention Electrical Room | THR-ELS-RSPS | Control Panel,MCC | Motor Control Centre |  | MCC | http://www.toronto.ca/TWONTO#LV_electrical_panel |  | Electrical System, Returns Sludge Pumping Station
128956 | 39094 | THC-STR-RAS/WAS-I-IV | RAS/WAS, Phase I-IV | THC-STR-RAS/WAS | [6 empty] | Return/ Waste Activated Sludge
78614 | 54761 | FHO-ELS-MCC-0810 | Motor Control Centre, Admin Building, S4, Main Electrical Room | FHO-ELS-PS-0001 | Control Panel,MCC | Motor Control Centre |  | MCC | http://www.toronto.ca/TWONTO#LV_electrical_panel |  | Primary Power Equipment
76297 | 13542 | FHA-FEQ-DT-0014 | Firesystem Sprinkler drain trap, R MF-In between decant tanks #8 and #9 | FHA-SES-FEQ-1 | Drain | Drain |  | DT | http://www.toronto.ca/TWONTO#drain |  | Fire Sprinkler System
34426 | 57519 | MAIN-029 EAST | Main 029 | WTR-LWA | [6 empty] | Work Area 2 Central Mains and Chambers
52760 | 47495 | FCL-ELS-2 | Electrical Systems | FCL-ELS |  |  |  | ELS |  |  | Electrical Distribution
18687 | 64046 | FHA-SES-SQ-0082 | Horizontal tie off anchor point DBI SALA 8517362 anchor point | FHA-SES |  | Safety Equipment |  | SQ | fall_arrest_anchor |  | Safety & Environmental Services
106071 | 45993 | TAB-ACC-CT-1486 | Control Panel, Zone Controller | TAB-ACC-VAV-1486 | Control Panel,HVAC | HVAC |  | CT | http://www.toronto.ca/TWONTO#thermostat_or_zone_controller_unit |  | Heater, Hot Water Reheat Coil, Variable air
79765 | 66829 | THR-WA1-LD-0020 | Sling, Wire Rope, Work Area 1 (WIRE ROPE SLING SIZE; 1/2" X 8') | THR-LD-WIRE-WA1 | Lifting Device,Sling | Lifting Device |  | LD | wire-rope_sling |  | Slings, Wire Rope, Work Area 1
139374 | 84369 | THR-WA1-LD-0012 | Sling, Wire Rope, Work Area 1 (WIRE ROPE SLING SIZE; 1/2" X 4' ) | THR-LD-WIRE-WA1 | Lifting Device,Sling | Lifting Device |  | LD | wire-rope_sling |  | Slings, Wire Rope, Work Area 1
5961 | 46965 | COL-PLV-P-0001 | Pump, Centrifugal, Sump | COL-PLV | Pump |  | 34126 | P |  |  | Livingston Road Pumping Station
38785 | 32387 | TAB-ACC-AHU-4504? | AHU, Digester 1-4, Pump Room | TAB-ACC-AHU-DIG | Air Handling Unit | HVAC | 46311 | AHU | http://www.toronto.ca/TWONTO#air_handler_unit |  | AHUs/Supply Fans Dig. Bldg.
75182 | 66174 | THR-FT-PSL-4066S | Switch, Pressure-Low, WAS Pump 4066 Suction, Secondary Treatment, WAS Pumping | THR-FT-P-4066 | Switch,Pressure-Low | Switch | 39563 | PSL | http://www.toronto.ca/TWONTO#pressure_switch |  | Pump, Centrifugal, WAS, Secondary Treatment, WAS Pumping
130174 | 11683 | THR-ACC-NR-725 | HVAC Unit & Fan, Admin Bldg., 2nd Floor Lunch Room | THR-ACC-ADM | H.V.A.C.,Heater,Unit | HVAC |  | NR | http://www.toronto.ca/TWONTO#heater |  | Air Conditioning, HVAC, Admin Building
55060 | 44683 | TAB-THK-PSL-0905 | Switch,Pressure,Low,AIS to Recycle Pump P-0905 Discharge | TAB-SUSPENDED ENTITY | Switch,Pressure | Switch |  | PSL | http://www.toronto.ca/TWONTO#pressure_switch |  | Suspended entities
80151 | 64840 | TNT-ACC | HVAC, Boilers | TNT WORK AREA 9 | [6 empty] | North Toronto Treatment Plant
7091 | 99855 | COL-PRX-LSLL-0101 | Switch, Level Low-Low | COL-PRX-MISC | Switch,Level |  |  | LSLL |  |  | Miscellaneous Equipment
24883 | 70240 | COL-PMM-FN-0003 | Fan, Exhaust | COL-PMM | Fan | HVAC |  | FN | http://www.toronto.ca/TWONTO#blower_or_fan_with_drive |  | Mimico Pumping Station
29543 | 64395 | FIS-ITM | Integrated Technology Management | FIS | [6 empty] | Island Water Treatment Plant
71349 | 22875 | THR-DIG-LSL-5641 | Switch, Level-Low, Lube Oil, C-5640, Gas Mixing System | THR-DIG-P-5642 | Switch,Level-Low | Switch |  | LSL | http://www.toronto.ca/TWONTO#level_switch |  | Pump,Lube Oil for C-5640, Mixing System, Tank 7 & 8
39123 | 6823 | TAB-ACC-DM-6456 | Damper, Motorized, Exhaust Air, FN- 6453, Corridor Area of AHU-6450, Exist. East Operating Gallery | TAB-ACC-FN-6453 | Damper/Louver | HVAC |  | DM | http://www.toronto.ca/TWONTO#air_damper |  | Fan, Sidewall, Exhaust Air, AHU-6450, Primary Tank Operating Gallery, Ground, East Side
71628 | 81803 | THR-DIG-PSH-0101 | Switch, Pressure, High, Discharge, Pump 0101, Lube Oil System, Gas Compressor Building | THR-DIG-P-0101 |  | Switch |  | PSH | http://www.toronto.ca/TWONTO#pressure_switch |  | Pump, Positive Displacement, Transfer, New Oil, Lube Oil System, Gas Compressor Building
3504 | 6547 | COL-PBP-LSHH-0105 | Switch, Level High-High | COL-PBP | Switch,Level | Switch |  | LSHH | http://www.toronto.ca/TWONTO#level_switch |  | Baby Point Sewage Pumping Station
56032 | 47291 | THC | Highland Creek Treatment Plant | WWT | [6 empty] | Wastewater Treatment
122873 | 91219 | THC-DEW-POL | Polymer System Dewatering | THC-DEW | [6 empty] | Dewatering Process
18253 | 50727 | FHA-SPC-RPU-2022 | RPU, Corrosion Control, Chemical Building | FHA-ELS | Controller,PLC | Remote Processor Unit |  | RPU | http://www.toronto.ca/TWONTO#RPU_panel |  | Electrical
63696 | 42445 | THC-PLT-MSL-0146 | Switch, Motion-Low, Bar screen 0140, Head House | THC-PLT-SC-0140 | Switch,Motion | Switch |  | MSL | http://www.toronto.ca/TWONTO#motion_sensor_element |  | Bar Screen 0140
11785 | 33533 | FCL-DCL-FSL-0003A-SUS | Switch, Flow Low, Discharge, FCL-BEFORE SO2 Sample Pump 0001A, Sampling Pumps | FCL-DCL-P-0001A | Switch,Flow-Low | Switch | 36427 | FSL | http://www.toronto.ca/TWONTO#flow_switch |  | Pump, Centrifugal, Sampling Before SO2, Decant Liquor, Sampling Pumps
72936 | 28356 | THR-DIS-T-4000 | Tank, Sodium Hypochlorite Storage, Disinfection Building | THR-DIS-T-PP | Tank | Tank |  | T | http://www.toronto.ca/TWONTO#chemical_storage_tank |  | Disinfection, Tank, Palace Pier
14288 | 21038 | COL-PHB-OIT-0001 | Operator Interface Terminal | COL-PHB | Computer Equipment,Monitor |  |  | OIT |  |  | Humber Sewage Pumping Station
139900 | 67390 | TNT-AER-RX-0101 | Reactor, Mabr Cassette, Aeration Tank 1 - Mabr Cassette 1, Aeration | TNT-AER-T-0200 |  |  |  | RX |  |  | Tank,Aeration, # 2
118226 | 25901 | TAB-SLO-RPU | Sludge Loading & Odour Control - Bio-Solids - RPUs | TAB-SLO-INQ | [6 empty] | Sludge Loading & Odour Control - Bio-Solids - Instrument Equipment
86169 | 25721 | WTR-PJS-LSH-0101 | Switch, Level-High, Spadina Surge Tank | WTR-PJS-T-0101 | Switch,Level-High | Switch |  | LSH | http://www.toronto.ca/TWONTO#level_switch |  | Tank, (Surge), Spadina Main
24360 | 34504 | FHO-MCS-MT-1112 | Personal Tool Kit Plant Technicians | FHO-MCS-MEQ | Machine Tool | Tool |  | MT | tool_kit |  | Machine Shop & Equipment
86951 | 54509 | TNT-ELS-RPU-1301 | Remote Processing Unit, Substation | TNT-ELS-LP-2002A | RPU | Remote Processor Unit |  | RPU | http://www.toronto.ca/TWONTO#RPU_panel |  | 208/120V Lighting Panel
109410 | 34995 | TAB-DEW-FD-3002 | Dry Polymer Hopper #2 Feeder | TAB-DEW-T-3020 | Mixer | Chemical Feeder |  | FD | http://www.toronto.ca/TWONTO#ejector |  | Tank, Polymer Mixing # 2
58248 | 39620 | FHA-ACC-AC-0354 | FHA-ACC-AC-0004 - Air Conditioner | FHA-MCS-ACC | H.V.A.C.,Air Conditioner | HVAC |  | AC | http://www.toronto.ca/TWONTO#air_condition |  | HVAC
105919 | 31337 | TAB-ACC-AHU-1847 | AHU, Blower Bldg | TAB-ACC-AHU-BL | Air Handling Unit | HVAC |  | AHU | http://www.toronto.ca/TWONTO#air_handler_unit |  | AHUs/Supply Fans Blower Bldg.
113810 | 73110 | TAB-NGS-PSL-0102 | Switch,Pressure,Low, PSL200-1, Manual Reset, Natural Gas Pilot Train, Boiler #1, Z Building | TAB-ACC-NGS-0010B | Switch,Pressure | Switch |  | PSL | http://www.toronto.ca/TWONTO#pressure_switch |  | Natural Gas Train, Pilot,Boiler #1, Z Building
128769 | 1807 | THC-SES-MEQ-Q1191557 | FALL ARREST- HARNESS (insp Liftsafe) - SCOTT KIRKTON | THC-MCS-LD | PPE | Lifting Device |  |  | http://www.toronto.ca/TWONTO#fall_arrest_harness |  | Mechanical Services, Lifting Device
107176 | 56790 | TAB-ACC-MEQ-5301 | Air Separator,Glycol Loop,Seawall Substation | TAB-ACC-HE-5310 | Tank | Tank |  | MEQ | air_seperator |  | Heat Exchanger, Glycol Supply,Seawall Substation
139697 | 71803 | TNT-ACC-LS-1001 | Switch, Level, Oil Tank | TNT-ACC-T-1000 | Switch,Level | Switch |  | LS | http://www.toronto.ca/TWONTO#level_switch |  | Tank,Storage, Furnace oil for Boilers
114551 | 14124 | TAB-PLT-G-5405 | Gate, Knife Gate, Pneumatic, Screenings Outloading Conveyor 5400, Conveyor Area | TAB-PLT-CV-5400 | Valve,Knife Gate | Gate |  | G | http://www.toronto.ca/TWONTO#valve
143290 | 82158 | WTR-PEG-LSL-0600 | Switch,Level-Low, Pump 0600 | WTR-PEG-P-0600 | Switch,Level-Low | Switch |  | LSL | http://www.toronto.ca/TWONTO#level_switch |  | Pump, Centrifugal, District 4
31891 | 90515 | COL-RBB-SW-0004 | Switch, Lighting Transformer 0002 | COL-RBB-MISC | Switch |  |  | SW |  |  | Miscellaneous Equipment
105209 | 26492 | PLQ18488 | Plumbing, General, Digestion Tanks 9-12 | TAB-DIG-STRC-T9-12 |  | Plumbing |  |  | plumbing |  | Digester Tanks 9-12 - Structure, Drains, Electrical Service(110/220V), Lighting, Plumbing, Grounds
21955 | 21887 | FHO-ELS-WR-1032 | Welding Receptacle, Clarifier Building, S2, West | FHO-ELS-LTG |  | Power Distribution Panel |  | WR | http://www.toronto.ca/TWONTO#welding_receptacle |  | Facility Electrical System
40323 | 99371 | DRN18421 | Drains, Floor, Flotation/Z Bldg | TAB-THK-STRC | Drain | Drain |  |  | http://www.toronto.ca/TWONTO#drain |  | THK-STRC
74671 | 74005 | FHA-DCL-T-0101 | Tank, Expansion, Evaporator EV-0101, Filter Building, Cl2/SO2 Feeder Room | FHA-DCL-SO-0101 | Tank | Tank | 39215 | T | expansion_tank |  | Sulphonator, Solution Feed Gas Dispenser, Vacuum Operated, Filter Building Cl2/SO2 Feeder Room
116203 | 4931 | TAB-PRS-PSL-1001 | Switch, Pressure-Low, Air Inlet, Rail Car Unloading | TAB-PRS-C | Switch,Pressure-Low | Switch |  | PSL | http://www.toronto.ca/TWONTO#pressure_switch |  | Air Compressors & Receiver/ Unloading Station
140967 | 77154 | VP2028 | Detector, Gas | TAB-ELS-AM | Sensor,Gas | Safety Equipment |  |  | http://www.toronto.ca/TWONTO#portable_gas_detector |  | WA8 Safety Equipment Gas Detectors, Plant Wide
96937 | 99000 | FIS-FEQ-DR-0026(S) | Door, Fire, Storage Building | FIS-GRK-STRC-0001 |  | Door |  | DR | http://www.toronto.ca/TWONTO#door
143365 | 9335 | WTR-PEG-DR-0003 | Door | WTR-PEG-AUX | Door | Door |  | DR | http://www.toronto.ca/TWONTO#door
37521 | 75016 | MTMH362 | ELM CTS | TRK-DON | [6 empty] | DON DRAINAGE AREA
134035 | 10548 | THR-DIS-T-2000 | Tank, Sodium Hypochlorite Storage, Disinfection Building | THR-DIS-T-PP | Tank | Tank |  | T | http://www.toronto.ca/TWONTO#chemical_storage_tank |  | Disinfection, Tank, Palace Pier
113956 | 74016 | TAB-OCS-DM-6651 | Damper, Actuated, Booster Fan FN-6650, Suction, Grit Tank Bldg. Roof, P Bldg. | TAB-OCS-FN-6650 | Damper/Louver | Gas Collection |  | DM | http://www.toronto.ca/TWONTO#air_damper |  | Fan, Booster, Odourous Air from Primary Tanks, Grit Tank Bldg. Roof, P Bldg.
50861 | 37413 | TAB-PRM-LSH-0452 | Switch, Level High, Coagulant Tank Storage Containment Area No.1, Grit Bldg., P Bldg. | TAB-PRM-T-0410 | Switch,Level-High | Switch |  | LSH | http://www.toronto.ca/TWONTO#level_switch |  | Tank, Coagulant, CEPT Coagulant Dosing System, Grit Bldg., P Bldg.
110379 | 52681 | TAB-DEWATER-BLDG | Building Location | TAB-EUS | [6 empty] | Production & End User Support
4561 | 74380 | COL-PGB-LP-0001 | Control Panel, Lighting | COL-PGB-MISC | Control Panel |  |  | LP |  |  | Miscellaneous Equipment
128766 | 30047 | THC-SES-MEQ-EE52B4 | FALL ARREST- HARNESS (insp Liftsafe) - STEVE P. | THC-MCS-LD | PPE | Lifting Device |  |  | http://www.toronto.ca/TWONTO#fall_arrest_harness |  | Mechanical Services, Lifting Device
79776 | 68243 | THR-WA1-LD-0033 | Sling, Nylon, Work Area 1 (NYLON BELT SLING SIZE; 1" X 4', CAPACITY 1800 LBS,) A | THR-LD-NYLN-WA1 | Lifting Device,Sling | Lifting Device |  | LD | synthetic_web_sling |  | Slings, Nylon, Work Area 1
52879 | 15841 | FCL-PAC-SL-0201 | Silencer, Inlet, Blower BL-0201, Dry Chemical Building, Basement | FCL-PAC-BL-0201 | Filter | Filter |  | SL | silencer |  | Blower, PD, PAC Mixing Air Supply, Dry Chemical Building Basement
32162 | 83997 | COL-RBC-LP-0001 | Control Panel, Lighting | COL-RBC-MISC | Control Panel |  |  | LP |  |  | Miscellaneous Equipment
26082 | 18853 | FIS-ACC-F-0300 | Filter, Air, Dehumidifier D-0300 Outside Air, Storage Building, Maintenance Storage Room | FIS-ACC-D-0300 |  | Filter |  | F | http://www.toronto.ca/TWONTO#replaceable_air_filter |  | Dehumidifier, Storage Building, Maintenance Storage Room
89561 | 32860 | WTR-RRV-AUX | Auxiliary Equipment (Building Facilities) | WTR-RRV | [6 empty] | Richview Reservoir
5896 | 37246 | COL-PLB-TSH-0151E | Switch, Temperature-High | COL-PLB | Switch | Switch | 34553 | TSH | http://www.toronto.ca/TWONTO#temperature_switch |  | Long Branch Pumping Station
120916 | 71445 | THC-ACC-HTR-0366U | Air Heater, Building M | THC-ACC-HEATERS | H.V.A.C.,Heater,Unit | HVAC |  | HTR | http://www.toronto.ca/TWONTO#heater |  | Air Heaters, Building M
114544 | 78700 | TAB-PLT-G-5202 | Gate, Knife Gate, Pneumatic, Screenings Outloading Conveyor 5200, Conveyor Area | TAB-PLT-CV-5200 | Valve,Knife Gate | Gate |  | G | http://www.toronto.ca/TWONTO#valve
81119 | 5030 | TNT-DIS-T-0500 | Tank, Sodium HypoChlorite | TNT-DIS | Tank,Reservoir | Tank |  | T | http://www.toronto.ca/TWONTO#chemical_storage_tank |  | Disinfection
44717 | 80482 | TAB-DEW-V-C01 | Centrifuge 1 Centrate Line | CENTRATE | [6 empty] | Centrate Collection
32214 | 75815 | COL-SKW-CB-0003 | Circuit Breaker, Gate | COL-SKW | Circuit Breaker |  |  | CB |  |  | Kew Beach Detention Tank (Kenilworth)-storm
86876 | 74141 | WTR-PLW-TPD-0001 | Tripod, Fall Arrest, S/N 7-99/99-4 | WTR-WEST-SES | PPE | Safety Equipment |  | TPD | http://www.toronto.ca/TWONTO#fall_arrest_Davit_arm |  | Safety & Lifting Devices
8277 | 90544 | COL-PWR-LSH-0205 | Switch,Level, High, Flood Alarm, Wet Well #2 | COL-PWR | Switch,Level-High | Switch |  | LSH | http://www.toronto.ca/TWONTO#level_switch |  | West Rouge Pumping Station
112167 | 41999 | TAB-DIS-CHL-6 | Chlorination Train #6 | TAB-DIS-CHL |  |  |  | CHL |  |  | Chlorination Process
65114 | 452 | THC-PRM-V-1214 | Valve, Hydraulic Cylinder, Bottom Scraper, Primary Clarifier 1200, NW Plant | THC-PRM-CLR-1230SUSP | Actuator,Hydraulic,Cylinder | Hydraulic System |  | V | http://www.toronto.ca/TWONTO#hydraulic_power_pack |  | Sludge Bottom Scraper Mechanism, Tank 1200, Primary Clarifier
82847 | 87600 | FHA-SES-SQ-0046 | Safety Harnesses 3M 7510 full body harness Ser 92150 | FHA-SES-SQ-6 |  | Safety Equipment |  | SQ | http://www.toronto.ca/TWONTO#fall_arrest_harness |  | Safety Fall Protection Equipment
76693 | 68181 | FHO-ELS-LP-1023 | Lighting Panel, 100A, 120/208V, 3PH, Admin Building, L1, Main Lobby | FHO-ELS-LTG-2000 |  | Power Distribution Panel |  | LP | http://www.toronto.ca/TWONTO#LV_electrical_panel |  | Lighting, Facility Interior : Plant wide, interior lighting
68678 | 10634 | THR-ACC-TSL-0220 | Switch, Temperature, Low, Supply Air, Air Handling Unit AHU-0210, North Grit Loading Bay Roof | THR-ACC-AHU-0220 | Switch,Temperature-Low | Switch |  | TSL | http://www.toronto.ca/TWONTO#temperature_switch |  | Air Handling Unit, Air Supply, North Grit Loading Bay Roof
119349 | 20623 | TAB-THK-PSH-4312 | Switch,Pressure,High,Pump 4312 | TAB-THK-P-4312 | Switch,Pressure | Switch |  | PSH | http://www.toronto.ca/TWONTO#pressure_switch |  | Pump, Mixed Polymer Feed (Standby)
113061 | 66657 | TAB-EL2-MCC-6624 | Motor Control Centre, 600V | TAB-DEW-ELECTRICAL | Control Panel,MCC | Motor Control Centre |  | MCC | http://www.toronto.ca/TWONTO#LV_electrical_panel |  | Dewatering Bldg - Electrical
21636 | 90524 | FHO-DOZ-PSL-5010 | Switch,Pressure,Low,Cooling Water Expansion Tank T-5001,Ozone Building,L1,Ozone Equipment Room | FHO-DOZ-T-5001 | Switch,Pressure-Low | Switch |  | PSL | http://www.toronto.ca/TWONTO#pressure_switch |  | Tank, Closed Loop Cooling Water Expansion, Ozone Building,L1,Ozone Equipment Room,Cooling Water Skid
83042 | 67323 | FHA-SES-SQ-0405 | FHA-SES-EYE-0009 - Eyewash Station, Plumbed | FHA-SES-SQ-0008 | PPE,Eyewash Station | Safety Equipment |  | SQ | http://www.toronto.ca/TWONTO#emergency_eyewash |  | Eyewash Stations & Showers
83064 | 80316 | FHA-SES-SQ-1015 | FHA-SES-SQ-066718 - Sala DBI Self Retracting Lifeline | FHA-SES |  | Safety Equipment |  | SQ | self_retracting_line |  | Safety & Environmental Services
63709 | 42520 | THC-PLT-MSL-5641 | Switch, Motion-Low, Screening Transfer System, Head House | THC-PLT-SC-0140 | Switch,Motion | Switch |  | MSL | http://www.toronto.ca/TWONTO#motion_sensor_element |  | Bar Screen 0140
145057 | 88673 | WTR-PLW-ELS | Electrical System | WTR-PLW | [6 empty] | Lawrence Pumping Station
52943 | 28946 | TAB-PLT-G-4004 | Gate, Knife Gate, Pneumatic, Grit Outloading Conveyor 4000, Conveyor Area | TAB-PLT-CV-4000 | Valve,Knife Gate | Gate |  | G | http://www.toronto.ca/TWONTO#valve
26395 | 35937 | COL-PNT-FN-0001 | Fan, Exhaust | COL-PNT-MISC | Fan | HVAC |  | FN | http://www.toronto.ca/TWONTO#blower_or_fan_with_drive |  | Miscellaneous Equipment
124876 | 54912 | THC-ELS-MCC-1601 | Motor Control Centre,Sludge Treatment Area,Biosolids Building | THC-ELS-CB-1601 | Control Panel,MCC | Motor Control Centre |  | MCC | http://www.toronto.ca/TWONTO#LV_electrical_panel |  | Circuit Breaker,Feed to MCC-1601 for Sludge Treatment Area Power,Biosolids Building
88258 | 83847 | WTR-PSC-LSL-1900 | Switch, Level-Low, Pump 1900 to Vacuum Air System | WTR-PSC-P-1900 | Switch,Level-Low | Switch |  | LSL | http://www.toronto.ca/TWONTO#level_switch |  | Pump, Centrifugal, District 4
26171 | 44932 | FHO-GRK-DR-1081L | Door, (FD-1-81), Fire Rated, L1, Hallway 7 | FHO-GRK-FEQ-0001 | Fire Prevention,Door | Door |  | DR | http://www.toronto.ca/TWONTO#fire_rated_door
79180 | 90507 | THR-ELS-PDP-0701S | Control Panel, Power Distribution Panel, Line 0701, Return Activated Sludge 600V Switchgear, Indoor | THR-ELS-RSPS | Control Panel,Power Distribution Panel | Power Distribution Panel | 39048 | PDP | http://www.toronto.ca/TWONTO#LV_electrical_panel |  | Electrical System, Returns Sludge Pumping Station
27219 | 32636 | COL-PSU-LSHH-0104 | Switch, Level High-High | COL-PSU | Switch,Level |  |  | LSHH |  |  | Sunnyside Pumping Station
78154 | 5042 | THR-PRS-PDIT-9002 | Transmitter,Pressure,, Differential,Unloading Strainer,Temp. Chemical Building | THR-PRS-STR-9003 | Switch,Pressure | Switch |  | PDIT | http://www.toronto.ca/TWONTO#pressure_transmitter |  | Strainer, Storage Tank Fill, Chemical Building, (TEMPORARY)
50219 | 23543 | FCL-CLC | Pre-Chlorination | FCL-DIS | [6 empty] | Disinfection and Conditioning
39265 | 53856 | COL-YKP-SRL-142941 | Self Retrieval Line-Winch-142941 | YKP-BLD | Safety | Safety Equipment |  | SRL | self_retracting_line |  | Collections - 435 Kipling Ave. Building envelope
27967 | 25746 | FIS-AFTER SO2 | Sampling | FIS-SAMP | [6 empty] | Sampling Systems
18541 | 339 | FHA-SES-SCBA-0003 | Self Contained Breathing Apparatus ACY329340 | FHA-SES-SQ-2 | PPE,SCBA | Safety Equipment |  | SCBA | http://www.toronto.ca/TWONTO#self-contained_breathing_apparatus |  | Emergency Breathing Apparatus SCBA
94229 | 79477 | FHO-SBS-T-0001-SUS | Spill containment tank, SBS Storage Room | FHO-SBS |  | Tank | 37750 | T | http://www.toronto.ca/TWONTO#chemical_storage_tank |  | Ozone Quenching
68452 | 39135 | THR-ACC-PSL-2601 | Switch, Pressurel-Low, Suction, Pump, Centrifugal 2601, Plant Central Hot Water System, Plant Central Hot Water System, Hot Water Recirculation Pump, Centrifugals | THR-ACC-P-2601 | Switch,Pressure-Low | Switch |  | PSL | http://www.toronto.ca/TWONTO#pressure_switch |  | Pump, Centrifugal, Primary Loop Hot Water Recirculation, Plant Central Hot Water System,
38725 | 38147 | SWM-PDU-P-0100 | Pump, Centrifugal | SWM-PDU | Pump |  |  | P |  |  | Dunker's Storm
145172 | 77387 | WTR-PLW-TSH-0002 | Switch, Temperature-High, Building | WTR-PLW-AUX | Switch,Temperature-High | Switch |  | TSH | http://www.toronto.ca/TWONTO#temperature_switch |  | Auxilliary Equipment (Building Facilities)
55501 | 31193 | TAB-WA1-SQ-7396 | Lanyard 6 Ft | TAB-WA1-SQ-0001 | PPE,Harness | Safety Equipment |  | SQ | lifeline |  | WA1 Fall Arrest System
132143 | 68951 | THR-DCL-LSH-0003 | Switch, Level High, Containment Tank, Sodium Bisulphite | THR-DCL-T-0003S | Switch,Level-High | Switch |  | LSH | http://www.toronto.ca/TWONTO#level_switch |  | Tank, Containment, Sodium Bisulphite
78817 | 25088 | FHO-ELS-WR-0704 | Welding Receptacle, TRW P.S. S4, South Pipe Gallery, West of Elevator | FHO-ELS-LTG |  | Power Distribution Panel |  | WR | http://www.toronto.ca/TWONTO#welding_receptacle |  | Facility Electrical System
23699 | 47898 | COL-PPU-T-0001 | Tank, Diesel Fuel | COL-PPU-MISC | Tank |  |  | T |  |  | Miscellaneous Equipment
124758 | 64608 | THC-ELS-LP-1306 | Panel,Lighting,Ground Floor,Thickening Building | THC-ELS-MCC-1304 | Control Panel,Lighting | Power Distribution Panel |  | LP | http://www.toronto.ca/TWONTO#LV_electrical_panel |  | Motor Control Centre,Thickening Building
121735 | 51763 | THC-ACC-V-6062 | Valve, Ball, Manual, Glycol, P-6003, Lower Level 2 Blower Room, Headworks | THC-ACC-P-6003 | Valve,Ball | HVAC |  | V | http://www.toronto.ca/TWONTO#valve |  | Pump, Heating Glycol System, Lower Level 2 Blower Room, Headworks
121724 | 53063 | THC-ACC-V-6030 | Valve, Multi Function, Hot Water Supply, P-6001, Lower Level 2 Blower Room, Headworks | THC-ACC-P-6001 | Valve | HVAC |  | V | http://www.toronto.ca/TWONTO#valve |  | Pump, Hot Water System, Lower Level 2 operating gallery
120232 | 64827 | THC-ACC-AC-0704 | Air Conditioner,Thickening Building Electrical Room | THC-ACC-BLDG J | H.V.A.C.,Air Conditioner | HVAC |  | AC | http://www.toronto.ca/TWONTO#air_condition |  | TWAS Building, HVAC
46596 | 94604 | TAB-DIS-ALP-0100 | Air Padding System for Chlorine Tank Cars | TAB-DIS-CHL | Safety | Safety Equipment |  | ALP | ? |  | Chlorination Process
117200 | 66615 | TAB-RSP-FSL-1240 | Flow Switch, Low,Coolingl Water, Motor Brg.,Raw Sewage Pump #4 | TAB-RSP-P-1240 | Switch,Flow | Switch |  | FSL | http://www.toronto.ca/TWONTO#flow_switch |  | Pump,Raw Sewage Transfer #4
38677 | 5925 | TAB-ACC-AC-8201 | Air Conditioner, (Evap) M Bldg | TAB-ACC-AHU-M&T |  | HVAC |  | AC | http://www.toronto.ca/TWONTO#air_condition |  | AHUs/Supply Fans, Dampers M&T Bldg.
39264 | 46942 | COL-YKP-SRL-142939 | Self Retrieval Line-Winch-142939 | YKP-BLD | Safety | Safety Equipment |  | SRL | self_retracting_line |  | Collections - 435 Kipling Ave. Building envelope
18213 | 25135 | FHA-SES-EYE-0015 | Eyewash Station, Bottles | FHA-SES-SQ-0008 | PPE,Eyewash Station | Safety Equipment |  | EYE | http://www.toronto.ca/TWONTO#collection_of_assets |  | Eyewash Stations & Showers
93493 | 11449 | FHO-MCS-MT-0301 | Milling Machine, Vertical | FHO-MCS-MEQ | Machine Tool,Milling Machine | Tool |  | MT | http://www.toronto.ca/TWONTO#milling_machine |  | Machine Shop & Equipment
28258 | 16502 | FIS-CLA-PSL-0201 | Switch, Pressure, Low, Pre-Chlorine Gas, WCS-0201 Discharge, Gaseous Chemical Bldg, Storage Room | FIS-CLA-CHL-0201 | Sensor,Pressure | Switch |  | PSL | http://www.toronto.ca/TWONTO#pressure_switch |  | Chlorinator, Pre Chlorination Train 2, Gaseous Chemical Building, Machine Room
135876 | 18086 | THR-FT-PSL-2524S | Switch, Pressure-Low, Suction, Pump 2524, RAS Pumping - South | THR-FT-P-2524 | Switch,Pressure-Low | Switch | 39559 | PSL | http://www.toronto.ca/TWONTO#pressure_switch |  | Pump, Centrifugal, Tank 1600 & 1700, RAS Pumping,Tunnel 23, South
108871 | 37580 | TAB-AUXILIARY-BLDG | Building Location | TAB-EUS | [6 empty] | Production & End User Support
39139 | 7229 | TAB-ACC-DM-6541 | Damper, Motorized, Outside Air, AHU-6540, Mechanical RM No. 3, Screen Bldg., P Bldg. | TAB-ACC-AHU-6540 | Damper/Louver | HVAC |  | DM | http://www.toronto.ca/TWONTO#air_damper |  | Air Handling Unit, Mechanical Room no.3, Screen Bldg., P Bldg.
139698 | 32556 | TNT-ACC-AC-2006A | Air Conditioner | TNT-ACC-AC | H.V.A.C.,Air Conditioner | HVAC |  | AC | http://www.toronto.ca/TWONTO#air_condition |  | HVAC- Air conditioner and cooling units
32233 | 33285 | COL-SKW-HTR-0001 | Heater, Baseboard | COL-SKW-MISC | Heater |  |  | HTR |  |  | Miscellaneous Equipment
21760 | 47475 | COL-PMY-FA-0001S | Fire Alarm System, above EL 171.50m | COL-PMY-MISC | Building Service,Fire Alarm |  | 42919 | FA |  |  | Miscellaneous Equipment
137367 | 55483 | THR-PLT-LD-2142A | Lifting Device, Sparger Arm, Tank 200, Grit Bldg. | THR-PLT-LD-0200 | Lifting Device | Hydraulic System | 35257 | LD | http://www.toronto.ca/TWONTO#hydraulic_system |  | Lifting Devices, Sparger Arms, Tank200, Grit Bldg.
73160 | 31155 | THR-ACC-NR-719 | HVAC Unit & Fan, Men's Wash Room Corridor | THR-ACC-ADM | H.V.A.C.,Heater,Unit | HVAC |  | NR | http://www.toronto.ca/TWONTO#heater |  | Air Conditioning, HVAC, Admin Building
129594 | 9820 | THR-ACC-AC-4706 | Fan Coil Unit, Ductless Split System Indoor Unit, Switchgear Bldg South | THR-ACC-WA4 | H.V.A.C.,Air Conditioner | HVAC |  | AC | http://www.toronto.ca/TWONTO#air_condition |  | Air Conditioning, AHU, HVAC,Work Area4
68193 | 11332 | FCL-TRW-V-0047 | Valve, Gate, Isolation, Service Water to Sed./Flocculation Sprinkler System, Filtration Pipe Gallery | FCL-SED-T-0100 |  |  |  | V |  |  | Tank, Sedimentation, West
112745 | 21147 | TAB-EL1-MCC-6674 | MCC,Electrical Room,Ground Floor,Grit Build,P Building | TAB-EL1-PDP-6011 | Control Panel,MCC | Motor Control Centre |  | MCC | http://www.toronto.ca/TWONTO#LV_electrical_panel |  | Power Distribution Panel, 600V, PT 1-9 Outdoor Sub.
54923 | 48170 | TAB-THK | Floatation | TAB-WORK-AREA-SOL | [6 empty] | TAB Work Area Sol
71418 | 6021 | THR-DIG-PD-0300 | Tank, Primary Digester-3, Solids Treatment | THR-DIG-RPU | Tank | Tank |  | PD | http://www.toronto.ca/TWONTO#digester_tank |  | RPU, UPS, Digester
18119 | 47062 | FHA-SED-ZSH-0303B | Switch, Limit, Access Hatch Zone 3, Settling Basin T-0301 | FHA-SED-ZSH-0303 |  | Security System |  | ZSH | http://www.toronto.ca/TWONTO#position_switch |  | Switch, Limit, Access Hatch Zone 3
9199 | 77485 | COL-YKP-FAK-0038 | First Aid Kit, Truck #041152 (Escape) | COL-YKP | Safety,First Aid Kit | Safety Equipment |  | FAK | http://www.toronto.ca/TWONTO#first_aid_kit |  | Kipling Yard
113483 | 13663 | TAB-ELS-SQ-6147 | Electrical - Rubber Insulating Gloves Class 1 | TAB-ELS-SQ-GLOVE | PPE,Insulated Glove | Safety Equipment |  | SQ | http://www.toronto.ca/TWONTO#rubber_insulating_gloves |  | High Voltage Gloves
94998 | 94505 | FHO-SPC-COM-2002 | Termination Panel, Ozone Building, L1, Electrical Room | FHO-SPC |  | Communications Equipment |  | COM | termination_panel |  | Process Control Systems - Services Area
137669 | 71619 | THR-PRM-BH-0011 | Bulk Head, Channel Gate Stop/Block, Primary | THR-PRM-BH |  |  |  | BH |  |  | Bulk Head, Channel Gate Stop/Block, Primary
17558 | 56588 | FHA-GRK-IRG-0201 | Lawn Sprinkler | FHA-GRK-PRTY-0002 | Irrigation System,Automated | Plumbing |  | IRG | sprinkler |  | Grounds Maintenance
66941 | 1254 | THC-THK-LSL-1101 | Switch, Level Low, for Mixing Tank-1100,Polymer Make-up System-1100 | THC-THK-MX-1101 | Mixer,Propeller | Switch |  | LSL | http://www.toronto.ca/TWONTO#level_switch |  | Mixing Assembly,Disperser,Polymer Make-up System-1100,Thickening Building
59236 | 42073 | THC-ACC-HTR-6201 | Heating Coil, Glycol, Second floor mechanical room #2 | THC-ACC-AHU-6200 | Heater | HVAC |  | HTR | heating_coil |  | Air Handling Unit, Blower Room, 2nd Floor Mech Room #2, Headworks
88102 | 30417 | WTR-PSA-TSH-0901 | Switch, Temperature-High | WTR-PSA-AUX | Switch,Temperature-High | Switch |  | TSH | http://www.toronto.ca/TWONTO#temperature_switch |  | Auxiliary Equipment (Building Facilities)
83614 | 37336 | FHA-SPC1 | Process Control Systems - Administrative | FHA-SPC | [6 empty] | Process Control Systems - Services Area
89042 | 15634 | FHO-SPC-RPU-1226 | RPU, PACL System PLC, Chemical Building, S4, Chemical Gallery | FHO-PCL | Controller,PLC | Remote Processor Unit |  | RPU | http://www.toronto.ca/TWONTO#RPU_panel |  | PACL System
8036 | 92231 | COL-PWC-JIT-0001 | Meter, Power Indicating Transmitter, Main Power | COL-PWC-MISC | Meter |  |  | JIT |  |  | Miscellaneous Equipment
34148 | 98498 | COL-YKP-DA-1657S | Davit Upper Arm-1657 | COL-YKP-DA-0028S | Safety | Safety Equipment | 45996 | DA | http://www.toronto.ca/TWONTO#fall_arrest_Davit_arm |  | Davit Arm Assembly with Upper Arm-1657
26380 | 59533 | FHO-SES-SQ-6270 | Lanyard, Serial Number M17022, Kevin Boudreault | FHO-SES-SQ-0009 | PPE,Lanyard | Safety Equipment |  | SQ | lifeline |  | Fall Lanyards
107407 | 83271 | TAB-ACC-RPU-1407 | RPU-GE1407 | TAB-ELS-WA6 | RPU | Remote Processor Unit |  | RPU | http://www.toronto.ca/TWONTO#RPU_panel |  | Panel Boards, MCC, WA6
18465 | 75765 | FHA-SES-LDR-0420 | FHA-SES-LD-0068 - 10.5' Ladder Telescopic Aluminum ( SBS Tanks ) | FHA-SES | Safety | Safety Equipment |  | LDR | http://www.toronto.ca/TWONTO#ladder |  | Safety & Environmental Services
134880 | 90395 | THR-ELS-LP-3221 | Panel, Power Distribution/Lighting, 208/120V, MCC3221 Panel, North Grit MCC3221 Panel | THR-ELS-PDP-0602 | Control Panel,Power Distribution Panel | Power Distribution Panel |  | LP | http://www.toronto.ca/TWONTO#LV_electrical_panel |  | Control Panel, Power Distribution Panel, Line 0105, 600V Switchgear, Electrical Room, West Substation
48631 | 45967 | TAB-M-BLDG | Building Location | TAB-EUS | [6 empty] | Production & End User Support
3410 | 91569 | COL-PBF-SQ-0001 | Eye Wash Station | COL-PBF-MISC |  | Safety Equipment |  | SQ | http://www.toronto.ca/TWONTO#emergency_eyewash |  | Miscellaneous Equipment
120471 | 25665 | THC-ACC-DM-0504 | Damper/Louver,Outside Air,Air Blower Room,Bldg M | THC-ACC-AHU BLDG M | Damper/Louver | HVAC |  | DM | http://www.toronto.ca/TWONTO#air_damper |  | Air Handling Units, Building M
19840 | 37746 | COL-PLV-HTR-0003 | Heater | COL-PLV | Heater |  |  | HTR |  |  | Livingston Road Pumping Station
3570 | 2316 | COL-PBY-CH-0001 | Chamber, Inlet | COL-PBY | Chamber |  |  | CH |  |  | Brick Yard Sewage Pumping Station
29109 | 43891 | COL-PWN-LSH-0104 | Switch, Level-High | COL-PWN | Switch,Level | Switch |  | LSH | http://www.toronto.ca/TWONTO#level_switch |  | Warren Park Pumping Station
119795 | 16905 | TAB-WA2-SQ-1225 | EE2 - 902 T3 Nylon Sling | TAB-SES-LD | Lifting Device,Sling | Lifting Device |  | SQ | synthetic_web_sling |  | WA2 Lifting devices
87183 | 27603 | WTR-PMI-PHL-0007 | Pressure Switch, High, | WTR-PMI-TRW |  | Switch |  | PHL | http://www.toronto.ca/TWONTO#pressure_switch |  | Treated Water (Transmission)
107344 | 28189 | TAB-ACC-PDSH-6102 | Switch,Pressure Differential, High, Filter | TAB-ACC-AHU-6102 | Switch,Pressure-High | Switch |  | PDSH | http://www.toronto.ca/TWONTO#pressure_switch |  | AHU, Digester 5-8 Drip Trap Room
11074 | 23564 | COL-PBP-LSH-0001 | Switch, Level-High | COL-PBP | Switch,Level | Switch |  | LSH | http://www.toronto.ca/TWONTO#level_switch |  | Baby Point Sewage Pumping Station
71326 | 10797 | THR-DIG-LSH-0122 | Switch, Level, High, Waste Oil, Tank 0120, Lube Oil System, Gas Compressor Building | THR-DIG-T-0120 |  | Switch |  | LSH | http://www.toronto.ca/TWONTO#level_switch |  | Tank, Waste Oil, Lube Oil System, Gas Compressor Building
13713 | 21210 | FCL-PAC-LS-0201A | Switch, Level, PAC Dust Collector, Dry Chemical Building Basement | FCL-PAC | Switch | Switch |  | LS | http://www.toronto.ca/TWONTO#level_switch |  | Taste and Odour Control (PAC)
121769 | 21474 | THC-ACC-V-6436 | Valve, Circuit Balancing, AHU-6400, 2nd Floor Mech Room #1, Headworks | THC-ACC-AHU-6400 | Valve | HVAC |  | V | http://www.toronto.ca/TWONTO#valve |  | Air Handling Unit, Screen Room/Conveyor Areas, 2nd Floor Mech Room #1, Headworks
120908 | 78091 | THC-ACC-HTR-0343 | Air Heater, Building M | THC-ACC-HEATERS | H.V.A.C.,Heater,Unit | HVAC |  | HTR | http://www.toronto.ca/TWONTO#heater |  | Air Heaters, Building M
26855 | 90622 | FHO-TRW-T-0003-KQ | Surge Tank 3 | FHO-TRW- SURGE |  |  |  | T |  |  | Surge Protection System
127811 | 57439 | THC-PRM-V-1014A | Valve, Solenoid, Collect, Valve 1014 | THC-PRM-V-1014 |  |  |  | V |  |  | Valve, Hydraulic Cylinder, Bottom Scraper, Primary Clarifier 1000, SW Plant
25700 | 92896 | FHO-SES-ALR-0002 | Emergency Duress Station #2, Admin Entrance, Lakeside Parking Lot, West | FHO-SES |  | Safety Equipment |  | ALR | http://www.toronto.ca/TWONTO#first_aid_kit |  | Safety & Environmental Services
51640 | 10493 | FCL-DCL-V-0511 | Valve, Isolation, Inlet, RMF Sulphonator 0501, Machine Room, Gaseous Chemical Building | FCL-DCL-SO-0501 |  |  |  | V |  |  | Sulphonator, RMF Dechlorination, Machine Room,Gaseous Chemical Building
9308 | 73998 | COL-YKP-SRL-0001759 | Self Retrieval Line -0001759 | YKP-BLD | Safety | Safety Equipment |  | SRL | self_retracting_line |  | Collections - 435 Kipling Ave. Building envelope
64796 | 32989 | FCL-SES-FEQ-0115-SUS | Fire Extinguisher #115, RMF Clarification Building, HVAC Room No.2 | FCL-SES-FEQ-SUS |  |  | 46432 | FEQ |  |  | Portable Fire Extinguishers
35025 | 34919 | COL-YKP-FAK-080121 | First Aid Kit, Truck #80121 (2012 FORD F550) | COL-YKP | Safety,First Aid Kit | Safety Equipment |  | FAK | http://www.toronto.ca/TWONTO#first_aid_kit |  | Kipling Yard
107333 | 35789 | TAB-ACC-PDSH | Switch, Pressure, Differencial, High, Tertiary Glycol loop, Seawall Tunnel, East | TAB-ACC-F-4901 | Switch,Pressure-High | Switch |  |  | http://www.toronto.ca/TWONTO#pressure_switch |  | Filter, Glycol, Seawall Tunnel, East
7503 | 56593 | COL-PSS-FIT-0201 | Transmitter, Flow | COL-PSS-MISC | Transmitter |  |  | FIT |  |  | Miscellaneous Equipment
79941 | 61879 | THR-WA2-LD-63-25 | Sling, Nylon, Work Area 2 (Sr 1472763-25) SIZE; 1" X 3', | THR-LD-NYLN-WA2 | Lifting Device,Sling | Lifting Device |  | LD | synthetic_web_sling |  | Slings, Nylon, Work Area 2
34583 | 17417 | MAIN-246 | Main 246 | WTR-MT1 | [6 empty] | Work Area 1 EAST Mains and Chambers
87809 | 8310 | FHO-ACC-AC-0401 | Ammonia System Air Handling Unit | FHO-MCS-HVAC | Air Handling Unit |  |  | AC |  |  | Plant HVAC
105590 | 14847 | SWM-PET-LSLL-0101 | Switch, Level Low-Low | SWM-PET | Switch,Level |  |  | LSLL |  |  | Eglinton - Bellamy Storm Pumping Station
108874 | 32958 | TAB-BIOSOLIDS BLDG | Building Location | TAB-SPC | [6 empty] | Process Control Systems - Services Area
107156 | 54129 | TAB-ACC-LSH-0870 | Switch,Level,Low | TAB-ACC-P-0870B | Switch,Level-High | Switch |  | LSH | http://www.toronto.ca/TWONTO#level_switch |  | Pump, Sump,Eqalizing tank Bldg-Sludge Pump Room
5061 | 12894 | COL-PKP-LSH-0103 | Switch, Level-High | COL-PKP-MISC | Switch,Level | Switch |  | LSH | http://www.toronto.ca/TWONTO#level_switch |  | Miscellaneous Equipment
135540 | 51125 | THR-FT-FSL-2323 | Switch, Fow-Low, Pump 2323, Seal Water, RAS Pumping - North | THR-FT-P-2323 | Switch,Pressure-Low | Switch |  | FSL | http://www.toronto.ca/TWONTO#flow_switch |  | Pump, Centrifugal, Secondary Treatment, RAS Pumping - North
55550 | 97550 | TAB-WA2-SQ-1201 | EE2 - 802 D Nylon Sling | TAB-SES-LD | Lifting Device,Sling | Lifting Device |  | SQ | synthetic_web_sling |  | WA2 Lifting devices
137363 | 69222 | THR-PLT-LD-2132B | Lifting Device, Sparger Arm, Tank 100, Grit Bldg. | THR-PLT-LD-0100 | Lifting Device | Hydraulic System | 35253 | LD | http://www.toronto.ca/TWONTO#hydraulic_system |  | Lifting Devices, Sparger Arms, Tank 100, Grit Bldg.
72724 | 42670 | THR-ACC-ER | Air Conditioning, AHU, HVAC, Engine Room | THR-ACC-WA3 | H.V.A.C.,Air Conditioner | HVAC |  |  | http://www.toronto.ca/TWONTO#collection_of_assets |  | Air Conditioning, Boiler, Fans & AHU
111125 | 95997 | TAB-DIG-T-0652 | Tank, moisture /Sediment Trap- in Gas delivery line | TAB-DIG-FX-T5-8 | Tank | Tank |  | T | sediment_trap |  | Digester Tanks 5-8, Flame Arrester, Condensate Tanks & Moisture Separators
75105 | 4247 | THR-FT-PSH-4520 | Switch, Pressure-High, Pump P-4502 Discharge, WAS Pumping - South | THR-FT-P-4502 | Switch,Pressure-High | Switch |  | PSH | http://www.toronto.ca/TWONTO#pressure_switch |  | Pump, Centrifugal, WAS, RAS Pumping Station - South
107401 | 75029 | TAB-ACC-PSL-1401 | Switch,Pressure-Low, Hot Water/Glycol Heating System | TAB-ACC-T-1470 | Switch,Pressure-Low | Switch |  | PSL | http://www.toronto.ca/TWONTO#pressure_switch |  | Tank, Glycol Make-up
107280 | 85972 | TAB-ACC-P-6406 | Pump, Sump, Basement, Grit Bldg., P Bldg. | TAB-PLT-P-P | Pump | HVAC |  | P | http://www.toronto.ca/TWONTO#pump_set_-_with_drive |  | P Building - Sump Pumps, Grit Tanks
63211 | 42784 | THC-OCS-LSH-0400 | Switch, Level High, Humidification Chamber #2, Phase I/IV Odour Control | THC-OCS-HU-0400 | Switch,Level-High | Switch |  | LSH | http://www.toronto.ca/TWONTO#level_switch |  | Integrated Humidification Chamber #2, Humidification Chamber #2, Phase I/IV Odour Control
120568 | 27227 | THC-ACC-F-0115 | Filter,Supply Air,Pressurization System,Access Building No.1,Phase 1 | THC-ACC-TUNNEL | H.V.A.C. | Filter |  | F | http://www.toronto.ca/TWONTO#replaceable_air_filter |  | Plant Tunnels, HVAC
140416 | 53100 | TNT-DIS-LSH-0001 | Switch, Level, High | TNT-DIS-T-0500 | Switch,Level-High | Switch |  | LSH | http://www.toronto.ca/TWONTO#level_switch |  | Tank, Sodium HypoChlorite
89020 | 62264 | WTR-REL-T-0100 | Tank, South-East Basin (Cell 1) | WTR-REL-TRW | Tank | Tank |  | T | http://www.toronto.ca/TWONTO#storage_tank |  | Treated Water (Transmission)
43225 | 64235 | TAB-CW-SQ-0083 | Emerg. Eyewash & Shower, P Building Scrubber, Outside | TAB-SUSPENDED ENTITY | PPE,Eyewash Station | Safety Equipment | 35898 | SQ | http://www.toronto.ca/TWONTO#emergency_eyewash_and_shower |  | Suspended entities
55785 | 61525 | TAB-WA5-SQ-FE3F | Lanyard 4' - Luke Hullah | TAB-WA5-SQ |  | Safety Equipment |  |  | lifeline |  | WA5 Safety Equipment
64755 | 82576 | FCL-SES-CYL-0004 | Air Cylinder Carbon Fiber | FCL-SES | PPE,SCBA | Tank |  | CYL | gas_cylinder |  | Safety and Environmental Services
13963 | 31305 | FCL-RW-CP-0701 | Control Panel, Raw Water Screen SC-0701 , Low Lift PS Screen Room S/E | FCL-RW-SC-0701 |  |  |  | CP |  |  | Screen, Bar, Raw Water, Intake and Screen Room
27282 | 32062 | FHO-WWW-T-0201-KQ | Tank, Waste Water Holding Tank 2 | FHO-OBSOLETE |  |  |  | T |  |  | Removed From Service
29316 | 39102 | FIS-FLT-FSL-0004 | Switch, Flow, Low, Filter Composite pH Analyser AIT 0004, Filter Building, Pump Room East | FIS-FLT-COMP | Switch,Flow-Low | Switch |  | FSL | http://www.toronto.ca/TWONTO#flow_switch |  | Composite Sampling
12650 | 22407 | FCL-ELS-LSHH-0101A | Switch, Level, High High, Tank ELS-T-0101, Emergency Power Generator Monitoring | FCL-ELS-T-0101 |  |  |  | LSHH |  |  | Tank, Generator G-0100 Oil Fuel Day Tank, Low Lift Building, Screen Room
105970 | 39447 | TAB-ACC-AHU-6570 | Air Handling Unit, Mechanical Room no.3, Screen Bldg., P Bldg. | TAB-ACC-AHU-PBLDG | Air Handling Unit | HVAC |  | AHU | http://www.toronto.ca/TWONTO#air_handler_unit |  | AHUs/Supply Fans P. Bldg.
71840 | 37163 | FHA-CLA-CHL-0201-KQ | Chlorination Location,Train #2 | FHA-CLA |  |  | 33332 | CHL |  |  | Pre-Chlorination
42089 | 65722 | TAB-ACC-V-6417 | Valve, Butterfly Valve, Isolation, Hot Water System, Mech. Room No.5, Old Screen Bldg., P Bldg. | TAB-ACC-P-6403 | Valve | HVAC |  | V | http://www.toronto.ca/TWONTO#valve |  | Pump, Heating Pump, Existing Screen Bldg Mechanical Room No.5
54 | 49002 | TAB_EL1_L_1505 | Electrical Power Line,EL1-BUS-1501,EL1-TR-1505,North Substation | TAB_EL1_13.8KV_LINES | [6 empty] | Electrical Power Line,13.8KV,North Substation
59059 | 16214 | THC-ACC-HTR-0336 | Air Heater, Building M | THC-ACC-HEATERS | H.V.A.C.,Heater,Unit | HVAC |  | HTR | http://www.toronto.ca/TWONTO#heater |  | Air Heaters, Building M
40111 | 70503 | DOS-SES-SCBA-9584 | SCBA 5 minutes escape pack | DOS-SES-SCBA | Safety | Safety Equipment |  | SCBA | http://www.toronto.ca/TWONTO#self-contained_breathing_apparatus |  | Self Contained Breathing Apparatus (SCBA)
37582 | 54422 | NX4019 | AHU, WA7 Storage Facilities | TAB-ACC-AHU-DEW | Air Handling Unit | HVAC |  |  | http://www.toronto.ca/TWONTO#air_handler_unit |  | AHUs/Supply Fans Dewater. Bldg.
38744 | 6511 | SWM-PDU-WEL-0200 | Wet well | SWM-PDU | Well |  |  | WEL |  |  | Dunker's Storm
71674 | 93140 | THR-DIG-PSL-2501 | Switch, Pressure-Low, Inlet Pump 2501, Digester Tank 0100 | THR-DIG-P-2501 | Switch,Pressure-Low | Switch |  | PSL | http://www.toronto.ca/TWONTO#pressure_switch |  | Pump, Centrifugal, Sludge Recirculation, Tank 0100
53610 | 80425 | TAB-SES-LTX-2282A | Lighting, 2 LED heads, PRS Bldg | TAB-STR-SQ | Lighting | Safety Equipment |  | LTX | http://www.toronto.ca/TWONTO#lighting_unit |  | WA2 Safety Equipment,lifting devices, ladders, Eye Wash station, First Aid Kits, Lock out stations
145861 | 14611 | WTR-PRH-LSH-1020 | Switch, Level High, Diesel Fuel Storage Tank | WTR-PRH-AUX | Switch,Level-High | Switch |  | LSH | http://www.toronto.ca/TWONTO#level_switch |  | Auxiliary Equipment (Building Facilities)
113550 | 46499 | TAB-GRK-VEH-378399SUS | John Deere, Gator 4X4, LIMM | TAB-SUSPENDED ENTITY | Vehicle,Unlicensed | Vehicle | 47468 | VEH | http://www.toronto.ca/TWONTO#golf_cart
77038 | 18462 | THR-PLT-PSL-1135 | Switch, Pressure-Low, Discharge Air, Blower 1135, Preliminary Treatment, Grit Removal - Vortex Chambers | THR-PLT-BL-1135(SUSP) | Switch,Pressure-Low | Switch |  | PSL | http://www.toronto.ca/TWONTO#pressure_switch |  | Blower, Centrifugal, Preliminary Treatment, Grit Removal - Vortex Chambers
93186 | 90536 | FHO-GRK-DR-1006L | Door, (FD-1-06), Fire Rated, Flocculation Building, L1, South East | FHO-GRK-FEQ-0001 | Fire Prevention,Door | Door |  | DR | http://www.toronto.ca/TWONTO#fire_rated_door
115592 | 7552 | TAB-PRM-T-0400 | Old PS Primary Tank 4 | TAB-PRM-OPS | Tank | Tank |  | T | http://www.toronto.ca/TWONTO#clarifier |  | Old PS - Primary Treatment
140603 | 94444 | TNT-MCS-LD-0019 | Trolley | TNT-MCS-LD | Lifting Device | Lifting Device |  | LD | lifting_device_support |  | Lifting Devices , cranes/ Portable crane/hoists, come alongs, slings, wire rope, chains
86177 | 39842 | WTR-PJS-LSL-0102 | Switch, Level-Low, John Street Surge Tank 1 | WTR-PJS-T-0102 | Switch,Level-Low | Switch |  | LSL | http://www.toronto.ca/TWONTO#level_switch |  | Tank, (Surge), John St #1
93322 | 17907 | FHO-GRK-DR-3006S | Door, (FD-S3-06), Fire Rated, TRW Building, S3, TRW Pump Room, South East | FHO-GRK-FEQ-0001 | Fire Prevention,Door | Door |  | DR | http://www.toronto.ca/TWONTO#fire_rated_door
125983 | 67108 | THC-INC-RPU-2101B | Remote Processing Unit | THC-INC |  | Remote Processor Unit |  | RPU | http://www.toronto.ca/TWONTO#RPU_panel |  | Incineration Process
145197 | 48910 | WTR-PLW-RPU-0002 | Remote Processing Unit (Backup of RPU-0001) | WTR-PLW-ELS | RPU | Remote Processor Unit |  | RPU | http://www.toronto.ca/TWONTO#RPU_panel |  | Electrical System
29644 | 81903 | FIS-TRW-MCC-0200-SUS | Motor Control Centre | FIS-TRW | Switchgear,Indoor | Motor Control Centre | 38435 | MCC | http://www.toronto.ca/TWONTO#LV_electrical_panel |  | Treated Water Production
50850 | 77366 | TAB-PRM-INQ-OPS | Old PS Building - Instrumentation Equipment | TAB-PRM-OPS | [6 empty] | Old PS - Primary Treatment
34627 | 8181 | MAIN-288 | Main 288 | WTR-LWA | [6 empty] | Work Area 2 Central Mains and Chambers
28175 | 90352 | FIS-CCS-LSH-0201 | Switch, Level, High, Phosphoric Acid Storage Tank T-0201, Workshop Building, Chemical Storage | FIS-CCS-T-0201 | Switch,Level-High | Switch |  | LSH | http://www.toronto.ca/TWONTO#level_switch |  | Tank, Phosphoric Acid Storage, Workshop Building, Chemical Storage
147764 | 88347 | YTF-ELS-PDP-1401A | Control Panel, Power Dist., Electrical Room, Electrical Panels A Building | YTF-ELS | Control Panel,Power Distribution Panel | Power Distribution Panel |  | PDP | http://www.toronto.ca/TWONTO#LV_electrical_panel |  | Electrical Equipment
15600 | 11272 | FHA | R C Harris Water Treatment Plant | WT&S | [6 empty] | Water Treatment & Supply
63804 | 89332 | THC-PLT-TPD-6006 | Trap Priming Device, Electronic, Mechanical Room 2, Headworks | THC-ELS-LP-4023A | Piping | Plumbing |  | TPD | http://www.toronto.ca/TWONTO#trap_priming_device |  | Lighting Panel, Mechanical Room #2, Headworks
105468 | 75598 | SQ-47079 | FHO SCBA #7 | FHO-SES-SQ-0001 | PPE,SCBA | Safety Equipment | 32131 |  | http://www.toronto.ca/TWONTO#self-contained_breathing_apparatus |  | Safety Equipment
29636 | 53269 | FIS-MCS-LD-0018 | Manual hoist -Chain fall 1 Ton | FIS-MCS | Lifting Device | Lifting Device |  | LD | http://www.toronto.ca/TWONTO#lifting_equipment_hoist |  | Mechanical Services
116489 | 90080 | TAB-PWA-F-0555 | Filter, Plant Water, Flotation | TAB-PWA-F | Filter | Filter |  | F | http://www.toronto.ca/TWONTO#discrete_unit_of_treatment_filter |  | Plant Water - Filters and Strainers
118459 | 40860 | TAB-STR-CLR-0410 | Secondary Clarifier, Final Tank 04 | TAB-STR2 |  | Tank |  | CLR | http://www.toronto.ca/TWONTO#clarifier |  | Secondary Treatment - Clarifiers
92652 | 92329 | FHO-FL-P-0201-KQ | Fluoride Skid 2 | FHO-OBSOLETE |  |  |  | P |  |  | Removed From Service
51668 | 18508 | TAB-PRS-PSL-3230 | Switch, Pressure-Low, Chemical Dosing Pump, Secondary Dosing | TAB-PRS-P-3230 | Switch,Pressure-Low | Switch |  | PSL | http://www.toronto.ca/TWONTO#pressure_switch |  | Pump, Chemical Dosing, Secondary Dosing
88489 | 4238 | WTR-PWT-ACC | Air Conditioning, Heating and Ventilation | WTR-PWT | [6 empty] | West Toronto Pumping Station
7378 | 88418 | COL-PSM-FN-0003 | Fan, Centrifugal | COL-PSM | Fan |  |  | FN |  |  | Simcoe St Sewage Pumping Station
124890 | 85595 | THC-ELS-MCC-2402 | MCC, Access Building T19A, Phase IV Secondary | THC-ELS-MCC | Control Panel,MCC | Motor Control Centre |  | MCC | http://www.toronto.ca/TWONTO#LV_electrical_panel |  | MCC plant wide
66326 | 61898 | THC-SES-MEQ-0905 | Anchor,Fall Arrest,HPU0900 Building,Roof | THC-PRM-BLDG-HPU0900 | PPE | Safety Equipment |  | MEQ | fall_arrest_anchor |  | Phase IV, Tank 9, HPU Building
79773 | 75435 | THR-WA1-LD-0029 | Sling, Wire Rope, Work Area 1 ( WIRE ROPE SLING SIZE; 3/8" X 6') | THR-LD-WIRE-WA1 | Lifting Device,Sling | Lifting Device |  | LD | wire-rope_sling |  | Slings, Wire Rope, Work Area 1
80246 | 45190 | FHA-SED-ZSH-0104D | Switch, Limit, Access Hatch Zone 4, Settling Basin T-0101 | FHA-SED-ZSH-0104 |  | Security System |  | ZSH | http://www.toronto.ca/TWONTO#position_switch |  | Switch, Limit, Access Hatch Zone 1,
7508 | 74369 | COL-PSS-FQ-0001 | Meter, Flow City Water | COL-PSS | Meter |  |  | FQ |  |  | Scott Sewage Pumping Station
58383 | 36392 | THC-DCL-LSH-0301 | Level Switch High, SBS Dilution Tank, Dechlorination | THC-DCL-T-0100 |  | Switch |  | LSH | http://www.toronto.ca/TWONTO#level_switch |  | Tank, Storage 38% Sodium Bisulphite, Dechlorination
45149 | 66625 | TAB-DIG-LSH-1203 | Switch, Level-High, Alarm, Digester 12 Roof, Digester 9-12 Control Building. | TAB-DIG-T-1200 | Switch,Level-High | Switch |  | LSH | http://www.toronto.ca/TWONTO#level_switch |  | Tank, Digester tank, Digester 12
87803 | 56418 | FHO TRW OUTPUT | Treated Water Output Sampling | FHO-SAMP | [6 empty] | Sampling Systems
13892 | 95615 | FCL-POL-T-4102 | Tank, Polymer Storage Tote No.2, RMF Centrifuge Building, Polymer Totes Area | FCL-WWW-POL |  |  |  | T |  |  | Polymer
120995 | 81090 | THC-ACC-HTR-6302 | Heater, Heating Coil, Glycol, AHU-6300, 2nd Floor Mech Room #1, Headworks | THC-ACC-AHU-6300 | Heater | HVAC |  | HTR | heating_coil |  | Air Handling Unit, Screen Room/Conveyor Areas, 2nd Floor Mech Room #1, Headworks
30944 | 83156 | FIS-TRW-TSL-0001 | Switch Location | FIS-TRW |  | Switch |  | TSL | http://www.toronto.ca/TWONTO#temperature_switch |  | Treated Water Production
26254 | 66721 | FHO-GRK-DR-2009L | Door, (FD-2-09), Fire Rated, Admin Building, L2, Unisex Washroom | FHO-GRK-FEQ-0001 | Fire Prevention,Door | Door |  | DR | http://www.toronto.ca/TWONTO#fire_rated_door
93204 | 33027 | FHO-GRK-DR-1032L | Door, (FD-1-32), Fire Rated, Admin Building, L1, Control Room, Washroom | FHO-GRK-FEQ-0001 | Fire Prevention,Door | Door |  | DR | http://www.toronto.ca/TWONTO#fire_rated_door
89598 | 63775 | WTR-RRV-ZS-0002 | Switch, Position,Door Security | WTR-RRV-AUX | Switch,Position | Switch |  | ZS | http://www.toronto.ca/TWONTO#position_switch |  | Auxiliary Equipment (Building Facilities)
140262 | 19479 | TNT-DIG-SD | Secondry Digester Tanks | TNT-DIG | [6 empty] | Digestion
62913 | 15520 | THC-OCS-BLDG-O | Phase IV, Building O Odour Control System | THC-OCS-LIQ | [6 empty] | Odour Control System, THC Liquid
28741 | 25425 | FIS-ELS-GFI-0012 | Ground Fault Circuit Interrupter, Women Change Room, Admin. Area, Filter Building | FIS-FILTER-BUILDING |  | Safety Equipment |  | GFI | ? |  | FIS Filter Building
53785 | 30291 | TAB-SLO-LSH-0308 | Switch,level,High-Sludge Cake Feed-conveyor | TAB-SLO-CV-0304 | Switch,Level | Switch |  | LSH | http://www.toronto.ca/TWONTO#level_switch |  | Conveyor, Screw, Hopper #4 Feed SC-304
62479 | 55078 | FHA-FLT-F-0501 | Filter #05, Filter Building, West Filter Gallery South | FHA-FLT | Filter | Filter |  | F | http://www.toronto.ca/TWONTO#filtration_tank |  | Filtration
55556 | 31837 | TAB-WA2-SQ-1213 | EE2 - 902 T3 Nylon Sling | TAB-SES-LD | Lifting Device,Sling | Lifting Device |  | SQ | synthetic_web_sling |  | WA2 Lifting devices
76166 | 24728 | THR-MCS-LD-1544 | Chain Hoist, Manual, Work Area 2 | THR-LD-WA2 | Lifting Device,Hoist,Manual | Lifting Device |  | LD | http://www.toronto.ca/TWONTO#lifting_equipment_hoist |  | Lifting Devices, Chain Hoist, Come Along & Slings
66853 | 12117 | THC-GRK-VEH-319069 | Vehicle, Tractor (WA3) | THC-SUSPENDED | Vehicle,Unlicensed | Vehicle | 35860 | VEH | http://www.toronto.ca/TWONTO#golf_cart
106657 | 27746 | TAB-ACC-FSL-3650 | Switch, Flow, Low | TAB-ACC-P-3650 | Switch,Flow-Low | Switch |  | FSL | http://www.toronto.ca/TWONTO#flow_switch |  | Pump, Circulation Glycol
90278 | 43748 | FHO-ACC-ZS-0101 | Switch, Overhead Door DR-0201 Closed Limit Switch, Admin Building, S2, Loading Bay | FHO-GRK-DR-0201 |  | Switch |  | ZS | http://www.toronto.ca/TWONTO#position_switch |  | Door, Overhead, Admin Building S2 Loading Bay West Door
134085 | 54015 | THR-DIS-RPU-0004 | RPU, Control Panel, Disinfection system, Disinfection Building Second Floor (172.22.37.232) | THR-DIS | RPU | Remote Processor Unit |  | RPU | http://www.toronto.ca/TWONTO#RPU_panel |  | Disinfection
129723 | 15331 | THR-ACC-CU-4500 | Condensing Unit, Ductless Split System outdoor Unit, SP RAS PS Elec Rm North | THR-ACC-AC-4500 | H.V.A.C.,Air Conditioner | HVAC |  | CU | http://www.toronto.ca/TWONTO#AC_condenser_unit |  | Fan Coil Unit, Ductless Split System Indoor Unit, SP RAS PS, MCC Rm
45405 | 3431 | TAB-DIG-RPU-1022 | RPU, DIG Gas Control Bldg. | TAB-DIG-INQ-T19-22 | RPU | Remote Processor Unit |  | RPU | http://www.toronto.ca/TWONTO#RPU_panel |  | Digester Tanks 19-22, Instrument Equipment
67786 | 98118 | THR-ACC-FSL-0855S | Switch, Flow-Low, Exhaust Fan 0855, T13, Plant Services, Gallery Ventilation, Zone 3B | THR-ACC-FN-0855S | Switch,Flow-Low | Switch | 39348 | FSL | http://www.toronto.ca/TWONTO#flow_switch |  | Fan, Exhaust, T13, Plant Services, Gallery Ventilation, Zone 3B
34790 | 15414 | COL-YKP-FAK-0004 | First Aid Kit, Truck #064160 (F250) | COL-YKP | Safety,First Aid Kit | Safety Equipment |  | FAK | http://www.toronto.ca/TWONTO#first_aid_kit |  | Kipling Yard
42741 | 23438 | TAB-ACC-ZS-0800 | Switch, Position Indicating | TAB-ACC-G-0800 | Switch,Position | Switch |  | ZS | http://www.toronto.ca/TWONTO#position_switch |  | Gate, Breaching Isolation(Blast Gate)
83988 | 1261 | TNT-CSO-G-1301 | Gate, Sluice, Storm Tank Dry Weather Drain | TNT-CSO-T-0600 | Gate,Sluice | Gate |  | G | http://www.toronto.ca/TWONTO#channel_gate
58990 | 79616 | THC-ACC-HTR-0053 | Heater, Forced Flow, 4.7kW, Admin. Building Ground Floor, Vestibule 142, East | THC-ACC-BLDG K |  | HVAC |  | HTR | http://www.toronto.ca/TWONTO#heater |  | Administration Building, HVAC
45159 | 89958 | TAB-DIG-LSHH-0224 | Switch,Level -High-High,Digester Tank T-0200 | TAB-DIG-T-0200 | Switch,Level-High-High | Switch |  | LSHH | http://www.toronto.ca/TWONTO#level_switch |  | Digestion Tank 02
12312 | 10185 | FCL-FLT-F-0801 | Filter, Carbon Activated, Filter Building, Filter Gallery East | FCL-FLT | Filter | Filter |  | F | media_based_filter |  | Filtration
4087 | 49116 | COL-PCU-LSH-5006 | Switch, Level-High | COL-PCU-MISC | Switch,Level |  | 34972 | LSH |  |  | Miscellaneous Equipment
12755 | 34889 | FCL-ELS-T-0101 | Tank, Generator G-0100 Oil Fuel Day Tank, Low Lift Building, Screen Room | FCL-ELS-PS-0003 | Tank,Reservoir | Tank |  | T | http://www.toronto.ca/TWONTO#fuel_oil_tank |  | Emergency Power
15601 | 22442 | FHA ALUM ROOM | Computer Location | FHA-SERVICE BLDG | [6 empty] | Building Location
28844 | 68858 | FIS-SA-F-0201-SUS | Filter, Inlet, Instrument Air, Dryer 0201, Service Air Monitoring | FIS-SA-C-0200 | Filter | Filter | 38399 | F | http://www.toronto.ca/TWONTO#replaceable_air_filter |  | Compressor, Reciprocating, Constant Speed, Insturment Air to Dryer 0201, Filter Building, Service Air Monitoring
6384 | 49036 | COL-PMY-FN-0002 | Fan, High Volume Supply | COL-PMY | Fan |  |  | FN |  |  | Maryport Sewage Pumping Station
10200 | 16095 | FCL-ACC-FN-0421 | Fan, Supply, E House, South Wall | FCL-ACC |  |  |  | FN |  |  | Climate Control (HVAC)
78898 | 97765 | THR-SES-SQ-6257 | Lanyard for Harness, PPE Pauly Jacob | THR-SES-FAS | Safety | Safety Equipment |  | SQ | lifeline |  | Fall Arrest Sytem (Harness and Lanyard), Safety Equipment
55773 | 57841 | TAB-WA5-SQ-6DE4 | Lanyard 4 Ft | TAB-WA5-SQ |  | Safety Equipment |  | SQ | lifeline |  | WA5 Safety Equipment
23201 | 1265 | COL-PNT-LSH-0110 | Switch, Level-High | COL-PNT | Switch,Level-High | Switch |  | LSH | http://www.toronto.ca/TWONTO#level_switch |  | New Toronto Pumping Station
52876 | 69610 | TAB-RSP-LSH-5138 | Switch,Level,High | TAB-RSP-P-5138 | Switch,Level-High | Switch |  | LSH | http://www.toronto.ca/TWONTO#level_switch |  | Pump, Sump, Flood Level
139167 | 11324 | THR-THK-T-7001 | Tank, MTI Sludge Holding | THR-THK-P-MTI | Tank | Tank |  | T | http://www.toronto.ca/TWONTO#storage_tank |  | MTI Transfer Pumps & Sludge Holding Tanks
86814 | 83012 | WTR-PLW-HRN-0003 | PPE, Body Harness, S/N 982000114001066 | WTR-WEST-SES | PPE,Harness | Safety Equipment |  | HRN | http://www.toronto.ca/TWONTO#fall_arrest_harness |  | Safety & Lifting Devices
113814 | 22706 | TAB-NGS-PSL-0601 | Switch,Pressure,Low, PSL100-6, Natural Gas Train, Boiler #6, Z Building | TAB-ACC-NGS-0060A | Switch,Pressure | Switch |  | PSL | http://www.toronto.ca/TWONTO#pressure_switch |  | Natural Gas Train, Boiler #6, Z Building
129497 | 51151 | THC-TPA-PA-6019 | Speaker, Headworks, Ground Floor, Screen Room W | THC-TPA-PA-6010A | Public Address System | Communications Equipment |  | PA | http://www.toronto.ca/TWONTO#public_annoucement_speaker |  | Paging Panel, Headworks, Electrical Room, Ground Floor
126215 | 46617 | THC-INC-T-1061 | Tank, Ash, Incinerator 1000 | THC-INC-GDR-2061 | Tank | Tank |  | T | http://www.toronto.ca/TWONTO#storage_tank |  | Grinder, Ash Tank 2061, Incinerator 2000
9552 | 33032 | DOS-YCM-VEH-416001 | 2002 SEASWIRL OUTBOARD - Vehicle Unit# 416001 | FAC-YCM-VEH | Vehicle,Licensed | Vehicle |  | VEH | http://www.toronto.ca/TWONTO#boat
19538 | 55631 | FHO SERVER ROOM | Communication Switch | FHO MAIN BLDG | [6 empty] | Building Location
29744 | 52352 | COL-PWR-FN-0001S | Fan, Centrifugal | COL-PWR-MISC | Fan |  | 35100 | FN |  |  | Miscellaneous Equipment
124756 | 60168 | THC-ELS-LP-1222 | Lighting Panel, Supply From TR-1222, Admin. Building Basement, Mechanical Room | THC-ELS-PDP-1222 |  | Power Distribution Panel |  | LP | http://www.toronto.ca/TWONTO#LV_electrical_panel |  | Power Distribution Panel, Supply From MCC-1202, Admin. Building Basement, Mechanical Room
139715 | 23377 | TNT-ACC-T-3001 | Tank, Expansion, Hot Water Return | TNT-ACC-HW | Tank | Tank |  | T | expansion_tank |  | Hot water Circulation System
122350 | 91461 | THC-CW-SQ-0102 | Emergency Eyewash & Shower,Thickening Building | THC-SES-SQ-EYE | PPE,Eyewash Station | Safety Equipment |  | SQ | http://www.toronto.ca/TWONTO#emergency_eyewash_and_shower |  | Eyewash Stations THC (Virtual entity #)
55840 | 67414 | FCL-ELS-LP-0200B | Lighting Panel, Heating, 208/120V, 3PH, Admin Building, Lunch Room 113 West Wall | FCL-ELS-TR-0200P |  |  |  | LP |  |  | Transformer, 600/120/208V,112.5kW, Lighting Panels LP-0200P &0200B, High Lift Switchgear Floor East
60324 | 69296 | THC-ACC-V-6061 | Valve, Butterfly, Manual, Glycol, P-6003, Lower Level 2 Blower Room, Headworks | THC-ACC-P-6003 | Valve | HVAC |  | V | http://www.toronto.ca/TWONTO#valve |  | Pump, Heating Glycol System, Lower Level 2 Blower Room, Headworks
83058 | 11832 | FHA-SES-SQ-0608 | FHA-SQ-LP-0020 - Life Preserver | FHA-SES-LP |  | Safety Equipment |  | SQ | http://www.toronto.ca/TWONTO#personal_floatation_device |  | Life Preservers
144333 | 66298 | WTR-PJO-LSH-0001 | Switch, Level-High, Building Flood Alarm | WTR-PJO-AUX | Switch,Level-High | Switch |  | LSH | http://www.toronto.ca/TWONTO#level_switch |  | Auxiliary Equipment (Building Facilities)
18194 | 10513 | FHA-SED-ZSH-0605B | Switch, Limit, Access Hatch Zone 5, Settling Basin T-0601 | FHA-SED-ZSH-0605 |  | Security System |  | ZSH | http://www.toronto.ca/TWONTO#position_switch |  | Switch, Limit, Access Hatch Zone 6
76487 | 84566 | THR-OCS-PSH-2938 | Switch, Pressure-High, Pump 2938, Plant Services, Odour Control System | THR-OCS-P-2938 | Switch,Pressure-High | Switch |  | PSH | http://www.toronto.ca/TWONTO#pressure_switch |  | Pump,Centrifugal,Hypochlorite to Scrubber 0552 & Scrubber 0553,Plant Services, Odour Control System
107812 | 48300 | TAB-ACC-TSL-3922 | Switch,Temperature,Low,Supply Air , | TAB-ACC-AHU-3922 | Switch,Temperature | Switch |  | TSL | http://www.toronto.ca/TWONTO#temperature_switch |  | AHU, Old Dewatering Building Roof
130672 | 38512 | THR-ACC-TSL-4800 | Switch, Temperature, HTR-4800, NW Wall, Electrical Room, West Substation | THR-ACC-HTR-4800 | Switch,Temperature-Low | HVAC |  | TSL | http://www.toronto.ca/TWONTO#temperature_switch |  | Heater, Unit, Electric, NW Wall, Electrical Room, West Substation
47352 | 25558 | FCL-CLB-F-0201 | Filter, Chlorine Gas, CLB Evaporator 0201, Chlorination System | FCL-CLB-CHL-0201 | Filter | Filter |  | F | http://www.toronto.ca/TWONTO#replaceable_air_filter |  | Chlorinator, Chlorine Gas, Chlorination System
7282 | 1009 | COL-PSK-SS-0001 | Security System | COL-PVM-MISC |  |  |  | SS |  |  | Miscellaneous Equipment
101663 | 84272 | MAIN-274 | Main 274 | WTR-LWA | [6 empty] | Work Area 2 Central Mains and Chambers
105819 | 27738 | TAB-ACC-0800 | Heating, Admin Bldg, Item 2 | TAB-ACC |  | HVAC |  | ACC | http://www.toronto.ca/TWONTO#collection_of_assets |  | Plant HVAC Equipment
132131 | 17971 | THR-DCL-FSL-0101 | Switch, Flow, Low, NaSO3 Dosing P-0100 | THR-DCL-P-0100 | Switch,Flow-Low | Switch |  | FSL | http://www.toronto.ca/TWONTO#flow_switch |  | Pump, SBS Dosing to Outfall
65500 | 71878 | FCL-SM-LSH-0001-SUS | Switch, Level-High, Tank Containment System, Caustic Soda System | FCL-SM | Switch,Level-High | Switch | 36712 | LSH | http://www.toronto.ca/TWONTO#level_switch |  | Spill Management
37286 | 66557 | NX2159A | Conditioner, Air-Old Admin.Bldg., | TAB-ACC-CI | H.V.A.C.,Air Conditioner | HVAC |  |  | http://www.toronto.ca/TWONTO#air_condition |  | Chiller and Air Coolers
120229 | 9639 | THC-ACC-AC-0566 | Air Conditioner,Electrical Room,Blower Building,Lower Plant | THC-ACC-BLDG A | Air Handling Unit | HVAC |  | AC | http://www.toronto.ca/TWONTO#air_condition |  | Old Plant Blower Building HVAC
71207 | 34307 | THR-DIG-FSL-4760 | Flow Switch, Pump Seal Water (Removed from service as per D. Campolucci) | THR-DIG-P-4760 | Transmitter,Pressure | Switch | 34900 | FSL | http://www.toronto.ca/TWONTO#flow_switch |  | Pump, Centrifugal, Hot Water Recirculation, Tank 0800
138196 | 7734 | THR-PRS-PSL-0052 | Switch, Pressure-Low, Pump P-0052 Suction, Ferrous Chloride System | THR-PRS-P-0052 | Switch,Pressure-Low | Switch |  | PSL | http://www.toronto.ca/TWONTO#pressure_switch |  | Pump, Ferrous Chloride, Primary, Chemical Building
4198 | 87616 | COL-PKG-MCC-0001 | Motor Control Center | COL-PKG-MISC |  | Motor Control Centre |  | MCC | http://www.toronto.ca/TWONTO#LV_electrical_panel |  | Miscellaneous Equipment
115565 | 87325 | TAB-PRM-PSL-2701 | Switch Pressure,Low, Pump-2701 Suction | TAB-PRM-P-2701 | Switch,Pressure | Switch |  | PSL | http://www.toronto.ca/TWONTO#pressure_switch |  | Pump, Scum
38764 | 2496 | TAB-ACC-AHU-1850 | AHU, Blower Bldg | TAB-ACC-AHU-BL | Air Handling Unit | HVAC |  | AHU | http://www.toronto.ca/TWONTO#air_handler_unit |  | AHUs/Supply Fans Blower Bldg.
39261 | 52938 | COL-YKP-SRL-1401006 | Self Retrieval Line- 1401006 | YKP-BLD | Safety | Safety Equipment |  | SRL | self_retracting_line |  | Collections - 435 Kipling Ave. Building envelope
53672 | 78810 | TAB-SES-SQ-6301 | Switch, Flow switch, dry contact, Sludge Heater Room, Digester 9-12 Control Building. | 50675 | Switch,Flow | Switch |  | SQ | http://www.toronto.ca/TWONTO#flow_switch |  | Emerg. Eyewash & Shower Stns, Dig Tanks 9-12
143604 | 60691 | WTR-PEL-LSL-1001 | Switch, Level, Low, Jacket Water and AC Cooling, Generator Building, Roof | WTR-PEL-ACC | Switch,Level-Low | Switch |  | LSL | http://www.toronto.ca/TWONTO#level_switch |  | Air Conditioning, Handling and Ventilation
131064 | 55294 | THR-AER-PSH-1401 | Switch, Pressure-High, Lube Oil Tank, Blower 1411, Blower Building, Air Blower System | THR-AER-BL-1411 | Switch,Pressure-High | Switch |  | PSH | http://www.toronto.ca/TWONTO#pressure_switch |  | Blower, Centrifugal, Secondary Treatment, Aeration Blower System - Engine Room
25469 | 7453 | COL-PSM-LSHH-0105 | Switch, Level High-High | COL-PSM | Switch,Level |  |  | LSHH |  |  | Simcoe St Sewage Pumping Station
130408 | 77751 | THR-ACC-PSH-2301 | Switch, Pressurel-High, Discharge, Pump, Centrifugal 2301, Plant Central Hot Water System, Plant Central Hot Water System, Hot Water Recirculation Pump, Centrifugals | THR-ACC-P-2301 | Switch,Pressure-High | Switch |  | PSH | http://www.toronto.ca/TWONTO#pressure_switch |  | Pump, Centrifugal, Primary Loop Hot Water Recirculation, Plant Central Hot Water System,
64090 | 72425 | THC-PRM-BIOFILTER | Biofilter system | THC-PRM | [6 empty] | Primary Treatment
51701 | 36112 | TAB-PRS-T-2170 | Tank, Chemical Storage, West Chemical Storage Tanks | TAB-PRS-T-FECL2 | Tank | Tank |  | T | http://www.toronto.ca/TWONTO#chemical_storage_tank |  | Ferrous Chloride Tanks & Valves
25287 | 73952 | FHO-RW-PSL-2201 | Switch, Pressure, Low, Raw Water Pump P-2201 Loss of Prime, S9 RW Pump Room | FHO-RW-P-2201 |  | Switch |  | PSL | http://www.toronto.ca/TWONTO#pressure_switch |  | Pump, Centrifugal, RW Pump 2201. S9, RW Pump Room
62428 | 67746 | THC-ITS-PA-1710 | IDF Panel, Public Address System, Tunnel 19 | THC-ITS-MDF-1000 | Network,Telecommunication | Communications Equipment |  | PA | http://www.toronto.ca/TWONTO#public_annoucement_speaker |  | Public Address System, Master Distribution , Control System, Admin Bldg,
12403 | 53653 | FCL-ELS-LP-0100J | Lighting Panel, Heating Panel, High Lift Heating & Ventilation Room | FCL-ELS-TR-0100J |  |  |  | LP |  |  | Transformer,(LT10H),Lighting Panel LP-0100J, 600/120/208V,30 kVA, High Lift Heating&Ventilation Room
7506 | 8492 | COL-PSS-FN-0001 | Fan, Exhaust | COL-PSS | Fan |  |  | FN |  |  | Scott Sewage Pumping Station
126405 | 70679 | THC-MCS-HTR-0001 | Domestic Hot Water Tank, Building K | THC-MCS-T-BLDG K | Building Service,Domestic Plumbing | Tank |  | HTR | http://www.toronto.ca/TWONTO#tanked_hot_water_heater |  | Domestic Hot Water Tank, Building K
120743 | 9544 | THC-ACC-FN-0712B | Fan,Centrifugal,Return Air,AHU-0710,Thickening Centrifuge Area | THC-ACC-AHU-0710 | Fan,Centrifugal | HVAC |  | FN | http://www.toronto.ca/TWONTO#blower_or_fan_with_drive |  | Air Handling Unit,Outdoor,Centrifuge Area,Thickening Building
113457 | 23235 | TAB-ELS-SQ-6010 | Binder, MSDS | TAB-SUSPENDED ENTITY | Safety,MSDS Binder | Safety Equipment |  | SQ | emergency_kit |  | Suspended entities
113405 | 33540 | TAB-ELS-LTX-1050 | Exit Light,North Substation,1st Floor,East Entrance | NORTH SUBSTN_1ST FLR | Lighting,Exit | Safety Equipment |  | LTX | http://www.toronto.ca/TWONTO#lighting_unit |  | MSA Substation,1st Floor
24734 | 1518 | COL-PRX-SW-0003 | Switch, Unit Heater | COL-PRX | Switch |  |  | SW |  |  | Roxborough Sewage Pumping Station
44168 | 63889 | FCL-ACC-HTR-0431 | Heater, (CH-14) Convection, Electric, 1.5kW, High Lift Basement B2, Compressor Room, North | FCL-ACC-P-HL |  |  |  | HTR |  |  | High Lift Pumping Station HVAC Equipment
81145 | 59878 | FHA-SES-EYE-0018 | Eyewash Station, Bottles | FHA-SES-SQ-0008 | PPE,Eyewash Station | Safety Equipment |  | EYE | http://www.toronto.ca/TWONTO#collection_of_assets |  | Eyewash Stations & Showers
18126 | 4828 | FHA-SED-ZSH-0304E | Switch, Limit, Access Hatch Zone 4, Settling Basin T-0301 | FHA-SED-ZSH-0304 |  | Security System |  | ZSH | http://www.toronto.ca/TWONTO#position_switch |  | Switch, Limit, Access Hatch Zone 3
49115 | 2099 | TAB-OCS-P-6720 | Pump, Recirculation, Humidification Unit, Biofilter Area, P Bldg. | TAB-OCS-HU-6710 | Pump | Gas Collection |  | P | http://www.toronto.ca/TWONTO#pump |  | Humidifier, Humidification Chamber, Biofilter Area, P Bldg.
33542 | 73516 | COL-YKP-DA-0008(S) | Davit Arm-16072 | COL-W-OBSOLETE |  | Safety Equipment | 39113 | DA | http://www.toronto.ca/TWONTO#fall_arrest_Davit_arm |  | Col West Obsolete Entities
105879 | 51268 | TAB-ACC-AC-6533 | Air Conditioner, Indoor, Workshop Lunch/meeting Room, Screen Bldg., P Bldg. | TAB-ACC-CI | H.V.A.C.,Air Conditioner | HVAC |  | AC | http://www.toronto.ca/TWONTO#air_condition |  | Chiller and Air Coolers
80489 | 39529 | THR-FT-RPU-0500 | RPU, WAS System - South | THR-ITS-COM-4001 | RPU | Remote Processor Unit |  | RPU | http://www.toronto.ca/TWONTO#RPU_panel |  | Termination Panel, RAS/WAS and Final Clarifiers - South
3571 | 41989 | COL-PBY-CH-0001 | Chamber, Inlet | COL-PBY-MISC | Chamber |  |  | CH |  |  | Miscellaneous Equipment
18271 | 67206 | COL-PLB-LSH-0003 (S) | Level Switch, High | COL-PLB | Switch,Level | Switch | 35798 | LSH | http://www.toronto.ca/TWONTO#level_switch |  | Long Branch Pumping Station
56721 | 40531 | FCL-ELS-PS-0003 | Emergency Power | FCL-ELS |  |  |  | PS |  |  | Electrical Distribution
118877 | 51125 | TAB-STR-T-4009R | Tank , Reservoir Aux Oil, Blower 4009 | TAB-STR-BL-4009 | Tank,Reservoir | Tank |  | T | http://www.toronto.ca/TWONTO#chemical_storage_tank |  | Blower #4009
23644 | 72701 | COL-POM-LSHH-0105 | Switch, Level High-High | COL-POM-MISC | Switch,Level | Switch |  | LSHH | http://www.toronto.ca/TWONTO#level_switch |  | Miscellaneous Equipment
15836 | 59226 | COL-PKG-FEQ-0001S | Fire Prevention, Extinguisher | COL-PKG-MISC | Fire Prevention,Extinguisher |  | 42688 | FEQ |  |  | Miscellaneous Equipment
107411 | 49700 | TAB-ACC-RPU-1414 | Remote Processing Unit, Bio Solid Loading Bay, Mezzanine | TAB-SPC-COM-3900 | RPU | Remote Processor Unit |  | RPU | http://www.toronto.ca/TWONTO#RPU_panel |  | Communication Unit, Bio-Solid Loading Bay, Mezzanine
8939 | 67547 | COL-YKP-DA-0019(S) | Davit Arm-16070 | COL-YKP-DA |  | Safety Equipment | 39124 | DA | http://www.toronto.ca/TWONTO#fall_arrest_Davit_arm |  | Davit Arm Assembly
41116 | 81142 | TAB-ACC-PS-7401 | Switch, Pressure, Z Bldg 2nd Flr, Flash Tank 7401 | TAB-ACC-T-7401 | Switch,Pressure | Switch |  | PS | http://www.toronto.ca/TWONTO#pressure_switch |  | Tank, Flash
11771 | 33357 | FCL-DCL-CP-0006 | Local Control Panel,SO2 Eductor Valves, High Lift Pumping Station Basement | FCL-DCL |  |  |  | CP |  |  | Sulphur Dioxide System
9061 | 38141 | COL-YKP-DA-1671130(S) | Davit Upper Arm-1671130 | COL-W-OBSOLETE | Safety | Safety Equipment | 46011 | DA | http://www.toronto.ca/TWONTO#fall_arrest_Davit_arm |  | Col West Obsolete Entities
33667 | 12717 | COL-YKP-DA-110677S | Davit Upper Arm-110677 | COL-W-OBSOLETE | Safety | Safety Equipment | 45995 | DA | http://www.toronto.ca/TWONTO#fall_arrest_Davit_arm |  | Col West Obsolete Entities
75993 | 84606 | THR-JHSC-FCMCC | Ferrous Chloride Bldg. MCC Room | THR-JHSC-WA3 |  | Safety Equipment |  |  | http://www.toronto.ca/TWONTO#space |  | Joint Health & Safety Committee WA3
114068 | 71677 | TAB-OCS-RPU-0516 | Remote Processing Unit, Odour Control System | TAB-OCS | RPU | Remote Processor Unit |  | RPU | http://www.toronto.ca/TWONTO#RPU_panel |  | Odour Control System, Aeration tanks
73953 | 80850 | THR-ELS-SQ-9500S | Electrical Rubber Gloves, PPE Issued to Bohdan Denderys 5kV | THR-ELS-SQ-ERG | Safety | Safety Equipment | 40932 | SQ | http://www.toronto.ca/TWONTO#rubber_insulating_gloves |  | Electrical Rubber Gloves, Safety Equipment
135189 | 57262 | THR-EPS-PSL-0316 | Switch, Pressurel-Low, Grease Pump, Centrifugal 0316, Plant Service, Effluent Pump, Centrifugaling | THR-EPS-P-0310 | Switch,Pressure-Low | Switch |  | PSL | http://www.toronto.ca/TWONTO#pressure_switch |  | Pump, Centrifugal, Screw
51703 | 608 | TAB-GRK-VEH-378325 | Kubota- 1100 Series - WA7 | TAB-GRK-VEH | Vehicle,Unlicensed | Vehicle |  | VEH | http://www.toronto.ca/TWONTO#golf_cart
120983 | 37877 | THC-ACC-HTR-6009 | Heater, Unit, Glycol, Heating System, 2nd Floor, Mech Room #1, Headworks | THC-ACC-P-6003 | H.V.A.C.,Heater,Unit | HVAC |  | HTR | http://www.toronto.ca/TWONTO#heater |  | Pump, Heating Glycol System, Lower Level 2 Blower Room, Headworks
55350 | 79187 | TAB-WA1-LD-1248 | Winch | TAB-WA1-SQ-1000 | Lifting Device | Lifting Device |  | LD | winch |  | WA1 Lifting Devices and Slings
21429 | 44787 | FHO-DEW-LS-0001 | Switch, Level, Sump Pumps P-0101 & P-0201 Control, RW Building, S10.5 RW Pump Room, Basement | FHO-DEW | Switch,Level | Switch |  | LS | http://www.toronto.ca/TWONTO#level_switch |  | Dewatering & Drainage
72680 | 90928 | THR-DIGESTER-BLDG | Building Location | THR-EUS | [6 empty] | Production & End User Support
52942 | 47664 | TAB-PLT-G-4003 | Gate, Knife Gate, Pneumatic, Grit Outloading Conveyor 4000, Conveyor Area | TAB-PLT-CV-4000 | Valve,Knife Gate | Gate |  | G | http://www.toronto.ca/TWONTO#valve
89018 | 63994 | WTR-REL-LSH-0502 | Switch, Level-High, Pump 0502 | WTR-REL-P-0502 | Switch,Level-High | Switch |  | LSH | http://www.toronto.ca/TWONTO#level_switch |  | Pump, Sump, Centrifugal
69376 | 65889 | THR-AER-PSLL-1311 | Switch, Pressure-Low-Low, Oil Pressure Blower 1311, Secondary Treatment, Aeration - Blower System - South | THR-AER-BL-1311 | Switch,Pressure-Low | Switch |  | PSLL | http://www.toronto.ca/TWONTO#pressure_switch |  | Blower, Centrifugal, Secondary Treatment, Aeration Blower System - Engine Room
106609 | 98372 | TAB-ACC-FSL-0090 | Switch, Flow, Low, Air, Exhaust Fan 0090, Grit Bldg. Rooftop | TAB-ACC-FN-0090 | Switch,Flow-Low | Switch |  | FSL | http://www.toronto.ca/TWONTO#flow_switch |  | Fan, Exhaust, Grit Building Rooftop
127605 | 13073 | THC-PRM-SP-0003 | Autosampler Unit, Primary, Phase IV, Influent 11-12, TEMP 2 | THC-PRM | Sampler | Sampler |  | SP | http://www.toronto.ca/TWONTO#auto_sampler |  | Primary Treatment
39150 | 94031 | SWM-PWI-TS-0001 | Switch, Transfer | SWM-PWI-MISC | Switch | Switch |  | TS | http://www.toronto.ca/TWONTO#transfer_switch |  | Miscellaneous Equipment
40100 | 92710 | DOS-SES-SCBA-5419 | SCBA 30 minutes escape pack | DOS-SES-SCBA | Safety | Safety Equipment |  | SCBA | http://www.toronto.ca/TWONTO#self-contained_breathing_apparatus |  | Self Contained Breathing Apparatus (SCBA)
15833 | 36703 | COL-PKG-DM-0003 | Damper/Louver, Dry Well | COL-PKG | Damper/Louver |  |  | DM |  |  | Kingston Rd Pumping Station
68608 | 14981 | FHO-ACC-F-0505 | Filter, Dry Air, Raw Water HVAC Fan FN-0502, S8, Raw Water HVAC Room | FHO-ACC-FN-0502 |  | Filter |  | F | http://www.toronto.ca/TWONTO#replaceable_air_filter |  | Fan, Air Circulating Unit, Raw Water HVAC, S8, RAW Water HVAC Room, South West
145109 | 82467 | WTR-PLW-LSH-0001 | Switch, Level-High, Flood Alarm, Building | WTR-PLW-AUX |  | Switch |  | LSH | http://www.toronto.ca/TWONTO#level_switch |  | Auxilliary Equipment (Building Facilities)
8558 | 4335 | COL-RBB-P-0101 | Pump, Submersible | COL-RBB-MISC | Pump |  |  | P |  |  | Miscellaneous Equipment
110937 | 85369 | TAB-DIG-PDSL-0440 | Switch,Pressure Differential, Low ( between Hotwater & Sludge) | TAB-DIG-HE-0348 | Switch,Pressure-Low | Switch |  | PDSL | http://www.toronto.ca/TWONTO#pressure_switch |  | Heat Exchanger #03
113378 | 34755 | TAB-ELS-AER | Aeration Outdoor Substation | TAB-ELS-NORTH | [6 empty] | North Substation
10306 | 50366 | FCL-ACC-HTR-0053 | Heater, Convection, Electric, Gaseous Chemical Building, Lunch Room | FCL-ACC-CL |  |  |  | HTR |  |  | Gaseous Chemical Building HVAC Equipment
59607 | 66443 | THC-DIG-T-3416 | Tank,Dry Gas Storage,Gas High Pressure System,Building U | THC-DIG-C-BOOST-3100 | Tank | Tank |  | T | http://www.toronto.ca/TWONTO#pressure_vessel |  | Eliminated Role: Compressors Unit, Gas Booster, Digester 0400-0700
125170 | 71757 | THC-ELS-VSS-4002 | Surge Protection Device, PDP-4002, Headworks | THC-ELS-PDP-4002 | Safety | Power Distribution Panel |  | VSS | http://www.toronto.ca/TWONTO#surge_suppressor |  | Power Distribution Panel, Electrical Room, Headworks
33674 | 91366 | COL-YKP-DA-111966 | Davit Upper Arm-111966 | COL-YKP-DA-0006S | Safety | Safety Equipment |  | DA | http://www.toronto.ca/TWONTO#fall_arrest_Davit_arm |  | Davit Arm Assembly with Upper Arm-111966
63416 | 52202 | FCL-MCS-LD-0701 | Winch - no CAP: - 40 FT cable | FCL-MCS | Lifting Device,Hoist,Manual | Lifting Device |  | LD | winch |  | Mechanical Services
76608 | 27477 | THR-DR-RH-0514S | Overhead Door, Manual, Returns Low Pressure Blower Building | THR-S-E | Door,Overhead | Door | 34487 | RH | http://www.toronto.ca/TWONTO#roll_up_door
65249 | 31658 | THC-ELS-MCC-1702 | Control Panel,MCC,Incinerator Area | THC-ELS-PS-0001-M | Control Panel,MCC | Motor Control Centre |  | MCC | http://www.toronto.ca/TWONTO#LV_electrical_panel |  | Primary Power Equipment, Building M
95176 | 92244 | FHO-TRW-LSL-0100 | Switch, Level, Low, Pump P-0100 Loss of Prime, Treated Water Building, S3, Pump Room | FHO-TRW-P-0100 | Switch,Level-Low | Switch |  | LSL | http://www.toronto.ca/TWONTO#level_switch |  | Pump, Centrifugal, Treated Water Building, S3, Treated Water Pump Room
55719 | 17704 | TAB-WA4-SQ-3406 | Davit Arm - 8517744 | TAB-WA4-SQ-0010 |  | Safety Equipment |  | SQ | http://www.toronto.ca/TWONTO#fall_arrest_Davit_arm |  | WA4 Fall arrest systems
16510 | 43057 | COL-PKP-LSH-0001 | Switch, Level-High | COL-PKP-MISC | Switch,Level | Switch |  | LSH | http://www.toronto.ca/TWONTO#level_switch |  | Miscellaneous Equipment
34574 | 53277 | MAIN-238 | Main 238 | WTR-LWA | [6 empty] | Work Area 2 Central Mains and Chambers
63791 | 4238 | THC-PLT-SW-5171 | Switch,Motion-Low,Conveyor 5170,Screening,Head House | THC-PLT-CV-5170 | Switch,Motion | Switch |  | SW | http://www.toronto.ca/TWONTO#motion_sensor_element |  | Conveyor, Screening
111027 | 16556 | TAB-DIG-PSH-1482 | Switch,Pressure, High | TAB-DIG-P-1472 | Switch,Pressure-High | Switch |  | PSH | http://www.toronto.ca/TWONTO#pressure_switch |  | Pump, Sludge Transfer #1A
14758 | 8276 | FCL-SES-SQ-0003 | Eyewash Station/Shower, Gaseous Chemical Building, Basement inside Fluoride Room | FCL-SES-5 | PPE,Eyewash Station | Safety Equipment |  | SQ | http://www.toronto.ca/TWONTO#emergency_eyewash_and_shower |  | Eye Wash Stations Chemical Building
42845 | 21254 | TAB-AUX-LSHH-8031A | Switch, Level High-High, Auxiliary Bldg, Center 'M' Tunnel | TAB-AUX-P-8031 |  | Switch |  | LSHH | http://www.toronto.ca/TWONTO#level_switch |  | Pump, Submersible, Auxiliary Systems Building, Tunnel I
47357 | 52310 | TAB-EL1-MCC-6226 | Motor Control Centre 600V - D Bldg | TAB-PLT-ELQ-D | Control Panel,MCC | Motor Control Centre |  | MCC | http://www.toronto.ca/TWONTO#LV_electrical_panel |  | D Building - Electrical Equipment
76039 | 66602 | THR-JHSC-NSS | North Sub Stn.,Sorrounding Area &. MCC Rooms | THR-JHSC-WA3 |  | Safety Equipment |  |  | http://www.toronto.ca/TWONTO#collection_of_assets |  | Joint Health & Safety Committee WA3
27165 | 49737 | DOS-YCM-VEH-076089 | 2021 Chevrolet Silverado 3500 - Vehicle Unit# 076089 | FAC-YCM-VEH | Vehicle,Licensed | Vehicle |  | VEH | http://www.toronto.ca/TWONTO#pickup_truck
82139 | 97840 | FHA-SES-SCBA-0023 | Cylinder for Air Pack Ser # 6232-S16512 | FHA-SES-SCBA-CYLINDER | PPE,SCBA | Safety Equipment |  | SCBA | http://www.toronto.ca/TWONTO#compressed_gas_cylinder |  | Breathing Air Tanks (SCBA cylinders)
89685 | 35312 | WTR-RWL-TSH-0002 | Switch, Temperature-High, Fan 0001 | WTR-RWL-FN-0001 | Switch,Temperature-High | Switch |  | TSH | http://www.toronto.ca/TWONTO#temperature_switch |  | Fan, Control Room
130469 | 69668 | THR-ACC-T-0710 | Tank, Makeup, Glycol Skid, Compressor Bldg Main Floor, Glycol System | THR-ACC-P-0711 | Tank | Tank |  | T | http://www.toronto.ca/TWONTO#chemical_storage_tank |  | Pump 1, Glycol Skid, Compressor Bldg Main Floor, Glycol System
112678 | 60392 | TAB-EL1-LSHH-8060A | Switch,Level-High-High,Sump Pump,North Substation,Outdoor Chamber | TAB-EL1-P-8060 | Switch,Level-High-High | Switch |  | LSHH | http://www.toronto.ca/TWONTO#level_switch |  | Pump,Submersible,North Substation,Outdoor Chamber
75250 | 16659 | THR-FT-T-3250 | Tank, Non-Pressurized, Scum, Scum Pumping | THR-FT-T-SCUM | Tank,Non-Pressurized | Tank |  | T | http://www.toronto.ca/TWONTO#storage_tank |  | Final Tank, Scum Tanks
120583 | 80911 | THC-ACC-F-0611 | Filter,Outdoor Air,South Pumping Station,Plenum Shaft,Ground Level | THC-ACC-BLDG L |  | Filter |  | F | http://www.toronto.ca/TWONTO#replaceable_air_filter |  | Plant Effluent Pumping Station, HVAC
46732 | 97733 | FCL-ACC-HTR-0751 | Heater, Snow Melting, Gaseous Chemical Building, Service Area Second Floor | FCL-ACC-CL |  |  |  | HTR |  |  | Gaseous Chemical Building HVAC Equipment
110479 | 31825 | TAB-DIG-BU-7063 | Burner #3, Waste Gas | TAB-DIG-BU | Burner,Waste Gas | Burner | 46286 | BU | http://www.toronto.ca/TWONTO#waste_gas_burner |  | Waste Gas Burner
10315 | 42394 | FCL-ACC-HTR-0109 | Heater, (CH-11) Convention, Electric, 750W, Low Lift Building, Pump Room West Wall | FCL-ACC-P-LL |  |  |  | HTR |  |  | Low Lift Pumping Station HVAC Equipment
128149 | 33966 | THC-PWA-BLD-0001 | Headhouse Plant Water System | THC-PLT-BLDG-0001 |  |  |  | BLD |  |  | New Head House, preliminary process
52882 | 65220 | TAB-RSP-LSL-5138 | Switch,Level,Low | TAB-RSP-P-5138 | Switch,Level-Low | Switch |  | LSL | http://www.toronto.ca/TWONTO#level_switch |  | Pump, Sump, Flood Level
23697 | 40854 | COL-PPU-SW-0002 | Switch, Lighting Transformer | COL-PPU-MISC | Switch |  |  | SW |  |  | Miscellaneous Equipment
8335 | 16101 | COL-PWR-SUSPENDED | West Rouge P.S.suspended entities | COL-PWR | [6 empty] | West Rouge Pumping Station
19974 | 1449 | COL-PMD-DM-0003 | Damper/Louver, Supply Air | COL-PMD | Damper/Louver |  |  | DM |  |  | Midland Pumping Station
38844 | 59522 | TAB-ACC-AHU-8234 | AHU,M Bldg | TAB-ACC-AHU | Air Handling Unit | HVAC |  | AHU | http://www.toronto.ca/TWONTO#air_handler_unit |  | Air Handling Unit & Supply Fan
67073 | 75384 | THC-THK-T-5070 | Tank,Buffer,Centrate Sampling,Thickening Centrifuge CF-0500 | THC-THK-AIT-5090 | Sampler | Tank |  | T | http://www.toronto.ca/TWONTO#storage_tank |  | Analyzer,Suspended Solids,Centrate Sampling,Thickening Build.
59404 | 49395 | THC-DIG-LSHH-0114 | Switch,Level-High High, Sump Pump 0114, Sludge Holding Tanks | THC-DIG-P-0114 | Switch,Level | Switch |  | LSHH | http://www.toronto.ca/TWONTO#level_switch |  | Pump,Centrifugal,Sump,Old Digesters
135981 | 61698 | THR-FT-RPU-0007 | Remote Processor Unit, Final Tank 1300 (172.22.37.190) | THR-FT-T-1300 | RPU | Remote Processor Unit |  | RPU | http://www.toronto.ca/TWONTO#RPU_panel |  | Tank, Final Settling, Mixed Liquor, Secondary Treatment, Secondary Clarification - North (Tank#13)
9130 | 85761 | COL-YKP-DA-193139 | Davit Upper Arm-193139 | COL-YKP-DA | Safety | Safety Equipment |  | DA | http://www.toronto.ca/TWONTO#fall_arrest_Davit_arm |  | Davit Arm Assembly
96498 | 95235 | FIS-DEW-LS-0002 | Switch,Level,Assembly,Tank T-0002 Dewatering Pump Control,Workshop Bldg,Below Machine Shop Mezzanine | FIS-DEW-P-0006A |  | Switch |  | LS | http://www.toronto.ca/TWONTO#level_switch |  | Pump, Submersible, Dewatering Tank T-0002, Workshop Building, Below Machine Shop Mezzanine
88104 | 90707 | WTR-PSA-TSL-0901 | Switch, Temperature-Low | WTR-PSA-AUX | Switch,Temperature-Low | Switch |  | TSL | http://www.toronto.ca/TWONTO#temperature_switch |  | Auxiliary Equipment (Building Facilities)
113270 | 12642 | TAB-EL3-MCC-6126E? | Motor Control Centre, Plant Water Bldg | TAB-ELS-WA8 | Control Panel,MCC | Motor Control Centre | 47653 | MCC | http://www.toronto.ca/TWONTO#LV_electrical_panel |  | Electrical Equipment, Work Area 8, ( Panel Boards, MCC )
119700 | 68370 | TAB-WA1-SQ-1156 | Sling | TAB-WA1-SQ-1000 | Lifting Device,Sling | Lifting Device |  | SQ | http://www.toronto.ca/TWONTO#fall_protection_sling |  | WA1 Lifting Devices and Slings
14315 | 51618 | COL-PHF-PIP-0001 | Piping | COL-PHF-MISC | Pump |  |  | PIP |  |  | Miscellaneous Equipment
13250 | 12752 | FCL-FLT-LSH-0003-SUS | Switch, Level-High, DRN Channel, , Filter No.1001 | FCL-SUSPENDED | Switch,Level-High | Switch | 36608 | LSH | http://www.toronto.ca/TWONTO#level_switch |  | Suspended entity
9218 | 88153 | COL-YKP-FAK-67108 | First Aid Kit, Truck # 67108 (2022 CHEVROLET 2500HD) | COL-YKP | Safety,First Aid Kit | Safety Equipment |  | FAK | http://www.toronto.ca/TWONTO#first_aid_kit |  | Kipling Yard
62381 | 23476 | FHA-FILT | Filtration | FHA WORK AREA 1 |  | Filter |  |  | http://www.toronto.ca/TWONTO#collection_of_assets |  | Process
3415 | 6108 | COL-PBF-TS-0001 | Switch, Transfer | COL-PBF-MISC | Switch |  |  | TS |  |  | Miscellaneous Equipment
112744 | 45191 | TAB-EL1-MCC-6672 | Motor Control Centre | TAB-EL1-MCC-6628 | Control Panel,MCC | Motor Control Centre |  | MCC | http://www.toronto.ca/TWONTO#LV_electrical_panel |  | Motor Control Centre
21797 | 87946 | FHO-ELS-MCC-0731 | Motor Control Centre, Emergency Load, Surge Building | FHO-ELS-PS-0001 | Control Panel,MCC | Motor Control Centre |  | MCC | http://www.toronto.ca/TWONTO#LV_electrical_panel |  | Primary Power Equipment
37595 | 13073 | NX6108A | Chiller, Dig Gas Ctrl Bldg, ACC-2- Gas Control Bldg. | TAB-ACC-CI | H.V.A.C.,Chiller | HVAC |  |  | http://www.toronto.ca/TWONTO#chiller |  | Chiller and Air Coolers
28748 | 93391 | FIS-ELS-GFI-0021 | Ground Fault Circuit Interrupter, Substation enclosure east,Substation | FIS-FIELD-BUILDING |  | Safety Equipment |  | GFI | ? |  | FIS Field Building Location
34478 | 19929 | MAIN-130 | Main 130 | WTR-MT1 | [6 empty] | Work Area 1 EAST Mains and Chambers
59011 | 65366 | THC-ACC-HTR-0203 | Heater, Perimeter. Admin Building | THC-ACC-BLDG K |  | HVAC |  | HTR | http://www.toronto.ca/TWONTO#heater |  | Administration Building, HVAC
139567 | 8454 | THR-WA4-LD-0036 | Sling, Nylon, Work Area 4 (2" X 12') | THR-LD-NYLN-WA4 | Lifting Device,Sling | Lifting Device |  | LD | synthetic_web_sling |  | Slings, Nylon, Work Area 4
86984 | 98861 | WTR-PMI-DS-0502 | Switch, Fused Disconnect, Water Transmission | WTR-PMI-AUX | Damper/Louver | Switch |  | DS | http://www.toronto.ca/TWONTO#disconnect_switch |  | Auxiliary Equipment (Building Facilities)
18645 | 50581 | COL-PLB-TSH-0151A | Switch, Temperature-High | COL-PLB | Switch | Switch | 34550 | TSH | http://www.toronto.ca/TWONTO#temperature_switch |  | Long Branch Pumping Station
96028 | 17325 | FIS-AM-LSH-0001 | Switch, Level, High, Ammonia Tank T-0101 Spill Containment, Ammonia & Fluoride Building,Storage Room | FIS-AM | Switch,Level-High | Switch |  | LSH | http://www.toronto.ca/TWONTO#level_switch |  | Ammoniation
145602 | 88178 | WTR-PMI-ZS-0021 | Switch, Position,Door Security | WTR-PMI-AUX | Switch,Position | Switch |  | ZS | http://www.toronto.ca/TWONTO#position_switch |  | Auxiliary Equipment (Building Facilities)
55967 | 55811 | FCL-SPC-RPU-1524 | RPU Panel, Filters 0501 and 0601, Filter Gallery | FCL-ELS-PS-0001 | Control Panel | Remote Processor Unit |  | RPU | http://www.toronto.ca/TWONTO#RPU_panel |  | Uninterruptible Power Supply,High Lift Bldg - Switchgear Room,LP-0001
135166 | 90627 | THR-EPS-FSL-0310 | Switch, Flow-Low, Water Supply, Heat Exchanger 0311, Plant Service, Effluent Pump, Centrifugaling | THR-EPS-P-0310 | Switch,Flow-Low | Switch |  | FSL | http://www.toronto.ca/TWONTO#flow_switch |  | Pump, Centrifugal, Screw
29310 | 67902 | FIS-FLT-FSL-0001-SUS | Switch, Flow-Low, SMP, AIT 0001, Filter Building Pump Room, Sampling Pumps - Filter Pipe Gallery | FIS-SUSPENDED |  | Switch | 38235 | FSL | http://www.toronto.ca/TWONTO#flow_switch |  | Obsolete Entities/Processes
9065 | 46436 | COL-YKP-VEH-0038S | Vehicle, Truck #041152 (Escape) | COL-W-OBSOLETE | Vehicle,Licensed | Vehicle | 41615 | VEH | http://www.toronto.ca/TWONTO#pickup_truck
131894 | 1728 | THR-CW-PLQ-0001 | Plumbing Equipment, Shower, Toilet, Urinals, Drains | THR-CW | Valve,Gate | Plumbing |  | PLQ | http://www.toronto.ca/TWONTO#drain |  | City Water
125185 | 39011 | THC-ELS-SQ-1341932 | Spares, Electrical Safety gloves, High Voltage, Class 0, # 1341932 | THC-SUSPENDED |  | Safety Equipment | 35222 | SQ | http://www.toronto.ca/TWONTO#rubber_insulating_gloves |  | Suspended entity
52086 | 75062 | TAB-PWA-FD-2702 | Feeder, Chemical | TAB-PWA-T-2700 | Chemical Feeder | Chemical Feeder |  | FD | http://www.toronto.ca/TWONTO#ejector |  | Tank, Chemical, Sodium Hypochlorite
106188 | 85082 | TAB-ACC-DM-3030 | Damper, Suction, Supply Fan 3030, Electrical Room | TAB-ACC-AC-3030 | Damper/Louver | HVAC |  | DM | http://www.toronto.ca/TWONTO#air_damper |  | Air Conditioner, D Bldg, New Electrical Room
135547 | 19465 | THR-FT-FSL-2621 | Switch, Flow-Low, Pump 2621, Seal Water, RAS Pumping - North | THR-FT-P-2621 | Switch,Pressure-Low | Switch |  | FSL | http://www.toronto.ca/TWONTO#flow_switch |  | Pump, Centrifugal, Secondary Treatment,Tunnel 23 East, RAS Pumping - North
106655 | 26594 | TAB-ACC-FSL-3611 | Switch,Flow,Low,Water From Pump | TAB-ACC-P-3611 | Switch,Flow | Switch |  | FSL | http://www.toronto.ca/TWONTO#flow_switch |  | Pump, Circulating, Hot Water , Secondary Loop 5, Old Admin Bldg, P5-1,
133997 | 64954 | THR-DIS-PSL-1100 | Switch, Pressure-Low, Chlorine Header, Liquid Chlorine | THR-DIS-CHL | Switch,Pressure-Low | Switch |  | PSL | http://www.toronto.ca/TWONTO#pressure_switch |  | Disinfection, Chlorination System
94608 | 13615 | WTR-PSC-MCC-0201 | Motor Control Center, Bus 0201 | WTR-PSC-TR-0401 | Control Panel | Motor Control Center |  | MCC | http://www.toronto.ca/TWONTO#LV_electrical_panel |  | Transformer, Power, SST2
97366 | 58053 | FIS-MCS-MEQ-3010 | Davit base, wall-mounted, pump-lifting, Transfer pump station 9 | FIS-MCS | Safety | Lifting Device |  | MEQ | davit_base |  | Mechanical Services
93290 | 38699 | FHO-GRK-DR-2052L | Door, (FD-2-52), Fire Rated, Ozone Building, L2, Gate Room, Unloading Room 2 | FHO-GRK-FEQ-0001 | Fire Prevention,Door | Door |  | DR | http://www.toronto.ca/TWONTO#fire_rated_door
55738 | 28981 | TAB-WA4-SQ-6770 | Body Harness - Jeff Shen | TAB-WA4-SQ-0010 | PPE,Harness | Safety Equipment |  | SQ | http://www.toronto.ca/TWONTO#fall_arrest_harness |  | WA4 Fall arrest systems
136996 | 22827 | THR-OCS-T-0542 | Tank, Reservoir, Hypochlorite Day Tanks, Plant Services, Odour Control System | THR-OCS-T | Tank,Reservoir | Tank |  | T | http://www.toronto.ca/TWONTO#chemical_storage_tank |  | Odour Control System, Tanks
12646 | 15795 | FCL-ELS-LSH-0101 | Switch, Level, High, Fuel Oil Day Tank T-0101, Low Lift Building, Screen Room | FCL-ELS-PS-0003 | Switch,Level-High | Switch |  | LSH | http://www.toronto.ca/TWONTO#level_switch |  | Emergency Power
132644 | 77805 | THR-DIG-PD-1000 | Tank, Primary Digester-10, Solids Treatment | THR-DIG-T-7-10 | Tank | Tank |  | PD | http://www.toronto.ca/TWONTO#digester_tank |  | Digester, Entities Common to Tanks 7-10
76038 | 73236 | THR-JHSC-NFST | North Final Sedimentation (Round) Tanks 13-21, Upper & Lower Levels | THR-JHSC-WA4 |  | Safety Equipment |  |  | http://www.toronto.ca/TWONTO#collection_of_assets |  | Joint Health & Safety Committee WA4
89011 | 91407 | WTR-REL-CW | City Water System | WTR-REL | [6 empty] | Ellesmere Reservoir
39079 | 8192 | COL-YKP-SRL-092811 | Self Retrieval Line-092811 | YKP-BLD | Safety | Safety Equipment |  | SRL | self_retracting_line |  | Collections - 435 Kipling Ave. Building envelope
79367 | 55230 | THR-THK-LSHH-4818 | Switch, Level-High-High,Pump 6471,Sump, T11 North to Thickening building | THR-THK-P-6471 | Switch,Level-High-High | Switch |  | LSHH | http://www.toronto.ca/TWONTO#level_switch |  | Pump, Sump, T11 North to Thickening building
8797 | 66073 | COL-SMC-CH-0001 | Manhole, #2 | COL-SMC-MISC | Chamber |  |  | CH |  |  | Miscellaneous Equipment
47236 | 62956 | TAB-EL1-LS-8060 | Switch,Level | TAB-EL1-P-8060 | Switch,Level | Switch |  | LS | http://www.toronto.ca/TWONTO#level_switch |  | Pump,Submersible,North Substation,Outdoor Chamber
44731 | 47625 | TAB-DIG | Digestion | TAB-WORK-AREA-5 | [6 empty] | Work Area 5
136642 | 8435 | THR-HVAC-HPBB | Heating, Ventilation and Air Conditioning, High Pressure Blower Building | THR-ACC-HVAC |  | HVAC |  |  | http://www.toronto.ca/TWONTO#collection_of_assets |  | Air Conditioning, Heating, Ventilation & Air Conditioning
95908 | 73612 | FIS-ACC-MAINT-STORAGE | HVAC Storage Building | FIS-HVAC | [6 empty] | Climate Control
136653 | 99782 | THR-ITS-COM-4012 | Multinet Device, SP RAS Pumping Station | THR-ITS-COM-4002 | Network,Local Area Networks | Network |  | COM | http://www.toronto.ca/TWONTO#network_panel |  | Termination Panel, Plant Services - South
12291 | 18282 | COL-PCU-CP-0003 | Control Panel, Operator, Lighting and Transformer, Cumber PS | COL-PCU-SUSPENDED | Control Panel |  | 34985 | CP |  |  | Cumber P.S.suspended entities
114856 | 14161 | TAB-PLT-SSL-3900 | Switch, Speed, Low, Grit Receivings Conveyor 3900, Conveyor Area | TAB-PLT-CV-3900 | Switch,Speed-Low | Switch |  | SSL | http://www.toronto.ca/TWONTO#speed_switch |  | Conveyor, Shaftless Spiral, Horizontal, Dewatering Area
55067 | 5486 | TAB-THK-SP | Auto sampler | TAB-THK-INQ | [6 empty] | Floatation - Instrumentation Equipment
63471 | 36088 | FCL-PAC-CP-0201 | Control Panel, Auxiliary, PAC System, Dry Chemical Building | FCL-PAC-T-0201 |  |  |  | CP |  |  | Tank, Storage, Powder Activated Carbon, Dry Chemical Building PAC Tanks
79759 | 44203 | THR-WA1-LD-0009 | Sling, Wire Rope, Work Area 1 (WIRE ROPE SLING SIZE; 1/2" X 4' ) | THR-LD-WIRE-WA1 | Lifting Device,Sling | Lifting Device |  | LD | wire-rope_sling |  | Slings, Wire Rope, Work Area 1
138704 | 70130 | THR-SES-SQ-0500 | Lanyard for Harness, PPE Danny Campolucci | THR-SES-SQ | Safety | Safety Equipment |  | SQ | lifeline |  | Safety Equipment
129519 | 22904 | THC-WWW-LSH-0004 | Switch, Float, High, Sump Alarm, S.E. Pumping Station | THC-PWA-SOUTH |  | Switch |  | LSH | http://www.toronto.ca/TWONTO#level_switch |  | South Pumping Station
72708 | 1334 | THR-DIS-CHL-1221 | Chlorinator, Chlorination Building, Disinfection, Chlorination System | THR-DIS-EV | Chemical Feeder,Gas | Chemical Feeder | 34314 | CHL | http://www.toronto.ca/TWONTO#chlorinator_system |  | Disinfection, Chlorine Evaporator
8554 | 51900 | DOS-YCM-SQ-VEH270017 | Portable eye wash station in Trailer vehicle # 270017 | DOS-YCM-TRL-VEH270017 | Safety,Eye wash | First Aid |  |  | eye_wash_bottle |  | 2019 Haulmark trailer - Vehicle Unit# 270017
140789 | 11666 | TNT-SES-RING-1010 | Lifebuoy Ring | TNT-SES-RING | PPE | Safety Equipment |  | RING | http://www.toronto.ca/TWONTO#life_ring |  | Lifebuoy Ring
34542 | 12682 | MAIN-207 | Main 207 | WTR-LWA | [6 empty] | Work Area 2 Central Mains and Chambers
120844 | 47019 | THC-ACC-HTR-0202 | Heating infloor, Heating coil, Hot Water, Meeting room, WA2 Workshop | THC-GRK-STRC-0200 | Air Handling Unit | HVAC |  | HTR | heating_coil |  | Workshop, WA2, Building X
16645 | 98573 | COL-PCU-AHU-0100 | HVAC, Air Handling Unit, Dry Well 2nd Floor, Cumber PS | COL-PCU-AUX-MECH | Air Handling Unit | HVAC |  | AHU | http://www.toronto.ca/TWONTO#air_handler_unit |  | Mechanical Equipment
39990 | 51497 | TAB-ACC-HTR-6522 | Heater, Unit, Electric Cabinet, Vestibule at Ground Floor, Screen Bldg., P Bldg. | TAB-ACC-HTR-PBLDG | H.V.A.C.,Heater | HVAC |  | HTR | http://www.toronto.ca/TWONTO#heater |  | Unit Heaters- P Bldg
125204 | 99851 | THC-ELS-PS-0001-P | Primary Power Equipment, Building P | THC-GRK-ELS-P |  | Control Panel,MCC |  | PS | http://www.toronto.ca/TWONTO#collection_of_assets |  | Building P
127276 | 70648 | THC-PLT-TSL-6702 | Switch,Temperature Low,Ozonator Room North,Odour Control,Headhouse | THC-ODOUR-HEADHOUSE | Switch,Temperature | Switch | 37930 | TSL | http://www.toronto.ca/TWONTO#temperature_switch |  | Odour Control
29649 | 72432 | FIS-MCS-MEQ-3008 | Davit base, wall-mounted, pump-lifting, Transfer pump station 7 | FIS-MCS | Safety | Lifting Device |  | MEQ | davit_base |  | Mechanical Services
19549 | 16047 | FHO WWW | Waste Water Output Sampling | FHO-SAMP | [6 empty] | Sampling Systems
121196 | 69922 | THC-ACC-T-0004 | Tank, Expansion, Glycol, Building M | THC-ACC-HEAT PUMPS | Tank | Tank |  | T | expansion_tank |  | Pumps, Heating System, Building M
26319 | 40160 | FHO-SES-SQ-6002 | Harness-112458 -Spare | FHO-SES-SQ-0006 | PPE,Harness | Safety Equipment |  | SQ | http://www.toronto.ca/TWONTO#fall_arrest_harness |  | Fall Arrest Systems
121744 | 70116 | THC-ACC-V-6101 | Valve, Motorized, Glycol Heating Return Line, Second floor mechanical room #2 | THC-ACC-AHU-6100 | Valve,Ball | HVAC |  | V | http://www.toronto.ca/TWONTO#valve |  | Air Handling Unit, Truck Loading Bay, Mech Room #2, Headworks
16513 | 50548 | COL-PKP-LSLL-0101 | Switch, Level Low-Low | COL-PKP | Switch,Level | Switch |  | LSLL | http://www.toronto.ca/TWONTO#level_switch |  | Kennedy Park Sewage Pumping Station
135541 | 28606 | THR-FT-FSL-2324 | Switch, Flow-Low, Pump 2324, Seal Water, RAS Pumping - North | THR-FT-P-2324 | Switch,Pressure-Low | Switch |  | FSL | http://www.toronto.ca/TWONTO#flow_switch |  | Pump, Centrifugal, Secondary Treatment, RAS Pumping - North
81780 | 87911 | TRK-SAN-HMR | SANITARY SEWERS - HUMBER DRAINAGE AREA | TRK-SAN | [6 empty] | SANITARY SEWERS (ALTERNATE GL)
93211 | 45805 | FHO-GRK-DR-1050L | Door, (FD-1-50), Fire Rated, West Filter Building, L1, Filter 0401 | FHO-GRK-FEQ-0001 | Fire Prevention,Door | Door |  | DR | http://www.toronto.ca/TWONTO#fire_rated_door
137297 | 3042 | THR-PLT-FSL-1403 | Switch, Flow, Low, Water Scour, Grit Vortex Chamber CYC-1101, Headhouse | THR-PLT-CYC-1101 | Switch,Flow-Low | Switch |  | FSL | http://www.toronto.ca/TWONTO#flow_switch |  | Cyclone, Prelimary Treatment, Grit Removal - Vortex Chambers #1 (OLD Tag THR-PLT-CYC-1102)
131119 | 23270 | THR-AER-T-0700 | Tank, Secondary Treatment, Aeration - North #07 | THR-AER-T | Tank | Tank |  | T | http://www.toronto.ca/TWONTO#aeration_tank |  | Aeration Tanks
58899 | 9784 | THC-ACC-FN-0585 | Fan,Centrifugal,Compress. Room,3rd Floor,Biosolids Building West | THC-ACC-FAN | Fan,Centrifugal | HVAC |  | FN | http://www.toronto.ca/TWONTO#blower_or_fan_with_drive |  | Fans, Building M
108796 | 53619 | TAB-AER-STRC | Building Services, Safety, Drains & Plumbing - Air Emission Houses | TAB-AER-SB | [6 empty] | Aeration Odour Control
93180 | 11778 | FHO-GRK-DR-0502 | Main Gate, East | FHO-GRK-PRTY-0001 | Door,Access | Door |  | DR | http://www.toronto.ca/TWONTO#door
41260 | 73720 | TAB-ACC-T-4422 | Tank, Make Up, Glycol Make Up Line | TAB-ACC-P-4422 | Tank | Tank |  | T | http://www.toronto.ca/TWONTO#chemical_storage_tank |  | Pump, Glycol Circulating,Make Up Line
71753 | 83131 | THR-DIG-SSH-5187A | Digester Gas Mixing, Tank 0200, Solids Treatment, Digester Tanks 1-6 | THR-DIG-MX-0200 | Switch,Speed-High | Switch |  | SSH | http://www.toronto.ca/TWONTO#speed_switch |  | Digester Gas Mixing, Digester Tank 0200
127190 | 31094 | THC-PLT-MSL-5191 | Switch, Motion-Low, Screening Transfer System, Head House | THC-PLT-SC-0140 | Switch,Motion | Switch |  | MSL | http://www.toronto.ca/TWONTO#motion_sensor_element |  | Bar Screen 0140
55697 | 36315 | TAB-WA4-SQ-1115 | Sling, Nylon,LiftAll EE2-801T, 2 Ft. (S/N 1651911-15) | TAB-WA4-SQ-0010 |  | Lifting Device |  | SQ | synthetic_web_sling |  | WA4 Fall arrest systems
120151 | 63896 | TAB-WORK-AREA-SOL | TAB Work Area Sol | TAB | [6 empty] | Ashbridges Bay Treatment Plant
64891 | 29116 | FCL-SES-LTG-0006G-SUS | Emergency Light, Remote Heads, Admin Building, First Floor, Stairs No. 2 | FCL-SUSPENDED |  |  | 46464 | LTG |  |  | Suspended entity
119790 | 29101 | TAB-WA2-SQ-1212 | EE2 - 902 T3 Nylon Sling | TAB-SES-LD | Lifting Device,Sling | Lifting Device |  | SQ | synthetic_web_sling |  | WA2 Lifting devices
68345 | 71653 | THC-PLT-G-0931 | Gate, Isolation, Motorized, Vortex CYC-0930 Influent Channel, Grit Removal | THC-PLT-CYC-0930 | Gate | Gate |  | G | http://www.toronto.ca/TWONTO#channel_gate
136976 | 10884 | THR-OCS-PSL-3956B | Switch, Pressure-Low, Outlet, Ozone Generator 3956 to Contact Chamber, Ozonator Room, Plant Services, Odour Control System | THR-OCS-OZ-3956S | Switch,Pressure-Low | Switch |  | PSL | http://www.toronto.ca/TWONTO#pressure_switch |  | Ozone Generator, Odour Control System
131421 | 77519 | THR-BG-PSH-1101 | Switch,Pressurel-High, Engine 1101 Gas Valve Train, Engine Fuel System-Unit No 1, Engine-Generator & Heat Recovery System | THR-CG-ENG-1101 | Switch,Pressure-High | Switch |  | PSH | http://www.toronto.ca/TWONTO#pressure_switch |  | Engine, Generator 1101, Engine Room, Engine-Generator & Heat Recovery System
10056 | 65116 | FCL-ACC-CU-0301 | Condensing Unit, Admin Building AC-0301, High Lift/Admin Building Roof Above Computer Room | FCL-ACC-ADMIN |  |  |  | CU |  |  | Administration Building HVAC Equipment
13702 | 96502 | FCL-PAC-CP-0301B | Control Panel, PAC Storage Tank #3 Mixer MX-0301, Dry Chemical Building | FCL-PAC-MX-0301 |  |  |  | CP |  |  | Mixer, PAC Storage Tank T-0301, Dry Chemical Building PAC Tanks
68435 | 53026 | THR-ACC-PSH-2101 | Switch, Pressurel-High, Discharge, Pump, Centrifugal 2101, Plant Central Hot Water System, Plant Central Hot Water System, Hot Water Recirculation Pump, Centrifugals | THR-ACC-P-2101 | Switch,Pressure-High | Switch |  | PSH | http://www.toronto.ca/TWONTO#pressure_switch |  | Pump, Centrifugal, Primary Loop Hot Water Recirculation, Plant Central Hot Water System,
107098 | 3422 | TAB-ACC-HTR-6403 | Heater, Electric, StAir, Existing Primary Tank Operating Gallery | TAB-ACC-HTR-PBLDG | H.V.A.C.,Heater | HVAC |  | HTR | http://www.toronto.ca/TWONTO#heater |  | Unit Heaters- P Bldg
8707 | 57352 | COL-RBG-CP-0001 | Control Panel, Operator | COL-RBG | Control Panel |  |  | CP |  |  | Glendale Shaft (WBT)-storm
122008 | 84064 | THC-AER-PSL-7251 | Switch, Pressure-Low, Outlet, Oil Pumps 7250 & 7260, Blow 7200,Phase I & IV Blower Building | THC-AER-BL-7200-I-IV | Switch,Pressure | Switch |  | PSL | http://www.toronto.ca/TWONTO#pressure_switch |  | Blower, Aeration System
137476 | 26187 | THR-PLT-T-0200 | Tank, Grit Removal, Grit Tank, North Grit Building | THR-PLT-GRITS | Tank | Tank |  | T | http://www.toronto.ca/TWONTO#sedimentation_tank |  | Gate,Sluice,Preliminary Treatment, Grit Building
97349 | 53846 | FIS-GRK-VEH-0101-SUS | Tractor | FIS-SUSPENDED | Vehicle,Unlicensed | Vehicle | 38270 | VEH | http://www.toronto.ca/TWONTO#golf_cart
105898 | 31134 | TAB-ACC-AHU-1250 | Air Handing unit,Flotation Bldg | TAB-ACC-AHU-THK | Air Handling Unit | HVAC |  | AHU | http://www.toronto.ca/TWONTO#air_handler_unit |  | AHUs/Supply Fans Float. Bldg.
33268 | 78944 | COL-WEST | West | COL | [6 empty] | Complex Systems
19249 | 12969 | FHA-WWW-P-3401-KQ | Sludge Transfer Pump # 4 | FHA-WWW-THICK |  |  | 33343 | P |  |  | Sludge Thickening
13891 | 16035 | FCL-POL-T-4101 | Tank, Polymer Storage Tote No.1, RMF Centrifuge Building, Polymer Totes Area | FCL-WWW-POL |  |  |  | T |  |  | Polymer
107549 | 83193 | TAB-ACC-T-7201 | Tank, Float Chamber | TAB-ACC-MEQ-7201 | Tank | Tank |  | T | floatation_tank |  | Tank, Deaerator No.2
18112 | 80993 | FHA-SED-ZSH-0301B | Switch, Limit, Access Hatch Zone 1, Settling Basin T-0301 | FHA-SED-ZSH-0301 |  | Security System |  | ZSH | http://www.toronto.ca/TWONTO#position_switch |  | Switch, Limit, Access Hatch Zone 3
85198 | 97902 | WTR-PEL-PSL-0005 | Switch, Pressure-Low, Air Header | WTR-PEL-TRW | Switch,Pressure-Low | Switch |  | PSL | http://www.toronto.ca/TWONTO#pressure_switch |  | Treated Water (Transmission)
141121 | 41443 | WTR PLC | WTR PLC | WTR-SPC2 | [6 empty] | Process Control Systems - Equipment
50683 | 26066 | TAB-POLYMER-BLDG | Building Location | TAB-EUS | [6 empty] | Production & End User Support
60902 | 65278 | THC-ELS-LTX-BLDG C | Exit Lights, Bldg. C | THC-GRK-ELS-C | Building Service,Lighting - Room | Safety Equipment | 41944 |  | http://www.toronto.ca/TWONTO#collection_of_assets |  | Building C
7452 | 60262 | COL-PSP-LSL-0102 | Switch, Level-Low | COL-PSP | Switch,Level |  |  | LSL |  |  | Southport Sewage Pumping Station
109385 | 10924 | TAB-DEW-DRN | Drains, Floor, Dewatering Bldg | TAB-DEW-SERVICES | Piping | Drain |  |  | http://www.toronto.ca/TWONTO#drain |  | Dewatering Building Service & Safety Systems
8978 | 95774 | COL-YKP-DA-150109 | Davit Base Leg-150109 | COL-YKP-DA | Safety | Safety Equipment |  | DA | davit_base |  | Davit Arm Assembly
132983 | 67249 | THR-DIG-T-5660 | Tank, Reservoir, Auxiliary Oil, Gas Compressor 5660, Digester Mixing System | THR-DIG-C-5640 | Tank,Reservoir | Tank |  | T | http://www.toronto.ca/TWONTO#chemical_storage_tank |  | Compressor, Gas, Mixing System, Digester Tank#7
29171 | 89233 | FIS-FEQ-FEQ-4004-SUS | Fire extinguisher, Type ABC, Fire Prevention, Vestibule | FIS-SUSPENDED |  | Safety Equipment | 46930 | FEQ | ? |  | Obsolete Entities/Processes
120582 | 7894 | THC-ACC-F-0565 | Filter,Supply Air,Pressurization System,Electrical Room,Phase 4 | THC-ACC-BLDG G | H.V.A.C. | Filter |  | F | http://www.toronto.ca/TWONTO#replaceable_air_filter |  | Air Treatment Building HVAC
40430 | 31144 | TAB-ACC-FSL-6302 | Switch, Flow Switch-Low, AHU-6302, Mechanical Room, Dig 9-12 Control Building. | TAB-ACC-AHU-6302 | Switch,Flow-Low | Switch |  | FSL | http://www.toronto.ca/TWONTO#flow_switch |  | Air Handling Unit, Gas Room Ventilation, Mechanical Room, Dig 9-12 Control Building.
127013 | 97831 | THC-PLT-G-0121 | Gate, Sluice, Motorized, Pedestal Actuator, Perforate Screen, Influent channel, Raw Sewage Screening | THC-PLT-BLDG-0001 | Gate,Sluice | Gate |  | G | http://www.toronto.ca/TWONTO#channel_gate
135866 | 54365 | THR-FT-PSL-2173 | Switch, Pressure-Low, Pump 2173, Secondary Treatment, RAS Pumping - South | THR-FT-P-2173S | Switch,Pressure-Low | Switch |  | PSL | http://www.toronto.ca/TWONTO#pressure_switch |  | Pump, Centrifugal, Secondary Treatment,Tunnel20, RAS Pumping - South
136659 | 88899 | THR-ITS-COM-4201 | Termination Panel, Aeration - South | THR-ITS-COM-4200 | Network,Local Area Networks | Network |  | COM | http://www.toronto.ca/TWONTO#network_panel |  | Network Access Closet, Aeration - South
48481 | 4352 | FCL-AM-LSH-0301 | Switch, Level-High, Tank 0301, , Aqua Ammonia System | FCL-AM-T-0301 | Switch,Level-High | Switch |  | LSH | http://www.toronto.ca/TWONTO#level_switch |  | Tank, Storage, Pressurised, Aqua Ammonia Storage Room, Dry Chemical Building
120567 | 26123 | THC-ACC-F-0106 | Filter,Supply Air,Pressurization System,Access Building No.3,Phase 4 | THC-ACC-TUNNEL | H.V.A.C. | Filter |  | F | http://www.toronto.ca/TWONTO#replaceable_air_filter |  | Plant Tunnels, HVAC
40393 | 91904 | TAB-ACC-FSL-2011 | Switch,Flow,Low,Water From Pump | TAB-ACC-P-2011 | Switch,Flow | Switch |  | FSL | http://www.toronto.ca/TWONTO#flow_switch |  | Pump, Hot Water Circulating, Aeration and Chemical Gallery,P37-2
139447 | 90599 | THR-WA2-LD-0070S | Sling, Wire Rope, Work Area 2 SIZE; 3/8" X 6', | THR-SES-LD | Lifting Device,Sling | Lifting Device | 40048 | LD | wire-rope_sling |  | Lifting Device, Safety Equipment
144835 | 98187 | WTR-PKL-LSH-0802 | Switch,Level-High,Pump 0801 & Pump 0802 | WTR-PKL-CP-0801 | Switch,Level-High | Switch |  | LSH | http://www.toronto.ca/TWONTO#level_switch |  | Control Panel,Operator,Pump 0801 & Pump 0802
143724 | 50290 | WTR-PEL-T-0002 | Tank, Surge | WTR-PEL-TRW | Tank | Tank |  | T | http://www.toronto.ca/TWONTO#pumping_surge_suppression_tank |  | Treated Water (Transmission)
120000 | 67755 | TAB-WA5-LDR-6208 | Ladder,Nylon, Werner | TAB-WA5-SQ | PPE | Lifting Device |  | LDR | http://www.toronto.ca/TWONTO#portable_ladder |  | WA5 Safety Equipment
3161 | 64744 | COL-MTI-TSH-2400 | SWITCH, Hydraulic Reservoir High Temp Switch, Spadina Control Chamber No.24, MTI | COL-MTI-CH-2400 | Switch | Switch |  | TSH | http://www.toronto.ca/TWONTO#temperature_switch |  | Chamber,Spadina Control Chamber No.24, MTI
77002 | 92128 | THR-PLT-LSH-0142 | Switch, Level-High, Screen 0142, Preliminary Treatment, Screening | THR-PLT-SC-0142 | Switch,Level-High | Switch |  | LSH | http://www.toronto.ca/TWONTO#level_switch |  | Bar Screen, Preliminary Treatment
50274 | 27064 | TAB-PLT-STR-9404B | Strainer, Inlet, to FIT, Conduit 4 | TAB-RSP-PIP-0004 | Strainer | Filter |  | STR | http://www.toronto.ca/TWONTO#strainer |  | Influent Conduit # 4, Raw Sewage Conduit from Coxwell
42085 | 71551 | TAB-ACC-V-6410 | Valve, Actuated, Fire Protection System, Pump Room, Grit Bldg., P Bldg. | TAB-ACC-P-6412 | Valve | HVAC |  | V | http://www.toronto.ca/TWONTO#valve |  | Pump, fire Pump, Pump Room, Grit Bldg., P Bldg.
338 | 28271 | B-WA4-SQ-64CDS | Lanyard 4 Ft - Randy Hembruff | TAB-SUSPENDED ENTITY | PPE,Lanyard | Safety Equipment | 46671 | SQ | lifeline |  | Suspended entities
122259 | 52999 | THC-BOILER-BLDG | Building Location | THC-EUS | [6 empty] | Production & End User Support
39262 | 57962 | COL-YKP-SRL-1403004 | Self Retrieval Line -1403004 | COL-W-OBSOLETE | Safety | Safety Equipment |  | SRL | self_retracting_line |  | Col West Obsolete Entities
9015 | 25105 | COL-CED-MISC | Miscellaneous Equipment | COL-CED | [6 empty] | Coatsworth Cut CSO Storage Tank
120835 | 35112 | THC-ACC-HTR-0116 | Heater,Electric,Vestibule Access Building No.1,Phase 1, bldg.H | THC-ACC-BLDG H | Air Handling Unit | HVAC |  | HTR | http://www.toronto.ca/TWONTO#heater |  | Phase I Aeration Building, HVAC
80468 | 73379 | THR-FT-RPU-0001S | Remote Processor Unit, Final Tank 0100, Tank 0300 (172.22.37.194) | THR-ELS-RSPS | RPU | Remote Processor Unit | 39564 | RPU | http://www.toronto.ca/TWONTO#RPU_panel |  | Electrical System, Returns Sludge Pumping Station
98005 | 75088 | FIS-SES-LDR-0302 | Ladder, 24' Aluminum, Extension, Storage Building | FIS-SES | Safety | Tool |  | LDR | http://www.toronto.ca/TWONTO#ladder |  | Safety, Instrumentation & Environmental Services
78158 | 17403 | THR-PRS-PSH-0054 | Switch, Pressure-High, Pump P-0054 Discharge, Ferrous Chloride System | THR-PRS-P-0054 | Switch,Pressure-High | Switch |  | PSH | http://www.toronto.ca/TWONTO#pressure_switch |  | Pump, Ferrous Chloride, Primary, Chemical Building
80095 | 25284 | THR-WA4-LD-0032 | Sling, Nylon, Work Area 4 ( 2" X 8') | THR-LD-NYLN-WA4 | Lifting Device,Sling | Lifting Device |  | LD | synthetic_web_sling |  | Slings, Nylon, Work Area 4
9148 | 23953 | COL-YKP-DA-7329S | Davit Mast -7329 | COL-YKP-DA-0002S | Safety | Safety Equipment | 45518 | DA | davit_base |  | Davit Arm Assembly with Upper Arm-16072
106319 | 79035 | TAB-ACC-F-6432 | Filter, AHU-6430, Roof, Grit Bldg., P Bldg. | TAB-ACC-AHU-6430 | Filter | HVAC |  | F | http://www.toronto.ca/TWONTO#replaceable_air_filter |  | Air Handling Unit, Roof, Grit Bldg., P Bldg.
128783 | 82637 | THC-SES-SQ-6109123202 | SCBA Unit, Kit, T1 Shop | THC-SES-SQ-SCBA | PPE,SCBA | Safety Equipment |  | SQ | http://www.toronto.ca/TWONTO#self-contained_breathing_apparatus |  | SCBA Units, virtual entity
38588 | 38468 | SQ-47074 | FHO SCBA #2 | FHO-SES-SQ-0002 | PPE,SCBA | Safety Equipment | 32126 |  | http://www.toronto.ca/TWONTO#self-contained_breathing_apparatus |  | Emergency Breathing Apparatus
14497 | 56799 | FCL-SES-FAK-0001 | First Aid Kit Station, Admin Building, Control Room | FCL-SES-FAK-0006 | PPE | Safety Equipment |  | FAK | http://www.toronto.ca/TWONTO#first_aid_station_equipment |  | First Aid Kit, High Lift Basement B1, Mechanical Room
38957 | 29894 | SWM-PNQ-LSH-0103 | Switch, Level-High | SWM-PNQ | Switch,Level | Switch |  | LSH | http://www.toronto.ca/TWONTO#level_switch |  | North Queen Storm Pumping Station
45991 | 40486 | FCL-CCS-CP-0101 | Control Panel, Skid #1, Phosphoric Acid Dosing | FCL-CCS | Control Panel | Power Distribution Panel |  | CP | http://www.toronto.ca/TWONTO#process_control_panel |  | Corrosion Control System
14190 | 33026 | COL-PGR-BFP-0001 | Back Flow Preventer | COL-PGR-MISC | Valve,Backflow Preventer |  |  | BFP |  |  | Miscellaneous Equipment
25677 | 68692 | COL-PSP-FEQ-0001S | Fire Prevention, Extinguisher | COL-PSP | Fire Prevention,Extinguisher |  | 42716 | FEQ |  |  | Southport Sewage Pumping Station
24138 | 97409 | COL-PQW-LSL-0102 | Switch, Level-Low | COL-PQW-MISC | Switch | Switch |  | LSL | http://www.toronto.ca/TWONTO#level_switch |  | Miscellaneous Equipment
143133 | 48877 | WTR-PAH-ZS-0003 | Position Switch, open/close | WTR-PAH-AUX | Switch,Position | Switch |  | ZS | http://www.toronto.ca/TWONTO#position_switch |  | Auxiliary Equipment (Building Facilities)
138179 | 53260 | THR-PRS-PDIT-9001 | Transmitter,Pressure,, Differential,Unloading Strainer,Temp. Chemical Building | THR-PRS-F-0005S | Switch,Pressure | Switch |  | PDIT | http://www.toronto.ca/TWONTO#pressure_transmitter |  | Filter, Fine Bag, Ferrous Chloride Storage Tanks Outlet, Chemical Building, Secondary Treatment, Phosphorous Removal
32184 | 1432 | COL-RBG-G-0001 | Sluice Gate, | COL-RBG-MISC | Transmitter |  |  | G |  |  | Miscellaneous Equipment
38783 | 62333 | SWM-PET-TS-0001 | Switch, Transfer | SWM-PET | Switch |  |  | TS |  |  | Eglinton - Bellamy Storm Pumping Station
82567 | 23215 | WTR-108-LSH-0001 | Switch, Level, High, Flood Alarm, Chamber 108-01, Queen & Nursewood | CH 108 01 | Switch,Level-High | Switch |  | LSH | http://www.toronto.ca/TWONTO#level_switch |  | Chamber
125515 | 47506 | THC-FEQ-FSP-0005 | Fire Hose cabinets, Admin. Bldg K | THC-FEQ-FSP | Fire Prevention,Hose | Safety Equipment | 43229 | FSP | ? |  | Sprinkler System
139401 | 73949 | THR-WA1-LD-329-19 | Sling, Nylon, Work Area 1 (NYLON BELT SLING SIZE; 1" X 3', CAPACITY 3200 LBS,SN 1453329-19) A | THR-LD-NYLN-WA1 | Lifting Device,Sling | Lifting Device |  | LD | synthetic_web_sling |  | Slings, Nylon, Work Area 1
78694 | 8599 | THR-SES-PGM-25151 | Personal Gas Meter (Sno. 00425151) | THR-SES-SQ-PGM | Safety | Safety Equipment |  | PGM | http://www.toronto.ca/TWONTO#portable_gas_detector |  | Personal Gas Meter
86833 | 76755 | WTR-PLW-MEQ-0002 | Backflow Preventer Test Kit, S/N 876358 | WTR-PLW-AUX | Valve,Backflow Preventer | Tool |  | MEQ | backflow_preventer_tester |  | Auxilliary Equipment (Building Facilities)
136567 | 42118 | THR-GRK-TRL-0002 | Trailer,Consultant, Portable, South Road | THR-GRK-GQ-WA3 | Vehicle,Unlicensed | Vehicle |  | TRL | trailer
10679 | 26518 | FCL-ACC-OIT-0301 | OIT, Admin Building BAS RPU-0301 Panel, High Lift/Admin Building, Control Room | FCL-ACC-ADMIN |  |  |  | OIT |  |  | Administration Building HVAC Equipment
27666 | 86423 | FIS-ELS-MCC-0400 | MCC,600 V,Raw Water Pumping Station,Upper Level,West | FIS-ELS-CAB-0602 | Control Panel,MCC | Motor Control Centre |  | MCC | http://www.toronto.ca/TWONTO#LV_electrical_panel |  | ELS Cabinet,600 V,Raw Water Pumping Station, MCC Cabinet
66775 | 24191 | THC-GRK-DR-J | Doors, Building J | THC-GRK-MAINT |  | Door |  |  | http://www.toronto.ca/TWONTO#door
147778 | 2183 | YTF-ELS-TS-0701 | Switch, YTF-ELS-PDP-0701, Main Electrical Service | YTF-ELS | Switch | Switch |  | TS | ? |  | Electrical Equipment
118715 | 15628 | TAB-STR-LSHH-6094 | Switch, Level High-High, Aeration Gallery, East, Tank #4 | TAB-STR-P-6094 |  | Switch |  | LSHH | http://www.toronto.ca/TWONTO#level_switch |  | Pump, Sump, GX2017A
29892 | 91449 | FIS-PRE | Pretreatment PMs | FIS-RW | [6 empty] | Raw Water Production
85757 | 16614 | WTR-PHL-PSL-0003 | Switch, Pressure-Low, Line to Local Distribution and District 3 | WTR-PHL-TRW | Switch,Pressure-Low | Switch |  | PSL | http://www.toronto.ca/TWONTO#pressure_switch |  | Treated Water (Transmission)
146525 | 71979 | WTR-PTH-TSL-0001 | Switch, Temperature-Low, Building Temperature | WTR-PTH-AUX | Switch,Temperature-Low | Switch |  | TSL | http://www.toronto.ca/TWONTO#temperature_switch |  | Auxiliary Equipment (Building Facilities)
71799 | 19245 | THR-DIG-T-7-8 | Digester, Entities Common to Tanks 7-8 | THR-DIG-T |  |  |  | T |  |  | Digester, Tanks
81890 | 65058 | FHA-SES-LDR-0506 | FHA-SES-LD-0031 - 8' Ladder Fiberglass Orange ( East pipe Gallery ) | FHA-SES-LD-1 | Safety | Safety Equipment |  | LDR | http://www.toronto.ca/TWONTO#ladder |  | Ladders
34133 | 90060 | COL-YKP-DA-151008 | Davit Base Leg-151008 | COL-YKP-DA-0004S | Safety | Safety Equipment |  | DA | davit_base |  | Davit Arm Assembly with Upper Arm-1734509
44128 | 70140 | FCL-GRK-VEH-0003-SU | Vehicle, Cart D 3 wheel | FCL-OBSOLETE | Groundskeeping | Vehicle | 33388 | VEH | cart
138877 | 90482 | THR-SQ-LP-0022 | Life Preserver, Ring Type, Final Tank 9 | THR-SQ-LP-FT | Safety | Safety Equipment |  | LP | http://www.toronto.ca/TWONTO#life_ring |  | Life Preserver, Ring Type Floating Device, Final Tanks
124898 | 7340 | THC-ELS-MCC-2701B | Control Panel,MCC,Maintenance Building | THC-ELS-PS-0001 | Control Panel,MCC | Motor Control Centre |  | MCC | http://www.toronto.ca/TWONTO#LV_electrical_panel |  | Primary Power Equipment
146246 | 46015 | WTR-PSA-ZS-0002 | Position Switch, open/close | WTR-PSA-AUX | Switch,Position | Switch |  | ZS | http://www.toronto.ca/TWONTO#position_switch |  | Auxiliary Equipment (Building Facilities)
76491 | 36019 | THR-DIG-RPU-0019A | Remote Processor Unit, Digester 1-6 Mezzanine | THR-DIG-RPU | RPU | Remote Processor Unit |  | RPU | http://www.toronto.ca/TWONTO#RPU_panel |  | RPU, UPS, Digester
89878 | 30401 | YCS-STORE | Computer Storage Location | YCS-EUS | [6 empty] | Production & End User Support
54011 | 74140 | TAB-SPC-CAB-3200 | Communication Cabinet | TAB-STR-RPU | SCADA | Communications Equipment |  | CAB | http://www.toronto.ca/TWONTO#network_panel |  | Aeration Gallery - RPUs
55757 | 70866 | TAB-WA5-LDR-6606 | Ladder,Nylon, Featherlite | TAB-WA5-SQ | PPE | Lifting Device |  | LDR | http://www.toronto.ca/TWONTO#portable_ladder |  | WA5 Safety Equipment
40361 | 93722 | TAB-ACC-FSL-0111 | Switch,Flow,Low,Water Distribution Pump-1, Primary Loop | TAB-ACC-P-0111 | Switch,Flow | Switch |  | FSL | http://www.toronto.ca/TWONTO#flow_switch |  | Pump #1, Distribution, PM-1, Primary Loop, Z Bldg, 1st Flr (formerly KX6005A)
13836 | 75167 | COL-PGA-JIT-0002 | Meter, Power Indicating Transmitter, Main Power | COL-PGA-MISC | Meter |  |  | JIT |  |  | Miscellaneous Equipment
34174 | 27490 | COL-YKP-DA-1697335S | Davit Mast-1697335 | COL-W-OBSOLETE | Safety | Safety Equipment | 46002 | DA | davit_base |  | Col West Obsolete Entities
78997 | 73840 | THR-SQ-FAK-ELEC | First Aid Kit, Electrical Shop | THR-SQ-FAK-WA2 | Safety | Safety Equipment |  |  | http://www.toronto.ca/TWONTO#first_aid_kit |  | First Aid Kit, Work Area 2
73794 | 72434 | THR-ELS-LSH-0014 | Switch,Level-High,Basement North-East Wall,Basement Flood Alarm | THR-ELS-MAINSUB |  | Switch |  | LSH | http://www.toronto.ca/TWONTO#level_switch |  | Electrical Equipment at the Main Substation
4080 | 60285 | COL-PCU-LSH-0105 | Switch,Level, High Flood Alarm , Wet Well #1 | COL-PCU-WEL-0100 | Switch,Level-High-High | Switch |  | LSH | http://www.toronto.ca/TWONTO#level_switch |  | Well, Wet Well #1, Cumber PS
58392 | 3157 | THC-ACC-CU-0441 | H.V.A.C.,Air Conditioning Condensor Unit,Electrical Room,Building UU | THC-ACC-BLDG U | H.V.A.C.,Air Conditioner | HVAC |  | CU | http://www.toronto.ca/TWONTO#AC_condenser_unit |  | New Digesters Building HVAC
26831 | 26804 | FHO-TRW-PSL-0003 | Switch, Low Pressure, Air Supply Header, Surge Protection System, Surge Bldg, S2, Compressore Rm, E | FHO-TRW- SURGE | Switch,Pressure-Low | Switch |  | PSL | http://www.toronto.ca/TWONTO#pressure_switch |  | Surge Protection System
146402 | 38017 | WTR-PSC-PSH-0001 | Switch, Pressure-High, Water to District 3E | WTR-PSC-TRW | Switch,Pressure-High | Switch |  | PSH | http://www.toronto.ca/TWONTO#pressure_switch |  | Treated Water (Transmission)
120395 | 75168 | THC-ACC-DM-0059 | Damper, Motorized, Exhaust FN-0059, Admin Building, Ground Floor, Lunch Room 141 | THC-ACC-BLDG K |  | HVAC |  | DM | http://www.toronto.ca/TWONTO#air_damper |  | Administration Building, HVAC
119226 | 70126 | TAB-SUMP-P | WA7 Portable Sump Pumps | TAB-MCS | [6 empty] | Mechanical & Machine Shop, Overhead Doors & Sump Pumps
106059 | 8751 | TAB-ACC-CT-1440 | Control Panel, Zone Controller | TAB-ACC-VAV-1440 | Control Panel,HVAC | HVAC |  | CT | http://www.toronto.ca/TWONTO#thermostat_or_zone_controller_unit |  | Heater, Hot Water Reheat Coil, Variable air
42842 | 55815 | TAB-AUX-LSHH-5107 | Switch, Level High-High, Auxiliary Bldg, East 'M' Tunnel Entrance | TAB-AUX-P-5107 |  | Switch |  | LSHH | http://www.toronto.ca/TWONTO#level_switch |  | Pump, Storm Sump
125884 | 4748 | THC-GRK-VEH-378069 | Vehicle, Personal Carrier, Gator(T/S) (WA3 mech) | THC-SUSPENDED | Vehicle,Unlicensed | Vehicle | 34875 | VEH | http://www.toronto.ca/TWONTO#golf_cart
4629 | 25801 | COL-PHA-V-0203 | Valve | COL-PHA-P-0200 |  |  |  | V |  |  | Pump
38991 | 79675 | SWM-PWD-CP-0003 | Control Panel, Diesel Engine Alarm Control Panel | SWM-PWD-MISC | Control Panel |  |  | CP |  |  | Miscellaneous Equipment
70455 | 17947 | THR-CW-SQ-1P | Portable, (Bottled) Eyewash Station, Engine Room Bstmt. | THR-SQ-PEWS-WA2 | Safety,Eye wash | Safety Equipment | 33002 | SQ | eye_wash_bottle |  | Portable, (Bottled) Eye Wash Station, Work Area 2
122914 | 38792 | THC-DEW-T-0100 | Tank,Sludge Storage,Sludge Storage Building | THC-DEW-HOLD TANK | Tank | Tank |  | T | http://www.toronto.ca/TWONTO#storage_tank |  | Dewatering-Sludge Holding Tanks
25228 | 13061 | COL-PSL-LSLL-0101 | Switch, Level Low-Low | COL-PSL-MISC | Switch,Level |  |  | LSLL |  |  | Miscellaneous Equipment
146869 | 3986 | WTR-REL-LSHH-0402 | Switch, Level-High-High, Pump 0401 | WTR-REL-P-0401 | Switch,Level-High-High | Switch |  | LSHH | http://www.toronto.ca/TWONTO#level_switch |  | Pump, Sump, Centrifugal
147577 | 65209 | YDE-GRD | Grounds | YDE |  | Grounds |  |  | space |  | Dee Avenue Yard
138767 | 74430 | THR-SES-SQ-3508 | Harness, Full Body, PPE Wayne Johnston (Suspended) | THR-S-E | Safety | Safety Equipment | 34918 | SQ | http://www.toronto.ca/TWONTO#fall_arrest_harness |  | SUSPENDED ENTITY
128953 | 80704 | THC-STR-PSL-5245 | Switch, Inlet, Pressure-Low,,Pump 5240, Secondary Clarifiers 0500&0600 - Old Section | THC-STR-P-5240 | Switch,Pressure-Low | Switch |  | PSL | http://www.toronto.ca/TWONTO#pressure_switch |  | Pump, Tank 0500-0600, Secondary Clarifier, RAS/WAS
119967 | 11159 | TAB-WA4-SQ-3432 | Fall Limiter - MFL-1127/6FT | TAB-WA4-SQ-0010 | PPE,Lanyard | Safety Equipment |  | SQ | http://www.toronto.ca/TWONTO#fall_restricting_system |  | WA4 Fall arrest systems
50195 | 67157 | TAB-PLT-T-0901 | Tank, Grit | TAB-PLT-T | Tank | Tank | 35823 | T | http://www.toronto.ca/TWONTO#sedimentation_tank |  | P Building - Grit Tanks 1-12 & Hoppers 1 - 6
105850 | 88508 | TAB-ACC-AC-1303 | Conditioner, Air, Heater,North SubStation | TAB-ACC-AHU-TRL | H.V.A.C.,Air Conditioner | HVAC |  | AC | http://www.toronto.ca/TWONTO#air_condition |  | AHUs/Supply Fans - Consultant Trailer
146245 | 37077 | WTR-PSA-YAN-0002 | Alarm, Horn | WTR-PSA-AUX |  |  |  | YAN |  |  | Auxiliary Equipment (Building Facilities)
120129 | 86274 | TAB-WA7-SQ-2574 | WA7 Fall Arrest Equipment - Body Harness ( Sr. No: 42574 ) | TAB-SES-SQ | PPE | Safety Equipment |  | SQ | http://www.toronto.ca/TWONTO#fall_arrest_harness |  | WA7 Safety Equipment
34575 | 72328 | MAIN-238 | Main 238 | WTR-MT1 | [6 empty] | Work Area 1 EAST Mains and Chambers
25574 | 34436 | FHO-SBS-T-0201 | Tank, Sodium Bishulphite, S4 Level, SBS Room, N/E | FHO-SBS | Tank | Tank |  | T | http://www.toronto.ca/TWONTO#chemical_storage_tank |  | Ozone Quenching
75098 | 38254 | THR-FT-PSH-3640 | Switch, Pressure-High, Discharge, Pump 3640, Secondary Treatment, Scum Pumping - North | THR-FT-P-3640 | Switch,Pressure-High | Switch |  | PSH | http://www.toronto.ca/TWONTO#pressure_switch |  | Pump, Rotary Vane, Scum Tank 3600, System 9, Scum Pumping
50234 | 17092 | TAB-PLT-SP-0500 | Sampler, Raw Sewage, D Bldg | TAB-PLT-G-D | Sampler | Sampler |  | SP | http://www.toronto.ca/TWONTO#auto_sampler |  | D Building - Conduits 6-11
65245 | 60553 | THC-ELS-MCC-1502 | Motor Control Centre,Incineration Essential Power,Biosolids Building | THC-ELS-PS-0001-M | Control Panel,MCC | Motor Control Centre |  | MCC | http://www.toronto.ca/TWONTO#LV_electrical_panel |  | Primary Power Equipment, Building M
79964 | 7954 | THR-WA3-LD-0017 | Sling, Nylon, Work Area 3 ( 1" X 3') | THR-LD-NYLN-WA3 | Lifting Device,Sling | Lifting Device |  | LD | synthetic_web_sling |  | Slings, Nylon, Work Area 3
146785 | 94883 | WTR-RDF-TSL-0001 | Switch, Temperature-Low, (Building) | WTR-RDF-AUX | Switch,Temperature-Low | Switch |  | TSL | http://www.toronto.ca/TWONTO#temperature_switch |  | Auxiliary Equipment (Building Facilities)
122800 | 56012 | THC-DEW-RPU-2301 | Remote Processing Unit,Dewatering,3rd Floor,Biosolids Building West | THC-DEW-RPU |  | Remote Processor Unit |  | RPU | http://www.toronto.ca/TWONTO#RPU_panel |  | Incineration RPUs
91375 | 12850 | FHO-DOZ-T-5004 | Tank, Air Separator, Closed Loop Cooling Water,Ozone Bldg,L1,Ozone Equipment Room,Cooling Water Skid | FHO-DOZ-CL-CW | Tank | Tank |  | T | air_seperator |  | CLOSED LOOP COOLING WATER SYSTEM
292 | 63760 | 378322SUS | Kubota- 1100 Series - WA7 | TAB-GRK-VEH | Vehicle,Unlicensed | Vehicle |  |  | http://www.toronto.ca/TWONTO#golf_cart
90019 | 15743 | YTF-CW-T-0002 | Tank, Domestic Hot Water, RN131, City Water Heaters and Pumps | YTF-CW | Tank,Domestic Hot Water | Tank |  | T | http://www.toronto.ca/TWONTO#tanked_hot_water_heater |  | City Water
66358 | 80610 | THC-SES-MEQ-Q1168827 | FALL ARREST- HARNESS (insp Liftsafe)- Not assigned | THC-MCS-LD | PPE | Lifting Device |  |  | http://www.toronto.ca/TWONTO#fall_arrest_harness |  | Mechanical Services, Lifting Device
55656 | 31383 | TAB-WA3-SQ-1254 | Lanyard 6 Ft - Su Huang | TAB-DEW-SQ-0010 | PPE,Lanyard | Safety Equipment |  | SQ | lifeline |  | WA3 Fall arrest systems portable cranes/hoists, come alongs, slings, wire rope, chains, electrical equipment etc.,
68619 | 23985 | FHO-ACC-F-1103 | Filter, AHU-1101 Air Inlet, Clarifier Building, S2, Main Foyer | FHO-ACC-AHU-1101 |  | Filter |  | F | http://www.toronto.ca/TWONTO#replaceable_air_filter |  | Air Handling Unit, Clarifier Building, S4, larifier Gallery
101756 | 94186 | MAIN-380 | Main 380 | WTR-LWA | [6 empty] | Work Area 2 Central Mains and Chambers
101539 | 19155 | MAIN-111 | Main 111 | WTR-LWA | [6 empty] | Work Area 2 Central Mains and Chambers
76684 | 15962 | FHO-ELS-LP-0823 | Lighting Panel, 120/208V, Flocculation Building, S2, East Gallery, East Wall | FHO-ELS-LTG-2000 |  | Power Distribution Panel |  | LP | http://www.toronto.ca/TWONTO#LV_electrical_panel |  | Lighting, Facility Interior : Plant wide, interior lighting
96330 | 41663 | FIS-CLB-T-0102 | Tank, Expansion, Cl2 Liquid to Evaporator EV-0101, Gaseous Chemical Building,Storage Room | FIS-CLB-EV-0101 |  | Tank |  | T | expansion_tank |  | Evaporator, Post Chlorination Train 1, Gaseous Chemical Building, Storage Room
69548 | 48433 | FHA SERVER ROOM | Communication Switch | FHA-SERVICE BLDG | [6 empty] | Building Location
10301 | 39065 | FCL-ACC-HTR-0037B | Heater, Convection, Electric, 3kW, Gaseous Chemical Building, Ammonia Storage Room W | FCL-ACC-CL |  |  |  | HTR |  |  | Gaseous Chemical Building HVAC Equipment
82863 | 10784 | FHA-SES-SQ-0064 | Prostop AE560C-6 6’ shock absorber lanyard 68903 | FHA-SES |  | Safety Equipment |  | SQ | lifeline |  | Safety & Environmental Services
94813 | 24846 | FHO-SES-SCBA-HARNESS12 | SCBA Harness # 12 | FHO-SES-SQ-0002 | PPE,SCBA | Safety Equipment |  |  | http://www.toronto.ca/TWONTO#fall_arrest_harness |  | Emergency Breathing Apparatus
45328 | 51325 | TAB-DIG-PDSL-0140 | Switch,Pressure Differential, Low ( between Hotwater & Sludge) | TAB-DIG-HE-0148 | Switch,Pressure-Low | Switch |  | PDSL | http://www.toronto.ca/TWONTO#pressure_switch |  | Heat Exchanger #01,
49018 | 8608 | TAB-OCS-DM-6621 | Damper, Actuated, Booster Fan FN-6620, Suction, Biofilter Area, P Bldg. | TAB-OCS-FN-6620 | Damper/Louver | Gas Collection |  | DM | http://www.toronto.ca/TWONTO#air_damper |  | Fan, Booster, Odourous Air from Truck Loading Bay, Biofilter Area, P Bldg.
113708 | 45040 | TAB-ITS-WA3 | Dewater Building Communications Equipment | TAB-DEW-SERVICES | [6 empty] | Dewatering Building Service & Safety Systems
13912 | 81654 | FCL-SPC-RPU-1121A | RPU Panel, Gaseous Chemicals, Chemical Building | FCL_ELS_MISCELLANEOUS | Control Panel | Remote Processor Unit |  | RPU | http://www.toronto.ca/TWONTO#RPU_panel |  | FCL_ELS_MISCELLANEOUS
78952 | 16829 | THR-SES-T-0509 | Tank, Air Cylinder, 4500 PSI | THR-SES-SCBA | Safety | Safety Equipment |  | T | http://www.toronto.ca/TWONTO#compressed_gas_cylinder |  | Self Contained Breathing Apparatus
6758 | 68175 | COL-PPU-TS-0001 | Switch, Transfer | COL-PPU-MISC | Switch |  |  | TS |  |  | Miscellaneous Equipment
41519 | 49121 | TAB-ACC-TSL-1441 | Switch, Temperature-Low, Air Handling Unit,Boiler Room and Basement | TAB-ACC-AHU-1440 | Switch,Temperature-Low | Switch |  | TSL | http://www.toronto.ca/TWONTO#temperature_switch |  | Air Handling Unit, Makeup Air Unit for Admin Area,
5077 | 78633 | COL-PKP-SW-0003 | Switch, Transformer | COL-PKP | Switch | Switch |  | SW | http://www.toronto.ca/TWONTO#disconnect_switch |  | Kennedy Park Sewage Pumping Station
64875 | 90698 | THC-PRM-T-0300 | Tank, Primary Clarifier | THC-PRM-CLAR | Tank | Tank |  | T | http://www.toronto.ca/TWONTO#clarifier |  | Primary Clarification
102968 | 99564 | MTMH183 | SUNRISE STM | TRK-DON | [6 empty] | DON DRAINAGE AREA
90721 | 91721 | FHO-CL-T-0201-SU | Tank, Caustic Soda Storage | FHO-SM-SB-0001-KQ | Tank,Reservoir | Tank | 32924 | T | http://www.toronto.ca/TWONTO#chemical_storage_tank |  | Scrubber
119643 | 26693 | TAB-WA1-SQ-1048 | Sling | TAB-WA1-SQ-1000 | Lifting Device,Sling | Lifting Device |  | SQ | http://www.toronto.ca/TWONTO#fall_protection_sling |  | WA1 Lifting Devices and Slings
10320 | 37361 | FCL-ACC-HTR-0118 | Heater, (CH-16) Convention, Electric, 3kW, Low Lift Building, Pump Room Stairwell E | FCL-ACC-P-LL |  |  |  | HTR |  |  | Low Lift Pumping Station HVAC Equipment
26356 | 8010 | COL-YKP-VEH-080118 | Vehicle, Truck #080118 (2022 FORD F550) | COL-YKP | Vehicle,Licensed | Vehicle |  | VEH | http://www.toronto.ca/TWONTO#pickup_truck
79166 | 64353 | THR-ELS-MCC-3801 | Motor Control Centre (MCC), Plant Water Pump Station | THR-ELS-FPW | Control Panel,MCC | Motor Control Centre |  | MCC | http://www.toronto.ca/TWONTO#LV_electrical_panel |  | Electrical System, Filtered Plant Water Building
98658 | 57646 | FIS-VEH | Vehicles & Mobile Equipment | FIS-MCS |  | Vehicle |  |  | http://www.toronto.ca/TWONTO#collection_of_assets
31244 | 62558 | FPP-AM-T-0001 | Aqua Ammonia Tank | FHA-FPP | Tank | Tank |  | T | http://www.toronto.ca/TWONTO#chemical_storage_tank |  | Harris Filtration Pilot Plant
87080 | 47572 | WTR-PMI-LSHH-0902 | Switch, Level-High, Sump Pump, South Lower Level Gallery, | WTR-PMI-AUX | Switch,Level-High | Switch |  | LSHH | http://www.toronto.ca/TWONTO#level_switch |  | Auxiliary Equipment (Building Facilities)
89645 | 82639 | WTR-RST-ZS-0002 | Switch, Position,Door Security | WTR-RST-AUX | Switch,Position | Switch |  | ZS | http://www.toronto.ca/TWONTO#position_switch |  | Auxiliary Equipment (Building Facilities)
144207 | 20146 | WTR-PHL-T-0004-SUS | SCBA 3000 psi Bottle, ARAP | WTR-SUSPENDED | Tank | Safety Equipment | 47437 | T | http://www.toronto.ca/TWONTO#compressed_gas_cylinder |  | Suspended Obsolete entity for storage purpose
60305 | 11197 | THC-ACC-V-6021 | Valve, Butterfly, Manual, Hot Water, P-6001, Lower Level 2 Blower Room, Headworks | THC-ACC-P-6001 | Valve | HVAC |  | V | http://www.toronto.ca/TWONTO#valve |  | Pump, Hot Water System, Lower Level 2 operating gallery
114798 | 23072 | TAB-PLT-PSL-0471 | Switch, Pressure Low, Grit Slurry, Hydrocyclone CYC-0470 Inlet, Grit Handling Area, P Bldg. | TAB-PLT-CYC-0470 | Switch,Pressure-Low | Switch |  | PSL | http://www.toronto.ca/TWONTO#pressure_switch |  | Hydrocyclone, Grit Handling Area, P Bldg.
25458 | 36832 | COL-PSM-HTR-0004 | Heater, Convention | COL-PSM | Heater |  |  | HTR |  |  | Simcoe St Sewage Pumping Station
59659 | 5415 | THC-ACC-TSL-0016 | Switch, Temperature, Ice in Slab, Snow Melting System, Zone #6 | THC-ACC-CT-0126 |  | HVAC |  | TSL | http://www.toronto.ca/TWONTO#temperature_switch |  | Controller, MAN-0016, Admin Building, Snow Melting, Zone #6
131671 | 24920 | THR-CG-F-1201 | Filter, Gas, Engine Gas Valve Train, Engine Fuel System, Engine-Gen 1201 | THR-CG-ENG-1201 |  | Filter |  | F | http://www.toronto.ca/TWONTO#replaceable_oil_or_fuel_filter |  | Engine, Generator NT1788901, Engine Room, Engine-Generator & Heat Recovery System
50013 | 70341 | FCL-ELS-MCC-0621-SUS | Control Panel, MCC, Emergency Panel Diesel Back-up, Electrical Switchgear Room | FCL-SUSPENDED | Control Panel,MCC | Motor Control Center | 36543 | MCC | http://www.toronto.ca/TWONTO#LV_electrical_panel |  | Suspended entity
128004 | 28404 | THC-PRM-ZSH-1171 | Switch, Position High, Cylinder Extend, Valve 1171A | THC-PRM-V-1171A | Switch,Position-High | Switch |  | ZSH | http://www.toronto.ca/TWONTO#position_switch |  | Valve, Knife Gate, Primary Sludge Pump (P-1170) Inlet Isolation, NW Plant
42963 | 86079 | TAB-CAP-PRJ-0005 | P-Building Upgrades | TAB-PRM-STRC-P |  |  |  | PRJ |  |  | P Building - Drains, Plumbing, Walls
4015 | 18812 | COL-PCU-DRV-0200 | Drive, Variable Speed Elec, Discharge Pump #2 | COL-PCU-P-0100 | Drive,Variable Speed Electrical | Drive mechanism |  | DRV | http://www.toronto.ca/TWONTO#VSD |  | Pump, Centrifugal, Discharge Pump #1, Pump Floor
6399 | 11080 | COL-PMY-HTR-0002 | Heater, Unit | COL-PMY | Heater |  |  | HTR |  |  | Maryport Sewage Pumping Station
51191 | 5364 | FCL-WWW-DR-0100 | Door, Overhead Centrifuge building Sludge bin Area South | FCL-GRK-DR | Door,Overhead | Door |  | DR | http://www.toronto.ca/TWONTO#roll_up_door
27662 | 52890 | FIS-ELS-MCC-0200 | MCC,600 V,Workshop Building,Mezzanine,West | FIS-ELS | Control Panel,MCC | Motor Control Centre |  | MCC | http://www.toronto.ca/TWONTO#LV_electrical_panel |  | System, Electrical Distribution System
139096 | 41785 | THR-THK-P-SUMP | Sump Pumps | THR-THK | [6 empty] | Sludge Thickening
43991 | 27581 | TAB-DEW-PS-0731 | Power Pack, Hydraulic, DWS Pump#0731 | TAB-DEW-P-0731 | Power Pack,Hydraulic | Hydraulic System |  | PS | http://www.toronto.ca/TWONTO#hydraulic_power_pack |  | Pump, Sludge Cake Transfer, Baby Schwing #7, Dewater. Bldg, 2/F NE
82862 | 54056 | FHA-SES-SQ-0063 | DBI SALA 6’ shock absorber lanyard ser E00401007EDD862D | FHA-SES |  | Safety Equipment |  | SQ | lifeline |  | Safety & Environmental Services
51959 | 89929 | FCL-DEW-V-0016 | Valve, Gate, Drain, Pre-Treatment Mud Valve, Sedimentation Tank Dewatering Pit | FCL-DEW |  |  |  | V |  |  | Dewatering
8805 | 36409 | DX6666A | Conditioner, Air, Dig 19-22, Roof | TAB-ACC-CI | H.V.A.C.,Air Conditioner | HVAC |  |  | http://www.toronto.ca/TWONTO#air_condition |  | Chiller and Air Coolers
70952 | 71269 | FHA-AUX-ANL-0018 | Druck Pressure calibrator SER# 61001407 | FHA-AUX-LAB | Analyzer,Chlorine | Test Equipment |  | ANL | pressure_calibrator |  | Laboratory and Portable Testing Equipment
105587 | 46670 | SWM-PET-LSH-0103 | Switch, Level-High | SWM-PET | Switch,Level |  |  | LSH |  |  | Eglinton - Bellamy Storm Pumping Station
41254 | 84561 | TAB-ACC-T-3604 | TANK, ELECTRIC HOT WATER, TEMPERATURE CONTROL, BASEMENT ADMIN BUILDING | TAB-ADM-STRC | Tank | Tank |  | T | http://www.toronto.ca/TWONTO#tanked_hot_water_heater |  | Old Admin Building - General
97352 | 21990 | FIS-GRK-VEH-0102 | Passenger Van FORD | FIS-VEH | Vehicle,Licensed | Vehicle |  | VEH | http://www.toronto.ca/TWONTO#passenger_vehicle
18222 | 84026 | FHA-SES-FAK-0511 | FHA-SES-B KIT-1 - Emergency Kit Chlorine | FHA-SES-SM |  | Safety Equipment |  | FAK | emergency_kit |  | Spill /Waste Management
114070 | 96397 | TAB-OCS-RPU-1209 | RPU | TAB-SPC-COM-3900 | RPU | Remote Processor Unit |  | RPU | http://www.toronto.ca/TWONTO#RPU_panel |  | Communication Unit, Bio-Solid Loading Bay, Mezzanine
27624 | 65501 | COL-PTD-LSHH-0104 | Switch, Level High-High | COL-PTD-MISC | Switch,Level |  |  | LSHH |  |  | Miscellaneous Equipment
36014 | 40214 | MTMH184 | RUSCICA STM | TRK-DON | [6 empty] | DON DRAINAGE AREA
124867 | 93828 | THC-ELS-MCC-1001 | MCC, Access Building T15B, Phase I Primary | THC-ELS-PS-0001-H | Control Panel,MCC | Motor Control Centre |  | MCC | http://www.toronto.ca/TWONTO#LV_electrical_panel |  | Primary Power Equipment, Building H
75110 | 803 | THR-FT-PSL-2174 | Switch, Pressure-Low, Pump 2174, Secondary Treatment, RAS Pumping - South | THR-FT-P-2174S | Switch,Pressure-Low | Switch |  | PSL | http://www.toronto.ca/TWONTO#pressure_switch |  | Pump, Centrifugal, Secondary Treatment, RAS Pumping,Tunnel 20,- South
118870 | 12778 | TAB-STR-STRC-AT | Aeration Tanks - Safety, Drains, Plumbing & PA System | TAB-AER | [6 empty] | Aeration Gallery
26243 | 81683 | FHO-GRK-DR-1091L | Door, (FD-1-91), Fire Rated, Chemical Building, L1, Fluoride Dilution Tank, East | FHO-GRK-FEQ-0001 | Fire Prevention,Door | Door |  | DR | http://www.toronto.ca/TWONTO#fire_rated_door
58553 | 71477 | THC-ACC-DM-0910 | Damper, AHU-0910, Dechlorination Building | THC-ACC-AHU-0910 |  | HVAC |  | DM | http://www.toronto.ca/TWONTO#air_damper |  | Air Handling Unit, Dechlorination Building
113518 | 18110 | TAB-GRK-VEH-043280 | Truck, Dodge Ram 1500 | TAB-GRK-VEH1 | Vehicle,Licensed | Vehicle |  | VEH | http://www.toronto.ca/TWONTO#pickup_truck
120732 | 7281 | THC-ACC-FN-0583 | Fan,Centrifugal,Temporary Centrifuge Room, 3rd Floor,Biosolids Building East | THC-ACC-BLDG M | Fan,Centrifugal | HVAC |  | FN | http://www.toronto.ca/TWONTO#blower_or_fan_with_drive |  | Incineration Building, HVAC
125249 | 23525 | THC-ELS-SQ-8499887 | Electrical Safety gloves, High Voltage, Class 1, # 8499887 | THC-SES-SQ | PPE,Insulated Glove | Safety Equipment |  | SQ | http://www.toronto.ca/TWONTO#rubber_insulating_gloves |  | Safety Equipment
9052 | 44465 | COL-YKP-VEH-0019 | Vehicle, Truck #112521 (FORD TRANSIT250) | COL-YKP | Vehicle,Licensed | Vehicle |  | VEH | http://www.toronto.ca/TWONTO#pickup_truck
85229 | 49119 | WTR-PEL-TSL-0401 | Switch, Temperature-Low, Fan 0401 | WTR-PEL-FN-0401 | Switch,Temperature-Low | Switch |  | TSL | http://www.toronto.ca/TWONTO#temperature_switch |  | Fan, Supply, Air, Pump 0400
14726 | 80150 | FCL-SES-LTX-0090-SUS | Exit Light, 90, Gaseous Building, 1st Floor, Fluoride Room Exit | FCL-SUSPENDED |  |  | 46597 | LTX |  |  | Suspended entity
125897 | 86048 | THC-GRK-VEH-378317 | Vehicle, Personal Carrier, 2019 Kubota RTV (WA3) | THC-GRK-VEHICLES | Vehicle,Unlicensed | Vehicle | 38021 | VEH | http://www.toronto.ca/TWONTO#golf_cart
14182 | 30227 | COL-PGB-PIP-0001 | Piping | COL-PGB-MISC | Pump |  |  | PIP |  |  | Miscellaneous Equipment
59238 | 3432 | THC-ACC-HTR-6401 | Heater, Heating Coil, Glycol, 2nd Floor Mech Room #1, Headworks | THC-ACC-AHU-6400 | Heater | HVAC |  | HTR | heating_coil |  | Air Handling Unit, Screen Room/Conveyor Areas, 2nd Floor Mech Room #1, Headworks
43060 | 32691 | FCL-ACC-DM-0903 | Damper, Motorized, AHU-0903, RMF Centrifuge Building | FCL-ACC-AHU-0903-SUS |  |  |  | DM |  |  | Air Handling Unit, Centrifuge Building, HVAC Room North
101556 | 51838 | MAIN-134 | Main 134 | WTR-MT1 | [6 empty] | Work Area 1 EAST Mains and Chambers
26160 | 41880 | FHO-GRK-DR-1059L | Door, (FD-1-59), Fire Rated, Ozone Building, L1, MCC Room West | FHO-GRK-FEQ-0001 | Fire Prevention,Door | Door |  | DR | http://www.toronto.ca/TWONTO#fire_rated_door
144195 | 61267 | WTR-PHL-SQ-0004 | Eye Wash Station | WTR-PHL-AUX | PPE,Eyewash Station | Safety Equipment |  | SQ | http://www.toronto.ca/TWONTO#emergency_eyewash |  | Auxiliary Equipment (Building Facilities)
79121 | 34385 | THR-ELS-MCC-0501S | Control Panel, MCC 0501, Odour Control MCC-0501 & 0502 (MCC OD) | THR-ELS-OCS | Control Panel,MCC | Motor Control Centre | 39091 | MCC | http://www.toronto.ca/TWONTO#LV_electrical_panel |  | Electrical System, Odour Control System
28089 | 73222 | FIS-FLT-F-0200 | Filter, Settled Water, Filter Building, Filter Gallery | FIS-FLT | Filter | Filter |  | F | http://www.toronto.ca/TWONTO#filtration_tank |  | Filtration
26856 | 29926 | FHO-TRW-T-0007 | Tank, Surge, District 1E-B, Surge Building, S4, Tank Room | FHO-TRW | Tank | Tank |  | T | http://www.toronto.ca/TWONTO#pumping_surge_suppression_tank |  | Treated Water System
81942 | 90347 | VP2040 | Detector, Gas | TAB-ELS-AM | Sensor,Gas | Safety Equipment |  |  | http://www.toronto.ca/TWONTO#portable_gas_detector |  | WA8 Safety Equipment Gas Detectors, Plant Wide
67766 | 90376 | THR-ACC-FSL-0002 | Switch, Flow-Low, P-0201B | THR-ACC-P-0201B | Switch,Flow-Low | Switch |  | FSL | http://www.toronto.ca/TWONTO#flow_switch |  | Pump, Centrifugal, Glycol Heating Supply to AHU-0001
50192 | 70509 | TAB-PLT-T-0600 | Tank, Reservoir, Grit Removal, Grit Bldg., P Bldg. | TAB-PLT-T | Tank,Reservoir | Tank |  | T | http://www.toronto.ca/TWONTO#sedimentation_tank |  | P Building - Grit Tanks 1-12 & Hoppers 1 - 6
6717 | 77562 | COL-POM-SW-0001 | Switch, Main Power | COL-POM | Switch | Switch |  | SW | http://www.toronto.ca/TWONTO#disconnect_switch |  | Old Mill Sewage Pumping Station
11141 | 5686 | COL-PBR-WEL-0200 | Well | COL-PBR-MISC |  |  |  | WEL |  |  | Miscellaneous Equipment
59633 | 99642 | THC-ACC-TIT-6501 | Transmitter, Temperature, Mixed O/A & R/A & From Solar Wall, 2nd Floor Mech Room #1, Headworks | THC-ACC-AHU-6500 | Transmitter,Temperature | HVAC |  | TIT | http://www.toronto.ca/TWONTO#temperature_transmitter |  | Air Handling Unit, Pipe Gallery, 2nd Floor Mech Room #1, Headworks
115564 | 92327 | TAB-PRM-RPU-0328 | RPU Panel, Polymer System, Polymer Room, Old Screen Bldg., P Bldg. | TAB-EL1-MCC-6631 | RPU | Remote Processor Unit |  | RPU | http://www.toronto.ca/TWONTO#RPU_panel |  | Control Panel, MCC,Electrical Room,Grit Build,P Building
78934 | 13270 | THR-SES-SQ-9080 | Harness, Full Body, PPE Andrei Klimbovsky | THR-SES-SQ-8406 | Safety | Safety Equipment |  | SQ | http://www.toronto.ca/TWONTO#fall_arrest_harness |  | Lanyard for Harness, PPE for Xu Peng
72295 | 82272 | THR-ACC-AC-0700A | Air Conditioning, Cooling & Fan Unit, HTP Boardroom Ceiling, Admin Bldg. | THR-ACC-CU-0700 | H.V.A.C.,Air Conditioner | HVAC |  | AC | http://www.toronto.ca/TWONTO#air_condition |  | Air Conditioning, Condensing Unit, HTP Boardroom, Admin Bldg. Outside North Wall
11860 | 29617 | FCL-ELS-MCC-1001B-SUS | Control Panel, MCC, Raw Water Low Lift Pumping Station, Electrical Switchgear Room | FCL-SUSPENDED | Control Panel,MCC | Motor Control Center | 36551 | MCC | http://www.toronto.ca/TWONTO#LV_electrical_panel |  | Suspended entity
9169 | 6736 | COL-YKP-FAK-0013S | First Aid Kit, Truck #064118 (F250) | COL-W-OBSOLETE | Safety,First Aid Kit | Safety Equipment | 41256 | FAK | http://www.toronto.ca/TWONTO#first_aid_kit |  | Col West Obsolete Entities
27193 | 83845 | DOS-YCM-VEH-67082 | 2020 Chevrolet 2500 - Vehicle Unit# 67082 | FAC-YCM-VEH | Vehicle,Licensed | Vehicle |  | VEH | http://www.toronto.ca/TWONTO#pickup_truck
147054 | 1766 | WTR-RMI-T-0400 | Tank, Reservoir (North-West Basin) | WTR-RMI-TRW | Tank,Reservoir | Tank |  | T | http://www.toronto.ca/TWONTO#reservoir_tank |  | Treated Water (Transmission)
108828 | 4576 | TAB-AUX-LSH-5002 | Switch, Level-High, Sanitary, Sump, Auxiliary Systems Building, Sub-Basement | TAB-AUX-P-5113 | Switch,Level-High | Switch |  | LSH | http://www.toronto.ca/TWONTO#level_switch |  | Pump, Submersible, Sanitary, Auxiliary Systems Building, Sub-Basement
64105 | 44294 | THC-PRM-CLR-1030SUSP | Bridge Drive Mechanism, Tank 1000, Primary Clarifier | THC-PRM-T-1000 | Collector,Bridge | Drive mechanism | 43019 | CLR | http://www.toronto.ca/TWONTO#travelling_bridge_collector |  | Tank, Primary Clarifier
119900 | 39802 | TAB-WA3-SQ-AR3C | Lanyard 4' - Francisco Das Chagas | TAB-DEW-SQ-0010 | PPE,Lanyard | Safety Equipment |  |  | lifeline |  | WA3 Fall arrest systems portable cranes/hoists, come alongs, slings, wire rope, chains, electrical equipment etc.,
26746 | 41566 | FHO-TRW-LSH-0002 | Switch, Level, High, Surge Tank T-0002, Surge Building, S4, Tank Room | FHO-TRW-T-0002-KQ | Switch,Level-High | Switch |  | LSH | http://www.toronto.ca/TWONTO#level_switch |  | Surge Tank 2
32191 | 78209 | COL-RBG-LP-0002 | Control Panel, Power Dist. | COL-RBG-MISC | Control Panel |  |  | LP |  |  | Miscellaneous Equipment
119779 | 77259 | TAB-WA2-SQ-1097 | Lanyard 6' Jackie Whyte | TAB-WA2-SQ-0001 | PPE,Harness | Safety Equipment |  | SQ | lifeline |  | Fall Arrest System , Tripod and SRL
129580 | 58556 | THR-ACC-AC-1010 | Air Conditioner, Bridge Kiosk Primary Tank10 | THR-ACC-PRM | H.V.A.C.,Air Conditioner | HVAC |  | AC | http://www.toronto.ca/TWONTO#air_condition |  | Heating, Ventilation and Air Conditioning, Primaries
88335 | 61630 | WTR-PSC-TRW | Treated Water (Transmission) | WTR-PSC | [6 empty] | Scarborough Pumping Station
94776 | 4002 | FHO-SES-SCBA-0025 | Cylinder, SCBA, Air Pack, 2216 PSI, Ser #OJ-254921 | FHO-SES-SQ-0003 | PPE,SCBA | Safety Equipment |  | SCBA | http://www.toronto.ca/TWONTO#compressed_gas_cylinder |  | Breathing Air Tanks
124759 | 77301 | THC-ELS-LP-1308 | Panel,Lighting,Ground Floor,Thickening Building | THC-ELS-MCC-1304 | Control Panel,Lighting | Power Distribution Panel |  | LP | http://www.toronto.ca/TWONTO#LV_electrical_panel |  | Motor Control Centre,Thickening Building
55815 | 43868 | TAB-WA6-SQ-2387 | Harness | TAB-WA6-SQ-0001 | PPE | Safety Equipment |  | SQ | http://www.toronto.ca/TWONTO#fall_arrest_harness |  | Fall Arrest System
65689 | 20881 | FCL-SPC-COM-1103 | Termination Panel, Gaseous Chemical Building, Electrical Equipment Room | FCL-CHEM BLDG |  |  |  | COM |  |  | Building Location
120834 | 83706 | THC-ACC-HTR-0106 | Duct Heater,Pressurization System,Access Building No.3,Phase 4, bldg.O | THC-ACC-BLDG O | Air Handling Unit | HVAC |  | HTR | http://www.toronto.ca/TWONTO#heater |  | Phase IV , Building O HVAC
48191 | 15898 | TAB-ELS-SQ-1017 | PPE Cabinet with PPE- Old Grit Bldg Blower | TAB-ELS-ESQ | PPE | Safety Equipment |  | SQ | ppe_cabinet |  | Electrical Safety Equipment
140886 | 43514 | TRK-HCK | HIGHLAND CREEK DRAINAGE AREA | TRK | [6 empty] | DOS - TRUNK SEWER SYSTEM
47999 | 85443 | TAB-EL3-MCC-6325 | Motor Control Centre, Gas Compressor Bldg | TAB-EL3-PDP-6011 | Control Panel,MCC | Motor Control Centre |  | MCC | http://www.toronto.ca/TWONTO#LV_electrical_panel |  | Power distribution Panel, 600V
119939 | 41621 | TAB-WA4-SQ-1221 | Sling, Nylon, Sling Tech EE2-902-T3, 8 Ft. | TAB-WA4-SQ-0010 |  | Lifting Device |  | SQ | synthetic_web_sling |  | WA4 Fall arrest systems
19521 | 39105 | FHO EUS CONTROL ROOM | Computer Location | FHO-ADMIN-BLDG | [6 empty] | Building Location
74345 | 27095 | THR-AER-RPU-0020 | Remote Processor Unit, North Aeration, Blower 1611 (172.22.37.168) | THR-AER-BL-1611 | RPU | Remote Processor Unit |  | RPU | http://www.toronto.ca/TWONTO#RPU_panel |  | Blower, Centrifugal, Secondary Treatment, Aeration Blower System - HPBB
120665 | 68842 | THC-ACC-FN-0186 | Fan,Centrifugal,Boiler Building,North Zone 2 | THC-ACC-BLDG E | Fan | HVAC |  | FN | http://www.toronto.ca/TWONTO#blower_or_fan_with_drive |  | Boiler House, HVAC
78998 | 13191 | THR-SQ-FAK-EMS | First Aid Kit, East Maintenance Shop | THR-SQ-FAK-WA4 | Safety | Safety Equipment | 35467 |  | http://www.toronto.ca/TWONTO#first_aid_kit |  | First Aid Kit, Work Area 4
105292 | 73108 | QT0501A | Arc Welding Machine | TAB-MCS-MT | Welding Equipment,Welding Machine | Tool |  |  | welder |  | Machine Shop Mechanical Equipment
39154 | 50874 | TAB-ACC-DM-6581 | Damper, Motorized, Outside Air, AHU-6580, Roof, Workshop Bldg. | TAB-ACC-AHU-6580 | Damper/Louver | HVAC |  | DM | http://www.toronto.ca/TWONTO#air_damper |  | Air Handling Unit, Workshop Roof, P Bldg.
52650 | 85913 | TAB-PWA-F-0437B | Filter, Auto Backwash, Plant Water to Polymer Mixing Tank, No.2 | TAB-PWA-F | Filter | Filter |  | F | media_based_filter |  | Plant Water - Filters and Strainers
58255 | 35779 | FHA-ACC-AC-0361 | FHA-ACC-AC-0011 - Air Conditioner | FHA-MCS-ACC | H.V.A.C.,Air Conditioner | HVAC |  | AC | http://www.toronto.ca/TWONTO#air_condition |  | HVAC
223 | 90786 | {FIS-ELS-PDP} | Asset Group, Power Distribution Cabinets,600 V,Island WTP | FIS-ELS | [6 empty] | System, Electrical Distribution System
114729 | 25143 | TAB-PLT-MSL-0841 | Switch, Motion Low, Screenings Distribution Conveyor CV-0840, Truck Loading Area, P Bldg. | TAB-PLT-CV-0840 | Switch,Motion | Switch |  | MSL | http://www.toronto.ca/TWONTO#motion_sensor_element |  | Conveyor, Reversing, Screenings Distribution, Truck Loading Area, P Bldg.
71758 | 72548 | THR-DIG-SSL-5137A | Switch, Speed-Low, Digester Gas Mixing, Tank 0100, Solids Treatment, Digester Tanks 1-6 | THR-DIG-MX-0100 | Switch,Speed-Low | Switch |  | SSL | http://www.toronto.ca/TWONTO#speed_switch |  | Digester Gas Mixing, Digester Tank 0100
136708 | 56028 | THR-MCS-LD-2004 | Come Along, Work Area 2 | THR-LD-WA2 | Lifting Device,Chain | Lifting Device | 34735 | LD | winch |  | Lifting Devices, Chain Hoist, Come Along & Slings
13957 | 31792 | FCL-SPC-RPU-1124 | RPU Panel, Gaseous Chemical, Gaseous Chemical Building | FCL-ELS-PS-0001 | Control Panel | Remote Processor Unit |  | RPU | http://www.toronto.ca/TWONTO#RPU_panel |  | Uninterruptible Power Supply,High Lift Bldg - Switchgear Room,LP-0001
96398 | 98022 | YTF-ACC-AHU-4501 | Air Handling Unit, UPS Room, HVAC Exhaust Fans and AHU's | YTF-ACC | Air Handling Unit | HVAC |  | AHU | http://www.toronto.ca/TWONTO#air_handler_unit |  | HVAC Equipment
130980 | 26289 | THR-AER-LSL-1115 | Switch, Level-Low, Pump 1115, Secondary Treatment, Aeration - Blower System - South | THR-AER-T-1114 | Switch,Level-Low | Switch |  | LSL | http://www.toronto.ca/TWONTO#level_switch |  | Tank, Reservoir, Auxiliary Oil for Blower 1111, Secondary Treatment, Aeration - Blower System - South
50228 | 28124 | FCL-CW-T-0006 | Tank, Hot Water, Non-Pressurised, Gaseous Chemical Building, Second Floor, Janitor's Room | FCL-GRK | Tank,Non-Pressurized | Tank |  | T | http://www.toronto.ca/TWONTO#tanked_hot_water_heater |  | Buildings and Grounds
71787 | 95952 | THR-DIG-T-5440 | Tank, Reservoir, Auxiliary Oil, Gas Compressor 5440, Digester Mixing System | THR-DIG-C-5440 | Tank,Reservoir | Tank |  | T | http://www.toronto.ca/TWONTO#chemical_storage_tank |  | Compressor, Gas, Mixing System, Digester Tank#3
136725 | 6227 | THR-MCS-LD-5428 | Come Along, Work Area 2 | THR-LD-WA2 | Lifting Device,Chain | Lifting Device | 34737 | LD | winch |  | Lifting Devices, Chain Hoist, Come Along & Slings
59013 | 40469 | THC-ACC-HTR-0211 | Heater, Perimeter. Admin Building | THC-ACC-BLDG K |  | HVAC |  | HTR | http://www.toronto.ca/TWONTO#heater |  | Administration Building, HVAC
47372 | 21367 | TAB-EL1-MCC-6548 | Motor Control Centre ,Z- Bldg | TAB-ELS-WA6 | Control Panel,MCC | Motor Control Centre |  | MCC | http://www.toronto.ca/TWONTO#LV_electrical_panel |  | Panel Boards, MCC, WA6
23632 | 36197 | FHO-FLT-F-0101 | Filter Bed # 1 | FHO-FLT | Tank,Reservoir | Tank |  | F | http://www.toronto.ca/TWONTO#filtration_tank |  | Filtration
117593 | 32597 | TAB-SA-T-1300 | Tank, Air, Receiver, Auxiliary Systems Building, Main Floor | TAB-SA-D-1000 | Tank | Tank |  | T | http://www.toronto.ca/TWONTO#pressure_vessel |  | Dryer, Chemical, Package, Auxiliary Systems Building, Main Floor
34166 | 31515 | COL-YKP-DA-1683824 | Davit Mast - 1683824 | COL-YKP-DA | Safety | Safety Equipment |  | DA | davit_base |  | Davit Arm Assembly
11079 | 36311 | COL-PBP-OIT-0001 | Operator Interface Terminal | COL-PBP | Computer Equipment,Monitor |  |  | OIT |  |  | Baby Point Sewage Pumping Station
112726 | 8728 | TAB-EL1-MCC-6626C | Motor Control Centre 600V - OPS | TAB-PRM-ELQ-OPS | Control Panel,Electrical | Motor Control Centre | 34606 | MCC | http://www.toronto.ca/TWONTO#LV_electrical_panel |  | Old PS Building - Electrical Equipment
18545 | 40756 | FHA-SES-SCBA-0007 | Self Contained Breathing Apparatus BKAD337283 | FHA-SES-SQ-2 | PPE,SCBA | Safety Equipment |  | SCBA | http://www.toronto.ca/TWONTO#self-contained_breathing_apparatus |  | Emergency Breathing Apparatus SCBA
140481 | 65096 | TNT-ELS-LTG | Emergency lighting/Exit lighting | TNT-ELS |  |  | 41265 |  |  |  | Instrument / Electrical
86183 | 2303 | WTR-PJS-LSL-0700 | Switch, Level-Low, (Priming Status Switch), Pump0700 | WTR-PJS-P-0700 | Switch,Level-Low | Switch |  | LSL | http://www.toronto.ca/TWONTO#level_switch |  | Pump, Centrifugal
109724 | 47615 | TAB-DEW-PS-2201 | Power Pack, Hydraulic, DWS Pump#2201 | TAB-DEW-P-2201 | Power Pack,Hydraulic | Hydraulic System |  | PS | http://www.toronto.ca/TWONTO#hydraulic_power_pack |  | Pump, Sludge Cake Transfer, Schwing #6,
112707 | 95141 | TAB-EL1-MCC-6573 | Motor Control Centre, Z Bldg | TAB-ELS-WA6 | Control Panel,MCC | Motor Control Centre |  | MCC | http://www.toronto.ca/TWONTO#LV_electrical_panel |  | Panel Boards, MCC, WA6
58504 | 57290 | THC-ACC-DM-0187 | Damper,Motorized,Exhaust Fan FN-0188,Standby,Boiler Building,North Zones | THC-ACC-FN-0187 | Damper/Louver | HVAC |  | DM | http://www.toronto.ca/TWONTO#air_damper |  | Fan,Centrifugal,Exhuast,Standby,Boiler Building,North Zones
2799 | 88911 | COL-MTI-OIT-1400C | Operator Interface Terminal,Rosedale Valley Control Chamber No.14C, MTI | COL-MTI | Control Panel,Operator | Remote Processor Unit |  | OIT | http://www.toronto.ca/TWONTO#operator_interface_terminal |  | Mid-Toronto Interceptor
55736 | 21104 | TAB-WA4-SQ-6004 | Binder, SDS | TAB-SLO-SES | Safety,MSDS Binder | Safety Equipment |  | SQ | emergency_kit |  | TABWA4 Health and Safety Equipment
139700 | 52208 | TNT-ACC-AC-2009A | Air Conditioner | TNT-ACC-AC | H.V.A.C.,Air Conditioner | HVAC |  | AC | http://www.toronto.ca/TWONTO#air_condition |  | HVAC- Air conditioner and cooling units
105802 | 97853 | SWM-PWD-LSL-0102 | Switch, Level-Low | SWM-PWD | Switch,Level |  |  | LSL |  |  | Warden Storm
33250 | 80750 | COL-SMC-P-0100 | Pump, Stormwater tank | COL-SMC | Pump |  |  | P |  |  | Maclean Detention Tank-storm
3863 | 61159 | COL-PCP-LSH-0103 | Switch, Level-High | COL-PCP-MISC | Switch,Level |  |  | LSH |  |  | Miscellaneous Equipment
9594 | 81886 | DOS-MCS-LD-5900550 | Lifting Device, Fall Arrest Support System, TAGLINE, 310 LBS ANSI, 420 LBS OHSA, 4' | FAC-YCM-SES | Lifting Device,Sling | Safety Equipment |  | LD | lifeline |  | SAFETY & ENVIRONMENTAL SERVICES
94803 | 20969 | FHO-SES-SCBA-0047 | Cylinder, SCBA, Air Pack, 3000 PSI, Ser #LT29069 | FHO-SES-SQ-0001 | PPE,SCBA | Safety Equipment |  | SCBA | http://www.toronto.ca/TWONTO#compressed_gas_cylinder |  | Safety Equipment
110805 | 85261 | TAB-DIG-LSHH-1202 | Switch, Level -High- High, Emergency Overflow, Digester 12 Roof S/W, Digester 9-12 Control Building. | TAB-DIG-T-1200 | Switch,Level-High-High | Switch |  | LSHH | http://www.toronto.ca/TWONTO#level_switch |  | Tank, Digester tank, Digester 12
90719 | 72743 | FHO-CL-T-0101-SU | Tank, Caustic Soda Storage | FHO-OBSOLETE | Tank,Reservoir | Tank | 32923 | T | http://www.toronto.ca/TWONTO#chemical_storage_tank |  | Removed From Service
118166 | 20431 | TAB-SLO-STR-2412 | Strainer, Lub Pump suction | TAB-SLO-P-2412 | Strainer | Filter |  | STR | http://www.toronto.ca/TWONTO#strainer |  | Pump, Sludge Transfer Lube #12
63682 | 27928 | THC-PLT-LSLL-1600 | Switch, Level, Low Low, Sump, Vortex Gallery | THC-PLT-P-1610 | Switch,Level-Low-Low | Switch |  | LSLL | http://www.toronto.ca/TWONTO#level_switch |  | Pump, Sump, Vortex Common Effluent Channel
12251 | 8021 | COL-PCP-LSH-0104 | Switch, Level-High | COL-PCP | Switch,Level |  |  | LSH |  |  | Copeland Pumping Station
52961 | 27173 | TAB-PLT-G-5203 | Gate, Knife Gate, Pneumatic, Screenings Outloading Conveyor 5200, Conveyor Area | TAB-PLT-CV-5200 | Valve,Knife Gate | Gate |  | G | http://www.toronto.ca/TWONTO#valve
3157 | 45407 | COL-MTI-TS-3401 | Transfer Switch, Parkside Control Chamber No.34, MTI | COL-MTI-CH-3400 | Switch | Switch |  | TS | http://www.toronto.ca/TWONTO#transfer_switch |  | Chamber,Parkside St. Control Chamber No.34, MTI
15904 | 13492 | FHA-AM-T-0301-KQ | Tank Location, Ammonia Storage Room | FHA-SUSPENDED |  |  | 33326 | T |  |  | Suspended Obsolete entity for storage purpose
3535 | 67044 | COL-PBR-HTR-0001 | Heater, Electrical Panel | COL-PBR-MISC | Heater |  |  | HTR |  |  | Miscellaneous Equipment
71641 | 58683 | THR-DIG-PSH-2524 | Switch, Pressure-High, Discharge Pump 2524, Digester Tank 0300 | THR-DIG-P-2524 | Switch,Pressure-High | Switch |  | PSH | http://www.toronto.ca/TWONTO#pressure_switch |  | Pump, Centrifugal, Sludge Transfer, Tank 0300
54538 | 76997 | TAB-STR-T-0200 | Aeration Tank 02 | TAB-AER-TANKS |  | Tank |  | T | http://www.toronto.ca/TWONTO#aeration_tank |  | Aeration Tanks
75103 | 52511 | THR-FT-PSH-4403 | Switch, Pressure-High, Pump P-4402 Discharge, RAS Pumping - South | THR-FT-P-4402 | Switch,Pressure-High | Switch |  | PSH | http://www.toronto.ca/TWONTO#pressure_switch |  | Pump, Centrifugal, RAS, RAS Pumping Station - South
88263 | 83907 | WTR-PSC-LTG-0006-SUS | Lighting, Emergency, Scarborough Pumping Station, Dist. 3 Pump Room, By pump 12 | WTR-PSC-AUX | Lighting,Emergency | Safety Equipment | 45411 | LTG | http://www.toronto.ca/TWONTO#lighting_unit |  | Auxiliary Equipment (Building Facilities)
71762 | 3920 | THR-DIG-SSL-5166A | Digester Gas Mixing, Tank 0200, Solids Treatment, Digester Tanks 1-6 | THR-DIG-MX-0200 | Switch,Speed-Low | Switch |  | SSL | http://www.toronto.ca/TWONTO#speed_switch |  | Digester Gas Mixing, Digester Tank 0200
90870 | 5229 | FHO-CLB-PSH-0101 | Switch, Pressure, Post ChlorinationTrain 1 Evaporator Inlet, Chemical Bldg, Main Floor, Machine Rm | FHO-CLB-CHL-0101 | Switch,Pressure-High | Switch |  | PSH | http://www.toronto.ca/TWONTO#pressure_switch |  | Chlorinator, Post Chlorination Train 1 West, Chemical Building, L1, Evaporator Room
135113 | 90281 | THR-ELS-TS-2921 | Switch, Automatic Transfer, Emergency Generator, Electrical Room MCC-2921 | THR-ELS-GEN-2920 | Switch | Switch |  | TS | http://www.toronto.ca/TWONTO#transfer_switch |  | Generator,Diesel, Emergency, Diesel, Head House Area
80048 | 43538 | THR-WA4-LD-0007 | Sling, Nylon, Work Area 4 (1" X 4') | THR-LD-NYLN-WA4 | Lifting Device,Sling | Lifting Device |  | LD | synthetic_web_sling |  | Slings, Nylon, Work Area 4
132431 | 86498 | THR-DIG-FSL-2264 | Flow Switch, Pump Seal Water | THR-DIG-P-2264 | Transmitter,Pressure | Switch |  | FSL | http://www.toronto.ca/TWONTO#flow_switch |  | Pump, Centrifugal, Primary Sludge Recirculation Tank 0800
40872 | 26445 | TAB-ACC-HTR-ELS | Unit Heaters- Electrical/Sub station Bldg | TAB-ACC-HTR | [6 empty] | Heaters- Convection,
90866 | 9172 | FHO-CLB-P-0401-KQ | Clearwell Sampling Pump 4 | FHO CLEARWELL | Pump,Positive Displacement,Rotary Vane |  |  | P |  |  | Sampling
16399 | 12434 | FHA-DCL-P-0001B-KQ | Pump Location, Before SO2 Water Sample #1B | BEFORE SO2 |  |  | 33347 | P |  |  | Before S02 Sampling
93498 | 18055 | FHO-MCS-MT-1110 | Personal Tool Kit (EICT) | FHO-MCS-MEQ | Machine Tool | Tool |  | MT | tool_kit |  | Machine Shop & Equipment
62780 | 40983 | FCL-FLT-LSL-0008-SUS | Switch, Level-Low, Filter 0801, , Filter No.0801 | FCL-SUSPENDED | Switch,Level-Low | Switch | 36616 | LSL | http://www.toronto.ca/TWONTO#level_switch |  | Suspended entity
112721 | 26782 | TAB-EL1-MCC-6625 | Motor Control Centre 600V - Emission Air Bldg. | TAB-PLT-ELQ-P | Control Panel,MCC | Motor Control Centre |  | MCC | http://www.toronto.ca/TWONTO#LV_electrical_panel |  | P Building - Electrical Equipment
69759 | 44190 | THR-BG-PSH-0504 | Switch,Pressurel-High, NG Valve Train, Compressor Building, Gas Compressor (And Dryer) | THR-NGS-CG | Switch,Pressure-High | Switch |  | PSH | http://www.toronto.ca/TWONTO#pressure_switch |  | Natural Gas System, Co-Generation
71633 | 65809 | THR-DIG-PSH-2318 | Switch, Pressure-High, Discharge, Pump 2318, Solids Treatment, Heating System - Digesters - Tank 0900 Tank 1000 | THR-DIG-P-2318 | Switch,Pressure-High | Switch |  | PSH | http://www.toronto.ca/TWONTO#pressure_switch |  | Pump, Centrifugal, Sludge Recirculation, Tank 0900
13099 | 91444 | COL-PEV-JIT-0001 | Meter, Power Indicating Transmitter, Main Power | COL-PEV | Meter |  |  | JIT |  |  | Ellis Sewage Pumping Station
9835 | 646 | FCL-ACC-RPU-0401 | RPU Panel, High Lift Building BAS, High Lift Heating & Ventilation Room | FCL_ELS_MISCELLANEOUS | Control Panel | Remote Processor Unit |  | RPU | http://www.toronto.ca/TWONTO#RPU_panel |  | FCL_ELS_MISCELLANEOUS
79056 | 7722 | THR-SQ-LP-0015 | Life Preserver, Ring Type, Final Tank 18 | THR-SQ-LP-FT | Safety | Safety Equipment |  | LP | http://www.toronto.ca/TWONTO#life_ring |  | Life Preserver, Ring Type Floating Device, Final Tanks
12845 | 41164 | FCL-ELS-TSH-001G | Switch,Temperature-High,Gaseous Chemical Bldg - Electrical Room,Transformer TR-001G | FCL-ELS-TR-001G | Switch,Temperature-High | Switch |  | TSH | http://www.toronto.ca/TWONTO#temperature_switch |  | Transformer,Power,Dry,Gaseous Chemical Bldg - Electrical Room,4160-600V,600KVA
52911 | 8651 | TAB-PLT-G-0312 | Gate, Slide, Motorized, Isolation, Screen Channel No. 3 Influent | TAB-PLT-SC-0300 | Gate,Sluice,Act. | Gate |  | G | http://www.toronto.ca/TWONTO#channel_gate
112816 | 56040 | TAB-EL1-SQ-6110 | Spill kit,DAWG® 20 Gallon Overpack | TAB-ELS-ESQ | Spill Kit | Safety Equipment |  | SQ | http://www.toronto.ca/TWONTO#spill_kit |  | Electrical Safety Equipment
125753 | 60710 | THC-FT-T-1400 | Tank, Secondary Clarifier | THC-FT-PHASE I-IV | Tank | Tank |  | T | http://www.toronto.ca/TWONTO#clarifier |  | Secondary Clarifiers, Phase I-IV
49748 | 66521 | TAB-PLT-FSL-0771 | Switch, Flow Low, Plant Water, Grit Classifier CL-0770 Inlet, Grit Handling Area, P Bldg. | TAB-PLT-CL-0770 | Switch,Flow-Low | Switch |  | FSL | http://www.toronto.ca/TWONTO#flow_switch |  | Classifier, Grit, Grit Handling Area, P Bldg.
28446 | 36915 | FIS-DCL-FSL-0001 | Switch, Flow, Low, After SO2 Sample to Analysers AIT-0001A & 0001B, Sampling Building, Upper Level | FIS-DCL | Valve | Switch |  | FSL | http://www.toronto.ca/TWONTO#flow_switch |  | De-Chlorination
9998 | 62646 | FCL | R L Clark Water Treatment Plant | WT&S | [6 empty] | Water Treatment & Supply
55906 | 93602 | TAB-WA7-SQ-1103 | Tri-Pad | WA7-LAN | PPE | Safety Equipment |  | SQ | http://www.toronto.ca/TWONTO#fall_arrest_Davit_arm |  | Lanyard
146285 | 96046 | WTR-PSC-CLB-0002 | Calibrator, Druck, Venturi, S/N 6100828812 | WTR-EAST-ANL | Analyzer | Test Equipment |  | CLB | venturi_calibrator |  | Analyzers, Air Monitors & Calibration Equipment - EWA
85749 | 26598 | WTR-PHL-PPE-0007-SUS | SCBA Facemask - Damian Cain | WTR-SUSPENDED | PPE,SCBA | Safety Equipment | 47428 | PPE | http://www.toronto.ca/TWONTO#self-contained_breathing_apparatus |  | Suspended Obsolete entity for storage purpose
93500 | 71523 | FHO-MCS-MT-1111 | Personal Tool Kit D. Gibbs | FHO-MCS-MEQ | Machine Tool | Tool | 34671 | MT | tool_kit |  | Machine Shop & Equipment
29508 | 29466 | COL-PSS-MCC-0001 | Motor Control Center | COL-PSS-MISC |  | Motor Control Centre |  | MCC | http://www.toronto.ca/TWONTO#LV_electrical_panel |  | Miscellaneous Equipment
120515 | 47266 | THC-ACC-DM-5921 | Damper,Motorized,Supply Fan FN-5920,AHU-5910,Disinfection Bldg | THC-ACC-FN-5920 |  | HVAC |  | DM | http://www.toronto.ca/TWONTO#air_damper |  | Fan,Centrifugal,Supply ,AHU-5910,Disinfection Bldg
143258 | 56013 | WTR-PEG-FEQ-SUS | Fire Equipment, Eglington Pumping Station | WTR-SUSPENDED |  |  | 44948 |  |  |  | Suspended Obsolete entity for storage purpose
129292 | 22373 | THC-THK-RPU-1613 | Controller Panel,Centrifuge CF-0300,Thickening Building | THC-THK-CF-0300 | Control Panel,Instrumentation | Remote Processor Unit |  | RPU | http://www.toronto.ca/TWONTO#RPU_panel |  | Centrifuge,WAS Thickening
143995 | 31747 | WTR-PHL-DR-0002 | Door | WTR-PHL-AUX | Fire Prevention | Door |  | DR | http://www.toronto.ca/TWONTO#fire_rated_door
25251 | 98045 | FHO-RW-FSL-0002 | Switch, Flow, Supply Header to Raw Water Turbidity Analyzer, S10, Raw Water Intake Well, South | FHO RAW H2O | Switch,Flow-Low | Switch |  | FSL | http://www.toronto.ca/TWONTO#flow_switch |  | Raw water Sampling
55541 | 14045 | TAB-WA2-SQ-1007 | Body Harness. Peter Drodowski | TAB-WA2-SQ-0001 | PPE,Harness | Safety Equipment |  | SQ | http://www.toronto.ca/TWONTO#fall_arrest_harness |  | Fall Arrest System , Tripod and SRL
112733 | 57801 | TAB-EL1-MCC-6631? | Control Panel, MCC,Electrical Room,Grit Build,P Building | TAB-PLT-ELQ-P | Control Panel,MCC | Motor Control Centre | 46021 | MCC | http://www.toronto.ca/TWONTO#LV_electrical_panel |  | P Building - Electrical Equipment
76967 | 94527 | THR-PLT-LD-2152E | Lifting Device, Sparger Arm, Tank 300, Grit Bldg. | THR-PLT-LD-0300 | Lifting Device | Hydraulic System | 35266 | LD | http://www.toronto.ca/TWONTO#hydraulic_system |  | Lifting Devices, Sparger Arms, Tank 300, Grit Bldg.
74531 | 47567 | THR-FT-FSL-3346 | Switch, Flow-Low, WHF, Pump 3340, Secondary Treatment, Scum Pumping - North | THR-FT-P-3340 | Switch,Flow-Low | Switch |  | FSL | http://www.toronto.ca/TWONTO#flow_switch |  | Pump, Rotary Vane, Scum Tank 3300, System 4, Scum Pumping
57801 | 70522 | THC-ADMIN BLDG | Building Location | THC-SPC2 | [6 empty] | Process Control Systems - Equipment
66869 | 88733 | THC-THK-BIOFILTER | THK Biofilter System | THC-THK-ELS | [6 empty] | TWAS Elecftrical equipment Sludge Thickening
37583 | 58201 | NX4020A | Unit Heater,Ground Equipment Store | TAB-ACC-HTR-SLO | H.V.A.C.,Heater | HVAC |  |  | http://www.toronto.ca/TWONTO#heater |  | Unit Heaters- Silo Bldg
4777 | 38335 | COL-PHF-LSH-0102 | Switch, Level-High | COL-PHF | Switch,Level |  |  | LSH |  |  | Highfield Sewage Pumping Station
126686 | 82061 | THC-OCS-RPU-1601 | RPU,Biofilter,WAS Thickening Building | THC-THK-ELS | Control Panel | Remote Processor Unit |  | RPU | http://www.toronto.ca/TWONTO#RPU_panel |  | TWAS Elecftrical equipment Sludge Thickening
55548 | 2172 | TAB-WA2-SQ-1138 | Body Harness Georgi Grigorenko | TAB-WA2-SQ-0001 | PPE,Harness | Safety Equipment |  | SQ | http://www.toronto.ca/TWONTO#fall_arrest_harness |  | Fall Arrest System , Tripod and SRL
117995 | 52603 | TAB-SES-LTX-2289 | Exit Sign, Battery Unit, 2 LED heads, PRS Bldg | TAB-STR-SQ | Lighting,Exit | Safety Equipment | 41292 | LTX | http://www.toronto.ca/TWONTO#lighting_unit |  | WA2 Safety Equipment,lifting devices, ladders, Eye Wash station, First Aid Kits, Lock out stations
25687 | 96160 | COL-PSP-HTR-0001 | Heater, Unit | COL-PSP | Heater |  |  | HTR |  |  | Southport Sewage Pumping Station
101722 | 60575 | MAIN-343 | Main 343 | WTR-LWA | [6 empty] | Work Area 2 Central Mains and Chambers
38772 | 96921 | TAB-ACC-AHU-2240 | AHU, PRS Building Supply air | TAB-ACC-AHU | Air Handling Unit | HVAC |  | AHU | http://www.toronto.ca/TWONTO#air_handler_unit |  | Air Handling Unit & Supply Fan
66332 | 81665 | THC-SES-MEQ-1104 | Anchor,Fall Arrest,HPU1100 Building,Roof | THC-PRM-BLDG-HPU1100 | PPE | Safety Equipment |  | MEQ | fall_arrest_anchor |  | HPU Building 11
131932 | 80425 | THR-CW-T-0532 | Tank, Hot Water System, Electric, Grit Bldg., Stores Washroom | THR-CW | Tank | Tank |  | T | http://www.toronto.ca/TWONTO#tanked_hot_water_heater |  | City Water
121340 | 86897 | THC-ACC-TSH-0414 | Switch,Temperature-High,Exhaust Air,FN-0414 Shutdown,Roof,Building U | THC-ACC-FN-0414 | Damper/Louver | Switch |  | TSH | http://www.toronto.ca/TWONTO#temperature_switch |  | Fan,Exhaust,Compressor Room,AHU-0411,Roof,Building U
71795 | 45827 | THR-DIG-T-5818 | Tank, Gas Scrubber, Digester Tank 1000 | THR-DIG-SB-5 | Tank | Tank |  | T | http://www.toronto.ca/TWONTO#air_scrubber |  | Scrubber Building 5, Digester 9 & 10
34803 | 47984 | COL-YKP-FAK-0010S | First Aid Kit, Truck #064100 (RAM 2500) | COL-YKP | Safety,First Aid Kit | Safety Equipment | 39334 | FAK | http://www.toronto.ca/TWONTO#first_aid_kit |  | Kipling Yard
50092 | 6819 | TAB-PLT-PSH-0422 | Switch, Pressure High, Grit Pump P-0422 Discharge, Grit Bldg., P Bldg. | TAB-PLT-P-0422 | Switch,Pressure-High | Switch |  | PSH | http://www.toronto.ca/TWONTO#pressure_switch |  | Pump, Centrifugal, Submersible, Grit Tank, T-0400, Grit Bldg., P Bldg.
53208 | 91896 | TAB-SA-T-0201 | Tank, Oil, Reservoir, Air Compressor, Auxiliary Systems Building, Main Floor | TAB-SA-C-0200 | Tank,Reservoir | Tank |  | T | http://www.toronto.ca/TWONTO#chemical_storage_tank |  | Air Compressor, Auxiliary Systems Building, Main Floor
126190 | 20883 | THC-INC-PSL-0202 | Switch, Pressure-low, Digester Gas Train, Incinerators 1000 & 2000 | THC-INC | Switch,Pressure-Low | Switch |  | PSL | http://www.toronto.ca/TWONTO#pressure_switch |  | Incineration Process
80237 | 7827 | FHA-SED-ZSH-0101A | Switch, Limit, Access Hatch Zone 1, Settling Basin T-0101 | FHA-SED-ZSH-0101 |  | Security System |  | ZSH | http://www.toronto.ca/TWONTO#position_switch |  | Switch, Limit, Access Hatch Zone 1,
5825 | 80398 | COL-PLB-LSH-0202 (S) | Level Switch, High | COL-PLB | Switch,Level | Switch | 35803 | LSH | http://www.toronto.ca/TWONTO#level_switch |  | Long Branch Pumping Station
118014 | 58349 | TAB-SES-RING-3010 | Lifebuoy Ring | TAB-SES-RING-3000 | PPE | Safety Equipment |  | RING | http://www.toronto.ca/TWONTO#life_ring |  | Lifebuoy Ring
85772 | 77881 | WTR-PHL-T-3101 | Tank , Hot Water, 40 Rathnelly | WTR-PHL-AUX | Tank,Domestic Hot Water | Tank |  | T | http://www.toronto.ca/TWONTO#tanked_hot_water_heater |  | Auxiliary Equipment (Building Facilities)
61705 | 4879 | THC-FT-PSH-5826 | Switch, Pressure High, Scum Control, SE Plant, SE Plant Blowers Part 1 and Train #8 | THC-FT-P-5820SP | Switch,Pressure-High | Switch |  | PSH | http://www.toronto.ca/TWONTO#pressure_switch |  | Pump, Scum Pit, Tank 0500-0800, Secondary Clarifier
20589 | 14973 | COL-PMT-COM-0001 | Control Panel, Operator | COL-PMT | Control Panel |  |  | COM |  |  | Military Trail Sewage Pumping Station
120830 | 77113 | THC-ACC-HTR-0079 | Heater, Perimeter, Admin Building Ground Floor, Men`s Washroom 105 | THC-ACC-BLDG K |  | HVAC |  | HTR | http://www.toronto.ca/TWONTO#heater |  | Administration Building, HVAC
6641 | 7246 | COL-PNT-PSL-0120 | Switch, Pressure-Low | COL-PNT-MISC | Switch,Pressure-Low | Switch |  | PSL | http://www.toronto.ca/TWONTO#pressure_switch |  | Miscellaneous Equipment
122366 | 71754 | THC-CW-SQ-0230 | Emergency Bottle Eyewash Station, Building M, Incinerator Building M, Ground Floor Control Room, West Side | THC-SUSPENDED | PPE,Eyewash Station | Safety Equipment | 35809 | SQ | eye_wash_bottle |  | Suspended entity
127040 | 92397 | THC-PLT-G-1812 | Gate, Isolation, Motorized, Dual Actuator, Bypass Channel, Grit Removal | THC-PLT-BLDG-0001 | Gate,Sluice | Gate |  | G | http://www.toronto.ca/TWONTO#channel_gate
120251 | 41245 | THC-ACC-AHU-0220 | Air Handling Unit, Building K | THC-SUSPENDED | H.V.A.C.,Air Conditioner | HVAC | 35458 | AHU | http://www.toronto.ca/TWONTO#air_handler_unit |  | Suspended entity
45025 | 55137 | TAB-DIG-FSL-1433 | Switch ,Flow, Low,Seal water to Pump-1433 | TAB-DIG-P-1433 | Switch,Flow | Switch |  | FSL | http://www.toronto.ca/TWONTO#flow_switch |  | Pump, Sludge Recirculation (DX2613) Digester Tank 14
44125 | 98652 | FCL-ACC-HTR-0314 | Heater, Baseboard, 208V, 1.5kW, Admin Building, First Floor, PCS Lab 119, West Wall | FCL-ACC-ADMIN |  |  |  | HTR |  |  | Administration Building HVAC Equipment
7168 | 30728 | COL-PSD-MISC | Miscellaneous Equipment | COL-PSD | [6 empty] | Spadina Sewage Pumping Station
19516 | 64436 | FHO CLEARWELL | Sampling | FHO-SAMP | [6 empty] | Sampling Systems
137357 | 22999 | THR-PLT-HS-1245 | Switch, Hand, Conveyor 1245, Path B, Preliminary Treatment, Grit Removal - Vortex - South Plant (Head house) | THR-PLT-CV-1245 | Switch,Hand | Switch |  | HS | hand_switch |  | Conveyor, Screw, Conveyor, Path A, To Trailer Conveyor 0240 - S
69540 | 58984 | FHA ADMIN | Administration | FHA | [6 empty] | R C Harris Water Treatment Plant
117347 | 2059 | TAB-RSP-PSL-2207 | Switch, Pressure,Low, Seal Water to Raw Sewage Pump- P2207 | TAB-RSP-P-2207 | Switch,Pressure | Switch |  | PSL | http://www.toronto.ca/TWONTO#pressure_switch |  | Pump, Raw Sewage #7
79558 | 85154 | THR-FPW-F-0002S | Filter, Pump, Centrifugal 0013, Plant Water Building, Plant Services, Plant Water Pump, Centrifugaling System | THR-FPW-P-0013 | Filter | Filter | 47400 | F | http://www.toronto.ca/TWONTO#discrete_unit_of_treatment_filter |  | Pump, Centrifugal, Residual Chlorine Analyzer
139659 | 10580 | TNT-ACC-HTR | HVAC Heaters, | TNT-ACC | [6 empty] | HVAC, Boilers
60855 | 54392 | THC-AI-F-7001 | Filter,Instrument Air,Incinerator Building,2nd floor | THC-AI-PIP-0001 | Filter | Filter |  | F | http://www.toronto.ca/TWONTO#replaceable_air_filter |  | Piping, Compressed Air Facility Wide
13984 | 81636 | FCL-SPC-RPU-2022 | RPU Panel, Centrifuge CF-5501, RMF Centrifuge Building, Control Room | FCL_ELS_MISCELLANEOUS | Control Panel | Remote Processor Unit |  | RPU | http://www.toronto.ca/TWONTO#RPU_panel |  | FCL_ELS_MISCELLANEOUS
34479 | 37806 | MAIN-131 | Main 131 | WTR-LWA | [6 empty] | Work Area 2 Central Mains and Chambers
55977 | 5754 | FCL-SPC-RPU-1724 | RPU Panel, Pretreatment Module 2, PAC Pump Area | FCL_ELS_MISCELLANEOUS | Control Panel | Remote Processor Unit |  | RPU | http://www.toronto.ca/TWONTO#RPU_panel |  | FCL_ELS_MISCELLANEOUS
95723 | 87417 | FIS WORK AREA 2 | Services | FIS | [6 empty] | Island Water Treatment Plant
133024 | 31781 | THR-DIG-RPU-0018A | Remote Processor Unit, Digester 1-6 Mezzanine | THR-DIG-PD-0300 | RPU | Remote Processor Unit |  | RPU | http://www.toronto.ca/TWONTO#RPU_panel |  | Tank, Primary Digester-3, Solids Treatment
76293 | 1763 | FHA-FEQ-DT-0002 | Firesystem Sprinkler drain trap, RMF-Behind bins near the compressors | FHA-SES-FEQ-1 | Drain | Drain |  | DT | http://www.toronto.ca/TWONTO#drain |  | Fire Sprinkler System
56183 | 72500 | TAB-RSP-G-1104 | Gate, Sluice, Actuated, Connecting M.T.I. & Wet Wells T-1100 & T-1101 | TAB-RSP-T-1100 | Valve,Sluice Gate | Gate |  | G | http://www.toronto.ca/TWONTO#channel_gate
94988 | 61980 | FHO-SPC-COM-1602 | Termination Panel, Clarifier Buildoing, S2, Corridor | FHO-SPC |  | Communications Equipment |  | COM | termination_panel |  | Process Control Systems - Services Area
15136 | 14685 | COL-PBR-RPU-0001 | Remote Processing Unit, All control and Instrumentation Equipment - RPU | COL-PBR-MISC |  | Remote Processor Unit |  | RPU | http://www.toronto.ca/TWONTO#RPU_panel |  | Miscellaneous Equipment
43856 | 41518 | FCL-ACC-HE-0409 | Heat Exchanger, Cooling Coil, AHU-0410, High Lift Air Supply | FCL-ACC-AHU-0401 |  |  |  | HE |  |  | Air Handling Unit, High Lift PS Control Room,Electrical Shop,Basement Office Air Supply,Control Room
135935 | 85100 | THR-FT-T-0500S | Tank, Final Settling, Mixed Liquor, Secondary Clarification - South | THR-FT-T | Tank | Tank | 38970 | T | http://www.toronto.ca/TWONTO#sedimentation_tank |  | Final Sedimentation Tank & Dedicated WAS Pumping
96029 | 25607 | FIS-AM-LSH-0003 | Switch, Level, High, Ammonia Tank T-0201 Spill Containment, Ammonia & Fluoride Building,Storage Room | FIS-AM-T-0201 |  | Switch |  | LSH | http://www.toronto.ca/TWONTO#level_switch |  | Tank, Ammonia Bulk Storage, Ammonia & Fluoride Building, Storage Room
39121 | 89641 | TAB-ACC-DM-6453 | Damper, Motorized, Outside Air, FN- 6451, AHU-6450, Ground, East Operating Gallery | TAB-ACC-AHU-6450 | Damper/Louver | HVAC |  | DM | http://www.toronto.ca/TWONTO#air_damper |  | Air Handling Unit, Primary Tank Operating Gallery, Ground, East Side
14207 | 95502 | COL-PGR-SW-0001 | Switch, Fused | COL-PGR | Switch |  |  | SW |  |  | Grand River Sewage Pumping Station
23634 | 89723 | FHO-FLT-F-0301 | Filter Bed # 3 | FHO-FLT-T-0301-KQ | Tank,Reservoir | Tank |  | F | http://www.toronto.ca/TWONTO#filtration_tank |  | Filter 3
98326 | 54831 | FIS-SPC-CPU-1911 | Computer, Client SCADA Server, Admin Building, Computer Room Console | FIS-ADM BLDG |  | Communications Equipment |  | CPU | http://www.toronto.ca/TWONTO#operator_interface_terminal |  | Building Location
78870 | 54402 | FHO-ELS-WR-0901 | Welding Receptacle, S10, Raw Water Pump Basemen | FHO-ELS-LTG |  | Power Distribution Panel |  | WR | http://www.toronto.ca/TWONTO#welding_receptacle |  | Facility Electrical System
33229 | 26279 | COL-SMC-DM-0001 | Damper, Control Room | COL-SMC-MISC | Damper/Louver |  |  | DM |  |  | Miscellaneous Equipment
18240 | 15043 | FHA-SPC-RPU-1723 | RPU, Filters F-0901-1201, West Filter Pipe Gallery | FHA-ELS |  | Remote Processor Unit |  | RPU | http://www.toronto.ca/TWONTO#RPU_panel |  | Electrical
72837 | 18368 | THR-DIS-LSL-3001 | Switch, Level, Low, Capacitive, Hypochlorite Tank T-3000, Disinfection Building Main Floor | THR-DIS-T-3000 | Switch,Level-Low | Switch |  | LSL | http://www.toronto.ca/TWONTO#level_switch |  | Tank, Sodium Hypochlorite Storage, Disinfection Building
101620 | 55373 | MAIN-211 | Main 211 | WTR-LWA | [6 empty] | Work Area 2 Central Mains and Chambers
112628 | 25420 | TAB-EL1-LP-6162A | Panel,Lighting,208-120V,Misc Loads,Ground Water PS | TAB-EL1-TR-6162A | Control Panel,Lighting | Power Distribution Panel |  | LP | http://www.toronto.ca/TWONTO#LV_electrical_panel |  | Transformer,Lighting,3 phase,600V/120-208V ,LP-6162A,Misc Loads,Ground Water PS
60326 | 73696 | THC-ACC-V-6064 | Valve, Ball, Manual, Glycol, P-6003, Lower Level 2 Blower Room, Headworks | THC-ACC-P-6003 | Valve,Ball | HVAC |  | V | http://www.toronto.ca/TWONTO#valve |  | Pump, Heating Glycol System, Lower Level 2 Blower Room, Headworks
91027 | 78364 | FHO-DCL | De-Chlorination | FHO-DIS | [6 empty] | Disinfection
75106 | 26786 | THR-FT-PSH-4530 | Switch, Pressure-High, Pump P-4503 Discharge, WAS Pumping - South | THR-FT-P-4503 | Switch,Pressure-High | Switch |  | PSH | http://www.toronto.ca/TWONTO#pressure_switch |  | Pump, Self-Prime Centrifugal, Drain, RAS Pumping Station - South
132809 | 88829 | THR-DIG-PSH-2523 | Switch, Pressure-High, Discharge Pump 2523, Digester Tank 0300 | THR-DIG-P-2523 | Switch,Pressure-High | Switch |  | PSH | http://www.toronto.ca/TWONTO#pressure_switch |  | Pump, Centrifugal, Sludge Transfer, Tank 0300
18189 | 41029 | FHA-SED-ZSH-0604 | Switch, Limit, Access Hatch Zone 6 | FHA-SED |  | Security System |  | ZSH | http://www.toronto.ca/TWONTO#position_switch |  | Sedimentation
119943 | 34672 | TAB-WA4-SQ-1226 | Sling, Nylon,LiftAll Type 4 EE2-804, 16 Ft. #0002 | TAB-WA4-SQ-0010 |  | Lifting Device |  | SQ | synthetic_web_sling |  | WA4 Fall arrest systems
24629 | 20515 | COL-PRR-MISC | Miscellaneous Equipment | COL-PRR | [6 empty] | Riverside Sewage Pumping Station
124871 | 97235 | THC-ELS-MCC-1302 | Motor Control Centre,Thickening Building | THC-ELS-PS-0001-K | Control Panel,MCC | Motor Control Centre |  | MCC | http://www.toronto.ca/TWONTO#LV_electrical_panel |  | Primary Power Equipment, Building K
135679 | 76542 | THR-FT-LSHH-6320 | Switch, Level-High-High,Pump 6320A/B,Sump,T21 | THR-FT-P-6320A | Switch,Level-High-High | Switch |  | LSHH | http://www.toronto.ca/TWONTO#level_switch |  | Pump, Sump, Flood Monitoring, Finals, Tunnel 21
19184 | 72364 | FHO-ACC-FN-0147 | Fan, Exhaust, Admin Building, S2, Loading Bay Door 2 Air Curtain | FHO-MCS-HVAC | Fan,Axial | HVAC |  | FN | http://www.toronto.ca/TWONTO#blower_or_fan_with_drive |  | Plant HVAC
93353 | 81409 | FHO-GRK-DR-6001S | Door, (FD-S6-01), Fire Rated, Raw Water Building, S6, Electrical Cable Shaft | FHO-GRK-FEQ-0001 | Fire Prevention,Door | Door |  | DR | http://www.toronto.ca/TWONTO#fire_rated_door
21414 | 82634 | FHO-ELS-LP-0834 | Lighting Panel, 120/208V 3PH, Standby Building, S4, Phosphoric Acid Room | FHO-ELS-LTG-2000 |  | Power Distribution Panel |  | LP | http://www.toronto.ca/TWONTO#LV_electrical_panel |  | Lighting, Facility Interior : Plant wide, interior lighting
138682 | 56504 | THR-SES-SPL-0600 | Spill Kit, Glycol, For Glycol Skid T-0601 | THR-SES-SPL | Safety | Safety Equipment |  | SPL | http://www.toronto.ca/TWONTO#spill_kit |  | Spill Containment Kits, Humber Treatment Plant
116193 | 70262 | TAB-PRS-PSH-3140 | Switch, Pressure-High,Chemical Dosing Pump, Secondary Dosing | TAB-PRS-P-3140 | Switch,Pressure-High | Switch |  | PSH | http://www.toronto.ca/TWONTO#pressure_switch |  | Pump, Chemical Dosing, Secondary Dosing
127232 | 45935 | THC-PLT-PSL-0545 | Switch,Pressure-low,Level Bubbler System,Bar screen 0540,Head House | THC-PLT-SC-0540 | Switch,Pressure-Low | Switch |  | PSL | http://www.toronto.ca/TWONTO#pressure_switch |  | Bar Screen 0540
120597 | 36337 | THC-ACC-F-6801 | Filter, Supply Fan, Ferrous Chloride Building | THC-ACC-FN-6801 |  | Filter |  | F | http://www.toronto.ca/TWONTO#replaceable_air_filter |  | Fan, Centrifugal, Supply, Ferrous Chloride Building
41056 | 46557 | TAB-ACC-PDS-1848B | Switch,Pressure ,Supply Air, AHU1848 | TAB-ACC-AHU-1848 | Switch,Pressure | Switch |  | PDS | http://www.toronto.ca/TWONTO#pressure_switch |  | AHU, Blower Bldg
125870 | 51997 | THC-INC-BU-2038 | Burner, Hearth 5, Incinerator 2000 | THC-INC-FU-2000? | Burner | Burner |  | BU | http://www.toronto.ca/TWONTO#burner_component_of_asset |  | Furnace, Incinerator 2000
12389 | 42551 | FCL-ELS-LP-003FB | Lighting Panel, (LP-FB), 600/120/208V, 3PH, Filter Operating Gallery Central/East | FCL-ELS-TR-003FB |  |  |  | LP |  |  | Transformer,Lighting,(LT2F),600/120/208V, 45kVA,Heating Panel LP-003FB,Filter Bldg. Transformer Room
127438 | 75762 | THC-PM-WA2 | THC-PM Work Area 2 | THC | [6 empty] | Highland Creek Treatment Plant
51666 | 18323 | TAB-PRS-PSL-3210 | Switch, Pressure-Low, Chemical Dosing Pump, Secondary Dosing | TAB-PRS-P-3210 | Switch,Pressure-Low | Switch |  | PSL | http://www.toronto.ca/TWONTO#pressure_switch |  | Pump, Chemical Dosing, Secondary Dosing
63217 | 33917 | THC-OCS-LSL-0100 | Switch, Level Low, Humidification Chamber #1, Phase I/IV Odour Control | THC-OCS-HU-0100 | Switch,Level-Low | Switch |  | LSL | http://www.toronto.ca/TWONTO#level_switch |  | Integrated Humidification Chamber #1, Humidification Chamber #1, Phase I/IV Odour Control
69237 | 23404 | FCL-WWW-V-5534 | Valve, Plug, Discharge, Centrifuge Building Process Drain Pump P-5532, RMF Centrifuge Building | FCL-WWW-P-5532 |  |  |  | V |  |  | Pump Submersible Centrifuge Process Drain
105920 | 31593 | TAB-ACC-AHU-1848 | AHU, Blower Bldg | TAB-ACC-AHU | Air Handling Unit | HVAC |  | AHU | http://www.toronto.ca/TWONTO#air_handler_unit |  | Air Handling Unit & Supply Fan
85720 | 65727 | WTR-PHL-OFFICE | Computer Location | WTR-WORK AREA 1 | [6 empty] | Building Location
112635 | 61367 | TAB-EL1-LP-6638D | Lighting Panel,120/208V,Primary Tanks 0008&0009,Gallery,Mezzanine Level,P Building | TAB-EL1-MCC-6634 | Control Panel,Lighting | Power Distribution Panel |  | LP | http://www.toronto.ca/TWONTO#LV_electrical_panel |  | Motor Control Centre 600V - Galery 9
54989 | 45883 | TAB-THK-MEQ-0801 | Flocculator | TAB-THK-T-0800 | Flocculator | Tank |  | MEQ | http://www.toronto.ca/TWONTO#mixer_or_agitator |  | Floatation Tank #8, Subnatant Recycling
68953 | 98610 | FCL-WWW-LSH-3020 | Switch, Level, High, Process Drain Pumps P-3021&3022 Sump, RMF Clarification Facility | FCL-WWW-P-3021 |  |  |  | LSH |  |  | Pump Submersible Drainage South, Process Drain Sump
146380 | 29235 | WTR-PSC-RPU-0001 | Remote Processing Unit | WTR-PSC-ELS | RPU | Remote Processor Unit |  | RPU | http://www.toronto.ca/TWONTO#RPU_panel |  | Electrical System
129576 | 58244 | THR-ACC-AC-0610 | Air Cinditioning, Cooling & Fan Unit, MCC Room | THR-ACC-CU-0610 | H.V.A.C.,Air Conditioner | HVAC |  | AC | http://www.toronto.ca/TWONTO#air_condition |  | Air Conditioning, Condensing Unit, HPBB Roof
41047 | 17249 | TAB-ACC-PDS-1244A | Switch,Pressure ,Filter, AHU1244 | TAB-ACC-AHU-1244 | Switch,Pressure | Switch |  | PDS | http://www.toronto.ca/TWONTO#pressure_switch |  | Air Handing unit,Flotation Bldg
83269 | 99620 | THR-PRM-RPU-0010 | RPU, Primary Treatment, Grit New Electrical Room (172.22.37.123) | THR-PRM-NORTH | RPU | Remote Processor Unit |  | RPU | http://www.toronto.ca/TWONTO#RPU_panel |  | Primary Treatment, North Primary
90450 | 62360 | FHO-AM-LSL-0002 | Switch, Level-Low, Ammonia Dispersion, Secondary TRWS Channel, Ozone Building, S2, Dispersion Pump Room | FHO-AM-T-0201 | Switch,Level-Low | Switch |  | LSL | http://www.toronto.ca/TWONTO#level_switch |  | Tank, Aqua Ammonia, Ammonia System, S4 Ammonia Storage Room
14777 | 1916 | FCL-SES-SQ-GLOVES-A | High Voltage Insulated Gloves (Group A) | FCL-SES | PPE,Insulated Glove | Safety Equipment |  |  | http://www.toronto.ca/TWONTO#rubber_insulating_gloves |  | Safety and Environmental Services
53594 | 91544 | TAB-SES-LTG-2283A | Lighting, 2 LED heads, Tunnel 'H' | TAB-STR-SQ | Lighting | Safety Equipment |  | LTG | http://www.toronto.ca/TWONTO#lighting_unit |  | WA2 Safety Equipment,lifting devices, ladders, Eye Wash station, First Aid Kits, Lock out stations
141125 | 91261 | WTR SCADA SUPPORT | WTR SCADA Support | WTR-SPC1 | [6 empty] | Process Control Systems - Administrative
64253 | 12611 | FCL-RW-V-0003A | Valve, Mud, Drain, Raw Water West Intake Channel, Low Lift PS Basement | FCL-RW-INTAKE |  |  |  | V |  |  | Intake and Conduit
45422 | 35915 | TAB-DIG-PSH-4200 | Switch Pressure,High,Delivery,Digester Gas Compressor C-4200 | TAB-DIG-C-4200 | Switch,Pressure | Switch |  | PSH | http://www.toronto.ca/TWONTO#pressure_switch |  | Compressor #4, Gas (DX5004A) Digester Tank 20 & 22,
10972 | 70864 | COL-PBF-MISC | Miscellaneous Equipment | COL-PCF | [6 empty] | Clark Pumping Station
29225 | 93590 | FIS-FILTER BLDG | Building Location | FIS-EUS | [6 empty] | Production & End User Support
26291 | 84689 | FHO-GRK-DR-2044L | Door, (FD-2-44), Fire Rated, Ozone Building, L2, Stairway, DOZ 1 to Green Roof | FHO-GRK-FEQ-0001 | Fire Prevention,Door | Door |  | DR | http://www.toronto.ca/TWONTO#fire_rated_door
80252 | 10462 | FHA-SED-ZSH-0201 | Switch, Limit, Access Hatch Zone 2 | FHA-SED |  | Security System |  | ZSH | http://www.toronto.ca/TWONTO#position_switch |  | Sedimentation
23286 | 72876 | FHO-FL-LSH-0003 | Switch, Level Alarm for Concrete Spill Containment, S4 Fluoride Storage Tanks | FHO-FL | Switch,Level-High | Switch |  | LSH | http://www.toronto.ca/TWONTO#level_switch |  | Fluoridation
34711 | 66267 | MAIN-378 | Main 378 | WTR-LWA | [6 empty] | Work Area 2 Central Mains and Chambers
53909 | 95547 | TAB-RSP-MCC-0203 | MCC, 600V- M Bldg | TAB-ELS-M BLDG | Control Panel,MCC | Motor Control Center |  | MCC | http://www.toronto.ca/TWONTO#LV_electrical_panel |  | M Building Indoor Substation
19857 | 75522 | COL-PLV-P-0200 | Pump, Centrifugal | COL-PLV | Pump |  |  | P |  |  | Livingston Road Pumping Station
38958 | 9364 | SWM-PNQ-LSH-0105 | Switch, Level-High | SWM-PNQ-MISC | Switch,Level | Switch |  | LSH | http://www.toronto.ca/TWONTO#level_switch |  | Miscellaneous Equipment
55740 | 98307 | TAB-WA4-SQ-73E4 | Tripod, Rescue (SIMM1 Shared) | TAB-WA4-SQ-0010 | PPE | Safety Equipment |  | SQ | http://www.toronto.ca/TWONTO#fall_arrest_Davit_arm |  | WA4 Fall arrest systems
66373 | 50717 | THC-SES-SQ-610954986 | SCBA Unit, Cylinder, spare, T1 Control Room | THC-SES-SQ-SCBA | PPE,SCBA | Safety Equipment | 40949 | SQ | http://www.toronto.ca/TWONTO#compressed_gas_cylinder |  | SCBA Units, virtual entity
29677 | 36756 | FIS-PCL-FSL-0201-SUS | Switch, Flow-Low, PACL To Mixer 0201, Raw Water Pumping Station | FIS-SUSPENDED | Sensor,Level | Switch | 38273 | FSL | http://www.toronto.ca/TWONTO#flow_switch |  | Obsolete Entities/Processes
140244 | 98589 | TNT-DIG-FX-5201 | Flame Arrester, digester gas to Boiler 5200 | TNT-DIG-BL-5200 | Flame Arrester | Safety Equipment |  | FX | http://www.toronto.ca/TWONTO#flame_arrestor |  | Digester Gas header- Boiler B0-5200
55535 | 2379 | TAB-WA2-OCH-0001 | operation Chalange. Work- Work Area 2 | TAB-WORK-AREA-2 |  |  |  | OCH |  |  | Work Area 2
131357 | 46824 | THR-BFP-TEST-7964 | Tester, Backflow Preventer, WA4 | THR-CW-BFP-WA4 |  | Test Equipment |  | TEST | backflow_preventer_tester |  | City Water, Back Flow Preventer, Work Area 4
55551 | 20857 | TAB-WA2-SQ-1203 | EE2 - 901 T4 Nylon Sling | TAB-SES-LD | Lifting Device,Sling | Lifting Device |  | SQ | synthetic_web_sling |  | WA2 Lifting devices
110719 | 83664 | TAB-DIG-FX-7062 | Flame Arrester, Digester Gas to Waste Gas Burner #2 | TAB-DIG-BU-7062 | Flame Arrester | Safety Equipment |  | FX | http://www.toronto.ca/TWONTO#flame_arrestor |  | Burner #2, Waste Gas
21684 | 1915 | FHO-DOZ-TPD-1508 | Trap Prime Device, Ozone Building, S1, Observation Platform No. 1, North Wall | FHO-DOZ |  | Plumbing |  | TPD | http://www.toronto.ca/TWONTO#trap_priming_device |  | Ozonation System
138284 | 76821 | THR-RSPS-ASH-4001S | Smoke Detector (Returns Control Room) | THR-RSPS-CR | Fire Prevention,Heat Detector | Switch | 42091 | ASH | http://www.toronto.ca/TWONTO#flame_or_combustion_sensing_instrument |  | New Returns Control Room
18117 | 37704 | FHA-SED-ZSH-0303 | Switch, Limit, Access Hatch Zone 3 | FHA-SED |  | Security System |  | ZSH | http://www.toronto.ca/TWONTO#position_switch |  | Sedimentation
112637 | 60724 | TAB-EL1-LP-6644 | Lighting Panel,Mini Power Centre,600-120/208V,Grit Building Gallery,P Building | TAB-EL1-MCC-6674 | Control Panel,Lighting | Power Distribution Panel |  | LP | http://www.toronto.ca/TWONTO#LV_electrical_panel |  | MCC,Electrical Room,Ground Floor,Grit Build,P Building
9048 | 41153 | COL-YKP-VEH-0016S | Vehicle, Truck #080071 (F550) | COL-YKP | Vehicle,Licensed | Vehicle | 41246 | VEH | http://www.toronto.ca/TWONTO#pickup_truck
103955 | 69093 | MTMH327 | BLACK CREEK STS | TRK-HMR | [6 empty] | HUMBER DRAINAGE AREA
106480 | 76379 | TAB-ACC-FN-2831 | Fan, Supply Air, Dewatering Bldg. | TAB-ACC-AHU-DEW | Fan | HVAC |  | FN | http://www.toronto.ca/TWONTO#blower_or_fan_with_drive |  | AHUs/Supply Fans Dewater. Bldg.
73662 | 61505 | THR-ELS-INQ-0299 | Portable Pneumatic & Hydraulic Pressure Calibrators | THR-ELS-SQ | Safety | Test Equipment |  | INQ | pressure_calibrator |  | Electrical Safety Equipment, Gloves, Hot Stick, HVT & Megger
79891 | 26293 | THR-WA1-LD-95-50 | Sling, Nylon, Work Area 1 (NYLON SLING SIZE; 2" X 4', CAPACITY 6400 LBS, SN 1547395-50) A | THR-LD-WIRE-WA1 | Lifting Device,Sling | Lifting Device |  | LD | synthetic_web_sling |  | Slings, Wire Rope, Work Area 1
34399 | 34475 | COL-YKP-DA-1734519 | Davit Mast-1734519 | COL-YKP-DA | Safety | Safety Equipment |  | DA | davit_base |  | Davit Arm Assembly
18425 | 9799 | FHA-SES-LD-0100 | 3 Step rolling ladder Blue in Treated water basement -Scarborough pumps | FHA-SES-LD-1 | Safety | Safety Equipment |  | LD | http://www.toronto.ca/TWONTO#portable_ladder |  | Ladders
91372 | 55562 | FHO-DOZ-T-5001 | Tank, Closed Loop Cooling Water Expansion, Ozone Building,L1,Ozone Equipment Room,Cooling Water Skid | FHO-DOZ-CL-CW | Tank | Tank |  | T | expansion_tank |  | CLOSED LOOP COOLING WATER SYSTEM
9534 | 41002 | DOS-YCM-VEH-324021 | 2015 JOHN DDERE 318E - Vehicle Unit# 324021 | FAC-YCM-VEH | Vehicle,Licensed | Vehicle |  | VEH | http://www.toronto.ca/TWONTO#golf_cart
83034 | 95806 | FHA-SES-SQ-0095 | Level A Chemical Suit LG/XL S/N: 99941 | FHA-SES-SQ-1123 |  | Safety Equipment |  | SQ | http://www.toronto.ca/TWONTO#chemical_suit |  | FHA-SES-SQ-7 - Chemical Suits
55430 | 50099 | TAB-WA1-SQ-1095 | Sling | TAB-WA1-SQ-1000 | Lifting Device,Sling | Lifting Device |  | SQ | http://www.toronto.ca/TWONTO#fall_protection_sling |  | WA1 Lifting Devices and Slings
9503 | 65536 | DEE-ORG-P | Pipettes - Organic | BOM-LAB-DEE-ORG | [6 empty] | Laboratory - Organic
93440 | 12025 | FHO-MCS-CRN-0201 | Crane, Overhead, Travelling, 3 Ton, S6, Ring Header Room | FHO-MCS-LD | Crane,Overhead | Lifting Device |  | CRN | http://www.toronto.ca/TWONTO#crane |  | Lifting Devices & Elevators
81662 | 84898 | TNT-SES-SQ-0001 | First Aid Kit-Lab, Admin Bldg | TNT-GRK-FSTAID | Safety,First Aid Kit | Safety Equipment |  | SQ | http://www.toronto.ca/TWONTO#first_aid_kit |  | First aid Kits
55604 | 4671 | TAB-WA2-SQ-7321 | Anchor Sling Cross Arm Strap- Jagjit | TAB-WA2-SQ-0001 | PPE,Harness | Safety Equipment |  | SQ | fall_arrest_anchor |  | Fall Arrest System , Tripod and SRL
8805 | 57804 | COL-SMC-F-0001 | Filter, Air | COL-SMC | Filter |  |  | F |  |  | Maclean Detention Tank-storm
18575 | 47885 | FHA-SES-SPL-0406 | FHA-SES-SPILL-7 - Spill Response Kit 7- Polymer Room | FHA-SES-SM |  | Safety Equipment |  | SPL | http://www.toronto.ca/TWONTO#spill_kit |  | Spill /Waste Management
10964 | 68619 | COL-PBF-DM-0003 | Damper/Louver | COL-PBF-MISC | Damper/Louver |  |  | DM |  |  | Miscellaneous Equipment
106108 | 84429 | TAB-ACC-CI | Chiller and Air Coolers | TAB-WORK-AREA-SEO | [6 empty] | TAB Work Area SEO
6626 | 94685 | COL-PNT-LSLL-0201 | Switch,Level, Low-Low, Wet Well #2 | COL-PNT-WEL-0200 | Switch,Level-Low-Low | Switch |  | LSLL | http://www.toronto.ca/TWONTO#level_switch |  | Wet Well
65480 | 33061 | FCL-SES-SQ-1018 | Electrical Safety Gloves, High Voltage, Class 4, Group A, #1502 | FCL-SES-SQ-0101 | PPE,Insulated Glove | Safety Equipment |  | SQ | http://www.toronto.ca/TWONTO#rubber_insulating_gloves |  | Eyewash Station/Shower, Dry Chemical Building, Alum Containment Area
55814 | 800 | TAB-WA6-SQ-1933 | Harness - Liwen Xu | TAB-WA6-SQ-0001 | PPE,Harness | Safety Equipment |  | SQ | http://www.toronto.ca/TWONTO#fall_arrest_harness |  | Fall Arrest System
26261 | 55635 | FHO-SES-SCBA-0022 | Cylinder, SCBA, Air Pack, 2216 PSI, Ser #OJ-260081 | FHO-SES-SQ-0003 | PPE,SCBA | Safety Equipment |  | SCBA | http://www.toronto.ca/TWONTO#compressed_gas_cylinder |  | Breathing Air Tanks
34455 | 90288 | MAIN-102 | Main 102 | WTR-LWA | [6 empty] | Work Area 2 Central Mains and Chambers
118028 | 18635 | TAB-SES-RING-4010 | Lifebuoy Ring | TAB-SES-RING-4000 | PPE | Safety Equipment |  | RING | http://www.toronto.ca/TWONTO#life_ring |  | Lifebuoy Ring
147129 | 22927 | WTR-RRG-FAK-0001 | First Aid Kit Station, Rouge Tank, HVAC Room | WTR-SUSPENDED |  | Safety Equipment | 42090 | FAK | http://www.toronto.ca/TWONTO#first_aid_station_equipment |  | Suspended Obsolete entity for storage purpose
82831 | 46762 | FHA-SES-SPL-0901 | FHA-SES-SPILL-1 - Spill Response Cart | FHA-SES-SM |  | Safety Equipment |  | SPL | http://www.toronto.ca/TWONTO#spill_kit |  | Spill /Waste Management
4193 | 19936 | COL-PDG-CB-0002 | Circuit Breaker, Load | COL-PDG-MISC | Circuit Breaker |  |  | CB |  |  | Miscellaneous Equipment
132387 | 4321 | THR-DIG-DT-0003 | Drip Trap, Condensate, Low Pressure DG Header, Gas Compressor Building | THR-DIG |  |  |  | DT |  |  | Digester
4010 | 24116 | COL-PCU-DM-0001 | Damper/Louver, Main Floor | COL-PCU | Damper/Louver |  | 34990 | DM |  |  | Cumber Pumping Station
105921 | 99488 | TAB-ACC-AHU-1850 | AHU, Blower Bldg | TAB-ACC-AHU | Air Handling Unit | HVAC |  | AHU | http://www.toronto.ca/TWONTO#air_handler_unit |  | Air Handling Unit & Supply Fan
46604 | 84442 | TAB-DIS-CHL-1114 | Chlorinator #4 | TAB-DIS-CHL-4 |  | Chemical Feeder |  | CHL | http://www.toronto.ca/TWONTO#chlorinator_system |  | Chlorination Train #4
28025 | 34385 | FIS-AM-LSHH-0101 | Switch, Level, High High, Tank 0101, Aqua Ammonia Storage | FIS-AM-T-0101 |  | Switch |  | LSHH | http://www.toronto.ca/TWONTO#level_switch |  | Tank, Ammonia Bulk Storage, Ammonia & Fluoride Building,, Storage Room
120574 | 43784 | THC-ACC-F-0190 | Filter,Air Intake,Combustion Air,Boiler Building,North | THC-ACC-BLDG E |  | Filter |  | F | http://www.toronto.ca/TWONTO#replaceable_air_filter |  | Boiler House, HVAC
85037 | 3793 | WTR-PEL-FSL-0501 | Switch, Flow-Low, Fan 0501 | WTR-PEL-FN-0501 | Switch,Flow-Low | Switch |  | FSL | http://www.toronto.ca/TWONTO#flow_switch |  | Fan, Supply, Air, Pump 0500
118016 | 10377 | TAB-SES-RING-3013 | Lifebuoy Ring | TAB-SES-RING-3000 | PPE | Safety Equipment |  | RING | http://www.toronto.ca/TWONTO#life_ring |  | Lifebuoy Ring
55485 | 69688 | TAB-WA1-SQ-1954 | Type1 SRD/SRL ( Self Retracting Device/ Self Retracting Lanyard) 6 Ft- , Gabriel Velasco | TAB-WA1-SQ-0001 | PPE,Harness | Safety Equipment |  | SQ | self_retracting_line |  | WA1 Fall Arrest System
42096 | 59339 | TAB-ACC-V-6427 | Valve, Check, Hot Water System, Mech. Room No.5, Old Screen Bldg., P Bldg. | TAB-ACC-P-6402 | Valve,Check | HVAC |  | V | http://www.toronto.ca/TWONTO#valve |  | Pump, Heating Pump, VFD, Mech Room No. 5, Old Screen Bldg., P Bldg.
78676 | 10053 | THR-SES-LD-0504 | Retractable Winch for Davit Arm(SUSPENDED) | THR-SES-LD | Safety | Safety Equipment | 34647 | LD | winch |  | Lifting Device, Safety Equipment
108808 | 97440 | TAB-AMT-AM | Atmosphere Monitoring Instruments (Weather Station) | TAB-AER-SB | [6 empty] | Aeration Odour Control
93353 | 62304 | WTR-PMI-RPU-0002 | Control Panel, Process Control Unit, New Pump Room | WTR-PMI-TRW |  | Remote Processor Unit |  | RPU | http://www.toronto.ca/TWONTO#RPU_panel |  | Treated Water (Transmission)
121725 | 1251 | THC-ACC-V-6033 | Valve, Ball, Manual, Glycol, HE-6001, Lower Level 2 Blower Room, Headworks | THC-ACC-HE-6001 | Valve,Ball | HVAC |  | V | http://www.toronto.ca/TWONTO#valve |  | Heat Exchanger, Heating Glycol System, Lower Level 2 Blower Room, Headworks
49595 | 63561 | TAB-PLT-CV-P | P Building, Grit Conveyors | TAB-PLT-P | [6 empty] | P Building - Preliminary Treatment
24881 | 12730 | COL-PSD-LSLL-0101 | Switch, Level Low-Low | COL-PSD | Switch,Level |  |  | LSLL |  |  | Spadina Sewage Pumping Station
26267 | 63191 | FHO-SES-SCBA-0030 | Cylinder, SCBA, Air Pack, 2216 PSI, Ser #OJ-456404 | FHO-SES-SQ-0001 | PPE,SCBA | Safety Equipment |  | SCBA | http://www.toronto.ca/TWONTO#compressed_gas_cylinder |  | Safety Equipment
41514 | 10446 | TAB-ACC-TSL-1250 | Switch,Temerature,Low,Supply Air , | TAB-ACC-AHU-1250 | Switch,Position | Switch |  | TSL | http://www.toronto.ca/TWONTO#temperature_switch |  | Air Handing unit,Flotation Bldg
83203 | 28900 | THR-PRM-OIT-1102 | Remote Processor Unit, SCADA,North Primary Tank 11(Wireless) (172.22.37.139) | THR-SPC | RPU | Remote Processor Unit |  | OIT | http://www.toronto.ca/TWONTO#RPU_panel |  | Process Control Systems - Services Area
65386 | 57622 | THC-PRM-ZSH-1242 | Switch, Position High, Exhaust Damper, Damper 1242 | THC-PRM-DM-1242 | Switch,Position-High | Switch |  | ZSH | http://www.toronto.ca/TWONTO#position_switch |  | Damper/Louver, Exhaust Air, Fan 1240, Primary Clarifier 12
27663 | 45279 | FIS-ELS-MCC-0200 | MCC,600 V,Workshop Building,Mezzanine,West | FIS-ELS-CAB-0601 | Control Panel,MCC | Motor Control Centre |  | MCC | http://www.toronto.ca/TWONTO#LV_electrical_panel |  | ELS Cabinet,600 V Workshop Building,Mezzanine,MCC Cabinet
24514 | 49542 | COL-PRD-CH-0003 | Force main Chamber 1 | COL-PRD-MISC | Chamber |  | 34027 | CH |  |  | Miscellaneous Equipment
68347 | 21409 | THC-PLT-G-1801 | Gate, Sluice, Bypass Channel, Dual Actuator, Raw Sewage Screening | THC-PLT-BLDG-0001 | Gate,Sluice | Gate |  | G | http://www.toronto.ca/TWONTO#channel_gate
47377 | 23680 | TAB-EL1-MCC-6574 | Motor Control Centre, Z Bldg | TAB-EL1-MCC-6536 | Control Panel,MCC | Motor Control Centre |  | MCC | http://www.toronto.ca/TWONTO#LV_electrical_panel |  | Motor Control Centre, Z Bldg
106544 | 44115 | TAB-ACC-FN-6411 | Fan, Centrifugal, Supply Air, AHU-6410, Grit Bldg. roof, P Bldg. | TAB-ACC-AHU-6410 | Fan,Centrifugal | HVAC |  | FN | http://www.toronto.ca/TWONTO#blower_or_fan_with_drive |  | Air Handling Unit, Roof, Grit Bldg., P Bldg.
128559 | 88522 | THC-SES-GAS-U | Gas Detectors and Monitors, Digesters, Building U | THC-SES-GAS | [6 empty] | Gas Detectors and Monitors
7264 | 53557 | COL-PSK-LP-0001 | Control Panel, Lighting | COL-PSK-MISC | Control Panel |  |  | LP |  |  | Miscellaneous Equipment
19159 | 81713 | FHO-ACC-F-1003 | Filter, Inlet Air, D-1001, Old Surge Building | FHO-ACC-D-1001 |  | Filter |  | F | http://www.toronto.ca/TWONTO#replaceable_air_filter |  | Dehumidifier, Surge Building, Lower Level
55230 | 97426 | TAB-SLO-STR-2403 | Strainer, Lub Pump suction | TAB-SLO-P-2403 | Strainer | Filter |  | STR | http://www.toronto.ca/TWONTO#strainer |  | Pump, Sludge Transfer Lube #3
110975 | 59897 | TAB-DIG-PIT | Instrument Equipment, PIT to Waste Gas Burner | TAB-DIG-PIP | [6 empty] | Digestion Pipe Gallery, ELQ, PIT, STRC & Sump Pumps
76043 | 73692 | THR-JHSC-WSS | West Sub Station | THR-JHSC-WA3 |  | Safety Equipment |  |  | http://www.toronto.ca/TWONTO#collection_of_assets |  | Joint Health & Safety Committee WA3
106323 | 77546 | TAB-ACC-F-6521 | Filter, Prefilter, AHU-6520, Mechanical Room No. 2, Screen Bldg., P Bldg. | TAB-ACC-AHU-6520 | Filter | HVAC |  | F | http://www.toronto.ca/TWONTO#replaceable_air_filter |  | Air Handling Unit, Mechanical Room no.2, Screen Bldg., P Bldg.
93475 | 73261 | FHO-MCS-LD-0233 | Loading Dolly # 233 | FHO-MCS-LD | Lifting Device,Hoist,Manual | Rigging Equipment |  | LD | manual_handling_device |  | Lifting Devices & Elevators
85231 | 78144 | WTR-PEL-TSL-0701 | Switch, Temperature-Low, Fan 0701 | WTR-PEL-FN-0701 | Switch,Temperature-Low | Switch |  | TSL | http://www.toronto.ca/TWONTO#temperature_switch |  | Fan, Supply, Air, Pump 0700
18602 | 90243 | FHA-SES-SQ-0054 | Safety Harnesses North FP817/6DNA/L full body harness Ser H380765 | FHA-SES |  | Safety Equipment |  | SQ | http://www.toronto.ca/TWONTO#fall_arrest_harness |  | Safety & Environmental Services
38328 | 34602 | PLQ18550 | Plumbing, General, Seawall Substation | TAB-ELS-STRC-SW |  | Plumbing |  |  | plumbing |  | Seawall Substation
93252 | 34281 | FHO-GRK-DR-2017S | Door, (FD-S2-17), Fire Rated, Admin Building, S2, Loading Bay Area, South | FHO-GRK-FEQ-0001 | Fire Prevention,Door | Door |  | DR | http://www.toronto.ca/TWONTO#fire_rated_door
18091 | 82352 | FHA-SED-ZSH-0105C | Switch, Limit, Access Hatch Zone 5, Settling Basin T-0101 | FHA-SED-ZSH-0105 |  | Security System |  | ZSH | http://www.toronto.ca/TWONTO#position_switch |  | Switch, Limit, Access Hatch Zone 1,
106062 | 43160 | TAB-ACC-AHU-TRL | AHUs/Supply Fans - Consultant Trailer | TAB-ACC-AHU | [6 empty] | Air Handling Unit & Supply Fan
120309 | 84659 | THC-ACC-BLDG L | Plant Effluent Pumping Station, HVAC | THC-MCS-HVAC |  | HVAC |  |  | http://www.toronto.ca/TWONTO#collection_of_assets |  | Mechanical Services, HVAC
53023 | 87046 | TAB-PWA-RPU-0422 | RPU,Plant Water,Plant Water Pumping Station | TAB-PWA | RPU | Remote Processor Unit |  | RPU | http://www.toronto.ca/TWONTO#RPU_panel |  | Plant Water
25441 | 54528 | COL-PSM-DRV-0001 | Drive, Variable Speed Drive Panel | COL-PSM | Drive |  |  | DRV |  |  | Simcoe St Sewage Pumping Station
58252 | 43931 | THC-CW-SQ-0113 | Emergency Shower & Eyewash, Building G, Air Treatment Building | THC-SUSPENDED | PPE,Eyewash Station | Safety Equipment | 33152 | SQ | http://www.toronto.ca/TWONTO#emergency_eyewash_and_shower |  | Suspended entity
4868 | 93716 | COL-PIR-SW-0002 | Switch, Ground Fault Indicator | COL-PIR | Switch |  |  | SW |  |  | Island Road Sewage Pumping Station
76999 | 21789 | THR-PLT-LSH-0102 | Switch, Level-High, Screen 0102, Preliminary Treatment, Screening | THR-PLT-SC-0102 | Switch,Level-High | Switch |  | LSH | http://www.toronto.ca/TWONTO#level_switch |  | Bar Screen, Preliminary Treatment
9067 | 91634 | COL-YKP-VEH-0041 | Vehicle, Truck # 076083 (Chevrolet Silverado 3500) | COL-YKP | Vehicle,Licensed | Vehicle |  | VEH | http://www.toronto.ca/TWONTO#pickup_truck
76892 | 29391 | FHA-FL-T-0401 | Tank 4, Flouride Storage - CAP: 27276 L - Steel Welded Tank - | FHA-FL | Tank | Tank | 33475 | T | http://www.toronto.ca/TWONTO#chemical_storage_tank |  | Fluoridation
18486 | 92785 | FHA-SES-LDR-0513 | FHA-SES-LD-0041 - 10' Ladder Fiberglass ( Chlorine Room ) | FHA-SES | Safety | Safety Equipment |  | LDR | http://www.toronto.ca/TWONTO#ladder |  | Safety & Environmental Services
120385 | 5831 | THC-ACC-CU-0052 | Condensing Unit, Equipment Room,Admin Building Roof | THC-ACC-BLDG K | Air Handling Unit | HVAC |  | CU | http://www.toronto.ca/TWONTO#AC_condenser_unit |  | Administration Building, HVAC
48000 | 15747 | TAB-EL3-MCC-6325 | Motor Control Centre, Gas Compressor Bldg | TAB-ELS-WA8 | Control Panel,MCC | Motor Control Centre |  | MCC | http://www.toronto.ca/TWONTO#LV_electrical_panel |  | Electrical Equipment, Work Area 8, ( Panel Boards, MCC )
51250 | 62866 | TAB-PRM-RPU-0412 | RPU, Remote Processor Unit | TAB-PLT-INQ-D | RPU | Remote Processor Unit |  | RPU | http://www.toronto.ca/TWONTO#RPU_panel |  | D Building - Instrumentation Equipment
74350 | 70460 | THR-AER-RPU-0032 | Remote Processor Unit, North Aeration, Tank 0800 (172.22.37.174) | THR-AER-T-0800 | RPU | Remote Processor Unit |  | RPU | http://www.toronto.ca/TWONTO#RPU_panel |  | Tank, Secondary Treatment, Aeration - North #08
24885 | 69982 | COL-PMM-FN-0003 | Fan, Exhaust | COL-PMM-MISC | Fan | HVAC |  | FN | http://www.toronto.ca/TWONTO#blower_or_fan_with_drive |  | Miscellaneous Equipment
113499 | 34838 | TAB-ELS-SQ-BLANKET | High Voltage Insulating Blankets | TAB-ELS-ESQ |  | Tool |  |  | http://www.toronto.ca/TWONTO#collection_of_assets |  | Electrical Safety Equipment
26352 | 26019 | FHO-SES-SQ-6076 | High Voltage Safety Equipment, Insulated Gloves, Class 0, Serial Number 4400, Burt Donaldson | FHO-SES-SQ-1000 | PPE,Insulated Glove | Safety Equipment |  | SQ | http://www.toronto.ca/TWONTO#rubber_insulating_gloves |  | High Voltage Insulated Gloves
8157 | 6764 | COL-PWP-COM-0001 | Control Panel, Operator | COL-PWP | Control Panel |  |  | COM |  |  | West Point Avenue Sewage Pumping Station
16052 | 68435 | FHA-BW-TSH-0601 | Switch, Temperature High, Backwash Pump P-0501 Motor, Low Lift PS | FHA-BW-M-0501 | Switch,Temperature-High | Switch |  | TSH | http://www.toronto.ca/TWONTO#temperature_switch |  | Motor, Wash Water to Filter Bldg.
118525 | 73971 | TAB-STR-F-7001 | Filter, City Water, Gland Water Cooling RAS/WAS Pumps | TAB-STR-T-7000 | Filter | Filter |  | F | http://www.toronto.ca/TWONTO#discrete_unit_of_treatment_filter |  | Wet Well, Gland Water Pumping Supply
58227 | 96940 | THC-ACC-CT-0051 | Controller, Mechanical Room Ventilation, Admin Building, Mechanical Room 138 | THC-ACC-BLDG K |  | HVAC |  | CT | http://www.toronto.ca/TWONTO#thermostat_or_zone_controller_unit |  | Administration Building, HVAC
113907 | 1495 | TAB-OCS | Odour Control System, Aeration tanks | TAB-WORK-AREA-2 | [6 empty] | Work Area 2
49975 | 18363 | TAB-PLT-LSH-0641? | Switch,Level, High,Inlet Channel, Screen 0641 | TAB-SUSPENDED ENTITY | Switch,Level | Switch | 35871 | LSH | http://www.toronto.ca/TWONTO#level_switch |  | Suspended entities
19297 | 44271 | FHA-WWW-T-3031 | Tank, Sludge Thickener, RMF, Thickener Gallery | FHA-WWW-T-3031-KQ | Tank | Tank |  | T | http://www.toronto.ca/TWONTO#storage_tank |  | Tank Location, Thickener 3
13639 | 48739 | FCL-LAB | Lab Sampling Equipment | FCL-SAMP | [6 empty] | Sampling Systems
48134 | 62776 | TAB-ELS-PT 1-9 | Primary Tank 1-9 Outdoor Substation | TAB-ELS-NORTH | Switchgear,Outdoor | [5 empty] | North Substation
43030 | 7163 | FCL-ACC-CT-0323 | Controller, Baseboard Heaters, Admin Building, Second Floor | FCL-ACC-ADMIN |  |  |  | CT |  |  | Administration Building HVAC Equipment
42969 | 5051 | TAB-CAP-PRJ-0017 | Dig 9-12 Upgrades | TAB-WA6 |  |  |  | PRJ |  |  | Common to Projects, Bldg. Services, Z Building
121323 | 14901 | THC-ACC-TSH-6101 | Switch, Temperature, High, Truck Loading Bay, 2nd Floor Mech Room #2, Headworks | THC-ACC-AHU-6100 | Switch,Temperature-High | HVAC |  | TSH | http://www.toronto.ca/TWONTO#temperature_switch |  | Air Handling Unit, Truck Loading Bay, Mech Room #2, Headworks
144862 | 30934 | WTR-PKL-P | Pumping | WTR-PKL | [6 empty] | Keele Pumping Station
7276 | 71233 | COL-PWR-RPU-0100 | Remote Processor Unit, Control Room, West Rouge PS | COL-PWR-AUX-ELEC | RPU | Remote Processor Unit |  | RPU | http://www.toronto.ca/TWONTO#RPU_panel |  | Electrical Equipment
41244 | 61746 | TAB-ACC-T-1480 | Tank, Expansion, Secondary Hot Water Loop | TAB-ACC-1400 | Tank | Tank |  | T | expansion_tank |  | Heating, Z Bldg -
70 | 18692 | 21381 | TAB Process Control Projects | 52349 | [6 empty] | TAB Power Distribution
101566 | 33067 | MAIN-153 | Main 153 | WTR-LWA | [6 empty] | Work Area 2 Central Mains and Chambers
84641 | 10837 | WTR-PDS-PSL-0002S | Switch,Pressure,Low,Discharge | WTR-PDS-TRW | Switch,Pressure-Low | Switch | 38632 | PSL | http://www.toronto.ca/TWONTO#pressure_switch |  | Treated Water (Transmission)
76793 | 81225 | THR-PLT-CYC-G | Cyclone, North Grit Building | THR-PLT-GRITS | [6 empty] | Gate,Sluice,Preliminary Treatment, Grit Building
24757 | 43813 | COL-PSB-SQ-0001 | Eye Wash Station | COL-PSB-MISC |  | Safety Equipment |  | SQ | http://www.toronto.ca/TWONTO#emergency_eyewash |  | Miscellaneous Equipment
81898 | 61638 | FHA-SES-LDR-0516 | FHA-SES-LD-0019 - 6' Ladder Fiberglass ( Chlorine Feed Room ) | FHA-SES-LD-1 | Safety | Safety Equipment |  | LDR | http://www.toronto.ca/TWONTO#ladder |  | Ladders
111222 | 81402 | TAB-DIG-TSH-4135 | Switch,Temperature, High, Discharge, Digester Gas, Compressor C-4135 | TAB-DIG-C-4135 | Switch,Temperature | Switch |  | TSH | http://www.toronto.ca/TWONTO#temperature_switch |  | Compressor # 2, Gas (DX2602)
48411 | 37873 | FCL-AM-DM-0012 | Damper, Ammonia Storage Room Exhaust to Scrubber SB-0101, Gaseous Chemical Building, Ammonia Storage Room | FCL-AM-SCRUBBER |  |  |  | DM |  |  | Ammonia Scrubber System
80369 | 90399 | FHA-SED-ZSH-0601A | Switch, Limit, Access Hatch Zone 1, Settling Basin T-0601 | FHA-SED-ZSH-0601 |  | Security System |  | ZSH | http://www.toronto.ca/TWONTO#position_switch |  | Switch, Limit, Access Hatch Zone 6
129715 | 65367 | THR-ACC-CU-3500 | Condensing Unit, Ductless Split System outdoor Unit, Ferrous Chloride Fac Elec Rm | THR-ACC-AC-3500 |  | HVAC |  | CU | http://www.toronto.ca/TWONTO#AC_condenser_unit |  | Fan Coil Unit, Ductless Split System Indoor Unit, Ferrous Chloride Fac Elec Rm
29584 | 11448 | COL-PWP-MISC | Miscellaneous Equipment | COL-PWP | [6 empty] | West Point Avenue Sewage Pumping Station
27150 | 50651 | DOS-YCM-TRL-VEH268011 | 2009 TITAN Trailer - Vehicle Unit# 268011 | FAC-YCM-VEH | Vehicle,Licensed | Vehicle |  |  | trailer
21734 | 35309 | COL-PMY-CP-0005 | Control Panel, Combination Starter | COL-PMY | Control Panel |  |  | CP |  |  | Maryport Sewage Pumping Station
64174 | 88923 | FCL-RW-FSL-0901 | Switch, Flow Low, Sampling Pump 0901, Sampling Pumps, Low Lift PS Basement | FCL-RW-SAMP | Switch,Flow-Low | Switch |  | FSL | http://www.toronto.ca/TWONTO#flow_switch |  | Raw Water Sampling
120087 | 26164 | TAB-WA6-SQ-8769 | Lanyard | TAB-WA6-SQ-0001 | PPE | Safety Equipment |  | SQ | lifeline |  | Fall Arrest System
58986 | 12194 | THC-ACC-HTR-0014 | Heater, Unit, Electric, 6.3kW, Admin. Building Basement, Storage Room B107, South | THC-ACC-BLDG K |  | HVAC |  | HTR | http://www.toronto.ca/TWONTO#heater |  | Administration Building, HVAC
81463 | 96070 | FHA-SES-FSH-0405 | Switch, Flow-High,Safety Shower & Eye Wash Station, (WWW-FS-6905), Chemical Room 5 (Room E), RMF | FHA-SES-SQ-0008 | Switch,Flow-High | Safety Equipment |  | FSH | http://www.toronto.ca/TWONTO#flow_switch |  | Eyewash Stations & Showers
21121 | 79515 | FHO-CLB-PSH-0102 | Switch,Pressure High,Post Chl. West Train 1,Vent from Evaporator to Emerg.Vent Header,Chem.Supp.Rm. | FHO-CLB-CHL-0101 | Switch,Pressure-High | Switch |  | PSH | http://www.toronto.ca/TWONTO#pressure_switch |  | Chlorinator, Post Chlorination Train 1 West, Chemical Building, L1, Evaporator Room
6812 | 29402 | COL-PQW-LSL-0202 | Switch, Level-Low | COL-PQW | Switch | Switch |  | LSL | http://www.toronto.ca/TWONTO#level_switch |  | Queensway Sewage Pumping Station
29853 | 83466 | FIS-WWW-CH-0200-SUS | Slow Sand Fiter | FIS-SUSPENDED | Filter | Filter | 38480 | CH | http://www.toronto.ca/TWONTO#filtration_tank |  | Obsolete Entities/Processes
23077 | 70506 | FHO-FEQ-FSH-0002 | Switch, Flow-High, Fire System, Flocculation Building, S2, Corridor, North Wall | FHO-SES-FEQ-1000 |  | Switch |  | FSH | http://www.toronto.ca/TWONTO#flow_switch |  | Fire Equipment, Built In
136613 | 71628 | THR-JHSC-STB | Sludge Thickening Building & Surrounding Areas | THR-JHSC-WA1 |  | Safety Equipment |  |  | http://www.toronto.ca/TWONTO#space |  | Joint Health & Safety Committee WA1
134980 | 99775 | THR-ELS-MCC-3202 | Control Panel, MCC 3202, Grit Building | THR-ELS-GRIT | Control Panel,MCC | Motor Control Centre |  | MCC | http://www.toronto.ca/TWONTO#LV_electrical_panel |  | Electrical System, Grit Bldg., North Prelimanry and Primary Station
132446 | 48713 | THR-DIG-FSL-3166 | Flow Switch, Pump Seal Water | THR-DIG-T-7-10 | Transmitter,Pressure | Switch |  | FSL | http://www.toronto.ca/TWONTO#flow_switch |  | Digester, Entities Common to Tanks 7-10
25688 | 71635 | COL-PSP-HTR-0002 | Heater, Duct | COL-PSP-MISC | Heater |  |  | HTR |  |  | Miscellaneous Equipment
97631 | 67595 | FIS-RW-FSL-0004-SUS | Switch, Flow-Low, Turbidity, Intake Valve Chamber Upper Level, Sampling Pumps Intake | FIS-RW | Switch,Flow-Low | Switch | 38338 | FSL | http://www.toronto.ca/TWONTO#flow_switch |  | Raw Water Production
21848 | 9694 | COL-PMY-FN-0003 | Fan, Low Volume Exhaust | COL-PMY-MISC | Fan |  |  | FN |  |  | Miscellaneous Equipment
57706 | 23620 | FCL-WWW-ENJ-0001-SUS | Ejector, Sewage, Admin Building | FCL-SUSPENDED | Injector | Injector | 36847 | ENJ | http://www.toronto.ca/TWONTO#ejector |  | Suspended entity
128031 | 87823 | THC-PRM-ZSL-1171 | Switch, Position Low, Cylinder Retract, Valve 1171A | THC-PRM-V-1171 | Switch,Position-Low | Switch |  | ZSL | http://www.toronto.ca/TWONTO#position_switch |  | Valve, Hydraulic Cylinder, Scum Skimmer, Tank 1100, Primary Clarifier, Phase IV
10087 | 3394 | FCL-ACC-F-0204 | Filter, Air to Flocculation/Sedimentation Tunnel Dehumidification System, Dry Chemical BuildingBsmnt. W | FCL-ACC-P-LL |  |  |  | F |  |  | Low Lift Pumping Station HVAC Equipment
114891 | 85400 | TAB-PLT-UPS-0321 | UPS for RPU, Second Floor Electrical Room, P Bldg. | TAB-PLT-RPU-0321 | RPU | Remote Processor Unit |  | UPS | http://www.toronto.ca/TWONTO#UPS |  | RPU Panel, Plant, Second Floor Electrical Room, P Bldg.
13637 | 19655 | FCL-ITS | Integrated Technology Support | FCL-ITM | [6 empty] | Integrated Technology Management
68498 | 80551 | FHO-ACC-F-0114 | Filter, Dry Air, AHU-0104 Intake Air, Admin Building, L2, East Wing, Mechanical Room | FHO-ACC-AHU-0104 |  | Filter |  | F | http://www.toronto.ca/TWONTO#replaceable_air_filter |  | Air Handling Unit, Admin Building, East Wing, Mechanical Room
58918 | 48240 | THC-ACC-FN-2173 | Fan, Exhaust, Access Building T15A, Phase I Secondary | THC-ACC-FN-2170 | Air Handling Unit | HVAC |  | FN | http://www.toronto.ca/TWONTO#blower_or_fan_with_drive |  | Air Handling Unit, (new tunnel ventilation ECAP-01)
69735 | 1288 | THR-BG-LSL-0902 | Switch, Level-Low, Liquid in East Dewatering System, Compressor Building, Digester and Natural Gas Supply System | THR-BG | Switch,Level-Low | Switch |  | LSL | http://www.toronto.ca/TWONTO#level_switch |  | Blended Gas
23224 | 6277 | COL-PNT-MISC | Miscellaneous Equipment | COL-PNT | [6 empty] | New Toronto Pumping Station
54776 | 95917 | FCL-ELS-DS-B1B2 | Switch,High Lift Bldg - Switchgear Room,Tie:BUS-00B1/BUS-00B2 | FCL-ELS-BUS-00B2 | Load Break Switch | Switch |  |  | http://www.toronto.ca/TWONTO#level_switch |  | Switchgear,Indoor,High Lift Bldg - Switchgear Room,4.16 kV Line 2
79962 | 72297 | THR-WA3-LD-0012 | Sling, Nylon, Work Area 3 (1" X 6') | THR-LD-NYLN-WA3 | Lifting Device,Sling | Lifting Device |  | LD | synthetic_web_sling |  | Slings, Nylon, Work Area 3
53118 | 46753 | TAB-SA-D-0800 | Dryer, Chemical, Package, Auxiliary Systems Building, Main Floor | TAB-SA-F-0801 | Drier | Tank |  | D | http://www.toronto.ca/TWONTO#dryer |  | Pre-Filter, Package, Auxiliary Systems Building, Main Floor
90751 | 36210 | FHO-CLA-PSH-0101 | Sensor, Liquid Pressure, Evaporator Suction Pre Chlorination Train 1, Chemical Bldg, L1,Machine Room | FHO-CLA-CHL-0101 | Switch,Pressure-High | Switch |  | PSH | http://www.toronto.ca/TWONTO#pressure_switch |  | Chlorinator, Pre Chlorination Train 1, Chemical Building, L1, Machine Room
24940 | 24809 | COL-PMM-HIC-0100 | Humidistat | COL-PMM-AHU-0100 |  | HVAC |  | HIC | http://www.toronto.ca/TWONTO#thermostat_or_zone_controller_unit |  | Air Handling Unit
143707 | 92929 | WTR-PEL-PSL-0001 | Switch, Pressure-Low, Suction, Pumps | WTR-PEL-TRW | Switch,Pressure-Low | Switch |  | PSL | http://www.toronto.ca/TWONTO#pressure_switch |  | Treated Water (Transmission)
45413 | 50366 | TAB-DIG-PSH-4014 | Switch,Pressure, High | TAB-DIG-P-4014 | Switch,Pressure-High | Switch |  | PSH | http://www.toronto.ca/TWONTO#pressure_switch |  | Pump, Digester Mixing #1B
127483 | 76523 | THC-PRM-G-5141 | Gate, Sluice, Primary Influent Gate, Primary Clarifier 1100, NW Plant | THC-PRM-CLAR | Valve,Sluice Gate | Gate |  | G | http://www.toronto.ca/TWONTO#channel_gate
49118 | 22800 | TAB-OCS-F-8200 | Biofilter, Cell #2, Truck Loading Facility Odour Control System | TAB-SLO-BIO | Filter | Biofilter |  | F | http://www.toronto.ca/TWONTO#filtration_tank |  | Odour Control Facility-WA4
110560 | 60254 | TAB-DIG-ELQ-T9-12 | Digester Tanks 9-12, Electrical Equipment | TAB-DIG-T-09-12 | [6 empty] | Digester Tanks 9-12
120756 | 99333 | THC-ACC-FN-2174 | Fan, Exhaust, Access Building T15B, Phase I Primary | THC-ACC-FN-2170 | Air Handling Unit | HVAC |  | FN | http://www.toronto.ca/TWONTO#blower_or_fan_with_drive |  | Air Handling Unit, (new tunnel ventilation ECAP-01)
126196 | 30024 | THC-INC-PSL-2052 | Switch, Pressure-Low, Shaft Seal, Slurry Pump 2052 | THC-INC-P-2052 |  | Switch |  | PSL | http://www.toronto.ca/TWONTO#pressure_switch |  | Pump, Ash Slurry, Incinerator 2000
130000 | 9272 | THR-ACC-GRIT | Heating, Ventilation and Air Conditioning, Grit Building | THR-PRM |  | HVAC |  |  | http://www.toronto.ca/TWONTO#collection_of_assets |  | Primary Treatment
93293 | 90084 | FHO-GRK-DR-2054S | Door, (FD-S2-54), Fire Rated, Ozone Building, S2, Standpipe Fire Pump Room | FHO-GRK-FEQ-0001 | Fire Prevention,Door | Door |  | DR | http://www.toronto.ca/TWONTO#fire_rated_door
18702 | 97993 | FHA-SES-SQ-0416 | Emergency Shower, Plumbed, RMF, Polymer Feed Area | FHA-SES-SQ-0008 | Safety | Safety Equipment |  | SQ | http://www.toronto.ca/TWONTO#emergency_eyewash_and_shower |  | Eyewash Stations & Showers
39441 | 69846 | TAB-ACC-FN-6532 | Fan, Centrifugal, Exhaust air, Mechanical Room No. 3, Screen Bldg., P Bldg. | TAB-ACC-FN-PBLDG | Fan,Centrifugal | HVAC |  | FN | http://www.toronto.ca/TWONTO#blower_or_fan_with_drive |  | Exhaust Fans , P Bldg
85846 | 89564 | WTR-PHL-ZS-0015 | Switch, Position,Door Security | WTR-PHL-AUX | Switch,Position | Switch |  | ZS | http://www.toronto.ca/TWONTO#position_switch |  | Auxiliary Equipment (Building Facilities)
43827 | 23159 | FCL-ACC-FS-0202 | Switch, Loss of Air Flow, Fire Alarm, Ventilation System, Dry Chemical Building Alum Tank Room Bsmnt | FCL-ACC-FN-AM | Switch,Flow | Switch |  | FS | http://www.toronto.ca/TWONTO#flow_switch |  | Alum Storge & Tank RM. VENT. Sys.
77654 | 22076 | THR-DIS-DP-0200 | Panel, Distribution Panel, Disinfection Building North Side | THR-DIS-P-SUS | Control Panel,Power Distribution Panel | Power Distribution Panel |  | DP | http://www.toronto.ca/TWONTO#LV_electrical_panel |  | Disinfection, Pumps, Sump & Chlorine Solution
113262 | 89303 | TAB-EL3-MCC-6013 | MCC, Auxilary Systems Building, 2nd Floor | TAB-EL3-TR-5112 | Control Panel,MCC | Motor Control Centre |  | MCC | http://www.toronto.ca/TWONTO#LV_electrical_panel |  | Transformer, Substation, Auxiliary Systems Building, 2nd Floor
74157 | 54264 | THR-AER-F-1311 | Filter, Bag, Supply Air, Aeration Blower 1311 | THR-AER-BL-1311 | Filter | Filter |  | F | http://www.toronto.ca/TWONTO#replaceable_air_filter |  | Blower, Centrifugal, Secondary Treatment, Aeration Blower System - Engine Room
19836 | 94661 | COL-PLV-GEN-0001 | Generator | COL-PLV | Generator |  |  | GEN |  |  | Livingston Road Pumping Station
95274 | 24381 | FHO-TRW-T-0006 | Tank, Surge, District 1E-B, Surge Building, S4, Tank Room | FHO-TRW | Tank | Tank |  | T | http://www.toronto.ca/TWONTO#pumping_surge_suppression_tank |  | Treated Water System
140608 | 41789 | TNT-MCS-LD-0028 | Chain Hoist | TNT-MCS-LD | Lifting Device,Chain | Lifting Device |  | LD | http://www.toronto.ca/TWONTO#lifting_equipment_hoist |  | Lifting Devices , cranes/ Portable crane/hoists, come alongs, slings, wire rope, chains
55959 | 3826 | FCL-SPC-RPU-1222 | RPU Panel, Building Services, High Lift Bldg - Switchgear Room | FCL-ELS-PS-0001 | Control Panel | Remote Processor Unit |  | RPU | http://www.toronto.ca/TWONTO#RPU_panel |  | Uninterruptible Power Supply,High Lift Bldg - Switchgear Room,LP-0001
74160 | 39664 | THR-AER-F-1501 | Filter, Lube Oil Tank, Blower 1511, Blower Building, Air Blower System | THR-AER-BL-1511 | Filter | Filter |  | F | http://www.toronto.ca/TWONTO#replaceable_oil_or_fuel_filter |  | Blower, Centrifugal, Secondary Treatment, Aeration Blower System - Engine Room
12987 | 74704 | FCL-FL-LSH-0201(S) | Switch, Level-High, Tank 0201, Hydrofluosilicic Acid System | FCL-FL | Switch,Level-High | Switch | 35932 | LSH | http://www.toronto.ca/TWONTO#level_switch |  | Fluoridation
8575 | 76450 | COL-RBB-SW-0002 | Switch, Fused | COL-RBB | Switch |  |  | SW |  |  | Western Beaches Tunnel (Battery Park)-Storm
60302 | 82154 | THC-ACC-V-6008 | Valve, Butterfly, Manual, Hot Water Supply, Lower Level 2 Blower Room, Headworks | THC-ACC-HE-6001 | Valve,Butterfly | HVAC |  | V | http://www.toronto.ca/TWONTO#valve |  | Heat Exchanger, Heating Glycol System, Lower Level 2 Blower Room, Headworks
135299 | 20586 | THR-FPW-T-0006S | Tank, Plant Water System, Plant Water Building | THR-FPW-F-0400 | Tank | Tank | 47404 | T | http://www.toronto.ca/TWONTO#storage_tank |  | Filter, Cell 4, Plant Water Building, Plant Services, Plant Water Pump, Centrifugaling System (Filter Bed, Cell 4)
91403 | 48232 | FHO-DOZ-TPD-1510 | Trap Prime Device, Ozone Building, L1, Mechanical Room No.1 | FHO-DOZ |  | Plumbing |  | TPD | http://www.toronto.ca/TWONTO#trap_priming_device |  | Ozonation System
39114 | 60634 | TAB-ACC-DM-6420 | Damper, Motorized, Exhaust Air, FN- 6418, Roof, Existing Grit Bldg. | TAB-ACC-FN-6418 | Damper/Louver | HVAC |  | DM | http://www.toronto.ca/TWONTO#air_damper |  | Fan, Centrifugal, Exhaust Air, Roof, Grit Bldg., P Bldg.
94792 | 840 | FHO-SES-SCBA-0036 | Cylinder, SCBA, Air Pack, 2216 PSI, Ser #OJ-380897 | FHO-SES-SQ-0003 | PPE,SCBA | Safety Equipment |  | SCBA | http://www.toronto.ca/TWONTO#compressed_gas_cylinder |  | Breathing Air Tanks
25948 | 83004 | COL-PSS-CB-0002 | Circuit Breaker, Lighting Panel | COL-PSS | Circuit Breaker |  |  | CB |  |  | Scott Sewage Pumping Station
76074 | 7001 | THR-MCS-LD-0270 | Engine Lifter, Digeter 9-10 Lower Level | THR-LD-WA1 | Lifting Device | Lifting Device |  | LD | http://www.toronto.ca/TWONTO#lifting_equipment_hoist |  | Lifting Devices, Chain Hoist, Come Along & Slings
47437 | 67945 | TAB-EL1-SQ-6320 | Spill kit,DAWG® 20 Gallon Overpack | TAB-ELS-ESQ | Spill Kit | Safety Equipment |  | SQ | http://www.toronto.ca/TWONTO#spill_kit |  | Electrical Safety Equipment
116649 | 25063 | TAB-PWA-LSH-5144 | Switch, Level,High | TAB-PWA-P-5144 | Switch,Level | Switch |  | LSH | http://www.toronto.ca/TWONTO#level_switch |  | Pump, Sanitary Sump
119679 | 39870 | TAB-WA1-SQ-1110 | Sling | TAB-WA1-SQ-1000 | Lifting Device,Sling | Lifting Device |  | SQ | http://www.toronto.ca/TWONTO#fall_protection_sling |  | WA1 Lifting Devices and Slings
18427 | 60972 | FHA-SES-LDR-0104 | FHA-SES-LD-0017 - 6' Ladder Fiberglass Orange ( Switch Gear Room EICT Room ) | FHA-SES | Safety | Safety Equipment |  | LDR | http://www.toronto.ca/TWONTO#ladder |  | Safety & Environmental Services
105179 | 39589 | PA50748 | Paging/Intercom System, Boiler Rms/Z Bldg | TAB-WA6 |  | Communications Equipment |  |  | http://www.toronto.ca/TWONTO#public_annoucement_speaker |  | Common to Projects, Bldg. Services, Z Building
58059 | 49116 | THC-ACC-AHU BLDG M | Air Handling Units, Building M | THC-ACC-BLDG M |  | HVAC |  |  | http://www.toronto.ca/TWONTO#air_handler_unit |  | Incineration Building, HVAC
136777 | 91823 | THR-MCS-MT-5356 | Ultrasonic Machine | THR-MCS-MT | Machine Tool | Tool |  | MT | parts_washer |  | Machine Tool, Miscellaneous
103736 | 29411 | MTMH323 | MENDOTA STS | TRK-HMR | [6 empty] | HUMBER DRAINAGE AREA
29659 | 65047 | FIS-MCS-T-4001 | Tank, Domestic Hot Water, Marine Yard Building, Mechanical/Electrical Room | FIS-MARINE-M/ERM |  | Tank |  | T | http://www.toronto.ca/TWONTO#tanked_hot_water_heater |  | Mechanical/ Electrical Room, Marine Yard Building
112680 | 31991 | TAB-EL1-MCC-6164 | Motor Control Centre, 600V, West Quad House | TAB-EL1-MCC-6121 | Control Panel,MCC | Motor Control Centre |  | MCC | http://www.toronto.ca/TWONTO#LV_electrical_panel |  | Motor Control Centre, 600V MCC
80472 | 98821 | THR-FT-RPU-0006BS | Remote Processor Unit, Final Tank 0700, Tank 0800, | THR-ELS-FST | RPU | Remote Processor Unit | 39570 | RPU | http://www.toronto.ca/TWONTO#RPU_panel |  | Electrical System, Final Sedimentation Tanks & Galleries
26407 | 37954 | FHO-SES-SQ-CAT900E | High Voltage Insulated Blanket | FHO-SES-SQ-0001 | PPE,Insulated Mat | Safety Equipment |  |  | ? |  | Safety Equipment
138622 | 74625 | THR-SES-LD-0006S | Base, Embedded for Davit Arm, Primary Tank 2 | THR-LD-WA2 | Safety | Safety Equipment | 42680 | LD | davit_base |  | Lifting Devices, Chain Hoist, Come Along & Slings
112625 | 37530 | TAB-EL1-LP-6142A | Panel,Lighting,208-120V,Auxiliary Loads,Electrical Room,PRS Bldg | TAB-EL1-TR-6142A | Control Panel,Lighting | Power Distribution Panel |  | LP | http://www.toronto.ca/TWONTO#LV_electrical_panel |  | Transformer,Lighting,3 phase,600V/120-208V ,LP-6142A,Auxiliary Loads,Electrical Room,PRS Bldg
15094 | 63984 | COL-PHP-LIT-0201 | Transmitter, Level | COL-PHP | Transmitter,Level |  |  | LIT |  |  | High Park Sewage Pumping Station
91684 | 10897 | WTR-RLW-DR-0002 | Door, West Basins | WTR-RLW-AUX | Door | Door |  | DR | http://www.toronto.ca/TWONTO#door
135575 | 11785 | THR-FT-FSL-3646 | Switch, Flow-Low, WHF, Pump 3640, Secondary Treatment, Scum Pumping - North | THR-FT-P-3640 | Switch,Flow-Low | Switch |  | FSL | http://www.toronto.ca/TWONTO#flow_switch |  | Pump, Rotary Vane, Scum Tank 3600, System 9, Scum Pumping
45461 | 2848 | TAB-DIG-SQ-0008 | Emergency Eye Wash Pack, # 8 Digester 1-4 Bsmt | TAB-DIG-STRC-T1-4 | PPE,Eyewash Station | Safety Equipment | 34474 | SQ | http://www.toronto.ca/TWONTO#emergency_eyewash |  | Digester Tanks 1-4 - Drains, Electrical Service(110/220V), Lighting, Plumbing
67784 | 63935 | THR-ACC-FSL-0850 | Switch, Flow-Low, Exhaust Fan 0850, T16, Plant Services, Gallery Ventilation, Zone 3A | THR-ACC-FN-0850 | Switch,Flow-Low | Switch |  | FSL | http://www.toronto.ca/TWONTO#flow_switch |  | Fan, Exhaust, T16, Plant Services, Gallery Ventilation, Zone 3A
118848 | 51204 | TAB-STR-SA | Service air Equipments | TAB-AER-BL | [6 empty] | Blower Building
8720 | 38900 | COL-RBG-HTR-0001 | Heater, Baseboard | COL-RBG-MISC | Heater |  |  | HTR |  |  | Miscellaneous Equipment
14178 | 36465 | COL-PGB-LSLL-0101 | Switch, Level Low-Low | COL-PGB-MISC | Switch,Level |  |  | LSLL |  |  | Miscellaneous Equipment
66425 | 76458 | THC-SPC1 | Process Control Systems - Administrative | THC | [6 empty] | Highland Creek Treatment Plant
136601 | 40592 | THR-JHSC-DMCC | DIG 1-6 & 7-10 MCC Rooms | THR-JHSC-WA3 |  | Safety Equipment |  |  | http://www.toronto.ca/TWONTO#collection_of_assets |  | Joint Health & Safety Committee WA3
14484 | 86533 | FCL-SES-FA-0001-SUS | Fire Alarm System, Control Panel, High Lift Building | FCL-SES-SQ-0007 |  | Safety Equipment | 46422 | FA | http://www.toronto.ca/TWONTO#annunciator_panel |  | Eyewash Station, Admin Building, Operators Lab,Eye wash station - main change room
45401 | 28427 | TAB-DIG-RPU-1009 | Remote Processing Unit | TAB-DIG-ELQ-T13-16 | RPU | Remote Processor Unit |  | RPU | http://www.toronto.ca/TWONTO#RPU_panel |  | Digester Tanks 13-16, Electrical Equipment
13847 | 22131 | COL-PGA-SS-0001 | Security System | COL-PGA | Security System |  |  | SS |  |  | Greyabbey Sewage Pumping Station
25420 | 54865 | COL-PSL-WEL-0200 | Wet well | COL-PSL-MISC | Well |  |  | WEL |  |  | Miscellaneous Equipment
123557 | 27289 | THC-DIG-PD-0400 | Tank,Primary Digester,Digested Sludge,Building U | THC-DIG-DIGESTERS |  | Tank |  | PD | http://www.toronto.ca/TWONTO#digester_tank |  | Primary Anerobic Digesters 0400-0700
31885 | 71069 | COL-RBB-SS-0001 | Door Entry system, Valve Room | COL-RBB | Security System |  |  | SS |  |  | Western Beaches Tunnel (Battery Park)-Storm
47988 | 5960 | TAB-EL3-MCC-6128 | Motor Control Centre, Digester 13-16 bldg | TAB-DIG-ELQ-T13-16 | Control Panel,MCC | Motor Control Centre |  | MCC | http://www.toronto.ca/TWONTO#LV_electrical_panel |  | Digester Tanks 13-16, Electrical Equipment
44724 | 91161 | TAB-DEW-V-C08 | Centrifuge 8 Centrate Line | CENTRATE | [6 empty] | Centrate Collection
130149 | 99714 | THR-ACC-NR-668 | HVAC Unit & Fan, Admin Lunch Room | THR-ACC-ADM | H.V.A.C.,Heater,Unit | HVAC |  | NR | http://www.toronto.ca/TWONTO#heater |  | Air Conditioning, HVAC, Admin Building
58410 | 7822 | THC-ACC-DM-0075 | VAV Box, Admin Building, Ground Floor, Lunch Room 150 | THC-ACC-AHU-0071 |  | HVAC |  | DM | http://www.toronto.ca/TWONTO#air_damper |  | Air handling Unit, Ground Floor West Zone(Administration), Admin Building Roof
81491 | 42208 | FHA-SES-LDR-0109 | FHA-SES-LD-0016 - 6' Ladder Fiberglass ( DEW pump 44 ) | FHA-SES-LD-1 | Safety | Safety Equipment |  | LDR | http://www.toronto.ca/TWONTO#ladder |  | Ladders
137361 | 80234 | THR-PLT-LD-0300 | Lifting Devices, Sparger Arms, Tank 300, Grit Bldg. | THR-PLT-T-0300 | Lifting Device | Hydraulic System | 35251 | LD | http://www.toronto.ca/TWONTO#hydraulic_system |  | Tank, Grit Removal, Grit Tanks, North Grit Building
9045 | 17446 | COL-YKP-VEH-0014S | Vehicle, Truck #080056 (F550) | COL-YKP | Vehicle,Licensed | Vehicle | 41091 | VEH | http://www.toronto.ca/TWONTO#pickup_truck
112752 | 19648 | TAB-EL1-MCC-6962 | MCC,Mechanical Room,Ground Floor,Screen Build,P Building | TAB-EL1-MCC-6922 | Control Panel,MCC | Motor Control Center |  | MCC | http://www.toronto.ca/TWONTO#LV_electrical_panel |  | MCC,Electrical Room,Ground Floor,Screen Build,P Building
68201 | 23849 | FCL-TRW-V-0059 | Valve, Gate, Outlet, Service Water Backflow Preventer BFP-0003, High Lift PS Basement | FCL-TRW-BFP-0003 |  |  |  | V |  |  | Backflow Preventer, District 2W Header Service Water Distribution,High Lift PS Bsmnt.N/Wall West End
147207 | 21794 | WTR-RRH-RPU-0001 | Remote Processing Unit | WTR-RRH-ELS | RPU | Remote Processor Unit |  | RPU | http://www.toronto.ca/TWONTO#RPU_panel |  | Electrical System
13973 | 21367 | FCL-RW-FSL-0004 | Switch, Flow Low, Analyzer 0004, pH, Raw Water, Low Lift PS Basement | FCL-RW | Switch,Flow-Low | Switch |  | FSL | http://www.toronto.ca/TWONTO#flow_switch |  | Raw Water
12400 | 1776 | FCL-ELS-LP-004GF | Lighting Panel, 600/120/208V, 3PH, Gaseous Chemical Building | FCL-ELS-TR-004GE |  |  |  | LP |  |  | Transformer, Lighting, 600/120/208V, 45kVA, 3PH, LP-004GE, Gaseous Chemical Building MCC Room N/W
20469 | 44041 | COL-PMM-FS-0100 | Switch, Flow-Low | COL-PMM-MISC | Switch,Flow | Switch |  | FS | http://www.toronto.ca/TWONTO#flow_switch |  | Miscellaneous Equipment
27390 | 60549 | COL-PSW-DR-0152 | Door entry system | COL-PSW-MISC | Security System | Security System |  | DR | http://www.toronto.ca/TWONTO#security_system |  | Miscellaneous Equipment
46640 | 39101 | TAB-DIS-FSL-2207 | Switch ,Flow, Low,KOH to Scrubber, Chlorine Bldg | TAB-DIS-P-2207 | Switch,Flow | Switch |  | FSL | http://www.toronto.ca/TWONTO#flow_switch |  | Pump, Spray,KOH
107804 | 19188 | TAB-ACC-TSL-1850 | Switch,Temperature,Low,Supply Air , | TAB-ACC-AHU-1850 | Switch,Temperature | Switch |  | TSL | http://www.toronto.ca/TWONTO#temperature_switch |  | AHU, Blower Bldg
132542 | 32660 | THR-DIG-LSH-0206 | Switch, Level-High, Over Flow Chamber, Tank 0200, Solids Treatment, Digester 2 Overflow Chamber | THR-DIG-PD-0200 | Switch,Level-High | Switch |  | LSH | http://www.toronto.ca/TWONTO#level_switch |  | Tank, Primary Digester-2, Solids Treatment
129287 | 61050 | THC-THK-RPU-1605 | RPU,Polymer Make-up,WAS Thickening Building (1) | THC-THK-ELS | Control Panel,Instrumentation | Remote Processor Unit |  | RPU | http://www.toronto.ca/TWONTO#RPU_panel |  | TWAS Elecftrical equipment Sludge Thickening
107593 | 79477 | TAB-ACC-TE-1464A | Temperature Element, Supply Air Temperature | TAB-ACC-HTR-1462 | Sensor,Temperature | HVAC |  | TE | http://www.toronto.ca/TWONTO#temperature_sensor_element |  | Heater unit, Z Bldg
59571 | 19389 | THC-DIG-PSH-5066 | Switch,Pressure-High,Duty,Digested Gas Header,Gas Low Pressure System,Building U | THC-DIG-GAS-LOW-PRESS | Switch,Pressure | Switch |  | PSH | http://www.toronto.ca/TWONTO#pressure_switch |  | Digester Gas Low Pressure System
95976 | 42274 | FIS-ADM-BLDG | Building Location | FIS-EUS | [6 empty] | Production & End User Support
84603 | 86458 | WTR-PDS-AUX | Auxiliary Equipment (Building Facilities) | WTR-PDS | [6 empty] | Dorset Pumping Station
78128 | 38699 | THR-PRS-LSHH-0054 | Switch, Level-High-High, Ferrous Chloride Pumps 0054,0057, Ferrous Chloride System | THR-PRS-P-0054 | Transmitter,Level | Switch |  | LSHH | http://www.toronto.ca/TWONTO#level_switch |  | Pump, Ferrous Chloride, Primary, Chemical Building
82730 | 75492 | THR-PLT-RPU-0220 | RPU, North Grit, North Grit Electrical Room (172.22.37.201) | THR-ELS-GRIT | RPU | Remote Processor Unit |  | RPU | http://www.toronto.ca/TWONTO#RPU_panel |  | Electrical System, Grit Bldg., North Prelimanry and Primary Station
105690 | 38056 | SWM-PMG-LSH-0104 | Switch, Level-High | SWM-PMG-MISC | Switch,Level | Switch |  | LSH | http://www.toronto.ca/TWONTO#level_switch |  | Miscellaneous Equipment
78210 | 31785 | THR-PRS-T-0020 | Tank, Ferrous Chloride Storage, Chemical Building | THR-PRS-T | Tank,Non-Pressurized | Tank |  | T | http://www.toronto.ca/TWONTO#chemical_storage_tank |  | Phosphorous Removal System, Storage Tank
101608 | 37303 | MAIN-197 | Main 197 | WTR-MT3 | [6 empty] | Work Area 3 WEST Mains and Chambers
49375 | 90607 | FCL-CLA1 | Pre-Chlorination | FCL-DIS | [6 empty] | Disinfection and Conditioning
41114 | 49171 | TAB-ACC-PS-7102 | Switch, Pressure, Z Bldg 2nd Flr, Deaerator 1 | TAB-ACC-MEQ-7101 | Switch,Pressure | Switch |  | PS | http://www.toronto.ca/TWONTO#pressure_switch |  | Tank, Deaerator No.1
50821 | 61523 | TAB-PRM-FSL-5001 | Switch ,Flow, Low,Hot Water Recirculation , Scum Hopper T-2100 | TAB-PRM-T-2100 | Switch,Flow | Switch |  | FSL | http://www.toronto.ca/TWONTO#flow_switch |  | Hopper, Scum - Primary Tank 1-2
77615 | 35331 | THR-DIS-CP-0001 | Panel,ControlPanel,Pump Skids, Disinfection Building Main Floor | THR-DIS-P-EFF | Control Panel,Power Distribution Panel | Power Distribution Panel |  | CP | http://www.toronto.ca/TWONTO#process_control_panel |  | Pumps, Disinfection, Effluent
4534 | 13237 | COL-PGA-LSHH-0104 | Level,Switch,High-High,WEL-0100 | COL-PGA | Switch,Level-High-High | Switch |  | LSHH | http://www.toronto.ca/TWONTO#level_switch |  | Greyabbey Sewage Pumping Station
122029 | 50308 | THC-AER-T-3300 | Tank, Aeration | THC-AER-T | Tank,Non-Pressurized | Tank |  | T | http://www.toronto.ca/TWONTO#aeration_tank |  | Tank, Aeration
40906 | 79291 | TAB-ACC-MEQ-6501 | High Pressure Hot Water cleaning system, Mechanical Room No. 1, Screen Bldg., P Bldg. | TAB-PLT-PLQ-P | Building Service,Floor Drain | Plumbing |  | MEQ | http://www.toronto.ca/TWONTO#power_washer |  | Plumbing, General, P Bldg Prelim Treatment
48230 | 38775 | TAB-ELS-SQ-6139 | Electrical - Rubber Insulating Gloves Class 1 | TAB-ELS-SQ-GLOVE | PPE,Insulated Glove | Safety Equipment |  | SQ | http://www.toronto.ca/TWONTO#rubber_insulating_gloves |  | High Voltage Gloves
101576 | 61944 | MAIN-161 | Main 161 | WTR-LWA | [6 empty] | Work Area 2 Central Mains and Chambers
77000 | 95997 | THR-PLT-LSH-0112 | Switch, Level-High, Screen 0112, Preliminary Treatment, Screening | THR-PLT-SC-0112 | Switch,Level-High | Switch |  | LSH | http://www.toronto.ca/TWONTO#level_switch |  | Bar Screen, Preliminary Treatment
15113 | 57561 | COL-PHP-SS-0001 | Station Security System | COL-PHP-MISC |  | Security System |  | SS | http://www.toronto.ca/TWONTO#security_system |  | Miscellaneous Equipment
39143 | 44210 | TAB-ACC-DM-6557 | Damper, Motorized, Exhaust Air, FN- 6532,6542, 6552 & 6562, Mech. RM No. 3, Screen Bldg., P Bldg. | TAB-ACC-FN-6532 | Damper/Louver | HVAC |  | DM | http://www.toronto.ca/TWONTO#air_damper |  | Fan, Centrifugal, Exhaust air, Mechanical Room No. 3, Screen Bldg., P Bldg.
41279 | 8957 | TAB-ACC-T-7101 | Tank, Float Chamber | TAB-ACC-MEQ-7101 | Tank | Tank |  | T | floatation_tank |  | Tank, Deaerator No.1
131678 | 65863 | THR-CG-T-1102 | Tank, High Pressure Air Storage, Engine Air Starting System | THR-AI-C | Tank | Tank | 34867 | T | http://www.toronto.ca/TWONTO#pressure_vessel |  | Compressors, Instrument & Service Air
81109 | 78541 | TNT-DIS-FS-0801 | Switch, Flow | TNT-DIS-P-0800 | Switch,Flow | Switch |  | FS | http://www.toronto.ca/TWONTO#flow_switch |  | Pump,Chlorination Dosing
101658 | 51529 | MAIN-270 | Main 270 | WTR-LWA | [6 empty] | Work Area 2 Central Mains and Chambers
74665 | 95148 | THR-BG-F-1201 | Filter, Gas, Engine 1201 Gas Valve Train, Engine Fuel System-Unit No 2, Engine-Generator & Heat Recovery System | THR-CG-ENG-1201 | Filter | Filter |  | F | http://www.toronto.ca/TWONTO#replaceable_oil_or_fuel_filter |  | Engine, Generator NT1788901, Engine Room, Engine-Generator & Heat Recovery System
72285 | 9451 | THR-ACC-AC-0004 | Air Conditioning, Cooling & Fan Unit, South Primary Station 3, MCC Room | THR-PRM-CP-0010 | H.V.A.C.,Air Conditioner | HVAC |  | AC | http://www.toronto.ca/TWONTO#air_condition |  | Control Panel, Make-up Air Unit, South Primary Station 2, MCC Room
18551 | 65038 | FHA-SES-SCBA-0015 | Cylinder for Air Pack Ser # OJ 371534 | FHA-SES-SCBA-CYLINDER | PPE,SCBA | Safety Equipment |  | SCBA | http://www.toronto.ca/TWONTO#compressed_gas_cylinder |  | Breathing Air Tanks (SCBA cylinders)
49696 | 91535 | FCL-CLB-RD-0101 | Rupture Disk, Vent, CLB Evaporator 0101, Gaseous Chemical Building, Machine Room | FCL-CLB-EV-0101 |  |  |  | RD |  |  | Evaporator, Chlorine Gas, Chlorination System
50563 | 66051 | FCL-DCL-SO-0101 | Sulphonator, Sulphur Dioxide System, Machine Room,Gaseous Chemical Building | FCL-DCL | Analyzer,Sulphur Dioxide | Chemical Feeder |  | SO | http://www.toronto.ca/TWONTO#sulphonation_system |  | Sulphur Dioxide System
40912 | 18184 | TAB-ACC-MEQ-7201 | Tank, Deaerator No.2 | TAB-HRS-P-DEA | Tank | Tank |  | MEQ | http://www.toronto.ca/TWONTO#pressure_vessel |  | Deaerator Equipment/ Cndensation ,
9542 | 1103 | DOS-YCM-VEH-333005 | 2003 VOLVO EC55 - Vehicle Unit# 333005 | FAC-YCM-VEH | Vehicle,Licensed | Vehicle |  | VEH | http://www.toronto.ca/TWONTO#passenger_vehicle | ?
126517 | 27256 | THC-MCS-T-0003 | Domestic Hot Water Tank, Building J | THC-MCS-T-BLDG J | Tank,Domestic Hot Water | Tank |  | T | http://www.toronto.ca/TWONTO#tanked_hot_water_heater |  | Domestic Hot Water Tank, Building J
10863 | 31495 | FCL-ALM-LSH-0201 | Switch,Level Alum Storage Tank # 2 | FCL-ALM |  |  |  | LSH |  |  | Coagulation
34291 | 29913 | KU2047A | Tank, Flash | TAB-HRS-T | Tank | Tank |  |  | http://www.toronto.ca/TWONTO#pressure_vessel |  | Steam Flash Tanks & Controls
78928 | 79892 | THR-GRK-GQ-WA1 | Building & Grounds Equipment, Work Area 1 | THR-GRK-WA1 |  | Vehicle |  |  | http://www.toronto.ca/TWONTO#collection_of_assets
41085 | 90010 | TAB-ACC-PDSH-6306 | Switch, Pressure Differential Switch High, FN-6320 | TAB-ACC-FN-6320 | Switch,Pressure-High | Switch |  | PDSH | http://www.toronto.ca/TWONTO#pressure_switch |  | Fan, Supply, Propeller Type, Sludge Heating Room Heat Relief Ventilation, Sludge Heating Room, Dig 9-12 Control Building.
135888 | 48436 | THR-FT-PSL-4400 | Switch, Pressure-Low, Pump P-4401 Suction, RAS Pumping - South | THR-FT-P-4401 | Switch,Pressure-Low | Switch |  | PSL | http://www.toronto.ca/TWONTO#pressure_switch |  | Pump, Centrifugal, RAS, RAS Pumping Station - South
90117 | 58395 | YTF-GRK-MEQ-1000 | Accessability Lift | YTF-GRK-PRTY-1000 | Pump | Lifting Device |  | MEQ | http://www.toronto.ca/TWONTO#lifting_equipment_hoist |  | Building Maintenance
114793 | 17329 | TAB-PLT-PSJ-0122 | Switch, Pressure High, Grit Pump P-0122 Discharge, Grit Bldg., P Bldg. | TAB-PLT-P-0122 | Switch,Pressure-High | Switch |  | PSJ | http://www.toronto.ca/TWONTO#pressure_switch |  | Pump, Centrifugal, Submersible, Grit Tank, T-0100, Grit Bldg., P Bldg.
52916 | 16640 | TAB-PLT-G-0412 | Gate, Slide, Motorized, Isolation, Screen Channel No. 4 Influent | TAB-PLT-SC-0400 | Gate,Sluice,Act. | Gate |  | G | http://www.toronto.ca/TWONTO#channel_gate
127820 | 73870 | THC-PRM-V-1112A | Valve, Solenoid, Collect, Valve 1112 | THC-PRM-V-1112 | Transmitter,Level | Hydraulic System |  | V | http://www.toronto.ca/TWONTO#solenoid |  | Valve, Hydraulic Cylinder, Bottom Scraper, Primary Clarifier 1100, NW Plant
27866 | 92231 | COL-PWC-LSH-0103 | Switch, Level-High | COL-PWC | Switch,Level |  |  | LSH |  |  | Wirral Court Sewage Pumping Station
97371 | 96182 | FIS-MCS-MT-4506 | Machine Tool, Band Saw, Vertical, Workshop Building, Machine Shop | FIS-MCS | Machine Tool,Saw | Tool |  | MT | http://www.toronto.ca/TWONTO#band_saw |  | Mechanical Services
24889 | 62478 | COL-PMM-FN-0006 | Fan, Supply | COL-PMM-MISC | Fan | HVAC |  | FN | http://www.toronto.ca/TWONTO#blower_or_fan_with_drive |  | Miscellaneous Equipment
53847 | 43974 | TAB-SLO-SILO | Sludge Transfer & Silos | TAB-WORK-AREA-SOL | [6 empty] | TAB Work Area Sol
21088 | 262 | FHO-CLB-CHL-0301 | Chlorinator, Post Chlorination East Train 3, Chemical Building, L1, Evaporator Room | FHO-CLB | Chemical Feeder,Gas | Chemical Feeder |  | CHL | http://www.toronto.ca/TWONTO#chlorinator_system |  | Post Chlorination System
15192 | 93913 | FCL-TRW-LSL-0800 | Switch, Level, Low, Treated Water Pump P-0800 Loss of Prime, High Lift Building, Pump Room | FCL-TRW-P-0800 | Switch,Level-Low | Switch |  | LSL | http://www.toronto.ca/TWONTO#level_switch |  | Pump, Treated Water
68614 | 635 | FHO-ACC-F-0801 | Filter, Inlet Air to Elevator Room, Admin Building, S4, Behind Passenger Elevator Room | FHO-MCS-HVAC |  | Filter |  | F | http://www.toronto.ca/TWONTO#replaceable_air_filter |  | Plant HVAC
26139 | 35555 | FHO-GRK-DR-1016L | Door, (FD-1-16), Fire Rated, Admin Building, L1, Main Entrance Vestibul, North | FHO-GRK-FEQ-0001 | Fire Prevention,Door | Door |  | DR | http://www.toronto.ca/TWONTO#fire_rated_door
121968 | 25566 | THC-AER-M-7270 | Motor, Blower, Aeration | THC-AER-BL-7200 | Motor,AC,Induction |  |  | M |  |  | Blower, Aeration
137467 | 54819 | THR-PLT-SQ | Fall Protection Post for Bar screens,WA2 | THR-PLT-SC | Safety,Eye wash | Safety Equipment |  |  | http://www.toronto.ca/TWONTO#fall_restricting_system |  | Preliminary Treatment, Bar Screens
79802 | 73970 | THR-WA1-LD-875-5 | Sling, Nylon, Work Area 1 (NYLON BELT SLING SIZE; 1' X 2', CAPACITY 3200 LBS, SN 895875-5) A | THR-LD-NYLN-WA1 | Lifting Device,Sling | Lifting Device |  | LD | synthetic_web_sling |  | Slings, Nylon, Work Area 1
51552 | 94147 | FCL-FLT-F-1501 | Filter, Carbon Activated, Filter Building, Filter Gallery West | FCL-FLT | Filter | Filter |  | F | media_based_filter |  | Filtration
31392 | 21590 | COL-RBB-CP-0007 | Control Panel, Operator | COL-RBB | Control Panel |  |  | CP |  |  | Western Beaches Tunnel (Battery Park)-Storm
126532 | 50078 | THC-MCS-T-0025 | Domestic Hot Water Tank, Building M | THC-MCS-T-BLDG M | Tank,Domestic Hot Water | Tank |  | T | http://www.toronto.ca/TWONTO#tanked_hot_water_heater |  | Domestic Hot Water Tank, Building M
23207 | 51637 | COL-PNT-LSHH-0104 | Switch,Level, High-High, Float Mode, Wet Well #1 | COL-PNT-WEL-0100 | Switch,Level-High-High | Switch |  | LSHH | http://www.toronto.ca/TWONTO#level_switch |  | Wet Well
147173 | 30278 | WTR-RRH-DP-0001 | Distribution Panel, Power, 600V, Rosehill Reservoir, Valve House, Electrical Room | WTR-RRH-ELS | Control Panel,Power Distribution Panel | Power Distribution Panel |  | DP | http://www.toronto.ca/TWONTO#LV_electrical_panel |  | Electrical System
130852 | 52999 | THR-ADM-ASH-4008S | Carbon Monoxide(CO) Detector (Main Control Room- Admin Building) | THR-ELS-ADM | Fire Prevention,Heat Detector | Switch | 42099 | ASH | http://www.toronto.ca/TWONTO#flame_or_combustion_sensing_instrument |  | Electrical System, Administration Building
61771 | 51486 | FHA-GRK-DR-0401 | Door, Overhead, RMF, RMF, Sludge Bin Loading West Side | FHA-GRK-PRTY-0001 | Door,Overhead | Door |  | DR | http://www.toronto.ca/TWONTO#roll_up_door
90837 | 43590 | FHO-CLB-CHL-0401 | Chlorinator, Post Chlorination East Train 4,Chemical Building, L1, Evaporator Room | FHO-DCL-SO-0101-KQ | Chemical Feeder,Gas | Chemical Feeder |  | CHL | http://www.toronto.ca/TWONTO#chlorinator_system |  | Dechlorination Train 1
97633 | 50013 | FIS-RW-FSL-0004-SUS | Switch, Flow-Low, Turbidity, Intake Valve Chamber Upper Level, Sampling Pumps Intake | FIS-SUSPENDED | Switch,Flow-Low | Switch | 38338 | FSL | http://www.toronto.ca/TWONTO#flow_switch |  | Obsolete Entities/Processes
106651 | 11697 | TAB-ACC-FSL-3011 | Switch,Flow,Low,Water From Pump | TAB-ACC-P-3011 | Switch,Flow | Switch |  | FSL | http://www.toronto.ca/TWONTO#flow_switch |  | Pump, Hot Water Circulating,Chlorination Bldg Space Heating,(P8-2)
70751 | 28327 | THR-DCL-LSH-0002 | Switch, Level High, Containment Tank, Sodium Bisulphite | THR-DCL-T-0002 | Switch,Level-High | Switch |  | LSH | http://www.toronto.ca/TWONTO#level_switch |  | Tank, Containment, SBS, NaHSO3 Pump 0600 & 0700
56118 | 17 | TAB-STR-RPU-0506 | RPU-GE0506 | TAB-STR-RPU |  | Remote Processor Unit |  | RPU | http://www.toronto.ca/TWONTO#RPU_panel |  | Aeration Gallery - RPUs
137831 | 4265 | THR-PRM-PSH-2120 | Switch, Pressure-High, Discharge, Pump 2120, Sludge Pumping - South | THR-PRM-P-2120 | Switch,Pressure-Low | Switch |  | PSH | http://www.toronto.ca/TWONTO#pressure_switch |  | Pump, Centrifugal, Sludge, Primary Station 1
119330 | 68325 | TAB-THK-RPU-0601 | RPU-GE0601 | TAB-THK-RPU | RPU | Remote Processor Unit |  | RPU | http://www.toronto.ca/TWONTO#RPU_panel |  | RPU Location
62606 | 35142 | THC-MCS-LD-2084 | CHAIN FALL (insp Liftsafe) | THC-MCS-LD | Lifting Device | Lifting Device |  | LD | http://www.toronto.ca/TWONTO#lifting_equipment_hoist |  | Mechanical Services, Lifting Device
82860 | 28859 | FHA-SES-SQ-0062 | Model Miller 216WLS/4 4’ shock absorber lanyard 16-05 | FHA-SES |  | Safety Equipment |  | SQ | lifeline |  | Safety & Environmental Services
38830 | 82153 | TAB-ACC-AHU-6104 | AHU, Digester 5-8 Pump Room | TAB-ACC-AHU-DIG | Air Handling Unit | HVAC |  | AHU | http://www.toronto.ca/TWONTO#air_handler_unit |  | AHUs/Supply Fans Dig. Bldg.
143591 | 70832 | WTR-PEL-LSH-1201 | Switch, Level, High, Diesel Fuel Day Tank T-1200, Generator Building, Product Handling Room | WTR-PEL-T-1200 | Switch,Level-High | Switch |  | LSH | http://www.toronto.ca/TWONTO#level_switch |  | Tank, Non-Pressurized, Diesel Fuel Day, Generator Building, Product Handling Room
78801 | 60503 | THR-SES-SQ-0532S | Lanyard for Harness 6ft. | THR-SES-FAS | Safety | Safety Equipment | 38784 | SQ | lifeline |  | Fall Arrest Sytem (Harness and Lanyard), Safety Equipment
130167 | 72777 | THR-ACC-NR-704 | HVAC Unit & Fan, Electrical Shop | THR-ACC-ADM | H.V.A.C.,Heater,Unit | HVAC |  | NR | http://www.toronto.ca/TWONTO#heater |  | Air Conditioning, HVAC, Admin Building
58042 | 74697 | THC-ACC-AC-0052 | Air Conditioner, Indoor Unit, Telecom Room, Admin. Building Telecom Room | THC-ACC-BLDG K |  | HVAC |  | AC | http://www.toronto.ca/TWONTO#air_condition |  | Administration Building, HVAC
11514 | 8940 | FCL-CLA-CHL-0101 | Chlorinator, Chlorine Gas, Chlorination System | FCL-CLA | Chemical Feeder,Gas | Chemical Feeder |  | CHL | http://www.toronto.ca/TWONTO#chlorinator_system |  | Pre-Chlorination
14491 | 73311 | FCL-SES-FA-0006 | DBI Sala | FCL-SES |  | Safety Equipment |  | FA | ? |  | Safety and Environmental Services
34710 | 32994 | MAIN-376 | Main 376 | WTR-MT1 | [6 empty] | Work Area 1 EAST Mains and Chambers
61866 | 91728 | FCL-FL-FSL-0101-SUS | Switch, Flow-Low, Feed Line, Hydrofluosilicic Acid System | FCL-SUSPENDED | Switch,Flow-Low | Switch | 36605 | FSL | http://www.toronto.ca/TWONTO#flow_switch |  | Suspended entity
27271 | 77995 | FHO-WWW-PSH-0701 | Switch, Pressure High, Discharge WW Blower WWW-BL-0701, S5 Blower Room | FHO-WWW-BL-0701-KQ | Switch,Pressure-High | Switch |  | PSH | http://www.toronto.ca/TWONTO#pressure_switch |  | WW Blower 7
81332 | 99478 | THR-ITS-COM-4202 | Termination Panel, Instrument Air - South | THR-ITS-COM-4200 | Network,Local Area Networks | Network |  | COM | http://www.toronto.ca/TWONTO#network_panel |  | Network Access Closet, Aeration - South
106267 | 12546 | TAB-ACC-DM-6544 | Damper, Motorized, Exhaust Air, FN- 6542, Mechanical RM No. 3, Screen Bldg., P Bldg. | TAB-ACC-FN-6542 | Damper/Louver | HVAC |  | DM | http://www.toronto.ca/TWONTO#air_damper |  | Fan, Centrifugal, exhaust air, Mechanical Room No. 3, Screen Bldg., P Bldg.
120542 | 27251 | THC-ACC-DR-0601 | Door, Overhead, 2nd Floor Elevator, Bldg M | THC-GRK-DR-M | Door,Overhead | Door |  | DR | http://www.toronto.ca/TWONTO#roll_up_door
88105 | 58231 | WTR-PSA-TSLL-0901 | Switch, Temperature-Low | WTR-PSA-AUX | Switch,Temperature-Low | Switch |  | TSLL | http://www.toronto.ca/TWONTO#temperature_switch |  | Auxiliary Equipment (Building Facilities)
111096 | 63592 | TAB-DIG-SQ-0013 | Emerg. Eyewash Stn, Dig Tanks 5-8 Bsmt. North West Pillar | TAB-DIG-SQ-T05-08 | PPE,Eyewash Station | Safety Equipment |  | SQ | http://www.toronto.ca/TWONTO#emergency_eyewash |  | Digester Tanks 05-08, Safety Equipments
133035 | 28437 | THR-DIG-TSH-5260 | Switch, Tempreature-High, Outlet Gas compressor 5260 | THR-DIG-C-5260 | Switch,Temperature-High | Switch |  | TSH | http://www.toronto.ca/TWONTO#temperature_switch |  | Compressor, Gas, Mixing System, Digester Tank#1/2
101515 | 15837 | MAIN-036 | Main 036 | WTR-MT1 | [6 empty] | Work Area 1 EAST Mains and Chambers
96423 | 64663 | FIS-DCL-INJ-0201 | Eductor, SO2, Chemical Mixing Building, Upper Level | FIS-DCL-SO-0201 |  | Chemical Feeder |  | INJ | http://www.toronto.ca/TWONTO#ejector |  | Sulphonator, Gaseous Chemical Building, Machine Room
23213 | 4101 | COL-PNT-LSL-0157 | Switch, Level-High | COL-PNT-MISC | Switch,Level | Switch | 36023 | LSL | http://www.toronto.ca/TWONTO#level_switch |  | Miscellaneous Equipment
10318 | 1146 | FCL-ACC-HTR-0113 | Heater, (CH-11) Convention, Electric, 750W, Low Lift Building, Pump Room West Wall | FCL-ACC-P-LL |  |  |  | HTR |  |  | Low Lift Pumping Station HVAC Equipment
121742 | 86807 | THC-ACC-V-6092 | Valve, Circuit Balancing, Glycol Return, Lower Level 2 Blower Room, Headworks | THC-ACC-HE-6001 | Valve | HVAC |  | V | http://www.toronto.ca/TWONTO#valve |  | Heat Exchanger, Heating Glycol System, Lower Level 2 Blower Room, Headworks
55812 | 53944 | TAB-WA6-SQ-1932 | Harness | TAB-WA6-SQ | PPE | Safety Equipment |  | SQ | http://www.toronto.ca/TWONTO#fall_arrest_harness |  | WA6 Safety Equipment
40109 | 85402 | DOS-SES-SCBA-8972 | SCBA 60 minutes escape pack | DOS-SES-SCBA | Safety | Safety Equipment |  | SCBA | http://www.toronto.ca/TWONTO#self-contained_breathing_apparatus |  | Self Contained Breathing Apparatus (SCBA)
18170 | 34683 | FHA-SED-ZSH-0504D | Switch, Limit, Access Hatch Zone 4, Settling Basin T-0501 | FHA-SED-ZSH-0504 |  | Security System |  | ZSH | http://www.toronto.ca/TWONTO#position_switch |  | Switch, Limit, Access Hatch Zone 5
112621 | 29294 | TAB-EL1-LP-0913C | Panel, Lighting, LP-0913C, Dig 9-12 Control Building. | TAB-EL1-LP-0913A | Control Panel,Lighting | Power Distribution Panel |  | LP | http://www.toronto.ca/TWONTO#LV_electrical_panel |  | Panel, Lighting, LP-0913A, Sludge Heat Room, Dig 9-12 Control Building.
38749 | 97753 | TAB-ACC-AHU-1408 | Air Handling Unit, Air Supply to Boiler Room, Z Bldg | TAB-ACC-AHU-ZBLDG | H.V.A.C. | HVAC | 38012 | AHU | http://www.toronto.ca/TWONTO#air_handler_unit |  | AHUs/Supply Fans Z. Bldg.
34543 | 77648 | MAIN-207 | Main 207 | WTR-MT3 | [6 empty] | Work Area 3 WEST Mains and Chambers
9585 | 81802 | DOS-MCS-LD-064294 | Lifting Device, Chain Fall, STEEL BODY, 3 TON, 9\32" | FAC-YCM-SES | Lifting Device,Sling | Safety Equipment |  | LD | http://www.toronto.ca/TWONTO#lifting_equipment_hoist |  | SAFETY & ENVIRONMENTAL SERVICES
40877 | 23109 | TAB-ACC-HTR-SLO | Unit Heaters- Silo Bldg | TAB-ACC-HTR | [6 empty] | Heaters- Convection,
59060 | 16292 | THC-ACC-HTR-0337 | Air Heater, Building M | THC-ACC-HEATERS | H.V.A.C.,Heater,Unit | HVAC |  | HTR | http://www.toronto.ca/TWONTO#heater |  | Air Heaters, Building M
106691 | 12572 | TAB-ACC-FSL-6105 | Switch, Flow, Low, Exhausht | TAB-ACC-FN-6105 | Switch,Flow-Low | Switch |  | FSL | http://www.toronto.ca/TWONTO#flow_switch |  | Fan, Exhaust, Digester 5-8 Drip Trap room
60945 | 26380 | THC-ELS-LTX-BLDG K | Exit Lights, Bldg. K | THC-GRK-ELS-K | Building Service,Lighting - Room | Safety Equipment | 41953 |  | http://www.toronto.ca/TWONTO#collection_of_assets |  | Building K
81884 | 55519 | FHA-SES-LDR-0423 | FHA-SES-LD-0010 - 5' Ladder Fiberglass ( Room above Decant Tanks) | FHA-SES | Safety | Safety Equipment |  | LDR | http://www.toronto.ca/TWONTO#ladder |  | Safety & Environmental Services
115484 | 62208 | TAB-PRM-LSHH-0211 | Switch, Level High High, Polymer Mix/Hold Tank T-0210, Polymer Room, Old Screen Bldg., P Bldg. | TAB-PRM-T-0210 | Switch,Level-High-High | Switch |  | LSHH | http://www.toronto.ca/TWONTO#level_switch |  | Tank, Polymer Mix/Hold, Tank, Polymer Room, Old Screen Bldg., P Bldg.
10113 | 69247 | FCL-ACC-FA-0410 | Smoke Detector, Fire Alarm, High Lift Heating, Back of Control Room Ventilation | FCL-ACC-AHU-0401 |  |  |  | FA |  |  | Air Handling Unit, High Lift PS Control Room,Electrical Shop,Basement Office Air Supply,Control Room
89879 | 99986 | YDA-ADMIN-BLDG | Building Location | YDA-EUS | [6 empty] | Production & End User Support
143703 | 29096 | WTR-PEL-PSH-0001 | Switch, Pressure-High | WTR-PEL-TRW | Switch,Pressure-High | Switch |  | PSH | http://www.toronto.ca/TWONTO#pressure_switch |  | Treated Water (Transmission)
87462 | 94942 | WTR-PPD-TRW | Treated Water (Transmission) | WTR-PPD | [6 empty] | Parkdale Pumping Station
128271 | 62888 | THC-SES-AIDKIT-0002 | First Aid Kit, Work Area 2, Building K | THC-SES-SQ | Safety,First Aid Kit | Safety Equipment |  | AIDKIT | http://www.toronto.ca/TWONTO#first_aid_kit |  | Safety Equipment
104667 | 79842 | NR3112E | Unit Heater,Convection,P.W.P.S.-H-10 | TAB-ACC-HTR | H.V.A.C.,Heater | HVAC |  |  | http://www.toronto.ca/TWONTO#heater |  | Heaters- Convection,
34715 | 4035 | MAIN-382 | Main 382 | WTR-LWA | [6 empty] | Work Area 2 Central Mains and Chambers
55958 | 42724 | FCL-SPC-RPU-1221 | RPU Panel, Backwash Pumps 0101-0401, High Lift Bldg - Switchgear Room | FCL-ELS-PS-0001 | Control Panel | Remote Processor Unit |  | RPU | http://www.toronto.ca/TWONTO#RPU_panel |  | Uninterruptible Power Supply,High Lift Bldg - Switchgear Room,LP-0001
24721 | 65393 | COL-PRX-LSHH-0105 | Switch, Level-High | COL-PRX | Switch,Level |  |  | LSHH |  |  | Roxborough Sewage Pumping Station
136936 | 21511 | THR-OCS-LSHH-2275 | Switch, Level, High-High, Drain Sump, North Biofilter | THR-OCS-P-2270 | Switch,Level-High-High | Switch |  | LSHH | http://www.toronto.ca/TWONTO#level_switch |  | Pump, Centrifugal (Wet), Drain Sump, North Biofilter
48699 | 56267 | TAB-MCS-MT | Machine Shop Mechanical Equipment | TAB-MCS | [6 empty] | Mechanical & Machine Shop, Overhead Doors & Sump Pumps
142266 | 62342 | WTR-269-CH-0005 | Chamber,Revenue Meter,Woodbine-Steelcase (Magmeter) | WTR-EAST-REV | Chamber |  |  | CH |  |  | Revenue Metering
123560 | 88512 | THC-DIG-PD-0700 | Tank,Primary Digesters,Digested Sludge,Building U | THC-DIG-0700 |  | Tank |  | PD | http://www.toronto.ca/TWONTO#digester_tank |  | Eliminated Role: Digester 0700
21683 | 31497 | FHO-DOZ-TPD-1506 | Trap Prime Device, Ozone Building, S2, Ozone Pipe Gallery No.2 | FHO-DOZ |  | Plumbing |  | TPD | http://www.toronto.ca/TWONTO#trap_priming_device |  | Ozonation System
85778 | 62709 | FHO-SA-F-0201 | Filter, Discharge, Compressor C-0201, Service Air System, TRW Building, S3, Compressor Room | FHO-SA-C-0201 |  | Filter |  | F | http://www.toronto.ca/TWONTO#replaceable_air_filter |  | Compressor, Service Air System, TRW Building, S3, Compressor Room
113470 | 97490 | TAB-ELS-SQ-6121 | Electrical - Rubber Insulating Gloves | TAB-ELS-SQ-GLOVE | PPE,Insulated Glove | Safety Equipment |  | SQ | http://www.toronto.ca/TWONTO#rubber_insulating_gloves |  | High Voltage Gloves
112703 | 98352 | TAB-EL1-MCC-6547 | Motor Control Centre, Z Bldg | TAB-EL1-MCC | Control Panel,MCC | Motor Control Centre |  | MCC | http://www.toronto.ca/TWONTO#LV_electrical_panel |  | Motor Control Center- North Substation
13837 | 76222 | COL-PGA-LSH-0105 | Level,Switch,High,WEL-0100 | COL-PGA-MISC | Switch,Level-High | Switch |  | LSH | http://www.toronto.ca/TWONTO#level_switch |  | Miscellaneous Equipment
40449 | 25978 | TAB-ACC-PIP-1101 | Pipeline, Glycol, Space heating,., P Bldg. | TAB-ACC-1100 | Piping | HVAC |  | PIP | http://www.toronto.ca/TWONTO#piping_system |  | HVAC Heating, P Bldg
72302 | 85610 | THR-ACC-AC-2110 | HVAC, heating and cooling air, bard unit, mounted on east face,BV Trailer | THR-ACC-HVAC | H.V.A.C.,Air Conditioner | HVAC |  | AC | http://www.toronto.ca/TWONTO#air_condition |  | Air Conditioning, Heating, Ventilation & Air Conditioning
68316 | 83745 | FCL-TRW-V-0101D | Valve, Ball, Isolation, TW Sample to AIT-0004A, Sampling Room, Under Operator's Lab | FCL-TRW-AIT-0004A |  |  |  | V |  |  | Analyser, Chlorine, Reservoir Output Control, Lab Lower Level
20803 | 42772 | FHO-BW-P-1601-KQ | Backwash Pump 16 | FHO-OBSOLETE |  |  |  | P |  |  | Removed From Service
95591 | 47173 | FHO-WWW-T-0201-KQ | Tank, Waste Water Holding Tank 2 | FHO-WWW |  |  |  | T |  |  | Residue Management / Waste Water System
114041 | 53017 | TAB-OCS-FSL-6741 | Switch, Flow Low, Separated Water, Biofilter F-6740 Inlet, Biofilter Area, P Bldg. | TAB-OCS-FN-6770 | Switch,Flow-Low | Switch |  | FSL | http://www.toronto.ca/TWONTO#flow_switch |  | Fan, Centrifugal, Air to Stack, Biofilter Area, P Bldg.
121008 | 19013 | THC-ACC-MEQ-0701 | Air Separator,Heating Glycol Supply,HVAC Systems,Thickening Building | THC-ACC-BLDG J | H.V.A.C. | HVAC |  | MEQ | ? |  | TWAS Building, HVAC
45331 | 2842 | TAB-DIG-PDSL-0640 | Switch,Pressure Differential, Low ( between Hotwater & Sludge) | TAB-DIG-HE-0648 | Switch,Pressure-Low | Switch |  | PDSL | http://www.toronto.ca/TWONTO#pressure_switch |  | Heat Exchanger #6, DS,
27137 | 40879 | FHO-WWW-BL-0801-KQ | WW Blower 8 | FHO-WWW |  |  |  | BL |  |  | Residue Management / Waste Water System
43224 | 95451 | TAB-CW-SQ-0083 | Emerg. Eyewash & Shower, P Building Scrubber, Outside | TAB-PLT-SQ | PPE,Eyewash Station | Safety Equipment | 35898 | SQ | http://www.toronto.ca/TWONTO#emergency_eyewash_and_shower |  | P Building - Safety Equipment
59364 | 20353 | THC-DIG-FX-5300 | Flame Arrestor,Digester Gas,BU-5300,Low Pressure,Building UU | THC-DIG-CP-5300 | Flame Arrester | Safety Equipment |  | FX | http://www.toronto.ca/TWONTO#flame_arrestor |  | Control Panel,BU-5300,Building UU
10738 | 61285 | FCL-ACC-TT-0318 | Transmitter, Temperature, Admin Building, First Floor, Vestibule 100 | FCL-ACC-ADMIN |  |  |  | TT |  |  | Administration Building HVAC Equipment
7305 | 91906 | COL-PSL-DM-0001 | Damper/Louver, Generator Room | COL-PSL | Damper/Louver |  |  | DM |  |  | Sewells Road Sewage Pumping Station
77765 | 78071 | THR-PRM-SLP-S | Sludge Pumping, Primary Treatment, South Primary | THR-PRM-SOUTH | [6 empty] | Primary Treatment, South Primary
9135 | 95058 | COL-YKP-DA-193160 | Davit Upper Arm-193160 | COL-YKP-DA | Safety | Safety Equipment |  | DA | http://www.toronto.ca/TWONTO#fall_arrest_Davit_arm |  | Davit Arm Assembly
9570 | 47236 | DOS | DIVISIONAL OPERATIONS SERVICES | OS | [6 empty] | Operational Support
27242 | 18755 | COL-PSU-TS-0001 | Switch, Power Auto Transfer | COL-PSU-MISC | Switch |  |  | TS |  |  | Miscellaneous Equipment
72892 | 37477 | THR-DIS-PSH-0300 | Switch, Pressure, High, Pump skid 3, Disinfection Building Main Floor | THR-DIS-P-0310 | Switch,Pressure-High | Switch |  | PSH | http://www.toronto.ca/TWONTO#pressure_switch |  | Pump, Diaphragm, Chemical Metering, Skid#3 Disinfection Building Main Floor
13547 | 75258 | COL-PFB-SW-0001 | Switch, Main Electrical Disconnect | COL-PFB | Switch |  |  | SW |  |  | Fallingbrook Pumping Station
121204 | 92197 | THC-ACC-T-6002 | Tank, Expansion, Heating Water, Glycol System, Lower Level 2 Blower Room, Headworks | THC-ACC-HE-6001 | Tank | HVAC |  | T | expansion_tank |  | Heat Exchanger, Heating Glycol System, Lower Level 2 Blower Room, Headworks
112682 | 21395 | TAB-EL1-LSL-1505 | Switch,Level,Low,Oil,EL1-TR-1505,North Substation | TAB-EL1-TR-1505 | Switch,Level-Low | Switch |  | LSL | http://www.toronto.ca/TWONTO#level_switch |  | Transformer,EL1-TR-1505,13.8-4.16KV,3 PH
43182 | 49685 | TAB-CW-FSH-0026 | Emerg. Eyewash and Shower Stations, Ferric Gallery-Sodium Hypo Tanks Room South Side | TAB-CW-SQ-0026 | Switch,Flow-High | Safety Equipment |  | FSH | http://www.toronto.ca/TWONTO#emergency_eyewash_and_shower |  | Emerg. Eyewash and Shower Stations, Ferric Gallery-Sodium Hypo Tanks Room South Side
9014 | 87663 | COL-CED-LIT-1003 | Transmitter, Level | COL-CED-MISC | Transmitter,Level |  |  | LIT |  |  | Miscellaneous Equipment
21130 | 85234 | FHO-CLB-PSH-0302 | Switch,Pressure High,Post Chl. East Train 3,Vent from Evaporator to Emerg.Vent Header,Chem.Supp.Rm. | FHO-CLB-CHL-0301 | Switch,Pressure-High | Switch |  | PSH | http://www.toronto.ca/TWONTO#pressure_switch |  | Chlorinator, Post Chlorination East Train 3, Chemical Building, L1, Evaporator Room
31899 | 65401 | COL-RBB-TR-0001 | Transformer, Power | COL-RBB | Transformer |  |  | TR |  |  | Western Beaches Tunnel (Battery Park)-Storm
129757 | 95986 | THR-ACC-DM-0103A | Damper, Intake, Exhaust Fan FN-0100,Headhouse Roof | THR-ACC-FN-0100A | Damper/Louver | HVAC |  | DM | http://www.toronto.ca/TWONTO#air_damper |  | Fan, Centrifugal, Exhaust Air, Headhouse Roof
117360 | 66722 | TAB-RSP-SQ-9120 | First Aid Kit T Bldg | TAB-RSP-SQ-M | Safety,First Aid Kit | Safety Equipment |  | SQ | http://www.toronto.ca/TWONTO#first_aid_kit |  | Atmosphere Monitoring,Emerg. Eyewash and Shower Stations, First Aid Kits, M Bldg
119729 | 62457 | TAB-WA1-SQ-1955 | Type1 SRD/SRL ( Self Retracting Device/ Self Retracting Lanyard) 6 Ft- , Gomez Forde | TAB-WA1-SQ-0001 | Safety,Emergency Kit | Safety Equipment |  | SQ | self_retracting_line |  | WA1 Fall Arrest System
139500 | 81699 | THR-WA3-LD-0033 | Sling, Wire Rope, Work Area 3 | THR-LD-NYLN-WA3 | Lifting Device,Sling | Lifting Device |  | LD | wire-rope_sling |  | Slings, Nylon, Work Area 3
12464 | 1362 | COL-PCU-LSH-5334 | Switch, Level-High | COL-PCU | Switch,Level |  | 34973 | LSH |  |  | Cumber Pumping Station
15530 | 99034 | FCL-WWW-V-5201 | Valve, Check, Discharge, Centrifuge Feed Pump P-5201, RMF Clarification Facility, Pump Room | FCL-WWW-P-5201 |  |  |  | V |  |  | Pump Centrifuge Feed, Standby
34157 | 68054 | COL-YKP-DA-1671145S | Davit Mast -1671145 | COL-W-OBSOLETE | Safety | Safety Equipment | 45997 | DA | davit_base |  | Col West Obsolete Entities
71219 | 5101 | THR-DIG-FSL-5662 | Switch, Flow-Low, Lube Oil, C-5660, Gas Mixing System | THR-DIG-T-5661 | Switch,Flow-Low | Switch |  | FSL | http://www.toronto.ca/TWONTO#flow_switch |  | Tank, Reservoir, Auxiliary Oil, Gas Compressor 5660, Digester Mixing System
106647 | 72863 | TAB-ACC-FSL-1850 | Switch, Flow, Low, Air, Supply Fan 1855, Vest. 101A, Blower Room | TAB-ACC-FN-1750 | Switch,Flow-Low | Switch |  | FSL | http://www.toronto.ca/TWONTO#flow_switch |  | Fan, Supply, Vestibule Pressurization, Vestibule 209
138181 | 63238 | THR-PRS-PDIT-9002 | Transmitter,Pressure,, Differential,Unloading Strainer,Temp. Chemical Building | THR-PRS-P | Switch,Pressure | Switch |  | PDIT | http://www.toronto.ca/TWONTO#pressure_transmitter |  | Phosphorous Removal System, Pumps
13263 | 85810 | FCL-FLT-LSL-0001-SUS | Switch, Level-Low, Filter 0301, Filter No.0301 | FCL-FLT-F-0101 | Switch,Level-Low | Switch | 36609 | LSL | http://www.toronto.ca/TWONTO#level_switch |  | Filter, Carbon Activated, Filter Building, Filter Gallery West
97373 | 53475 | FIS-MCS-MT-4510 | Machine Tool, Vertical Bandsaw | FIS-MCS-MC | Machine Tool,Saw | Tool |  | MT | http://www.toronto.ca/TWONTO#band_saw |  | Machine Shop & Equipment
96601 | 49105 | FIS-ELS-PDP-0612 | Power Distribution Panel,Metering Building Main Floor,600V,200A,3ph,3W | {FIS-ELS-PDP} | Control Panel,Power Distribution Panel | Power Distribution Panel |  | PDP | http://www.toronto.ca/TWONTO#LV_electrical_panel |  | Asset Group, Power Distribution Cabinets,600 V,Island WTP
75800 | 94207 | THR-GQ-EPS | Effluent Pumping Stations, Work Area 4 | THR-GQ-WA4 |  | Grounds |  |  | space |  | Grounds, Work Area 4
9598 | 18084 | DOS-MCS-LD-9504137-TR-01 | Lifting Device, Fall Arrest Support System, TRI POD, 350LBS, 42X42X60" | FAC-YCM-SES | Lifting Device,Sling | Safety Equipment |  | LD | http://www.toronto.ca/TWONTO#fall_arrest_Davit_arm |  | SAFETY & ENVIRONMENTAL SERVICES
55333 | 60931 | FCL-ELS-LP-003FA | Lighting Panel, (LP-FA), 600/120/208V, 3PH, Filter Operating Gallery Central/East | FCL-ELS-TR-004FE |  |  |  | LP |  |  | Transformer,Lighting,(LT4F),Lighting Panel LP-003FA,600/120/208V,30kVA,Filter Bldg. Transformer Room
30666 | 85579 | FIS-SES-SQ-0003 | RW Intake RPU Smoke Detector | FIS-SES |  | Safety Equipment |  | SQ | http://www.toronto.ca/TWONTO#flame_or_combustion_sensing_instrument |  | Safety, Instrumentation & Environmental Services
6705 | 22816 | COL-POM-LSH-0104 | Switch, Level-High | COL-POM-MISC | Switch,Level | Switch |  | LSH | http://www.toronto.ca/TWONTO#level_switch |  | Miscellaneous Equipment
70007 | 43021 | THR-CG-G | Co-Generation,,Gas Systems | THR-CG |  | Gas Collection |  |  | http://www.toronto.ca/TWONTO#collection_of_assets |  | Co-Generation
66860 | 52784 | THC-GRK-VEH-378068 | Vehicle, Personal Carrier, Gator(T/S) (WA4 mech) | THC-GRK-VEHICLES | Vehicle,Unlicensed | Vehicle | 34874 | VEH | http://www.toronto.ca/TWONTO#golf_cart
11 | 70316 | TAB_EL1_L_1501 | Electrical Power Line,EL1-BUS-1501,EL1-TR-1501,North Substation | TAB_EL1_13.8KV_LINES | [6 empty] | Electrical Power Line,13.8KV,North Substation
37043 | 15402 | MTMH326 | ROCKCLIFFE STS | TRK-HMR | [6 empty] | HUMBER DRAINAGE AREA
28842 | 78127 | FIS-SA-F-0101-SUS | Filter, Inlet, Instrument Air, Dryer 0101, Service Air Monitoring | FIS-SA-C-0100 | Filter | Filter | 38397 | F | http://www.toronto.ca/TWONTO#replaceable_air_filter |  | Compressor, Reciprocating, Constant Speed, Filter Building, Pump Room West
98006 | 82150 | FIS-SES-LDR-0303 | Ladder, 6' Fiberglass, Storage Building | FIS-SES | Safety | Tool |  | LDR | http://www.toronto.ca/TWONTO#ladder |  | Safety, Instrumentation & Environmental Services
106639 | 20005 | TAB-ACC-FSL-1420 | Switch, Flow, Low, Air, Exhaust Fan 1420, Loading Bay Rooftop | TAB-ACC-AHU-1400 | Switch,Flow-Low | Switch |  | FSL | http://www.toronto.ca/TWONTO#flow_switch |  | Air Handling Unit, D Bldg Roof
96946 | 84103 | FIS-FEQ-DR-0041(S) | Door, Fire, Workshop & Office Building | FIS-GRK-STRC-0001 |  | Door |  | DR | http://www.toronto.ca/TWONTO#door
76168 | 90008 | THR-MCS-LD-2000 | Engine Lifter, Mobile, Work Area 1 | THR-LD-WA1 | Lifting Device,Hoist,Electrical | Lifting Device |  | LD | http://www.toronto.ca/TWONTO#lifting_equipment_hoist |  | Lifting Devices, Chain Hoist, Come Along & Slings
18422 | 35645 | FHA-SES-LD-0098 | 3 Step rolling ladder Blue in Treated water basement | FHA-SES-LD-1 | Safety | Safety Equipment |  | LD | http://www.toronto.ca/TWONTO#portable_ladder |  | Ladders
47730 | 37776 | TAB-EL2-MCC-6322 | Motor Control Center- Incinerator Stack | TAB-EL2-PDP-6013 | Control Panel,MCC | Motor Control Centre |  | MCC | http://www.toronto.ca/TWONTO#LV_electrical_panel |  | Power distribution Panel, 600V
62427 | 33076 | THC-ITS-PA-1510 | IDF Panel, Public Address System, Tunnel 15 | THC-ITS-MDF-1000 | Network,Telecommunication | Communications Equipment |  | PA | http://www.toronto.ca/TWONTO#public_annoucement_speaker |  | Public Address System, Master Distribution , Control System, Admin Bldg,
52999 | 61566 | TAB-RSP-STRC-T | T Building - Safety Equipment,Wall, Ceiling & Floor | TAB-RSP-T | [6 empty] | T Building
34805 | 91086 | COL-YKP-FAK-0014S | First Aid Kit, Truck #080056 (F550) | COL-W-OBSOLETE | Safety,First Aid Kit | Safety Equipment | 41245 | FAK | http://www.toronto.ca/TWONTO#first_aid_kit |  | Col West Obsolete Entities
94027 | 91302 | FHO-RW-P-2601-KQ | RW Pump Unit 26 | FHO-OBSOLETE |  |  |  | P |  |  | Removed From Service
90342 | 68460 | FHO-ALM-T-0201 | Tank, Alum/Ferric Storage 2, Alum System, S4 Chemical Building | FHO-ALM-T-0201-KQ | Tank,Reservoir | Tank |  | T | http://www.toronto.ca/TWONTO#chemical_storage_tank |  | Alum/Ferric Storage Tank 2
136753 | 34309 | THR-MCS-LD-9863 | Gantry Crane(make;eme),,2200lbs,, top of South Aeration Tanks(this is a Fall Arrest Davit and not to be load tested) | THR-LD-WA4 | Lifting Device,Hoist,Manual | Lifting Device |  | LD | http://www.toronto.ca/TWONTO#crane |  | Lifting Devices, Chain Hoist, Come Along & Slings
129710 | 78562 | THR-ACC-CU-0210 | Condensing Unit, New Electrical Room, North Grit Building | THR-ACC-AC-0210 |  | HVAC |  | CU | http://www.toronto.ca/TWONTO#AC_condenser_unit |  | Air Conditioner, New Electrical Room, North Grit Building
136973 | 8733 | THR-OCS-F-0500H | Filter, Submicron, Air Handling Units 0500A/B, Ozonator Room, Plant Services, Odour Control System | THR-OCS-D-0500A | Filter | Filter |  | F | http://www.toronto.ca/TWONTO#replaceable_air_filter |  | Dryer, Dessicant, Ozone Generator 3956, Ozonator Room, Plant Services, Odour Control System
30665 | 97975 | FIS-SES-SQ-0002 | Emergency Breathing Apparatus | FIS-SES-LTG |  | Safety Equipment |  | SQ | emergency_breathing_apparatus |  | Emergency Lights
49968 | 64108 | TAB-PLT-LS-1950 | Switch, Level, Washer Compactor 1901 and 2001 | TAB-PLT-CMP-1901 | Switch,Level | Switch |  | LS | http://www.toronto.ca/TWONTO#level_switch |  | Compactor, Washer, Screenings, CMP-1901, Dewatering Area
34990 | 3374 | COL-YKP-FAK-0027 | First Aid Kit, Truck #067060 (F250 4x4) | COL-YKP-VEH-0027 | Safety,First Aid Kit | Safety Equipment |  | FAK | http://www.toronto.ca/TWONTO#first_aid_kit |  | Vehicle, Truck #067060 (F250 4x4)
65091 | 33938 | THC-ELS-LP-4042A | Lighting Panel, Vortex Gallery, Headworks | THC-ELS-TR-4042A | Control Panel,Lighting | Power Distribution Panel |  | LP | http://www.toronto.ca/TWONTO#LV_electrical_panel |  | Transformer, Lighting Panel, Vortex Gallery, Headworks
33647 | 70896 | COL-YKP-DA-0022S | Davit Arm Assembly with CENTRE BASE-150911 | COL-YKP-DA | Safety | Safety Equipment | 45985 | DA | http://www.toronto.ca/TWONTO#fall_arrest_Davit_arm |  | Davit Arm Assembly
44135 | 72684 | FCL-ACC-HTR-0332 | Heater, Baseboard, 208V, 1.25kW, Admin Building, First Floor Training Room N/W | FCL-ACC-ADMIN |  |  |  | HTR |  |  | Administration Building HVAC Equipment
101672 | 92430 | MAIN-287 | Main 287 | WTR-LWA | [6 empty] | Work Area 2 Central Mains and Chambers
6222 | 49870 | COL-PMM-LSH-0108 | Switch, Level-High | COL-PMM-MISC | Switch,Level | Switch | 36006 | LSH | http://www.toronto.ca/TWONTO#level_switch |  | Miscellaneous Equipment
89667 | 46814 | WTR-RWB-LSH-0001S | Switch, Level-High, Overflow Alarm | WTR-RWB-TRWS | Switch,Level-High | Switch | 35937 | LSH | http://www.toronto.ca/TWONTO#level_switch |  | Treated Water (Transmission)
66476 | 29626 | FHA-SPC-RPU-1922 | FHA-WWW-RPU-1922 - RPU, RMF | FHA-ELS |  | Remote Processor Unit |  | RPU | http://www.toronto.ca/TWONTO#RPU_panel |  | Electrical
34804 | 76997 | COL-YKP-FAK-0013S | First Aid Kit, Truck #064118 (F250) | COL-YKP-VEH-0013S | Safety,First Aid Kit | Safety Equipment | 41256 | FAK | http://www.toronto.ca/TWONTO#first_aid_kit |  | Vehicle, Truck #064118 (F250)
120421 | 47770 | THC-ACC-DM-0123 | Damper,Exhaust,Air Handling Unit 0120,Srubber Room,Phase 4 | THC-ACC-AHU-0120 | Air Handling Unit | HVAC |  | DM | http://www.toronto.ca/TWONTO#air_damper |  | Air Handlling Unit,Roof,Scrubber Room,Phase 4
127223 | 29352 | THC-PLT-PSH-0243 | Switch,Pressure-High,Level Bubbler System,Bar screen 0240,Head House | THC-PLT-SC-SP | Switch,Pressure-High | Switch |  | PSH | http://www.toronto.ca/TWONTO#pressure_switch |  | Bar Screen Spare
12502 | 30577 | COL-PCU-P-5130 | Pump, Centrifugal | COL-PCU-SUSPENDED | Pump |  | 34933 | P |  |  | Cumber P.S.suspended entities
20977 | 84719 | FHO-CL-T-0201-SU | Tank, Caustic Soda Storage | FHO-OBSOLETE | Tank,Reservoir | Tank | 32924 | T | http://www.toronto.ca/TWONTO#chemical_storage_tank |  | Removed From Service
109323 | 24620 | TAB-DEW POLYMER DIST | Polymer Solution Distribution System | TAB-DEW-POLYMER | [6 empty] | Dewatering Polymer System
43863 | 46204 | FCL-ACC-HTR-0010 | Heater, Unit, Electric, 15kW, Gaseous Chemical Building, Cl & SO2 Machine Room S | FCL-ACC-CL |  |  |  | HTR |  |  | Gaseous Chemical Building HVAC Equipment
42940 | 36403 | FCL-ACC-CT-0321 | Controller, Baseboard Heaters, Admin Building, Second Floor | FCL-ACC-ADMIN |  |  |  | CT |  |  | Administration Building HVAC Equipment
114498 | 66163 | TAB-PLT-FSL-0481 | Switch, Flow Low, Plant Water, Screen SC-0480, P Bldg. | TAB-PLT-SC-0480 | Switch,Flow-Low | Switch |  | FSL | http://www.toronto.ca/TWONTO#flow_switch |  | Screen, Perforated Plate, Screen Area, P Bldg.
105947 | 8974 | TAB-ACC-AHU-3907SUS | AHU, Heat Recovery Bldg | TAB-SUSPENDED ENTITY | Air Handling Unit | HVAC | 41011 | AHU | http://www.toronto.ca/TWONTO#air_handler_unit |  | Suspended entities
145092 | 84250 | WTR-PLW-HRN-0009 | PPE, Body Harness, S/N E004010074CBEFEA | WTR-WEST-SES | PPE,Harness | Safety Equipment |  | HRN | http://www.toronto.ca/TWONTO#fall_arrest_harness |  | Safety & Lifting Devices
74557 | 62231 | THR-FT-FSL-4710 | Switch, Flow-Low, Seal Water, Pump P-4710, Cross Feed Pumping - South | THR-FT-P-4710 | Switch,Pressure-Low | Switch |  | FSL | http://www.toronto.ca/TWONTO#flow_switch |  | Pump, Centrifugal, Sludge Cross Feed, RAS Pumping Station - South
136523 | 31096 | THR-GRK-GQ-WA4 | Building & Grounds Equipment, Work Area 4 | THR-GRK-WA4 |  | Vehicle |  |  | http://www.toronto.ca/TWONTO#collection_of_assets
34797 | 90528 | COL-YKP-FAK-0006S | First Aid Kit, Truck #043191 (Sierra 1500) | COL-YKP-VEH-0006S | Safety,First Aid Kit | Safety Equipment | 39964 | FAK | http://www.toronto.ca/TWONTO#first_aid_kit |  | Vehicle, Truck #043191 (Sierra 1500)
30179 | 98539 | COL-PWR-T-0001 | Tank, Diesel Fuel, Tank #1, West Rouge PS | COL-PWR-AUX-MECH | Tank | Tank |  | T | http://www.toronto.ca/TWONTO#fuel_oil_tank |  | Mechanical Equipment
4086 | 30770 | COL-PCU-LSH-5006 | Switch, Level-High | COL-PCU | Switch,Level |  | 34972 | LSH |  |  | Cumber Pumping Station
128758 | 44420 | THC-SES-MEQ-81EB102 | FALL ARREST- HARNESS (insp Liftsafe) | THC-MCS-LD | PPE | Lifting Device |  | MEQ | http://www.toronto.ca/TWONTO#fall_arrest_harness |  | Mechanical Services, Lifting Device
129955 | 78071 | THR-ACC-FSL-0204B | Switch, Flow-Low, P-0204B | THR-ACC-P-0204B | Switch,Flow-Low | Switch |  | FSL | http://www.toronto.ca/TWONTO#flow_switch |  | Pump, Centrifugal, Glycol Heating Supply to AHU-0004
122656 | 7864 | THC-DECHLORINE BLDG | Building Location | THC-SPC | [6 empty] | Process Control Systems - Services Area
39010 | 73701 | SWM-PWD-FN-0001 | Fan, Exhaust | SWM-PWD-MISC | Fan |  |  | FN |  |  | Miscellaneous Equipment
144196 | 28858 | WTR-PHL-SW-0001 | Switch, Primary Tie Switch | WTR-PHL-TR-0101 | Load Break Switch | Switch |  | SW | http://www.toronto.ca/TWONTO#disconnect_switch |  | Transformer, Power, Line 1, 13.8 kV/4.16 kV
85719 | 85579 | WTR-PHL-MT-0001 | Welding Machine, Portable (Millwright Truck) | WTR-PHL-AUX |  | Tool |  | MT | welder |  | Auxiliary Equipment (Building Facilities)
108107 | 32284 | TAB-ACC-V-1435 | Valve, Reheat, Modulating | TAB-ACC-HTR-1435 | Valve | HVAC |  | V | http://www.toronto.ca/TWONTO#valve |  | Heater, Hot Water Reheat Coil
113423 | 78611 | TAB-ELS-SQ-1004 | PPE Cabinet with PPE- New D Bldg | TAB-ELS-ESQ | PPE | Safety Equipment |  | SQ | ppe_cabinet |  | Electrical Safety Equipment
70056 | 7235 | THR-CG-T-1103 | Tank, High Pressure Air Storage, Engine Air Starting System | THR-CG-C | Tank | Tank | 34868 | T | http://www.toronto.ca/TWONTO#pressure_vessel |  | Co-Generation, Air Compressors
113959 | 52708 | TAB-OCS-DM-6741 | Damper, Foul Air, Biofilter F-6740 Inlet, Biofilter Area, P Bldg. | TAB-OCS-F-6740 | Damper/Louver | Gas Collection |  | DM | http://www.toronto.ca/TWONTO#air_damper |  | Biofilter, Odour Control, Biofilter Area, P Bldg,.
27629 | 55535 | COL-PTD-SW-0001 | Switch, Main Electrical Disconnect | COL-PTD-MISC | Switch |  |  | SW |  |  | Miscellaneous Equipment
127472 | 27179 | THC-PRM-G-1103 | Gate, Sluice, Primary Scum Inlet Gate, Primary Clarifier 1100, NW Plant | THC-PRM-T-1100 | Valve,Sluice Gate | Gate |  | G | http://www.toronto.ca/TWONTO#channel_gate
74349 | 21471 | THR-AER-RPU-0030 | Remote Processor Unit, North Aeration, Tank 0600 (172.22.37.172) | THR-AER-T-0600 | RPU | Remote Processor Unit |  | RPU | http://www.toronto.ca/TWONTO#RPU_panel |  | Tank, Secondary Treatment, Aeration - North #06
31447 | 49985 | COL-RBB-P-0001 | Pump, Submersible | COL-RBB | Pump |  |  | P |  |  | Western Beaches Tunnel (Battery Park)-Storm
25268 | 20821 | FHO-RW-P-1301-KQ | Raw Water Lab Sample Pump Unit 1 | FHO RAW H2O |  |  |  | P |  |  | Raw water Sampling
55634 | 13831 | TAB-WA3-LD-4958 | Sling, Nylon, 8 FT | TAB-DEW-SAFETY | PPE | Lifting Device |  | LD | synthetic_web_sling |  | Safety Equipment
19308 | 65571 | FHA-WWW-T-4071 | Tank, Decant, RMF, Dicant Tanks Area | FHA-WWW-DECANT | Tank | Tank |  | T | http://www.toronto.ca/TWONTO#sedimentation_tank |  | Decant Tanks
63603 | 87193 | THC-PLT-FSL-0610 | Switch, Flow, Low, Pump P-0610 Seal Water, Pipe Gallery, Raw Sewage Screening | THC-PLT-P-0610 | Switch,Flow-Low | Switch |  | FSL | http://www.toronto.ca/TWONTO#flow_switch |  | Pump, Dewatering, Screen and Bypass Channels, Pipe Gallery, Raw Sewage Screening
131581 | 19684 | THR-BG-VSH-0112 | Switch, Vibration, High, Compressor 0101 Stage 2, Gas Compressor Bldg | THR-BG-C-0101 |  | Switch |  | VSH | http://www.toronto.ca/TWONTO#vibration_sensor_element |  | Compressor, Centrifugal, Fuel Gas, Compressor Building, Gas Compressor (And Dryer) for COGEN
91152 | 33958 | FHO-DEW-LS-2201 | Switch, Level, Sump Pumps P-2201 & P-2202 Control, Ozone Building, S2, Pipe Gallery 2, S/E of T-2100 | FHO-DEW-P-2201 |  | Switch |  | LS | http://www.toronto.ca/TWONTO#level_switch |  | Pump, Submersible, Centrifugal, Drain Sump Well, Ozone Building, S2, Pipe Gallery 2, S/E of T-2100
4003 | 96127 | COL-PCU-CP-0006 | Control Panel, Operator, Pumps, Cumber PS | COL-PCU-SUSPENDED | Control Panel |  | 34988 | CP |  |  | Cumber P.S.suspended entities
94986 | 76832 | FHO-SPC-COM-1600 | Access Closet, Clarifier Building, S2, Main Foyer, N/W | FHO-SPC |  | Communications Equipment |  | COM | http://www.toronto.ca/TWONTO#network_panel |  | Process Control Systems - Services Area
49979 | 89094 | TAB-PLT-LSHH-0033 | Switch, Level High High, Screening Influent Channel, P Bldg. | TAB-PLT-SC-0680 | Switch,Level-High | Switch |  | LSHH | http://www.toronto.ca/TWONTO#level_switch |  | Screen, Perforated Plate, Screen Area, P Bldg.
101677 | 26697 | MAIN-290 | Main 290 | WTR-MT1 | [6 empty] | Work Area 1 EAST Mains and Chambers
135946 | 47869 | THR-FT-T-1600 | Tank, Final Settling, Mixed Liquor, Secondary Treatment, Secondary Clarification - South (Tank#16) | THR-FT-T | Tank | Tank |  | T | http://www.toronto.ca/TWONTO#sedimentation_tank |  | Final Sedimentation Tank & Dedicated WAS Pumping
119797 | 38791 | TAB-WA2-SQ-1227 | EE2 - 903 Nylon Sling | TAB-SES-LD | Lifting Device,Sling | Lifting Device |  | SQ | synthetic_web_sling |  | WA2 Lifting devices
26271 | 79243 | FHO-SES-SCBA-0044 | SCABA Oxygen Cylinder | FHO-SES-SQ-0002 | PPE,SCBA | Safety Equipment | 34657 | SCBA | http://www.toronto.ca/TWONTO#compressed_gas_cylinder |  | Emergency Breathing Apparatus
94911 | 53435 | FHO-SES-SQ-HVCAB2 | High Voltage Insulated Ground Cables -Group 2 | FHO-SES-SQ-0001 | PPE,Insulated Mat | Safety Equipment |  |  | ? |  | Safety Equipment
41264 | 62984 | TAB-ACC-T-5301 | Tank,Glycol Make-up Package,Seawall Substation | TAB-ACC-HE-5310 | Tank | Tank |  | T | http://www.toronto.ca/TWONTO#chemical_storage_tank |  | Heat Exchanger, Glycol Supply,Seawall Substation
13835 | 67566 | COL-PGA-JIT-0002 | Meter, Power Indicating Transmitter, Main Power | COL-PGA | Meter |  |  | JIT |  |  | Greyabbey Sewage Pumping Station
15195 | 35666 | FCL-TRW-LSLL-0002 | Switch, Level-Low-Low, Tank 0002, Surge Tank Building | FCL-TRW-T-0002 | Switch,Level-Low-Low | Switch |  | LSLL | http://www.toronto.ca/TWONTO#level_switch |  | Vessel, Pressure, Surge, Surge Tank Building
18538 | 44062 | FHA-SES-LTX-0703 | Lighting, Emergency Exit, Filter Building,Blower Room | FHA-ELS-LTX EXIT | Lighting,Exit | Safety Equipment | 44017 | LTX | http://www.toronto.ca/TWONTO#lighting_unit |  | Exit Lights
111020 | 90651 | TAB-DIG-PSH-0634 | Switch,Pressure, High | TAB-DIG-P-0634 | Switch,Pressure-High | Switch |  | PSH | http://www.toronto.ca/TWONTO#pressure_switch |  | Pump, Sludge Recirculation #6
77715 | 28279 | THR-DIS-P-0810 | Pump, Centrifugal, Disinfection Building Main Floor North side | THR-DIS-P-SUMP | Control Panel,Power Distribution Panel | Power Distribution Panel |  | P | http://www.toronto.ca/TWONTO#pump |  | Disinfection - Pump, Sump
14464 | 46043 | FCL-SES-CYL-0005 | Air Cylinder Carbon Fiber | FCL-SES | PPE,SCBA | Tank |  | CYL | gas_cylinder |  | Safety and Environmental Services
38765 | 59869 | TAB-ACC-AHU-1853 | AHU, Blower Bldg | TAB-ACC-AHU | Air Handling Unit | HVAC |  | AHU | http://www.toronto.ca/TWONTO#air_handler_unit |  | Air Handling Unit & Supply Fan
119363 | 46249 | TAB-THK-T-0600 | Floatation Tank #6, Subnatant Recycling | TAB-THK-TANKS | Tank | Tank |  | T | floatation_tank |  | Floatation Tanks
65311 | 62993 | THC-ELS-MCC-2501 | Motor Control Center, Building O | THC-ELS-PS-0001-O | Control Panel,MCC | Motor Control Centre |  | MCC | http://www.toronto.ca/TWONTO#LV_electrical_panel |  | Primary Power Equipment, Building O
52190 | 9640 | TAB-PRS-RPU-0524 | RPU, Process Control, Electrical Room,PRS Bldg | TAB-PRS-INQ | RPU | Remote Processor Unit |  | RPU | http://www.toronto.ca/TWONTO#RPU_panel |  | Instrumentation Equipment
67305 | 46839 | THC-WWW-LSHH-0003 | Switch, Float, High High, Sump Pump P-0100 & P-0200, S.E. Pumping Station | THC-PWA-EFFLUENT |  | Switch |  | LSHH | http://www.toronto.ca/TWONTO#level_switch |  | Plant Water Effluent
55512 | 27578 | TAB-WA2-IR-RTE | WA2 IR route | TAB-ELS-ROUTES | [6 empty] | Top-level hierarchy for generic entities that represent muliti-equipment inspection routes
8948 | 32387 | COL-YKP-DA-0027S | Davit Arm Assembly with Upper Arm-110678 | COL-W-OBSOLETE | Safety | Safety Equipment | 46210 | DA | http://www.toronto.ca/TWONTO#fall_arrest_Davit_arm |  | Col West Obsolete Entities
133924 | 89855 | THR-DIS-P | Disinfection - Pumping | THR-DIS | [6 empty] | Disinfection
10367 | 2571 | FCL-ACC-HTR-0312 | Heater, Baseboard, 208V, 1kW, Admin Building, First Floor, Lunch Room 113, East Wall North | FCL-ACC-ADMIN |  |  |  | HTR |  |  | Administration Building HVAC Equipment
39850 | 36075 | COM-INORG-P | Pipettes - Inorganic | BOM-LAB-COM-INORG | [6 empty] | Laboratory - Inorganic
39088 | 73306 | SWM-PWD-SW-0005 | Switch, Phase Lights | SWM-PWD | Switch |  |  | SW |  |  | Warden Storm
49091 | 13391 | TAB-OCS-FN-6650 | Fan, Booster, Odourous Air from Primary Tanks, Grit Tank Bldg. Roof, P Bldg. | TAB-OCS-PBLDG | Fan | Gas Collection |  | FN | http://www.toronto.ca/TWONTO#blower |  | P Building - Odour control System, Fans
76194 | 6252 | THR-MCS-LD-6694 | Come Along, Work Area 2 | THR-LD-WA2 | Lifting Device,Chain | Lifting Device | 34739 | LD | winch |  | Lifting Devices, Chain Hoist, Come Along & Slings
111135 | 92264 | TAB-DIG-T-1900 | Digestion Tank 19 | TAB-DIG-T-19-22 | Tank,Reservoir | Tank |  | T | http://www.toronto.ca/TWONTO#digester_tank |  | Digester Tanks 19-22
82854 | 4695 | FHA-SES-SQ-0052 | Safety Harnesses Safewaze 7510 full body harness Ser 07313 | FHA-SES |  | Safety Equipment |  | SQ | http://www.toronto.ca/TWONTO#fall_arrest_harness |  | Safety & Environmental Services
70426 | 11482 | THR-CW-CH-0006 | City Water & Fire Water Chambers, Chamber #6 | THR-CW-CH |  |  |  | CH |  |  | City Water & Fire Water Chambers
70422 | 55535 | THR-CW-CH | City Water & Fire Water Chambers | THR-SES-WA2 | [6 empty] | Safety & Environmental Services, WA2
77041 | 20715 | THR-PLT-PSL-2300 | Switch, Pressure-Low, Suction, Pump 2300, Preliminary Treatment, Grit Removal - Grit Tanks - North Plant | THR-PLT-P-2300 | Switch,Pressure-Low | Switch |  | PSL | http://www.toronto.ca/TWONTO#pressure_switch |  | Pump, Centrifugal, Unwatering, Preliminary Treatment, Grit Removal - Grit Tanks - North Plant
122784 | 70527 | THC-DEW-RPU-2101B | Remote Processing Unit | THC-DEW | Controller,PLC | Remote Processor Unit |  | RPU | http://www.toronto.ca/TWONTO#RPU_panel |  | Dewatering Process
68613 | 16731 | FHO-ACC-F-0703 | Filter, Reactivation Air Inlet, High Lift P.S. Air Handling Unit, FN-0703, TWPS, S3, Compressor Room | FHO-ACC-FN-0703 |  | Filter |  | F | http://www.toronto.ca/TWONTO#replaceable_air_filter |  | Fan, Exhaust, High Lift PS AHU, S3, Compressor Room
43440 | 46031 | TAB-DEW SLUDGE FEED | Sludge Feed to Centrifuge System | TAB-WORK-AREA-3 | [6 empty] | Work Area 3
2701 | 19126 | COL-MTI-G-2902 | Gate 2,Roxton St. Control Chamber No.29, MTI | COL-MTI | Valve,Gate,Sluice,Act. | Gate |  | G | http://www.toronto.ca/TWONTO#channel_gate
117325 | 86140 | TAB-RSP-UPS-0214 | UPS for RPU, | TAB-RSP-RPU-0214 | RPU | Remote Processor Unit |  | UPS | http://www.toronto.ca/TWONTO#UPS |  | RPU, RSP Pump #4
48794 | 92256 | FCL-BW-V-0031 | Valve, Air Release, Backwash Supply Pipe | FCL-BW |  |  |  | V |  |  | Backwash System
105811 | 4066 | SWM-PWD-SW-0002 | Switch, Pump Control Panel Doisconnect | SWM-PWD-MISC | Switch |  |  | SW |  |  | Miscellaneous Equipment
74552 | 18184 | THR-FT-FSL-4502 | Switch, Flow-Low, Seal Water, Pump P-4502, WAS Pumping - South | THR-FT-P-4502 | Switch,Pressure-Low | Switch |  | FSL | http://www.toronto.ca/TWONTO#flow_switch |  | Pump, Centrifugal, WAS, RAS Pumping Station - South
29191 | 87301 | FIS-FEQ-HS-4001-SUS | Switch, Manual Pull Station, Fire Alarm, Training Room | FIS-FEQ-CP-4001-SUS |  | Safety Equipment | 46951 | HS | ? |  | Panel, Control, Fire Alarm, Vestibule
21895 | 91980 | COL-PMY-SS-0002 | Security System | COL-PMY | Security System |  |  | SS |  |  | Maryport Sewage Pumping Station
13810 | 30016 | FCL-POL-FIT-4210 | Transmitter, Flow, Turbine,Service Water to Electric Mixer MX-4210,Polymer Skid No.4,Centrifuge Bldg | FCL-POL-MX-4210 |  |  |  | FIT |  |  | Mixer, Electric, Thickening Polymer Skid No.4, RMF Centrifuge Building, Polymer Room
98255 | 53066 | FIS-SES-SQ-6103 | Electrical Safety Gloves, High Voltage, Class 4, Group 1, # 323 | FIS-SES | PPE,Insulated Glove | Safety Equipment |  | SQ | http://www.toronto.ca/TWONTO#rubber_insulating_gloves |  | Safety, Instrumentation & Environmental Services
105650 | 41073 | SWM-PIT-TS-0001 | Switch, Transfer | SWM-PIT | Switch | Switch |  | TS | http://www.toronto.ca/TWONTO#transfer_switch |  | Islington Storm Pumping Station
8923 | 10585 | COL-YKP-DA-0014(S) | Davit Arm-1671137 | COL-W-OBSOLETE |  | Safety Equipment | 39119 | DA | http://www.toronto.ca/TWONTO#fall_arrest_Davit_arm |  | Col West Obsolete Entities
17746 | 92681 | COL-PFB-RPU-0001 | Remote process unit | COL-PFB-MISC |  | Remote Processor Unit |  | RPU | http://www.toronto.ca/TWONTO#RPU_panel |  | Miscellaneous Equipment
107385 | 79108 | TAB-ACC-PSH-0950 | Switch, Pressure, High, Filter, AHU-0950, Exist. Primary Treatment Bldg. | TAB-ACC-AHU-0950 | Switch,Pressure-High | Switch |  | PSH | http://www.toronto.ca/TWONTO#pressure_switch |  | Air Handling Unit, Old D Bldg. Rooftop
55327 | 8977 | FCL-ELS-LP-0011 | Lighting Panel, 225A, 120/208V, 3PH, Flocculation Area | FCL-ELS-6 |  |  |  | LP |  |  | Interior Lighting
114552 | 92953 | TAB-PLT-G-5503 | Gate, Knife Gate, Pneumatic, Screenings Outloading Conveyor 5500, Conveyor Area | TAB-PLT-CV-5500 | Valve,Knife Gate | Gate |  | G | http://www.toronto.ca/TWONTO#valve
101526 | 16926 | MAIN-097 | Main 097 | WTR-LWA | [6 empty] | Work Area 2 Central Mains and Chambers
81652 | 29605 | TNT-SES-RING-1003 | Lifebuoy Ring | TNT-SES-RING | PPE | Safety Equipment |  | RING | http://www.toronto.ca/TWONTO#life_ring |  | Lifebuoy Ring
73835 | 62307 | THR-ACC-UPS-0003 | UPS for RPU (THR-ACC-RPU-0003), SCADA, Aeration Gallery (172.22.39.174) | THR-ACC-RPU-0003S | RPU | Remote Processor Unit |  | UPS | http://www.toronto.ca/TWONTO#UPS |  | Remote Processor Unit, SCADA, Aeration Gallery (172.22.39.174)
34130 | 32532 | COL-YKP-DA-151003 | Davit Base Leg-151003 | COL-YKP-DA | Safety | Safety Equipment |  | DA | davit_base |  | Davit Arm Assembly
125867 | 19031 | THC-INC-BU-2035 | Burner, Hearth 3, Incinerator 2000 | THC-INC-FU-2000? | Burner | Burner |  | BU | http://www.toronto.ca/TWONTO#burner_component_of_asset |  | Furnace, Incinerator 2000
9060 | 49052 | COL-YKP-DA-1671129 | Davit Centre Base-1671129 | COL-YKP-DA-0024S | Safety | Safety Equipment |  | DA | davit_base |  | Davit Arm Assembly with CENTRE BASE-1671129
107515 | 72293 | TAB-ACC-T-2814 | Tank, Expansion, Glycol, Old Dewatering Bsmt | TAB-ACC-P-2814 | Tank,Non-Pressurized | Tank |  | T | expansion_tank |  | Pump, Circulating,Glycol , Dewatering Space Heating, P7-4
113452 | 20074 | TAB-ELS-SQ-5029 | Cross Arm Strap(Wei) | TAB-ELS-SQ-FALL ARST | PPE,Harness | Safety Equipment |  | SQ | lifeline |  | Fall Arrest -Safety Harness & Lanyard
76896 | 21856 | FHA-FL-T-2201 | Fluoride Tank 2 | FHA-WWW-CHEM | Tank | Tank | 33485 | T | http://www.toronto.ca/TWONTO#chemical_storage_tank |  | Chemical Storage Room
144210 | 29929 | WTR-PHL-T-0007-SUS | SCBA 3000 psi Bottle, ARAP | WTR-CENTRAL-SES | Tank | Safety Equipment | 47440 | T | http://www.toronto.ca/TWONTO#compressed_gas_cylinder |  | Safety & Lifting Devices
78886 | 91137 | THR-GRK-DR-0500A | Personnel Turnstile, Main Gate, Main Entrance Roadway Near Burner House | THR-GRK-DR-0500 | Gate | Gate |  | DR | http://www.toronto.ca/TWONTO#door
30778 | 24213 | FIS-SPC-CPU-0112 | Computer, WIN911 Paging Server (FISPSP01), Admin Building, Server Room COM-0300 | FIS-ADM BLDG |  | Communications Equipment |  | CPU | http://www.toronto.ca/TWONTO#public_annoucement_speaker |  | Building Location
82152 | 82537 | FHA-SES-SCBA-0048 | Cylinder for Air Pack Ser # OJ 377533 | FHA-SES-SCBA-CYLINDER | PPE,SCBA | Safety Equipment |  | SCBA | http://www.toronto.ca/TWONTO#compressed_gas_cylinder |  | Breathing Air Tanks (SCBA cylinders)
16195 | 5010 | FHA-CLA-T-0201 | Tank, Expansion, Chlorine Gas to Pre-Chlorine EV-0201, Filter Building, Cl2/SO2 Storage Room | FHA-CLA-CHL-0201 | Tank | Tank |  | T | expansion_tank |  | Chlorinator, Solution Feed Gas Dispenser, Vacuum Operated, Filtration Bldg., Chlorine Feed Room
143169 | 39245 | WTR-PDS-P | Pumping | WTR-PDSS | [6 empty] | Dorset Pumping station (Chamber Replaced with Pod)
51248 | 35403 | TAB-PRM-RPU-0314B | PLC 54-3 | TAB-PRM-INQ-P | RPU | Remote Processor Unit |  | RPU | http://www.toronto.ca/TWONTO#RPU_panel |  | P Building - Instrument Equipment
275 | 77460 | 378123SUS | John Deere, Gator 4X2, WA-5 | TAB-SUSPENDED ENTITY | Vehicle,Unlicensed | Vehicle | 47469 |  | http://www.toronto.ca/TWONTO#golf_cart
45469 | 60386 | TAB-DIG-SQ-0017 | Emerg. Eyewash Stn, Dig Tanks 1-4 Bsmt.North East Pillar | TAB-DIG-SQ-T01-04 | PPE,Eyewash Station | Safety Equipment |  | SQ | http://www.toronto.ca/TWONTO#emergency_eyewash |  | Digester Tanks 01-04, Safety Equipments
136721 | 5418 | THR-MCS-LD-4621 | Come Along, Work Area 2 | THR-LD-WA2 | Lifting Device,Chain | Lifting Device |  | LD | winch |  | Lifting Devices, Chain Hoist, Come Along & Slings
119630 | 40903 | TAB-WA1-SQ-1024 | Sling | TAB-WA1-SQ-1000 | Lifting Device,Sling | Lifting Device |  | SQ | http://www.toronto.ca/TWONTO#fall_protection_sling |  | WA1 Lifting Devices and Slings
80280 | 92377 | FHA-SED-ZSH-0303E | Switch, Limit, Access Hatch Zone 3, Settling Basin T-0301 | FHA-SED-ZSH-0303 |  | Security System |  | ZSH | http://www.toronto.ca/TWONTO#position_switch |  | Switch, Limit, Access Hatch Zone 3
129768 | 91025 | THR-ACC-DM-0211 | Damper, Discharge, Air Handling Unit AHU-0210, North Grit Loading Bay | THR-ACC-AHU-0210 | Damper/Louver | HVAC |  | DM | http://www.toronto.ca/TWONTO#air_damper |  | Air Handling Unit, Air Supply, North Grit Loading Bay Roof
106086 | 14327 | TAB-ACC-ASE-1821 | Air Separator (TAB-ACC-ASE-1821) | TAB-ACC-HE-1820 | Tank | Tank |  | ASE | air_seperator |  | Heat Exchanger, Hot Water/Glycol, Blower Bldg, Bsmt, HE28-1
7226 | 3825 | COL-PSI-LSLL-0101 | Switch, Level Low-Low | COL-PSI | Switch,Level |  |  | LSLL |  |  | Sixth Street Sewage Pumping Station (Wards Island PS#11)
81946 | 78187 | VP2046 | Detector, Gas | TAB-ELS-AM | Sensor,Gas | Safety Equipment |  |  | http://www.toronto.ca/TWONTO#portable_gas_detector |  | WA8 Safety Equipment Gas Detectors, Plant Wide
137891 | 60238 | THR-PRM-T-3300 | Tank, Scum, from Hopper T-0530, South Primary Tank | THR-PRM-SCUM-T | Tank,Non-Pressurized | Tank |  | T | http://www.toronto.ca/TWONTO#storage_tank |  | Scum/Sludge Pumping, Tanks & Hopper, South Primary
47925 | 38527 | TAB-EL3-LP-2732 | Transformer,Indoor,Plant Water Pumping Station | TAB-EL3-TR-6732 | Control Panel,Lighting | Power Distribution Panel |  | LP | http://www.toronto.ca/TWONTO#LV_electrical_panel |  | Transformer,Indoor,Plant Water Pumping Station
125211 | 29446 | THC-ELS-SQ-2875079 | Spares, Electrical Safety gloves, High Voltage, Class 0, # 2875079 | THC-SES-SQ | PPE,Insulated Glove | Safety Equipment |  | SQ | http://www.toronto.ca/TWONTO#rubber_insulating_gloves |  | Safety Equipment
13549 | 96262 | COL-PFB-TR-0001 | Transformer, Power | COL-PFB-MISC | Transformer |  |  | TR |  |  | Miscellaneous Equipment
83829 | 26011 | WTR-317-CH-0004 | Chamber,Revenue Meter,Keele Reservoir, Valve House, North of the Station | WTR-WEST-REV | Chamber |  |  | CH |  |  | Revenue Metering
146416 | 47525 | WTR-PSC-TPD-0002 | Tripod, Fall Arrest, S/N 99-16 | WTR-EAST-SES | PPE | Safety Equipment |  | TPD | http://www.toronto.ca/TWONTO#fall_arrest_Davit_arm |  | Safety & Lifting Devices
21894 | 11529 | COL-PMY-RPU-0002 | Remote Processing Unit | COL-PMY-MISC | RPU |  |  | RPU |  |  | Miscellaneous Equipment
68451 | 23114 | THR-ACC-PSL-2501 | Switch, Pressurel-Low, Suction, Pump, Centrifugal 2501, Plant Central Hot Water System, Plant Central Hot Water System, Hot Water Recirculation Pump, Centrifugals | THR-ACC-P-2501 | Switch,Pressure-Low | Switch |  | PSL | http://www.toronto.ca/TWONTO#pressure_switch |  | Pump, Centrifugal, Primary Loop Hot Water Recirculation, Plant Central Hot Water System,
113802 | 1636 | TAB-NGS-INCIN | Incineration Gas Valves | TAB-NGS-WASTE | [6 empty] | TAB- Natural Gas Supply Line,Incinerators,Pelletizers, Waste Burners
13147 | 30729 | COL-PFB-LSH-0103 | Switch, Level-High | COL-PFB | Switch,Level |  |  | LSH |  |  | Fallingbrook Pumping Station
57121 | 78026 | THC-ACC-T-5920 | Tank,Glycol Expansion,Hydronic Heating System,Disinfection Bldg | THC-ACC-BLDG G |  | Tank |  | T | expansion_tank |  | Air Treatment Building HVAC
66868 | 38577 | THC-THK-BIOFILTER | THK Biofilter System | THC-DEW | [6 empty] | Dewatering Process
44453 | 88573 | TAB-DIG-BU | Waste Gas Burner | TAB-WORK-AREA-SEO |  | Burner |  |  | http://www.toronto.ca/TWONTO#waste_gas_burner |  | TAB Work Area SEO
47493 | 45283 | TAB-EL1-PDP-6320 | Power Distribution Panel 600v | TAB-EL1-GEN-6320 |  | Power Distribution Panel |  | PDP | http://www.toronto.ca/TWONTO#LV_electrical_panel |  | Generator, Standby Power, 600V 500kw - Blower Bldg
13911 | 22176 | FCL-SPC-RPU-1121 | RPU Panel, Gaseous Chemicals, Chemical Building | FCL-ELS-PS-0001 | Control Panel | Remote Processor Unit |  | RPU | http://www.toronto.ca/TWONTO#RPU_panel |  | Uninterruptible Power Supply,High Lift Bldg - Switchgear Room,LP-0001
21749 | 56816 | COL-PMY-DM-0012 | Damper, Gas | COL-PMY-MISC | Damper/Louver |  |  | DM |  |  | Miscellaneous Equipment
26409 | 93427 | FHO-GRK-DR-4019S | Door, (FD-S4-19), Fire Rated, Chemical Building, S4, SBS Storage Room | FHO-GRK-FEQ-0001 | Fire Prevention,Door | Door |  | DR | http://www.toronto.ca/TWONTO#fire_rated_door
79461 | 21417 | THR-THK-PSL-3060 | Switch, Pressure Low, Centrifuge Feed Pump-3060 | THR-THK-P-3060 | Switch,Pressure-Low | Switch |  | PSL | http://www.toronto.ca/TWONTO#pressure_switch |  | Centrifuge Feed Pump
76388 | 34928 | THR-OCS | Odour Control System | THR WORK AREA 1 | [6 empty] | Solid Handling
29600 | 61848 | COL-PWR-AUX | Auxiliary Equipment | COL-PWR | [6 empty] | West Rouge Pumping Station
133860 | 58465 | THR-DIS-CW | Disinfection, City Water, BFP | THR-DIS | [6 empty] | Disinfection
62892 | 51197 | THC-DIG-BU-5300 | Burner,Waste Gas,Building UU | THC-DIG-BURNERS | Burner,Waste Gas | Burner |  | BU | http://www.toronto.ca/TWONTO#waste_gas_burner |  | Waste Gas Burners
67062 | 21025 | THC-THK-T-1130 | Tank,Mixing,Polymer Make-up System-1100,Thickening Building | THC-THK-POL | Chemical Feeder | Tank |  | T | http://www.toronto.ca/TWONTO#chemical_storage_tank |  | Thickening Polymer System
9163 | 32942 | COL-YKP-FAK-0009S | First Aid Kit, Truck #080070 (F550 XL) | COL-YKP-VEH-0009S | Safety,First Aid Kit | Safety Equipment | 41259 | FAK | http://www.toronto.ca/TWONTO#first_aid_kit |  | Vehicle, Truck #080070 (F550 XL)
81981 | 98955 | WIM | Water Infrastructure Management | TW | [6 empty] | Toronto Water
89769 | 51971 | WU2011A | Deaerator, 408B | TAB-SLD-P | Valve,Pressure Relief | Tank |  |  | http://www.toronto.ca/TWONTO#pressure_vessel |  | Pelletizer Bldg. - Thermal Oil Heating System, Pumps, Strainer & Expanasion Tanks
109114 | 635 | TAB-CW-SQ-0025 | Emerg. Eyewash and Shower Stations, Ferrous Chloride Rail Car unload Ramp | TAB-STR-SQ | PPE,Eyewash Station | Safety Equipment | 35625 | SQ | http://www.toronto.ca/TWONTO#emergency_eyewash_and_shower |  | WA2 Safety Equipment,lifting devices, ladders, Eye Wash station, First Aid Kits, Lock out stations
130975 | 33032 | THR-AER-LSHH-3502 | Switch, Level-High-High,Pump3502,T14 | THR-FT-P-3502 | Switch,Level-High-High | Switch |  | LSHH | http://www.toronto.ca/TWONTO#level_switch |  | Pump, Sump, Finals, Tunnel 16
25032 | 44462 | COL-PSK-ALR-0001 | Control Panel, Operator | COL-PSK-MISC | Control Panel |  |  | ALR |  |  | Miscellaneous Equipment
67924 | 69168 | FCL-TRW-PSH-0003 | Switch, Pressure-High, Air Supply, Surge Tank Building | FCL-TRW-T-0003 | Switch,Pressure-High | Switch |  | PSH | http://www.toronto.ca/TWONTO#pressure_switch |  | Vessel, Pressure, Air Supply, Surge Tank Building
24634 | 65461 | COL-PRR-SW-0002 | Switch, Transformer | COL-PRR | Switch |  |  | SW |  |  | Riverside Sewage Pumping Station
11036 | 1143 | COL-PBG-SW-0003 | Switch, Transformer | COL-PBG-MISC | Switch | Switch |  | SW | http://www.toronto.ca/TWONTO#disconnect_switch |  | Miscellaneous Equipment
15997 | 38775 | FHA-AUX-T-0101-KQ | Compressed Air Tank 1 | FHA-SUSPENDED |  |  | 33327 | T |  |  | Suspended Obsolete entity for storage purpose
11539 | 70709 | FCL-CLA-PSH-0102 | Switch, Pressure High, Inlet, CLA Evaporator 0101, Chlorination System | FCL-CLA | Switch,Pressure-High | Switch |  | PSH | http://www.toronto.ca/TWONTO#pressure_switch |  | Pre-Chlorination
119727 | 67659 | TAB-WA1-SQ-1946 | Type1 SRD/SRL ( Self Retracting Device/ Self Retracting Lanyard) 6 Ft- Ye Zhang | TAB-WA1-SQ-0001 | PPE,Harness | Safety Equipment |  | SQ | self_retracting_line |  | WA1 Fall Arrest System
135565 | 31878 | THR-FT-FSL-3505 | Switch, Flow-Low, WAW, Tank 1600, Secondary Treatment, Scum Pumping | THR-FT-T-1600 | Switch,Flow-Low | Switch |  | FSL | http://www.toronto.ca/TWONTO#flow_switch |  | Tank, Final Settling, Mixed Liquor, Secondary Treatment, Secondary Clarification - South (Tank#16)
143338 | 79538 | WTR-PDS-RPU-0001 | Control Panel, RPU | WTR-PDS-ELS | RPU | Remote Processor Unit |  | RPU | http://www.toronto.ca/TWONTO#RPU_panel |  | Electrical System
29168 | 67589 | FIS-FEQ-FEQ-4003-SUS | Fire extinguisher, Type ABC, Fire Prevention, Reception Area | FIS-MARINE-BUILDING |  | Safety Equipment | 46929 | FEQ | ? |  | FIS Marine Yard Building
42109 | 43255 | TAB-ACC-V-6528 | Valve, Actuated, Fire Protection System, Mechanical Room No. 1, Screen Bldg., P Bldg. | TAB-ACC-P-6511 | Valve | HVAC |  | V | http://www.toronto.ca/TWONTO#valve |  | Pump, Fire pump, Mechanical Room No. 1, Screen Bldg., P Bldg.
110790 | 2905 | TAB-DIG-LSH-1201 | Switch, Level-High, Emergency Overflow, Digester 12 Roof S/W, Digester 9-12 Control Building. | TAB-DIG-T-1200 | Switch,Level-High | Switch |  | LSH | http://www.toronto.ca/TWONTO#level_switch |  | Tank, Digester tank, Digester 12
143186 | 86203 | WTR-PDS-PSH-0002S | Switch,Pressure,High,Discharge | WTR-PDS-TRW | Switch,Pressure-High | Switch | 38631 | PSH | http://www.toronto.ca/TWONTO#pressure_switch |  | Treated Water (Transmission)
58156 | 36782 | THC-AP-T-1200 | Air Receiver Tank, Process Air, Grit Fluidizing System | THC-PLT-BLDG-0001 | Tank | Tank |  | T | http://www.toronto.ca/TWONTO#pressure_vessel |  | New Head House, preliminary process
73892 | 29203 | THR-ELS-OCS | Electrical System, Odour Control System | THR-ELS | [6 empty] | Electrical Power System
120886 | 95414 | THC-ACC-HTR-0301 | Air Heater, Convector, Building M | THC-ACC-HEATERS | H.V.A.C.,Heater,Unit | HVAC |  | HTR | http://www.toronto.ca/TWONTO#heater |  | Air Heaters, Building M
84499 | 3048 | WTR-MT1 | Work Area 1 EAST Mains and Chambers | WTR-EAST | [6 empty] | Water Supply Work Area 1 EAST
82723 | 35012 | THR-PLT-RPU | Prelimnery Treatement RPUs | THR-SPC |  | Remote Processor Unit |  |  | http://www.toronto.ca/TWONTO#collection_of_assets |  | Process Control Systems - Services Area
10002 | 25580 | FCL SCADA SERVERS | FCL SCADA Servers | FCL-SPC1 | [6 empty] | Process Control Systems - Administrative
66680 | 52261 | THC-STR-T-1380 | Scum Pit, Tank 1300, Secondary Clarifier | THC-FT-T-1300 | Tank,Non-Pressurized | Tank |  | T | http://www.toronto.ca/TWONTO#storage_tank |  | Tank, Secondary Clarifier
83263 | 79644 | THR-PRM-RPU-0001 | RPU, Primary Treatment, South Tanks 0100 and 0200 (172.22.37.120) | THR-PRM-STA-1 | RPU | Remote Processor Unit |  | RPU | http://www.toronto.ca/TWONTO#RPU_panel |  | South Primary Station 1
120774 | 60532 | THC-ACC-FN-5810 | Fan,Centrifugal,Exhuast,Plant Stores | THC-ACC-BLDG B |  | HVAC |  | FN | http://www.toronto.ca/TWONTO#blower_or_fan_with_drive |  | Mechanical Shop (Chlorine) Building HVAC
109718 | 51830 | TAB-DEW-POLYMER | Dewatering Polymer System | TAB-WORK-AREA-SOL | [6 empty] | TAB Work Area Sol
69247 | 7282 | FCL-WWW-WR-0001 | Receptacle, 600V, 3PH, Centrifuge Building, Storage Room | FCL-WWW |  |  |  | WR |  |  | Residue Management
106299 | 22746 | TAB-ACC-F-1220 | Filter, Exhaust Fan 1220, AHU-1200, Screen Bldg. Rooftop | TAB-ACC-AHU-1200 | Filter | Filter |  | F | http://www.toronto.ca/TWONTO#replaceable_air_filter |  | Air Handling Unit, D Bldg Roof
89474 | 83358 | WTR-RRH-SCAM-0004 | Security System, Camera, Rosehill Reservoir, Valve House, Exterior | WTR-RRH-CP-0001 | Camera | Security System |  | SCAM | http://www.toronto.ca/TWONTO#security_camera |  | Control Panel, Security Alarms, Rosehill Reservoir, Valve House
147594 | 85148 | YTF BLDG-A OFFICE | Computer Location | YTF-A-BLDG | [6 empty] | Building Location
114723 | 91004 | TAB-PLT-MSL-0300 | Switch, Motion Low, Grit Conveyor CV-0300, Grit Tank Area, Grit Bldg., P Bldg. | TAB-PLT-CV-0300 | Switch,Motion | Switch |  | MSL | http://www.toronto.ca/TWONTO#motion_sensor_element |  | Conveyor, Screw, Submersible, Grit Tank, T-0300, Grit Bldg., P Bldg.
4209 | 63177 | COL-PEV-CP-0002 | Control Panel, Electrical | COL-PEV | Control Panel |  |  | CP |  |  | Ellis Sewage Pumping Station
26634 | 4667 | FHO-TRW-C-0101-KQ | Surge Air Compressor 1 | FHO-OBSOLETE |  |  |  | C |  |  | Removed From Service
63755 | 3470 | THC-PLT-PSL-5345 | Switch, Pressure-Low, Mechanical Seal from Pumps 5340, Headhouse | THC-PLT-P-5340 | Switch,Pressure-Low | Switch |  | PSL | http://www.toronto.ca/TWONTO#pressure_switch |  | Grit Pump 5340
4233 | 32106 | COL-PEV-LSH-0103 | Switch, Level-High | COL-PEV | Switch,Level |  |  | LSH |  |  | Ellis Sewage Pumping Station
76309 | 35722 | FHO-ELS-DP-0821 | Distribution Panel, 600V, Panel Board, MCC-0820, Admin Building, S4, Main Electrical Room | FHO-ELS-MCC-0820 |  | Power Distribution Panel |  | DP | http://www.toronto.ca/TWONTO#LV_electrical_panel |  | Motor Control Centre, Admin Building, S4, Main Electrical Room
15838 | 91420 | COL-PKG-FEQ-0002S | Fire Prevention, Extinguisher | COL-PKG-MISC | Fire Prevention,Extinguisher |  | 42689 | FEQ |  |  | Miscellaneous Equipment
127806 | 46135 | THC-PRM-V-1011 | Valve, Hydraulic Cylinder, Bottom Scraper, Primary Clarifier 1000, SW Plant | THC-PRM-CLR-1030 |  |  |  | V |  |  | Sludge Bottom Scraper Mechanism, Tank 1000, Primary Clarifier
19841 | 37505 | COL-PLV-LIT-0101 | Transmitter, Level | COL-PLV | Transmitter,Level |  |  | LIT |  |  | Livingston Road Pumping Station
18691 | 64258 | FHA-SES-SQ-0114 | Davit Base | FHA-SES |  | Safety Equipment |  | SQ | davit_base |  | Safety & Environmental Services
122368 | 21515 | THC-CW-SQ-5202 | Emergency Eyewash, Office area, North Workshop | THC-ACC-BLDG X | PPE,Eyewash Station | Safety Equipment |  | SQ | http://www.toronto.ca/TWONTO#emergency_eyewash |  | New Workshop WA2 Building HVAC
122881 | 8168 | THC-DEW-PSH-7266 | Switch, Pressure-High, Outlet, Pump 7260, Polymer Feed System | THC-DEW-P-7260 | Switch,Pressure-High | Switch |  | PSH | http://www.toronto.ca/TWONTO#pressure_switch |  | Pump, Polymer Feed, Dewatering
104952 | 2625 | NX3055 | Air Handling Unit Dewater. Bldg.LowerRoof, North Side (S2) | TAB-ACC-AHU | Air Handling Unit | HVAC |  |  | http://www.toronto.ca/TWONTO#air_handler_unit |  | Air Handling Unit & Supply Fan
59583 | 94715 | THC-ACC-TIT-6101 | Transmitter, Temperature, Space, Truck Loading Bay #1, Headworks | THC-ACC-AHU-6100 | Transmitter,Temperature | HVAC |  | TIT | http://www.toronto.ca/TWONTO#temperature_transmitter |  | Air Handling Unit, Truck Loading Bay, Mech Room #2, Headworks
45115 | 32107 | TAB-DIG-HE-T19-22 | Digester Tanks 19-22, Heat Exchangers | TAB-DIG-T-19-22 | [6 empty] | Digester Tanks 19-22
138125 | 90912 | THR-PRM-ZSM-0902 | Switch, Maintenance Position, Bridge 0902 - Kiosk, Primary Clarification, Primary Tank - North | THR-PRM-CM-0902 |  | Switch |  | ZSM | http://www.toronto.ca/TWONTO#position_switch |  | Bridge, Collector, (NEW) Sludge/Scum, Primary Clarification Tank 0900
101662 | 97200 | MAIN-273 | Main 273 | WTR-MT1 | [6 empty] | Work Area 1 EAST Mains and Chambers
96993 | 26007 | FIS-FEQ-FEQ-4004-SUS | Fire extinguisher, Type ABC, Fire Prevention, Vestibule | FIS-SES-FE |  | Safety Equipment | 46930 | FEQ | ? |  | Fire Fighting equipment
78849 | 62089 | THR-SES-SQ-1134 | Harness, Full Body PPE Stan Chatzinikoloau | THR-SES-SQ-9134 | Safety | Safety Equipment |  | SQ | http://www.toronto.ca/TWONTO#fall_arrest_harness |  | Lanyard for Harness 6 ft., PPE Stan Chatzinikolau
114696 | 23144 | TAB-PLT-LSM-5575 | Switch, Level, Medium, Pump 5570, Drain Sump Area, D. Bldg. | TAB-PLT-P-5570 | Switch,Level | Switch |  | LSM | http://www.toronto.ca/TWONTO#level_switch |  | Pump, Centrifugal (Wet), Underdrain, Drain Sump Area, D. Bldg.
31086 | 93887 | FIS-WWW | Waste Water | FIS WORK AREA 2 | [6 empty] | Services
71327 | 27324 | THR-DIG-LSH-0306 | Switch, Level-High, Over Flow Chamber, Tank 0300, Solids Treatment, Digester 3 Overflow Chamber | THR-DIG-PD-0300 | Switch,Level-High | Switch |  | LSH | http://www.toronto.ca/TWONTO#level_switch |  | Tank, Primary Digester-3, Solids Treatment
55377 | 37631 | TAB-WA1-SQ | Safety Equipment & Supplies Common to WA1 | TAB-WA1 | [6 empty] | Common to WA1 - Safety, Bldg. Services, , etc.
56054 | 34243 | THC SCADA SERVERS | THC SCADA Servers | THC-SPC1 | [6 empty] | Process Control Systems - Administrative
123471 | 56642 | THC-DIG-LSHHA-5285 | Switch,Level-High-High,South-West Storm Sump,CP-5285,Building U | THC-DIG-CP-5285 | Valve,Gate | Switch |  | LSHHA | http://www.toronto.ca/TWONTO#level_switch |  | Control Panel,Electrical,South-West Storm Sump,P-5285A & P-5285B,Building U
54772 | 51865 | FCL-ELS-DS-00B2-A | Load Break Switch,Low Lift Bldg - Switchgear Room,Isolation Disconnect Switch:FCL-ELS-BUS-00B2-A/FCL-ELS-BUS-00B1-A | FCL-ELS-BUS-00B2-A | Load Break Switch | Switch |  | DS | http://www.toronto.ca/TWONTO#load_break_disconnect_switch |  | Switchgear,Indoor,Low Lift Bldg - Switchgear Room,4.16 kV Line 2A
42116 | 62499 | TAB-ACC-V-6571 | Valve, 2-Way Modulating, PreHeater Coil,AHU-6570, Mechanical RM No. 3, Screen Bldg., P Bldg. | TAB-ACC-AHU-6570 | Valve | HVAC |  | V | http://www.toronto.ca/TWONTO#valve |  | Air Handling Unit, Mechanical Room no.3, Screen Bldg., P Bldg.
85601 | 85842 | WTR-PHL-HRN-0004 | PPE, Body Harness, S/N 219069 | WTR-CENTRAL-SES | PPE,Harness | Safety Equipment |  | HRN | http://www.toronto.ca/TWONTO#fall_arrest_harness |  | Safety & Lifting Devices
50812 | 1058 | TAB-PRM-FSL-3401 | Switch ,Flow, Low,Seal water to Pump-3401 | TAB-PRM-P-3401 | Switch,Flow | Switch |  | FSL | http://www.toronto.ca/TWONTO#flow_switch |  | Pump, PRS from Primary Tank 0700, Primary Treatment, Sludge Pumping
58243 | 5697 | FHA-ACC-AC-0019-SU | Chiller, Server Room, Filter Bldg | FHA-MCS-ACC | H.V.A.C.,Air Conditioner | HVAC | 32964 | AC | http://www.toronto.ca/TWONTO#chiller |  | HVAC
61263 | 64389 | THC-DCL-AC-0001 | Air Conditioner, Dechlorination | THC-SUSPENDED | Piping | HVAC | 34139 | AC | http://www.toronto.ca/TWONTO#air_condition |  | Suspended entity
25234 | 51241 | COL-PSL-SS-0001 | Security System | COL-PSL | Security System |  |  | SS |  |  | Sewells Road Sewage Pumping Station
15375 | 92057 | FCL-TST-CLB-0610B | Portable Pressure Calibration Unit (Druck Meter), SR 61061331 | FCL-SUSPENDED | Analyzer,Chlorine | Test Equipment |  | CLB | pressure_calibrator |  | Suspended entity
57948 | 68033 | THC-AER-T-3100 | Tank, Aeration | THC-AER-PHASE I-IV | Tank,Non-Pressurized | Tank |  | T | http://www.toronto.ca/TWONTO#aeration_tank |  | AerationTreatment
47238 | 72713 | TAB-EL1-LSHH-8060 | Switch,Level-High-High,Sump Flood,North Substation,Outdoor Chamber | TAB-EL1-BLDG-0001 | Switch,Level-High-High | Switch |  | LSHH | http://www.toronto.ca/TWONTO#level_switch |  | MSA Substation
24533 | 25673 | COL-PRD-HTR-0003 | Heater, Basement | COL-PRD | Heater |  |  | HTR |  |  | Redland Pumping Station
14778 | 6447 | FHA-ACC-AC-0352 | FHA-ACC-AC-0002 - Air Conditioner | FHA-MCS-ACC | H.V.A.C.,Air Conditioner | HVAC |  | AC | http://www.toronto.ca/TWONTO#air_condition |  | HVAC
93338 | 71399 | FHO-GRK-DR-4029S | Door, (FD-S4-29), Fire Rated, Chemical Building, S4, Ammonia Storage/Feed Room, North | FHO-GRK-FEQ-0001 | Fire Prevention,Door | Door |  | DR | http://www.toronto.ca/TWONTO#fire_rated_door
50771 | 94853 | TAB-PRM-DRN-OPS | Drains, Floor, Old PS | TAB-PRM-STRC--OPS | Building Service,Floor Drain | Plumbing |  |  | http://www.toronto.ca/TWONTO#drain |  | Old PS Building - Drains, Plumbing, Walls
137336 | 9258 | THR-PLT-DR-0180S | Door, Over-Head, HeadHouse Loading Bay | THR-DR-WA2 | Door,Overhead | Door | 38662 | DR | http://www.toronto.ca/TWONTO#roll_up_door
130994 | 486 | THR-AER-F-1310 | Filter, Bag, Air Suction, Aeration Blower 1311 | THR-AER-FN | Filter | Filter |  | F | http://www.toronto.ca/TWONTO#replaceable_air_filter |  | Fan, Room, Supply Air, Blower, Engine Room Basement
91179 | 9680 | FHO-DEW-T-0012 | Tank, Sump Well, Drainage & Sump Pumps, Standby Power Building, S4, Surge Tank Room | FHO-DEW |  | Tank |  | T | http://www.toronto.ca/TWONTO#storage_tank |  | Dewatering & Drainage
136452 | 29671 | THR-GRK-AER | Aeration Tanks, Galleries T-14 and T-17 | THR-GRK-PRTY-0404 |  | Grounds |  |  | space |  | Groundskeeping, General Labour
4270 | 7342 | COL-PEV-WEL-0500 | Wet well | COL-PEV-MISC |  |  |  | WEL |  |  | Miscellaneous Equipment
23417 | 11648 | FHO-FLO-MX-0101-KQ | Raw Water Module 1 | FHO-OBSOLETE |  |  |  | MX |  |  | Removed From Service
97376 | 61286 | FIS-MCS-T-2901 | Tank, Domestic Hot Water, Chemical Sampling Building | FIS-MCS |  | Tank |  | T | http://www.toronto.ca/TWONTO#tanked_hot_water_heater |  | Mechanical Services
85694 | 3458 | WTR-PHL-MEQ-0002 | Backflow Preventer Test Kit, S/N 747489 | WTR-PHL-AUX |  | Tool |  | MEQ | backflow_preventer_tester |  | Auxiliary Equipment (Building Facilities)
25672 | 64762 | COL-PSP-CP-0002 | Control Panel, Fans | COL-PSP | Control Panel |  |  | CP |  |  | Southport Sewage Pumping Station
28242 | 61438 | FIS-CLA-CHL-0101 | Chlorinator, Pre Chlorination Train 1, Gaseous Chemical Building, Machine Room | FIS-CLA | Chemical Feeder,Gas | Chemical Feeder |  | CHL | http://www.toronto.ca/TWONTO#chlorinator_system |  | Pre-Chorination System
61145 | 42516 | THC-ELS-SQ-1342256 | Electrical Safety gloves, High Voltage, Class 0, # 1342256 | THC-SES-SQ |  | Safety Equipment | 35393 | SQ | http://www.toronto.ca/TWONTO#rubber_insulating_gloves |  | Safety Equipment
9041 | 17137 | COL-YKP-VEH-0012S | Vehicle, Truck #043194 (Sierra 1500) | COL-W-OBSOLETE | Vehicle,Licensed | Vehicle | 40291 | VEH | http://www.toronto.ca/TWONTO#pickup_truck
115549 | 70862 | TAB-PRM-PLQ-P- | Plumbing, General, P Bldg | TAB-PRM-STRC-P | Building Service,Domestic Plumbing | Plumbing |  |  | plumbing |  | P Building - Drains, Plumbing, Walls
140644 | 81699 | TNT-OF | Outfall, Weirs, CSO and Detention Tanks | TNT WORK AREA 9 | [6 empty] | North Toronto Treatment Plant
120410 | 76752 | THC-ACC-DM-0086 | VAV Box, Admin Building, Ground Floor, Meeting Room 125 | THC-ACC-AHU-0081 |  | HVAC |  | DM | http://www.toronto.ca/TWONTO#air_damper |  | Air handling Unit, Ground Floor South Zone(Project Management), Admin Building Roof
48192 | 89938 | TAB-ELS-SQ-2002 | PPE Cabinet with PPE- Dewatering Bldg 3rd Flr | TAB-ELS-ESQ | PPE | Safety Equipment |  | SQ | ppe_cabinet |  | Electrical Safety Equipment
71927 | 95993 | FHO-CLB-F-0101 | Filter, Gas, Post Chlorination Train 1, Chemical Building, Main Floor, Machine Room | FHO-CLB-CHL-0101 |  | Filter |  | F | http://www.toronto.ca/TWONTO#replaceable_air_filter |  | Chlorinator, Post Chlorination Train 1 West, Chemical Building, L1, Evaporator Room
58901 | 8740 | THC-ACC-FN-0701 | Fan,Centrifugal,Exhaust,Thickening Building Mechanical Room Ventilation | THC-ACC-BLDG J | Fan,Centrifugal | HVAC |  | FN | http://www.toronto.ca/TWONTO#blower_or_fan_with_drive |  | TWAS Building, HVAC
119303 | 99337 | TAB-THK-MEQ-4012 | Eductor - Dry Polymer Blower Feed System | TAB-THK-MX-4010 | Chemical Feeder,Powder | Chemical Feeder |  | MEQ | http://www.toronto.ca/TWONTO#ejector |  | Hopper Feed, Dry Polymer Feed Preparation
147377 | 98632 | WTR-RWA-TRW | Treated Water (Transmission) | WTR-RWA | [6 empty] | Warden Tank
7439 | 21106 | COL-PSP-FQ-0001 | Meter, Flow | COL-PSP | Meter,Flow |  |  | FQ |  |  | Southport Sewage Pumping Station
110807 | 87238 | TAB-DIG-LSHH-7070 | Switch, Level-High-High, Waste Gas Burner Sump | TAB-DIG-P-7070 |  | Switch |  | LSHH | http://www.toronto.ca/TWONTO#level_switch |  | Pump 1, Waste Water, Waste Gas Burner Station
89873 | 58287 | YCS-ADMIN-BLDG | Building Location | YCS-EUS | [6 empty] | Production & End User Support
65835 | 72052 | FCL-SPC-COM-2101 | Termination Panel, | FCL-SPC |  |  |  | COM |  |  | Process Control Systems - Services Area
19303 | 69858 | FHA-WWW-T-4021 | Tank, Decant, RMF, Dicant Tanks Area | FHA-WWW-DECANT | Tank | Tank |  | T | http://www.toronto.ca/TWONTO#sedimentation_tank |  | Decant Tanks
137667 | 84894 | THR-PRM-BH-0005 | Bulk Head, Channel Gate Stop/Block, Primary | THR-PRM-BH |  |  |  | BH |  |  | Bulk Head, Channel Gate Stop/Block, Primary
117587 | 90413 | TAB-SA-T-0301 | Tank, Oil, Reservoir, Air Compressor, Auxiliary Systems Building, Main Floor | TAB-SA-C-0300 | Tank,Reservoir | Tank |  | T | http://www.toronto.ca/TWONTO#chemical_storage_tank |  | Air Compressor, Auxiliary Systems Building, Main Floor
139514 | 5795 | THR-WA3-LD-0049 | Sling,Anchor,2ft,Polyester Work Area 3 (2" X 4') | THR-LD-NYLN-WA3 | Lifting Device,Sling | Lifting Device |  | LD | http://www.toronto.ca/TWONTO#fall_protection_sling |  | Slings, Nylon, Work Area 3
136756 | 78802 | THR-MCS-LD-9869 | Come Along, Work Area 2 | THR-LD-WA2 | Lifting Device,Chain | Lifting Device |  | LD | winch |  | Lifting Devices, Chain Hoist, Come Along & Slings
119623 | 79421 | TAB-WA1-SQ-1010 | Sling | TAB-WA1-SQ | Lifting Device,Sling | Lifting Device |  | SQ | http://www.toronto.ca/TWONTO#fall_protection_sling |  | Safety Equipment & Supplies Common to WA1
68479 | 94889 | THR-ACC-T-0201 | Tank, Glycol Skid, STB North Wall, Digesters 1-6, Gallery Ventilation, Zone 1A, 1B | THR-ACC-DIG | Tank | Tank |  | T | http://www.toronto.ca/TWONTO#chemical_storage_tank |  | Air Conditioning, HVAC, Digesters
137872 | 71430 | THR-PRM-STA-2 | South Primary Station 2 | THR-PRM-SOUTH |  |  |  | STA |  |  | Primary Treatment, South Primary
24259 | 25306 | FHO-GRK-IRG-0201 | Lawn Sprinkler | FHO-GRK-PRTY-0001 | Irrigation System,Automated | Hydraulic System |  | IRG | sprinkler |  | Building Maintenance
29697 | 61077 | FIS-PCL-T-0201 | Tank, PACL Storage, Workshop Building, Chemical Storage | FIS-PCL | Tank | Tank |  | T | http://www.toronto.ca/TWONTO#chemical_storage_tank |  | PACL System
41372 | 52657 | TAB-ACC-V-1446 | Valve, Reheat, Modulating | TAB-ACC-HTR-1446 | Valve | HVAC |  | V | http://www.toronto.ca/TWONTO#valve |  | Heater, Hot Water Reheat Coil
76206 | 17902 | THR-MCS-LD-9850 | Chain Hoist Electric, Work Area 2 | THR-LD-WA2 | Lifting Device,Hoist,Manual | Lifting Device |  | LD | http://www.toronto.ca/TWONTO#lifting_equipment_hoist |  | Lifting Devices, Chain Hoist, Come Along & Slings
62710 | 30296 | THC-NGS-PSL-3042 | Switch, Pressure Low, Pilot Natural Gas, Hot Water Boiler BO-3041 | THC-ACC-BO-3041 |  | Switch | 33796 | PSL | http://www.toronto.ca/TWONTO#pressure_switch |  | Boiler, Hot Water, Boiler Building
69704 | 18550 | THR-BG-DT-0202 | Drip Trap, Condensate, Heat Exch 0202, High Press Gas Conditioning System Train 2, Gas Comp Bldg | THR-BG-HE-0202 |  |  |  | DT |  |  | Heat Exchanger, Fuel Gas Pre-Cooler, High Press Gas Conditioning System Train 2, Gas Comp Bldg
132808 | 28928 | THR-DIG-PSH-2522 | Switch, Pressure-High, Discharge Pump 2522, Digester Tank 0300 | THR-DIG-P-2522 | Switch,Pressure-High | Switch |  | PSH | http://www.toronto.ca/TWONTO#pressure_switch |  | Pump, Centrifugal, Sludge Recirculation, Tank 0300
89797 | 10991 | WZ2007A | Activator, Vibrating Bin, 820B | TAB-SLD-FN | Vessel,Pressure | Tank |  |  | http://www.toronto.ca/TWONTO#storage_tank |  | Pelletizer Bldg. - Silo System, Fans & Filters
68495 | 14984 | FHO-ACC-F-0102 | Filter, Dry Air, AHU-0101 Inlet, Admin Building, S1, AHU Room | FHO-ACC-AHU-0101 |  | Filter |  | F | http://www.toronto.ca/TWONTO#replaceable_air_filter |  | Air Handling Unit, Administration Ofices HVAC, S1 Admin Building AHU Room
138616 | 98761 | THR-SES-FM | Respirator Fit Testing(by EHS Rep) | THR-SES-SCBA | [6 empty] | Self Contained Breathing Apparatus
7299 | 76547 | COL-PSK-WEL-0600 | Dry Well | COL-PSK-MISC |  |  |  | WEL |  |  | Miscellaneous Equipment
31892 | 54534 | COL-RBB-SW-0005 | Switch, Valve House | COL-RBB | Switch |  |  | SW |  |  | Western Beaches Tunnel (Battery Park)-Storm
107806 | 40336 | TAB-ACC-TSL-6334 | HVAC, Temperature Low Switch, HTR-6334, Mechanical Room, Dig 9-12 Control Building. | TAB-ACC-HTR-6334 | Switch,Temperature-Low | HVAC |  | TSL | http://www.toronto.ca/TWONTO#temperature_switch |  | Heater, Unit Heater, Hot Water, Mechanical Room, Dig 9-12 Control Building.
51956 | 85847 | FCL-DEW-V-0009 | Valve, Ball, Suction Header, Raw Water Process Dewatering Pump DEW-P-0101A/B, Low Lift Basement | FCL-DEW-P-0101A |  |  |  | V |  |  | Pump, Dry Pit Submersible, Raw Water Process Dewatering, Raw Water Dewatering Pit
96558 | 3319 | YTF-ELS-PDP-1502 | Control Panel, Power Dist., Emergency Lighting Panel, Electrical Room C | YTF-ELS | Control Panel,Power Distribution Panel | Power Distribution Panel |  | PDP | http://www.toronto.ca/TWONTO#LV_electrical_panel |  | Electrical Equipment
15812 | 6038 | COL-PIR-SW-0003 | Switch, Lighting Transformer | COL-PIR | Switch |  |  | SW |  |  | Island Road Sewage Pumping Station
98775 | 82146 | FPP-LAB-HTR-0001 | Gravity oven | FHA-FPP | Drier,Dessicant | Test Equipment |  | HTR | lab_equipment |  | Harris Filtration Pilot Plant
72705 | 39972 | THR-DIS-CHL | Disinfection, Chlorination System | THR-S-E |  |  | 34704 |  |  |  | SUSPENDED ENTITY
145482 | 92348 | WTR-PMI-PS-0003 | Switch, Pressure, Low/High, Discharge, District 5, | WTR-PMI-TRW | Switch | Switch |  | PS | http://www.toronto.ca/TWONTO#pressure_switch |  | Treated Water (Transmission)
81147 | 705 | FHA-SES-FAK-0304 | FHA-SQ-FAK-05 - First Aid Kit Station | FHA-SES-SQ-4 | PPE | Safety Equipment |  | FAK | http://www.toronto.ca/TWONTO#first_aid_station_equipment |  | First Aid
67925 | 96228 | FCL-TRW-PSH-0004 | Switch, Pressure-High, Vacuum Priming Unit, Treated Water Pumping Station | FCL-TRW | Switch,Pressure-High | Switch |  | PSH | http://www.toronto.ca/TWONTO#pressure_switch |  | Treated Water
77684 | 98724 | THR-DIS-I-0124 | Injector, Chlorinator 1221, Chlorination Building, Disinfection, Chlorination System | THR-DIS-CHL-1221 | Injector | Injector | 34795 | I | http://www.toronto.ca/TWONTO#ejector |  | Chlorinator, Chlorination Building, Disinfection, Chlorination System
43989 | 10780 | TAB-DEW-PS-0431 | Power Pack, Hydraulic, DWS Pump#0431 | TAB-DEW-P-0431 | Power Pack,Hydraulic | Hydraulic System |  | PS | http://www.toronto.ca/TWONTO#hydraulic_power_pack |  | Pump, Baby Schwing #4, Sludge Cake Transfer, Dewater. Bldg, 2/F SE Middle
117321 | 42626 | TAB-RSP-UPS-0202 | UPS for RPU, | TAB-RSP-RPU-0202 | UPS | Remote Processor Unit |  | UPS | http://www.toronto.ca/TWONTO#UPS |  | RPU, Pump #'s MSP-3 & MSP-4
27162 | 36737 | DOS-YCM-TRL-VEH270013 | 2019 ALANTRA LEASING 22X10 - Vehicle Trailer Unit# 270013 | FAC-YCM-VEH | Vehicle,Licensed | Vehicle |  |  | trailer
66877 | 21477 | THC-GRK-VEH-378292 | Vehicle, 2017 Polaris Ranger (WA2) | THC-GRK-VEHICLES | Vehicle,Licensed | Vehicle |  | VEH | http://www.toronto.ca/TWONTO#golf_cart
27528 | 13908 | FIS | Island Water Treatment Plant | TW | [6 empty] | Toronto Water
125191 | 5027 | THC-ELS-PS-0001-D | Primary Power Equipment, Building D | THC-GRK-ELS-D |  | Control Panel,MCC |  | PS | http://www.toronto.ca/TWONTO#collection_of_assets |  | Building D
55560 | 24940 | TAB-WA2-SQ-1220 | EE2 - 902 T3 Nylon Sling | TAB-SES-LD | Lifting Device,Sling | Lifting Device |  | SQ | synthetic_web_sling |  | WA2 Lifting devices
76162 | 83001 | THR-MCS-LD-1539 | Chain Hoist, Manual, Work Area 2 | THR-LD-WA2 | Lifting Device,Hoist,Manual | Lifting Device |  | LD | http://www.toronto.ca/TWONTO#lifting_equipment_hoist |  | Lifting Devices, Chain Hoist, Come Along & Slings
27174 | 16664 | DOS-YCM-VEH-267207 | 2018 WEBE WL1200- Vehicle Unit# 267207 | FAC-YCM-VEH | Vehicle,Licensed | Vehicle |  | VEH | http://www.toronto.ca/TWONTO#passenger_vehicle
58222 | 14149 | THC-ACC-CT-0013 | Controller, Heating System, Admin Building, Basement, Storage Room West B107 | THC-ACC-HTR-0011 |  | HVAC |  | CT | http://www.toronto.ca/TWONTO#thermostat_or_zone_controller_unit |  | Heater, Unit, Electric, 6.3kW, Admin. Building Basement, Mechanical Room B104, North/West
26390 | 4332 | FHO-SES-SQ-8005 | Eye Wash Bottle, Station # 5, TW Building, S2, Near Back Wash Pumps | FHO-SES-SQ-0004 | PPE,Eyewash Station | Safety Equipment |  | SQ | eye_wash_bottle |  | First Aid
47918 | 45197 | FCL-ALM-CP-0301 | Control Panel, Electrical, Pump 0301, Alum System | FCL-ALM-P-0301 |  |  |  | CP |  |  | Pump, PD, Pump, Alum System
105473 | 84416 | SQ-47082 | FHO SCBA #10 | FHO-OBSOLETE | PPE,SCBA | Safety Equipment | 32134 |  | http://www.toronto.ca/TWONTO#self-contained_breathing_apparatus |  | Removed From Service
93398 | 29557 | FHO-MCS-GQ-0101 | Karcher Floor Cleaning Machine | FHO-GRK-PRTY-0001 | Floor maintenance,Polisher | Vehicle |  | GQ | http://www.toronto.ca/TWONTO#golf_cart
43064 | 57669 | FCL-ACC-DM-0911 | Damper, Motorized, FN-0903, RMF Clarification Building, HVAC Room No.2, | FCL-ACC-FN-0903 |  |  |  | DM |  |  | Fan, Exhaust, (FN-0003), 1.5kW. RMF, Clarification Facility, HVAC Room 2
54911 | 5021 | TAB-STR-ZSH-0210 | Switch, Valve Position Open, Air Supply Valve | TAB-STR-V-0210 | Switch,Position-High | Switch |  | ZSH | http://www.toronto.ca/TWONTO#position_switch |  | Valve, Butterfly,Manual, Air Control Valve, Aeration Tank 2 Pass 2A Drop Leg Isolation Group 3
63449 | 40933 | THC-OLD BLOWER BLDG | Building Location | THC-SPC | [6 empty] | Process Control Systems - Services Area
17551 | 36945 | FHA-GRK-DRN-0101 | Drains | FHA-GRK-PRTY-0001 | Building Service,Floor Drain | Drain |  | DRN | http://www.toronto.ca/TWONTO#drain |  | Buildings Maintenance
30931 | 87596 | FIS-FEQ-DR-0023(S) | Door, Fire, Raw Water Building | FIS-GRK-STRC-0001 |  | Door |  | DR | http://www.toronto.ca/TWONTO#fire_rated_door
118021 | 14585 | TAB-SES-RING-3024 | Lifebuoy Ring | TAB-SES-RING-3000 | PPE | Safety Equipment |  | RING | http://www.toronto.ca/TWONTO#life_ring |  | Lifebuoy Ring
30268 | 37212 | FIS-SBS-T-0101 | Tank, SBS Storage, Workshop Building, Chemical Storage | FIS-ALM | Tank | Tank |  | T | http://www.toronto.ca/TWONTO#chemical_storage_tank |  | Alum System
33651 | 30449 | COL-YKP-DA-0025S | Davit Arm Assembly with CENTRE BASE-150861 | COL-YKP-DA | Safety | Safety Equipment | 45988 | DA | http://www.toronto.ca/TWONTO#fall_arrest_Davit_arm |  | Davit Arm Assembly
76237 | 55030 | THR-MCS-MT2-WA2 | Machine Tool-2 | THR-MCS-WA2 |  | Tool |  |  | http://www.toronto.ca/TWONTO#collection_of_assets |  | Cranes, Lifting Devices, Machine Tools, Overhead Doors
116710 | 8058 | TAB-PWA-PSL-0555 | Switch, Pressure-Low, Plant Water Process Piping | TAB-PWA-P-0555 | Switch,Pressure-High | Switch |  | PSL | http://www.toronto.ca/TWONTO#pressure_switch |  | Pump, Effluent, Filtered, Plant Water
51653 | 67662 | TAB-PRS-PSH-1003 | Switch, Pressure-High, Chemical Discharge, Rail Car Unloading | TAB-PRS-V-FECL2 | Switch,Pressure-High | Switch |  | PSH | http://www.toronto.ca/TWONTO#pressure_switch |  | Ferrous Chloride Filters & Valves - Chemical Unloading Station
87680 | 4694 | WTR-PRH-PSH-0002 | Switch, Pressure-High, Line to District 4 | WTR-PRH-TRW | Switch,Pressure-High | Switch |  | PSH | http://www.toronto.ca/TWONTO#pressure_switch |  | Treated Water (Transmission)
109144 | 42619 | TAB-CW-SQ-6002 | Emergency Eye Wash station, Dewatering Bldg. Basement (beside store room) | TAB-DEW-SAFETY | PPE,Eyewash Station | Safety Equipment |  | SQ | http://www.toronto.ca/TWONTO#emergency_eyewash |  | Safety Equipment
146867 | 22314 | WTR-REL-LSH-0201 | Switch, Level-High, Tank 0200 | WTR-REL-T-0200 | Switch,Level-High | Switch |  | LSH | http://www.toronto.ca/TWONTO#level_switch |  | Tank, South-West Basin (Cell 2)
44059 | 31384 | TAB-DEW-SSL-6006 | Speed Switch-low, Conveyor DEW-CV-6006, DEW Level 3 | TAB-DEW-CV-6006 |  | Switch |  | SSL | http://www.toronto.ca/TWONTO#speed_switch |  | Transfer Conveyor, Dewatered Solids from DEW-CF-0721 to Main Conv DEW-CV-6009&6011, DEW Level 3
25279 | 28109 | FHO-SPC-RPU-1922B | Ozone master PLC | FHO-WWW | Controller,PLC | Remote Processor Unit | 35167 | RPU | http://www.toronto.ca/TWONTO#RPU_panel |  | Residue Management / Waste Water System
41513 | 63290 | TAB-ACC-TSL-0380 | Switch, Temperature, Low, Fan 0380, Ferrous Chloride Room | TAB-ACC-FN-0380 | Switch,Pressure-High | Switch |  | TSL | http://www.toronto.ca/TWONTO#temperature_switch |  | Fan, Supply, Ferrous Chloride Room, D. Bldg.
113528 | 6392 | TAB-FEQ | Fire Protection Equipment, Plant Wide | TAB-WORK-AREA-7 | [6 empty] | Work Area 7
137451 | 53555 | THR-PLT-PSL-2110 | Switch, Pressure-Low, Discharge, Blower 2110, Preliminary Treatment, Grit Removal - Grit Tanks - North Plant | THR-PLT-BL-2110 | Switch,Pressure-Low | Switch |  | PSL | http://www.toronto.ca/TWONTO#pressure_switch |  | Blower, Centrifugal, Process Air, Preliminary Treatment, Grit Removal - Grit Tanks - North Plant
127202 | 70919 | THC-PLT-P-5830 | Pump, Hydraulic Pack, Conveyors, Grit Tanks | THC-PLT-T-5810 | Pump,Positive Displacement,Piston | Hydraulic System | 40018 | P | http://www.toronto.ca/TWONTO#pump |  | Reservoire, Oil, Hydraulic Pack, Conveyors, Grit Tanks
108614 | 99666 | TAB-ACC-V-6412 | Valve, Actuated, Fire Protection System, Pump Room, Grit Bldg., P Bldg. | TAB-ACC-P-6414 | Valve | HVAC |  | V | http://www.toronto.ca/TWONTO#valve |  | Pump, jockey Pump, Pump Room, Grit Bldg., P Bldg.
112732 | 3869 | TAB-EL1-MCC-6631 | Control Panel, MCC,Electrical Room,Grit Build,P Building | TAB-PLT-ELQ-P | Control Panel,MCC | Motor Control Centre |  | MCC | http://www.toronto.ca/TWONTO#LV_electrical_panel |  | P Building - Electrical Equipment
84457 | 63895 | WTR-ITM | Integrated Technology Management | WTR | [6 empty] | Water Supply
77638 | 83403 | THR-DIS-CP-9030 | Panel, Control Panel, Pump 9030, Disinfection Building Main Floor south side | THR-DIS | Control Panel | Power Distribution Panel |  | CP | http://www.toronto.ca/TWONTO#process_control_panel |  | Disinfection
105881 | 78202 | TAB-ACC-AC-9202 | Air Conditioner, T Building , B2 , Mezzanine | TAB-ACC-AHU-M&T |  | HVAC |  | AC | http://www.toronto.ca/TWONTO#air_condition |  | AHUs/Supply Fans, Dampers M&T Bldg.
19991 | 12631 | COL-PMD-LIT-0101 | Transmitter, Level | COL-PMD | Transmitter,Level |  |  | LIT |  |  | Midland Pumping Station
119305 | 33503 | TAB-THK-MX-4030 | Hopper Feed, Dry Polymer Feed Preparation | TAB-THK-MX | Chemical Feeder,Powder | Chemical Feeder |  | MX | http://www.toronto.ca/TWONTO#mixer_or_agitator |  | Dry Polymer Feed Preparation System
106652 | 31350 | TAB-ACC-FSL-3411 | Switch,Flow,Low,Water From Pump | TAB-ACC-P-3411 | Switch,Flow | Switch |  | FSL | http://www.toronto.ca/TWONTO#flow_switch |  | Pump, Circulating, Hot water,Filter Bldg, S-6 & S-7,P38-1,
26035 | 26903 | FIS-ACC-AHU-4500 | Air Handling Unit, Machine Shop Supply, North/West Side, Ground Level, Workshop Building | FIS-SUSPENDED | Air Handling Unit | HVAC |  | AHU | http://www.toronto.ca/TWONTO#air_handler_unit |  | Obsolete Entities/Processes
105156 | 89031 | OTH-FIR | FIRE SERVICES | OTH | [6 empty] | DOS - OTHERS
24609 | 60841 | COL-PRR-FN-0002 | Fan, Centrifugal | COL-PRR-MISC | Fan |  |  | FN |  |  | Miscellaneous Equipment
105487 | 47342 | SWM | DOS - STORM WATER MANAGEMENT | DOS | [6 empty] | DIVISIONAL OPERATIONS SERVICES
26173 | 88859 | FHO-GRK-DR-1085L | Door, (FD-1-85), Fire Rated, Chemical Building, L1, Gaseous Feed Room, South | FHO-GRK-FEQ-0001 | Fire Prevention,Door | Door |  | DR | http://www.toronto.ca/TWONTO#fire_rated_door
86514 | 71313 | WTR-PKL-FS-0002 | Switch,Flow,Station Flow Directional Switch District 6 | WTR-PKL-TRW | Switch,Flow | Switch |  | FS | http://www.toronto.ca/TWONTO#flow_switch |  | Treated Water (Transmission)
122260 | 50057 | THC-CAP-16ECS-MI-01HC | THC Capital Works, Tunnel Concrete Repairs, Contract # 16ECS-MI-01HC | THC-CAP-WA2 |  |  | 37921 | CAP |  |  | THC WA2 Capital Projects
137090 | 35262 | THR-PLQ-FT | Final Tanks, Work Area 4 | THR-PLQ-WA4 |  | Plumbing |  |  | plumbing |  | Plumbing, Work Area 4
9547 | 42759 | DOS-YCM-VEH-378186 | 2011 JOHN DDERE 6X4 GATOR - Vehicle Unit# 378186 | FAC-YCM-VEH | Vehicle,Licensed | Vehicle |  | VEH | http://www.toronto.ca/TWONTO#golf_cart
126136 | 68575 | THC-INC-IG-0002 | Natural Gas System, Incinerator 2000 | THC-INC-FU-2000 |  | Gas Collection |  | IG | http://www.toronto.ca/TWONTO#incinerator |  | Furnace, Incinerator 2000
71740 | 69563 | THR-DIG-SD-0600 | Tank, Secondary Digester-6, Solids Treatment | THR-DIG-SB-2 | Tank | Tank |  | SD | http://www.toronto.ca/TWONTO#digester_tank |  | Scrubber Building 2, Digester 3 & 4
7492 | 89260 | COL-PSS-ALR-0001 | Control Panel, Operator | COL-PSS | Control Panel |  |  | ALR |  |  | Scott Sewage Pumping Station
30933 | 98703 | FIS-FEQ-DR-0031(S) | Door, Fire, Workshop & Office Building | FIS-GRK-STRC-0001 |  | Door |  | DR | http://www.toronto.ca/TWONTO#fire_rated_door
25210 | 6753 | COL-PSL-FA-0001S | Fire Alarm System | COL-PSL-MISC | Building Service,Fire Alarm |  | 42930 | FA |  |  | Miscellaneous Equipment
140662 | 74564 | TNT-FT-SP-0003 | Sampler, Final effluent channel | TNT-FT-FE-0001 | Sampler | Sampler |  | SP | http://www.toronto.ca/TWONTO#auto_sampler |  | Final Effluent Channel, Final Tanks- Samplers
134964 | 46192 | THR-ELS-MCC-1402 | Control Panel, MCC 1402, Digester, MCC-1401 & 1402 (MCC-A and -B) New Digester Elec.Room Ground Floor, Beside STB | THR-ELS-DIG | Control Panel,MCC | Motor Control Centre |  | MCC | http://www.toronto.ca/TWONTO#LV_electrical_panel |  | Electrical System, Digester Tanks
121150 | 59110 | THC-ACC-RPU-1602 | RPU,HVAC,WAS Thickening Building (2) | THC-ACC-BLDG J | Control Panel,Instrumentation | Remote Processor Unit |  | RPU | http://www.toronto.ca/TWONTO#RPU_panel |  | TWAS Building, HVAC
11133 | 17151 | COL-PBR-UPS-0001 | UPS | COL-PBR-MISC | Uninterruptible Power Supply |  |  | UPS |  |  | Miscellaneous Equipment
142485 | 17105 | WTR-282-RPU-0201 | Remote Processor Unit | WTR-282-CH-0003 | Meter,Flow,Magmeter | Remote Processor Unit |  | RPU | http://www.toronto.ca/TWONTO#RPU_panel |  | Chamber,Revenue Meter,Yonge-Elgin (Magmeter)
107191 | 952 | TAB-ACC-NGS-0030B | Natural Gas Pilot Train, Boiler #3, Z Building | TAB-ACC-BO 3 |  |  |  | NGS |  |  | Boiler # 3, Hot Water Heating, Volcano B-3
67326 | 73781 | FCL-TRW-FSL-0007 | Switch, Flow, Low, pH Analyzer AIT-0008 Inlet, TW Sampling | FCL-TRW-AIT-0008 | Switch,Flow-Low | Switch |  | FSL | http://www.toronto.ca/TWONTO#flow_switch |  | Analyzer, pH, TRW, High Lift PS Building, District 2 venturi Room, TRW pumping station
6880 | 71503 | COL-PRD-CP-0001 | Control Panel, Electrical | COL-PRD | Control Panel |  |  | CP |  |  | Redland Pumping Station
89697 | 55104 | WTR-SUSPENDED | Suspended Obsolete entity for storage purpose | WTR | [6 empty] | Water Supply
60352 | 10010 | THC-ACC-V-6415 | Valve, Ball, Manual, AHU-6400, 2nd Floor Mech Room #1, Headworks | THC-ACC-AHU-6400 | Valve,Ball | HVAC |  | V | http://www.toronto.ca/TWONTO#valve |  | Air Handling Unit, Screen Room/Conveyor Areas, 2nd Floor Mech Room #1, Headworks
18698 | 99261 | FHA-SES-SQ-0404 | FHA-SES-EYE-0008 - Eyewash Station, Plumbed | FHA-SES-SQ-0008 | PPE,Eyewash Station | Safety Equipment |  | SQ | http://www.toronto.ca/TWONTO#emergency_eyewash |  | Eyewash Stations & Showers
39422 | 30574 | TAB-ACC-AHU-ZBLDG | AHUs/Supply Fans Z. Bldg. | TAB-ACC-AHU | [6 empty] | Air Handling Unit & Supply Fan
144786 | 97456 | WTR-PJS-ZS-0005 | Sensor | WTR-PJS-AUX | Transmitter,Flow | Security System |  | ZS | http://www.toronto.ca/TWONTO#security_motion_sensor |  | Auxiliary Equipment (Building Facilities)
129291 | 95014 | THC-THK-RPU-1612 | Controller Panel,Centrifuge CF-0200,Thickening Building | THC-THK-CF-0200 | Control Panel,Instrumentation | Remote Processor Unit |  | RPU | http://www.toronto.ca/TWONTO#RPU_panel |  | Centrifuge,WAS Thickening
44088 | 15636 | TAB-DEW-TSH-0721B | Switch, Temperature, High, Lub Oil Return from Bearing, Drive end | TAB-DEW-CF-0721 | Switch,Temperature | Switch |  | TSH | http://www.toronto.ca/TWONTO#temperature_switch |  | Centrifuge # 7
50569 | 38802 | FCL-DCL-STR-0412 | Strainer, Inlet, INJ-0420, RMF Clarification | FCL-DCL-INJ-0420 |  |  |  | STR |  |  | Eductor, RMF Dechlorination, RMF Facility
43857 | 74425 | FCL-ACC-HE-0501 | Heat Exchanger, Cooling Coil, D-0501 ,Filter Building, East Dehumidification System | FCL-ACC-D-0501 |  |  |  | HE |  |  | Dehumidifier, Filter Building East Dehumidication System, Filter Pipe Gallery East
34523 | 35394 | MAIN-188 | Main 188 | WTR-LWA | [6 empty] | Work Area 2 Central Mains and Chambers
119552 | 77863 | TAB-TPA-PA-2201 | Speaker, Paging/Intercom System, PRS Bldg | TAB-PRS-INQ | Control Panel,Instrumentation | Communications Equipment |  | PA | http://www.toronto.ca/TWONTO#public_annoucement_speaker |  | Instrumentation Equipment
136779 | 84928 | THR-MCS-PW-0001 | Parts Washer, Digester Tank 9-10, Basement | THR-MCS-MT |  | Tool |  | PW | parts_washer |  | Machine Tool, Miscellaneous
93746 | 65438 | WTR-PPD-MCC-0201 | Motor Control Center | WTR-PPD-TR-0401 | Control Panel,MCC | Motor Control Center |  | MCC | http://www.toronto.ca/TWONTO#LV_electrical_panel |  | Transformer, Power, Secondary
24326 | 29509 | FHO-MCS-LD-0225 | Loading Dolly # 225 | FHO-MCS-LD | Lifting Device,Hoist,Manual | Rigging Equipment |  | LD | manual_handling_device |  | Lifting Devices & Elevators
66351 | 16285 | THC-SES-MEQ-B7E368 | FALL ARREST- HARNESS (insp Liftsafe) | THC-MCS-LD | PPE | Lifting Device |  |  | http://www.toronto.ca/TWONTO#fall_arrest_harness |  | Mechanical Services, Lifting Device
122192 | 25338 | THC-AER-VSH-6106 | Switch,Vibration,Blower 6100,Old Plant Blower Building | THC-AER-BL-6100 | Switch,Vibration | Switch |  | VSH | http://www.toronto.ca/TWONTO#vibration_sensor_element |  | Blower, Aeration
69013 | 94573 | FCL-WWW-V-0004 | Valve, Plug, Discharge, Sanitary Sump Pump P-0002, RMF Clarification Facility, Pump Room | FCL-WWW-P-0002 |  |  |  | V |  |  | Pump Sanitary Clarification Building, North
87332 | 35628 | WTR-PPD-ELS | Electrical System | WTR-PPD | [6 empty] | Parkdale Pumping Station
26786 | 97483 | FHO-TRW-P-0101A-KQ | Treated Water Output Sampling | FHO TRW OUTPUT |  |  |  | P |  |  | Treated Water Output Sampling
135586 | 39391 | THR-FT-FSL-4626 | Switch, Flow-Low, Pump P-4626 Seal Water, Drain Pumping - South | THR-FT-P-4624 | Switch,Pressure-Low | Switch |  | FSL | http://www.toronto.ca/TWONTO#flow_switch |  | Pump, Centrifugal, Drain, Gallery T20N
59043 | 54353 | THC-ACC-HTR-0284 | Heater, Perimeter. Admin Building, Ground Floor, Meeting Room 135 | THC-ACC-AHU-0091 |  | HVAC |  | HTR | http://www.toronto.ca/TWONTO#heater |  | Air handling Unit, Ground Floor East Zone(Field Services), Admin Building Roof
5208 | 12331 | COL-PLB-AUX-ELEC | Electrical Equipment | COL-PLB | [6 empty] | Long Branch Pumping Station
32978 | 99750 | KR2224A | Unit Heater, Silo #3, 2nd Floor, Silo Building | TAB-ACC-HTR-SLO | H.V.A.C.,Heater | HVAC |  |  | http://www.toronto.ca/TWONTO#heater |  | Unit Heaters- Silo Bldg
63956 | 75335 | FCL-POL-CP-4130 | Control Panel, Thickening Polymer Skid No.3, RMF Centrifuge Building, Polymer Room | FCL-POL-P-4130 |  |  |  | CP |  |  | Pump, Duty, Polymer Skid No.3, Polymer Feed to Thickener #2, Centrifuge Building Polymer Room
24142 | 62522 | COL-PQW-OIT-0001 | Operator Interface Terminal | COL-PQW-MISC | Computer Equipment,Monitor |  |  | OIT |  |  | Miscellaneous Equipment
52705 | 49467 | TAB-PWA-V1 | Plant Water - Valves, Hydrants | TAB-PWA | Valve | [5 empty] | Plant Water
63671 | 47452 | THC-PLT-LSH-1010 | Switch, Level, High, Classifier CL-1010, Grit Processing and Conveyance | THC-PLT-CL-1010 | Switch,Level-High | Switch |  | LSH | http://www.toronto.ca/TWONTO#level_switch |  | Classifier, Grit System, Grit Processing and Conveyance
47978 | 33444 | TAB-EL3-MCC-6104 | Motor control center, PWPS 600V | TAB-EL3-PDP-6016 | Control Panel,MCC | Motor Control Center |  | MCC | http://www.toronto.ca/TWONTO#LV_electrical_panel |  | Power distribution Panel, 600V
61348 | 6865 | THC-ELS-WR-0604 | 600 Volt, 30 Amp Receptacle, Building A | THC-MCS-MEQ | Machine Tool,Milling Machine | Tool |  | WR | http://www.toronto.ca/TWONTO#welding_receptacle |  | Machine Shop and Equipment
134354 | 8421 | THR-DR-SH-0500 | Overhead Door, STB North Main Entrance | THR-DR-WA3 | Door,Overhead | Door |  | SH | http://www.toronto.ca/TWONTO#roll_up_door
146596 | 14742 | WTR-PWT-LSH-1100 | Switch, Level, High, Fuel Day Tank | WTR-PWT-GEN-1100 | Switch,Level-High | Switch |  | LSH | http://www.toronto.ca/TWONTO#level_switch |  | Generator, Diesel, Standby Power, Outdoor, West Tor PS
45176 | 12006 | TAB-DIG-LSL-4205 | Switch,Level,Low,Lube Oil, G.Compr. C4205 | TAB-DIG-C-4205 | Switch,Level | Switch |  | LSL | http://www.toronto.ca/TWONTO#level_switch |  | Compressor #5, Gas (DX5005A) Digester Tank 20 & 22
133041 | 31702 | THR-DIG-TSL-7721 | Switch, Temperature Control, Burner BU-7720 Electrical Heat Tracing, WGB Bldg Roof | THR-DIG-BU-7720 | Switch,Temperature-Low | Switch |  | TSL | http://www.toronto.ca/TWONTO#temperature_switch |  | Waste Gas Burner, Burner 7720, WGB Bldg Roof
139390 | 77246 | THR-WA1-LD-02-32 | Sling, Nylon, Work Area 1 (NYLON BELT SLING SIZE; 2" X 6', CAPACITY 6400 LBS.SN 033302-332 A | THR-LD-NYLN-WA1 | Lifting Device,Sling | Lifting Device |  | LD | synthetic_web_sling |  | Slings, Nylon, Work Area 1
123620 | 15789 | THC-DIG-PSH-3200 | Switch,Pressure-High,Discharge,C-3200B,Gas High Pressure System,Building U | THC-DIG-C-3200B | Switch,Pressure-High | Switch |  | PSH | http://www.toronto.ca/TWONTO#pressure_switch |  | Compressor, Gas, Booster, Digester 0400-0700
11664 | 26270 | FCL-CLB-PSL-0202 | Switch, Pressure Low, Discharge, CLB Evaporator 0201, Chlorination System | FCL-CLB-CHL-0201 | Switch,Pressure-Low | Switch |  | PSL | http://www.toronto.ca/TWONTO#pressure_switch |  | Chlorinator, Chlorine Gas, Chlorination System
127830 | 57342 | THC-PRM-V-1171 | Valve, Hydraulic Cylinder, Scum Skimmer, Tank 1100, Primary Clarifier, Phase IV | THC-PRM-CM-1150 | Actuator,Hydraulic,Cylinder | Hydraulic System |  | V | http://www.toronto.ca/TWONTO#hydraulic_power_pack |  | Scum Skimmer System, Tank 1100, Primary Clarifier
46774 | 92404 | FCL-ACC-HTR-530-536 | North Filter Gallery Heaters System HTR-0530: HTR-0536 | FCL-ACC-FLT |  |  |  | HTR |  |  | Filter Building HVAC Equipment
107104 | 91952 | TAB-ACC-HTR-6473 | Heater, Unit, Hot Water, Ground Floor, North Side, Grit Bldg., P Bldg. | TAB-ACC-HTR-PBLDG | H.V.A.C.,Heater | HVAC |  | HTR | http://www.toronto.ca/TWONTO#heater |  | Unit Heaters- P Bldg
66644 | 11462 | THC-STR-P-T-0300-04 | Pump, Tank 0300-0400, Secondary Clarification, RAS/WAS | THC-STR-RAS/WAS OLD |  |  |  | T |  |  | RAS/WAS, Old Plant
48295 | 58084 | TAB-ELS-SQ-6171 | Electrical - Rubber Insulating Gloves Class 1 | TAB-ELS-SQ-GLOVE | PPE,Insulated Glove | Safety Equipment |  | SQ | http://www.toronto.ca/TWONTO#rubber_insulating_gloves |  | High Voltage Gloves
108436 | 97577 | TAB-ACC-V-4807 | Valve,Gate,Isolation, Pump Suction | TAB-ACC-P-4812 | Valve,Gate | Tank |  | V | http://www.toronto.ca/TWONTO#valve |  | Pump, Circulating, Hot Water ,Dig 19-22 Sludge Heating,P17-2,
134344 | 53066 | THR-DRN-PLT | Preliminary Treatment, Work Area 2 | THR-DRN-WA2 | [6 empty] | Drains, Work Area 2
27181 | 57138 | DOS-YCM-VEH-322062 | 2008 CASE 580SM - Vehicle Unit# 322062 | FAC-YCM-VEH | Vehicle,Licensed | Vehicle |  | VEH | power_mobile_equipment
92510 | 32762 | WTR-PKL-MCC-0201 | Motor Control Center, Bus 0201 | WTR-PKL-BUS-0102 | Control Panel | Motor Control Center |  | MCC | http://www.toronto.ca/TWONTO#LV_electrical_panel |  | Motor Control Center,Keele Pumping Station
113467 | 6378 | TAB-ELS-SQ-6116 | Electrical - Rubber Insulating Gloves | TAB-ELS-SQ-GLOVE | PPE,Insulated Glove | Safety Equipment |  | SQ | http://www.toronto.ca/TWONTO#rubber_insulating_gloves |  | High Voltage Gloves
49108 | 56804 | TAB-OCS-HTR-6782 | Controller, Temp, Heat Tracing, Separated Potable Water to Biofilter, Biofilter Area, P Bldg. | TAB-OCS-PBLDG | Heater | Gas Collection |  | HTR | heat_trace |  | P Building - Odour control System, Fans
52965 | 31134 | TAB-RSP-PS-2208D | Power Supply, Hydraulic, Valve | TAB-RSP-V-2208D |  | Hydraulic System |  | PS | http://www.toronto.ca/TWONTO#hydraulic_power_pack |  | Valve, Check, Raw Sewage Pump P-2208
65353 | 25282 | FCL-SES-SQ-0017 | Protecta AD216CG type 2 SRL | FCL-SES-SQ-0007 |  | Safety Equipment |  | SQ | self_retracting_line |  | Eyewash Station, Admin Building, Operators Lab,Eye wash station - main change room
132996 | 68330 | THR-DIG-T-7-8 | Digester, Entities Common to Tanks 7-8 | THR-DIG-T-7-10 |  |  |  | T |  |  | Digester, Entities Common to Tanks 7-10
16054 | 75004 | FHA-BW-TSH-0604 | Switch, Temperature High, Backwash Pump P-0501 Bearing, Low Lift PS | FHA-BW-M-0501 | Switch,Temperature-High | Switch |  | TSH | http://www.toronto.ca/TWONTO#temperature_switch |  | Motor, Wash Water to Filter Bldg.
106321 | 13472 | TAB-ACC-F-6471 | Filter, Prefilter, AHU-6470, Mech Room No. 6, Old Screen Bldg., P Bldg. | TAB-ACC-AHU-6470 | Filter | HVAC |  | F | http://www.toronto.ca/TWONTO#replaceable_air_filter |  | Air Handling Unit, Mechanical Room no.6, Grit Bldg., P Bldg.
126420 | 61865 | THC-MCS-LD-0000000025 | LIFTING SUPPORT STRUCTURE - CMJ (insp Liftsafe) | THC-MCS-LD | Lifting Device | Lifting Device |  | LD | lifting_device_support |  | Mechanical Services, Lifting Device
139915 | 96687 | TNT-AER-T-0300 | Tank,Aeration # 3 | TNT-AER | Tank,Non-Pressurized | Tank |  | T | http://www.toronto.ca/TWONTO#aeration_tank |  | Aeration Treatment
41865 | 28447 | DRN18530 | Drains, Floor WA2 | TAB-PWA-ELS |  | Plumbing |  |  | http://www.toronto.ca/TWONTO#drain |  | Plant Water - Electrical System
4978 | 12285 | COL-PMM-HIC-0100 | Humidistat | COL-PMM-MISC |  | HVAC |  | HIC | http://www.toronto.ca/TWONTO#thermostat_or_zone_controller_unit |  | Miscellaneous Equipment
94785 | 23470 | FHO-SES-SCBA-0033 | Cylinder, SCBA, Air Pack, 2216 PSI, Ser #OJ-380692 | FHO-SES-SQ-0001 | PPE,SCBA | Safety Equipment |  | SCBA | http://www.toronto.ca/TWONTO#compressed_gas_cylinder |  | Safety Equipment
133920 | 14003 | THR-DIS-LSL-4001 | Switch, Level, Low, Capacitive, Hypochlorite Tank T-4000, Disinfection Building Main Floor | THR-DIS-T-4000 | Switch,Level-Low | Switch |  | LSL | http://www.toronto.ca/TWONTO#level_switch |  | Tank, Sodium Hypochlorite Storage, Disinfection Building
73539 | 23330 | THR-ACC-PRS | Heating, Ventilation and Air Conditioning, Ferrous Chloride Building | THR-ACC-WA3 |  | HVAC |  |  | http://www.toronto.ca/TWONTO#collection_of_assets |  | Air Conditioning, Boiler, Fans & AHU
8342 | 26185 | COL-PWR-TSH-0101 | HVAC, Switch, Temperature, West Rouge PS | COL-PWR-AUX-MECH | Switch,Temperature | Switch |  | TSH | http://www.toronto.ca/TWONTO#temperature_switch |  | Mechanical Equipment
19855 | 85836 | COL-PLV-MISC | Miscellaneous Equipment | COL-PLV | [6 empty] | Livingston Road Pumping Station
120231 | 96046 | THC-ACC-AC-0701 | Air Conditioner,Thickening Building Office Area | THC-ACC-BLDG J | H.V.A.C.,Air Conditioner | HVAC |  | AC | http://www.toronto.ca/TWONTO#air_condition |  | TWAS Building, HVAC
97144 | 75009 | FIS-FLT-FSL-0002SUS | Switch, Flow, Low, Filter Composite Particle Counter Analyser AIT 0002, Filter Building, Pump Room E | FIS-FLT | Switch,Flow-Low | Switch | 38916 | FSL | http://www.toronto.ca/TWONTO#flow_switch |  | Filtration
9800 | 97636 | DRN18393 | Drains, Floor, Pelletizer Bldg | TAB-SLD-STRC |  | Plumbing |  |  | http://www.toronto.ca/TWONTO#drain |  | Pelletizer Bldg - Building Services, Drains, Electrical Service(110/220V), Lighting, Plumbing
128154 | 9068 | THC-PWA-EFFLUENT | Plant Water Effluent | THC-PWA-CITY WATER | [6 empty] | Plant Water City Water
4196 | 39280 | COL-PDG-LSH-0101 | Switch, Level-High | COL-PDG | Switch,Level |  |  | LSH |  |  | Douglas Drive Syphon
136757 | 1985 | THR-MCS-MT-0409 | Welding Machine Portable | THR-MT-WA3 |  | Tool |  | MT | welder |  | Machine Tools
96069 | 85983 | WTR-RWL-RPU-0001 | RPU | WTR-RWL-ELS | RPU | Remote Processor Unit |  | RPU | http://www.toronto.ca/TWONTO#RPU_panel |  | Electrical System
3501 | 85424 | COL-PBP-LS-0102 | Switch, Level-High | COL-PBP-MISC | Switch,Level | Switch |  | LS | http://www.toronto.ca/TWONTO#level_switch |  | Miscellaneous Equipment
26285 | 71742 | FHO-SES-SCBA-HARNESS | SCBA Harnesses | FHO-SES-SQ-0002 | PPE,SCBA | Safety Equipment |  |  | http://www.toronto.ca/TWONTO#fall_arrest_harness |  | Emergency Breathing Apparatus
78307 | 94354 | THR-SES-EL-EPS | Emergency Lights / Exit Signs, Effluent Pumping Station | THR-EPS | Safety | Safety Equipment |  |  | http://www.toronto.ca/TWONTO#collection_of_assets |  | Effluent Pumping Station
419 | 83253 | BOM - SERVICES | Business Customer Support | BOM ADMIN | [6 empty] | Business Operation Management
125189 | 88514 | THC-ELS-SQ-1537335 | Spares, Electrical Safety gloves, High Voltage, Class 0, # 1537335 | THC-SUSPENDED |  | Safety Equipment | 35220 | SQ | http://www.toronto.ca/TWONTO#rubber_insulating_gloves |  | Suspended entity
6923 | 23264 | COL-PVM-RPU-0001 | Remote Processing Unit, All control and Instrumentation Equipment - RPU | COL-PVM |  | Remote Processor Unit |  | RPU | http://www.toronto.ca/TWONTO#RPU_panel |  | Valleymede Sewage Pumping Station
54491 | 30010 | TAB-STR-PSL-4005 | Switch,Pressure,Low, Oil, Blower BL4005lubrication | TAB-STR-P-4005 | Switch,Pressure | Safety Equipment |  | PSL | http://www.toronto.ca/TWONTO#pressure_switch |  | Pump, Main Oil ,Blower BL4005
8516 | 16028 | COL-RBB-FEQ-0003S | Fire Prevention, Extinguisher | COL-W-OBSOLETE | Fire Prevention,Extinguisher |  | 42907 | FEQ |  |  | Col West Obsolete Entities
18231 | 82242 | FHA-SPC-RPU-1225 | RPU, Raw Water Summator. Pump Building Basement, Switchgear Room, RPU-1221 Panel | FHA-ELS |  | Remote Processor Unit |  | RPU | http://www.toronto.ca/TWONTO#RPU_panel |  | Electrical
4813 | 73292 | COL-PHP-LIT-0100 | Transmitter, Level | COL-PHP-MISC | Transmitter,Level |  |  | LIT |  |  | Miscellaneous Equipment
119360 | 15833 | TAB-THK-T | Polymer Mixing Tanks | TAB-THK-POL |  | Tank |  |  | http://www.toronto.ca/TWONTO#collection_of_assets |  | Polymer System
140785 | 48893 | TNT-SES-RING-1001 | Lifebuoy Ring | TNT-SES-RING | PPE | Safety Equipment |  | RING | http://www.toronto.ca/TWONTO#life_ring |  | Lifebuoy Ring
85785 | 6889 | WTR-PHL-TSH-0001 | Switch, Temperature-High, Building Alarm | WTR-PHL-AUX | Switch,Temperature-High | Switch |  | TSH | http://www.toronto.ca/TWONTO#temperature_switch |  | Auxiliary Equipment (Building Facilities)
58817 | 95825 | THC-DEW-T-7550 | Tank,Buffer,Centrate Sampling,Dewatering Centrifuge CF-1500,Solid Treatment | THC-DEW-CF-1500 |  | Tank |  | T | http://www.toronto.ca/TWONTO#storage_tank |  | Centrifuge,Dewatering,BLS/PYS - Solid Treatment,Incinerator Building
98184 | 44379 | FIS-SPC-RPU-1222 | Remote Processing Unit, Filter F-0200, Filter Building, Filter Gallery, Area Control Panel CP-0201 | FIS-FLT-F-0200 |  | Remote Processor Unit |  | RPU | http://www.toronto.ca/TWONTO#RPU_panel |  | Filter, Settled Water, Filter Building, Filter Gallery
90571 | 76158 | WTR-PEL-BUS-0201 | BUS, Line 2 | WTR-PEL-ELS |  | Motor Control Center |  | BUS | http://www.toronto.ca/TWONTO#LV_electrical_panel |  | Electrical System
68866 | 90539 | FCL-WWW-CP-7013 | Control Panel, Sampling Pumps P-7013A & 7013B, RMF Clarification Facility, Operating Floor | FCL-WWW-P-7013A |  |  |  | CP |  |  | Pump, Sample Before SO2 Chlorine, RMF dechlorination
92639 | 39053 | FIS-ACC-DM-3001 | Damper, Actuated, Air Intake to RMF Polymer Storage & Feeder Building, RMF Polymer Storage & Feeder Building, Polymer Storage Room, N/W Corner | FIS-ACC-FN-3001 | Damper/Louver | HVAC |  | DM | http://www.toronto.ca/TWONTO#air_damper |  | Fan, Exhaust, Polymer Storage & Feeder Building, RMF Polymer Storage & Feeder Building, Polymer Storage Room, N/W Corner,S/E Corner
139561 | 63726 | THR-WA4-LD-0025 | Sling, Nylon, Work Area 4 ( 2" X 6') | THR-LD-NYLN-WA4 | Lifting Device,Sling | Lifting Device |  | LD | synthetic_web_sling |  | Slings, Nylon, Work Area 4
19155 | 450 | FHO-ACC-F-0602 | Filter, Dry Air, Raw Water HVAC Dehumidifier D-0601, S6, Ring Header Room | FHO-ACC-D-0601 |  | Filter |  | F | http://www.toronto.ca/TWONTO#replaceable_air_filter |  | Dehumidifier, Raw Water HVAC, S6, Ring Header Room
89619 | 66607 | WTR-RST-LSH-0101S | Switch, Level-High, Tank 0100 | WTR-RST-T-0100 | Switch,Level-High | Switch | 38668 | LSH | http://www.toronto.ca/TWONTO#level_switch |  | Tank, Reservoir, (East Basin)
11790 | 41630 | FCL-DCL-INJ-0520 | Eductor, RMF Dechlorination, RMF Facility | FCL-DCL-SO-0501 |  |  |  | INJ |  |  | Sulphonator, RMF Dechlorination, Machine Room,Gaseous Chemical Building
13744 | 33743 | FCL-PAC-V-0014 | Valve, Backflow Preventer, Water Potable Feed, Dry Chemical Building Basement | FCL-PAC |  |  |  | V |  |  | Taste and Odour Control (PAC)
29585 | 17807 | COL-PWP-P-0100 | Pump, Centrifugal | COL-PWP | Pump |  |  | P |  |  | West Point Avenue Sewage Pumping Station
24235 | 49253 | FHO-SES-FAK-0101 | First Aid Kit Station, Admin Building, S4, Switchgear Room, South Side | FHO-SES-SQ-0004 | Safety,First Aid Kit | First Aid |  | FAK | http://www.toronto.ca/TWONTO#first_aid_station_equipment |  | First Aid
127714 | 95141 | THC-PRM-T-0600 | Tank, Primary Clarifier | THC-PRM-CLAR | Tank | Tank |  | T | http://www.toronto.ca/TWONTO#clarifier |  | Primary Clarification
26263 | 91724 | FHO-SES-SCBA-0023 | Cylinder, SCBA, Air Pack, 2216 PSI, Ser #6232-S19652 | FHO-SES-SQ-0003 | PPE,SCBA | Safety Equipment |  | SCBA | http://www.toronto.ca/TWONTO#compressed_gas_cylinder |  | Breathing Air Tanks
58739 | 52387 | THC-ACC-FIT-6281 | Transmitter, Flow, Outlet, Supply Fan FN-6280, 2nd Floor Mech Room #2, Headworks | THC-ACC-AHU-6200 | Meter,Flow,Mass | HVAC |  | FIT | http://www.toronto.ca/TWONTO#flow_transmitter |  | Air Handling Unit, Blower Room, 2nd Floor Mech Room #2, Headworks
147616 | 58153 | YTF-ACC-AC-0002 | H.V.A.C., Air Conditioner, RN117, HVAC Exhaust Fans and AHU's | YTF-ACC | H.V.A.C.,Air Conditioner | HVAC |  | AC | http://www.toronto.ca/TWONTO#air_condition |  | HVAC Equipment
62668 | 20192 | THC-MCS-SM-0230 | Machine Tool,Saw, Building A | THC-MCS-MEQ | Machine Tool,Milling Machine | Tool |  | SM | http://www.toronto.ca/TWONTO#table_saw |  | Machine Shop and Equipment
52947 | 1140 | TAB-PLT-G-4201 | Gate, Knife Gate, Pneumatic, Grit Outloading Conveyor 4200, Conveyor Area | TAB-PLT-CV-4200 | Valve,Knife Gate | Gate |  | G | http://www.toronto.ca/TWONTO#valve
93827 | 96955 | FHO-POL-P-0301-KQ | Polymer Skid 3 | FHO-OBSOLETE |  |  |  | P |  |  | Removed From Service
31381 | 87031 | FIS-GRK-DR-0002 | Door Overhead, Filter Complex, Mezzanine Loading Dock West | FIS-GRK-STRC-0001 | Door,Overhead | Door |  | DR | http://www.toronto.ca/TWONTO#roll_up_door
13861 | 9990 | FCL-MCS-VEH-0005 | Vehicle, Aircraft Carrier, 4 wheel | FCL-MCS-7 | Groundskeeping | Vehicle |  | VEH | trailer
3404 | 2088 | COL-PBF-MISC | Miscellaneous Equipment | COL-PBF | [6 empty] | Bluffers Park Sewage Pumping Station
71331 | 65999 | THR-DIG-LSH-0606 | Switch, Level-High, Overflow Chamber,Tank 0600, Solids Treatment, Digester - Tanks 1-6 | THR-DIG-SD-0600 | Switch,Level-High | Switch |  | LSH | http://www.toronto.ca/TWONTO#level_switch |  | Tank, Secondary Digester-6, Solids Treatment
101632 | 37478 | MAIN-232 | Main 232 | WTR-MT3 | [6 empty] | Work Area 3 WEST Mains and Chambers
110363 | 51519 | TAB-DEW-V-C05 | Centrifuge 5 Centrate Line | TAB-WORK-AREA-SOL | [6 empty] | TAB Work Area Sol
76460 | 93111 | THR-OCS-NEW | Odour Control, Biofilter | THR WORK AREA 2 | [6 empty] | Liquid Handling
14234 | 43266 | FCL-TRW-RPU-0003-SUS | Remote Processing Unit | FCL-TRW |  | Remote Processor Unit | 36791 | RPU | http://www.toronto.ca/TWONTO#RPU_panel |  | Treated Water
96319 | 94903 | FIS-CLB-PSL-0101 | Switch, Pressure, Low, Post-Chlorine Gas, WCS-0101 Discharge, Gaseous Chemical Bldg, Storage Room | FIS-CLB-EV-0101 | Sensor,Pressure | Switch |  | PSL | http://www.toronto.ca/TWONTO#pressure_switch |  | Evaporator, Post Chlorination Train 1, Gaseous Chemical Building, Storage Room
147126 | 51515 | WTR-RRG-AMT | Atmospheric Monitoring | WTR-RRG | [6 empty] | Rouge Tank
24313 | 49999 | FHO-MCS-LD-0120 | Manual Chain Hoist | FHO-MCS-LD | Lifting Device,Hoist,Manual | Lifting Device |  | LD | http://www.toronto.ca/TWONTO#lifting_equipment_hoist |  | Lifting Devices & Elevators
29644 | 5416 | FIS-MCS-MEQ-3001 | Davit base, wall-mounted, man-entry, Control Chamber A | FIS-MCS | Safety | Lifting Device |  | MEQ | davit_base |  | Mechanical Services
119910 | 18834 | TAB-WA4-LD-0245 | Chain Block, 1/2 Ton | TAB-WA4-SQ-0010 | Lifting Device | Lifting Device |  | LD | http://www.toronto.ca/TWONTO#lifting_equipment_hoist |  | WA4 Fall arrest systems
124482 | 87495 | THC-DIS | Disinfection (Chlorination) Process | THCLIQMNT | [6 empty] | THC Liquids Maintenance
10460 | 54836 | FCL-ACC-HTR-0437 | Heater, (BH-3), Baseboard, Electric, High Lift Building, Gallery North, Near Gaseous Corridor | FCL-ACC-P-HL |  |  |  | HTR |  |  | High Lift Pumping Station HVAC Equipment
143510 | 70959 | WTR-PEL-AHU-1001 | Air Handling Unit, Generator Building, Roof | WTR-PEL-ACC | Air Handling Unit | HVAC |  | AHU | http://www.toronto.ca/TWONTO#air_handler_unit |  | Air Conditioning, Handling and Ventilation
41280 | 80896 | TAB-ACC-T-7301 | Tank, Flash | TAB-HRS-T | Tank | Tank |  | T | http://www.toronto.ca/TWONTO#pressure_vessel |  | Steam Flash Tanks & Controls
118148 | 29484 | TAB-SLO-PRJ-0002 | Service Air Upgrade Projects | TAB-AUX-C | Compressor,Stationary | Air Instrument |  | PRJ | project
12654 | 98481 | FCL-ELS-LSL-0201 | Switch, Level, Low, Fuel Oil Day Tank T-0201, Low Lift Building, Screen Room | FCL-ELS-PS-0003 | Switch,Level-Low | Switch |  | LSL | http://www.toronto.ca/TWONTO#level_switch |  | Emergency Power
42802 | 44938 | TAB-AER-T-1000 | Aeration Tank 10 | TAB-AER-TANKS |  | Tank |  | T | http://www.toronto.ca/TWONTO#aeration_tank |  | Aeration Tanks
129212 | 42290 | THC-THK-OIT-1605 | Operator Interface Terminal,Polymer Make Up RPU-1605,WAS Thickening Building | THC-THK-RPU-1605 | Control Panel,Operator | Communications Equipment |  | OIT | http://www.toronto.ca/TWONTO#operator_interface_terminal |  | RPU,Polymer Make-up,WAS Thickening Building (1)
18136 | 92315 | FHA-SED-ZSH-0403 | Switch, Limit, Access Hatch Zone 4 | FHA-SED |  | Security System |  | ZSH | http://www.toronto.ca/TWONTO#position_switch |  | Sedimentation
3351 | 35618 | COL-PCU-CU-0101 | HVAC, Condensing Unit, Roof, Cumber PS | COL-PCU-AUX-MECH | Air Handling Unit | HVAC |  | CU | http://www.toronto.ca/TWONTO#AC_condenser_unit |  | Mechanical Equipment
65813 | 76188 | FCL-SPC-COM-1500 | Access Closet, Control Station at Filter Gallery | FCL-SPC |  |  |  | COM |  |  | Process Control Systems - Services Area
106630 | 89573 | TAB-ACC-FSL-1211 | Switch,Flow,Low,Water to Pump | TAB-ACC-P-1211 | Switch,Flow | Switch |  | FSL | http://www.toronto.ca/TWONTO#flow_switch |  | Pump, Hot Water Circulating, Floatation Bldg-P25-2
101513 | 96788 | MAIN-028C | Main 028C | WTR-LWA | [6 empty] | Work Area 2 Central Mains and Chambers
128267 | 31923 | THC-ROUTINE WA3 | THC-Routine Inspection Work Area 3 | THCLIQOPS | [6 empty] | THC Liquids Operations
129490 | 9406 | THC-TPA-PA-6007 | Speaker, Headworks, 2nd Floor, Mech Room #1 S/E | THC-TPA-PA-6010A | Public Address System | Communications Equipment |  | PA | http://www.toronto.ca/TWONTO#public_annoucement_speaker |  | Paging Panel, Headworks, Electrical Room, Ground Floor
38861 | 63741 | SWM-PIT-OIT-0001 | Operator Interface Terminal | SWM-PIT-MISC | Computer Equipment,Monitor |  |  | OIT |  |  | Miscellaneous Equipment
114850 | 2438 | TAB-PLT-STR-9404D | Strainer, (Micro bubbler), Inlet, to FIT, Conduit 4 | TAB-RSP-PIP-0004 | Strainer | Filter |  | STR | http://www.toronto.ca/TWONTO#strainer |  | Influent Conduit # 4, Raw Sewage Conduit from Coxwell
134338 | 13207 | THR-DRN-DIG | Digester Area, Work Area 1 | THR-GRK-GQ-WA1 | [6 empty] | Building & Grounds Equipment, Work Area 1
9145 | 49481 | COL-YKP-DA-35408 | Upper Davit-35408 | COL-YKP-DA-0008S | Safety | Safety Equipment |  | DA | http://www.toronto.ca/TWONTO#fall_arrest_Davit_arm |  | Davit Arm Assembly with Upper Davit-35408
130404 | 14462 | THR-ACC-PSH-1503 | Switch,Pressure-High, DG Valve Train, Boiler 1501, Plant Central Hot Water System, Hot Water Boilers | THR-ACC-BO-1501 | Switch,Pressure-High | Switch |  | PSH | http://www.toronto.ca/TWONTO#pressure_switch |  | Boiler, Low Pressure, Hot Water, Plant Central Hot Water System, Hot Water Boilers (CRN-H9308.5,TSSA UID-65022705, SNo.-5.1103725)
138780 | 25296 | THR-SES-SQ-6P | Portable, (Bottled) Eyewash Station, STB Main Floor | THR-SQ-PEWS-WA2 | Safety,Eye wash | Safety Equipment |  | SQ | eye_wash_bottle |  | Portable, (Bottled) Eye Wash Station, Work Area 2
62677 | 75370 | THC-MCS-T-0027 | Tank,Domestic Hot Water,Sub-Basement,South-West,Building U | THC-MCS-T-BLDG U | Tank,Domestic Hot Water | Tank |  | T | http://www.toronto.ca/TWONTO#tanked_hot_water_heater |  | Domestic Hot Water Tank, Building U
144675 | 52704 | WTR-PJS-TSH-0001 | Switch, Temperature-High, Bulding | WTR-PJS-FEQ-SUS | Switch,Temperature-High | Switch |  | TSH | http://www.toronto.ca/TWONTO#temperature_switch |  | Fire Equipment, John Street Pumping Station
112124 | 89144 | TAB-DIG-V-T05-08 | Valve Location, Primary & Digester Sludge Header Line, Digester Tank 05-08 | TAB-DIG-T-05-08 | [6 empty] | Digester Tanks 5-8
9538 | 97575 | DOS-YCM-VEH-324028 | 2020 CASE TV450B - Vehicle Unit# 324028 | FAC-YCM-VEH | Vehicle,Licensed | Vehicle |  | VEH | power_mobile_equipment
127226 | 84128 | THC-PLT-PSH-2112 | Switch, Pressure, High, Blower BL-2100, Blower Room, Channel Aeration | THC-PLT-BL-2100 | Switch,Pressure-High | Switch |  | PSH | http://www.toronto.ca/TWONTO#pressure_switch |  | Blower, Blower Room, Channel Aeration
127019 | 28703 | THC-PLT-G-0251 | Gate, Sluice, Motorized, EMB Actuator, Perforate Screen SC-0250 Influent Channel, Raw Sewage Screening | THC-PLT-SC-0250 | Gate,Sluice | Gate |  | G | http://www.toronto.ca/TWONTO#channel_gate
48227 | 49156 | TAB-ELS-SQ-6134 | Electrical - Rubber Insulating Gloves | TAB-ELS-SQ-GLOVE | PPE,Insulated Glove | Safety Equipment |  | SQ | http://www.toronto.ca/TWONTO#rubber_insulating_gloves |  | High Voltage Gloves
53213 | 70809 | TAB-SA-T-1701 | Tank, Air Separator, Auxiliary Systems Building, 2nd Floor | TAB-SA-P-1800A | Tank | Tank |  | T | air_seperator |  | Pump, Primary, Glycol, Auxiliary Systems Building, 2nd Floor
117957 | 64891 | TAB-SES-FSH-0090 | Switch, Flow, Eyewash, Waste Gas Burner Station | TAB-DIG-BU | Switch,Flow-High | Switch |  | FSH | http://www.toronto.ca/TWONTO#flow_switch |  | Waste Gas Burner
138868 | 61987 | THR-SQ-LP-0006 | Life Preserver, Ring Type, Primary Tank 9 | THR-SQ-LP-PRM | Safety | Safety Equipment |  | LP | http://www.toronto.ca/TWONTO#life_ring |  | Life Preserver, Ring Type Floating Device, Primary Tanks
5882 | 84038 | COL-PLB-T-0002 | Tank, Fuel | COL-PLB-SUSPENDED | Tank | Tank | 34555 | T | http://www.toronto.ca/TWONTO#fuel_oil_tank |  | Longbranch P.S.suspended entities
96524 | 57043 | FIS-DEW-T-0006 | Tank, Dewatering Chamber, Main Sump Pit Area, Admin Bldg Entrance | FIS-DEW |  | Tank |  | T | http://www.toronto.ca/TWONTO#storage_tank |  | Dewatering & Drainage
144190 | 24617 | WTR-PHL-PSL-0001 | Switch, Pressure-Low, From District 1 | WTR-PHL-TRW | Switch,Pressure-Low | Switch |  | PSL | http://www.toronto.ca/TWONTO#pressure_switch |  | Treated Water (Transmission)
55594 | 8685 | TAB-WA2-SQ-2027 | Spill Response Kit, Oil Off Water | TAB-SUSPENDED ENTITY | Spill Kit | Safety Equipment | 34525 | SQ | http://www.toronto.ca/TWONTO#spill_kit |  | Suspended entities
47486 | 2318 | TAB-EL1-PDP-6141 | Panel,Power Distribution 600V,PRS Bldg | TAB-EL1-MCC-6121 | Switchgear,Indoor | Power Distribution Panel |  | PDP | http://www.toronto.ca/TWONTO#LV_electrical_panel |  | Motor Control Centre, 600V MCC
41530 | 56028 | TAB-ACC-TSL-1851 | Switch,Temperature,Low,Supply Air , | TAB-ACC-AHU-1851 | Switch,Temperature | Switch |  | TSL | http://www.toronto.ca/TWONTO#temperature_switch |  | AHU, Blower Bldg
144453 | 40151 | WTR-PJS-FEQ-SUS | Fire Equipment, John Street Pumping Station | WTR-PJS |  |  | 45118 |  |  |  | John Street Pumping Station
31204 | 38919 | COL-PWY-LSLL-0104 | Switch, Level Low-Low | COL-PWY | Switch,Level |  |  | LSLL |  |  | Wyandot Ave. Sewage Pumping Station (Algonquin Island PS#1)
69717 | 9059 | THR-BG-FX-0201 | Flame Arrestor, Compressor 0201 Fuel Gas Train Outlet, Gas Compressor Building | THR-BG-C-0201 | Compressor |  |  | FX |  |  | Compressor, Centrifugal, Fuel Gas, Compressor Building, Gas Compressor (And Dryer), for COGEN
86476 | 35893 | WTR-PJS-ZS-0009 | Position Switch, open/close | WTR-PJS-AUX | Switch,Position | Switch |  | ZS | http://www.toronto.ca/TWONTO#position_switch |  | Auxiliary Equipment (Building Facilities)
139137 | 75489 | THR-THK-PSL-5060 | Switch, Pressure Low, TWAS Transfer P-5060 | THR-THK-P-5060 | Switch,Pressure-Low | Switch |  | PSL | http://www.toronto.ca/TWONTO#pressure_switch |  | TWAS Transfer Pump
104975 | 17064 | NX4038A | Fan, Makeup Air | TAB-ACC-AHU-TUN | Fan | HVAC |  |  | http://www.toronto.ca/TWONTO#blower_or_fan_with_drive |  | AHUs/Supply Fans, All tunnels
145740 | 34057 | WTR-PPD-SQ-0002 | Eye Wash Station | WTR-PPD-AUX | PPE,Eyewash Station | Safety Equipment |  | SQ | http://www.toronto.ca/TWONTO#emergency_eyewash |  | Auxiliary Equipment (Building Facilities)
120244 | 37889 | THC-ACC-AHU-0031 | Air handling Unit, North Zone Basement Storage & Mechanical Room, Admin Building Roof | THC-ACC-BLDG K |  | HVAC |  | AHU | http://www.toronto.ca/TWONTO#air_handler_unit |  | Administration Building, HVAC
76073 | 90456 | THR-MCS-LD-0235 | Come Along, Work Area 3 | THR-LD-WA3 | Lifting Device,Hoist,Manual | Lifting Device |  | LD | winch |  | Lifting Devices, Chain Hoist, Come Along & Slings
117367 | 22837 | TAB-RSP-T-1221 | Tank, Oil, Raw Sewage Pump #2 Bearing Lubrication System | TAB-RSP-P-T | Tank,Non-Pressurized | Tank |  | T | http://www.toronto.ca/TWONTO#chemical_storage_tank |  | T Building - Raw Sewage Pumping
21268 | 74854 | FHO-CLC-PSL-0102 | Switch, Pressure Low, Trim Chlorination, Outlet from Evaporator,Chem Bldg. Main Floor, Machine Rm | FHO-CLC-CHL-0101 | Switch,Pressure-Low | Switch |  | PSL | http://www.toronto.ca/TWONTO#pressure_switch |  | Chlorinator, Trim Chlorination Train 1, Chemical Building, L1, Machine Room
63263 | 4770 | THC-OCS-STR-0116 | Strainer, Pump Suction Line, Humidification Pump #3, Phase I/IV Odour Control | THC-OCS-P-0110 | Strainer,Self Cleaning Motorized | Plumbing |  | STR | http://www.toronto.ca/TWONTO#strainer |  | Pump, #3, Humidification Chamber #1, Phase I/IV Odour Control
13548 | 33344 | COL-PFB-SW-0002 | Switch, Transformer | COL-PFB | Switch |  |  | SW |  |  | Fallingbrook Pumping Station
130492 | 10169 | THR-ACC-RPU-5000 | Remote Processor Unit, Controller,HVAC,Chlorine Bldg | THR-ELS-DIS |  | Remote Processor Unit |  | RPU | http://www.toronto.ca/TWONTO#RPU_panel |  | Electrical System, Disinfection, Chlorine Building
79770 | 11091 | THR-WA1-LD-0027 | Sling, Nylon, Work Area 1 (NYLON BELT SLING SIZE; 3" X 6', CAPACITY 4800 LBS, SN ) | THR-LD-NYLN-WA1 | Lifting Device,Sling | Lifting Device |  | LD | synthetic_web_sling |  | Slings, Nylon, Work Area 1
26287 | 14027 | FHO-SES-SCBA-HARNESS10 | SCBA Harness # 10 | FHO-SES-SQ-0002 | PPE,SCBA | Safety Equipment |  |  | http://www.toronto.ca/TWONTO#fall_arrest_harness |  | Emergency Breathing Apparatus
95116 | 46387 | FHO-TRW-C-0102-KQ | Surge Air Compressor 2 | FHO-OBSOLETE |  |  |  | C |  |  | Removed From Service
120285 | 86406 | THC-ACC-AIT-6592 | Transmitter, Smoke Detection, Outdoor Air Plenum, 2nd Floor, Mech Room #1, Headworks | THC-ACC-F-6591 | Fire Prevention,Smoke Detector | HVAC | 45964 | AIT | http://www.toronto.ca/TWONTO#flame_or_combustion_sensing_instrument |  | Filter, Outdoor Air Plenum, 2nd Floor, Mech Room #1, Headworks
54943 | 77967 | TAB-THK-FD-4031 | Feeder, Polymer Solution Preparation Feed System | TAB-THK-MX-4030 | Chemical Feeder,Powder | Chemical Feeder |  | FD | http://www.toronto.ca/TWONTO#polymer_preparation_system |  | Hopper Feed, Dry Polymer Feed Preparation
105675 | 63410 | SWM-PMG-FA-0001S | Fire Alarm System, Building | SWM-PMG | Building Service,Fire Alarm |  | 42937 | FA |  |  | Martin Grove Storm Pumping Station
34783 | 33303 | COL-YKP-DA-87516 | Davit Arm Base-87516 | COL-YKP-DA | Safety | Safety Equipment |  | DA | http://www.toronto.ca/TWONTO#fall_arrest_Davit_arm |  | Davit Arm Assembly
59350 | 3905 | THC-DIG-FX-0600C | Flame Arrestor,Outlet,STR-0600B,Gas Low Pressure System,Building U | THC-DIG-PD-0600 | Flame Arrester | Safety Equipment |  | FX | http://www.toronto.ca/TWONTO#flame_arrestor |  | Tank,Primary Digester,Digested Sludge,Building U
21337 | 54615 | FHO-ELS-DP-0614 | Distribution Panel, (DP-0601A3), 600V, MCC-0610 Panel Board, Filter1-8 Building, S2, Electrical Room | FHO-ELS-MCC-0610 |  | Power Distribution Panel |  | DP | http://www.toronto.ca/TWONTO#LV_electrical_panel |  | Motor Control Centre, Filter Building 1-8., S2, Electrical Room
18235 | 9317 | FHA-SPC-RPU-1523 | RPU, Main Electrical Switchgear, Service Building Switchgear Room | FHA-ELS |  | Remote Processor Unit |  | RPU | http://www.toronto.ca/TWONTO#RPU_panel |  | Electrical
13653 | 9684 | FCL-MCS-6 | Elevators | FCL-MCS |  |  |  | MCS |  |  | Mechanical Services
25465 | 50819 | COL-PSM-LP-0001 | Control Panel, Lighting | COL-PSM | Control Panel |  |  | LP |  |  | Simcoe St Sewage Pumping Station
62481 | 27229 | THC-ITS-PA-3740 | IDF Panel, Public Address System, , Bldg. M | THC-ITS-MDF-1000 | Network,Telecommunication | Communications Equipment |  | PA | http://www.toronto.ca/TWONTO#public_annoucement_speaker |  | Public Address System, Master Distribution , Control System, Admin Bldg,
80937 | 48038 | TNT-DIG-PD-0300 | Digester, Primary, Vessel | TNT-DIG-PD | Vessel,Pressure | Tank |  | PD | http://www.toronto.ca/TWONTO#digester_tank |  | Primary Digester Tanks,Drainage Tanks
26142 | 80303 | FHO-GRK-DR-1023L | Door, (FD-1-23), Fire Rated, Admin Building, L1, Conference Room Vestibul, South | FHO-GRK-FEQ-0001 | Fire Prevention,Door | Door |  | DR | http://www.toronto.ca/TWONTO#fire_rated_door
9346 | 55739 | COL-YKP-SRL-F20183828459 | Self Retrieval Line-F20183828459 | YKP-BLD | Safety | Safety Equipment |  |  | self_retracting_line |  | Collections - 435 Kipling Ave. Building envelope
132410 | 81982 | THR-DCL-ZONE-2 | Zone 2, Simulator Contact Point | THR-DCL | Sampler | Sampler |  | ZONE | http://www.toronto.ca/TWONTO#sampling_point |  | Dechlorination
10370 | 2110 | FCL-ACC-HTR-0318 | Heater, Re-Heat Unit, 208V, 3PH, Admin Building, First Floor, Library 118, Ceiling | FCL-ACC-ADMIN |  |  |  | HTR |  |  | Administration Building HVAC Equipment
79915 | 16123 | THR-WA2-LD-18-54 | Sling, Nylon, Work Area 2 (Sr 2258160-18-54) SIZE; 1" X 4', | THR-SES-LD | Lifting Device,Sling | Lifting Device |  | LD | synthetic_web_sling |  | Lifting Device, Safety Equipment
59499 | 61979 | THC-ACC-TC-0120 | Controller,Temperature,Heater 0120,Electrical Room,Phase 4 | THC-ACC-AHU-0120 | Air Handling Unit | HVAC |  | TC | http://www.toronto.ca/TWONTO#thermostat_or_zone_controller_unit |  | Air Handlling Unit,Roof,Scrubber Room,Phase 4
128535 | 86588 | THC-SES-FEQ-SD39 | 1 1/2 Folding NFE Polyflex Hoses | THC-SES-FEQ-0001I | [6 empty] | Portable Fire Extinguishers in Building I, Headhouse Building
20501 | 46495 | COL-PMM-LSHH-0104 | Switch,Level, High-High, Float Mode, Wet Well #1 | COL-PMM-WEL-0100 | Switch,Level-High-High | Switch |  | LSHH | http://www.toronto.ca/TWONTO#level_switch |  | Wet Well
24306 | 91910 | FHO-MCS-HVAC | Plant HVAC | FHO-MCS | [6 empty] | Mechanical Services
38079 | 57069 | SWM-PBL-MCC-0001 | Motor Control Centre | SWM-PBL | Control Panel,MCC | Motor Control Center |  | MCC | http://www.toronto.ca/TWONTO#LV_electrical_panel |  | Bloor Storm Pumping Station
106672 | 46856 | TAB-ACC-FSL-4510 | Switch, Flow, Low, Exhaust Fan Inlet | TAB-ACC-FN-4510 | Switch,Flow-Low | Switch |  | FSL | http://www.toronto.ca/TWONTO#flow_switch |  | Fan, Exhaust, Pump Room Exhaust Dig .1~4
87700 | 1369 | WM2025A | Filter, Slip Stream Filter, 827A | TAB-SLD-P | Filter | Filter |  |  | http://www.toronto.ca/TWONTO#replaceable_air_filter |  | Pelletizer Bldg. - Thermal Oil Heating System, Pumps, Strainer & Expanasion Tanks
118872 | 8816 | TAB-STR-T-2200 | Hopper, Scum (FU2017) | TAB-STR-T-SCUM | Tank | Tank |  | T | http://www.toronto.ca/TWONTO#storage_tank |  | Aeration Gallery - Scum Hoppers & Pumps
133988 | 20066 | THR-DIS-PSH-1021 | Switch, Pressure-High, Chlorine Bank 2 Header, Chlorination Building, Disinfection, Chlorination System | THR-DIS-WIT-1020 | Switch,Pressure-High | Switch | 34839 | PSH | http://www.toronto.ca/TWONTO#pressure_switch |  | Transmitter, Weight Indicating, Chlorine Bank 2, Chlorination Building, Disinfection, Chlorination System
28758 | 61153 | FIS-ELS-HTR-0001 | H.V.A.C.,Heater,Unit,Outdoor Substation Switchgear,Outdoor Switchgear Enclosure Heater | FIS-ELS-HVAC | H.V.A.C.,Heater,Unit |  |  | HTR |  |  | Asset Group, HVAC equipment specific to the preservation of ELS equipment condition
53095 | 18586 | TAB-RTE-WA3 | TAB-Routine Work Area 3 | TAB-WORK-AREA-3 | [6 empty] | Work Area 3
106221 | 86001 | TAB-ACC-DM-6419 | Damper, Motorized, Exhaust Air, FN- 6417, Roof, Existing Grit Bldg. | TAB-ACC-FN-6417 | Damper/Louver | HVAC |  | DM | http://www.toronto.ca/TWONTO#air_damper |  | Fan, Centrifugal, Exhaust Air, Roof, Grit Bldg., P Bldg.
27220 | 73345 | COL-PSU-LSHH-0104 | Switch, Level High-High | COL-PSU-MISC | Switch,Level |  |  | LSHH |  |  | Miscellaneous Equipment
68535 | 35489 | FCL-TST-CLB-0610 | Portable Pressure Calibration Unit (Druck Meter) Sr.No.6102534105 | FCL-SUSPENDED | Analyzer,Chlorine | Test Equipment |  | CLB | pressure_calibrator |  | Suspended entity
122352 | 62949 | THC-CW-SQ-0105 | Emergency Eyewash & Shower, Building M, Incinerator Bldg, B2 by Polymer Pumps | THC-SES-SQ-EYE | PPE,Eyewash Station | Safety Equipment |  | SQ | http://www.toronto.ca/TWONTO#emergency_eyewash_and_shower |  | Eyewash Stations THC (Virtual entity #)
110720 | 25220 | TAB-DIG-FX-7063 | Flame Arrester, Digester Gas to Waste Gas Burner #3 | TAB-SUSPENDED ENTITY | Flame Arrester | Safety Equipment |  | FX | http://www.toronto.ca/TWONTO#flame_arrestor |  | Suspended entities
39811 | 41632 | TAB-ACC-FN-01-04 | Exhaust Fans , Digester 01-04 | TAB-ACC-FN |  |  |  | FN |  |  | Exhaust Fans
8823 | 66974 | COL-SMC-LIT-0001 | Transmitter, Level | COL-SMC | Transmitter,Level |  |  | LIT |  |  | Maclean Detention Tank-storm
20498 | 96081 | COL-PMM-LSH-0111 | Switch, Level-High | COL-PMM-MISC | Switch,Level-High | Switch |  | LSH | http://www.toronto.ca/TWONTO#level_switch |  | Miscellaneous Equipment
79127 | 53858 | THR-ELS-MCC-0702 | Control Panel, MCC 0702, MCC-0701 & 0702 (MCC BS) Head House | THR-ELS-HH | Control Panel,MCC | Motor Control Centre |  | MCC | http://www.toronto.ca/TWONTO#LV_electrical_panel |  | Electrical System, Head House and Engine Room
68683 | 80512 | THR-ACC-TSL-4702 | Switch, Temperature, Low, HTR-4702,Old Main Sub Station | THR-ACC-HTR-4702 | Switch,Temperature-Low | Switch |  | TSL | http://www.toronto.ca/TWONTO#temperature_switch |  | Unit Heater, Electric,SP RAS Electrical Building RPU Rm
45484 | 29188 | TAB-DIG-T-0200 | Digestion Tank 02 | TAB-DIG-T-01-04 | Tank,Reservoir | Tank |  | T | http://www.toronto.ca/TWONTO#digester_tank |  | Digester Tanks 1-4
50193 | 30035 | TAB-PLT-T-0701 | Tank, Grit | TAB-SUSPENDED ENTITY | Tank | Tank | 46050 | T | http://www.toronto.ca/TWONTO#sedimentation_tank |  | Suspended entities
76613 | 50901 | THR-DR-WH-0508 | Overhead Door, Effluent Pumping Station | THR-DR-WA3 | Door,Overhead | Door |  | WH | http://www.toronto.ca/TWONTO#roll_up_door
9545 | 88088 | DOS-YCM-VEH-378118 | 2008 JOHN DDERE GATOR HPX - Vehicle Unit# 378118 | FAC-YCM-VEH | Vehicle,Licensed | Vehicle |  | VEH | http://www.toronto.ca/TWONTO#golf_cart
91146 | 99475 | FHO-DEW-LS-1001 | Switch, Level, Sump Pump P-1001 Control, Chemical Building, S4, Fluoride Room | FHO-DEW | Switch,Level | Switch |  | LS | http://www.toronto.ca/TWONTO#level_switch |  | Dewatering & Drainage
143141 | 21657 | WTR-PBV-TRW | Treated Water (Transmission) | WTR-PBV | [6 empty] | Bayview Pumping Station
8550 | 40166 | COL-RBB-LP-0003 | Control Panel, Power Dist. | COL-RBB | Control Panel |  |  | LP |  |  | Western Beaches Tunnel (Battery Park)-Storm
59438 | 84060 | THC - A01 - S144 | Door, Final # F8 Access House | THC-GRK-DR-TUNNEL |  | Door |  |  | http://www.toronto.ca/TWONTO#door
130133 | 59678 | THR-ACC-NR-644 | HVAC Unit & Fan, West Maintenance Shop | THR-ACC-ADM | H.V.A.C.,Heater,Unit | HVAC |  | NR | http://www.toronto.ca/TWONTO#heater |  | Air Conditioning, HVAC, Admin Building
4234 | 76861 | COL-PEV-LSHH-0104 | Switch, Level High-High | COL-PEV-MISC | Switch,Level |  |  | LSHH |  |  | Miscellaneous Equipment
132959 | 75137 | THR-DIG-T-0598 | Tank, Condensate and Sediment Trap, Boilers 0800 & 0900 | THR-ACC-BO | Tank | Tank |  | T | sediment_trap |  | Air Conditioning, Heating and Ventilation, Boiler
39057 | 70959 | COL-YKP-SRL-0021 | Self Retrieval Line -09970 | YKP-BLD |  | Safety Equipment | 38995 | SRL | self_retracting_line |  | Collections - 435 Kipling Ave. Building envelope
18410 | 38448 | FHA-SES-LD-0090 | 8' Ladder Fiberglass Step ladder with platform Yellow in Chlorine Cylinder room | FHA-SES | Safety | Safety Equipment |  | LD | http://www.toronto.ca/TWONTO#portable_ladder |  | Safety & Environmental Services
34487 | 77195 | MAIN-141 | Main 141 | WTR-LWA | [6 empty] | Work Area 2 Central Mains and Chambers
118020 | 99454 | TAB-SES-RING-3019 | Lifebuoy Ring | TAB-SES-RING-3000 | PPE | Safety Equipment |  | RING | http://www.toronto.ca/TWONTO#life_ring |  | Lifebuoy Ring
132556 | 83290 | THR-DIG-LSL-5260C | Switch, Level-Low, Lube Oil, C-5260, Gas Mixing System | THR-DIG-T-5260 | Switch,Level-Low | Switch |  | LSL | http://www.toronto.ca/TWONTO#level_switch |  | Tank, Reservoir, Auxiliary Oil, Gas Compressor 5260, Digester Mixing System
71800 | 88985 | THR-DIG-T-9-10 | Digester, Entities Common to Tanks 9-10 | THR-DIG-T |  |  |  | T |  |  | Digester, Tanks
55714 | 44690 | TAB-WA4-SQ-3151 | Tripod, Rescue (SIMM1 Shared) | TAB-WA4-SQ-0010 | PPE | Safety Equipment |  | SQ | http://www.toronto.ca/TWONTO#fall_arrest_Davit_arm |  | WA4 Fall arrest systems
39978 | 92721 | TAB-ACC-HTR-6475 | Heater, Unit, Hot Water, Ground Floor, North Side, Grit Bldg., P Bldg. | TAB-ACC-HTR-PBLDG | H.V.A.C.,Heater | HVAC |  | HTR | http://www.toronto.ca/TWONTO#heater |  | Unit Heaters- P Bldg
112716 | 38482 | TAB-EL1-MCC-6595 | Motor Control Centre ,Z- Bldg | TAB-SUSPENDED ENTITY | Control Panel,MCC | Motor Control Centre | 35026 | MCC | http://www.toronto.ca/TWONTO#LV_electrical_panel |  | Suspended entities
8219 | 36384 | COL-PWR-FIT-5403 | Transmitter, Flow | COL-PWR-MISC | Transmitter |  | 35035 | FIT |  |  | Miscellaneous Equipment
81335 | 30830 | THR-ITS-COM-4301 | Termination Panel, Ferrous Chloride Facility | THR-ITS-COM-4300 | Network,Local Area Networks | Network |  | COM | http://www.toronto.ca/TWONTO#network_panel |  | Network Access Closet, Ferrous Chloride Facility
24526 | 96709 | COL-PRD-FN-0001 | Fan, Dry well supply air | COL-PRD-MISC | Fan |  |  | FN |  |  | Miscellaneous Equipment
55657 | 30728 | TAB-WA3-SQ-2033 | Spill Response Kit, Aggressive Fluid | TAB-DEW-SAFETY | Spill Kit | Safety Equipment |  | SQ | http://www.toronto.ca/TWONTO#spill_kit |  | Safety Equipment
25062 | 69421 | FHO-POL-T-0901 | Tank, WW Polymer, Waste Water System, Clarifier Building Basement | FHO-WWW-P-0901-KQ | Tank,Reservoir | Tank |  | T | http://www.toronto.ca/TWONTO#chemical_storage_tank |  | WW Polymer Pump System
139384 | 88580 | THR-WA1-LD-0033 | Sling, Nylon, Work Area 1 (NYLON BELT SLING SIZE; 1" X 4', CAPACITY 1800 LBS,) A | THR-LD-WIRE-WA1 | Lifting Device,Sling | Lifting Device |  | LD | synthetic_web_sling |  | Slings, Wire Rope, Work Area 1
30713 | 48846 | FIS-SM | Spill Management Kits | FIS-SES | Safety,Emergency Kit | Tool |  |  | http://www.toronto.ca/TWONTO#collection_of_assets |  | Safety, Instrumentation & Environmental Services
78895 | 12017 | THR-SES-SQ-5706S | Lanyard for Harness | THR-SES-FAS | Safety | Safety Equipment | 38779 | SQ | lifeline |  | Fall Arrest Sytem (Harness and Lanyard), Safety Equipment
82839 | 91896 | FHA-SES-SQ-0036 | Safety Harnesses Laynard Miller 552T-4/UGK full body harness Ser #177893 | FHA-SES-SQ-6 |  | Safety Equipment |  | SQ | http://www.toronto.ca/TWONTO#fall_arrest_harness |  | Safety Fall Protection Equipment
125818 | 28579 | THC-GRK-DR-O | Doors, Building O | THC-GRK-ELS-Q |  | Door |  |  | http://www.toronto.ca/TWONTO#door
50206 | 73504 | TAB-PLT-RPU-0332 | RPU Panel, Plant, Operating Gallery Area, Blower Room, P Bldg. | TAB-EL1-LP-6631 | RPU | Remote Processor Unit |  | RPU | http://www.toronto.ca/TWONTO#RPU_panel |  | Lighting Panel,120/208V,Electrical Room,Ground Floor,Grit Build,P Building
3470 | 840 | COL-PBG-TS-0001 | Switch, Transfer | COL-PBG-MISC | Switch | Switch |  | TS | http://www.toronto.ca/TWONTO#transfer_switch |  | Miscellaneous Equipment
93514 | 11378 | FHO-MCS-PSL-0201 | Switch, Pressure, Low, Service Water to Vacuum Priming Pump P-0201, S3, Compressor Room | FHO-MCS-P-0201 | Switch,Pressure-Low | Switch |  | PSL | http://www.toronto.ca/TWONTO#pressure_switch |  | Pump, Centrifugal, Vacuum Tanks T-0101&0201, S3, Compressor Room
68424 | 38773 | THR-ACC-PSH-0150 | Switch, Pressure, High, Filter Gauge Status, Air Handling Unit AHU-0150, Headhouse Loading Bay Roof | THR-ACC-AHU-0150 | Switch,Pressure-High | Switch |  | PSH | http://www.toronto.ca/TWONTO#pressure_switch |  | Air Handling Unit, Headhouse Loading Bay Air Supply, Headhouse Roof
116695 | 3687 | TAB-PWA-PDSH-2610 | Switch, Pressure Differential, Strainer | TAB-PWA-STR-2610 | Switch,Pressure | Switch |  | PDSH | http://www.toronto.ca/TWONTO#pressure_switch |  | Strainer, Automatic, Pump Discharge, Plant Water Pumping
18415 | 68987 | FHA-SES-LD-0094 | 10' Single Ladder Fiberglass ( Filters ) | FHA-SES-LD-1 | Safety | Safety Equipment |  | LD | http://www.toronto.ca/TWONTO#fixed_ladder |  | Ladders
96553 | 4264 | FIS-ELS-CAB-0601 | ELS Cabinet,600 V Workshop Building,Mezzanine,MCC Cabinet | {FIS-ELS-CAB} |  |  |  | CAB |  |  | Asset Group,Electrical Distribution Bus Cabinets
6374 | 9222 | COL-PMY-FEQ-0001S | Fire Prevention, Extinguisher | COL-W-OBSOLETE | Fire Prevention,Extinguisher |  | 40919 | FEQ |  |  | Col West Obsolete Entities
133987 | 89315 | THR-DIS-PSH-1001 | Switch, Pressure-High, Chlorine Bank 1 Header, Chlorination Building, Disinfection, Chlorination System | THR-DIS-WIT-1000 | Switch,Pressure-High | Switch | 34838 | PSH | http://www.toronto.ca/TWONTO#pressure_switch |  | Transmitter, Weight Indicating, Chlorine Bank 1, Chlorination Building, Disinfection, Chlorination System
106629 | 36271 | TAB-ACC-FSL-1210 | Switch,Flow,Low,Water From Pump | TAB-ACC-P-1210 | Switch,Flow | Switch |  | FSL | http://www.toronto.ca/TWONTO#flow_switch |  | Pump, Hot Water Circulating, Floatation Bldg-P-25-1
73257 | 5214 | THR-DRN-WA1 | Drains, Work Area 1 | THR-GRK-PRTY-WA1 | [6 empty] | WA1 Property, Humber T. P. for DOS Work Orders
147618 | 6789 | YTF-ACC-AC-6001 | H.V.A.C., Air Conditioner, YTF-ACC-AHU-6001, HVAC Exhaust Fans and AHU's | YTF-ACC | H.V.A.C.,Air Conditioner | HVAC |  | AC | http://www.toronto.ca/TWONTO#air_condition |  | HVAC Equipment
134353 | 75538 | THR-DR-RH-0513 | Overhead Door, Returns Sludge Pumping Station | THR-DR-WA4 | Door,Overhead | Door |  | RH | http://www.toronto.ca/TWONTO#roll_up_door
85022 | 40853 | THR-THK-RPU-0012 | Remote Processor Unit, STB Control Room (172.22.39.152) | THR-THK-RPU | RPU | Remote Processor Unit |  | RPU | http://www.toronto.ca/TWONTO#RPU_panel |  | RPU & UPS, Sludge Thickening Building
72923 | 12697 | THR-ACC-HCP2 | Heating and Cooling Pumps, WA2 | THR-ACC-AHU | Analyzer,ORP | HVAC |  |  | http://www.toronto.ca/TWONTO#collection_of_assets |  | Air Conditioning, Air Handling Unit, Gallery Ventilation
74344 | 62072 | THR-AER-RPU-0012S | Remote Processor Unit, South Aeration, Tank 0300 (172.22.37.165) | THR-ELS-AER | RPU | Remote Processor Unit | 39378 | RPU | http://www.toronto.ca/TWONTO#RPU_panel |  | Electrical System, Aeration and Galleries
120848 | 69874 | THC-ACC-HTR-0207 | Heater, Perimeter. Admin Building | THC-ACC-BLDG K |  | HVAC |  | HTR | http://www.toronto.ca/TWONTO#heater |  | Administration Building, HVAC
86184 | 90680 | WTR-PJS-LSL-0800 | Switch, Level-Low, (Priming Status Switch), Pump 0800 | WTR-PJS-P-0800 | Switch,Level-Low | Switch |  | LSL | http://www.toronto.ca/TWONTO#level_switch |  | Pump, Centrifugal
86474 | 88790 | WTR-PJS-ZS-0004 | Sensor | WTR-PJS-AUX | Transmitter,Flow | Security System |  | ZS | http://www.toronto.ca/TWONTO#security_motion_sensor |  | Auxiliary Equipment (Building Facilities)
68671 | 18631 | THR-ACC-TSH-0790 | Switch,Temperature, High, WGB Bldg | THR-ACC-AHU-0780 | Switch,Temperature-High | Switch |  | TSH | http://www.toronto.ca/TWONTO#temperature_switch |  | Air handling Unit, South of WGB Bldg
105642 | 43597 | SWM-PIT-LSH-0103 | Switch, Level-High | SWM-PIT-MISC | Switch,Level | Switch |  | LSH | http://www.toronto.ca/TWONTO#level_switch |  | Miscellaneous Equipment
133991 | 92100 | THR-DIS-PSL-0121 | Switch, Pressure-Low, Chlorine Injector 0124 Water, Chlorination Building, Disinfection, Chlorination System | THR-DIS-CHL-1221 | Switch,Pressure-Low | Switch | 34846 | PSL | http://www.toronto.ca/TWONTO#pressure_switch |  | Chlorinator, Chlorination Building, Disinfection, Chlorination System
71757 | 31557 | THR-DIG-SSL-5134A | Switch, Speed-Low, Digester Gas Mixing, Tank 0100, Solids Treatment, Digester Tanks 1-6 | THR-DIG-MX-0100 | Switch,Speed-Low | Switch |  | SSL | http://www.toronto.ca/TWONTO#speed_switch |  | Digester Gas Mixing, Digester Tank 0100
106648 | 55821 | TAB-ACC-FSL-1900 | Switch, Flow, Low, Air, Supply Fan 1900, Loading Bay Rooftop | TAB-ACC-AHU-1900 | Switch,Flow-Low | Switch |  | FSL | http://www.toronto.ca/TWONTO#flow_switch |  | Air Handling Unit, D Bldg Roof
114682 | 88971 | TAB-PLT-LSH-2901 | Switch, Level, High, Classifier 2900, Dewatering Area | TAB-PLT-CL-2900 | Switch,Level-High | Switch |  | LSH | http://www.toronto.ca/TWONTO#level_switch |  | Classifier, Grit, Cyclone 2901 to 2904, Dewatering Area
217 | 88406 | 329007SUS | Forklift, Propane, Hyster H65XM, WA-9 | TAB-GRK-VEH2 | Forklift,Propane | Vehicle | 46838 |  | http://www.toronto.ca/TWONTO#forklift
20799 | 30744 | FHO-DOZ-INJ-3161 | Injector, Disolved Ozone Analyzer AIT-3161 Sampling, Ozone Building, S2, Access/Sampling Area 3 | FHO-DOZ-AIT-3161 |  | Injector |  | INJ | http://www.toronto.ca/TWONTO#ejector |  | Analyzer, ORP, Contact Tank T-2100, Ozone Building, S2, Access/Sampling Area 3
120117 | 5455 | TAB-WA7-LD-1202 | Sling, Nylon | TAB-SES-SQ | Lifting Device,Sling | Safety Equipment |  | LD | synthetic_web_sling |  | WA7 Safety Equipment
132987 | 20782 | THR-DIG-T-5818 | Tank, Gas Scrubber, Digester Tank 1000 | THR-DIG-PD-1000 | Tank | Tank |  | T | http://www.toronto.ca/TWONTO#air_scrubber |  | Tank, Primary Digester-10, Solids Treatment
80015 | 25573 | THR-WA3-LD-0043 | Sling, Wire Rope, Work Area (3/4" X 3') | THR-LD-WIRE-WA3 | Lifting Device,Sling | Lifting Device |  | LD | wire-rope_sling |  | Slings, Wire Rope, Work Area 3
41054 | 6742 | TAB-ACC-PDS-1846B | Switch,Pressure ,Supply Air, AHU1846 | TAB-ACC-AHU-1846 | Switch,Pressure | Switch |  | PDS | http://www.toronto.ca/TWONTO#pressure_switch |  | AHU, Blower Bldg
51738 | 24953 | FCL-DEW-LSH-0001 | Switch, Level, High, Raw Water Dewatering Pump Dry Pit | FCL-DEW | Switch,Level-High | Switch |  | LSH | http://www.toronto.ca/TWONTO#level_switch |  | Dewatering
16172 | 26209 | FHA-CLA-CHL-0201 | Chlorinator, Solution Feed Gas Dispenser, Vacuum Operated, Filtration Bldg., Chlorine Feed Room | FHA-CLA-CHL-0201-KQ | Chemical Feeder,Gas | Chemical Feeder |  | CHL | http://www.toronto.ca/TWONTO#chlorinator_system |  | Chlorination Location,Train #2
112671 | 4400 | TAB-EL1-MCC-6125 | Motor Control Centre, 600V | TAB-EL1-PDP-6001 | Switchgear,Indoor | Motor Control Centre |  | MCC | http://www.toronto.ca/TWONTO#LV_electrical_panel |  | Power Distribution Panel, 600V, Aeration Outdoor Sub.
125800 | 38498 | THC-GRK-DR-0312 | Door, Overhead, Building M | THC-GRK-DR-M | Door,Overhead | Door |  | DR | http://www.toronto.ca/TWONTO#roll_up_door
105941 | 66061 | TAB-ACC-AHU-3670 | AHU, OPS #2 | TAB-ACC-AHU | Air Handling Unit | HVAC |  | AHU | http://www.toronto.ca/TWONTO#air_handler_unit |  | Air Handling Unit & Supply Fan
48005 | 31335 | TAB-EL3-MCC-6702 | MCC,Indoor,Plant Water Pumping Station | TAB-EL3-PDP-6118 | Control Panel,MCC | Motor Control Centre |  | MCC | http://www.toronto.ca/TWONTO#LV_electrical_panel |  | Power Distribution Panel,Indoor,Plant Water Pumping Station
55671 | 67441 | TAB-WA3-SQ-FECA | Body Harness- Francisco Das Chagas | TAB-DEW-SQ-0010 | PPE,Harness | Safety Equipment |  |  | http://www.toronto.ca/TWONTO#fall_arrest_harness |  | WA3 Fall arrest systems portable cranes/hoists, come alongs, slings, wire rope, chains, electrical equipment etc.,
21868 | 93679 | COL-PKP-MCC-0001 | Motor Control Center | COL-PKP |  | Motor Control Centre |  | MCC | http://www.toronto.ca/TWONTO#LV_electrical_panel |  | Kennedy Park Sewage Pumping Station
101542 | 66793 | MAIN-113 | Main 113 | WTR-LWA | [6 empty] | Work Area 2 Central Mains and Chambers
94302 | 35636 | WTR-PSA-RPU-0001 | Remote Processing Unit | WTR-PSA-ELS | RPU | Remote Processor Unit |  | RPU | http://www.toronto.ca/TWONTO#RPU_panel |  | Electrical System
133989 | 46662 | THR-DIS-PSH-1110 | Switch, Pressure-High, Outlet, Evaporator 1110, Chlorination Building, Disinfection, Chlorination System | THR-DIS-EV-1110 | Switch,Pressure-High | Switch | 34841 | PSH | http://www.toronto.ca/TWONTO#pressure_switch |  | Evaporator, Chlorine, Chlorination Building, Disinfection, Chlorination System
47385 | 15420 | TAB-EL1-MCC-6621 | Motor Control Centre ,Digesters 9-12 | TAB-EL1-MCC | Control Panel,MCC | Motor Control Centre |  | MCC | http://www.toronto.ca/TWONTO#LV_electrical_panel |  | Motor Control Center- North Substation
54922 | 73262 | TAB-THK | Floatation | TAB-WORK-AREA-5 | [6 empty] | Work Area 5
78800 | 33401 | THR-SES-SQ-0500 | Lanyard for Harness, PPE Danny Campolucci | THR-SES-FAS | Safety | Safety Equipment |  | SQ | lifeline |  | Fall Arrest Sytem (Harness and Lanyard), Safety Equipment
137084 | 7297 | THR-PIP-WA3 | Piping, Work Area 3 | THR-GRK-WA3 | [6 empty] | Buildings & Grounds, Work Area 3
120132 | 31548 | TAB-WA7-SQ-6007 | Binder,SDS | TAB-SES-SQ | Safety,MSDS Binder | Safety Equipment |  | SQ | emergency_kit |  | WA7 Safety Equipment
9522 | 78363 | DOS-YCM-VEH-115011 | 2011 MERCEDES SPRINTER 3500 - Vehicle Unit# 115011 | FAC-YCM-VEH | Vehicle,Licensed | Vehicle |  | VEH | http://www.toronto.ca/TWONTO#passenger_vehicle | ?
71333 | 40154 | THR-DIG-LSH-2171B | Switch, Level, High, Sump Pump, Near Digester Tank 6 | THR-DIG-CP-2171 | Pump,Centrifugal | Switch |  | LSH | http://www.toronto.ca/TWONTO#level_switch |  | Control Panel, Duplex Sump, Near Digester Tank 6
27541 | 18102 | FIS-ELS-F-2101A | Filter, Fuel Oil, Transfer Pump P-2101A Suction, Workshop Building, Transfer Pump Room | FIS-ELS-P-2101A |  | Filter |  | F | http://www.toronto.ca/TWONTO#replaceable_oil_or_fuel_filter |  | Pump, Centrifugal, Transfer, Storage Tank T-2101 to Day Tank 2102, Workshop Building, Pump Room
12322 | 20844 | COL-PCU-FEQ-0005 | Fire Prevention, Extinguisher | COL-PCU-SUSPENDED | Fire Prevention,Extinguisher |  | 34993 | FEQ |  |  | Cumber P.S.suspended entities
89224 | 53720 | WTR-RMA-T-0200 | Tank, Reservoir | WTR-RMA-TRW | Tank,Reservoir | Tank |  | T | http://www.toronto.ca/TWONTO#reservoir_tank |  | Treated Water (Transmission)
27974 | 9434 | FIS-ALM-T-0101-SUS | Tank, Alum/Polymer, Alum System | FIS-SUSPENDED | Tank | Tank | 38125 | T | http://www.toronto.ca/TWONTO#chemical_storage_tank |  | Obsolete Entities/Processes
86045 | 20812 | FHA-WWW-SUMP | Sump Systems | FHA-WWW | [6 empty] | Residue Management / Waste Water System
26308 | 85698 | FHO-SES-SQ-0008 | High Voltage Insulated Blankets | FHO-SES-SQ-0001 | PPE,Insulated Mat | Safety Equipment |  | SQ | http://www.toronto.ca/TWONTO#PPE |  | Safety Equipment
72742 | 37090 | FHA-CLB-P-0001B-KQ | Pump Location, After Post CL2 Water Sample #2A | FHA-CLB-SAMP |  |  | 33345 | P |  |  | After Post CL2 Sampling
40429 | 68476 | TAB-ACC-FSL-6213 | Switch,Flow,Low,Water From Pump | TAB-ACC-P-6213 | Switch,Flow | Switch |  | FSL | http://www.toronto.ca/TWONTO#flow_switch |  | Pump, Hot Water Circulating, Dig 5 - 12 , Process & Space heating,P1-3
11143 | 13534 | COL-PBY-CP-0001 | Control Panel, Operator | COL-PBY | Control Panel |  |  | CP |  |  | Brick Yard Sewage Pumping Station
26245 | 97237 | FHO-GRK-DR-1095L | Door, (FD-1-95), Fire Rated, Chemical Building, L1, Lab and PVC Storage, East | FHO-GRK-FEQ-0001 | Fire Prevention,Door | Door |  | DR | http://www.toronto.ca/TWONTO#fire_rated_door
127602 | 20321 | THC-PRM-RPU-2501 | Remote Processor Unit,South East Plant Influent & Miscellaneous,Plant Stores,Utility Room | THC-ITS-COM-2502 |  | Remote Processor Unit |  | RPU | http://www.toronto.ca/TWONTO#RPU_panel |  | Telecommunication Enclosure,Plant Stores,Utility Room
46036 | 66333 | FCL-CCS-CP-0301 | Control Panel, Skid #3, Phosphoric Acid Dosing | FCL-CCS | Control Panel,Electrical | Power Distribution Panel |  | CP | http://www.toronto.ca/TWONTO#process_control_panel |  | Corrosion Control System
122804 | 64592 | THC-DEW-RPU-2311 | Controller Panel,Centrifuge 1100,Centrifuge Room,5th Floor,Biosolids Building West | THC-DEW-CF-1100 |  | Remote Processor Unit |  | RPU | http://www.toronto.ca/TWONTO#RPU_panel |  | Centrifuge,Dewatering,BLS/PYS - Solid Treatment,Incinerator Building
104701 | 45468 | NX2057A | Fan, Exhaust, Blower Bldg. | TAB-ACC-FN | Fan | HVAC |  |  | http://www.toronto.ca/TWONTO#blower_or_fan_with_drive |  | Exhaust Fans
66579 | 86171 | FCL-STORE | Computer Storage Location | FCL-EUS | [6 empty] | Production & End User Support
112681 | 92671 | TAB-EL1-MCC-6222 | Motor Control Centre 600V - D Bldg | TAB-EL1-MCC | Control Panel,MCC | Motor Control Centre |  | MCC | http://www.toronto.ca/TWONTO#LV_electrical_panel |  | Motor Control Center- North Substation
21888 | 7028 | COL-PMY-PI-0001 | Indicator, Pressure | COL-PMY | Meter |  |  | PI |  |  | Maryport Sewage Pumping Station
5992 | 17864 | COL-PMD-DM-0003 | Damper/Louver, Supply Air | COL-PMD-MISC | Damper/Louver |  |  | DM |  |  | Miscellaneous Equipment
113954 | 4392 | TAB-OCS-DM-6611 | Damper, Actuated, Booster Fan FN-6610, Suction, Screen Effluent Channel Roof, P Bldg. | TAB-OCS-FN-6610 | Damper/Louver | Gas Collection |  | DM | http://www.toronto.ca/TWONTO#air_damper |  | Fan, Booster, Odourous Air from Screenings Area, Screen Effluent Channel Roof, P Bldg.
14014 | 81133 | FCL-RW-LSL-0301 | Switch, Level, Low, Raw Water Pump P-0301 Loss of Prime, Low Lift Building, Pump Room | FCL-RW-P-0301 | Switch,Level-Low | Switch |  | LSL | http://www.toronto.ca/TWONTO#level_switch |  | Pump Centrifugal, Raw Water
9167 | 73807 | COL-YKP-FAK-0012S | First Aid Kit, Truck #043194 (Sierra 1500) | COL-YKP | Safety,First Aid Kit | Safety Equipment | 41250 | FAK | http://www.toronto.ca/TWONTO#first_aid_kit |  | Kipling Yard
42657 | 30047 | FCL OIT | FCL OIT | FCL-SPC1 | [6 empty] | Process Control Systems - Administrative
111134 | 32559 | TAB-DIG-T-19-22 | Digester Tanks 19-22 | TAB-DIG |  | Tank |  | T | http://www.toronto.ca/TWONTO#collection_of_assets |  | Digestion
141123 | 32384 | WTR SCADA SERVERS | WTR SCADA Servers | WTR-SPC1 | [6 empty] | Process Control Systems - Administrative
114800 | 28627 | TAB-PLT-PSL-0671 | Switch, Pressure Low, Grit Slurry, Hydrocyclone CYC-0670 Inlet, Grit Handling Area, P Bldg. | TAB-PLT-CYC-0670 | Switch,Pressure-Low | Switch |  | PSL | http://www.toronto.ca/TWONTO#pressure_switch |  | Hydrocyclone, Grit Handling Area, P Bldg.
80023 | 73840 | THR-WA3-LD-0060 | Sling, Nylon, Work Area 3 ( 2" X 4') | THR-LD-NYLN-WA3 | Lifting Device,Sling | Lifting Device |  | LD | synthetic_web_sling |  | Slings, Nylon, Work Area 3
18484 | 99447 | FHA-SES-LDR-0511 | FHA-SES-LD-0001 - 2' Ladder aluminum (Chemical Machine Room) | FHA-SES-LD-1 | Safety | Safety Equipment |  | LDR | http://www.toronto.ca/TWONTO#ladder |  | Ladders
65903 | 1853 | THC-ELS-PS-0001-Q | Primary Power Equipment, Building Q | THC-ELS-PS-0001 |  | Control Panel,MCC |  | PS | http://www.toronto.ca/TWONTO#collection_of_assets |  | Primary Power Equipment
6622 | 87984 | COL-PNT-LSH-0110 | Switch, Level-High | COL-PNT-MISC | Switch,Level-High | Switch |  | LSH | http://www.toronto.ca/TWONTO#level_switch |  | Miscellaneous Equipment
74520 | 71854 | THR-FT-FSL-3035S | Switch, Flow-Low, WAW, Tank 0200, Secondary Treatment, Scum Pumping | THR-FT-T-0200 | Switch,Flow-Low | Switch | 39476 | FSL | http://www.toronto.ca/TWONTO#flow_switch |  | Tank, Final Settling, Mixed Liquor, Secondary Clarification - South (Tank#02)
43707 | 55430 | TAB-DEW-RPU-1135 | RPU | TAB-DEW-SLUDGE SILO | RPU | Remote Processor Unit |  | RPU | http://www.toronto.ca/TWONTO#RPU_panel |  | Sludge Holding Tank System, Conveyors
136695 | 80737 | THR-MCS-LD-1369 | Trolley for Chain Hoist, Digeter 9-10 Lower Level | THR-LD-WA1 | Lifting Device | Lifting Device |  | LD | http://www.toronto.ca/TWONTO#lifting_equipment_hoist |  | Lifting Devices, Chain Hoist, Come Along & Slings
127712 | 78222 | THC-PRM-T-0100 | Tank, Primary Clarifier | THC-PRM-CLAR | Tank | Tank |  | T | http://www.toronto.ca/TWONTO#clarifier |  | Primary Clarification
96646 | 37868 | FIS-ELS-GFI-0003 | Ground Fault Circuit Interrupter, Lab's south wall, Admin. Area, Filter Building | FIS-FILTER-BUILDING |  | Safety Equipment |  | GFI | ? |  | FIS Filter Building
4137 | 33443 | COL-PCU-SS-5332 | Door entry system | COL-PCU-MISC | Security System |  | 35003 | SS |  |  | Miscellaneous Equipment
131174 | 6908 | THR-AER-RPU-0014S | Remote Processor Unit, South Aeration, Tank 0500 (172.22.37.167) | THR-ELS-AER | RPU | Remote Processor Unit | 39380 | RPU | http://www.toronto.ca/TWONTO#RPU_panel |  | Electrical System, Aeration and Galleries
59406 | 71373 | THC-DIG-LSHH-5286 | Eliminated Role: Switch,Level-High High,Sump, East Storm Sump Pump 5286A, Primary Digesters,Building U | THC-DIG-P-5286A | Switch,Level | Switch | 40488 | LSHH | http://www.toronto.ca/TWONTO#level_switch |  | Pump,Submersible,South-East Storm Sump,Building U
128749 | 86906 | THC-SES-MEQ-1203 | Anchor,Fall Arrest,HPU1200 Building,Roof | THC-PRM-BLDG-HPU1200 | PPE | Safety Equipment |  | MEQ | fall_arrest_anchor |  | HPU Building 12
45621 | 49876 | TAB-DIG-TSL-9035 | Switch, Temperature-Low, Outdoor Air Temperature, Waste Gas Burner Station | TAB-DIG-BU | Switch,Temperature-Low | Switch |  | TSL | http://www.toronto.ca/TWONTO#temperature_switch |  | Waste Gas Burner
96250 | 97161 | FIS-CLA-PSH-0101 | Switch, Pressure, High, Pre-Chlorine Train 1,Rupture Disc Outlet, Gaseous Chemical Bldg,Storage Rm | FIS-CLA-CHL-0101 | Sensor,Pressure | Switch |  | PSH | http://www.toronto.ca/TWONTO#pressure_switch |  | Chlorinator, Pre Chlorination Train 1, Gaseous Chemical Building, Machine Room
61085 | 25248 | THC-ELS-PDP-0300A | Switchgear,Lower Plant 600V Feeder 1, Building A | THC-ELS-PS-0001-A | Control Panel,Electrical |  |  | PDP |  |  | Primary Power Equipment, Building A
114848 | 49199 | TAB-PLT-STR-9403B | Strainer, Inlet, to FIT, Conduit 3 | TAB-RSP-PIP-0003 | Strainer | Filter |  | STR | http://www.toronto.ca/TWONTO#strainer |  | Influent Conduit # 3, Raw Sewage Conduit from Coxwell
51890 | 99995 | FCL-FLT-SW-0101-SUS | Sweeps, Surface Wash, Filter #1- | FCL-SUSPENDED | Filter | Filter | 36632 | SW | filter_sweeping_arm |  | Suspended entity
81506 | 55187 | TNT-MCS-SQ-1038 | Sling | TNT-MCS-LD | Lifting Device,Sling | Lifting Device |  | SQ | http://www.toronto.ca/TWONTO#fall_protection_sling |  | Lifting Devices , cranes/ Portable crane/hoists, come alongs, slings, wire rope, chains
8903 | 45016 | COL-YKP-DA-0006(S) | Davit Arm-110678 | COL-W-OBSOLETE |  | Safety Equipment | 39111 | DA | http://www.toronto.ca/TWONTO#fall_arrest_Davit_arm |  | Col West Obsolete Entities
74521 | 12995 | THR-FT-FSL-3046S | Switch, Flow-Low, WHF, Suction, Pump 3040, Secondary Treatment, Scum Pumping | THR-FT-P-3040 | Switch,Flow-Low | Switch | 39479 | FSL | http://www.toronto.ca/TWONTO#flow_switch |  | Pump, Rotary Lobe, Scum from Tank 3030, Scum Pumping
5654 | 25943 | COL-POM-RPU-0001 | Remote Processing Unit | COL-POM-MISC | RPU | Remote Processor Unit |  | RPU | http://www.toronto.ca/TWONTO#RPU_panel |  | Miscellaneous Equipment
61739 | 47199 | THC-FT-T-1280 | Scum Pit, Tank 1200, Secondary Clarifier | THC-FT-T-1200 | Tank,Non-Pressurized | Tank |  | T | http://www.toronto.ca/TWONTO#storage_tank |  | Tank, Secondary Clarifier
140089 | 523 | TNT-CSO-FSL-2101 | Switch, Flow, Low Neat Polymer Flow, Polymer Make-Down Skid No.1 | TNT-CSO-P-2101 | Switch,Flow-Low | Switch |  | FSL | http://www.toronto.ca/TWONTO#flow_switch |  | Pump, Progressive Cavity, Neat Polymer Metering, Polymer Make-Down Skid No.1
16401 | 39625 | FHA-DCL-P-0002A-KQ | Pump Location, After SO2 Water Sample #2A | AFTER SO2 |  |  | 33348 | P |  |  | After SO2 Sampling
116230 | 74491 | TAB-PRS-T-2050 | Tank, Chemical Storage, East Chemical Storage Tanks | TAB-PRS-T-FECL2 | Tank | Tank |  | T | http://www.toronto.ca/TWONTO#chemical_storage_tank |  | Ferrous Chloride Tanks & Valves
61081 | 74511 | THC-ELS-PDP-0101B | Distribution Panel, Building I | THC-ELS-PS-0001-I | Control Panel,Electrical |  |  | PDP |  |  | Primary Power Equipment, Building I
67926 | 8814 | FCL-TRW-PSL-0001 | Switch, Pressure-Low, District 1W, Treated Water Pumping Station | FCL-TRW-2 | Switch,Pressure-Low | Switch |  | PSL | http://www.toronto.ca/TWONTO#pressure_switch |  | Treated Water Pumping
122536 | 46400 | THC-DCL-SBS-SBSS | Simulator SBS Dilution System-SBSS Feed | THC-DCL | [6 empty] | Dechlorination Process
71841 | 68672 | FHA-CLA-CHL-0301 | Chlorinator, Solution Feed Gas Dispenser, Vacuum Operated, Filtration Bldg., Chlorine Feed Room | FHA-CLA-CHL-0301-KQ | Chemical Feeder,Gas | Chemical Feeder |  | CHL | http://www.toronto.ca/TWONTO#chlorinator_system |  | Chlorination Location,Train #3
69434 | 56110 | THR-AER-TSH-1215 | Switch, Temperature-High, Pump 1215, Secondary Treatment, Aeration - Blower System - South | THR-AER-T-1214 | Switch,Temperature-High | Switch |  | TSH | http://www.toronto.ca/TWONTO#temperature_switch |  | Tank, Reservoir, Auxiliary Oil for Blower 1211, Secondary Treatment, Aeration - Blower System - South
78990 | 47994 | THR-GRK-VEH-378038 | Vehicle, John Deere Gator, Unlicensed, WA4 (Suspended Perm) | THR-GRK-GQ-WA4 | Vehicle,Unlicensed | Vehicle | 35483 | VEH | http://www.toronto.ca/TWONTO#golf_cart
77067 | 80738 | THR-PLT-SQ-0102 | Fall Protection Post for Bar screen 0102 | THR-PLT-SC-0102 | Safety,Eye wash | Safety Equipment |  | SQ | http://www.toronto.ca/TWONTO#fall_restricting_system |  | Bar Screen, Preliminary Treatment
83063 | 87127 | FHA-SES-SQ-1010 | FHA SH 10 - Safety Harness Full Body | FHA-SES-SQ-6 | PPE | Safety Equipment |  | SQ | http://www.toronto.ca/TWONTO#fall_arrest_harness |  | Safety Fall Protection Equipment
10122 | 22091 | FCL-ACC-FN-0014 | Fan (FN-29) Exhaust,Washroom & locker rooms, Gaseous Chemical Building, Roof | FCL-ACC-CL |  |  |  | FN |  |  | Gaseous Chemical Building HVAC Equipment
56173 | 20921 | TAB-STR-SP-3132? | Sampler,Final Effluent FES-2 | TAB-STR-SP | Sampler | Sampler | 34190 | SP | http://www.toronto.ca/TWONTO#auto_sampler |  | Aeration, Sampler Settled Sewage
101752 | 6353 | MAIN-377 | Main 377 | WTR-LWA | [6 empty] | Work Area 2 Central Mains and Chambers
27860 | 99041 | FIS-ELS-WR-0201 | Welding Receptacle, 600V, Workshop Building, Main Floor, Machine Shop | FIS-ELS-MCC-0200 |  | Power Distribution Panel |  | WR | http://www.toronto.ca/TWONTO#welding_receptacle |  | MCC,600 V,Workshop Building,Mezzanine,West
129838 | 91205 | THR-ACC-F-0780 | Fan, Centrifugal, Air Supply, AHU-0780, South of WGB Bldg | THR-ACC-FN-0780 | Strainer | Filter |  | F | http://www.toronto.ca/TWONTO#replaceable_air_filter |  | Fan, Centrifugal, Air Supply, AHU-0780, South of WGB Bldg
42740 | 122 | TAB-ACC-ZS-0500 | Switch, Position Indicating | TAB-ACC-G-0500 | Switch,Position | Switch |  | ZS | http://www.toronto.ca/TWONTO#position_switch |  | Gate, Breaching Isolation(Blast Gate)
9972 | 5007 | FAC | DOS - FACILITIES | DOS | [6 empty] | DIVISIONAL OPERATIONS SERVICES
55341 | 72326 | FCL-ELS-LP-004FE | Lighting Panel, 600/120/208V, 3PH, Filter Operating Gallery Central/West | FCL-ELS-6 |  |  |  | LP |  |  | Interior Lighting
114055 | 64727 | TAB-OCS-HU-6710 | Humidifier, Humidification Chamber, Biofilter Area, P Bldg. | TAB-OCS-PBLDG | Heat Exchanger | Gas Collection |  | HU | http://www.toronto.ca/TWONTO#humidier |  | P Building - Odour control System, Fans
35021 | 70353 | COL-YKP-FAK-080119 | First Aid Kit, Truck #80119 (2022 FORD F550) | COL-YKP | Safety,First Aid Kit | Safety Equipment |  | FAK | http://www.toronto.ca/TWONTO#first_aid_kit |  | Kipling Yard
112710 | 82742 | TAB-EL1-MCC-6591 | Motor Control Centre ,Z- Bldg | TAB-SUSPENDED ENTITY | Control Panel,MCC | Motor Control Centre | 34434 | MCC | http://www.toronto.ca/TWONTO#LV_electrical_panel |  | Suspended entities
69767 | 30422 | THR-BG-PSLL-0401 | Sensor, Pressure-Low-Low, Emergency Purge System, Compressor Building, Gas Compressor (And Dryer) | THR-BG-CP-0403 | Switch,Pressure-Low | Switch |  | PSLL | http://www.toronto.ca/TWONTO#pressure_switch |  | Control Panel, Operator, Fuel Gas Compressor 1401, Compressor Building, Gas Compressor (And Dryer)
94136 | 96039 | FHO-SA-C-0401-KQ-SU | Service Air Compressor 4 | FHO-MCS-SA/AI |  |  | 32278 | C |  |  | Instrument Air & Service Air
6246 | 28628 | COL-PMM-MISC | Miscellaneous Equipment | COL-PMM | [6 empty] | Mimico Pumping Station
52962 | 2945 | TAB-PLT-G-5205 | Gate, Knife Gate, Pneumatic, Screenings Outloading Conveyor 5200, Conveyor Area | TAB-PLT-CV-5200 | Valve,Knife Gate | Gate |  | G | http://www.toronto.ca/TWONTO#valve
45154 | 52187 | TAB-DIG-LSH-2021 | Switch,Level -High,Digester Tank T-2000 | TAB-DIG-T-2000 | Switch,Level | Switch |  | LSH | http://www.toronto.ca/TWONTO#level_switch |  | Digestion Tank 20
35005 | 32205 | COL-YKP-FAK-0037 | First Aid Kit, Truck #041227 (Escape) | COL-YKP | Safety,First Aid Kit | Safety Equipment |  | FAK | http://www.toronto.ca/TWONTO#first_aid_kit |  | Kipling Yard
93291 | 20924 | FHO-GRK-DR-2053AS | Door, (S2-53A), Roll Up Door, Ozone Building, S2, Roll Up Door at Service Platform # DOZ-4 | FHO-GRK-FEQ-0001 | Fire Prevention,Door | Door |  | DR | http://www.toronto.ca/TWONTO#fire_rated_door
129722 | 7 | THR-ACC-CU-4002 | Condensing Unit, Ductless Split System outdoor Unit, AT Electrical Bldg, MCC Room | THR-ACC-AC-4002 | H.V.A.C.,Air Conditioner | HVAC |  | CU | http://www.toronto.ca/TWONTO#AC_condenser_unit |  | Fan Coil Unit, Ductless Split System Indoor Unit, AT Electrical Building, MCC Room
85853 | 42732 | WTR-PJO-AUX | Auxiliary Equipment (Building Facilities) | WTR-PJO | [6 empty] | Wm. H. Johnston Pumping Station
78951 | 63196 | THR-SES-T-0508 | Tank, Air Cylinder, 4500 PSI | THR-SES-SCBA | Safety | Safety Equipment |  | T | http://www.toronto.ca/TWONTO#compressed_gas_cylinder |  | Self Contained Breathing Apparatus
47980 | 43179 | TAB-EL3-MCC-6122 | Motor Control Unit, MCC-401, Maintenance Workshop Building, Bio-Solid Loading Bay Facility | TAB-EL3-PDP-6015 | Control Panel,MCC | Motor Control Centre |  | MCC | http://www.toronto.ca/TWONTO#LV_electrical_panel |  | Power distribution Panel, 600V
9831 | 17907 | FCL-ACC-RPU-0201 | RPU Panel, Flocculation/Sedimentation BAS, Dry Chemical Building Storage Area, Lobby | FCL_ELS_MISCELLANEOUS | Control Panel | Remote Processor Unit |  | RPU | http://www.toronto.ca/TWONTO#RPU_panel |  | FCL_ELS_MISCELLANEOUS
105550 | 36131 | SWM-PDU-JIT-0001 | Meter, Power Indicating Transmitter, Main Power | SWM-PDU | Meter |  |  | JIT |  |  | Dunker's Storm
66535 | 5368 | THC-STR-LSLL-0181 | Switch, Level Low, Sump Pump Control, NW Plant | THC-STR-P-0181 |  | Switch |  | LSLL | http://www.toronto.ca/TWONTO#level_switch |  | Pump, Centrifugal Submersible, Drainage, NW Plant
44144 | 75284 | FCL-ACC-HTR-0362 | Heater, Re-Heat Unit, 208V, Admin Building, Second Floor, Office 203, Ceiling South | FCL-ACC-ADMIN |  |  |  | HTR |  |  | Administration Building HVAC Equipment
96608 | 99152 | FIS-ELS-PDP-2000 | Power Distribution Panel,600 V,Workshop Building,Mezzanine,North | 16856 | Control Panel,Power Distribution Panel | Power Distribution Panel |  | PDP | http://www.toronto.ca/TWONTO#LV_electrical_panel |  | Emergency Power, Diesel & UPS
78939 | 96047 | THR-SES-SQ-9833S | Harness, Full Body PPE Martin Ge | THR-SES-SQ-1395 | Safety | Safety Equipment | 35028 | SQ | http://www.toronto.ca/TWONTO#fall_arrest_harness |  | Lanyard for Harness, PPE Martin Ge
75094 | 21183 | THR-FT-PSH-3430 | Switch, Pressure-High, Discharge, Pump 3430, Secondary Treatment, Scum Pumping - North | THR-FT-P-3430 | Switch,Pressure-High | Switch |  | PSH | http://www.toronto.ca/TWONTO#pressure_switch |  | Pump, Rotary Vane, Scum Tank 3400, System 5, Scum Pumping
42808 | 20070 | TAB-AI-S-10 | Z Building Air Equipment | TAB-AI |  |  |  | S |  |  | Local Compressed Air Equipment
89610 | 44481 | WTR-RST-CW | City Water System | WTR-RST | [6 empty] | St.Clair Reservoir
29633 | 78192 | FIS-MCS-LD-0015 | Manual hoist -Chain fall 2 Ton | FIS-MCS | Lifting Device | Lifting Device |  | LD | http://www.toronto.ca/TWONTO#lifting_equipment_hoist |  | Mechanical Services
25636 | 45612 | COL-PSM-SC-0001 | Screen, Bar | COL-PSM | Screen |  |  | SC |  |  | Simcoe St Sewage Pumping Station
136628 | 20927 | THR-MCS-CHR-3649 | Chair, Shop Stool, Issued to Danny Oliveira | THR-MCS-MT2-WA2 |  | Tool |  | CHR | shop_stool |  | Machine Tool-2
127865 | 42276 | THC-PRM-V-1213 | Valve, Hydraulic Cylinder, Bottom Scraper, Primary Clarifier 1200, NW Plant | THC-PRM-CLR-1230 | Actuator,Hydraulic,Cylinder | Hydraulic System |  | V | http://www.toronto.ca/TWONTO#hydraulic_power_pack |  | Sludge Bottom Scraper Mechanism, Primary Clarifier 1200, NW Plant
44069 | 63605 | TAB-DEW-T-3010 | Tank, Polymer Mixing #1 | TAB-DEW POLYMER PREP | Tank | Tank |  | T | http://www.toronto.ca/TWONTO#chemical_storage_tank |  | Polymer Solution Preparation & Storage Systems
111137 | 77320 | TAB-DIG-T-2100 | Digestion Tank 21 | TAB-DIG-T-19-22 | Tank,Reservoir | Tank |  | T | http://www.toronto.ca/TWONTO#digester_tank |  | Digester Tanks 19-22
18149 | 32739 | FHA-SED-ZSH-0405A | Switch, Limit, Access Hatch Zone 5, Settling Basin T-0401 | FHA-SED-ZSH-0405 |  | Security System |  | ZSH | http://www.toronto.ca/TWONTO#position_switch |  | Switch, Limit, Access Hatch Zone 4
8144 | 42488 | COL-PWN-TSL-0002 | Switch, Temperature-Low | COL-PWN-MISC | Switch | Switch |  | TSL | http://www.toronto.ca/TWONTO#temperature_switch |  | Miscellaneous Equipment
137924 | 3442 | THR-PRM-RPU-0002 | RPU, Primary Treatment, South Tanks 0300 to 0600 (172.22.37.122) | THR-ELS-PRMS | RPU | Remote Processor Unit |  | RPU | http://www.toronto.ca/TWONTO#RPU_panel |  | Electrical System, Primary Station South
18845 | 50648 | FHA-TRW-P-0400A-KQ | Treated Water Pumping Unit #4A | FHA-TRW-TWP |  |  | 33371 | P |  |  | Treated Water Pumping
34607 | 34318 | MAIN-266 | Main 266 | WTR-LWA | [6 empty] | Work Area 2 Central Mains and Chambers
106645 | 13200 | TAB-ACC-FSL-1830 | Switch,Flow,Low,Glycol from Pump | TAB-ACC-P-1830 | Switch,Flow | Switch |  | FSL | http://www.toronto.ca/TWONTO#flow_switch |  | Pump, Glycol Circulating, Blower Bldg,PG-28-1
109788 | 93313 | TAB-DEW-RPU-1122 | RPU for New Wet Well Pump & Valve Control | TAB-DEW-WEL | RPU | Remote Processor Unit |  | RPU | http://www.toronto.ca/TWONTO#RPU_panel |  | Centrate Wet Wells
13863 | 23696 | COL-PGB-FEQ-0001S | Fire Prevention, Extinguisher | COL-PGB | Fire Prevention,Extinguisher |  | 40170 | FEQ |  |  | Governors Bridge Sewage Pumping Station
144475 | 55539 | WTR-PJS-HE-0001 | Heat Exchanger, DLWC, Enwave | WTR-PJS-ENW |  |  |  | HE |  |  | Enwave Process
109816 | 45636 | TAB-DEW-TSH-0221A | Switch, Temperature, High, Lub Oil Return from Bearing back drive end | TAB-DEW-CF-0221 | Switch,Temperature | Switch |  | TSH | http://www.toronto.ca/TWONTO#temperature_switch |  | Centrifuge # 2
49691 | 64392 | FCL-CLB-PSH-0202 | Switch, Pressure High, Inlet, CLB Evaporator 0201, Chlorination System | FCL-CLB-CHL-0201 | Switch,Pressure-High | Switch |  | PSH | http://www.toronto.ca/TWONTO#pressure_switch |  | Chlorinator, Chlorine Gas, Chlorination System
14195 | 97339 | COL-PGR-FQ-0001 | Meter, Flow | COL-PGR | Meter,Flow |  |  | FQ |  |  | Grand River Sewage Pumping Station
136660 | 70863 | THR-ITS-COM-4400 | Network Access Closet, Raw Plant Water Pump Station | THR-ELS-COMM | Network,Local Area Networks | Network |  | COM | http://www.toronto.ca/TWONTO#network_panel |  | Plant External & Internal Phone System
18068 | 29300 | COL-PLB-FS-0100 | Switch, Flow-Low | COL-PLB-AUX-INST | Switch,Flow | Switch |  | FS | http://www.toronto.ca/TWONTO#flow_switch |  | Instrumentation Equipment
112739 | 53395 | TAB-EL1-MCC-6634? | Motor Control Centre ,Old Grit Bldg. | TAB-SUSPENDED ENTITY | Control Panel,MCC | Motor Control Centre | 46022 | MCC | http://www.toronto.ca/TWONTO#LV_electrical_panel |  | Suspended entities
26338 | 24973 | COL-YKP-VEH-0025S | Vehicle, Truck #189018 (M2 106) | COL-YKP | Vehicle,Licensed | Vehicle | 40242 | VEH | http://www.toronto.ca/TWONTO#pickup_truck
101573 | 2475 | MAIN-159 | Main 159 | WTR-LWA | [6 empty] | Work Area 2 Central Mains and Chambers
22309 | 56473 | COL-PNT-DR-0152 | Door entry system | COL-PNT-MISC | Security System | Security System |  | DR | http://www.toronto.ca/TWONTO#security_system |  | Miscellaneous Equipment
69276 | 23993 | FHO-ACC-RPU-0401 | Remote Programming Unit, TWPS. HVAC,TWPS., S4, East Ventilation Equipment Room | FHO-MCS-HVAC | Controller,PLC | Remote Processor Unit |  | RPU | http://www.toronto.ca/TWONTO#RPU_panel |  | Plant HVAC
48228 | 33268 | TAB-ELS-SQ-6135 | Electrical - Rubber Insulating Gloves | TAB-ELS-SQ-GLOVE | PPE,Insulated Glove | Safety Equipment |  | SQ | http://www.toronto.ca/TWONTO#rubber_insulating_gloves |  | High Voltage Gloves
2644 | 50616 | COL OIT | COL OIT | COL-SPC1 | [6 empty] | Process Control Systems - Administrative
89124 | 25291 | WTR-RLL | Leslie Tank | WTR-CENTRAL-TNK |  | Tank |  |  | http://www.toronto.ca/TWONTO#collection_of_assets |  | Work Area 2 Central Tanks
110675 | 62227 | TAB-DIG-FSL-1334 | Switch ,Flow, Low,Seal water to Pump-1334 | TAB-DIG-P-1334 | Switch,Flow | Switch |  | FSL | http://www.toronto.ca/TWONTO#flow_switch |  | Pump, Sludge Recirculation (DX2612) Digester Tank 13
4908 | 1830 | COL-PKG-LP-0001 | Control Panel, Lighting | COL-PKG | Control Panel |  |  | LP |  |  | Kingston Rd Pumping Station
40107 | 28981 | DOS-SES-SCBA-8470 | SCBA 10 minutes escape pack | DOS-SES-SCBA | Safety | Safety Equipment |  | SCBA | http://www.toronto.ca/TWONTO#self-contained_breathing_apparatus |  | Self Contained Breathing Apparatus (SCBA)
55960 | 84548 | FCL-SPC-RPU-1223 | RPU Panel, Load Shedding, High Lift Bldg - Switchgear Room | FCL-ELS-PS-0001 | Control Panel | Remote Processor Unit |  | RPU | http://www.toronto.ca/TWONTO#RPU_panel |  | Uninterruptible Power Supply,High Lift Bldg - Switchgear Room,LP-0001
7882 | 52241 | COL-PTD-LIT-0101 | Transmitter, Level | COL-PTD-MISC | Transmitter,Level |  |  | LIT |  |  | Miscellaneous Equipment
126414 | 99774 | THC-MCS-LD-0000000011 | DIE CART/PUMP CART (insp Liftsafe) | THC-MCS-LD | Lifting Device | Lifting Device |  | LD | lift_truck |  | Mechanical Services, Lifting Device
64762 | 38797 | FCL-SES-CYL-0011 | Air Cylinder Carbon Fiber | FCL-SES-SQ-0008 | PPE,SCBA | Tank |  | CYL | gas_cylinder |  | Eyewash Station/Shower, Low Lift PS Building, Alum Delivery Door,Raw Water Pump Room Basement beside Phosphoric acid Skids
118139 | 85830 | TAB-SLO-FN | Fans, Odour Control Building | TAB-SUSPENDED ENTITY | Fan | [5 empty] | Suspended entities
146932 | 24575 | WTR-RKL-ZS-0001 | Switch, Position,Door Security | WTR-RKL-AUX | Switch,Position | Switch |  | ZS | http://www.toronto.ca/TWONTO#position_switch |  | Auxiliary Equipment (Building Facilities)
96830 | 41814 | FIS-ELS-T-2203 | Tank, 190 L, Generator GEN-2200 Fuel Oil Vent Tank, Workshop Building, Generator Room | FIS-ELS-GEN-2200 |  | Tank |  | T | http://www.toronto.ca/TWONTO#fuel_oil_tank |  | Generator, Diesel, Emergency, 4160V, 750KW, Workshop Building, Generator Room
98368 | 60131 | FIS-SPC1 | Process Control Systems - Administrative | FIS-SPC | [6 empty] | Process Control Systems - Services Area
140638 | 65751 | TNT-MCS-SQ-1041 | Sling | TNT-MCS-LD | Lifting Device,Sling | Lifting Device |  | SQ | http://www.toronto.ca/TWONTO#fall_protection_sling |  | Lifting Devices , cranes/ Portable crane/hoists, come alongs, slings, wire rope, chains
67781 | 18312 | THR-ACC-FSL-0841 | Switch, Flow-Low, Discharge, Exhaust Fan 0841, T12 North, Plant Services, Gallery Ventilation, Zone 1A and 1B | THR-ACC-FN-0841 | Switch,Flow-Low | Switch |  | FSL | http://www.toronto.ca/TWONTO#flow_switch |  | Fan, Exhaust, T12 North, Plant Services, Gallery Ventilation, Zone 1A, 1B
15428 | 20996 | FCL-WWW-FSL-1105 | Switch, Flow, Low, Sampling Pump P-1105, RMF Clarification Facility | FCL-WWW-P-1105 |  |  |  | FSL |  |  | Pump Sample Sedimentation Tanks Drain Turbidity
23280 | 61103 | FHO-FL-FSL-0001 | Switch,Flow Low,Service Water to Fluoride Dilution Tank T-0018, Chem Building L1, Fluoride Room, E | FHO-FL | Switch,Flow-Low | Switch |  | FSL | http://www.toronto.ca/TWONTO#flow_switch |  | Fluoridation
63810 | 66263 | THC-PLT-TSL-6602 | Switch,Temperature Low,Ozonator Room South,Odour Control,Headhouse | THC-SUSPENDED | Switch,Temperature | Switch | 37929 | TSL | http://www.toronto.ca/TWONTO#temperature_switch |  | Suspended entity
50558 | 49384 | FCL-DCL-PSL-0201 | Switch, Pressure-Low, Supply Header 2, Sulpher Dioxide System | FCL-DCL-SO-0201 | Switch,Pressure-Low | Switch |  | PSL | http://www.toronto.ca/TWONTO#pressure_switch |  | Sulphonator, Sulphur Dioxide System, Machine Room,Gaseous Chemical Building
10662 | 60283 | FCL-ACC-HTR-0773 | Heater, Snow Melting, Gaseous Chemical Building, Stairs to Second Floor | FCL-ACC-CL |  |  |  | HTR |  |  | Gaseous Chemical Building HVAC Equipment
117198 | 39252 | TAB-RSP-FSL-1231 | Flow Switch, Low, LOR.,Raw Sewage Pump #3 | TAB-RSP-P-1230 | Switch,Flow | Switch |  | FSL | http://www.toronto.ca/TWONTO#flow_switch |  | Pump,Raw Sewage Transfer #3
64231 | 19730 | FCL-RW-PSH-0101 | Switch, High Pressure, Discharge, Raw Water, Pump 0101, Raw Water Pumping Station | FCL-RW-P-0101 | Switch,Pressure-High | Switch |  | PSH | http://www.toronto.ca/TWONTO#pressure_switch |  | Pump Centrifugal, Raw Water
11550 | 939 | FCL-CLA-T-0201 | Tank, Expansion, CLA Weigh Scale 0201, Machine Room, Gaseous Chemical Building | FCL-CLA1 | Tank | Tank |  | T | expansion_tank |  | Pre-Chlorination
91373 | 15921 | FHO-DOZ-T-5002 | Tank, Closed Loop Cooling Water Expansion, Ozone Building,L1,Ozone Equipment Room,Cooling Water Skid | FHO-DOZ-CL-CW | Tank | Tank |  | T | expansion_tank |  | CLOSED LOOP COOLING WATER SYSTEM
55487 | 52361 | TAB-PRS-VEH-1010SUS | Rail Car, Chemical Storage | TAB-SUSPENDED ENTITY | Storage,Removable Storage | Vehicle | 47515 | VEH | storage_container
17687 | 55397 | FHA-RW-P-1001-KQ | Raw Water Pumping Unit #10 | FHA-SUSPENDED |  |  | 33357 | P |  |  | Suspended Obsolete entity for storage purpose
93566 | 86271 | FHO-NEX-4 CHANNEL 4-SUS | Emergency and Exit light 4 Channel 4 | FHO-SUSPENDED |  | Safety Equipment | 44454 | NEX | http://www.toronto.ca/TWONTO#lighting_unit |  | Suspended Entity List
61153 | 45465 | THC-ELS-SQ-211163L | Spares, Electrical Safety gloves, High Voltage, Class 0, # 211163L | THC-SUSPENDED |  | Safety Equipment | 35494 | SQ | http://www.toronto.ca/TWONTO#rubber_insulating_gloves |  | Suspended entity
40817 | 39059 | TAB-ACC-TE-1456B | Temperature Element, Space Temperature | TAB-ACC-HTR-1456 | Sensor,Temperature | HVAC |  | TE | http://www.toronto.ca/TWONTO#temperature_sensor_element |  | Heater, Hot Water Reheat Coil
39614 | 46818 | TAB-ACC-HE-1440 | Heat Exchanger, Hot Water Reheat Coil | TAB-ACC-VAV-1440 | Heat Exchanger | HVAC |  | HE | http://www.toronto.ca/TWONTO#heat_exchanger |  | Heater, Hot Water Reheat Coil, Variable air
118078 | 23479 | TAB-SLD-ROUTING | Pelletizer Bldg. - Material Handling | TAB-SLD | [6 empty] | Sludge Drying - Pelletization (OPERATED BY VEOLIA)
135171 | 89442 | THR-EPS-LSHH-0093 | Switch, Level High-High, (Pump, Centrifugal Level High) Pump 0093, Plant Service, Effluent Pump, | THR-EPS-P-0093 | Switch,Level-High-High | Switch |  | LSHH | http://www.toronto.ca/TWONTO#level_switch |  | Pump, Centrifugal, (Sump), Plant Service,Centrifugal truck port, Effluent Pump, Centrifugaling
138764 | 60428 | THR-SES-SQ-2826 | Lanyard for Harness, Retractable PPE Danny Oliveira | THR-SES-SQ-2632 | Safety | Safety Equipment | 35740 | SQ | lifeline |  | Lanyard for Harness, PPE Danny Oliveira
66413 | 53163 | THC-SPC-CPU-1202 | SCADA Operator Workstation, SE Plant Blowers Part 1 and Train #8 | THC-SPC-COM-1211 | SCADA | Communications Equipment |  | CPU | http://www.toronto.ca/TWONTO#operator_interface_terminal |  | SCADA Operator Workstation,Centrifuge Floor,WAS Thickening Building
19301 | 5043 | FHA-WWW-T-3041-KQ | Tank Location, Thickener 4 | FHA-WWW-THICK |  |  | 33339 | T |  |  | Sludge Thickening
19522 | 85210 | FHO EUS MACH ELEC | Computer Location | FHO-ADMIN-BLDG | [6 empty] | Building Location
45414 | 8087 | TAB-DIG-PSH-4024 | Switch,Pressure, High | TAB-DIG-P-4024 | Switch,Pressure-High | Switch |  | PSH | http://www.toronto.ca/TWONTO#pressure_switch |  | Pump, Digester Mixing #2B
59506 | 99113 | THC-DIG-PD-0600 | Tank,Primary Digester,Digested Sludge,Building U | THC-DIG-DIGESTERS |  | Tank |  | PD | http://www.toronto.ca/TWONTO#digester_tank |  | Primary Anerobic Digesters 0400-0700
50024 | 10038 | FCL-ELS-MCC-1101B-SUS | Control Panel, MCC, Gaseous Building, Electrical Switchgear Room | FCL-SUSPENDED | Control Panel,MCC | Motor Control Center | 36556 | MCC | http://www.toronto.ca/TWONTO#LV_electrical_panel |  | Suspended entity
48638 | 77823 | TAB-MCS-CRN-DIG | Cranes - Gas Control Bldg and Digesters | TAB-MCS-CRN | [6 empty] | TAB Cranes and Lifting Devices
21351 | 3744 | FHO-ELS-DP-1111 | Distribution Panel, (DP-1101A1), 600V, 3PH, Ozone Building, L1, Ozone Equipment Room | FHO-ELS-PS-0001 |  | Power Distribution Panel |  | DP | http://www.toronto.ca/TWONTO#LV_electrical_panel |  | Primary Power Equipment
43173 | 79141 | TAB-CW-FS-6003 | Switch, Flow, Tempered Water to Emergency Eyewash Station, DEW Bldg | TAB-CW-SQ-6003 |  | Switch |  | FS | http://www.toronto.ca/TWONTO#flow_switch |  | Emergency Eye Wash station, Dewatering Bldg., 2nd Floor South
101505 | 97248 | MAIN-019 | Main 019 | WTR-LWA | [6 empty] | Work Area 2 Central Mains and Chambers
101664 | 10021 | MAIN-274 | Main 274 | WTR-MT1 | [6 empty] | Work Area 1 EAST Mains and Chambers
72 | 33933 | 20127 | Door,Overhead, Pellet Silo South | TAB-MCS-DR | Door,Overhead | Door |  |  | http://www.toronto.ca/TWONTO#roll_up_door
137833 | 85870 | THR-PRM-PSH-2231 | Switch, Pressure-High, Discharge, Pump 2231, Sludge Pumping - South | THR-PRM-P-2231 | Switch,Pressure-Low | Switch |  | PSH | http://www.toronto.ca/TWONTO#pressure_switch |  | Pump, Centrifugal, Sludge, South Primary Station 2
88638 | 81398 | WTR-PWT-T-0100 | Tank | WTR-PWT-AUX |  | Tank |  | T | http://www.toronto.ca/TWONTO#storage_tank |  | Auxiliary Equipment (Building Facilities)
131909 | 67501 | THR-CW-SQ-16P | Portable, (Bottled) Eyewash Station, Blower Building West Wall | THR-SQ-PEWS-WA4 | Safety,Eye wash | Safety Equipment | 33497 | SQ | eye_wash_bottle |  | Portable, (Bottled) Eyewash Station, Work Area 4
289 | 27163 | BOM-LAB-COM-INORG | Laboratory - Inorganic | BOM-LAB-COM | [6 empty] | Laboratory - Commissioners St.
107131 | 62300 | TAB-ACC-HTR-INC | Unit Heaters- Incenerator Bldg | TAB-ACC-HTR | [6 empty] | Heaters- Convection,
71208 | 40422 | THR-DIG-FSL-4761 | Flow Switch, Pump Seal Water (Removed from service as per D. Campolluci | THR-DIG-P-4761 | Transmitter,Pressure | Switch | 34908 | FSL | http://www.toronto.ca/TWONTO#flow_switch |  | Pump, Centrifugal, Hot Water Recirculation, Tank 0800
55398 | 35900 | TAB-WA1-SQ-1026 | Sling | TAB-WA1-SQ-1000 | Lifting Device,Sling | Lifting Device |  | SQ | http://www.toronto.ca/TWONTO#fall_protection_sling |  | WA1 Lifting Devices and Slings
89125 | 49305 | FHO-SPC-RPU-1726A | RPU, Filters 7 & 8 PLC Expansion, Filter 1-8 Building, S2, Filter Pipe Gallery, East Wall | FHO-FLT |  | Remote Processor Unit |  | RPU | http://www.toronto.ca/TWONTO#RPU_panel |  | Filtration
65350 | 441 | FCL-SES-SHOW-0004-SUS | Emergency Shower | FCL-SUSPENDED | PPE,Eyewash Station | Safety Equipment | 36710 | SHOW | http://www.toronto.ca/TWONTO#emergency_eyewash_and_shower |  | Suspended entity
27153 | 3 | DOS-YCM-TRL-VEH270007 | 2008 Homemade Modular - Vehicle Trailer Unit# 270007 | DOS-YCM-VEH-TRL | Vehicle,Licensed | Vehicle |  |  | trailer
114831 | 3403 | TAB-PLT-SCAM-0142 | Security Camera, Truck Loading Bay 1, P Bldg. | TAB-PLT-MON-0140 | Security System,Camera | Security System |  | SCAM | http://www.toronto.ca/TWONTO#security_camera |  | Monitor, CCTV, Control Room, P Bldg.
86561 | 39585 | WTR-PKL-PSH-0001 | Switch,Pressure-High,Sucton Side of Pump 0100 | WTR-PKL-TRW | Switch,Pressure-High | Switch |  | PSH | http://www.toronto.ca/TWONTO#pressure_switch |  | Treated Water (Transmission)
65812 | 43841 | FCL-SPC-COM-1405 | Termination Panel, Surge Building, South/East Stairs | FCL-SPC |  |  |  | COM |  |  | Process Control Systems - Services Area
60 | 26240 | 17800 | TAB Power Distribution Projects | 52349 | [6 empty] | TAB Power Distribution
7076 | 74592 | COL-PRX-CP-0001 | Control Panel, Operator | COL-PRX-MISC | Control Panel |  |  | CP |  |  | Miscellaneous Equipment
79944 | 84907 | THR-WA2-LD-64-23 | Sling, Nylon, Work Area 2 (Sr 1472764-23) SIZE; 1" X 4', | THR-LD-NYLN-WA2 | Lifting Device,Sling | Lifting Device |  | LD | synthetic_web_sling |  | Slings, Nylon, Work Area 2
116231 | 17476 | TAB-PRS-T-2070 | Tank, Chemical Storage, East Chemical Storage Tanks | TAB-PRS-T-FECL2 | Tank | Tank |  | T | http://www.toronto.ca/TWONTO#chemical_storage_tank |  | Ferrous Chloride Tanks & Valves
15131 | 50602 | COL-PIR-JIT-0001 | Meter, Power Indicating Transmitter, Main Power | COL-PIR-MISC | Meter |  |  | JIT |  |  | Miscellaneous Equipment
73936 | 49090 | THR-ELS-SQ-0282S | Electrical Rubber Gloves, PPE Issued to Muhammad Khan 5kV | THR-ELS-SQ-ERG | Safety | Safety Equipment | 40928 | SQ | http://www.toronto.ca/TWONTO#rubber_insulating_gloves |  | Electrical Rubber Gloves, Safety Equipment
138750 | 66626 | THR-SES-SQ-2114 | Lanyard with Shock Absorber PPE Matthew McNall | THR-SES-SQ-4115 | Safety | Safety Equipment |  | SQ | lifeline |  | Lanyard, Retractable, PPE Matthew McNall
55660 | 78187 | TAB-WA3-SQ-4680 | Lanyard 4' - Hemang Dave | TAB-DEW-SQ-0010 | PPE,Lanyard | Safety Equipment |  | SQ | lifeline |  | WA3 Fall arrest systems portable cranes/hoists, come alongs, slings, wire rope, chains, electrical equipment etc.,
113267 | 97446 | TAB-EL3-MCC-6124 | Motor Control Centre 600V - Seawall Substation | TAB-EL3-MCC | Control Panel,MCC | Motor Control Centre |  | MCC | http://www.toronto.ca/TWONTO#LV_electrical_panel |  | Motor Control Center- South Substation
26271 | 79607 | FHO-GRK-DR-2024L | Door, (FD-2-24), Fire Rated, Admin Building, L2, Acting Area Supervisor Office | FHO-GRK-FEQ-0001 | Fire Prevention,Door | Door |  | DR | http://www.toronto.ca/TWONTO#fire_rated_door
62679 | 85203 | THC-MCS-T-0110A | Domestic Hot Water Tank, Building K | THC-MCS-T-BLDG K | Tank,Domestic Hot Water | Tank |  | T | http://www.toronto.ca/TWONTO#tanked_hot_water_heater |  | Domestic Hot Water Tank, Building K
12125 | 657 | FCL-ELS-DS-0200-J | Switch,High Lift Bldg - Switchgear Room,Disconnect | FCL_ELS_120/208V_ELECABS | Switch | Switch |  | DS | http://www.toronto.ca/TWONTO#disconnect_switch |  | Electrical Distribution Cabinets,120/208V
145043 | 10029 | WTR-PKN-RPU-0002 | Remote Processing Unit | WTR-PKN-ELS | RPU | Remote Processor Unit |  | RPU | http://www.toronto.ca/TWONTO#RPU_panel |  | Electrical System
42875 | 54281 | TAB-BIOSOLIDS BLDG | Building Location | TAB-SPC2 | [6 empty] | Process Control Systems - Equipment
21690 | 29140 | FHO-DOZ-TSH-1220 | Switch,Temperature, High,Ozone Generator OZ-1200 Closed Loop CWR,Ozone Bldg.,L1,Ozone Equipment Room | FHO-DOZ-OZ-1200 | Switch,Temperature-High | Switch |  | TSH | http://www.toronto.ca/TWONTO#temperature_switch |  | Ozonator, Ozone Generator 2, Ozone Building, L1, Ozone Equipment Room, Ozone Generator Skid
72897 | 48630 | THR-DIS-PSH-1041 | Switch, Pressure-High, Chlorine Bank 3 Header, Chlorination Building, Disinfection, Chlorination System | THR-DIS-WIT-1040 | Switch,Pressure-High | Switch | 34840 | PSH | http://www.toronto.ca/TWONTO#pressure_switch |  | Transmitter, Weight Indicating, Chlorine Bank 3, Chlorination Building, Disinfection, Chlorination System
61797 | 67805 | FHA-ELS-WR-0601 | Welding Receptacle, 30A, 600V, RMF, Decent Tanks Access Room West | FHA-ELS | Welding Equipment | Power Distribution Panel |  | WR | http://www.toronto.ca/TWONTO#welding_receptacle |  | Electrical
66423 | 99299 | THC-SPC-UPS-2001 | SCADA & Computer, BIOSOLIDS TREATMENT UPGRADES, PCS network, PLC UPS, 2KVA | THC-SPC-WA1 | SCADA | System Process Control |  | UPS | http://www.toronto.ca/TWONTO#network_panel |  | System Process Control
46761 | 33093 | FCL-ACC-HTR-0790 | Heater, Snow Melting, Gaseous Chemical Building, North Entrance | FCL-ACC-CL |  |  |  | HTR |  |  | Gaseous Chemical Building HVAC Equipment
47484 | 62380 | TAB-EL1-PDP-6121B | Power Distribution panel, Aeration | TAB-AER-OZ-ELQ | Control Panel,Power Distribution Panel | Power Distribution Panel |  | PDP | http://www.toronto.ca/TWONTO#LV_electrical_panel |  | Electrical Equipment Location, Aeration West Quad House
11932 | 69906 | FCL-DEW-LSH-0401 | Switch, Level, High, Raw Water Area Dewatering Pit T-0401 | FCL-DEW-RW | Switch,Level-High | Switch |  | LSH | http://www.toronto.ca/TWONTO#level_switch |  | Raw water Area Dewatering
65228 | 53554 | THC-ELS-MCC-0802 | MCC, Aeration Building, Phase I Secondary | THC-ELS-PDP-1202A | Control Panel,MCC | Motor Control Centre |  | MCC | http://www.toronto.ca/TWONTO#LV_electrical_panel |  | Distribution Panel, Building H
9092 | 9807 | COL-YKP-DA-1717104 | Davit Base Leg-1717104 | COL-YKP-DA | Safety | Safety Equipment |  | DA | davit_base |  | Davit Arm Assembly
56723 | 17581 | FCL-ELS-PSHA-0200 | Switch,Pressure-High,Outdoor Main Substation,Transformer TR-0200 Sudden Gas | FCL-ELS-TR-0200 | Switch,Pressure-High | Switch |  | PSHA | http://www.toronto.ca/TWONTO#pressure_switch |  | Transformer,Power,Oil Filled,Outdoor Main Substation,27.6-4.16kV,10/13.3MVA
133020 | 75373 | THR-DIG-RPU-0017A | Remote Processor Unit, Digester 1-6 Mezzanine | THR-DIG-RPU | RPU | Remote Processor Unit |  | RPU | http://www.toronto.ca/TWONTO#RPU_panel |  | RPU, UPS, Digester
31925 | 38445 | COL-RBC-CP-0001 | Control Panel, Operator | COL-RBC | Control Panel |  |  | CP |  |  | Cowan Shaft (WBT)-storm
88487 | 29854 | WTR-PTH-ZS-0002 | Switch, Position,Door Security | WTR-PTH-AUX | Switch,Position | Switch |  | ZS | http://www.toronto.ca/TWONTO#position_switch |  | Auxiliary Equipment (Building Facilities)
130992 | 37319 | THR-AER-F-1310 | Filter, Bag, Air Suction, Aeration Blower 1311 | THR-AER-BL | Filter | Filter |  | F | http://www.toronto.ca/TWONTO#replaceable_air_filter |  | Aeration Blowers
46768 | 79671 | FCL-ACC-HTR-0908 | Heater, Unit, (HTR-0008), 600V, 10kW, 3PH, RMF, Clarification Facility, Pump Room | FCL-ACC-RMF |  |  |  | HTR |  |  | Residue Management HVAC Equipment
109617 | 3419 | TAB-DEW-MX-0130 | Tank, Hopper Agitator, #1 Schwing Pump | TAB-DEW-T-0130 | Tank | Tank |  | MX | http://www.toronto.ca/TWONTO#mixer_or_agitator |  | Tank, DWS from Centrifuge #1
120413 | 76382 | THC-ACC-DM-0093 | VAV Box, Admin Building, Ground Floor, Meeting Room 134 | THC-ACC-AHU-0091 |  | HVAC |  | DM | http://www.toronto.ca/TWONTO#air_damper |  | Air handling Unit, Ground Floor East Zone(Field Services), Admin Building Roof
7124 | 64863 | COL-PSB-RPU-0001 | Remote Processor Unit, Bristol, PLC | COL-PSB-MISC | RPU |  |  | RPU |  |  | Miscellaneous Equipment
34458 | 32144 | MAIN-106 | Main 106 | WTR-MT1 | [6 empty] | Work Area 1 EAST Mains and Chambers
33649 | 13058 | COL-YKP-DA-0024S | Davit Arm Assembly with CENTRE BASE-1671129 | COL-W-OBSOLETE | Safety | Safety Equipment | 45987 | DA | http://www.toronto.ca/TWONTO#fall_arrest_Davit_arm |  | Col West Obsolete Entities
21129 | 87239 | FHO-CLB-PSH-0302 | Switch,Pressure High,Post Chl. East Train 3,Vent from Evaporator to Emerg.Vent Header,Chem.Supp.Rm. | FHO-CLB | Switch,Pressure-High | Switch |  | PSH | http://www.toronto.ca/TWONTO#pressure_switch |  | Post Chlorination System
117478 | 10828 | TAB-RTE-WA3 | TAB-Routine Work Area 3 | TAB-WORK-AREA-5 | [6 empty] | Work Area 5
26136 | 4812 | FHO-GRK-DR-1011L | Door, (FD-1-11), Fire Rated, Flocculation Building, L1, Corridor to Main Entrance | FHO-GRK-FEQ-0001 | Fire Prevention,Door | Door |  | DR | http://www.toronto.ca/TWONTO#fire_rated_door
101166 | 22076 | KR2242A | Unit Heater, Silo #1, 4th Floor, Silo Building | TAB-ACC-HTR-SLO | H.V.A.C.,Heater | HVAC |  |  | http://www.toronto.ca/TWONTO#heater |  | Unit Heaters- Silo Bldg
105585 | 13745 | SWM-PET-LIT-0101 | Transmitter, Level | SWM-PET-MISC | Transmitter,Level |  |  | LIT |  |  | Miscellaneous Equipment
59629 | 18960 | THC-ACC-TIT-6308 | Transmitter, Temperature, Space, Screen Room/Conveyor Areas, Headworks | THC-ACC-AHU-6300 | Transmitter,Temperature | HVAC |  | TIT | http://www.toronto.ca/TWONTO#temperature_transmitter |  | Air Handling Unit, Screen Room/Conveyor Areas, 2nd Floor Mech Room #1, Headworks
80784 | 53626 | TNT-CSO-POL-2301 | Polymer Make-Down Skid No.3 | TNT-CSO-LAB | Chemical Feeder | Chemical Feeder |  | POL | http://www.toronto.ca/TWONTO#polymer_preparation_system |  | Lab Bldg polymer System
126881 | 1080 | THC-PLT-F-6205 | Filter, Outlet, Hydraulic Pack 2 | THC-PLT-T-6200 | Filter | Filter |  | F | http://www.toronto.ca/TWONTO#replaceable_oil_or_fuel_filter |  | Reservoir, Oil, Hydraulic Pack 2, Bar Screens
79455 | 22751 | THR-THK-PSH-6012B | Switch, Pressure High, Centrate Pump-6012 | THR-THK-P-6012 | Switch,Pressure-High | Switch |  | PSH | http://www.toronto.ca/TWONTO#pressure_switch |  | Centrate Transfer Pump
71655 | 13334 | THR-DIG-PSH-4051 | Switch, Pressure-High, Discharge Pump 4051/4052, Digester Tank 0300, Solid Treatment, Mezzanine Floor | THR-DIG-P-4051 | Switch,Pressure-High | Switch |  | PSH | http://www.toronto.ca/TWONTO#pressure_switch |  | Pump, Centrifugal, Hot Water Recirculation, Tank 0300
106706 | 32601 | TAB-ACC-FSL-7310 | Suction Diffuser/Strainer, Inlet, Boiler 0030, Plant Wide Heating System | TAB-ACC-P-7310 | Switch,Flow-Low | Switch |  | FSL | http://www.toronto.ca/TWONTO#flow_switch |  | Pump, Centrifugal, Hot Water, Boiler 0030, Plant Wide Heating System
29634 | 84957 | FIS-MCS-LD-0016 | Manual hoist -Chain fall 1 Ton | FIS-MCS | Lifting Device | Lifting Device |  | LD | http://www.toronto.ca/TWONTO#lifting_equipment_hoist |  | Mechanical Services
50276 | 36410 | TAB-PLT-STR-9404E | Strainer, (Micro bubbler), Inlet, to FIT, Conduit 4 | TAB-RSP-PIP-0004 | Strainer | Filter |  | STR | http://www.toronto.ca/TWONTO#strainer |  | Influent Conduit # 4, Raw Sewage Conduit from Coxwell
65833 | 2091 | FCL-SPC-COM-2002 | Termination Panel, High Lift Building, Corridor outside Electrical Shop | FCL-SPC |  |  |  | COM |  |  | Process Control Systems - Services Area
78874 | 53727 | FHO-ELS-WR-1001 | Welding Receptacle, S9, Raw Water Pumping Station | FHO-ELS-LTG |  | Power Distribution Panel |  | WR | http://www.toronto.ca/TWONTO#welding_receptacle |  | Facility Electrical System
98285 | 29189 | FIS-TRW-MCC-0400-SUS | Motor Control Centre | FIS-TRW | Switchgear,Indoor | Motor Control Centre | 38437 | MCC | http://www.toronto.ca/TWONTO#LV_electrical_panel |  | Treated Water Production
55811 | 63581 | TAB-WA6-SQ-1335 | Harness | TAB-WA6-SQ-0001 | PPE | Safety Equipment |  | SQ | http://www.toronto.ca/TWONTO#fall_arrest_harness |  | Fall Arrest System
135002 | 42248 | THR-ELS-PDP-0602 | Control Panel, Power Distribution Panel, Line 0105, 600V Switchgear, Electrical Room, West Substation | THR-ELS-WS | Control Panel,MCC | Power Distribution Panel |  | PDP | http://www.toronto.ca/TWONTO#LV_electrical_panel |  | Electrical System, West Substation
58256 | 5423 | FHA-ACC-AC-0362 | FHA-ACC-AC-0012 - Air Conditioner | FHA-MCS-ACC | H.V.A.C.,Air Conditioner | HVAC |  | AC | http://www.toronto.ca/TWONTO#air_condition |  | HVAC
38606 | 10030 | TAB-ACC-AC-1303A | Air Delivery Unit-North SubStation | TAB-ACC-AC-1303 | H.V.A.C.,Air Conditioner | HVAC |  | AC | ? |  | Conditioner, Air, Heater,North SubStation
65361 | 61822 | THC-PRM-ZSH-0913 | Switch, Position High, Mech Collect, Valve 0913 | THC-PRM-V-0913 |  | Switch |  | ZSH | http://www.toronto.ca/TWONTO#position_switch |  | Valve, Hydraulic Cylinder, Bottom Scraper, Primary Clarifier 0900, SW Plant
10045 | 93451 | FCL-ACC-CP-0101 | Control Panel, HVAC and Heating System, Low Lift Screen Room & MCC Room Ventilation | FCL-ACC-P-LL |  |  |  | CP |  |  | Low Lift Pumping Station HVAC Equipment
121153 | 64298 | THC-ACC-RPU-1902 | RPU, Boiler Master Control Panel | THC-ACC-RPU-1901 | Air Handling Unit | Remote Processor Unit |  | RPU | http://www.toronto.ca/TWONTO#RPU_panel |  | RPU Panel, Boiler room
14183 | 73698 | COL-PGB-SW-0001 | Switch, Main Electrical Disconnect | COL-PGB | Switch |  |  | SW |  |  | Governors Bridge Sewage Pumping Station
59452 | 30592 | THC-ACC-STR-6060 | Strainer, P-6003, Lower Level 2 Blower Room, Headworks | THC-ACC-P-6003 | Filter | HVAC |  | STR | http://www.toronto.ca/TWONTO#strainer |  | Pump, Heating Glycol System, Lower Level 2 Blower Room, Headworks
38597 | 87981 | TAB-ACC-AC-0301 | Conditioner, Air,Mogen, No. 1 | TAB-ACC-CI | H.V.A.C.,Air Conditioner | HVAC |  | AC | http://www.toronto.ca/TWONTO#air_condition |  | Chiller and Air Coolers
18540 | 93311 | FHA-SES-SCBA-0002 | Self Contained Breathing Apparatus ACAB091378 | FHA-SES-SQ-2 | PPE,SCBA | Safety Equipment |  | SCBA | http://www.toronto.ca/TWONTO#self-contained_breathing_apparatus |  | Emergency Breathing Apparatus SCBA
15551 | 83537 | FCL-WWW-WR-0004 | Receptacle, 600V, 3PH, RMF Clarification Facility, Operating Floor South | FCL-WWW |  |  |  | WR |  |  | Residue Management
26538 | 16974 | COL-PST-CH-0001 | Chamber, Valve Chamber #1 | COL-PST | Chamber |  |  | CH |  |  | Strachan Pumping Station
63702 | 32761 | THC-PLT-MSL-1010 | Switch, Motion Low, Classifier CL-1010, Grit Processing and Conveyance | THC-PLT-CL-1010 |  | Switch |  | MSL | http://www.toronto.ca/TWONTO#motion_sensor_element |  | Classifier, Grit System, Grit Processing and Conveyance
9078 | 46571 | COL-YKP-VEH-112531 | Vehicle, Truck #112531 (FORD TRANSIT 250) | COL-YKP | Vehicle,Licensed | Vehicle |  | VEH | http://www.toronto.ca/TWONTO#pickup_truck
34820 | 70583 | COL-YKP-FAK-0022 | First Aid Kit, Truck #196001 (M2 106) | COL-YKP-VEH-0022 | Safety,First Aid Kit | Safety Equipment |  | FAK | http://www.toronto.ca/TWONTO#first_aid_kit |  | Vehicle, Truck #196001 (M2 106)
30910 | 95708 | FIS-TRW-RES | Island Reservoir | FIS-TRW | Building Service,Structure | Tank |  |  | http://www.toronto.ca/TWONTO#reservoir_tank |  | Treated Water Production
139380 | 88393 | THR-WA1-LD-0025 | Sling, Braided Wire Rope, Work Area 1 ( WIRE ROPE SLING SIZE; 3/8" X 6') | THR-LD-WIRE-WA1 | Lifting Device,Sling | Lifting Device |  | LD | wire-rope_sling |  | Slings, Wire Rope, Work Area 1
145821 | 87179 | WTR-PRH-DP-0200 | Panel, Distribution, 600V, Control, Existing Pumping Station | WTR-PRH-ACC | Control Panel,Power Distribution Panel | Power Distribution Panel |  | DP | http://www.toronto.ca/TWONTO#LV_electrical_panel |  | Air Conditioning, Heating and Ventilation
3636 | 32850 | COL-PEV-MCC-0001 | Motor Control Center | COL-PEV-MISC |  | Motor Control Centre |  | MCC | http://www.toronto.ca/TWONTO#LV_electrical_panel |  | Miscellaneous Equipment
97561 | 83304 | FIS-PRE | Pretreatment PMs | FIS-DIS | [6 empty] | Disinfection
52951 | 7150 | TAB-PLT-G-4303 | Gate, Knife Gate, Pneumatic, Grit Outloading Conveyor 4300, Conveyor Area | TAB-PLT-CV-4300 | Valve,Knife Gate | Gate |  | G | http://www.toronto.ca/TWONTO#valve
271 | 14861 | 378119SUS | John Deere, Gator 4X2, WA-8 | TAB-SUSPENDED ENTITY | Vehicle,Unlicensed | Vehicle | 35275 |  | http://www.toronto.ca/TWONTO#golf_cart
21348 | 66946 | FHO-DCL-SO-0301-KQ | Dechlorination Train 3 | FHO-OBSOLETE |  |  |  | SO |  |  | Removed From Service
58493 | 69010 | THC-ACC-DM-0162 | Damper,Compressed Air,Air Treatment Building | THC-ACC-BLDG G | Air Handling Unit | HVAC |  | DM | http://www.toronto.ca/TWONTO#air_damper |  | Air Treatment Building HVAC
86042 | 28374 | FHA-WWW-SCREEN | Intake Screening Pumping System | FHA-WWW | [6 empty] | Residue Management / Waste Water System
52820 | 18737 | TAB-RSP-FSL-1241C | Flow Switch, Low, Lubrication Oil Skid #4, Raw Sewage Pump #4 | TAB-RSP-P-1240 |  | Switch |  | FSL | http://www.toronto.ca/TWONTO#flow_switch |  | Pump,Raw Sewage Transfer #4
57908 | 84518 | THC-AER-PDSH-7422 | Switch,Pressure Differential-High,Filter 7420,Blow 7400,Phase I & IV Blower Building | THC-AER-BL-7400 | Switch,Pressure | Switch |  | PDSH | http://www.toronto.ca/TWONTO#pressure_switch |  | Blower, Aeration
87081 | 76335 | WTR-PMI-LSL-0100 | Instrument, Level Switch, Low, Water Transmission | WTR-PMI-AUX | Switch,Level-Low | Switch |  | LSL | http://www.toronto.ca/TWONTO#level_switch |  | Auxiliary Equipment (Building Facilities)
113434 | 97381 | TAB-ELS-SQ-2001 | PPE Cabinet with PPE- Chlorine Bldg | TAB-ELS-ESQ | PPE | Safety Equipment |  | SQ | ppe_cabinet |  | Electrical Safety Equipment
31874 | 8962 | COL-RBB-P-0101 | Pump, Submersible | COL-RBB | Pump |  |  | P |  |  | Western Beaches Tunnel (Battery Park)-Storm
147757 | 66684 | YTF-ELS-PDP-0503 | Control Panel, Power Dist., Lighting Panel B Building Office Area, Electrical Room C | YTF-ELS | Control Panel,Power Distribution Panel | Power Distribution Panel |  | PDP | http://www.toronto.ca/TWONTO#LV_electrical_panel |  | Electrical Equipment
41523 | 38063 | TAB-ACC-TSL-1600 | Switch, Temperature, Low, AHU-1600, Loading Bay Rooftop | TAB-ACC-AHU-1600 | Switch,Temperature-Low | Switch |  | TSL | http://www.toronto.ca/TWONTO#temperature_switch |  | Air Handling Unit, D Bldg Roof
14788 | 54129 | FCL-SH-14 | Safety Harness Full Body | FCL-SES-SQ-0102 | PPE | Safety Equipment |  | SH | http://www.toronto.ca/TWONTO#fall_arrest_harness |  | Safety Harnesses, High Lift Building, Store Room
47485 | 87429 | TAB-EL1-PDP-6123C | Power Distribution panel, Aeration | TAB-AER-OZ-ELQ | Control Panel,Power Distribution Panel | Power Distribution Panel |  | PDP | http://www.toronto.ca/TWONTO#LV_electrical_panel |  | Electrical Equipment Location, Aeration West Quad House
146685 | 69406 | WTR-RBV-T-0100 | Tank, Reservoir, (Northwest Basin) | WTR-RBV-TRW | Tank,Reservoir | Tank |  | T | http://www.toronto.ca/TWONTO#reservoir_tank |  | Treated Water (Transmission)
76201 | 93534 | THR-MCS-LD-8662 | Gantry, Portable, EME-1100LB/1000 KG, Bar Screen Area- HH | THR-SES-LD | Lifting Device,Hoist | Lifting Device |  | LD | lifting_device_support |  | Lifting Device, Safety Equipment
97357 | 58570 | FIS-MCS-LD-0009 | Self retracting line with winch 900 lbs | FIS-MCS | Lifting Device | Lifting Device |  | LD | self_retracting_line |  | Mechanical Services
3585 | 34075 | COL-PBY-TS-0001 | Switch, Transfer | COL-PBY-MISC | Switch |  |  | TS |  |  | Miscellaneous Equipment
147497 | 80575 | WZ2004A | Silo, Pellet, 704A | TAB-SLD-FN | Vessel,Pressure | Tank |  |  | http://www.toronto.ca/TWONTO#storage_tank |  | Pelletizer Bldg. - Silo System, Fans & Filters
38273 | 35288 | PA50270 | Paging/Intercom System, Old PS | TAB-PRM-INQ-OPS | Public Address System | Communications Equipment |  |  | http://www.toronto.ca/TWONTO#public_annoucement_speaker |  | Old PS Building - Instrumentation Equipment
88463 | 64574 | WTR-PTH-SQ-0001 | Eye Wash, Portable | WTR-PTH-AUX | PPE,Eyewash Station | Safety Equipment |  | SQ | eye_wash_bottle |  | Auxiliary Equipment (Building Facilities)
18111 | 33384 | FHA-SED-ZSH-0301 | Switch, Limit, Access Hatch Zone 3 | FHA-SED |  | Security System |  | ZSH | http://www.toronto.ca/TWONTO#position_switch |  | Sedimentation
12615 | 9486 | COL-PEV-ALR-0001 | Control Panel, Operator | COL-PEV | Control Panel |  |  | ALR |  |  | Ellis Sewage Pumping Station
77800 | 45326 | THR-PRM-T-3500 | Tank, Scum Tank, PT #11 - scum tank | THR-PRM-SCUM-T | Tank | Tank |  | T | http://www.toronto.ca/TWONTO#storage_tank |  | Scum/Sludge Pumping, Tanks & Hopper, South Primary
11014 | 20022 | COL-PBG-LSH-0103 | Switch, Level-High | COL-PBG | Switch,Level | Switch |  | LSH | http://www.toronto.ca/TWONTO#level_switch |  | Brule Gardens Sewage Pumping Station
9100 | 32463 | COL-YKP-DA-1724680 | Davit Base Leg-1724680 | COL-YKP-DA-0024S | Safety | Safety Equipment |  | DA | davit_base |  | Davit Arm Assembly with CENTRE BASE-1671129
139518 | 18434 | THR-WA3-LD-0058 | Sling, Nylon, Work Area 3 ( 2" X 4') | THR-LD-NYLN-WA3 | Lifting Device,Sling | Lifting Device |  | LD | synthetic_web_sling |  | Slings, Nylon, Work Area 3
50928 | 99452 | TAB-PRM-PSH-0311 | Switch, Pressure High, Polymer Feed Pump P-0310, Polymer Room, Old Screen Bldg., P Bldg. | TAB-PRM-P-0310 | Switch,Pressure-High | Switch |  | PSH | http://www.toronto.ca/TWONTO#pressure_switch |  | Pump, Polymer Feed, Positive Displacement, Polymer Room, Old Screen Bldg., P Bldg.
26850 | 9318 | FHO-TRW-T-0001-KQ | Surge Tank 1 | FHO-TRW- SURGE |  |  |  | T |  |  | Surge Protection System
132806 | 95654 | THR-DIG-PSH-2513 | Switch, Pressure-High, Discharge Pump 2513, Digester Tank 0200 | THR-DIG-P-2513 | Switch,Pressure-High | Switch |  | PSH | http://www.toronto.ca/TWONTO#pressure_switch |  | Pump, Centrifugal, Sludge Transfer, Tank 0200
97632 | 55875 | FIS-RW-FSL-0004-SUS | Switch, Flow-Low, Turbidity, Intake Valve Chamber Upper Level, Sampling Pumps Intake | FIS-RW-AIT-0004 | Switch,Flow-Low | Switch | 38338 | FSL | http://www.toronto.ca/TWONTO#flow_switch |  | Analyzer, Turbidity, Intake Valve Chamber Upper Level, Sampling Pumps Intake
45325 | 9489 | TAB-DIG-P-T13-16 | Digester Tanks 13-16, & Trailer Park,Sump Pumps | TAB-DIG-T-13-16 | [6 empty] | Digester Tanks 13-16
112180 | 69422 | TAB-DIS-EV-1601 | Evaporator #6 | TAB-DIS-CHL-6 | Evaporator | Evaporator |  | EV | http://www.toronto.ca/TWONTO#chlorinator_system |  | Chlorination Train #6
7501 | 70593 | COL-PSS-FEQ-0001S | Fire Prevention, Extinguisher | COL-PSS-MISC | Fire Prevention,Extinguisher |  | 42717 | FEQ |  |  | Miscellaneous Equipment
124702 | 97363 | THC-ELS-HTR-5002 | Heater, Electric, Disinfection Bldg,Ex. Compressor Room | THC-ACC-BLDG G |  | HVAC |  | HTR | http://www.toronto.ca/TWONTO#heater |  | Air Treatment Building HVAC
137887 | 76243 | THR-PRM-T-0800 | Tank, Primary Clarification - Primary Tank - South | THR-THK-GRK1 | Tank | Tank |  | T | http://www.toronto.ca/TWONTO#clarifier |  | Thickening, Ground & Structural
34370 | 8266 | COL-YKP-DA-17106A | Davit Base Leg-17106A | COL-YKP-DA-0029S | Safety | Safety Equipment |  | DA | davit_base |  | Davit Arm Assembly with CENTRE BASE-17106
4871 | 7945 | COL-PIR-TS-0001 | Switch, Transfer | COL-PIR | Switch |  |  | TS |  |  | Island Road Sewage Pumping Station
27410 | 92492 | COL-PSD-MCC-0001 | Motor Control Center | COL-PSD |  | Motor Control Centre |  | MCC | http://www.toronto.ca/TWONTO#LV_electrical_panel |  | Spadina Sewage Pumping Station
106274 | 50316 | TAB-ACC-DM-6553 | Damper, Motorized, Exhaust Air, FN- 6552, Mechanical RM No. 3, Screen Bldg., P Bldg. | TAB-ACC-FN-6552 | Damper/Louver | HVAC |  | DM | http://www.toronto.ca/TWONTO#air_damper |  | Fan, Centrifugal, exhaust air, Mechanical Room No. 3, Screen Bldg., P Bldg.
93460 | 75104 | FHO-MCS-LD-0116-SU | Manual Chain Hoist | FHO-MCS-LD | Lifting Device,Hoist,Manual | Rigging Equipment |  | LD | http://www.toronto.ca/TWONTO#lifting_equipment_hoist |  | Lifting Devices & Elevators
4357 | 16992 | COL-PLB-F-0001 | Filter, Fuel | COL-PLB-SUSPENDED | Filter | Filter | 34544 | F | http://www.toronto.ca/TWONTO#replaceable_oil_or_fuel_filter |  | Longbranch P.S.suspended entities
59205 | 82676 | THC-ACC-HTR-4050 | H.V.A.C.,Heater,Glycol Heating,Basement,Building U | THC-ACC-AHU-0411 | H.V.A.C.,Heater | HVAC |  | HTR | http://www.toronto.ca/TWONTO#heater |  | Air Handling Unit,Basements,Roof,Building U
26398 | 4941 | FHO-SES-SQ-9005-SU | Lanyard-2343943 | FHO-SES-SQ-0009 | PPE,Lanyard | Safety Equipment |  | SQ | lifeline |  | Fall Lanyards
109393 | 20432 | TAB-DEW-DRV-0049 | Drive, VFD, Polymer Pump # 5 | TAB-DEW-P-3350 |  |  |  | DRV |  |  | Pump , Polymer Solution Feed #5
66864 | 56897 | THC-GRK-VEH-378071 | Vehicle, Personal Carrier, Gator (WA2 OPS) | THC-SUSPENDED | Vehicle,Unlicensed | Vehicle | 34913 | VEH | http://www.toronto.ca/TWONTO#golf_cart
9602 | 43243 | DOS-SES-SCBA-0572 | SCBA 30 minutes escape pack | DOS-SES-SCBA | Safety | Safety Equipment |  | SCBA | http://www.toronto.ca/TWONTO#self-contained_breathing_apparatus |  | Self Contained Breathing Apparatus (SCBA)
54921 | 76697 | TAB-T-BLDG | Building Location | TAB-EUS | [6 empty] | Production & End User Support
61478 | 88536 | THC-FEQ-FSP-0016 | Fire Hose cabinets, Heat treatment ground floor,. Bldg M | THC-FEQ-FSP | Fire Prevention,Hose | Safety Equipment | 43240 | FSP | ? |  | Sprinkler System
118073 | 46391 | TAB-SILO-BLDG | Building Location | TAB-EUS | [6 empty] | Production & End User Support
42111 | 25428 | TAB-ACC-V-6531 | Valve, 2-Way Modulating, PreHeater Coil,AHU-6530, Mechanical RM No. 3, Screen Bldg., P Bldg. | TAB-ACC-AHU-6530 | Valve | HVAC |  | V | http://www.toronto.ca/TWONTO#valve |  | Air Handling Unit, Mechanical Room no.3, Screen Bldg., P Bldg.
88414 | 28714 | WTR-PTH-AMT | Atmospheric Monitoring | WTR-PTH | [6 empty] | Thornhill Pumping Station
107498 | 1628 | TAB-ACC-T-1010 | Tank, Air Separator, Glycol | TAB-ACC-HE-1021 | Tank | Tank |  | T | air_seperator |  | Heat Exchanger, Hot Water/Glycol Heating System, Old Screen Room
55590 | 17684 | TAB-WA2-SQ-1514 | Body Harness. Peter Drodowski | TAB-WA2-SQ-0001 | PPE,Harness | Safety Equipment |  | SQ | http://www.toronto.ca/TWONTO#fall_arrest_harness |  | Fall Arrest System , Tripod and SRL
114728 | 56605 | TAB-PLT-MSL-0771 | Switch, Motion Low, Grit Classifier CL-0770, Grit Handling Area, P Bldg. | TAB-PLT-CL-0770 | Switch,Motion | Switch |  | MSL | http://www.toronto.ca/TWONTO#motion_sensor_element |  | Classifier, Grit, Grit Handling Area, P Bldg.
28256 | 99681 | FIS-CLA-PSH-0202 | Switch, Pressure, High, Pre-Chlorine Evaporator EV-0201 Discharge, Gaseous Chemical Bldg, Machine Rm | FIS-CLA-CHL-0201 | Sensor,Pressure | Switch |  | PSH | http://www.toronto.ca/TWONTO#pressure_switch |  | Chlorinator, Pre Chlorination Train 2, Gaseous Chemical Building, Machine Room
18275 | 31490 | COL-PLB-LSH-0110 | Switch, Level-High | COL-PLB | Switch,Level-High | Switch |  | LSH | http://www.toronto.ca/TWONTO#level_switch |  | Long Branch Pumping Station
4557 | 41094 | COL-PGB-JIT-0001 | Meter, Power Indicating Transmitter, Main Power | COL-PGB-MISC | Meter |  |  | JIT |  |  | Miscellaneous Equipment
106251 | 88293 | TAB-ACC-DM-6516 | Damper, Motorized, Return Air, AHU-6510, Mechanical RM No. 1, Screen Bldg., P Bldg. | TAB-ACC-AHU-6510 | Damper/Louver | HVAC |  | DM | http://www.toronto.ca/TWONTO#air_damper |  | Air Handling Unit, Mechanical Room no.1, Screen Bldg., P Bldg.
106431 | 4098 | TAB-ACC-FN-13-16 | Exhaust Fans , Digester 13-16 | TAB-ACC-FN |  |  |  | FN |  |  | Exhaust Fans
101720 | 478 | MAIN-339 | Main 339 | WTR-LWA | [6 empty] | Work Area 2 Central Mains and Chambers
125172 | 4525 | THC-ELS-SQ-1035488 | Spares, Electrical Safety gloves, High Voltage, Class 0, # 1035488 | THC-SES-SQ |  | Safety Equipment | 40736 | SQ | http://www.toronto.ca/TWONTO#rubber_insulating_gloves |  | Safety Equipment
24888 | 51026 | COL-PMM-FN-0006 | Fan, Supply | COL-PMM-CP-0100 | Fan | HVAC |  | FN | http://www.toronto.ca/TWONTO#blower_or_fan_with_drive |  | Ventillation control panel
112818 | 94174 | TAB-EL1-SW-1401 | 15KV Switchgear - Main switch | TAB-EL1-BUS-1401 | Switchgear | Switch |  | SW | http://www.toronto.ca/TWONTO#disconnect_switch |  | Electrical Distribution Cabinet,13.8 KV
131387 | 53490 | THR-BG-LSH-0103 | Switch, Level, High, Condensate, Condensor 0103, High Press Gas Cond Sys Train 1, Gas Comp Bldg | THR-BG-CU-0103 |  | Switch |  | LSH | http://www.toronto.ca/TWONTO#level_switch |  | Condensor, Fuel Gas, High Press Gas Conditioning System Train 1, Gas Comp Bldg
106594 | 34185 | TAB-ACC-FN-PRS | PRS Building | TAB-ACC-FN | [6 empty] | Exhaust Fans
126462 | 48566 | THC-MCS-LD-164876BW1 | WIRE ROPE CRANE - MONORAIL (insp Liftsafe) | THC-MCS-LD | Lifting Device | Lifting Device |  | LD | http://www.toronto.ca/TWONTO#crane |  | Mechanical Services, Lifting Device
13624 | 59114 | FCL-GRK-PLQ-0001 | Plumbing Equipment | FCL-GRK |  | Plumbing |  | PLQ | plumbing |  | Buildings and Grounds
15412 | 37753 | FCL-WWW-CP-1200 | Control Panel, Clarifier T-1200 Sludge Collectors, RMF Clarification Facility Service Platform | FCL-WWW-T-1200 |  |  |  | CP |  |  | Tank, Clarifier, South, RMF Clarification Facility
10458 | 44575 | FCL-ACC-HTR-0435 | Heater, (BH-3), Baseboard, Electric, High Lift Building, Gallery North, Near Gaseous Corridor | FCL-ACC-P-HL |  |  |  | HTR |  |  | High Lift Pumping Station HVAC Equipment
82729 | 79288 | THR-PLT-RPU-0207 | RPU, Screen SC-0122, Headhouse Electrical Room (172.22.37.216) | THR-ELS-HH | RPU | Remote Processor Unit |  | RPU | http://www.toronto.ca/TWONTO#RPU_panel |  | Electrical System, Head House and Engine Room
39087 | 5502 | SWM-PWD-SW-0004 | Switch, Lighting Panel | SWM-PWD-MISC | Switch |  |  | SW |  |  | Miscellaneous Equipment
24307 | 43280 | FHO-MCS-LD-0112 | Electric Chain Hoist, PAC Tent | FHO-MCS-LD | Lifting Device,Hoist,Manual | Lifting Device |  | LD | http://www.toronto.ca/TWONTO#lifting_equipment_hoist |  | Lifting Devices & Elevators
39188 | 72440 | TAB-ACC-F-3602 | FILTER, AHU, QUALITY CONTROL, AHU ADMIN BUILDING | TAB-ACC-AHU-3602 | Filter | Filter |  | F | http://www.toronto.ca/TWONTO#replaceable_air_filter |  | AIR HANDLING UNIT, ROOFTOP ADMIN BUILDING
212 | 28013 | 094056SUS | Van, Dodge Grand Caravan, License BMEZ 967-Administration | TAB-GRK-VEH1 | Vehicle,Licensed | Vehicle | 46836 |  | http://www.toronto.ca/TWONTO#passenger_vehicle
30371 | 21833 | FIS-SES-DEF-0601 | Defilibrator, Control Room, East Wall Facing Entrance, Admin Building | FIS-SES-FAK | Safety | Safety Equipment |  | DEF | http://www.toronto.ca/TWONTO#automatic_external_defibrillator |  | First Aid Kits
138773 | 16641 | THR-SES-SQ-4539 | Harness, Full Body, PPE Dhirenkumar Parmar | THR-SES-SQ-8437 | Safety | Safety Equipment |  | SQ | http://www.toronto.ca/TWONTO#fall_arrest_harness |  | Lanyard for Harness, PPE Wei Peng
68360 | 82294 | FHO-ACC-CI-GROUP1 | Chiller, HVAC -Plant wide | FHO-ACC-AC-0501 | H.V.A.C.,Chiller | HVAC |  |  | http://www.toronto.ca/TWONTO#chiller |  | Air Conditioner, Admin Building, L1, Control Room North West Office, Ceiling
81482 | 60540 | FHA-SES-LDR-0102 | FHA-SES-LD-0034 - 10' Ladder Fiberglass ( TRW Basement ) | FHA-SES | Safety | Safety Equipment |  | LDR | http://www.toronto.ca/TWONTO#ladder |  | Safety & Environmental Services
116164 | 87728 | TAB-PRS-RPU-0521 | RPU, Pipe Gallery | TAB-PRS-INQ | SCADA | Remote Processor Unit |  | RPU | http://www.toronto.ca/TWONTO#RPU_panel |  | Instrumentation Equipment
109137 | 40595 | TAB-CW-SQ-0613 | Emerg. Shower & Eye Wash Station, PMO Basement, Sampling Room, North Wall | TAB-SLO-SES | Safety,Eye wash | Safety Equipment |  | SQ | http://www.toronto.ca/TWONTO#emergency_eyewash_and_shower |  | TABWA4 Health and Safety Equipment
120598 | 65027 | THC-ACC-FD-0001 | Feeder, By-pass Feeder, Snow Melt Glycol System, Admin Building | THC-ACC-BLDG K |  | HVAC |  | FD | chemical_dosing_system |  | Administration Building, HVAC
78688 | 33265 | THR-SES-LD-5746 | Davit Arm 48" Reach | THR-SES-LD | Safety | Safety Equipment |  | LD | http://www.toronto.ca/TWONTO#fall_arrest_Davit_arm |  | Lifting Device, Safety Equipment
5823 | 34250 | COL-PLB-LSH-0153 | Switch, Level-High | COL-PLB-AUX-INST | Switch,Level-High | Switch |  | LSH | http://www.toronto.ca/TWONTO#level_switch |  | Instrumentation Equipment
34296 | 9683 | KU2610A | Tank, Condensate | TAB-HRS-T | Tank | Tank |  |  | http://www.toronto.ca/TWONTO#condensate_trap |  | Steam Flash Tanks & Controls
146738 | 48120 | WTR-RDF-LSH-0301 | Switch, Level-High, Tank 0300 | WTR-RDF-T-0300 | Switch,Level-High | Switch |  | LSH | http://www.toronto.ca/TWONTO#level_switch |  | Tank, Reservoir
31903 | 80781 | COL-RBB-UPS-0001 | UPS, Sample Room | COL-RBB | Uninterruptible Power Supply |  |  | UPS |  |  | Western Beaches Tunnel (Battery Park)-Storm
9001 | 56702 | COL-BEB-SW-0001 | Switch, Power | COL-BEB-MISC | Switch | Switch |  | SW | http://www.toronto.ca/TWONTO#disconnect_switch |  | Miscellaneous Equipment
3868 | 21274 | COL-PCP-MCC-0001 | Motor Control Centre | COL-PCP | Control Panel,MCC |  |  | MCC |  |  | Copeland Pumping Station
94796 | 64790 | FHO-SES-SCBA-0038 | Cylinder, SCBA, Air Pack, 2216 PSI, Ser #OJ-381061 | FHO-SES-SQ-0003 | PPE,SCBA | Safety Equipment |  | SCBA | http://www.toronto.ca/TWONTO#compressed_gas_cylinder |  | Breathing Air Tanks
137088 | 38472 | THR-PLQ-ER | Engine Room, Work Area 3 | THR-PLQ-WA3 | [6 empty] | Plumbing, Work Area 3
118514 | 61449 | TAB-STR-F-4005S | Air Filter, Blower 5 | TAB-STR-BL-4005 | Motor,AC | Filter |  | F | http://www.toronto.ca/TWONTO#replaceable_air_filter |  | Blower #4005
44720 | 21803 | TAB-DEW-V-C03 | Centrifuge 3 Centrate Line | TAB-WORK-AREA-SOL | [6 empty] | TAB Work Area Sol
144586 | 93278 | WTR-PJS-P | Pumping | WTR-PJS | [6 empty] | John Street Pumping Station
40809 | 81424 | TAB-ACC-TE-1446A | Temperature Element, Supply Air Temperature | TAB-ACC-HTR-1446 | Sensor,Temperature | HVAC |  | TE | http://www.toronto.ca/TWONTO#temperature_sensor_element |  | Heater, Hot Water Reheat Coil
72537 | 10248 | THR-ACC-CU-3610A | Air Conditioner,East Workshop | THR-ACC-EMB | H.V.A.C.,Air Conditioner | HVAC |  | CU | http://www.toronto.ca/TWONTO#AC_condenser_unit |  | Air Conditioning, AHU, HVAC, East Maintenance Building
93306 | 83820 | FHO-GRK-DR-2077S | Door, (FD-S2-77), Fire Rated, Admin Building, S2, South Breezway, West | FHO-GRK-FEQ-0001 | Fire Prevention,Door | Door |  | DR | http://www.toronto.ca/TWONTO#fire_rated_door
37263 | 28561 | NX2090A | Fan, Air Supply Unit-Floatation Bldg | TAB-ACC-AHU | Fan | HVAC | 34571 |  | http://www.toronto.ca/TWONTO#blower_or_fan_with_drive |  | Air Handling Unit & Supply Fan
50561 | 74425 | FCL-DCL-PSL-0302 | Switch, Pressure-Low, Outlet, Filter 0301, Sulpher Dioxide System | FCL-DCL | Switch,Pressure-Low | Switch |  | PSL | http://www.toronto.ca/TWONTO#pressure_switch |  | Sulphur Dioxide System
78725 | 62571 | FHA-MCS-LD-0301 | Hoist Chain Type - CAP: 3 Ton - 10 ft Lift | FHA-MCS-LD | Lifting Device,Hoist,Manual | Lifting Device | 34058 | LD | http://www.toronto.ca/TWONTO#lifting_equipment_hoist |  | Lifting Devices
62388 | 36816 | FCL-FLT-CP-0401 | Control Panel, Operator, Filter 0401 Flow/Rate, Filter 0401 | FCL-FLT-F-0401 |  |  |  | CP |  |  | Filter, Carbon Activated, Filter Building, Filter Gallery East
63638 | 62393 | THC-PLT-HD-0121 | Drive, Hydraulic, for Conveyor, Grit Tank 0100 | THC-PLT-CV-0120 |  | Drive mechanism |  | HD | http://www.toronto.ca/TWONTO#hydraulic_power_pack |  | Conveyor, Grit Tank 0100
10099 | 52110 | FCL-ACC-F-0905A | Filter, Intake Air, RMF Clarification Building, Dehumidification System D-0605, RMF Building Hallway | FCL-ACC-D-0605 |  |  |  | F |  |  | Dehumidifier, Residue Management Facility Clarification Facility/South
64085 | 47344 | THC-PRM | Primary Treatment | THCLIQMNT | [6 empty] | THC Liquids Maintenance
43712 | 66097 | TAB-DEW-RPU-1150 | Remote Processing Unit, | TAB-SPC-COM-2200 | RPU | Remote Processor Unit |  | RPU | http://www.toronto.ca/TWONTO#RPU_panel |  | Communication Unit
15313 | 46539 | FCL-TRW-V-0077A | Valve, Gate, Interconnecting, Surge Tanks T-0001&0002, Surge Tanks Building | FCL-TRW-T-0001 |  |  |  | V |  |  | Vessel, Pressure, Surge, Surge Tank Building
4788 | 99820 | COL-PHP-ALR-0001 | Control Panel, Gas Alarm | COL-PHP | Control Panel |  |  | ALR |  |  | High Park Sewage Pumping Station
66926 | 51146 | THC-INC-BU-1040 | Burner, Hearth 5, Incinerator 1000 | THC-INC-FU-1000 | Burner | Burner |  | BU | http://www.toronto.ca/TWONTO#burner_component_of_asset |  | Furnace, Incinerator 1000
70769 | 57698 | THR-DCL-SQ-0001 | Eyewash and Shower Station, Disinfection Building, South Pedestrian door way | THR-EWSS-WA4 | Safety,Eye wash | Safety Equipment |  | SQ | http://www.toronto.ca/TWONTO#emergency_eyewash_and_shower |  | Eyewash and Shower Station, Work Area 4
130604 | 35642 | THR-ACC-TSL-0210 | Switch, Temperature, Low, Supply Air, Air Handling Unit AHU-0210, North Grit Loading Bay Roof | THR-ACC-AHU-0210 | Switch,Temperature-Low | Switch |  | TSL | http://www.toronto.ca/TWONTO#temperature_switch |  | Air Handling Unit, Air Supply, North Grit Loading Bay Roof
104233 | 9324 | MTMH333 | BERRY CREEK STS | TRK-DON | [6 empty] | DON DRAINAGE AREA
121711 | 79689 | THC-ACC-V-6002 | Valve, Motorized, Hot Water Return, HE-6001, Lower Level 2 Blower Room, Headworks | THC-ACC-HE-6001 | Valve,Ball | HVAC |  | V | http://www.toronto.ca/TWONTO#valve |  | Heat Exchanger, Heating Glycol System, Lower Level 2 Blower Room, Headworks
111048 | 29856 | TAB-DIG-PSH-5872 | Switch,Pressure, High | TAB-DIG-P-5872 | Switch,Pressure-High | Switch |  | PSH | http://www.toronto.ca/TWONTO#pressure_switch |  | Pump, Sludge Transfer, Digester 5-8
122023 | 36668 | THC-AER-T-2700 | Tank, Aeration | THC-AER-T |  | Tank |  | T | http://www.toronto.ca/TWONTO#aeration_tank |  | Tank, Aeration
107817 | 67543 | TAB-ACC-TSL-6101 | Switch,Temperature, Low, Freeze | TAB-ACC-AHU-6101 | Switch,Temperature-Low | Switch |  | TSL | http://www.toronto.ca/TWONTO#temperature_switch |  | AHU, Digester 5-8 Drip Trap Room
16959 | 90690 | FHA-FEQ-DT-0010 | Firesystem Sprinkler drain trap, RMF-East end of south chemical corridor | FHA-SES-FEQ-1 | Drain | Drain |  | DT | http://www.toronto.ca/TWONTO#drain |  | Fire Sprinkler System
92957 | 44751 | FHO-FLT-FSL-5002 | Switch, Flow, Filtered Water Sample to FLT-AIT-5001, Filter Pipe Gallery1-8,Upper Lvl, S/E | FHO FILTERED WATER | Switch,Flow-Low | Switch |  | FSL | http://www.toronto.ca/TWONTO#flow_switch |  | Composite Sampling
117253 | 71208 | TAB-RSP-HPU-2204 | Power Unit, Hydraulic, Check Valve V-2204D, RSP M Building Area, Main Floor | TAB-RSP-V-2204D |  | Hydraulic System |  | HPU | http://www.toronto.ca/TWONTO#hydraulic_power_pack |  | Valve, Check, Raw Sewage Pump P-2204
63122 | 95251 | FCL-FLT-V-1007 | Valve, Butterfly, Actuated, Drain, Effluent Line, Filter 1001 | FCL-FLT-F-0101 |  |  |  | V |  |  | Filter, Carbon Activated, Filter Building, Filter Gallery West
55855 | 4765 | FCL-ELS-LP-0400B | Lighting Panel, Low Lift Switchgear Room | FCL-ELS-6 |  |  |  | LP |  |  | Interior Lighting
81883 | 69276 | FHA-SES-LDR-0422 | FHA-SES-LD-0075 - 16' Single Ladder Aluminum ( Ammonia Storage Room ) | FHA-SES-LD-1 | Safety | Safety Equipment |  | LDR | http://www.toronto.ca/TWONTO#ladder |  | Ladders
128945 | 55329 | THC-STR-PSL-0545 | Switch, Inlet, Pressure-Low, Pump 0540, Secondary Clarifiers 0500&0600 - Old Section | THC-STR-P-0540 | Switch,Pressure-Low | Switch |  | PSL | http://www.toronto.ca/TWONTO#pressure_switch |  | Pump, Tank 0500-0600, Secondary Clarifier, RAS/WAS
41371 | 695 | TAB-ACC-V-1444 | Valve, Reheat, Modulating | TAB-ACC-HTR-1444 | Valve | HVAC |  | V | http://www.toronto.ca/TWONTO#valve |  | Heater, Hot Water Reheat Coil
21160 | 62992 | FHO-CLB-T-0201 | Tank, Expansion, Post Chlorination Train 2, Chlorination System, S2 Chlorine Storage Room | FHO-CLB-CHL-0201 | Vessel,Pressure | Tank |  | T | expansion_tank |  | Chlorinator, Post Chlorination Train 2 West, Chemical Building, L1, Evaporator Room
127416 | 11849 | THC-PLT-V-5820 | Valve, PRV for pump P-5820, Hydraulic Pack, Conveyors, Grit Tanks | THC-PLT-P-5820 | Valve,Pressure Relief | Hydraulic System |  | V | http://www.toronto.ca/TWONTO#pressure_relief_valve |  | Pump, Hydraulic Pack, Conveyors, Grit Tanks
93264 | 2780 | WTR-PMI-MCC-0501 | Motor Control Center, Water Transmission | WTR-PMI-ELS |  | Motor Control Center |  | MCC | http://www.toronto.ca/TWONTO#LV_electrical_panel |  | Electrical System
55771 | 5559 | TAB-WA5-SQ-6008 | Binder, SDS | TAB-SES-WA8 | Safety,MSDS Binder | Safety Equipment |  | SQ | emergency_kit |  | WA 8 Safety Equipment,
23211 | 37961 | COL-PNT-LSL-0109 | Switch, Level-Low | COL-PNT | Switch | Switch | 36022 | LSL | http://www.toronto.ca/TWONTO#level_switch |  | New Toronto Pumping Station
15125 | 94211 | COL-PIR-BFP-0001 | Back Flow Preventer | COL-PIR-MISC | Valve,Backflow Preventer |  |  | BFP |  |  | Miscellaneous Equipment
128557 | 38178 | THC-SES-GAS-J | Gas Detectors and Monitors, Flotation, Building J | THC-SES-GAS | [6 empty] | Gas Detectors and Monitors
98262 | 76864 | FIS-SES-SQ-6113 | Electrical Safety Gloves, High Voltage, Class 0, Group 1, # 53 | FIS-SES | PPE,Insulated Glove | Safety Equipment |  | SQ | http://www.toronto.ca/TWONTO#rubber_insulating_gloves |  | Safety, Instrumentation & Environmental Services
144228 | 38378 | WTR-PHL-TSH-0002 | Switch, Temperature-High, Building | WTR-PHL-AUX | Switch,Temperature-High | Switch |  | TSH | http://www.toronto.ca/TWONTO#temperature_switch |  | Auxiliary Equipment (Building Facilities)
69967 | 69241 | THR-BLOWER-BLDG | Building Location | THR-ITM | [6 empty] | Integrated Technology Management
54498 | 87612 | TAB-STR-PSLL-4005 | Switch,Pressure,Low, Low,Oil, Blower BL4005 lubrication | TAB-STR-P-4005 | Switch,Pressure | Safety Equipment |  | PSLL | http://www.toronto.ca/TWONTO#pressure_switch |  | Pump, Main Oil ,Blower BL4005
69224 | 37440 | FCL-WWW-V-5300 | Valve, Plug, Suction, Centrifuge Feed Pump P-5301, RMF Clarification Facility, Pump Room | FCL-WWW-P-5301 |  |  |  | V |  |  | Pump Centrifuge Feed, South
8989 | 77883 | COL-YKP-DA-150959 | Davit Upper Arm-150959 | COL-YKP-DA-0005S | Safety | Safety Equipment |  | DA | http://www.toronto.ca/TWONTO#fall_arrest_Davit_arm |  | Davit Arm Assembly with Upper Arm-150959
21013 | 35651 | FHO-CLA-PSH-0201 | Switch, Liquid Pressure, Evaporator Suction, Pre Chlorination Train 2,Chemical Bldg, L1,Machine Room | FHO-CLA-CHL-0201 | Switch,Pressure-High | Switch |  | PSH | http://www.toronto.ca/TWONTO#pressure_switch |  | Chlorinator, Pre Chlorination Train 2, Chemical Building, L1, Machine Room
42113 | 29039 | TAB-ACC-V-6541 | Valve, 2-Way Modulating, PreHeater Coil,AHU-6540, Mechanical RM No. 3, Screen Bldg., P Bldg. | TAB-ACC-AHU-6540 | Valve | HVAC |  | V | http://www.toronto.ca/TWONTO#valve |  | Air Handling Unit, Mechanical Room no.3, Screen Bldg., P Bldg.
85495 | 23365 | WTR-PHL-FAK-0009 | First Aid Kit Station, High Level Pumping Station, Outside Crew Room | WTR-CENTRAL-SES | Safety,First Aid Kit | Safety Equipment |  | FAK | http://www.toronto.ca/TWONTO#first_aid_station_equipment |  | Safety & Lifting Devices
44134 | 344 | FCL-ACC-HTR-0331 | Heater, Baseboard, 208V, 1.25kW, Admin Building, First Floor Training Room N/W | FCL-ACC-ADMIN |  |  |  | HTR |  |  | Administration Building HVAC Equipment
119359 | 63192 | TAB-THK-SQ | WA5 Safety Equipment | TAB-THK | [6 empty] | Floatation
7894 | 18302 | COL-PTD-TS-0001 | Switch, Transfer | COL-PTD-MISC | Switch |  |  | TS |  |  | Miscellaneous Equipment
7891 | 47993 | COL-PTD-RPU-0001 | Remote Processing Unit | COL-PTD | RPU |  |  | RPU |  |  | Todmorden Sewage Pumping Station
26268 | 40874 | FHO-GRK-DR-2022L | Door, (FD-2-22), Fire Rated, Admin Building, L2, PPFA Office | FHO-GRK-FEQ-0001 | Fire Prevention,Door | Door |  | DR | http://www.toronto.ca/TWONTO#fire_rated_door
51654 | 65471 | TAB-PRS-PSH-3010 | Switch, Pressure-High, Chemical Dosing Pump, Secondary Dosing | TAB-PRS-P-3010 | Switch,Pressure-High | Switch |  | PSH | http://www.toronto.ca/TWONTO#pressure_switch |  | Pump, Chemical Dosing, Secondary Dosing
57941 | 37761 | THC-AER-T-2500 | Tank, Aeration | THC-AER-OLD PLANT | Tank,Non-Pressurized | Tank |  | T | http://www.toronto.ca/TWONTO#aeration_tank |  | AerationTreatment
27191 | 43312 | DOS-YCM-VEH-67036 | 2013 FORD F250 - Vehicle Unit# 67036 | FAC-YCM-VEH | Vehicle,Licensed | Vehicle |  | VEH | http://www.toronto.ca/TWONTO#pickup_truck
93358 | 52360 | FHO-GRK-DR-9002S | Door, (FD-S9-02), Fire Rated, Raw Water Building, S9, Stairway 1 | FHO-GRK-FEQ-0001 | Fire Prevention,Door | Door |  | DR | http://www.toronto.ca/TWONTO#fire_rated_door
111041 | 927 | TAB-DIG-PSH-4130 | Switch Pressure,High,Delivery,Digester Gas Compressor C-4130 | TAB-DIG-C-4130 | Switch,Pressure | Switch |  | PSH | http://www.toronto.ca/TWONTO#pressure_switch |  | Compressor # 1, Gas (DX2601)
94784 | 64308 | FHO-SES-SCBA-0032 | Cylinder, SCBA, Air Pack, 2216 PSI, Ser #OJ-359623 | FHO-SES-SQ-0003 | PPE,SCBA | Safety Equipment |  | SCBA | http://www.toronto.ca/TWONTO#compressed_gas_cylinder |  | Breathing Air Tanks
119703 | 64992 | TAB-WA1-SQ-1161 | Sling | TAB-WA1-SQ-1000 | Lifting Device,Sling | Lifting Device |  | SQ | http://www.toronto.ca/TWONTO#fall_protection_sling |  | WA1 Lifting Devices and Slings
18567 | 97919 | FHA-SES-SCBA-0301 | Self Contained Breathing Apparatus,Service Building, Basement | FHA-SES-SCBA-CYLINDER | PPE,SCBA | Safety Equipment |  | SCBA | http://www.toronto.ca/TWONTO#self-contained_breathing_apparatus |  | Breathing Air Tanks (SCBA cylinders)
65506 | 53700 | FCL-SM-T-0301-SUS | Storage, Caustic Soda System | FCL-SUSPENDED | Tank,Non-Pressurized | Tank | 36717 | T | http://www.toronto.ca/TWONTO#chemical_storage_tank |  | Suspended entity
31470 | 7878 | JX2091A1 | Receiver, Air | TAB-SUSPENDED ENTITY | Vessel,Pressure | Tank | 33585 |  | http://www.toronto.ca/TWONTO#pressure_vessel |  | Suspended entities
129957 | 2369 | THR-ACC-FSL-0751 | Switch, Flow-Low, Discharge, AHU-0751, Headhouse, Gallery Ventilation, Zone 1A and 1B | THR-ACC-AHU-0751 | Switch,Flow-Low | Switch |  | FSL | http://www.toronto.ca/TWONTO#flow_switch |  | Air Handling Unit, Blow Thru, Headhouse, Gallery Ventilation, Zone 1A and 1B
38720 | 84300 | SWM-PDU-LSH-0101 | Switch, Level-High | SWM-PDU-MISC | Switch,Level |  |  | LSH |  |  | Miscellaneous Equipment
55978 | 33634 | FCL-SPC-RPU-1725 | RPU Panel, Pretreatment Module 3, PAC Pump Area | FCL-ELS-PS-0001 | Control Panel | Remote Processor Unit |  | RPU | http://www.toronto.ca/TWONTO#RPU_panel |  | Uninterruptible Power Supply,High Lift Bldg - Switchgear Room,LP-0001
119948 | 6100 | TAB-WA4-SQ-1235 | Sling, Nylon,Guillevin EE1-901-T3, 8 Ft. (S/N 64826-09) | TAB-WA4-SQ-0010 |  | Lifting Device |  | SQ | synthetic_web_sling |  | WA4 Fall arrest systems
85212 | 9156 | WTR-PEL-T-1500 | Tank, Non-Pressurized, New Oil, Generator Building, Product Handling Room | WTR-PEL-AUX | Tank,Non-Pressurized | Tank |  | T | http://www.toronto.ca/TWONTO#chemical_storage_tank |  | Auxilliary Equipment (Building Facilities)
133829 | 46525 | THR-DIS-CHL-1241 | Chlorinator, Chlorination Building, Disinfection, Chlorination System | THR-DIS-CHL | Chemical Feeder,Gas | Chemical Feeder | 34316 | CHL | http://www.toronto.ca/TWONTO#chlorinator_system |  | Disinfection, Chlorination System
139521 | 77716 | THR-WA3-LD-0064 | Sling, Nylon, Uni Rope-4'-22000 LBS,Work Area 3 ( 2" X 4') | THR-LD-NYLN-WA3 | Lifting Device,Sling | Lifting Device |  | LD | synthetic_web_sling |  | Slings, Nylon, Work Area 3
78873 | 77904 | FHO-ELS-WR-0905 | Welding Receptacle, Admin Building, S4, Basement | FHO-ELS-LTG |  | Power Distribution Panel |  | WR | http://www.toronto.ca/TWONTO#welding_receptacle |  | Facility Electrical System
95280 | 37839 | FHO-TRW-TSH-0001 | Switch, Temperature, High, TRW Building, S3, TRW Pump Room, South Wall | FHO TRW PUMPING | Transmitter,Temperature | Switch |  | TSH | http://www.toronto.ca/TWONTO#temperature_switch |  | Treated Water Pumping
52939 | 89314 | TAB-PLT-G-3601 | Gate, Knife Gate, Pneumatic, Discharge, Grit Receiving Conveyor 3600, Conveyor Area | TAB-PLT-CV-3600 | Valve,Knife Gate | Gate |  | G | http://www.toronto.ca/TWONTO#valve
74870 | 73215 | THR-FT-LSHH-4890 | Switch, Level-High-High,Pump 4890/4891,Sump,T17 | THR-FT-P-4890 | Switch,Level-High-High | Switch |  | LSHH | http://www.toronto.ca/TWONTO#level_switch |  | Pump, Sump, Flood Monitoring, Finals, Tunnel 17
117271 | 41011 | TAB-RSP-LSH-5133 | Switch, Level High, 'T' Bldg, Level B4, Elevator Stairs | TAB-RSP-P-5133 |  | Switch |  | LSH | http://www.toronto.ca/TWONTO#level_switch |  | Pump, Sump, T Bldg, Level B4, Elevator Stairs
138807 | 12391 | THR-SES-SQ-9525S | Harness, Full Body | THR-SES-FAS | Safety | Safety Equipment | 38774 | SQ | http://www.toronto.ca/TWONTO#fall_arrest_harness |  | Fall Arrest Sytem (Harness and Lanyard), Safety Equipment
114687 | 1711 | TAB-PLT-LSHH-0070 | Switch, Level High High, Screen Bldg. Sump, Pump Room, P Bldg. | TAB-PLT-P-0071 | Switch,Level-High-High | Switch |  | LSHH | http://www.toronto.ca/TWONTO#level_switch |  | Pump, Centrifugal (Wet), Screen Bldg. Sump, Pump Room, P Bldg.
15944 | 80569 | FHA-ELS-PDP-0405 | Power Distribution Panel, 600V, 3 PH, Filter Building, Pipe Gallery West | FHA-ELS | Control Panel,Power Distribution Panel | Power Distribution Panel |  | PDP | http://www.toronto.ca/TWONTO#LV_electrical_panel |  | Electrical
146791 | 3172 | WTR-RDF-RPU-0001 | Remote Processing Unit, Dufferin Reservoir, South Valve House | WTR-RDF-LP-0001 | RPU | Remote Processor Unit |  | RPU | http://www.toronto.ca/TWONTO#RPU_panel |  | Control Panel, Power Distribution
146594 | 12425 | WTR-PWT-LSH-0001 | Switch, Level-High, Building Flood Alarm | WTR-PWT-AUX | Switch,Level-High | Switch |  | LSH | http://www.toronto.ca/TWONTO#level_switch |  | Auxiliary Equipment (Building Facilities)
58388 | 27902 | THC-ACC-CU-0055 | Condensing Unit, Entrance Facility, Admin Building Roof | THC-ACC-BLDG K |  | HVAC |  | CU | http://www.toronto.ca/TWONTO#AC_condenser_unit |  | Administration Building, HVAC
69212 | 67764 | FCL-WWW-V-3031 | Valve, Plug, Discharge, Sludge Pump P-3030, RMF Clarification Facility, Sludge Sump Service Platform | FCL-WWW-P-3030 |  |  |  | V |  |  | Pump Submersible East, Pump Room
121743 | 75332 | THC-ACC-V-6099 | Valve, Pressure Relief, Manual, Glycol, HE-6002, Lower Level 2 Blower Room, Headworks | THC-ACC-HE-6002 | Valve,Pressure Relief | HVAC |  | V | http://www.toronto.ca/TWONTO#valve |  | Heat Exchanger, Heating Glycol System, Lower Level 2 Blower Room, Headworks
78306 | 85132 | THR-SES-EL-EPS | Emergency Lights / Exit Signs, Effluent Pumping Station | THR-ELS-AER | Safety | Safety Equipment |  |  | http://www.toronto.ca/TWONTO#collection_of_assets |  | Electrical System, Aeration and Galleries
139904 | 76963 | TNT-AER-RX-0112 | Reactor, Mabr Cassette, Aeration Tank 1 - Mabr Cassette 12, Aeration | TNT-AER-T-0100 |  |  |  | RX |  |  | Tank,Aeration, # 1
93480 | 46013 | FHO-MCS-LD-0303 | Lifting Device, JLG Manlift JLG 20 DUL -Sr# 013000 7854 | FHO-MCS-LD | Lifting Device | Lifting Device |  | LD | http://www.toronto.ca/TWONTO#man_lift |  | Lifting Devices & Elevators
34566 | 4343 | MAIN-228 | Main 228 | WTR-MT1 | [6 empty] | Work Area 1 EAST Mains and Chambers
55633 | 39077 | TAB-WA3-LD-4951 | Sling, Nylon, 8 FT | TAB-DEW-SAFETY | PPE | Lifting Device |  | LD | synthetic_web_sling |  | Safety Equipment
8079 | 37698 | COL-PWE-WEL-0100 | Wet well, Wellington SPS | COL-PWE-MISC |  |  |  | WEL |  |  | Miscellaneous Equipment
124874 | 61562 | THC-ELS-MCC-1500 | Motor Control Centre, Incineration Essential Power,Biosolids Building | THC-ELS-TS-1501 |  | Motor Control Centre |  | MCC | http://www.toronto.ca/TWONTO#LV_electrical_panel |  | Switch,Transfer,Incinerator Area
79783 | 52738 | THR-WA1-LD-3702 | Sling, Nylon, Work Area 1 (NYLON SLING 6" X 13' , CAPACITY 16500 LBS SN 20733702) | THR-LD-WIRE-WA1 | Lifting Device,Sling | Lifting Device |  | LD | synthetic_web_sling |  | Slings, Wire Rope, Work Area 1
98825 | 43915 | HX2408B | Receiver, Air | TAB-RSP-C | Vessel,Pressure | Tank |  |  | http://www.toronto.ca/TWONTO#pressure_vessel |  | T Building, Compressed Air
79590 | 9624 | FHA-SED-P-0101-KQ | Pump, Sampling, Settled Water West | FHA-SUSPENDED |  |  | 33366 | P |  |  | Suspended Obsolete entity for storage purpose
12648 | 10850 | FCL-ELS-LSH-0300 | Switch, Level, High, Fuel Oil Tank T-0100, Low Lift Building, Screen Room, Underground | FCL-ELS-T-0100 |  |  |  | LSH |  |  | Tank, Underground, Main Oil Fuel Tank, Low Lift Building, Screen Room
101635 | 98302 | MAIN-236 | Main 236 | WTR-LWA | [6 empty] | Work Area 2 Central Mains and Chambers
93607 | 26971 | FHO-PAC | PAC System | FHO-PLT | [6 empty] | Preliminary Treatment
113047 | 44640 | TAB-EL2-MCC-6324 | Motor Control Center- Incinerator | TAB-WA4-ELS | Control Panel,MCC | Motor Control Centre |  | MCC | http://www.toronto.ca/TWONTO#LV_electrical_panel |  | WA4 Electric Equipments
111099 | 87514 | TAB-DIG-SQ-0091 | First Aid Kit - Gas Control Bldg. | TAB-DIG-SQ | Safety,First Aid Kit | Safety Equipment |  | SQ | http://www.toronto.ca/TWONTO#first_aid_kit |  | Digester Gas Control Building.- Safety Equipment
80254 | 85500 | FHA-SED-ZSH-0201D | Switch, Limit, Access Hatch Zone 1, Settling Basin T-0201 | FHA-SED-ZSH-0201 |  | Security System |  | ZSH | http://www.toronto.ca/TWONTO#position_switch |  | Switch, Limit, Access Hatch Zone 2
78702 | 34326 | THR-SES-PGM-85703 | Personal Gas Meter (Sno. 00085703) | THR-SES-SQ-PGM | Safety | Safety Equipment |  | PGM | http://www.toronto.ca/TWONTO#portable_gas_detector |  | Personal Gas Meter
9049 | 11816 | COL-YKP-VEH-0017S | Vehicle, Truck #067037 (F250) | COL-W-OBSOLETE | Vehicle,Licensed | Vehicle | 47514 | VEH | http://www.toronto.ca/TWONTO#pickup_truck
121165 | 3550 | THC-ACC-STR-3042 | Strainer,Suction,Plant Hot Water Supply Recirc. Pump 3043,Boiler Building | THC-ACC-P-3043 | Strainer,Self Cleaning Motorized | HVAC |  | STR | http://www.toronto.ca/TWONTO#strainer |  | Pump,Centrifugal,Plant Hot Water Supply Recirc.,Boiler Building
34413 | 44127 | COL-YKP-DA-33019S | Davit Mast (45")-33019 | COL-YKP-DA-0010S | Safety | Safety Equipment | 45529 | DA | davit_base |  | Davit Arm Assembly with Upper Arm-11553
37201 | 47341 | NR3118E | Unit Heater,Convection,P.W.P.S.-H-11 | TAB-ACC-HTR-PWPS | H.V.A.C.,Heater | HVAC |  |  | http://www.toronto.ca/TWONTO#heater |  | Unit Heaters- PWPS
24098 | 87244 | COL-PPU-TR-0001 | Transformer, Power | COL-PPU-MISC | Transformer |  |  | TR |  |  | Miscellaneous Equipment
64764 | 72422 | FCL-SES-CYL-0014 | Air Cylinder Carbon Fiber | FCL-SES | PPE,SCBA | Tank |  | CYL | gas_cylinder |  | Safety and Environmental Services
26282 | 97770 | FHO-GRK-DR-2037L | Door, (FD-2-37), Fire Rated, Chemical Building, L2, South Penthouse, Dark Room in Vestibule | FHO-GRK-FEQ-0001 | Fire Prevention,Door | Door |  | DR | http://www.toronto.ca/TWONTO#fire_rated_door
43986 | 92262 | TAB-DEW-PLQ | Plumbing, General, Dewater Bldg | TAB-DEW-SERVICES | Piping | Plumbing |  |  | plumbing |  | Dewatering Building Service & Safety Systems
40112 | 8473 | DA2001A | Dehumidifier Unit, Floatation Bldg | TAB-ACC-CI | H.V.A.C.,Air Conditioner | HVAC |  |  | http://www.toronto.ca/TWONTO#dehumidifier |  | Chiller and Air Coolers
131879 | 59284 | THR-CW-CH-0005 | City Water & Fire Water Chambers, Meter Chamber #5 | THR-CW-CH |  |  |  | CH |  |  | City Water & Fire Water Chambers
147781 | 72365 | YTF-GRD | Grounds | YTF-DOS |  | Grounds |  |  | space |  | Tiffield Yard - 60 Tiffield Road
127237 | 58243 | THC-PLT-PSL-2402 | Switch, Pressure Differential, Low, Blower BL-2400, Blower Room, Channel Aeration | THC-PLT-BL-2400 | Switch,Pressure-Low | Switch |  | PSL | http://www.toronto.ca/TWONTO#pressure_switch |  | Blower, Blower Room, Channel Aeration
73253 | 61882 | THR-DRN-ER | Engine Room, Work Area 3 | THR-DRN-WA3 | [6 empty] | Drains, Work Area 3
128977 | 28815 | THC-STR-T-8330 | Tank, Hypoclorite, Phase IV, Secondary Clarifier | THC-ODOUR-PHASE I-IV | Tank | Tank | 33427 | T | http://www.toronto.ca/TWONTO#chemical_storage_tank |  | Odour Control
5649 | 90324 | COL-POM-MCC-0001 | Motor Control Centre | COL-POM | Control Panel,MCC | Motor Control Center |  | MCC | http://www.toronto.ca/TWONTO#LV_electrical_panel |  | Old Mill Sewage Pumping Station
138699 | 45858 | THR-SES-SQ-0109S | Eyewash and Shower Station, Ferrous Chloride Building, Outside | THR-SES-SQ | Safety,Eye wash | Safety Equipment | 38666 | SQ | http://www.toronto.ca/TWONTO#emergency_eyewash_and_shower |  | Safety Equipment
34580 | 87447 | MAIN-242 | Main 242 | WTR-LWA | [6 empty] | Work Area 2 Central Mains and Chambers
145700 | 64656 | WTR-PPD-DR-0002 | Door | WTR-PPD-AUX | Door,Access | Door |  | DR | http://www.toronto.ca/TWONTO#door
68670 | 29711 | THR-ACC-TSH-0240 | Switch, Temperature, High ,Discharge Air, Air Handling Unit MUA-558, North Grit South Fan Room | THR-ACC-FN-0240 | Switch,Temperature-High | Switch |  | TSH | http://www.toronto.ca/TWONTO#temperature_switch |  | Fan, Plenum, Supply, Existing Air Handling Unit MAU-558, North Grit Fan Room
144836 | 86405 | WTR-PKL-LSL-0200 | Switch,Level-Low,Priming Status Switch,Pump 0200 | WTR-PKL-P-0200 | Switch,Level-Low | Switch |  | LSL | http://www.toronto.ca/TWONTO#level_switch |  | Pump, Centrifugal, District 5
13959 | 75344 | FCL-RW-CP-0102 | Control Panel, Raw Water Screen SC-0101 Inlet & Outlet Gates, Low Lift PS Screen Room S/W | FCL-RW-SC-0101 |  |  |  | CP |  |  | Screen, Bar, Raw Water, Intake and Screen Room
69703 | 42168 | THR-BG-DRY | Blended Gas, Dryer | THR-BG | [6 empty] | Blended Gas
95216 | 39711 | FHO-TRW-P-0300-KQ | TRW Pump Unit 3 | FHO-OBSOLETE |  |  |  | P |  |  | Removed From Service
27173 | 56018 | DOS-YCM-VEH-206050 | 2009 Freightlnr FLD120SD - Vehicle Unit# 206050 | FAC-YCM-VEH | Vehicle,Licensed | Vehicle |  | VEH | http://www.toronto.ca/TWONTO#passenger_vehicle
80323 | 93806 | TNT-ACC-TS-5201 | Switch,Temperature, Boiler #5200 | TNT-ACC-BO-5200 | Switch,Temperature | Switch |  | TS | http://www.toronto.ca/TWONTO#temperature_switch |  | Boiler, Hot Water
59058 | 23674 | THC-ACC-HTR-0335 | Air Heater, Building M | THC-ACC-HEATERS | H.V.A.C.,Heater,Unit | HVAC |  | HTR | http://www.toronto.ca/TWONTO#heater |  | Air Heaters, Building M
31426 | 72903 | COL-RBB-HTR-0001 | Heater, Unit | COL-RBB-MISC | Heater |  |  | HTR |  |  | Miscellaneous Equipment
4565 | 54600 | COL-PGB-LSHH-0105 | Switch, Level High-High | COL-PGB-MISC | Switch,Level |  |  | LSHH |  |  | Miscellaneous Equipment
113350 | 82356 | TAB-EL3-TS-6340 | Power Distribution, Automatic Transfer Switch, Generator, Standby Power, 600V | TAB-EL3-GEN-6240 |  |  |  | TS |  |  | Generator, Standby Power, 600V 500kw - Dig 19-22/Gas Cntl Bldg
72558 | 76490 | THR-ACC-DIG | Air Conditioning, HVAC, Digesters | THR-ACC-WA1 | H.V.A.C.,Air Conditioner | HVAC |  |  | http://www.toronto.ca/TWONTO#collection_of_assets |  | Air Conditioning, AHU, HVAC,Work Area1
14882 | 22585 | FCL-SPC-COM-1800 | Access Closet, Low Lift PS Building, Switchgear Room | FCL-RAW WATER BLDG |  |  |  | COM |  |  | Building Location
105880 | 24636 | TAB-ACC-AC-6535 | Air Conditioner, Indoor, Workshop Office, Screen Bldg., P Bldg. | TAB-ACC-CI | H.V.A.C.,Air Conditioner | HVAC |  | AC | http://www.toronto.ca/TWONTO#air_condition |  | Chiller and Air Coolers
140721 | 30628 | TNT-PLT-G-0001 | Gate, Gate Valve, Inlet Isolation 750mm Gate (Actuated), Preliminary Treatment | TNT-PLT | Valve,Gate,Sluice,Act. | Gate |  | G | http://www.toronto.ca/TWONTO#channel_gate
24751 | 89814 | COL-PSB-LIT-0101 | Transmitter, Level | COL-PSB-MISC | Transmitter,Level |  |  | LIT |  |  | Miscellaneous Equipment
94011 | 49736 | FHO-RW-P-1501-KQ | Zebra Mussel Control Sample Pump Unit 1 | FHO-OBSOLETE |  |  |  | P |  |  | Removed From Service
130151 | 36040 | THR-ACC-NR-670 | HVAC Unit & Fan, Across Admin Lunch Room | THR-ACC-ADM | H.V.A.C.,Heater,Unit | HVAC |  | NR | http://www.toronto.ca/TWONTO#heater |  | Air Conditioning, HVAC, Admin Building
81488 | 64455 | FHA-SES-LDR-0105 | FHA-SES-LD-0043 - 12' Ladder Fiberglass ( T.R.W Switchgear room. ) | FHA-SES-LD-1 | Safety | Safety Equipment |  | LDR | http://www.toronto.ca/TWONTO#ladder |  | Ladders
121301 | 64856 | THC-ACC-TIT-6502 | Transmitter, Temperature, Supply Air, Pipe Gallery, 2nd Floor Mech Room #1, Headworks | THC-ACC-AHU-6500 | Transmitter,Temperature | HVAC |  | TIT | http://www.toronto.ca/TWONTO#temperature_transmitter |  | Air Handling Unit, Pipe Gallery, 2nd Floor Mech Room #1, Headworks
105829 | 23503 | TAB-ACC-4400 | Space Heating, Auxillary Bldg | TAB-ACC | H.V.A.C.,Heater | HVAC |  | ACC | http://www.toronto.ca/TWONTO#collection_of_assets |  | Plant HVAC Equipment
6755 | 70550 | COL-PPU-RPU-0001 | Remote Processing Unit | COL-PPU-MISC | RPU |  |  | RPU |  |  | Miscellaneous Equipment
61615 | 47891 | FHA-ELS-PDP-0206 | Power Distribution Panel, 100A, 347/600V, 3PH, RMF, Welding Shop East | FHA-ELS | Control Panel,Power Distribution Panel | Power Distribution Panel |  | PDP | http://www.toronto.ca/TWONTO#LV_electrical_panel |  | Electrical
21879 | 2697 | COL-PMY-LTG-0002S | Lighting, Emergency Lighting | COL-PMY | Lighting |  | 42949 | LTG |  |  | Maryport Sewage Pumping Station
19545 | 58289 | FHO TRW PUMPING | Treated Water Pumping | FHO-TRW | [6 empty] | Treated Water System
78792 | 96492 | THR-SES-SQ-0004 | Eyewash and Shower Station, Disinfection Building, South Vestibule by Lab | THR-SQ-PEWS-WA1 | Safety,Eye wash | Safety Equipment |  | SQ | http://www.toronto.ca/TWONTO#emergency_eyewash_and_shower |  | Portable. (Gravity Operated) Eyewash Station, Dig9&10 Bsmnt
112273 | 99024 | TAB-DIS-SQ-0009 | SCBA Breathing Apparatus, TF195198, T Bldg., Grd.Flr.Opp. Elevator | TAB-SES-SCBA | PPE,SCBA | Safety Equipment | 34627 | SQ | http://www.toronto.ca/TWONTO#self-contained_breathing_apparatus |  | WA4 Safety Equipment, SCBA
79149 | 44445 | THR-ELS-MCC-2802 | Control Panel, MCC 1202, Sludge Thickening | THR-ELS-STB | Control Panel,MCC | Motor Control Centre |  | MCC | http://www.toronto.ca/TWONTO#LV_electrical_panel |  | Electrical System, Sludge Thickening Building
94991 | 33443 | FHO-SPC-COM-1703 | Termination Panel, Filter 1-8 Building, S2, Filter Pipe Gallery, East Wall | FHO-SPC |  | Communications Equipment |  | COM | termination_panel |  | Process Control Systems - Services Area
76598 | 45962 | THR-PLQ-WA2 | Plumbing, Work Area 2 | THR-GRK-PRTY-WA2 | [6 empty] | WA2 Property, Humber T. P. for DOS Work Orders
136627 | 13608 | THR-MCS-CHR-3649 | Chair, Shop Stool, Issued to Danny Oliveira | THR-LD-WA2 |  | Tool |  | CHR | shop_stool |  | Lifting Devices, Chain Hoist, Come Along & Slings
18192 | 99298 | FHA-SED-ZSH-0605 | Switch, Limit, Access Hatch Zone 6 | FHA-SED |  | Security System |  | ZSH | http://www.toronto.ca/TWONTO#position_switch |  | Sedimentation
24938 | 35118 | FHO-PLT-PSH-0101 | Switch, Pressure High, Discharge, Pretreatment Chemical Dispersion Pump 0101,Ozone Building,S2 Level | FHO-PLT-P-0101 | Switch,Pressure-High | Switch |  | PSH | http://www.toronto.ca/TWONTO#pressure_switch |  | Pump, Centrifugal, Pretreatment Chemical Dispersion,Ozone Building, S2, Ozone Pipe Gallery #2
14495 | 84911 | FCL-SES-FA-0009 | NORTH | FCL-SES-SQ-0007 |  | Safety Equipment |  | FA | http://www.toronto.ca/TWONTO#first_aid_station_equipment |  | Eyewash Station, Admin Building, Operators Lab,Eye wash station - main change room
48641 | 86300 | TAB-MCS-CRN-POL | Cranes - Polymer Building | TAB-MCS-CRN | [6 empty] | TAB Cranes and Lifting Devices
45400 | 84044 | TAB-DIG-RPU-1008 | Remote Processing Unit | TAB-DIG-ELQ-T13-16 | RPU | Remote Processor Unit |  | RPU | http://www.toronto.ca/TWONTO#RPU_panel |  | Digester Tanks 13-16, Electrical Equipment
25690 | 21915 | COL-PSP-LIT-0100 | Transmitter, Level | COL-PSP-MISC | Transmitter,Level |  |  | LIT |  |  | Miscellaneous Equipment
4140 | 49493 | COL-PCU-SS-5333 | Door open acknowledge | COL-PCU-SUSPENDED | Security System |  | 35004 | SS |  |  | Cumber P.S.suspended entities
46608 | 22464 | TAB-DIS-CHL-1116 | Chlorinator #6 | TAB-SUSPENDED ENTITY | Chemical Feeder | Chemical Feeder |  | CHL | http://www.toronto.ca/TWONTO#chlorinator_system |  | Suspended entities
39091 | 76045 | SWM-PWD-TR-0001 | Transformer, Power | SWM-PWD-MISC | Transformer |  |  | TR |  |  | Miscellaneous Equipment
125886 | 73703 | THC-GRK-VEH-378085 | Vehicle, Personal Carrier, Kubota (WA2 mech) | THC-SUSPENDED | Vehicle,Unlicensed | Vehicle | 34914 | VEH | http://www.toronto.ca/TWONTO#golf_cart
138739 | 75421 | THR-SES-SQ-1897 | Lanyard for Harness, PPE Paquito Espiritu | THR-SES-FAS | Safety | Safety Equipment |  | SQ | lifeline |  | Fall Arrest Sytem (Harness and Lanyard), Safety Equipment
96285 | 8222 | FIS-ELS-PDP-0202 | Panel, Power Distribution, 600V, Mechanical/Electrical Room | FIS-ELS-MCC-0200 |  | Power Distribution Panel |  | PDP | http://www.toronto.ca/TWONTO#LV_electrical_panel |  | MCC,600 V,Workshop Building,Mezzanine,West
122512 | 98713 | THC-DCL-LSLL-0401 | Level Switch Low-Low, SBSS Feed Tank, Dechlorination | THC-DCL-T-0100 |  | Switch | 34140 | LSLL | http://www.toronto.ca/TWONTO#level_switch |  | Tank, Storage 38% Sodium Bisulphite, Dechlorination
87694 | 32271 | WTR-PRH-T-1300 | Tank, UREA Transfer, Basement Fault Vault Room | WTR-PRH-MCC-0101 |  | Tank |  | T | http://www.toronto.ca/TWONTO#storage_tank |  | Motor Control Center, Incoming Line
59411 | 2975 | THC-DIG-LSHHB-5285 | Switch,Level-High-High,South-West Storm Sump,CP-5285,Building U | THC-DIG-CP-5285 | Valve,Gate | Switch |  | LSHHB | http://www.toronto.ca/TWONTO#level_switch |  | Control Panel,Electrical,South-West Storm Sump,P-5285A & P-5285B,Building U
66370 | 12847 | THC-SES-SQ-6109123123 | SCBA Unit, Cylinder, spare, T1 Control Room | THC-SES-SQ-SCBA | PPE,SCBA | Safety Equipment |  | SQ | http://www.toronto.ca/TWONTO#compressed_gas_cylinder |  | SCBA Units, virtual entity
40997 | 17761 | TAB-ACC-TIT-6454 | Transmitter, Temperature, Ambient Air, operating gallery, East Operating Gallery | TAB-ACC-AHU-6450 | Transmitter,Temperature | HVAC |  | TIT | http://www.toronto.ca/TWONTO#temperature_transmitter |  | Air Handling Unit, Primary Tank Operating Gallery, Ground, East Side
18175 | 70399 | FHA-SED-ZSH-0505D | Switch, Limit, Access Hatch Zone 5, Settling Basin T-0501 | FHA-SED-ZSH-0505 |  | Security System |  | ZSH | http://www.toronto.ca/TWONTO#position_switch |  | Switch, Limit, Access Hatch Zone 5
13131 | 21755 | FCL-SA-F-0302 | Filter, Second Service Air System, Service Air Monitoring - Low Lift Pumps, Dry Chemicals and Screen Room | FCL-SA | Filter | Filter |  | F | http://www.toronto.ca/TWONTO#replaceable_air_filter |  | Service Air
16509 | 98731 | COL-PKP-LSH-0001 | Switch, Level-High | COL-PKP | Switch,Level | Switch |  | LSH | http://www.toronto.ca/TWONTO#level_switch |  | Kennedy Park Sewage Pumping Station
127571 | 10958 | THC-PRM-LSHH-0122 | Level Switch High High,Sump,Phase 1, Tank 1000, Primary T12 and T15 | THC-PRM-P-0122 | Switch,Level | Switch |  | LSHH | http://www.toronto.ca/TWONTO#level_switch |  | Pump, Sump, Primary Treatment
109618 | 22219 | TAB-DEW-MX-0230 | Tank, Hopper Agitator, #2 Schwing Pump | TAB-DEW-T-0230 | Tank | Tank |  | MX | http://www.toronto.ca/TWONTO#mixer_or_agitator |  | Tank, DWS from Centrifuge #2
73946 | 47496 | THR-ELS-SQ-0896 | Electrical Rubber Gloves, PPE Spare 10kV | THR-ELS-SQ-ERG | Safety | Safety Equipment |  | SQ | http://www.toronto.ca/TWONTO#rubber_insulating_gloves |  | Electrical Rubber Gloves, Safety Equipment
89711 | 40324 | WTR-WEST-ANL | Analyzers, Air Monitors & Calibration Equipment - WWA | WTR-WEST-SES | [6 empty] | Safety & Lifting Devices
112718 | 79124 | TAB-EL1-MCC-6624 | Motor Control Centre | TAB-EL1-PDP-6012 | Control Panel,MCC | Motor Control Centre |  | MCC | http://www.toronto.ca/TWONTO#LV_electrical_panel |  | Power Distribution Panel, 600V, PT 1-9 Outdoor Sub.
114402 | 24511 | TAB-PLT-D | D Building - Preliminary Treatment | TAB-PLT | [6 empty] | Preliminary Treatment
41141 | 46728 | TAB-ACC-PSL-6301 | Switch, Pressure Switch Low, Glycol Automatic Feeder, Main Floor, Dig 9-12 Control Building. | TAB-ACC-HE-6301 | Switch,Pressure-Low | Switch |  | PSL | http://www.toronto.ca/TWONTO#pressure_switch |  | Heat Exchanger, Plate and Frame, Mechanical Room, Dig 9-12 Control Building.
6709 | 54852 | COL-POM-LSLL-0101 | Switch, Level Low-Low | COL-POM-MISC | Switch,Level | Switch |  | LSLL | http://www.toronto.ca/TWONTO#level_switch |  | Miscellaneous Equipment
138634 | 8493 | THR-SES-LD-2572 | Retractable Winch for Davit Arm | THR-SES-LD | Safety | Safety Equipment |  | LD | winch |  | Lifting Device, Safety Equipment
63708 | 26571 | THC-PLT-MSL-5181 | Switch, Motion-Low, Screening Transfer System, Head House | THC-PLT-SC-0140 | Switch,Motion | Switch |  | MSL | http://www.toronto.ca/TWONTO#motion_sensor_element |  | Bar Screen 0140
97673 | 20020 | FIS-RW-PSH-0301 | Switch, Pressure-High, Seal Water, Pump 0301, Raw Water Pumping Station, Pump Room | FIS-RW-P-0301 | Switch,Pressure-High | Switch |  | PSH | http://www.toronto.ca/TWONTO#pressure_switch |  | Circuit Breaker,4.16 kV,Raw Water Pump Station,Upper Level,West,Solid State Starter,FIS-RW-P-0301
4054 | 56645 | COL-PCU-GEN-5200 | Generator, Electricity | COL-PCU-MISC | Generator |  | 34940 | GEN |  |  | Miscellaneous Equipment
73426 | 36637 | FHO-DOZ-INJ-3361 | Injector, Disolved Ozone Analyzer AIT-3361 Sampling, Ozone Building, S2, Access/Sampling Area 4 | FHO-DOZ-AIT-3361 |  | Injector |  | INJ | http://www.toronto.ca/TWONTO#ejector |  | Analyzer, ORP, Contact Tank T-2300, Ozone Building, S2, Ozone Access/Sampling Area 4
130444 | 8373 | THR-ACC-T-0002 | Tank, Glycol Skid, Digester Mezzanine North, AHU-02 | THR-ACC-T | Tank | Tank |  | T | http://www.toronto.ca/TWONTO#chemical_storage_tank |  | Air Conditioning, Glycol Heating Packages
8963 | 57135 | COL-YKP-DA-110677S | Davit Upper Arm-110677 | COL-YKP-DA-0001S | Safety | Safety Equipment | 45995 | DA | http://www.toronto.ca/TWONTO#fall_arrest_Davit_arm |  | Davit Arm Assembly with Upper Arm-110677
3503 | 88556 | COL-PBP-LS-0104 | Switch, Level-High | COL-PBP-MISC | Switch,Level | Switch |  | LS | http://www.toronto.ca/TWONTO#level_switch |  | Miscellaneous Equipment
139505 | 76806 | THR-WA3-LD-0038 | Chain Sling,LIFTALL,2100Ibs,WA3 (1/2" X 6') | THR-LD-WIRE-WA3 | Lifting Device,Sling | Lifting Device |  | LD | chain_sling |  | Slings, Wire Rope, Work Area 3
60327 | 51402 | THC-ACC-V-6065 | Valve, Ball, Manual, Glycol, P-6003, Lower Level 2 Blower Room, Headworks | THC-ACC-P-6003 | Valve,Ball | HVAC |  | V | http://www.toronto.ca/TWONTO#valve |  | Pump, Heating Glycol System, Lower Level 2 Blower Room, Headworks
50246 | 90823 | TAB-PLT-SP-9000 | Sampler, Raw Sewage, Conduit 9 | TAB-SUSPENDED ENTITY | Sampler | Sampler | 34189 | SP | http://www.toronto.ca/TWONTO#auto_sampler |  | Suspended entities
29169 | 94454 | FIS-FEQ-FEQ-4003-SUS | Fire extinguisher, Type ABC, Fire Prevention, Reception Area | FIS-SES-FE |  | Safety Equipment | 46929 | FEQ | ? |  | Fire Fighting equipment
59580 | 96625 | THC-ACC-TIT-6006 | Transmitter, Temperature, Sec Loop, Glycol Supply After HE-6001,Lower Level 2 Blower Room, Headworks | THC-ACC-HE-6001 | Transmitter,Temperature | HVAC |  | TIT | http://www.toronto.ca/TWONTO#temperature_transmitter |  | Heat Exchanger, Heating Glycol System, Lower Level 2 Blower Room, Headworks
111130 | 17831 | TAB-DIG-T-1000 | Tank, Digester tank, Digester 10 | TAB-DIG-T-09-12 | Tank | Tank |  | T | http://www.toronto.ca/TWONTO#digester_tank |  | Digester Tanks 9-12
120866 | 82543 | THC-ACC-HTR-0248 | Heater, Perimeter. Admin Building, Ground Floor, Office 119 | THC-ACC-AHU-0081 |  | HVAC |  | HTR | http://www.toronto.ca/TWONTO#heater |  | Air handling Unit, Ground Floor South Zone(Project Management), Admin Building Roof
105923 | 2221 | TAB-ACC-AHU-1851 | AHU, Blower Bldg | TAB-ACC-AHU-BL | Air Handling Unit | HVAC |  | AHU | http://www.toronto.ca/TWONTO#air_handler_unit |  | AHUs/Supply Fans Blower Bldg.
8286 | 33166 | COL-PWR-LSHH-0104 | Switch,Level, High-High, Float Mode, Wet Well #1 | COL-PWR-WEL-0100 | Switch,Level-High-High | Switch |  | LSHH | http://www.toronto.ca/TWONTO#level_switch |  | Well, Wet Well #1, West Rouge PS
106700 | 78183 | TAB-ACC-HC-9005 | Heating Coil, T Bldg | TAB-ACC-HTR-M&T | H.V.A.C.,Heater,Convection | HVAC |  | HC | heating_coil |  | Unit Heaters- M&T Bldg
132179 | 19899 | THR-DCL-T-0003S | Tank, Containment, Sodium Bisulphite | THR-S-E | Tank | Tank | 40867 | T | containment_berm |  | SUSPENDED ENTITY
224 | 2551 | {FIS-ELS-TR}.1 | Asset Group,Transformers,Oil-filled | {FIS-ELS-TR} | [6 empty] | Asset Group,Transformers
14284 | 84280 | COL-PHB-LS-0102 | Switch, Level-High | COL-PHB-MISC | Switch,Level | Switch |  | LS | http://www.toronto.ca/TWONTO#level_switch |  | Miscellaneous Equipment
39144 | 17525 | TAB-ACC-DM-6558 | Damper, Motorized, Ambient Air, Mechanical RM No. 3, Screen Bldg., P Bldg. | TAB-ACC-AHU-6530 | Damper/Louver | HVAC |  | DM | http://www.toronto.ca/TWONTO#air_damper |  | Air Handling Unit, Mechanical Room no.3, Screen Bldg., P Bldg.
55559 | 93417 | TAB-WA2-SQ-1219 | EE2 - 902 T3 Nylon Sling | TAB-SES-LD | Lifting Device,Sling | Lifting Device |  | SQ | synthetic_web_sling |  | WA2 Lifting devices
109621 | 75361 | TAB-DEW-MX-0630 | Tank, Hopper Agitator, #6 Schwing Pump | TAB-DEW-T-0630 | Tank | Tank |  | MX | http://www.toronto.ca/TWONTO#mixer_or_agitator |  | Tank, DWS from Centrifuge #6
11822 | 16106 | FCL-DCL-T-0202 | Tank, Expansion, SO2 Evaporator 0201 Inlet Header, Machine Room,Gaseous Chemical Building | FCL-DCL | Tank | Tank |  | T | expansion_tank |  | Sulphur Dioxide System
10359 | 42115 | FCL-ACC-HTR-0255 | Heater, Convection, Electric, (CH-1B), 2kW, Dry Chemical Building Change Room | FCL-ACC-P-LL |  |  |  | HTR |  |  | Low Lift Pumping Station HVAC Equipment
135971 | 40704 | THR-FT-RPU-0002S | Remote Processor Unit, Final Tank 0200, Tank 0400 (172.22.37.195) | THR-FT-RPU | RPU | Remote Processor Unit | 39565 | RPU | http://www.toronto.ca/TWONTO#RPU_panel |  | Final Tank, Remote Processor Unit, UPS & RTU
31438 | 34727 | COL-RBB-LSH-0200 | Switch, Level-High | COL-RBB | Switch,Level |  |  | LSH |  |  | Western Beaches Tunnel (Battery Park)-Storm
26311 | 84874 | FHO-SES-SQ-0010-SUS | Noise Abatement/Hearing Protection | FHO-SUSPENDED | PPE | Safety Equipment | 37760 | SQ | emergency_kit |  | Suspended Entity List
101571 | 54722 | MAIN-157 | Main 157 | WTR-MT1 | [6 empty] | Work Area 1 EAST Mains and Chambers
40355 | 84883 | TAB-ACC-FSL-0070 | Switch, Flow, Low, Air, Exhaust Fan 0070, Grit Bldg. Rooftop | TAB-ACC-FN-0060A | Switch,Flow-Low | Switch |  | FSL | http://www.toronto.ca/TWONTO#flow_switch |  | Fan, Forced Draft, Hot Water Boiler #6
12321 | 80039 | FCL-FLT-F-1601 | Filter, Carbon Activated, Filter Building, Filter Gallery East | FCL-FLT | Filter | Filter |  | F | media_based_filter |  | Filtration
14218 | 92725 | COL-PHA-FAK-0001 | First Aid Kit | COL-PHA | Safety,First Aid Kit | Safety Equipment |  | FAK | http://www.toronto.ca/TWONTO#first_aid_kit |  | Hanlan's Point Sewage Pumping Station
107769 | 20432 | TAB-ACC-TSH-6452 | Switch,Smoke detector, High, Supply Air, AHU-6450, Ground, East Operating Gallery | TAB-ACC-AHU-6450 | Switch,Temperature-High | HVAC |  | TSH | http://www.toronto.ca/TWONTO#flame_or_combustion_sensing_instrument |  | Air Handling Unit, Primary Tank Operating Gallery, Ground, East Side
97406 | 67020 | FIS-PCL-LSHH-0201 | Switch, Level, High High, Float, PACL Tank T-0201, Workshop Building, Chemical Storage | FIS-PCL-T-0201 | Switch,Level-High | Switch |  | LSHH | http://www.toronto.ca/TWONTO#level_switch |  | Tank, PACL Storage, Workshop Building, Chemical Storage
72306 | 37895 | THR-ACC-AC-4002 | Fan Coil Unit, Ductless Split System Indoor Unit, AT Electrical Building, MCC Room | THR-ACC-WA4 | H.V.A.C.,Air Conditioner | HVAC |  | AC | http://www.toronto.ca/TWONTO#air_condition |  | Air Conditioning, AHU, HVAC,Work Area4
89052 | 89454 | WTR-RKL-T-0200 | Tank, (North-West Basin) | WTR-RKL-TRW | Tank,Reservoir | Tank |  | T | http://www.toronto.ca/TWONTO#reservoir_tank |  | Treated Water (Transmission)
62669 | 28641 | THC-MCS-T-0010 | Domestic Hot Water Tank, Building E | THC-PWA-HWT | Tank,Domestic Hot Water | Tank |  | T | http://www.toronto.ca/TWONTO#tanked_hot_water_heater |  | Domestic Hot Water Tanks
122790 | 74168 | THC-DEW-RPU-2101E | Remote Processing Unit | THC-DEW-RPU | Controller,PLC | Remote Processor Unit |  | RPU | http://www.toronto.ca/TWONTO#RPU_panel |  | Incineration RPUs
24593 | 83077 | COL-PRR-AIT-0001 | Transmitter, Gas | COL-PRR-MISC | Transmitter |  |  | AIT |  |  | Miscellaneous Equipment
72535 | 86704 | THR-ACC-CU-3601 | Air Conditioning, Condensing Unit, East Maintenance Building | THR-ACC-EV-3601 | H.V.A.C.,Air Conditioner | HVAC |  | CU | http://www.toronto.ca/TWONTO#AC_condenser_unit |  | Evaporator,1,Cooling,Electrical Room,East Workshop
129496 | 87883 | THC-TPA-PA-6017 | Speaker, Headworks, Stair "A", Ground Floor | THC-TPA-PA-6010A | Public Address System | Communications Equipment |  | PA | http://www.toronto.ca/TWONTO#public_annoucement_speaker |  | Paging Panel, Headworks, Electrical Room, Ground Floor
135972 | 42048 | THR-FT-RPU-0002S | Remote Processor Unit, Final Tank 0200, Tank 0400 (172.22.37.195) | THR-FT-T | RPU | Remote Processor Unit | 39565 | RPU | http://www.toronto.ca/TWONTO#RPU_panel |  | Final Sedimentation Tank & Dedicated WAS Pumping
40901 | 91779 | PH2206A | Door,Overhead, P Building | TAB-MCS-DR | Door,Overhead | Door |  |  | http://www.toronto.ca/TWONTO#roll_up_door
42094 | 16001 | TAB-ACC-V-6425 | Valve, Butterfly, Isolation, Hot Water System, Mech. Room No.5, Old Screen Bldg., P Bldg. | TAB-ACC-P-6402 | Valve | HVAC |  | V | http://www.toronto.ca/TWONTO#valve |  | Pump, Heating Pump, VFD, Mech Room No. 5, Old Screen Bldg., P Bldg.
121758 | 48088 | THC-ACC-V-6318 | Valve, Circuit Balancing, AHU-6300, 2nd Floor Mech Room #1, Headworks | THC-ACC-AHU-6300 | Valve | HVAC |  | V | http://www.toronto.ca/TWONTO#valve |  | Air Handling Unit, Screen Room/Conveyor Areas, 2nd Floor Mech Room #1, Headworks
129284 | 3934 | THC-THK-RPU-1603 | RPU,WAS Thickening (2) | THC-THK-TWAS | Control Panel,Instrumentation | Remote Processor Unit |  | RPU | http://www.toronto.ca/TWONTO#RPU_panel |  | Waste Activated Sludge Thickening
85497 | 21108 | WTR-PHL-FAR-0005 | Winch, Fall Arrest, S/N 00771 60ft | WTR-CENTRAL-SES | Lifting Device,Sling | Safety Equipment |  | FAR | winch |  | Safety & Lifting Devices
19860 | 58110 | COL-PLV-TR-0001 | Transformer | COL-PLV-MISC | Transformer |  |  | TR |  |  | Miscellaneous Equipment
122803 | 99739 | THC-DEW-RPU-2305 | Remote Processing Unit,Dewatering,Cake Pump-6710 RPU,3rd Floor,Biosolids Building West | THC-DEW-P-6710 |  | Remote Processor Unit |  | RPU | http://www.toronto.ca/TWONTO#RPU_panel |  | Pump,Dewatered Biosolids, Schwing type,Solid Treatment
93859 | 25417 | FHO-POL-T-0302-SUS | Tank, Polymer Storage (FHO TK PO 03 SO) | FHO-SUSPENDED | Tank,Reservoir | Tank | 37730 | T | http://www.toronto.ca/TWONTO#chemical_storage_tank |  | Suspended Entity List
146674 | 73190 | WTR-RBV-LSH-0401 | Switch, Level-High, Pump 0400 | WTR-RBV-AUX | Switch,Level-High | Switch |  | LSH | http://www.toronto.ca/TWONTO#level_switch |  | Auxiliary Equipment (Building Facilities)
67354 | 24639 | FCL-TRW-LSL-0700 | Switch, Level, Low, Treated Water Pump P-0700 Loss of Prime, High Lift Building, Pump Room | FCL-TRW-P-0700 | Switch,Level-Low | Switch |  | LSL | http://www.toronto.ca/TWONTO#level_switch |  | Pump, Treated Water
80268 | 4153 | FHA-SED-ZSH-0204 | Switch, Limit, Access Hatch Zone 2 | FHA-SED |  | Security System |  | ZSH | http://www.toronto.ca/TWONTO#position_switch |  | Sedimentation
107330 | 15077 | TAB-ACC-PDS-8402 | Switch,Pressure ,Supply fan, M Bldg., FN 8402 | TAB-ACC-FN-8402 | Switch,Pressure | Switch |  | PDS | http://www.toronto.ca/TWONTO#pressure_switch |  | Fan, Supply, M Bldg.
55956 | 26940 | FCL-SPC-RPU-1122A | RPU Panel, Gaseous Chemicals, Chemical Building | FCL_ELS_MISCELLANEOUS | Control Panel | Remote Processor Unit |  | RPU | http://www.toronto.ca/TWONTO#RPU_panel |  | FCL_ELS_MISCELLANEOUS
29996 | 70190 | FIS-RW-PSH-0201 | Switch, Pressure-High, Seal Water, Pump 0201, Raw Water Pumping Station, Pump Room | FIS-RW-P-0201 | Switch,Pressure-High | Switch |  | PSH | http://www.toronto.ca/TWONTO#pressure_switch |  | Circuit Breaker,4.16 kV,Raw Water Pump Station,Upper Level,West,Solid State Starter,FIS-RW-P-0201
25227 | 63888 | COL-PSL-LSL-0202 | Switch, Level-Low | COL-PSL | Switch,Level |  |  | LSL |  |  | Sewells Road Sewage Pumping Station
15865 | 67922 | COL-PKG-MCC-0002 | Motor Control Centre, New | COL-PKG-MISC | Control Panel,MCC |  |  | MCC |  |  | Miscellaneous Equipment
114893 | 29420 | TAB-PLT-UPS-0326 | UPS for RPU | TAB-PLT-RPU-0326 | RPU | Remote Processor Unit |  | UPS | http://www.toronto.ca/TWONTO#UPS |  | RPU Panel, Washer Compactor System, Second Floor Electrical Room, P Bldg.
117272 | 16507 | TAB-RSP-LSH-8057 | Switch, Level-High, Dry Well Sump, M-Building | TAB-RSP-P-8057 |  | Switch |  | LSH | http://www.toronto.ca/TWONTO#level_switch |  | Pump, Centrifugal, Dry Well Sump, M-Building
16034 | 33993 | FHA-BW | Backwash System | FHA-FLT | [6 empty] | Filtration
121272 | 80350 | THC-ACC-TIT-0411 | Transmitter,Temperature,Reclaim Heat Exhaust,AHU-0411,Roof,Building U | THC-ACC-AHU-0411 | Damper/Louver | Switch |  | TIT | http://www.toronto.ca/TWONTO#temperature_transmitter |  | Air Handling Unit,Basements,Roof,Building U
29638 | 3099 | FIS-MCS-LD-0020 | Manual hoist -Chain fall 1 Ton | FIS-MCS | Lifting Device | Lifting Device |  | LD | http://www.toronto.ca/TWONTO#lifting_equipment_hoist |  | Mechanical Services
11233 | 1115 | FCL-AM-LSH-0002 | Switch, Level, High, Ammonia Pumps Spill Containment, Gaseous Chemical Building, Pump Room | FCL-AM |  |  |  | LSH |  |  | Ammoniation
132855 | 55986 | THR-DIG-PSL-3211 | Switch, Pressure-Low, Suction, Pump 3211, Solids Treatment, Transfer System - Digesters - Tank 0900 & Tank 1000 | THR-DIG-P-3211 | Switch,Pressure-Low | Switch |  | PSL | http://www.toronto.ca/TWONTO#pressure_switch |  | Pump, Centrifugal, Sludge Transfer, Digester Tank 0900
124860 | 47306 | THC-ELS-MCC-0401 | Motor Control Center | THC-ELS-PS-0001-TUN | Control Panel,MCC | Motor Control Centre |  | MCC | http://www.toronto.ca/TWONTO#LV_electrical_panel |  | Primary Power Equipment, Building Tunels
138798 | 50435 | THR-SES-SQ-8587 | Harness, Full Body, PPE Nick Saceleano | THR-SES-SQ-2572 | Safety | Safety Equipment |  | SQ | http://www.toronto.ca/TWONTO#fall_arrest_harness |  | Lanyard for Harness, PPE Igor Chamsoutdinov
30378 | 88996 | FIS-SES-FAK | First Aid Kits | FIS-SES |  | Safety Equipment |  |  | http://www.toronto.ca/TWONTO#collection_of_assets |  | Safety, Instrumentation & Environmental Services
7084 | 91466 | COL-PRX-LP-0001 | Control Panel, Lighting | COL-PRX | Control Panel |  |  | LP |  |  | Roxborough Sewage Pumping Station
31116 | 73341 | FIS-WWW-LSLL-0501 | Switch,Level-Low-Low, Pump Well, Settling Basin 0501 | FIS-WWW-T-0501 | Switch,Level-Low-Low | Switch |  | LSLL | http://www.toronto.ca/TWONTO#level_switch |  | Tank, RMF Settling Basin 5, Filter Backwash Waste, Settling Basin Area
140117 | 53675 | TNT-CSO-TPB-0403 | Tipping Bucket, CSO Storage Tank Flushing | TNT-CSO-P-0400 | Tank,Reservoir | Tank |  | TPB | http://www.toronto.ca/TWONTO#instrument_gauge_or_display |  | Pump, Centrifugal, Flush, Maintenance Hole No. 1
8017 | 25540 | COL-PWC-CH-0003 | Chamber, Bar Screen | COL-PWC | Chamber |  |  | CH |  |  | Wirral Court Sewage Pumping Station
105933 | 37699 | TAB-ACC-AHU-2001 | AHU- New West Control Bldg | TAB-ACC-AHU | Air Handling Unit | HVAC |  | AHU | http://www.toronto.ca/TWONTO#air_handler_unit |  | Air Handling Unit & Supply Fan
106593 | 39861 | TAB-ACC-FN-OPS | Exhaust Fans, OPS | TAB-ACC-FN | [6 empty] | Exhaust Fans
86920 | 41276 | WTR-PLW-ZS-0003 | Switch, Position,Door Security | WTR-PLW-AUX | Switch,Position | Switch |  | ZS | http://www.toronto.ca/TWONTO#position_switch |  | Auxilliary Equipment (Building Facilities)
41518 | 98673 | TAB-ACC-TSL-1431 | Switch, Temperature-Low, Air Handling Unit,Boiler Room and Basement | TAB-ACC-AHU-1430 | Switch,Temperature-Low | Switch |  | TSL | http://www.toronto.ca/TWONTO#temperature_switch |  | Air Handling Unit,Boiler Room and Basement
121339 | 17225 | THC-ACC-TSH-0414 | Switch,Temperature-High,Exhaust Air,FN-0414 Shutdown,Roof,Building U | THC-ACC-AHU-0412 | Damper/Louver | Switch |  | TSH | http://www.toronto.ca/TWONTO#temperature_switch |  | Air Handling Unit,Compressor Room,Roof,Building U
50966 | 29256 | TAB-PRM-SQ-OPT | Old PS Building - Safety Equipments | TAB-PRM-OPS | [6 empty] | Old PS - Primary Treatment
80363 | 48096 | FHA-SED-ZSH-0504A | Switch, Limit, Access Hatch Zone 4, Settling Basin T-0501 | FHA-SED-ZSH-0504 |  | Security System |  | ZSH | http://www.toronto.ca/TWONTO#position_switch |  | Switch, Limit, Access Hatch Zone 5
113244 | 88274 | TAB-EL3-LSHH-8074 | Switch, Level High-High, Seawall Tunnel, East Outfall Tunnel Drop | TAB-EL3-P-8074 |  | Switch |  | LSHH | http://www.toronto.ca/TWONTO#level_switch |  | Pump, Sump, #10, Digester Gas Control Building
133876 | 36724 | THR-DIS-EV-1140 | Evaporator, Chlorine, Chlorination Building, Disinfection, Chlorination System | THR-DIS-EV | Evaporator,Chlorine | Evaporator | 34321 | EV | http://www.toronto.ca/TWONTO#chlorinator_system |  | Disinfection, Chlorine Evaporator
59068 | 61928 | THC-ACC-HTR-0359 | Air Heater, Building M | THC-ACC-HEATERS | H.V.A.C.,Heater,Unit | HVAC |  | HTR | http://www.toronto.ca/TWONTO#heater |  | Air Heaters, Building M
6227 | 65134 | COL-PMM-LSHH-0204 | Switch,Level, High-High, Float Mode, Wet Well #2 | COL-PMM-WEL-0200 | Switch,Level-High-High | Switch |  | LSHH | http://www.toronto.ca/TWONTO#level_switch |  | Wet Well
93984 | 31052 | WTR-PRH-RPU-0002 | Remote Processing Unit, Control Panel, Switchgear Room | WTR-PRH-ELS | RPU | Remote Processor Unit |  | RPU | http://www.toronto.ca/TWONTO#RPU_panel |  | Electrical System
79916 | 96334 | THR-WA2-LD-18-57 | Sling, Nylon, Work Area 2 (Sr 2258160-18-57) SIZE; 1" X 4', | THR-LD-NYLN-WA2 | Lifting Device,Sling | Lifting Device |  | LD | synthetic_web_sling |  | Slings, Nylon, Work Area 2
55395 | 3569 | TAB-WA1-SQ-1019 | Sling | TAB-WA1-SQ-1000 | Lifting Device,Sling | Lifting Device |  | SQ | http://www.toronto.ca/TWONTO#fall_protection_sling |  | WA1 Lifting Devices and Slings
12274 | 31462 | COL-PCU-AUX-ELEC | Electrical Equipment | COL-PCU-AUX | [6 empty] | Auxiliary Equipment
9076 | 24846 | COL-YKP-DA-1697326 | Davit Mast-1697326 | COL-YKP-DA | Safety | Safety Equipment |  | DA | davit_base |  | Davit Arm Assembly
91144 | 32716 | FHO-DEW-LS-0003 | Switch, Level, Sump Pumps P-0501 & P-0601 Control, Filter 1-8 Building, S2, Reservoir Gallery South | FHO-DEW | Switch,Level | Switch |  | LS | http://www.toronto.ca/TWONTO#level_switch |  | Dewatering & Drainage
34786 | 76511 | COL-YKP-FAK-0002 | First Aid Kit, Second Floor (Kitchen) | COL-YKP | Safety,First Aid Kit | Safety Equipment |  | FAK | http://www.toronto.ca/TWONTO#first_aid_kit |  | Kipling Yard
26377 | 48545 | FHO-SES-SQ-6266 | Lanyard, Serial Number 132027605, Ian Chin | FHO-SES-SQ-0009 | PPE,Lanyard | Safety Equipment |  | SQ | lifeline |  | Fall Lanyards
124909 | 13462 | THC-ELS-MCC-5101 | Control Panel,MCC,Primary Digesters | THC-ELS-PS-0001 | Control Panel,MCC | Motor Control Centre |  | MCC | http://www.toronto.ca/TWONTO#LV_electrical_panel |  | Primary Power Equipment
34142 | 30774 | COL-YKP-DA-152631 | Davit Base Leg-152631 | COL-YKP-DA-0020S | Safety | Safety Equipment |  | DA | davit_base |  | Davit Arm Assembly with Upper Arm-1683826
13964 | 95526 | FCL-SPC-RPU-1523 | RPU Panel, Filters 0301 and 0401, Filter Gallery | FCL-ELS-PS-0001 | Control Panel | Remote Processor Unit |  | RPU | http://www.toronto.ca/TWONTO#RPU_panel |  | Uninterruptible Power Supply,High Lift Bldg - Switchgear Room,LP-0001
84799 | 11874 | WTR-PEG-PSH-0003 | Switch,Pressure-High, Discharge to District 4 | WTR-PEG-TRW | Switch,Pressure-High | Switch |  | PSH | http://www.toronto.ca/TWONTO#pressure_switch |  | Treated Water (Transmission)
66430 | 67702 | FHA-SPC-RPU-1722 | RPU, Filters F-0501-0801, West Filter Pipe Gallery | FHA-ELS |  | Remote Processor Unit |  | RPU | http://www.toronto.ca/TWONTO#RPU_panel |  | Electrical
143291 | 62501 | WTR-PBV-RPU-0101 | Remote Processor Unit | WTR-PBV-FIT-0001 | Meter,Flow,Magmeter | Remote Processor Unit |  | RPU | http://www.toronto.ca/TWONTO#RPU_panel |  | Transmitter, Flow Indicating, Revenue, Magmeter
44363 | 56345 | FCL-PAC-DR-0101 | Door, Overhead, PAC Area, Dry Chemical Building, Loading Dock | FCL-GRK | Door,Overhead | Door |  | DR | http://www.toronto.ca/TWONTO#roll_up_door
49702 | 31779 | FCL-CLB-T-0201 | Tank, Expansion, CLB Weigh Scale 0201, Machine Room,Gaseous Chemical Building | FCL-CLB-CHL-0201 | Tank | Tank |  | T | expansion_tank |  | Chlorinator, Chlorine Gas, Chlorination System
119917 | 33451 | TAB-WA4-LD-7012 | Hoist, Come-Along 3/4 Ton S/N 1207012 | TAB-WA4-SQ-0010 | Lifting Device | Lifting Device |  | LD | http://www.toronto.ca/TWONTO#lifting_equipment_hoist |  | WA4 Fall arrest systems
65499 | 2547 | FCL-SM-FSH-0001-SUS | Switch, Flow-High, Scrub 0101, Caustic Soda System | FCL-SUSPENDED | Switch,Flow-High | Switch | 36711 | FSH | http://www.toronto.ca/TWONTO#flow_switch |  | Suspended entity
86576 | 57142 | WTR-PKL-TSH-0002 | Switch,Temperature-High,Building | WTR-PKL-AUX | Switch,Temperature-High | Switch |  | TSH | http://www.toronto.ca/TWONTO#temperature_switch |  | Auxiliary Equipment (Building Facilities)
30472 | 26605 | FIS-SES-LDR-1604 | Ladder, 44' Aluminum, Extension , Raw Water PS | FIS-SES | Safety | Tool |  | LDR | http://www.toronto.ca/TWONTO#ladder |  | Safety, Instrumentation & Environmental Services
57891 | 74236 | THC-AER-M-7370 | Motor, Blower, Aeration | THC-AER-BL-7300-I-IV | Motor,AC,Induction |  |  | M |  |  | Blower, Aeration System
142465 | 33033 | WTR-298-LSH-0001 | Switch, Level, High, Flood Alarm, Chamber 298-01, Bayview & John St East | CH 298 01 | Switch,Level-High | Switch |  | LSH | http://www.toronto.ca/TWONTO#level_switch |  | Chamber
93260 | 55800 | FHO-GRK-DR-2026S | Door, (FD-S2-26), Fire Rated, West Filter Building, S2, MCC Room, North | FHO-GRK-FEQ-0001 | Fire Prevention,Door | Door |  | DR | http://www.toronto.ca/TWONTO#fire_rated_door
114852 | 75892 | TAB-PLT-STR-9405D | Strainer, (Micro bubbler), Inlet, to FIT, Conduit 5 | TAB-RSP-PIP-0005 | Strainer | Filter |  | STR | http://www.toronto.ca/TWONTO#strainer |  | Influent Conduit # 5, Raw Sewage Conduit from Main Pumping Station
62660 | 48629 | THC-MCS-MT-0024 | Plasma Cutter, Building B | THC-MCS-MEQ | Welding Equipment,Welding Machine | Tool |  | MT | plasma_cutter |  | Machine Shop and Equipment
72820 | 43726 | THR-DIS-FSL-1355 | Switch, Flow, Low, Seal Water, Scrubber Recirculating Pump | THR-DIS-P-1355 | Valve,Butterfly,Act. | Switch |  | FSL | http://www.toronto.ca/TWONTO#flow_switch |  | Pump, Recirculation, Scrubber Caustic Soda SB-1350
76224 | 7505 | THR-MCS-MT-0523 | Centre Lathe | THR-MT-WA3 |  | Tool |  | MT | http://www.toronto.ca/TWONTO#lathe |  | Machine Tools
69963 | 89234 | THR-BG-VSH-0213 | Switch, Vibration, High, Gearbox, Compressor 0201 Stage 2, Gas Compressor Bldg | THR-BG-C-0201 |  | Switch |  | VSH | http://www.toronto.ca/TWONTO#vibration_sensor_element |  | Compressor, Centrifugal, Fuel Gas, Compressor Building, Gas Compressor (And Dryer), for COGEN
120267 | 30922 | THC-ACC-AHU-0412 | Air Handling Unit,Compressor Room,Roof,Building U | THC-ACC-BLDG U | Air Handling Unit | HVAC |  | AHU | http://www.toronto.ca/TWONTO#air_handler_unit |  | New Digesters Building HVAC
34156 | 4639 | COL-YKP-DA-1671143 | Davit Mast -1671143 | COL-YKP-DA | Safety | Safety Equipment |  | DA | davit_base |  | Davit Arm Assembly
50205 | 42772 | TAB-PLT-RPU-0326 | RPU Panel, Washer Compactor System, Second Floor Electrical Room, P Bldg. | TAB-EL1-LP-6925 | RPU | Remote Processor Unit |  | RPU | http://www.toronto.ca/TWONTO#RPU_panel |  | Lighting Panel,120/208V,Electrical Room,Second Floor,Screen Build,P Building
48118 | 90954 | TAB-ELS-LTX-1000 | Exit Light,North Substation,1st Floor,West Entrance | NORTH SUBSTN_1ST FLR | Lighting,Exit | Safety Equipment |  | LTX | http://www.toronto.ca/TWONTO#lighting_unit |  | MSA Substation,1st Floor
73134 | 98972 | THR-ACC-NR-655 | HVAC Unit & Fan, Ground Floor, Machine Shop SW Ceiling | THR-ACC-ADM | H.V.A.C.,Heater,Unit | HVAC |  | NR | http://www.toronto.ca/TWONTO#heater |  | Air Conditioning, HVAC, Admin Building
136718 | 36167 | THR-MCS-LD-3461 | Come Along, Work Area 2 (Sno. 20683461, 1500lbs) | THR-LD-WA2 | Lifting Device,Chain | Lifting Device |  | LD | winch |  | Lifting Devices, Chain Hoist, Come Along & Slings
14760 | 53284 | FCL-SES-SQ-0005 | Eyewash Station/Shower, Gaseous Chemical Building, Outside Evaporator Room | FCL-SES-5 | PPE,Eyewash Station | Safety Equipment |  | SQ | http://www.toronto.ca/TWONTO#emergency_eyewash_and_shower |  | Eye Wash Stations Chemical Building
33249 | 71319 | COL-SMC-P-0002 | Pump, Submersible | COL-SMC-MISC | Pump |  | 34129 | P |  |  | Miscellaneous Equipment
34714 | 4264 | MAIN-381 | Main 381 | WTR-LWA | [6 empty] | Work Area 2 Central Mains and Chambers
9832 | 40412 | FCL-ACC-RPU-0301 | RPU Panel, Admin Building BAS, High Lift Building Control Room | FCL-GRK | Control Panel | Remote Processor Unit |  | RPU | http://www.toronto.ca/TWONTO#RPU_panel |  | Buildings and Grounds
97072 | 2578 | FIS-FL-LSH-0001 | Switch, Level, High, Tanks T-0101 & 0201 Spill Containment, Ammonia & Fluoride Building,Storage Room | FIS-FL | Switch,Level-High | Switch |  | LSH | http://www.toronto.ca/TWONTO#level_switch |  | Fluoridation
98863 | 28219 | IU2031A | Receiver, Air, Aux., 1st Flr, Service Airsupply Tnk | IU2026 | Tank | Tank |  |  | http://www.toronto.ca/TWONTO#pressure_vessel |  | Auxilliary Building Air Equipment
77744 | 57442 | THR-PRM-PSL-3223 | Switch, Pressure Low, Scum Pump 3223, Scum Pumping - South | THR-PRM-P-3223 | Switch,Flow-Low | Switch |  | PSL | http://www.toronto.ca/TWONTO#pressure_switch |  | Pump, Rotary Lobe, Scum from Tank 3200, Scum Pumping - South
45163 | 36522 | TAB-DIG-LSHH-1002 | Switch, Level-High-High, Emergency Overflow, Digester 10 Roof N/W, Digester 9-12 Control Building. | TAB-DIG-T-1000 | Switch,Level-High-High | Switch |  | LSHH | http://www.toronto.ca/TWONTO#level_switch |  | Tank, Digester tank, Digester 10
122793 | 70050 | THC-DEW-RPU-2104 | Remote Processing Unit | THC-DEW-RPU | Controller,PLC | Remote Processor Unit |  | RPU | http://www.toronto.ca/TWONTO#RPU_panel |  | Incineration RPUs
93225 | 8600 | FHO-GRK-DR-1080L | Door, (FD-1-80), Fire Rated, Ozone Building, L1, Hallway 4, North West | FHO-GRK-FEQ-0001 | Fire Prevention,Door | Door |  | DR | http://www.toronto.ca/TWONTO#fire_rated_door
75804 | 90043 | THR-GRK-AI | Intrument Air Compressor Building | THR-GRK-PRTY4 |  | Grounds |  |  | space |  | Groundskeeping for Waste Water Worker
98328 | 30640 | FIS-SPC-CPU-1913 | Computer, Client SCADA Server, Admin Building, Computer Room Console | FIS-ADM BLDG |  | Communications Equipment |  | CPU | http://www.toronto.ca/TWONTO#operator_interface_terminal |  | Building Location
18548 | 33459 | FHA-SES-SCBA-0012 | Cylinder for Air Pack Ser # OJ 382640 | FHA-SES-SCBA-CYLINDER | PPE,SCBA | Safety Equipment |  | SCBA | http://www.toronto.ca/TWONTO#compressed_gas_cylinder |  | Breathing Air Tanks (SCBA cylinders)
92546 | 24718 | FIS-ACC-AC-3001 | Air Conditioner, Settling Basins 9 & 11, Access Building, PLC Room, N/E Corner | FIS-RMF-PLCRM | H.V.A.C.,Air Conditioner | HVAC |  | AC | http://www.toronto.ca/TWONTO#air_condition |  | FIS RMF PLC Room
129593 | 74970 | THR-ACC-AC-4701 | Fan Coil Unit, Ductless Split System Indoor Unit, Switchgear Bldg South | THR-ACC-WA4 | H.V.A.C.,Air Conditioner | HVAC |  | AC | http://www.toronto.ca/TWONTO#air_condition |  | Air Conditioning, AHU, HVAC,Work Area4
91076 | 19233 | FHO-DCL-SO-0201-KQ | Dechlorination Train 2 | FHO-OBSOLETE |  |  |  | SO |  |  | Removed From Service
28329 | 21292 | FIS-CLB-FSL-0001 | Switch, Flow, Low, After Post Residual Chlorine Analyser AIT-0001A, Filter Building, Pump Room East | FIS-CLB-AIT-0001A | Sensor,Level | Switch |  | FSL | http://www.toronto.ca/TWONTO#flow_switch |  | Analyzer, Chlorine, Primary After Post Residual Filter Building, Pump Room East
12623 | 2457 | COL-PEV-DM-0002 | Damper/Louver, Manual | COL-PEV-MISC | Damper/Louver |  |  | DM |  |  | Miscellaneous Equipment
12533 | 49628 | COL-PCU-TS-0001 | Switch, Automatic Transfer, Emergency Power, West Wall Electrical Room | COL-PCU-MCC-0100 | Control Panel,Electrical | Switch |  | TS | http://www.toronto.ca/TWONTO#transfer_switch |  | Control Panel, MCC, Cumber PS
81359 | 4906 | TNT-ITM | Integrated Technology Management | TNT | [6 empty] | North Toronto Treatment Plant
32272 | 82185 | COL-SMC-DM-0001 | Damper, Control Room | COL-SMC | Damper/Louver |  |  | DM |  |  | Maclean Detention Tank-storm
40908 | 37237 | TAB-ACC-MEQ-6509 | Mechanical Equipment, Electronic Trap Priming, Mechanical Room No. 3, Screen Bldg., P Bldg. | TAB-PLT-PLQ-P | Building Service,Floor Drain | Plumbing |  | MEQ | http://www.toronto.ca/TWONTO#trap_priming_device |  | Plumbing, General, P Bldg Prelim Treatment
144215 | 74089 | WTR-PHL-TPD-0004 | Tripod, Davitt Arm, S/N 21947 | WTR-CENTRAL-SES | PPE | Safety Equipment |  | TPD | http://www.toronto.ca/TWONTO#fall_arrest_Davit_arm |  | Safety & Lifting Devices
135347 | 16206 | THR-FPW-RPU-0010 | Remote Processor Unit, Filtrered Plant Water (172.22.37.245) | THR-SPC | RPU | Remote Processor Unit |  | RPU | http://www.toronto.ca/TWONTO#RPU_panel |  | Process Control Systems - Services Area
129726 | 71591 | THR-ACC-CU-4507 | Condensing Unit, Ductless Split System outdoor Unit, Switchgear Bldg North | THR-ACC-AC-4504 | H.V.A.C.,Air Conditioner | HVAC |  | CU | http://www.toronto.ca/TWONTO#AC_condenser_unit |  | Fan Coil Unit, Ductless Split System Indoor Unit, Switchgear Bldg North
105583 | 72881 | SWM-PET-JIT-0001 | Meter, Power Indicating Transmitter, Main Power | SWM-PET | Meter |  |  | JIT |  |  | Eglinton - Bellamy Storm Pumping Station
49996 | 41493 | FCL-ELS-MCC-01CF | Control Panel,MCC,Centrifuge Bldg - Electrical Room,600V | FCL-ELS-PS-0001 | Control Panel,MCC | Motor Control Centre |  | MCC | http://www.toronto.ca/TWONTO#LV_electrical_panel |  | Uninterruptible Power Supply,High Lift Bldg - Switchgear Room,LP-0001
6904 | 66304 | COL-PRD-LSHH-0004 | Switch, Level High-High | COL-PRD | Switch,Level |  |  | LSHH |  |  | Redland Pumping Station
11236 | 84331 | COL-MTI-G-1401C | Gate 1,Rosedale Valley Control Chamber No.14C, MTI | COL-MTI-CH-1400C | Valve,Gate,Sluice,Act. | Gate |  | G | http://www.toronto.ca/TWONTO#channel_gate
29550 | 32752 | FIS-SPC-RPU-1422 | Remote Processing Unit, Ammonia/Fluoride, Ammonia Building, Storage Room | FIS-DIS | Controller,PLC | Remote Processor Unit |  | RPU | http://www.toronto.ca/TWONTO#RPU_panel |  | Disinfection
63668 | 53975 | THC-PLT-LSH-0201 | Switch, Level-High, Sump Pump 0200, Headhouse | THC-GRK-SUMP PUMP | Switch,Level | Switch |  | LSH | http://www.toronto.ca/TWONTO#level_switch |  | Sump Pumps,
60307 | 55322 | THC-ACC-V-6025 | Valve, Ball, Manual, Hot Water, P-6001, Lower Level 2 Blower Room, Headworks | THC-ACC-P-6001 | Valve,Ball | HVAC |  | V | http://www.toronto.ca/TWONTO#valve |  | Pump, Hot Water System, Lower Level 2 operating gallery
3271 | 94259 | COL-MTI-ZSH-1401 | Chamber Door Switch, Rosedale Valley Control Chamber No.14C, MTI | COL-MTI-CH-1400C | Switch | Switch |  | ZSH | http://www.toronto.ca/TWONTO#position_switch |  | Chamber,Rosedale Valley Control Chamber No.14C, MTI
42082 | 67581 | TAB-ACC-V-6405 | Valve, Actuated, Fire Protection System, Ground Floor, Old Screen Bldg., P Bldg. | TAB-ACC-P-6414 | Valve | HVAC |  | V | http://www.toronto.ca/TWONTO#valve |  | Pump, jockey Pump, Pump Room, Grit Bldg., P Bldg.
50154 | 66758 | TAB-PLT-SSL-4800 | Switch, Speed, Low, Screenings Outloading Conveyor 4800, Conveyor Area | TAB-PLT-CV-4800 | Switch,Speed-Low | Switch |  | SSL | http://www.toronto.ca/TWONTO#speed_switch |  | Conveyor, Shaftless Spiral, Horizontal, Loading Bay
127572 | 55801 | THC-PRM-LSHH-0124 | Level Switch High,Sump,Primary Tank 0900 | THC-PRM-P-0102 | Switch,Level | Switch |  | LSHH | http://www.toronto.ca/TWONTO#level_switch |  | Pump, Sump, Primary Treatment
105473 | 80940 | SWM-PET-RPU-0001 | Remote process unit | SWM-PET-MISC |  | Remote Processor Unit |  | RPU | http://www.toronto.ca/TWONTO#RPU_panel |  | Miscellaneous Equipment
42760 | 74512 | TAB-AER-ELQ | Aeration - Electrical Equipment | TAB-AER | [6 empty] | Aeration Gallery
136480 | 16546 | THR-GRK-DR-3801 | Door, Access, Main Substation | THR-DR-WA4 | Door,Access | Door |  | DR | http://www.toronto.ca/TWONTO#door
53781 | 42122 | TAB-SLO-LSH-0304 | Switch,level,High-Hopper | TAB-SLO-T-0304 | Switch,Level | Switch |  | LSH | http://www.toronto.ca/TWONTO#level_switch |  | Hopper #4, HBS-307
17565 | 42669 | FHA-GRK-VSS-0101 | Central Video Security System, Filter Building, Third Floor, Server Room | FHA-GRK-PRTY-0001 | Computer Equipment | Security System |  | VSS | http://www.toronto.ca/TWONTO#security_system |  | Buildings Maintenance
128028 | 65632 | THC-PRM-ZSL-1013 | Switch, Position Low, Mech Return, Valve 1013 | THC-PRM-V-1013 |  |  |  | ZSL |  |  | Valve, Hydraulic Cylinder, Bottom Scraper, Primary Clarifier 1000, SW Plant
135545 | 49977 | THR-FT-FSL-2523 | Switch, Flow-Low, Pump P-2522 Discharge, FT 16/17 RAS Pumps South | THR-FT-P-2523 | Switch,Pressure-Low | Switch |  | FSL | http://www.toronto.ca/TWONTO#flow_switch |  | Pump, Centrifugal, Tank 1600 & 1700, RAS Pumping,Tunnel 23,South
30480 | 2581 | FIS-SES-LDR-5001 | Ladder, 16' Aluminum, Extension, Fluoride & Ammonia Building, Scrubber Room | FIS-SES | Safety | Tool |  | LDR | http://www.toronto.ca/TWONTO#ladder |  | Safety, Instrumentation & Environmental Services
96277 | 76727 | FIS-ELS-MCC-0500 | MCC,600 V,Filter Building,Mezzanine,East | FIS-ELS-TR-0500 | Control Panel,MCC | Motor Control Centre |  | MCC | http://www.toronto.ca/TWONTO#LV_electrical_panel |  | Transformer,Power,Dry,4.16 kV / 600V,Filter Building,Mezzanine,West,Transformer,FIS-ELS-MCC-0500
25199 | 40909 | COL-PSK-WEL-0500 | Wet Well | COL-PSK |  |  |  | WEL |  |  | Skydome Sewage Pumping Station
32222 | 49089 | COL-SKW-CP-0001 | Control Panel, Operator | COL-SKW | Control Panel |  |  | CP |  |  | Kew Beach Detention Tank (Kenilworth)-storm
54941 | 82995 | TAB-THK-ELQ | Floatation - Electrical Equipment | TAB-THK | [6 empty] | Floatation
40497 | 2206 | TAB-ACC-RPU-1408 | Control Panel, RPU, Building Services, Sewall Tunnel, East | TAB-ELS-WA6 | RPU | Remote Processor Unit |  | RPU | http://www.toronto.ca/TWONTO#RPU_panel |  | Panel Boards, MCC, WA6
52955 | 64954 | TAB-PLT-G-4903 | Gate, Knife Gate, Pneumatic, Screenings Outloading Conveyor 4900, Conveyor Area | TAB-PLT-CV-4900 | Valve,Knife Gate | Gate |  | G | http://www.toronto.ca/TWONTO#valve
105572 | 35524 | SWM-PET-CP-0006 | Control Panel, Operator | SWM-PET | Control Panel |  |  | CP |  |  | Eglinton - Bellamy Storm Pumping Station
64817 | 5304 | THC-ELS- PDP-0821 | Control Panel,Power Distribution Panel, HPU Building, Primary Clarifier 9, SW Plant | THC-ELS-MCC-0801 |  | Power Distribution Panel |  |  | http://www.toronto.ca/TWONTO#LV_electrical_panel |  | MCC, Aeration Building, Phase I Secondary, Building H
135947 | 76616 | THR-FT-T-1900 | Tank, Final Settling, Mixed Liquor, Secondary Treatment, Secondary Clarification - North (Tank#19) | THR-FT-T | Tank | Tank |  | T | http://www.toronto.ca/TWONTO#sedimentation_tank |  | Final Sedimentation Tank & Dedicated WAS Pumping
21346 | 15283 | FHO-DCL-SO-0201-KQ | Dechlorination Train 2 | FHO-DCL |  |  |  | SO |  |  | De-Chlorination
38320 | 99231 | PLQ18396 | Plumbing, General, Pelletizer Bldg | TAB-SLD-STRC |  | Plumbing |  |  | plumbing |  | Pelletizer Bldg - Building Services, Drains, Electrical Service(110/220V), Lighting, Plumbing
32 | 32752 | 36233 | TAB Power Failure August 14, 2003 | 52349 | [6 empty] | TAB Power Distribution
54097 | 70307 | TAB-STR-CLR-0210 | Secondary Clarifier, Final Tank 02 | TAB-STR2 |  | Tank |  | CLR | http://www.toronto.ca/TWONTO#clarifier |  | Secondary Treatment - Clarifiers
18174 | 60515 | FHA-SED-ZSH-0505B | Switch, Limit, Access Hatch Zone 5, Settling Basin T-0501 | FHA-SED-ZSH-0505 |  | Security System |  | ZSH | http://www.toronto.ca/TWONTO#position_switch |  | Switch, Limit, Access Hatch Zone 5
136947 | 22824 | THR-OCS-NEW | Odour Control, Biofilter | THR WORK AREA 3 | [6 empty] | Plant Services
38591 | 42578 | SQ-47076 | FHO SCBA #4 | FHO-OBSOLETE | PPE,SCBA | Safety Equipment | 32128 |  | http://www.toronto.ca/TWONTO#self-contained_breathing_apparatus |  | Removed From Service
96927 | 77690 | FIS-FEQ-DR-0010 | Door, Fire, Filter Complex | FIS-GRK-STRC-0001 |  | Door |  | DR | http://www.toronto.ca/TWONTO#door
46919 | 45965 | FCL-ACC-HU-0303 | Humidifier, AHU-0303, Admin Building | FCL-ACC-AHU-0303 |  |  |  | HU |  |  | Air Handling Unit, Roof Top, Admin Building Top of N/E Stairwell
81876 | 52704 | THR-OCS-F-0501B | Filter, Coalescing, Air Handling Units 0501A/B, Ozonator Room, Plant Services, Odour Control System | THR-OCS-D-0501A | Filter | Filter |  | F | http://www.toronto.ca/TWONTO#replaceable_air_filter |  | Dryer, Dessicant, Ozone Generator 3957, Ozonator Room, Plant Services, Odour Control System
48708 | 29906 | TAB-MOGEN | Generator. Mobile | TAB-WORK-AREA-SEO | Generator,Electricity,Portable | [5 empty] | TAB Work Area SEO
124767 | 37489 | THC-ELS-LP-2202 | Panel.Lighting,Fed from MCC-2202,Sludge Storage Building | THC-ELS-MCC-2202 | Control Panel,Lighting | Power Distribution Panel |  | LP | http://www.toronto.ca/TWONTO#LV_electrical_panel |  | Motor Control Centre,Sludge Storage Building
6928 | 44153 | COL-PRG-HTR-0001 | Heater, Electrical Panel | COL-PRG-MISC | Heater |  |  | HTR |  |  | Miscellaneous Equipment
88321 | 22164 | WTR-PSC-T-0008-SUS | SCBA 3000 psi Bottle, ARAP | WTR-SUSPENDED | Tank | Safety Equipment | 47455 | T | http://www.toronto.ca/TWONTO#compressed_gas_cylinder |  | Suspended Obsolete entity for storage purpose
67323 | 73043 | FCL-TRW-FSL-0003 | Switch, Flow, Low, Sample from District 2 to Analyser AIT-0003, High Lift District 2 Venturi Room | FCL-TRW |  | Switch |  | FSL | http://www.toronto.ca/TWONTO#flow_switch |  | Treated Water
42919 | 59803 | FCL-ACC-AT-0408A | Analyzer, Humidity, Humidifier HU-0401 Intake, High Lift Heating & Ventilation Room | FCL-ACC-AHU-0401 |  |  |  | AT |  |  | Air Handling Unit, High Lift PS Control Room,Electrical Shop,Basement Office Air Supply,Control Room
21090 | 98101 | FHO-CLB-EV-0201 | Evaporator, Post Chlorination Train 2 West, Main Floor, Chemical Machine Room | FHO-CLB-CHL-0201-KQ | Evaporator,Chlorine | Evaporator |  | EV | http://www.toronto.ca/TWONTO#chlorinator_system |  | Post Chlorination Train 2
20588 | 7295 | COL-PMT-BFP-0001 | Back Flow Preventer | COL-PMT-MISC | Valve,Backflow Preventer |  |  | BFP |  |  | Miscellaneous Equipment
5188 | 63548 | COL-PKS-G-0001 | Gate, Sluice | COL-PKS | Valve |  |  | G |  |  | King St West Sewage Pumping Station
96407 | 70958 | YTF-ACC-AHU-5901 | Air Handling Unit, Server Room, North-East, HVAC Exhaust Fans and AHU's | YTF-ACC | Air Handling Unit | HVAC |  | AHU | http://www.toronto.ca/TWONTO#air_handler_unit |  | HVAC Equipment
13166 | 37536 | FCL-FLT-CP-1201 | Control Panel, Operator, Filter 1201 Flow/Rate, Filter 1201 | FCL-FLT-F-1201 |  |  |  | CP |  |  | Filter, Carbon Activated, Filter Building, Filter Gallery East
37256 | 56070 | NX2082A | Fan, Air Intake Unit, Dewatering Bldg. | TAB-ACC-AHU-DEW | Fan | HVAC |  |  | http://www.toronto.ca/TWONTO#blower_or_fan_with_drive |  | AHUs/Supply Fans Dewater. Bldg.
119847 | 97506 | TAB-WA2-SQ-8205 | Lock out Tag out and Log book Station | TAB-STR-SQ | PPE | Safety Equipment |  | SQ | emergency_kit |  | WA2 Safety Equipment,lifting devices, ladders, Eye Wash station, First Aid Kits, Lock out stations
69959 | 60234 | THR-BG-VSH-0113 | Switch, Vibration, High, Gearbox, Compressor 0101 Stage 2, Gas Compressor Bldg | THR-BG-C-0101 |  | Switch |  | VSH | http://www.toronto.ca/TWONTO#vibration_sensor_element |  | Compressor, Centrifugal, Fuel Gas, Compressor Building, Gas Compressor (And Dryer) for COGEN
120485 | 4535 | THC-ACC-DM-0731 | Damper,Actuated,Outside Air,AHU-0730,Thickening Building Polymer Room | THC-ACC-AHU-0730 | Damper/Louver | HVAC |  | DM | http://www.toronto.ca/TWONTO#air_damper |  | Air handling Unit,Polymer Room,Thickening Building
107784 | 95313 | TAB-ACC-TSH-0950 | Switch, Temperature, High, AHU-0950, Exist. Primary Treatment Bldg. | TAB-ACC-AHU-0950 | Switch,Temperature-High | Switch |  | TSH | http://www.toronto.ca/TWONTO#temperature_switch |  | Air Handling Unit, Old D Bldg. Rooftop
68404 | 71729 | THR-ACC-PDSH-4001 | Switch, Pressure Differential, High, Serves THR-ACC-AHU-4001,Gallery T17E | THR-ACC-AHU-4001 | Switch,Pressure | Switch |  | PDSH | http://www.toronto.ca/TWONTO#pressure_switch |  | Air Handling Unit, 100% Outside Air Draw Thru, T17E
144284 | 33678 | WTR-PHL-ZS-0016 | Switch, Position,Door Security | WTR-PHL-AUX | Switch,Position | Switch |  | ZS | http://www.toronto.ca/TWONTO#position_switch |  | Auxiliary Equipment (Building Facilities)
89880 | 65967 | YDA-DECOM | Building Location | YDA-EUS | [6 empty] | Production & End User Support
128950 | 87683 | THC-STR-PSL-1245 | Switch, Inlet, Pressure-Low, Pump 1240,Secondary Clarifier 1200,RAS Pumping Distribution - Phase 1 | THC-STR-P-1240 | Switch,Pressure-Low | Switch |  | PSL | http://www.toronto.ca/TWONTO#pressure_switch |  | Pump, Dewatering, Tank 1200, Secondary Clarifier, RAS/WAS
119672 | 67246 | TAB-WA1-SQ-1099 | Sling | TAB-WA1-SQ-1000 | Lifting Device,Sling | Lifting Device |  | SQ | http://www.toronto.ca/TWONTO#fall_protection_sling |  | WA1 Lifting Devices and Slings
80024 | 41961 | THR-WA3-LD-0061 | Sling, Nylon, Work Area 3 ( 2" X 4') | THR-LD-NYLN-WA3 | Lifting Device,Sling | Lifting Device |  | LD | synthetic_web_sling |  | Slings, Nylon, Work Area 3
18839 | 63401 | FHA-TRW-P-0200-KQ | Treated Water Pumping Unit #2 | FHA-SUSPENDED |  |  | 33368 | P |  |  | Suspended Obsolete entity for storage purpose
146536 | 21430 | WTR-PTH-DR-0001 | Door, Rollup | WTR-PTH-AUX | Door | Door |  | DR | http://www.toronto.ca/TWONTO#door
12481 | 35076 | COL-PCU-LTG-0002S | Lighting, Emergency, Electrical Room | COL-PCU-AUX-ELEC | Lighting,Emergency | Safety Equipment | 42942 | LTG | http://www.toronto.ca/TWONTO#lighting_unit |  | Electrical Equipment
31887 | 34018 | COL-RBB-SS-0002 | Door Entry system, Sample Room | COL-RBB | Security System |  |  | SS |  |  | Western Beaches Tunnel (Battery Park)-Storm
109843 | 45073 | TAB-DEW-V | Dewatering - Sludge Routing Valves | TAB-WORK-AREA-5 | [6 empty] | Work Area 5
15219 | 47650 | FCL-TRW-PSH-0004 | Switch, Pressure-High, Vacuum Priming Unit, Treated Water Pumping Station | FCL-TRW-2 | Switch,Pressure-High | Switch |  | PSH | http://www.toronto.ca/TWONTO#pressure_switch |  | Treated Water Pumping
109642 | 96766 | TAB-DEW-P-0331 | Pump, Baby Schwing #3, Sludge Cake Transfer, Dewater. Bldg, 2/F SE | TAB-DEW SLUDGE CAKE | Pump | Hydraulic System | 33573 | P | http://www.toronto.ca/TWONTO#pump |  | Sludge Cake Pumping
64486 | 51052 | THC-PRM-PI-1081 | Pressure Sensor, Gauge, Oil Tank 1070 | THC-PRM-P-1080 |  |  |  | PI |  |  | Pump, Centrifugal, Oil Tank 1070
25917 | 38417 | COL-PSP-SC-0001 | Screen, Intake | COL-PSP | Screen |  |  | SC |  |  | Southport Sewage Pumping Station
56283 | 46455 | FCL-ELS-LSLL-0101 | Switch, Level, Low Low, Fuel Oil Day Tank T-0101, Low Lift Building, Screen Room | FCL-ELS-T-0101 |  |  |  | LSLL |  |  | Tank, Generator G-0100 Oil Fuel Day Tank, Low Lift Building, Screen Room
88201 | 79499 | WTR-PSC-FAR-0001S | Winch, Fall Arrest, S/N 138341 | WTR-EAST-SES | PPE | Safety Equipment | 38583 | FAR | winch |  | Safety & Lifting Devices
121716 | 88055 | THC-ACC-V-6012 | Valve, Manual, Circuit Balancing, Hot Water Return, Lower Level 2 Blower Room, Headworks | THC-ACC-HE-6001 | Valve | HVAC |  | V | http://www.toronto.ca/TWONTO#valve |  | Heat Exchanger, Heating Glycol System, Lower Level 2 Blower Room, Headworks
54500 | 84381 | TAB-STR-PSLL-4010 | Switch,Pressure,Low, Low,Oil, Blower BL4010 lubrication | TAB-STR-P-4010 | Switch,Pressure | Safety Equipment |  | PSLL | http://www.toronto.ca/TWONTO#pressure_switch |  | Pump, Main Oil ,Blower BL4010
73945 | 78980 | THR-ELS-SQ-0800 | Electrical Rubber Gloves, PPE Issued to Wei Peng 5kV | THR-ELS-SQ-ERG | Safety | Safety Equipment |  | SQ | http://www.toronto.ca/TWONTO#rubber_insulating_gloves |  | Electrical Rubber Gloves, Safety Equipment
72679 | 31837 | THR-ACC-EMB | Air Conditioning, AHU, HVAC, East Maintenance Building | THR-FT | H.V.A.C.,Air Conditioner | HVAC |  |  | http://www.toronto.ca/TWONTO#collection_of_assets |  | Final Tank
60348 | 16105 | THC-ACC-V-6344 | Valve, Ball, Manual, AHU-6300, 2nd Floor Mech Room #1, Headworks | THC-ACC-AHU-6300 | Valve,Ball | HVAC |  | V | http://www.toronto.ca/TWONTO#valve |  | Air Handling Unit, Screen Room/Conveyor Areas, 2nd Floor Mech Room #1, Headworks
76869 | 13348 | THR-PLT-FSL-2202 | Switch, Flow, Low, Water Scour, Aerated Grit Tank T-0100, North Grit Building | THR-PLT-T-0100 | Switch,Flow-Low | Switch |  | FSL | http://www.toronto.ca/TWONTO#flow_switch |  | Tank, Grit Removal, Grit Tank, North Grit Building
12398 | 15120 | FCL-ELS-LP-004GB | Lighting Panel, 120/208V, 3PH, Supply From LP-004GA, Surge Building | FCL-ELS-6 |  |  |  | LP |  |  | Interior Lighting
139534 | 72446 | THR-WA3-LD-0107 | Sling, Nylon, Work Area 3 (2" X 8') | THR-LD-NYLN-WA3 | Lifting Device,Sling | Lifting Device |  | LD | synthetic_web_sling |  | Slings, Nylon, Work Area 3
17312 | 23233 | COL-PLB-AUX | Auxiliary Equipment | COL-PLB | [6 empty] | Long Branch Pumping Station
93664 | 63333 | FHO-PCL-P-0501-KQ | PACL Train 5 | FHO-PCL |  |  |  | P |  |  | PACL System
76867 | 6192 | THR-PLT-FSL-1947 | Switch, Flow, Low, Flushing Water, Grit Classifer CL-1940, North Grit Building | THR-PLT-CL-1940 | Switch,Flow-Low | Switch |  | FSL | http://www.toronto.ca/TWONTO#flow_switch |  | Classifier, Grit, for Headhouse
98369 | 52888 | FIS-SUSPENDED | Obsolete Entities/Processes | FIS | [6 empty] | Island Water Treatment Plant
8930 | 15031 | COL-YKP-DA-0016(S) | Davit Arm-110675 | YKP-BLD |  | Safety Equipment | 39121 | DA | http://www.toronto.ca/TWONTO#fall_arrest_Davit_arm |  | Collections - 435 Kipling Ave. Building envelope
27722 | 44532 | COL-PVM-FA-0002S | Fire Alarm System, Wet Well | COL-PVM-MISC | Building Service,Fire Alarm |  | 42932 | FA |  |  | Miscellaneous Equipment
21960 | 78145 | FHO-ELS-WR-1202 | Welding Receptacle, Ozone Building, S2, Ozone Pipe Gallery 2 | FHO-ELS-LTG |  | Power Distribution Panel |  | WR | http://www.toronto.ca/TWONTO#welding_receptacle |  | Facility Electrical System
105482 | 62894 | SU2024A | Receiver, Air | TAB-THK-COMP | Vessel,Pressure | Tank |  |  | http://www.toronto.ca/TWONTO#pressure_vessel |  | Floatation - Air Compressor
4123 | 41037 | COL-PCU-P-5110 | Pump, Centrifugal | COL-PCU | Pump |  | 35904 | P |  |  | Cumber Pumping Station
78884 | 64985 | THR-GRK-DR-0500 | Main Gate, Motorized, Main Entrance Roadway Near Burner House | THR-DR-WA3 | Gate | Gate |  | DR | http://www.toronto.ca/TWONTO#door
39985 | 10883 | TAB-ACC-HTR-6509 | Heater, Unit, Hot Water, Workshop Corridor no. 4, Screen Bldg., P Bldg. | TAB-ACC-HTR-PBLDG | H.V.A.C.,Heater | HVAC |  | HTR | http://www.toronto.ca/TWONTO#heater |  | Unit Heaters- P Bldg
97396 | 83624 | FIS-PCL-FSL-0003 | Switch, Flow, Low, PACL Dosing Line 1 to Raw Water Flume, Workshop Building, Main Floor, Chemical Storage Room, South Wal | FIS-PCL-P-0101 |  | Switch |  | FSL | http://www.toronto.ca/TWONTO#flow_switch |  | Pump, Metering, PACL Dosing, Workshop Building, Chemical Storage
31414 | 8496 | COL-RBB-FIT-0003 | Flow Indicating Transmittetr, | COL-RBB | Transmitter |  |  | FIT |  |  | Western Beaches Tunnel (Battery Park)-Storm
39186 | 5407 | TAB-ACC-F-2250 | Filter, Final filter | TAB-ACC-AHU-2250 | Filter | Filter |  | F | http://www.toronto.ca/TWONTO#filtration_tank |  | AHU, PRS Building Supply air
138862 | 7156 | THR-SQ-FAK-WA1 | First Aid Kit, STB | THR-JHSC-WA1 | Safety | Safety Equipment |  |  | http://www.toronto.ca/TWONTO#first_aid_kit |  | Joint Health & Safety Committee WA1
48229 | 75703 | TAB-ELS-SQ-6136 | Electrical - Rubber Insulating Gloves | TAB-ELS-SQ-GLOVE | PPE,Insulated Glove | Safety Equipment |  | SQ | http://www.toronto.ca/TWONTO#rubber_insulating_gloves |  | High Voltage Gloves
96922 | 47255 | FIS-FEQ-DM-4002 | Damper, Fire, AHU Return Air Duct, Marine Yard Building, Mechanical/Electrical Room | FIS-MARINE-M/ERM |  | Safety Equipment |  | DM | http://www.toronto.ca/TWONTO#air_damper |  | Mechanical/ Electrical Room, Marine Yard Building
98861 | 51331 | IH312 | Door, Overhead, Building M | THC-GRK-DR-M | Door,Overhead | Door | 32201 |  | http://www.toronto.ca/TWONTO#roll_up_door
117487 | 51330 | TAB-RUU-SW-1421 | Switch,Load Break,Power,13.8 KV Feeder,TBM | TAB-RUU-BUS-1403 | Load Break Switch | Switch |  | SW | http://www.toronto.ca/TWONTO#load_break_disconnect_switch |  | Electrical Distribution Cabinet,13.8 KV
88903 | 40489 | WTR-REG-ELS | Electrical System | WTR-REG | [6 empty] | Eglinton Reservoir
12302 | 7035 | COL-PCU-DM-0001 | Damper/Louver, Main Floor | COL-PCU-SUSPENDED | Damper/Louver |  | 34990 | DM |  |  | Cumber P.S.suspended entities
80294 | 76562 | FHA-SED-ZSH-0402C | Switch, Limit, Access Hatch Zone 2, Settling Basin T-0401 | FHA-SED-ZSH-0402 |  | Security System |  | ZSH | http://www.toronto.ca/TWONTO#position_switch |  | Switch, Limit, Access Hatch Zone 4
89628 | 4233 | WTR-RST-TSL-0001 | Switch, Temperature-Low, Building | WTR-RST-AUX | Switch,Temperature-Low | Switch |  | TSL | http://www.toronto.ca/TWONTO#temperature_switch |  | Auxiliary Equipment (Building Facilities)
18489 | 94245 | FHA-SES-LDR-0515 | FHA-SES-LD-0045 - 12' Ladder Fiberglass ( Chlorine Room ) | FHA-SES-LD-1 | Safety | Safety Equipment |  | LDR | http://www.toronto.ca/TWONTO#ladder |  | Ladders
56159 | 1628 | TAB-STR-RPU-0708 | RPU-GE0708 | TAB-STR-RPU | RPU | Remote Processor Unit |  | RPU | http://www.toronto.ca/TWONTO#RPU_panel |  | Aeration Gallery - RPUs
4615 | 70999 | COL-PHA-P-0100 | Pump | COL-PHA |  |  |  | P |  |  | Hanlan's Point Sewage Pumping Station
140798 | 85418 | TNT-SES-SQ-0014 | SCBA Breathing Apparatus, Dewatering Bldg., 1st Flr.Emergency Response Rm. - LAH 123 571 TS | TAB-SES-SCBA | PPE,SCBA | Safety Equipment |  | SQ | http://www.toronto.ca/TWONTO#self-contained_breathing_apparatus |  | WA4 Safety Equipment, SCBA
81957 | 99435 | WA7-BH | Body Harness | TAB-SES-SQ | PPE | Safety Equipment |  |  | http://www.toronto.ca/TWONTO#fall_arrest_harness |  | WA7 Safety Equipment
78857 | 32703 | THR-SES-SQ-1401 | Lanyard for Harness 4 ft., PPE, Jan Susla | THR-SES-FAS | Safety | Safety Equipment | 36281 | SQ | lifeline |  | Fall Arrest Sytem (Harness and Lanyard), Safety Equipment
82731 | 79079 | THR-PLT-RPU-0231 | RPU, Blowers Master Control Panel, North Grit Blower Room (172.22.37.203) | THR-ELS-GRIT | RPU | Remote Processor Unit |  | RPU | http://www.toronto.ca/TWONTO#RPU_panel |  | Electrical System, Grit Bldg., North Prelimanry and Primary Station
114861 | 95084 | TAB-PLT-SSL-4700 | Switch, Speed, Low, Screenings Receiving Conveyor 4700, Conveyor Area | TAB-PLT-CV-4700 | Switch,Speed-Low | Switch |  | SSL | http://www.toronto.ca/TWONTO#speed_switch |  | Conveyor, Shaftless Spiral, Horizontal, Dewatering Area
23638 | 1482 | FHO-FLT-F-0601 | Filter Bed # 6 | FHO-FLT-T-0601-KQ | Tank,Reservoir | Tank |  | F | http://www.toronto.ca/TWONTO#filtration_tank |  | Filter 6
48223 | 39827 | TAB-ELS-SQ-6124 | Electrical - Rubber Insulating Gloves | TAB-ELS-SQ-GLOVE | PPE,Insulated Glove | Safety Equipment |  | SQ | http://www.toronto.ca/TWONTO#rubber_insulating_gloves |  | High Voltage Gloves
139477 | 86685 | THR-WA2-LD-89-14 | Sling, Nylon, Work Area 2 (Sr 78888-14 SIZE; 1" X 8', | THR-S-E | Lifting Device,Sling | Lifting Device |  | LD | synthetic_web_sling |  | SUSPENDED ENTITY
26073 | 33947 | FIS-ACC-DM-4002 | Damper, Motorized, Exhaust Air for AHU, Mechanical/Electrical Room | FIS-ACC-AHU-4001 |  | HVAC |  | DM | http://www.toronto.ca/TWONTO#air_damper |  | Air Handling Unit, Marine Yard Ventilation, Mechanical/Electrical Room
67307 | 69803 | THC-WWW-LSL-0001 | Switch, Float, Low, Sump Pump P-0100 & P-0200, S.E. Pumping Station | THC-PWA-EFFLUENT |  | Switch |  | LSL | http://www.toronto.ca/TWONTO#level_switch |  | Plant Water Effluent
107554 | 86525 | TAB-ACC-T-8212 | Tank, Make Up, Glycol Make Up Line | TAB-ACC-HE-8210 | Tank | Tank |  | T | http://www.toronto.ca/TWONTO#chemical_storage_tank |  | Heat Exchanger,M Bldg Space Heating,
30942 | 80860 | FIS-TRW-TSH-0101 | Switch, Temperature-High, TRW-P-0100, Workshop Building, High Lift Pumping Station | FIS-TRW-P-0100 |  | Switch |  | TSH | http://www.toronto.ca/TWONTO#temperature_switch |  | Pump, Centrifugal, Treated Water to Island Distribution System, Workshop Building, High Lift PS
7989 | 35188 | COL-PVM-MON-0002 | Monitor | COL-PVM |  |  |  | MON |  |  | Valleymede Sewage Pumping Station
146217 | 87700 | WTR-PSA-TSHH-0801 | Switch, Temperature-High-High, Discharge, AHU 0801 | WTR-PSA-AHU-0801 | Switch,Temperature-High | Switch |  | TSHH | http://www.toronto.ca/TWONTO#temperature_switch |  | Air Handling Unit
12750 | 83902 | FCL-ELS-SWG-0TR1 | Breaker, RMF Transformers TR-01CL & 01CF Feed, 4160V Low Lift Switchgear | FCL-ELS-TR-01CL |  |  |  | SWG |  |  | Transformer,Power,Dry,Clarification - Electrical Room,4160-600V,400KVA
54936 | 71226 | TAB-THK-COMP | Floatation - Air Compressor | TAB-THK | [6 empty] | Floatation
68497 | 53374 | FHO-ACC-F-0113 | Filter, Dry Air, AHU-0103 Intake Air, Admin Building, L1,Control Room | FHO-ACC-AHU-0103 |  | Filter |  | F | http://www.toronto.ca/TWONTO#replaceable_air_filter |  | Air Handling Unit, Admin Building, Main Control Room
73645 | 13390 | THR-ELS-EPS | Electrical System, Effluent Pumping System | THR-ELS | [6 empty] | Electrical Power System
120815 | 15470 | THC-ACC-HE-6002 | Heat Exchanger, Heating Glycol System, Lower Level 2 Blower Room, Headworks | THC-ACC-P-6001 | Heat Exchanger | HVAC |  | HE | http://www.toronto.ca/TWONTO#heat_exchanger |  | Pump, Hot Water System, Lower Level 2 operating gallery
87699 | 67588 | WM2024A | Strainer, Oil Pump, 818D | TAB-SLD-P | Strainer | Filter |  |  | http://www.toronto.ca/TWONTO#strainer |  | Pelletizer Bldg. - Thermal Oil Heating System, Pumps, Strainer & Expanasion Tanks
79005 | 93927 | THR-GRK-ZP-712 | Fork Lift, Yale, Unlicensed | THR-GRK-GQ-WA3 | Vehicle,Unlicensed | Vehicle |  | ZP | http://www.toronto.ca/TWONTO#forklift
91743 | 27364 | WTR-RMI-DR-0001 | Door, Hatch, Middle-Southeast | WTR-RMI-AUX | Door | Door |  | DR | http://www.toronto.ca/TWONTO#door
77780 | 21844 | THR-PRM-T-0500 | Tank, Primary Clarification - Primary Tank - South | THR-PRM-T | Tank | Tank |  | T | http://www.toronto.ca/TWONTO#clarifier |  | Primary Sedimentation Tanks
18124 | 6900 | FHA-SED-ZSH-0304C | Switch, Limit, Access Hatch Zone 4, Settling Basin T-0301 | FHA-SED-ZSH-0304 |  | Security System |  | ZSH | http://www.toronto.ca/TWONTO#position_switch |  | Switch, Limit, Access Hatch Zone 3
127604 | 17600 | THC-PRM-SP-0002 | Autosampler Unit, Primary, Phase IV | THC-PRM | Sampler | Sampler |  | SP | http://www.toronto.ca/TWONTO#auto_sampler |  | Primary Treatment
78699 | 87745 | THR-SES-PGM-64665 | Personal Gas Meter | THR-SES-SQ-PGM | Safety | Safety Equipment | 40083 | PGM | http://www.toronto.ca/TWONTO#portable_gas_detector |  | Personal Gas Meter
34448 | 13728 | MAIN-092 | Main 092 | WTR-LWA | [6 empty] | Work Area 2 Central Mains and Chambers
10976 | 88616 | COL-PBF-RPU-0001 | Remote Processing Unit | COL-PBF | RPU |  |  | RPU |  |  | Bluffers Park Sewage Pumping Station
14754 | 53695 | FCL-SES-SHOW-0004-SUS | Emergency Shower | FCL-SES-1 | PPE,Eyewash Station | Safety Equipment | 36710 | SHOW | http://www.toronto.ca/TWONTO#emergency_eyewash_and_shower |  | Emergency Showers
58153 | 99500 | THC-AIR-TREAT-BLDG | Building Location | THC-EUS | [6 empty] | Production & End User Support
145642 | 68644 | WTR-PPD-CW | City Water System | WTR-PPD | [6 empty] | Parkdale Pumping Station
60453 | 25870 | THC-DIS-T-0100 | Tank, Sodium Hypochlorite, Disinfection | THC-DIS |  | Tank |  | T | http://www.toronto.ca/TWONTO#chemical_storage_tank |  | Disinfection (Chlorination) Process
125873 | 98363 | THC-INC-BU-2041 | Burner, Hearth 5, Incinerator 2000 | THC-INC-FU-2000? | Burner | Burner |  | BU | http://www.toronto.ca/TWONTO#burner_component_of_asset |  | Furnace, Incinerator 2000
139513 | 67927 | THR-WA3-LD-0048 | Sling, Nylon, Work Area 3 (2" X 4') | THR-LD-NYLN-WA3 | Lifting Device,Sling | Lifting Device |  | LD | synthetic_web_sling |  | Slings, Nylon, Work Area 3
110683 | 79217 | TAB-DIG-FSL-4195 | Switch ,Flow, Low,Chill water Supply to Compressor C-4195 | TAB-DIG-C-4195 | Switch,Flow | Switch |  | FSL | http://www.toronto.ca/TWONTO#flow_switch |  | Compressor #2,Gas (DX5002A) Digester Tank 19 & 21
8413 | 5165 | COL-120-LIT-0702S | SUSPENDED.Level Transmitter,Downstream, Coxwell Control Chambers No. 7&8, MTI | COL-MTI-CH-0700 | Transmitter,Level |  | 40041 | LIT |  |  | Chamber,Boston Dome Chamber No.7,MTI
91049 | 336 | FHO-DCL-FSL-0501 | Switch, Flow, Header to Residual Chlorine Analyzers,S2 South TW Transfer Channel Gallery E-Wall | FHO AFTER SO2 | Switch,Flow | Switch |  | FSL | http://www.toronto.ca/TWONTO#flow_switch |  | Sampling
80942 | 27652 | TNT-DIG-PSH-5110 | Switch, Pressure, High | TNT-DIG-BL-5100 | Switch,Pressure | Switch |  | PSH | http://www.toronto.ca/TWONTO#pressure_switch |  | Digester Gas header-Boiler BO-5100
106072 | 77085 | TAB-ACC-CT-1487 | Control Panel, Zone Controller | TAB-ACC-VAV-1487 | Control Panel,HVAC | HVAC |  | CT | http://www.toronto.ca/TWONTO#thermostat_or_zone_controller_unit |  | Heater, Hot Water Reheat Coil, Variable air
125253 | 79304 | THC-FEQ-DM-0018 | Fire Damper, Admin Building, Basement, Storage Room, East | THC-FEQ-BLDG K |  | HVAC | 43295 | DM | http://www.toronto.ca/TWONTO#air_damper |  | Fire fighting protection equipment, Admin Building
28635 | 16772 | FIS-ELS-CAB-0602 | ELS Cabinet,600 V,Raw Water Pumping Station, MCC Cabinet | {FIS-ELS-CAB} |  |  |  | CAB |  |  | Asset Group,Electrical Distribution Bus Cabinets
12187 | 51208 | COL-PCF-LSH-0001 | Switch Level, High, Dry Well | COL-PCF-MISC | Switch,Level-High | Switch |  | LSH | http://www.toronto.ca/TWONTO#level_switch |  | Miscellaneous Equipment
7482 | 19551 | COL-PSP-WEL-0100 | Well wet | COL-PSP | Well |  |  | WEL |  |  | Southport Sewage Pumping Station
86858 | 25487 | WTR-PLW-PPE-0003A | Gloves, Electrical Protection, 40kv - Kamjoo Ghavami | WTR-PLW-PPE | PPE,Insulated Glove | Safety Equipment |  | PPE | http://www.toronto.ca/TWONTO#rubber_insulating_gloves |  | Personal Protection Equipment - WWA
19152 | 74904 | FHO-ACC-F-0502 | Filter, Dry Air, Raw Water P.S. Supply Fan FN-0501, Admin Building, L2, East Wing, Mechanical Room | FHO-ACC-FN-0501 |  | Filter |  | F | http://www.toronto.ca/TWONTO#replaceable_air_filter |  | Fan, Fresh Air Supply, Raw Water Dehumidifier, L2 Admin Building, East Wing, Mechanical Room
114117 | 22716 | TAB-OFFICE | Computer Location | TAB-ADMIN-BLDG | [6 empty] | Building Location
8828 | 68701 | COL-SMC-LP-0001 | Control Panel, Lighting | COL-SMC-MISC | Control Panel |  |  | LP |  |  | Miscellaneous Equipment
116035 | 53965 | TAB-PRS | Phosphorous Removal System | TAB-WORK-AREA-3 | [6 empty] | Work Area 3
16394 | 75866 | FHA-DCL-LSHH-0701 | Switch, Level high, Sodium Bisulphite | FHA-WWW-T-0701 |  | Switch |  | LSHH | http://www.toronto.ca/TWONTO#level_switch |  | Tank, SBS Storage, RMF, SBS Storage Room
122010 | 30692 | THC-AER-PSL-7351 | Switch, Pressure-Low, Outlet, Oil Pumps 7350 & 7360, Blow 7300,Phase I & IV Blower Building | THC-AER-BL-7300-I-IV | Switch,Pressure | Switch |  | PSL | http://www.toronto.ca/TWONTO#pressure_switch |  | Blower, Aeration System
50973 | 41287 | TAB-PRM-T-0420 | Tank, Coagulant, CEPT Coagulant Dosing System, Grit Bldg., P Bldg. | TAB-PRM-POL | Tank,Reservoir | Tank |  | T | http://www.toronto.ca/TWONTO#coagulation_tank |  | P Building - Polymer system
65252 | 89850 | THC-ELS-MCC-1802 | Motor Control Centre,Dewatering Area,Biosolids Building | THC-ELS-PS-0001-M | Control Panel,MCC | Motor Control Centre |  | MCC | http://www.toronto.ca/TWONTO#LV_electrical_panel |  | Primary Power Equipment, Building M
117341 | 22437 | TAB-RSP-PSL-1221 | Switch, Pressure-Low, Lubrication Oil, Raw Sewage Pump #2, T-Building | TAB-RSP-T-1221 | Switch,Pressure | Switch |  | PSL | http://www.toronto.ca/TWONTO#pressure_switch |  | Tank, Oil, Raw Sewage Pump #2 Bearing Lubrication System
4409 | 53915 | COL-PFI-LSLL-0101 | Switch, Level Low-Low | COL-PFI | Switch,Level |  |  | LSLL |  |  | Fifth Street Sewage Pumping Station (Wards Island PS #8)
10861 | 40069 | FCL-ALM-LSH-0002 | Switch, Level-High, Spill Containment Area, Alum System | FCL-ALM-T-0001 | Switch,Level-High | Switch |  | LSH | http://www.toronto.ca/TWONTO#level_switch |  | Tank, Alum Spill Containment, Liquid Alum System
13961 | 1873 | FCL-SPC-RPU-1421 | RPU Panel, Sewage Channel, Surge Chamber | FCL_ELS_MISCELLANEOUS | Control Panel | Remote Processor Unit |  | RPU | http://www.toronto.ca/TWONTO#RPU_panel |  | FCL_ELS_MISCELLANEOUS
64158 | 98970 | FCL-RW-CRN-0402 | Crane, 5 Ton, Travelling, Bridge, Low Lift Screens Area | FCL-MCS-CRN |  |  |  | CRN |  |  | Cranes
8957 | 39963 | COL-YKP-DA-109848S | Davit Base Leg-109848 | COL-W-OBSOLETE | Safety | Safety Equipment | 45515 | DA | davit_base |  | Col West Obsolete Entities
18607 | 38361 | FHA-SES-SQ-0056 | Safety Harnesses | FHA-SES-SQ-6 |  | Safety Equipment |  | SQ | http://www.toronto.ca/TWONTO#fall_arrest_harness |  | Safety Fall Protection Equipment
117210 | 98023 | TAB-RSP-FSL-2209 | Flow Switch, Low,Seal Water, Raw Sewage Pump P-2209 | TAB-RSP-P-2209 | Switch,Flow | Switch |  | FSL | http://www.toronto.ca/TWONTO#flow_switch |  | Pump, Raw Sewage #9
104736 | 39444 | NX2165A | Conditioner, Air-Old Admin.Bldg., | TAB-ACC-CI | H.V.A.C.,Air Conditioner | HVAC |  |  | http://www.toronto.ca/TWONTO#air_condition |  | Chiller and Air Coolers
64587 | 32405 | FCL-SA-STR-0140 | Strainer, Inlet, High Lift Reservoir Tank SA-T-0001, High Lift, Basement | FCL-SA-T-0001 |  |  |  | STR |  |  | Vessel, Pressure, Service Air, Sanitary Sewage System Monitoring
105275 | 84651 | PU2425 | Receiver, Air, Old Dblg Old Screen Room | TAB-AI | Vessel,Pressure | Tank |  |  | http://www.toronto.ca/TWONTO#pressure_vessel |  | Local Compressed Air Equipment
21946 | 7777 | FHO-ELS-WR-0805 | Welding Receptacle, TRW P.S. L1, South Wall | FHO-ELS-LTG |  | Power Distribution Panel |  | WR | http://www.toronto.ca/TWONTO#welding_receptacle |  | Facility Electrical System
96284 | 22329 | FIS-ELS-PDP-0201 | Power Distribution Panel,Workshop Building Main Floor,347 / 600V,250A,3ph,3W | FIS-ELS-CP-0201 | Control Panel,Power Distribution Panel | Power Distribution Panel |  | PDP | http://www.toronto.ca/TWONTO#LV_electrical_panel |  | Control Panel,Electrical,Workshop Building,Mezzanine,South-West,Load Shedding Contactor
9128 | 83053 | COL-YKP-DA-187991 | Davit Upper Arm-187991 | COL-YKP-DA | Safety | Safety Equipment |  | DA | http://www.toronto.ca/TWONTO#fall_arrest_Davit_arm |  | Davit Arm Assembly
76187 | 21361 | THR-MCS-LD-6194 | Chain Hoist, Manual,3/4T, STB, Work Area 1 | THR-LD-WA1 | Lifting Device | Lifting Device |  | LD | http://www.toronto.ca/TWONTO#lifting_equipment_hoist |  | Lifting Devices, Chain Hoist, Come Along & Slings
120690 | 92254 | THC-ACC-FN-0321 | Fan,Return,Lower Basement,B2,Bldg M | THC-ACC-BLDG M | H.V.A.C.,Air Conditioner | HVAC |  | FN | http://www.toronto.ca/TWONTO#blower_or_fan_with_drive |  | Incineration Building, HVAC
68 | 68597 | 20669 | TAB WA8 Internal telephones & Public address system | TAB-WA8 |  | Communications Equipment |  |  | http://www.toronto.ca/TWONTO#public_annoucement_speaker |  | Common to WA8 Bldg. Services
41063 | 9196 | TAB-ACC-PDS-3905B | Switch,Pressure ,Supply fan, AHU3905 | TAB-ACC-AHU-3905SUS | Switch,Pressure | Switch |  | PDS | http://www.toronto.ca/TWONTO#pressure_switch |  | AHU, Heat Recovery Bldg
96883 | 17403 | FIS-ELS-UPS | Asset Group,UPS Electrical Distribution System Control Power Backup | FIS-ELS | [6 empty] | System, Electrical Distribution System
24565 | 56784 | COL-PRD-T-0001 | Tank, Diesel Fuel | COL-PRD-MISC | Tank |  |  | T |  |  | Miscellaneous Equipment
31256 | 79374 | COL-PSU-MCC-0001 | Motor Control Center | COL-PSU-MISC |  | Motor Control Centre |  | MCC | http://www.toronto.ca/TWONTO#LV_electrical_panel |  | Miscellaneous Equipment
66524 | 97721 | THC-STR-LSH-0187 | Level Switch High,Sump,T19 Phase 4 Final Area | THC-STR-P-0187 | Switch,Level | Switch |  | LSH | http://www.toronto.ca/TWONTO#level_switch |  | Pump, Sump, Tunnel T19 Phase IV Secondary
126503 | 45560 | THC-MCS-MT-0020 | Mechanical Hacksaw, Building A | THC-MCS-MEQ | Machine Tool,Saw | Tool |  | MT | http://www.toronto.ca/TWONTO#table_saw |  | Machine Shop and Equipment
81791 | 41803 | THR-OCS-BIOFILTER SOUTH | Biofilter, South Odour Control, South plant | THR-OCS-BIOFILTER | Filter | Biofilter |  |  | http://www.toronto.ca/TWONTO#collection_of_assets |  | Biofilter Odour Control, North & South plant
143585 | 47437 | WTR-PEL-LSH-1001A | Switch, Level, High, Flood, Alarm, Generator Building, Basement | WTR-PEL-AUX | Switch,Level-High | Switch |  | LSH | http://www.toronto.ca/TWONTO#level_switch |  | Auxilliary Equipment (Building Facilities)
83691 | 38233 | THR-PRS-F-0006S | Filter, Fine Bag, Ferrous Chloride Storage Tanks Outlet, Chemical Building, Secondary Treatment, Phosphorous Removal | THR-PRS-F | Filter | Filter | 39810 | F | http://www.toronto.ca/TWONTO#replaceable_air_filter |  | Phosphorous Removal System, Filtration
38430 | 18678 | REMOVED FROM SERVICE | Sling, Nylon, Work Area 2 SIZE; 1" X 8', | THR-SES-LD | Lifting Device,Sling | Lifting Device |  |  | synthetic_web_sling |  | Lifting Device, Safety Equipment
63681 | 61409 | THC-PLT-LSLL-1500 | Switch, Level, Low Low, Sump, Storage Room | THC-PLT-P-1510 | Switch,Level-Low-Low | Switch |  | LSLL | http://www.toronto.ca/TWONTO#level_switch |  | Pump, Sump, Storage Room
120851 | 82773 | THC-ACC-HTR-0215 | Heater, Perimeter. Admin Building, Ground Floor, Office 107 | THC-ACC-AHU-0071 |  | HVAC |  | HTR | http://www.toronto.ca/TWONTO#heater |  | Air handling Unit, Ground Floor West Zone(Administration), Admin Building Roof
64 | 42604 | 20664 | TAB WA3 Internal telephones & Public address system | TAB-DEW-SERVICES |  | Communications Equipment |  |  | http://www.toronto.ca/TWONTO#public_annoucement_speaker |  | Dewatering Building Service & Safety Systems
77007 | 60533 | THR-PLT-LSL-2200S | Switch, Level-Low, Tank 0100, Preliminary Treatment, Grit Removal - Grit Tanks - North Plant | THR-PLT-T-0100 | Switch,Level-Low | Switch | 37982 | LSL | http://www.toronto.ca/TWONTO#level_switch |  | Tank, Grit Removal, Grit Tank, North Grit Building
13144 | 32301 | COL-PFB-HTR-0001 | Heater, Wet Well | COL-PFB | Heater |  |  | HTR |  |  | Fallingbrook Pumping Station
61283 | 80386 | THC-DCL-F-0401 | Filtration Module, Final Effluent, Dechlorination | THC-DCL-AIT-0400 | Transmitter | Filter |  | F | media_based_filter |  | Transmitter, Analyzer Indicating, Phosphorous, Final Effluent, Dechlorination
42791 | 86112 | TAB-AER-PRJ-0005 | Upgrades, Aeration Tanks | TAB-AER |  |  |  | PRJ |  |  | Aeration Gallery
93416 | 81107 | FHO-GRK-PA-0001 | Intercom & Paging System | FHO-GRK | Security System,Intercom | Communications Equipment |  | PA | http://www.toronto.ca/TWONTO#public_annoucement_speaker |  | Buildings & Grounds
139365 | 64748 | THR-WA1-457-7 | Sling, Nylon, Work Area 1 (NYLON BELT SLING SIZE; 2" X 12`, CAPACITY 6400 LBS, SN 1553457-7) A | THR-LD-NYLN-WA1 | Lifting Device,Sling | Lifting Device |  |  | synthetic_web_sling |  | Slings, Nylon, Work Area 1
65390 | 46328 | THC-PRM-ZSH-1274 | Switch, Position High, Flush Water, Valve 1274 | THC-PRM-V-1274 | Switch,Position-High | Switch |  | ZSH | http://www.toronto.ca/TWONTO#position_switch |  | Valve, Gate, Actuated, Discharge, Valve 1274
93357 | 69983 | FHO-GRK-DR-8003S | Door, (FD-S8-03), Fire Rated, Raw Water Building, S8, Stairway 2 | FHO-GRK-FEQ-0001 | Fire Prevention,Door | Door |  | DR | http://www.toronto.ca/TWONTO#fire_rated_door
59048 | 6578 | THC-ACC-HTR-0306 | Air Heater, Convector, Building M | THC-ACC-HEATERS | H.V.A.C.,Heater,Unit | HVAC |  | HTR | http://www.toronto.ca/TWONTO#heater |  | Air Heaters, Building M
127262 | 24330 | THC-PLT-T-0100 | Grit Tank 0100 | THC-PLT-GRIT TANKS | Tank,Water Elevated | Tank |  | T | http://www.toronto.ca/TWONTO#sedimentation_tank |  | Grid Tanks
69379 | 24793 | THR-AER-PSLL-1611 | Switch, Pressure-Low-Low, Lube Oil, Blower 1611, Secondary Treatment, Aeration Blower System - North | THR-AER-T-1614 | Switch,Pressure-Low | Switch |  | PSLL | http://www.toronto.ca/TWONTO#pressure_switch |  | Tank, Non-Pressurized, Auxiliary Oil, Blower 1611, Secondary Treatment, Aeration Blower System - North
34637 | 18429 | MAIN-296 | Main 296 | WTR-LWA | [6 empty] | Work Area 2 Central Mains and Chambers
112251 | 17284 | TAB-DIS-PSL-0005 | Switch, Pressure,Low, Expansion Tank Line | TAB-DIS-T-0002 | Switch,Pressure | Switch |  | PSL | http://www.toronto.ca/TWONTO#pressure_switch |  | Tank,Expansion, Chlorine From south Tank Car
78670 | 54344 | THR-SES-LD-0010 | Base, Exposed for Davit Arm, Primary Tank 4(SUSPENDED) | THR-LD-WA2 | Safety | Safety Equipment | 35765 | LD | davit_base |  | Lifting Devices, Chain Hoist, Come Along & Slings
43066 | 59912 | FCL-ACC-F-0104 | Filter, Inlet, , FN-0106, Pump Room East Recirculation System, Low Lift Pump Room | FCL-ACC-FN-0106 |  |  |  | F |  |  | Fan, Heater HTR-0104 Supply, Low Lift Pump Room Recirculation System West
125658 | 44287 | THC-FLOTATION-BLDG | Building Location | THC-EUS | [6 empty] | Production & End User Support
119670 | 95075 | TAB-WA1-SQ-1097 | Sling | TAB-WA1-SQ-1000 | Lifting Device,Sling | Lifting Device |  | SQ | http://www.toronto.ca/TWONTO#fall_protection_sling |  | WA1 Lifting Devices and Slings
24884 | 80591 | COL-PMM-FN-0003 | Fan, Exhaust | COL-PMM-CP-0100 | Fan | HVAC |  | FN | http://www.toronto.ca/TWONTO#blower_or_fan_with_drive |  | Ventillation control panel
55653 | 84491 | TAB-WA3-LF-2357 | Sling, Nylon, 12 FT | TAB-DEW-SAFETY | PPE | Lifting Device |  | LF | synthetic_web_sling |  | Safety Equipment
18224 | 61207 | FHA-SES-FAK-0902 | FHA-SQ-FAK-10 - First Aid Kit Station | FHA-SES-SQ-4 | PPE | Safety Equipment |  | FAK | http://www.toronto.ca/TWONTO#first_aid_station_equipment |  | First Aid
118222 | 96526 | TAB-SLO-PSL-0413 | Switch, Pressure, Low, Water to Biofilter Cell | TAB-SUSPENDED ENTITY | Switch,Pressure | Switch | 46249 | PSL | http://www.toronto.ca/TWONTO#pressure_switch |  | Suspended entities
90149 | 69432 | YTF-SPC1 | Process Control Systems - Administrative | YTF SPC | [6 empty] | Process Control Systems - Services Area
120437 | 60721 | THC-ACC-DM-0164 | VAV Box, Admin Building, Ground Floor, Admin Corridor 103, North | THC-ACC-AHU-0071 |  | HVAC |  | DM | http://www.toronto.ca/TWONTO#air_damper |  | Air handling Unit, Ground Floor West Zone(Administration), Admin Building Roof
48702 | 68781 | TAB-MCS-SQ-9115 | First Aid Kit-Plant North West Gate Security Office | TAB-SES-SQ | Safety,First Aid Kit | Safety Equipment |  | SQ | http://www.toronto.ca/TWONTO#first_aid_kit |  | WA7 Safety Equipment
120821 | 40492 | THC-ACC-HTR-0012 | Heater, Unit, Electric, 6.3kW, Admin. Building Basement, Mechanical Room B104, North | THC-ACC-BLDG K |  | HVAC |  | HTR | http://www.toronto.ca/TWONTO#heater |  | Administration Building, HVAC
38204 | 36309 | SWM-PIT-RPU-0001 | Remote Processing Unit | SWM-PIT | RPU | Remote Processor Unit |  | RPU | http://www.toronto.ca/TWONTO#RPU_panel |  | Islington Storm Pumping Station
145042 | 51929 | WTR-PKN-RPU-0001 | Remote Processing Unit | WTR-PKN-ELS | RPU | Remote Processor Unit |  | RPU | http://www.toronto.ca/TWONTO#RPU_panel |  | Electrical System
62635 | 97181 | THC-MCS-MEQ-0003 | Backflow Preventer Testing Kit, Building A | THC-MCS-MEQ |  | Tool |  | MEQ | backflow_preventer_tester |  | Machine Shop and Equipment
47489 | 66020 | TAB-EL1-PDP-6226C | Power Distribution Panel, 3 phase, 208V, Electrical Room, D Bldg. | TAB-EL1-MCC-6226 | Circuit Breaker | Power Distribution Panel |  | PDP | http://www.toronto.ca/TWONTO#LV_electrical_panel |  | Motor Control Centre 600V - D Bldg
94978 | 78098 | FHO-SPC-COM-1202 | Termination Panel, Chemical Building, S4, Chemical Gallery | FHO-SPC |  | Communications Equipment |  | COM | termination_panel |  | Process Control Systems - Services Area
138802 | 49199 | THR-SES-SQ-8642S | Harness, Full Body, PPE, Renan Espiritu (FAILED TEST) | THR-SES-SQ | Safety | Safety Equipment | 35030 | SQ | http://www.toronto.ca/TWONTO#fall_arrest_harness |  | Safety Equipment
118873 | 8700 | TAB-STR-T-2400 | Hopper, Scum (FU2018) | TAB-STR-T-SCUM | Tank | Tank |  | T | http://www.toronto.ca/TWONTO#storage_tank |  | Aeration Gallery - Scum Hoppers & Pumps
112666 | 77241 | TAB-EL1-MCC-6121 | Motor Control Centre, 600V MCC | TAB-EL1-PDP-6001 | Switchgear,Indoor | Motor Control Centre |  | MCC | http://www.toronto.ca/TWONTO#LV_electrical_panel |  | Power Distribution Panel, 600V, Aeration Outdoor Sub.
54087 | 1333 | TAB-STR-ANL-0100 | Portable Meters | TAB-STR-SQ |  |  |  | ANL |  |  | WA2 Safety Equipment,lifting devices, ladders, Eye Wash station, First Aid Kits, Lock out stations
25218 | 20377 | COL-PSL-LIT-0200 | Transmitter, Level | COL-PSL | Transmitter,Level |  |  | LIT |  |  | Sewells Road Sewage Pumping Station
24662 | 32300 | COL-PRX-FA-0001S | Fire Alarm System, | COL-W-OBSOLETE | Building Service,Fire Alarm |  | 42927 | FA |  |  | Col West Obsolete Entities
123195 | 37276 | THC-DIG-BU-5200S | Waste Gas, Burner | THC-SUSPENDED | Burner,Waste Gas | Burner | 36072 | BU | http://www.toronto.ca/TWONTO#waste_gas_burner |  | Suspended entity
9322 | 2605 | COL-YKP-SRL-0041 | Self Retrieval Line- 13565 | YKP-BLD |  | Safety Equipment | 39004 | SRL | self_retracting_line |  | Collections - 435 Kipling Ave. Building envelope
119968 | 34246 | TAB-WA4-SQ-5061 | Fall Limiter (SIMM1 Shared) | TAB-WA4-SQ-0010 | PPE,Lanyard | Safety Equipment |  | SQ | http://www.toronto.ca/TWONTO#fall_restricting_system |  | WA4 Fall arrest systems
120264 | 3472 | THC SCADA CLIENTS | THC SCADA Clients | THC-SPC1 | [6 empty] | Process Control Systems - Administrative
122264 | 983 | THC-CAP-WA1 | THC WA1 Capital Projects | THCSLDMNT | [6 empty] | THC Solids Maintenance
76596 | 28538 | THR-DR-DIS-0516 | Overhead Door, Disinfection Building, Dechlorination Simulator Room | THR-DR-WA4 | Door,Overhead | Door |  | DIS | http://www.toronto.ca/TWONTO#roll_up_door
12443 | 2888 | COL-PCU-JSL-5337 | RPU Power failure alarm | COL-PCU | Switch |  | 34997 | JSL |  |  | Cumber Pumping Station
80379 | 92179 | FHA-SED-ZSH-0604D | Switch, Limit, Access Hatch Zone 4, Settling Basin T-0601 | FHA-SED-ZSH-0604 |  | Security System |  | ZSH | http://www.toronto.ca/TWONTO#position_switch |  | Switch, Limit, Access Hatch Zone 6
93346 | 15257 | FHO-GRK-DR-5002S | Door, (FD-S5-02), Fire Rated, Admin Building, S5, Cable Tray Room South to Blower Room | FHO-GRK-FEQ-0001 | Fire Prevention,Door | Door |  | DR | http://www.toronto.ca/TWONTO#fire_rated_door
105668 | 16644 | SWM-PMG-ALR-0001 | Alarm, Gas | SWM-PMG-MISC | Fire Prevention,Alarm |  |  | ALR |  |  | Miscellaneous Equipment
132994 | 550 | THR-DIG-T-5871 | Tank, Condensate and Sediment Accumulator, C-5880, Digester Mixing System | THR-DIG-C-5880 | Tank | Tank |  | T | sediment_trap |  | Compressor, Gas, Mixing System, Digester Tank#09
34623 | 18375 | MAIN-282 | Main 282 | WTR-LWA | [6 empty] | Work Area 2 Central Mains and Chambers
34369 | 63966 | COL-YKP-DA-17106A | Davit Base Leg-17106A | COL-YKP-DA | Safety | Safety Equipment |  | DA | davit_base |  | Davit Arm Assembly
132825 | 57068 | THR-DIG-PSH-5162 | Switch, Pressure-High, Outlet Pump 5162, Solids Treatment, Digester - Tanks 1-6 | THR-DIG-GBP-5162 | Switch,Pressure-High | Switch |  | PSH | http://www.toronto.ca/TWONTO#pressure_switch |  | Gas Booster, Tank 0600, Solids Treatment
8687 | 13745 | COL-RBC-HPU-0001 | Drive, Hydraulic system | COL-RBC | Drive |  |  | HPU |  |  | Cowan Shaft (WBT)-storm
13595 | 12458 | COL-PFO-LSLL-0101 | Switch, Level Low-Low | COL-PFO | Switch,Level |  |  | LSLL |  |  | Fourth Street Sewage Pumping Station (Wards Island PS#9)
67772 | 3944 | THR-ACC-FSL-0200 | Switch, Flow, Low, Supply Air Duct, Air Handling Unit AHU-0200, North Grit South Fan Room | THR-ACC-AHU-0200 | Switch,Flow-Low | Switch |  | FSL | http://www.toronto.ca/TWONTO#flow_switch |  | Air Handling Unit, Air Supply, North Grit Fan Room
128006 | 38896 | THC-PRM-ZSH-1173 | Switch, Position High, Cylinder Extend, Valve 1173C | THC-PRM-V-1173C | Switch,Position-High | Switch |  | ZSH | http://www.toronto.ca/TWONTO#position_switch |  | Valve, Inlet, Flow Transmitter Indicating, Primary Clarifier 1100, Primary Sludge Distribution
98851 | 31948 | IU2018A | Receiver, Air, Z- Bldg. Main Floor, # 2 HWB | TAB-AI-S-10 | Vessel,Pressure | Tank |  |  | http://www.toronto.ca/TWONTO#pressure_vessel |  | Z Building Air Equipment
136568 | 48842 | THR-GRK-VEH-0002 | Trailer, Trash Vehicle, Head House (For DOS) | THR-GQ-WA2 | Vehicle,Licensed | Vehicle |  | VEH | trailer
94827 | 15913 | FHO-SES-SQ-0006 | Fall Arrest Systems | FHO-SES | PPE,Harness | Safety Equipment |  | SQ | http://www.toronto.ca/TWONTO#fall_arrest_system |  | Safety & Environmental Services
120540 | 55129 | THC-ACC-DM-6314 | Damper, Relief, Screen Room, Headworks | THC-ACC-AHU-6300 | Damper/Louver | HVAC |  | DM | http://www.toronto.ca/TWONTO#air_damper |  | Air Handling Unit, Screen Room/Conveyor Areas, 2nd Floor Mech Room #1, Headworks
26704 | 90246 | COL-PST-T-0001 | Tank | COL-PST |  | Tank |  | T | http://www.toronto.ca/TWONTO#storage_tank |  | Strachan Pumping Station
72817 | 56483 | THR-DIS-FSL-1305 | Switch, Flow, Low, Seal Water, Scrubber Recirculating Pump | THR-DIS-P-1305 | Valve,Butterfly,Act. | Switch |  | FSL | http://www.toronto.ca/TWONTO#flow_switch |  | Pump, Recirculation, Scrubber Caustic Soda SB-1300
8730 | 92675 | COL-SHD-MISC | Miscellaneous Equipment | COL-SHD | [6 empty] | Hyde Ave Storm Storage Tank
18576 | 22905 | FHA-SES-SQ-0001289 | Sala DBI Self Retracting Lifeline Ser # 0001289 | FHA-SES |  | Safety Equipment | 35635 | SQ | self_retracting_line |  | Safety & Environmental Services
69415 | 11986 | THR-AER-T-0310 | Tank, Secondary Treatment, Aeration - South | THR-AER-T | Tank | Tank |  | T | http://www.toronto.ca/TWONTO#aeration_tank |  | Aeration Tanks
24352 | 81424 | FHO-MCS-MT-1001 | Drill, Pedestal | FHO-MCS-MEQ | Machine Tool | Tool |  | MT | http://www.toronto.ca/TWONTO#drill_press |  | Machine Shop & Equipment
13104 | 61463 | COL-PEV-LSH-0002 | Switch, Level High | COL-PEV | Switch,Level |  |  | LSH |  |  | Ellis Sewage Pumping Station
53865 | 24181 | TAB-SLO-T-0232 | Tank, Polymer Mixing, Silo Bldg., 3rd Floor | TAB-SLO-PIP | Tank | Tank |  | T | http://www.toronto.ca/TWONTO#chemical_storage_tank |  | Sludge Transfer Pipe Lubrication
26334 | 94558 | FHO-GRK-DR-4012S | Door, (FD-S4-12), Fire Rated, Chemical Building, S4, Emergency Diesel Room, East | FHO-GRK-FEQ-0001 | Fire Prevention,Door | Door |  | DR | http://www.toronto.ca/TWONTO#fire_rated_door
139011 | 44360 | THR-THK-FSL-7020 | Switch, Flow, Low, Seal Water, MTI Transfer Pump | THR-THK-P-7020 | Switch,Flow-Low | Switch |  | FSL | http://www.toronto.ca/TWONTO#flow_switch |  | MTI Transfer Pump
139469 | 10627 | THR-WA2-LD-63-25 | Sling, Nylon, Work Area 2 (Sr 1472763-25) SIZE; 1" X 3', | THR-SES-LD | Lifting Device,Sling | Lifting Device |  | LD | synthetic_web_sling |  | Lifting Device, Safety Equipment
138703 | 12047 | THR-SES-SQ-0418S | Lanyard for Harness | THR-SES-SQ | Safety | Safety Equipment | 38775 | SQ | lifeline |  | Safety Equipment
110733 | 96642 | TAB-DIG-GAS-DOME1-4 | Digester Tanks 1-4, Flame Arresters, Pressure Relief & Vacuum Breaker Valves | TAB-DIG-T-01-04 | [6 empty] | Digester Tanks 1-4
58254 | 93371 | FHA-ACC-AC-0360 | FHA-ACC-AC-0010 - Air Conditioner | FHA-MCS-ACC | H.V.A.C.,Air Conditioner | HVAC |  | AC | http://www.toronto.ca/TWONTO#air_condition |  | HVAC
43386 | 1460 | TAB-D BLDG | Building Location | TAB-SPC2 | [6 empty] | Process Control Systems - Equipment
12432 | 33322 | FCL-FLT-SW-1201-SUS | Sweeps, Surface Wash, Filter #12 | FCL-SUSPENDED | Filter | Filter | 36641 | SW | filter_sweeping_arm |  | Suspended entity
55579 | 50066 | TAB-WA2-SQ-1252 | RIG - IT - RITE Nylon Sling | TAB-SES-LD | Lifting Device,Sling | Lifting Device |  | SQ | synthetic_web_sling |  | WA2 Lifting devices
15285 | 76268 | FCL-TRW-V-0035 | Valve, Air Release, District 1E Header, Treated Water Pumping Station,FCL-TRW-P-0300 | FCL-TRW-P-0300 |  |  |  | V |  |  | Pump, Treated Water
51620 | 13862 | TAB-GRK-VEH-050228 | Truck, Ford 150 Pro Lightning EV, Solids Group | TAB-GRK-VEH1 | Vehicle,Licensed | Vehicle |  | VEH | http://www.toronto.ca/TWONTO#pickup_truck
91075 | 84270 | FHO-DCL-SO-0201 | Sulphonator, Dechlorination Train 2, Chemical Building, Main Floor, Machine Room | FHO-DCL-SO-0201-KQ | Chemical Feeder,Gas | Chemical Feeder |  | SO | http://www.toronto.ca/TWONTO#sulphonation_system |  | Dechlorination Train 2
79882 | 65464 | THR-WA1-LD-875-9 | Sling, Nylon, Work Area 1 (NYLON BELT SLING SIZE; 1' X 2', CAPACITY 3200 LBS, SN 895875-9) A | THR-LD-NYLN-WA1 | Lifting Device,Sling | Lifting Device |  | LD | synthetic_web_sling |  | Slings, Nylon, Work Area 1
2753 | 83251 | COL-CCC-TS-0001 | Switch, Transfer | COL-CCC-MISC | Switch | Switch |  | TS | http://www.toronto.ca/TWONTO#transfer_switch |  | Miscellaneous Equipment
49219 | 82468 | FCL-CLA-T-0202 | Tank, Expansion, Chlorine Gas, CLA Evaporator 0201 Inlet, Machine Room, Gaseous Chemical Building | FCL-CLA-CHL-0201 | Tank | Tank |  | T | expansion_tank |  | Chlorinator, Chlorine Gas, Chlorination System
118724 | 30288 | TAB-STR-LSL-4005R | Switch,Level,Low, Oil tank, Blower 4005 lubrication | TAB-STR-T-4005R | Switch,Level | Safety Equipment |  | LSL | http://www.toronto.ca/TWONTO#level_switch |  | Tank , Reservoir Aux Oil, Blower 4005
40876 | 32739 | TAB-ACC-HTR-SEAWALL | Unit Heaters ( New Project Sea Wall Sub-station) | TAB-ACC-HTR | [6 empty] | Heaters- Convection,
115475 | 99280 | TAB-PRM-MCC-0362 | MCC, Primary Tanks 7-9 | TAB-PRM-P-P | Control Panel,MCC | Motor Control Centre |  | MCC | http://www.toronto.ca/TWONTO#LV_electrical_panel |  | P Building - Primary Sludge Pumping
106642 | 74367 | TAB-ACC-FSL-1800 | Switch, Flow, Low, Air, Supply Fan 1800, Loading Bay Rooftop | TAB-ACC-AHU-1800 | Switch,Flow-Low | Switch |  | FSL | http://www.toronto.ca/TWONTO#flow_switch |  | Air Handling Unit, D Bldg Roof
61622 | 42507 | FHA-ELS-PDP-0423 | Power Distribution Panel, 600VAC, Filtration Building,Blower Room | FHA-ELS-DP-1901A | Control Panel,Power Distribution Panel | Power Distribution Panel |  | PDP | http://www.toronto.ca/TWONTO#LV_electrical_panel |  | Distribution Panel, 600VAC, Filter Building, East Filter Gallery.
98497 | 61557 | FIS-WWW-CH-0700-SUS | Slow Sand Fiter | FIS-BW | Filter | Filter | 38485 | CH | http://www.toronto.ca/TWONTO#filtration_tank |  | Backwash System
98257 | 55662 | FIS-SES-SQ-6108 | Electrical Safety Gloves, High Voltage, Class 1, Group 1, # | FIS-SES | PPE,Insulated Glove | Safety Equipment |  | SQ | http://www.toronto.ca/TWONTO#rubber_insulating_gloves |  | Safety, Instrumentation & Environmental Services
27423 | 99052 | COL-PSW-LSH-0108 | Switch, Level-High | COL-PSW | Switch,Level | Switch | 36085 | LSH | http://www.toronto.ca/TWONTO#level_switch |  | Swansea Pumping Station
93263 | 51635 | FHO-GRK-DR-2029L | Door, (FD-2-29), Fire Rated, Admin Building, L2, East | FHO-GRK-FEQ-0001 | Fire Prevention,Door | Door |  | DR | http://www.toronto.ca/TWONTO#fire_rated_door
67615 | 14036 | THR-ACC-DS-0711 | Switch, Disconnect, Pump 1, Glycol Skid, Compressor Building Main Floor, Glycol System | THR-ACC-P-0711 |  | Switch |  | DS | http://www.toronto.ca/TWONTO#disconnect_switch |  | Pump 1, Glycol Skid, Compressor Bldg Main Floor, Glycol System
109797 | 91135 | TAB-DEW-RPU-1146 | RPU for Sludge Floor 2 Sludge Conveyors | TAB-DEW-SLUDGE SILO | RPU | Remote Processor Unit |  | RPU | http://www.toronto.ca/TWONTO#RPU_panel |  | Sludge Holding Tank System, Conveyors
71885 | 56060 | THR-DIG-TSH-5480 | Switch, Tempreature-High, Outlet Gas compressor 5480 | THR-DIG-C-5480 | Switch,Temperature-High | Switch |  | TSH | http://www.toronto.ca/TWONTO#temperature_switch |  | Compressor, Gas, Mixing System, Digester Tank#5
125755 | 4994 | THC-FT-T-5300 | Tank,Waste Sludge Wet Well,Secondary Clarifiers 0100 - 0800,Old Plant | THC-THK-T-5000 | Well | Tank |  | T | http://www.toronto.ca/TWONTO#storage_tank |  | Tank,WAS Holding
65011 | 41698 | FCL-SES-LTG-0038-SUS | Emergency Light, Wall Mounted, c/w Emergency Battery, Surge Building | FCL-ELS-LTG |  |  | 46508 | LTG |  |  | Emergency Lighting
138820 | 69535 | THR-SES-T-0504 | Tank, Air Cylinder, 4500 PSI, Chlorine Bldg. | THR-SES-SCBA | Safety | Safety Equipment |  | T | http://www.toronto.ca/TWONTO#compressed_gas_cylinder |  | Self Contained Breathing Apparatus
108927 | 64403 | TAB-CAP-0014 | UV -Disinfection Project | TAB-WA6 |  |  |  | CAP |  |  | Common to Projects, Bldg. Services, Z Building
96291 | 60845 | FIS-ELS-PDP-0601 | Power Distribution Panel,Pipe Gallery,347 / 600V,225A,3ph,3W | {FIS-ELS-PDP} | Control Panel,Power Distribution Panel | Power Distribution Panel |  | PDP | http://www.toronto.ca/TWONTO#LV_electrical_panel |  | Asset Group, Power Distribution Cabinets,600 V,Island WTP
6355 | 39057 | COL-PMY-DM-0004 | Damper, Gas | COL-PMY | Damper/Louver |  |  | DM |  |  | Maryport Sewage Pumping Station
78758 | 42140 | THR-SES-SCBA | Self Contained Breathing Apparatus | THR WORK AREA 3 |  | Safety Equipment |  |  | http://www.toronto.ca/TWONTO#self-contained_breathing_apparatus |  | Plant Services
27178 | 53540 | DOS-YCM-VEH-286003 | 2019 SDMO JS60UC - Vehicle Unit# 286003 | FAC-YCM-VEH | Vehicle,Licensed | Vehicle |  | VEH | trailer
78684 | 11405 | THR-SES-LD-2381 | Davit Arm, 48" Reach | THR-SES-LD | Safety | Safety Equipment |  | LD | http://www.toronto.ca/TWONTO#fall_arrest_Davit_arm |  | Lifting Device, Safety Equipment
146332 | 55792 | WTR-PSC-HRN-0004 | PPE, Body Harness, S/N 980000158502449 | WTR-EAST-SES | PPE,Harness | Safety Equipment |  | HRN | http://www.toronto.ca/TWONTO#fall_arrest_harness |  | Safety & Lifting Devices
7400 | 76246 | COL-PSM-MISC | Miscellaneous Equipment | COL-PSM | [6 empty] | Simcoe St Sewage Pumping Station
132103 | 56349 | THR-DCL | Dechlorination | THR WORK AREA 1 | [6 empty] | Solid Handling
8163 | 29015 | COL-PWP-LSH-0103 | Switch, Level-High | COL-PWP | Switch,Level |  |  | LSH |  |  | West Point Avenue Sewage Pumping Station
76314 | 16069 | FHO-ELS-DP-0912 | Distribution Panel, (DP-0901-A2) MCC-0901A Panel Board, RW Building, S7, Electrical Room | FHO-ELS-MCC-0910 |  | Power Distribution Panel |  | DP | http://www.toronto.ca/TWONTO#LV_electrical_panel |  | Motor Control Centre, Raw Water PS, S7, Electrical Room
58764 | 77719 | THC-DEW-PSH-2346 | Switch, Pressure-High, Outlet, Transfer Pump 2340, Polymer Make Up System | THC-DEW-T-2300 | Switch,Pressure-High | Switch |  | PSH | http://www.toronto.ca/TWONTO#pressure_switch |  | Tank,Polymer Make-up,Polymer Make Up System
18444 | 39926 | FHA-SES-LDR-0308 | FHA-SES-LD-0078 - 3' Ladder ( Stores ) | FHA-SES | Safety | Safety Equipment |  | LDR | http://www.toronto.ca/TWONTO#ladder |  | Safety & Environmental Services
120787 | 21385 | THC-ACC-FN-6440 | Fan, Exhaust, Screen Room/Conveyor Areas, AHU-6400, Roof, Headworks | THC-ACC-AHU-6400 | Fan | HVAC |  | FN | http://www.toronto.ca/TWONTO#blower_or_fan_with_drive |  | Air Handling Unit, Screen Room/Conveyor Areas, 2nd Floor Mech Room #1, Headworks
93205 | 90228 | FHO-GRK-DR-1035L | Door, (FD-1-35), Fire Rated, Admin Building, L1, Control Room, Old Luch Room, Cable Shaft | FHO-GRK-FEQ-0001 | Fire Prevention,Door | Door |  | DR | http://www.toronto.ca/TWONTO#fire_rated_door
232 | 36937 | 378167SUS | Kubota-WA5 | TAB-SUSPENDED ENTITY | Vehicle,Unlicensed | Vehicle | 46880 |  | http://www.toronto.ca/TWONTO#golf_cart
85842 | 5856 | WTR-PHL-ZS-0009 | Switch, Position,Door Security | WTR-PHL-AUX | Switch,Position | Switch |  | ZS | http://www.toronto.ca/TWONTO#position_switch |  | Auxiliary Equipment (Building Facilities)
114503 | 46741 | TAB-PLT-G-0504 | Gate, Slide, Motorized, Isolation, Screen Channel No. 5 Effluent | TAB-PLT-SC-0500 | Gate,Sluice,Act. | Gate |  | G | http://www.toronto.ca/TWONTO#channel_gate
58551 | 43385 | THC-ACC-DM-0751 | Damper,Actuated,Outlet,Exhaust Fan FN-0702,Thickening Building Washroom Ventilation | THC-ACC-FN-0702 | Damper/Louver | HVAC |  | DM | http://www.toronto.ca/TWONTO#air_damper |  | Fan,Centrifugal,Exhaust,Thickening Building Washroom Ventilation
65382 | 62708 | THC-PRM-ZSH-1180 | Switch, Position High, Mech Away, Valve 1173C | THC-PRM-V-1173 | Switch,Position-High | Switch |  | ZSH | http://www.toronto.ca/TWONTO#position_switch |  | Valve, Hydraulic Cylinder, Scum Skimmer, Tank 1100, Primary Clarifier, Phase IV
87206 | 89580 | WTR-PMI-TSH-0005 | Switch, Temperature, High, Water Transmission | WTR-PMI-AUX | Switch,Temperature-High | Switch |  | TSH | http://www.toronto.ca/TWONTO#temperature_switch |  | Auxiliary Equipment (Building Facilities)
16571 | 47206 | FHA-DEW-T-0100 | Tank, Dewatering Wet Well, Dewatering Pumping Pump Building, S/E of Low Lift PS | FHA-AUX-DEW | Tank | Tank |  | T | http://www.toronto.ca/TWONTO#storage_tank |  | Dewatering
130128 | 79871 | THR-ACC-NR-610 | Air Handling Unit, Engine Room Workshop | THR-ACC-HVAC | H.V.A.C.,Heater,Unit | HVAC |  | NR | http://www.toronto.ca/TWONTO#air_handler_unit |  | Air Conditioning, Heating, Ventilation & Air Conditioning
23202 | 88335 | COL-PNT-LSH-0111 | Switch, Level-High | COL-PNT | Switch,Level | Switch | 36020 | LSH | http://www.toronto.ca/TWONTO#level_switch |  | New Toronto Pumping Station
115441 | 55352 | TAB-PRM-FSL-5005 | Switch ,Flow, Low,Hot Water Return, Scum Hopper T-2500 | TAB-SUSPENDED ENTITY | Switch,Flow | Switch | 34241 | FSL | http://www.toronto.ca/TWONTO#flow_switch |  | Suspended entities
133010 | 50941 | THR-DIG-RPU-0011 | Remote Processor Unit, Digester Compressor 5880 & Compressor 5860 & Compressor 5840 (172.22.39.126) | THR-DIG-C | RPU | Remote Processor Unit |  | RPU | http://www.toronto.ca/TWONTO#RPU_panel |  | Digester, Gas Compressors
7327 | 29914 | COL-PSL-LSL-0102 | Switch, Level-Low | COL-PSL | Switch,Level |  |  | LSL |  |  | Sewells Road Sewage Pumping Station
94489 | 90253 | FHO-SES-INQ-6001 | High Voltage Detector, COT01, Admin Building, S2, Electrical Shop | FHO-SES-SQ-0001 | PPE | Safety Equipment |  | INQ | http://www.toronto.ca/TWONTO#voltage_tester |  | Safety Equipment
139411 | 6183 | THR-WA1-LD-799-1 | Sling, Nylon, Work Area 1 (NYLON SLING SIZE; 2" X 4', CAPACITY 6400 LBS, SN 1045799-1) A | THR-LD-WIRE-WA1 | Lifting Device,Sling | Lifting Device |  | LD | synthetic_web_sling |  | Slings, Wire Rope, Work Area 1
19547 | 25874 | FHO WORK AREA 2 | Services | FHO | [6 empty] | F.J. Horgan Water Treatment Plant
127858 | 29130 | THC-PRM-V-1211 | Valve, Hydraulic Cylinder, Bottom Scraper, Primary Clarifier 1200, NW Plant | THC-PRM-CLR-1230 | Actuator,Hydraulic,Cylinder | Hydraulic System |  | V | http://www.toronto.ca/TWONTO#hydraulic_power_pack |  | Sludge Bottom Scraper Mechanism, Primary Clarifier 1200, NW Plant
109650 | 16316 | TAB-DEW-P-0831 | Pump, Sludge Cake Transfer, Baby Schwing #8, Dewater. Bldg, 2/F NE middle | TAB-DEW SLUDGE CAKE | Pump | Hydraulic System | 33568 | P | http://www.toronto.ca/TWONTO#pump |  | Sludge Cake Pumping
41486 | 21905 | TAB-ACC-TIT-6104 | Transmitter,Temperature Indicating, Discharge | TAB-ACC-AHU-6104 | Switch,Temperature | Switch |  | TIT | http://www.toronto.ca/TWONTO#temperature_transmitter |  | AHU, Digester 5-8 Pump Room
43033 | 26460 | FCL-ACC-CU-0303 | Condensing Unit, Admin Building AHU-0303, Admin Building Roof North/East | FCL-ACC-AHU-0303 |  |  |  | CU |  |  | Air Handling Unit, Roof Top, Admin Building Top of N/E Stairwell
115601 | 98490 | TAB-PRM-T-2200 | Hopper Scum - Primary Tank 3-4 | TAB-PRM-OPS | Tank | Tank |  | T | http://www.toronto.ca/TWONTO#storage_tank |  | Old PS - Primary Treatment
93286 | 39107 | FHO-GRK-DR-2050L | Door, (FD-2-50), Fire Rated, Ozone Building, L2, Gate Room Unloading Room 1 | FHO-GRK-FEQ-0001 | Fire Prevention,Door | Door |  | DR | http://www.toronto.ca/TWONTO#fire_rated_door
138645 | 34813 | THR-SES-LD-9698 | Davit Arm 48" Lower Mast Extension | THR-SES-LD | Safety | Safety Equipment |  | LD | http://www.toronto.ca/TWONTO#fall_arrest_Davit_arm |  | Lifting Device, Safety Equipment
34473 | 73438 | MAIN-125 | Main 125 | WTR-LWA | [6 empty] | Work Area 2 Central Mains and Chambers
111103 | 40079 | TAB-DIG-RPU-1035 | Remote Processing Unit | TAB-DIG-ELQ-T13-16 | RPU | Remote Processor Unit |  | RPU | http://www.toronto.ca/TWONTO#RPU_panel |  | Digester Tanks 13-16, Electrical Equipment
95135 | 57265 | WTR-RDF-RPU-0001 | Remote Processing Unit, Dufferin Reservoir, South Valve House | WTR-RDF-ELS | RPU | Remote Processor Unit |  | RPU | http://www.toronto.ca/TWONTO#RPU_panel |  | Electrical System
128940 | 88683 | THC-STR-P-T-0500-06 | Pump, Tank 0500-0600, Secondary Clarification, RAS/WAS | THC-STR-RAS/WAS OLD |  |  |  | T |  |  | RAS/WAS, Old Plant
106257 | 66142 | TAB-ACC-DM-6526 | Damper, Motorized, Supply Air, AHU-6520, Mechanical RM No. 2, Screen Bldg., P Bldg. | TAB-ACC-AHU-6520 | Damper/Louver | HVAC |  | DM | http://www.toronto.ca/TWONTO#air_damper |  | Air Handling Unit, Mechanical Room no.2, Screen Bldg., P Bldg.
46914 | 27045 | FCL-ACC-HTR-636-643 | South Filter Pipe Gallery Heaters HTR-0636 : HTR-0643 | FCL-ACC |  |  |  | HTR |  |  | Climate Control (HVAC)
72900 | 58477 | THR-DIS-PSH-1103 | Switch, Pressure-High, Chlorine Header, Liquid Chlorine | THR-DIS-CHL | Switch,Pressure-High | Switch |  | PSH | http://www.toronto.ca/TWONTO#pressure_switch |  | Disinfection, Chlorination System
7369 | 98476 | COL-PSM-FEQ-0002S | Fire Prevention, Extinguisher | COL-W-OBSOLETE | Fire Prevention,Extinguisher |  | 40968 | FEQ |  |  | Col West Obsolete Entities
44062 | 74789 | TAB-DEW-SSL-6012 | Speed Switch-low, Conveyor DEW-CV-6012, DEW Level 2 | TAB-DEW-CV-6012 |  | Switch |  | SSL | http://www.toronto.ca/TWONTO#speed_switch |  | Conveyor, Main Distribution, Dewatered Solids East, DEW Level 2
9037 | 55620 | COL-YKP-VEH-0006S | Vehicle, Truck #043191 (Sierra 1500) | COL-W-OBSOLETE | Vehicle,Licensed | Vehicle | 38008 | VEH | http://www.toronto.ca/TWONTO#pickup_truck
105967 | 41545 | TAB-ACC-AHU-6450 | Air Handling Unit, Primary Tank Operating Gallery, Ground, East Side | TAB-ACC-AHU-PBLDG | Air Handling Unit | HVAC |  | AHU | http://www.toronto.ca/TWONTO#air_handler_unit |  | AHUs/Supply Fans P. Bldg.
60329 | 47259 | THC-ACC-V-6085 | Valve, Ball, Manual, Glycol, P-6004, Lower Level 2 Blower Room, Headworks | THC-ACC-P-6004 | Valve,Ball | HVAC |  | V | http://www.toronto.ca/TWONTO#valve |  | Pump, Heating Glycol System, Lower Level 2 Blower Room, Headworks
43217 | 37480 | TAB-CW-SQ-0027 | Emerg. Eyewash and Shower Stations, Chemical Gallery, Ferrous Truck Unloading | TAB-STR-SQ | PPE,Eyewash Station | Safety Equipment |  | SQ | http://www.toronto.ca/TWONTO#emergency_eyewash_and_shower |  | WA2 Safety Equipment,lifting devices, ladders, Eye Wash station, First Aid Kits, Lock out stations
147392 | 43693 | WTR-RWL-LSH-0001 | Switch, Level-High, Flood Alarm, Building | WTR-RWL-AUX | Switch,Level-High | Switch |  | LSH | http://www.toronto.ca/TWONTO#level_switch |  | Auxiliary Equipment (Building Facilities)
15553 | 22211 | FCL-WWW-XS-5501 | Switch, Rope, CV-5510 Emergency Stop, RMF Centrifuge Building, Centrifuge Room | FCL-WWW-CV-5510 |  |  |  | XS |  |  | Bottom Screw Conveyor, South, Centrifuge CF-5501
10709 | 83727 | FCL-ACC-TIT-0904 | Transmitter, Temperature, RMF Clarification Facility, Stairs 2 | FCL-ACC-RMF |  |  |  | TIT |  |  | Residue Management HVAC Equipment
101600 | 27024 | MAIN-189 | Main 189 | WTR-LWA | [6 empty] | Work Area 2 Central Mains and Chambers
107006 | 58891 | TAB-ACC-HTR-3859 | Heater unit-Heat Recovery Bldg. Elevator room | TAB-ACC-HTR-HRS |  | HVAC |  | HTR | http://www.toronto.ca/TWONTO#heater |  | Unit Heaters- Heat recovery Bldg
138737 | 55350 | THR-SES-SQ-1719 | Harness, Full Body PPE -Jason Polyzotis-SN: Q1256726 | THR-SES-SQ-0955 | Safety | Safety Equipment |  | SQ | http://www.toronto.ca/TWONTO#fall_arrest_harness |  | Lanyard for Harness, (Retractable) PPE Jason Polyzotis- SN-171858
2670 | 97747 | COL-120-ZSH-0701 | Door Switch, Coxwell Control Chambers No. 7&8, MTI | COL-MTI | Switch | Switch |  | ZSH | http://www.toronto.ca/TWONTO#position_switch |  | Mid-Toronto Interceptor
42095 | 11316 | TAB-ACC-V-6426 | Valve, Check, Hot Water System, Mech. Room No.5, Old Screen Bldg., P Bldg. | TAB-ACC-P-6401 | Valve,Check | HVAC |  | V | http://www.toronto.ca/TWONTO#valve |  | Pump, Heating Pump, VFD, Mech Room No. 5, Old Screen Bldg., P Bldg.
4866 | 60071 | COL-PIR-P-0200 | Pump, Centrifugal | COL-PIR | Pump |  |  | P |  |  | Island Road Sewage Pumping Station
18557 | 34868 | FHA-SES-SCBA-0027 | Cylinder for Air Pack Ser # OJ 371618 | FHA-SES-SCBA-CYLINDER | PPE,SCBA | Safety Equipment |  | SCBA | http://www.toronto.ca/TWONTO#compressed_gas_cylinder |  | Breathing Air Tanks (SCBA cylinders)
78738 | 81810 | FHA-MCS-MT-0501 | Machine Tool, Drill, Press, Service Building, Machine Shop | FHA-MCS-MEQ | Machine Tool,Drill Press | Tool |  | MT | http://www.toronto.ca/TWONTO#drill_press |  | Machine Shop & Equipment
21335 | 7614 | FHO-ELS-DP-0611 | Distribution Panel, 600V, Filter Building 1-8, S2, Electrical Room | FHO-ELS-PS-0001 |  | Power Distribution Panel |  | DP | http://www.toronto.ca/TWONTO#LV_electrical_panel |  | Primary Power Equipment
27169 | 77707 | DOS-YCM-VEH-177003 | 2012 FORD F650 - Vehicle Unit# 177003 | FAC-YCM-VEH | Vehicle,Licensed | Vehicle |  | VEH | http://www.toronto.ca/TWONTO#pickup_truck
94817 | 38199 | FHO-SES-SCBA-HARNESS6 | SCBA Harness # 6 | FHO-SES-SQ-0002 | PPE,SCBA | Safety Equipment |  |  | http://www.toronto.ca/TWONTO#fall_arrest_harness |  | Emergency Breathing Apparatus
110801 | 47378 | TAB-DIG-LSHH-0624 | Switch,Level, High,High, Digester #6 | TAB-DIG-T-0600 | Switch,Level-High-High | Switch |  | LSHH | http://www.toronto.ca/TWONTO#level_switch |  | Digestion Tank 06
15999 | 36684 | FHA-AUX-T-0102-KQ | Compressed Air Tank 2 | FHA-SUSPENDED |  |  | 33328 | T |  |  | Suspended Obsolete entity for storage purpose
21097 | 57003 | FHO-CLB-EV-0401 | Evaporator, Post Chlorination Train 4 East, Main Floor, Chemical Machine Room | FHO-CLB-CHL-0401 | Heater,Process | Evaporator |  | EV | http://www.toronto.ca/TWONTO#chlorinator_system |  | Chlorinator, Post Chlorination East Train 4,Chemical Building, L1, Evaporator Room
106222 | 52108 | TAB-ACC-DM-6421 | Damper, Motorized, Outside Air, AHU-6420, Roof, Existing Grit Bldg. | TAB-ACC-AHU-6420 | Damper/Louver | HVAC |  | DM | http://www.toronto.ca/TWONTO#air_damper |  | Air Handling Unit, Roof, Grit Bldg., P Bldg.
14202 | 49376 | COL-PGR-LSL-0102 | Switch, Level | COL-PGR-MISC | Switch,Level |  |  | LSL |  |  | Miscellaneous Equipment
138711 | 47939 | THR-SES-SQ-0911 | Harness, Full Body PPE-Randish Sehijpal SN: Q1399612 | THR-SES-SQ-4125 | Safety | Safety Equipment |  | SQ | http://www.toronto.ca/TWONTO#fall_arrest_harness |  | Lanyard, Retractable, PPE -Shadow Cooney- SN: 171986
21811 | 10485 | FHO-ELS-PDP-1100 | Power Distribution Panel, 600V Switchgear, Ozone Building, Electrical Room | FHO-ELS-PS-0001 |  | Power Distribution Panel |  | PDP | http://www.toronto.ca/TWONTO#LV_electrical_panel |  | Primary Power Equipment
82834 | 88448 | FHA-SES-SQ-0014 | High Voltage Test Stick, Yellow Fibre Glass Ground and Test, AQC-SG02 | FHA-SES | Safety | Safety Equipment |  | SQ | http://www.toronto.ca/TWONTO#ground_and_test_device |  | Safety & Environmental Services
73290 | 27832 | THR-ACC-NX-716 | Heating and Cooling Unit for Training Room | THR-ACC-ADM | H.V.A.C. | HVAC |  | NX | http://www.toronto.ca/TWONTO#air_condition |  | Air Conditioning, HVAC, Admin Building
57921 | 27171 | THC-AER-PSH-7161 | Switch, Press-High, Outlet, Blower 7100, Phase I & IV Blower Building | THC-AER-BL-7100 | Switch,Pressure | Switch |  | PSH | http://www.toronto.ca/TWONTO#pressure_switch |  | Blower, Aeration
41090 | 31979 | TAB-ACC-PDSL-1491 | Switch, Filter Differential Pressure Low,AHU,Boiler Room and Basement | TAB-ACC-AHU-1490 | Switch,Pressure-Low | Switch |  | PDSL | http://www.toronto.ca/TWONTO#pressure_switch |  | Air Handling Unit, Locker Room Ventilation
9209 | 21448 | COL-YKP-FAK-080118 | First Aid Kit, Truck #80118 (2022 FORD F550) | COL-YKP-VEH-080118 | Safety,First Aid Kit | Safety Equipment |  | FAK | http://www.toronto.ca/TWONTO#first_aid_kit |  | Vehicle, Truck #080118 (2022 FORD F550)
59632 | 88394 | THC-ACC-TIT-6402 | Transmitter, Temperature, S/A, Screen Room/Conv. Areas, 2nd Floor Mech Room #1, Headworks | THC-ACC-AHU-6400 | Transmitter,Temperature | HVAC |  | TIT | http://www.toronto.ca/TWONTO#temperature_transmitter |  | Air Handling Unit, Screen Room/Conveyor Areas, 2nd Floor Mech Room #1, Headworks
131616 | 87849 | THR-CG-FX-1201 | Flame Arrestor , Engine Gas Valve Train, Engine Fuel System, Engine-Gen 1201 | THR-CG-ENG-1201 | Flame Arrester |  |  | FX |  |  | Engine, Generator NT1788901, Engine Room, Engine-Generator & Heat Recovery System
13098 | 45184 | COL-PEV-HTR-0002 | Heater, Duct | COL-PEV | Heater |  |  | HTR |  |  | Ellis Sewage Pumping Station
107536 | 36364 | TAB-ACC-T-6217 | Tank, Condensate, from T-6214 | TAB-ACC-T-6214 | Tank | Tank |  | T | http://www.toronto.ca/TWONTO#condensate_trap |  | Tank, Condensate, from Heaters
64878 | 30453 | THC-PRM-T-0400 | Tank, Primary Clarifier | THC-PRM-T | Tank | Tank |  | T | http://www.toronto.ca/TWONTO#clarifier |  | Tank, Primary Clarifier
27273 | 13710 | FHO-WWW-PSH-0801 | Switch, Pressure High, Discharge WW Blower WWW-BL-0801, S5 Blower Room | FHO-WWW-BL-0801-KQ | Switch,Pressure-High | Switch |  | PSH | http://www.toronto.ca/TWONTO#pressure_switch |  | WW Blower 8
9561 | 77348 | DOS-YCM-VEH-76079 | 2020 Chevrolet Silverado 3500 - Vehicle Unit# 76079 | FAC-YCM-VEH | Vehicle,Licensed | Vehicle |  | VEH | http://www.toronto.ca/TWONTO#pickup_truck
96403 | 38248 | YTF-ACC-AHU-5301 | Air Handling Unit, RN125, HVAC Exhaust Fans and AHU's | YTF-ACC | Air Handling Unit | HVAC |  | AHU | http://www.toronto.ca/TWONTO#air_handler_unit |  | HVAC Equipment
26690 | 24724 | COL-PST-LSL-0102 | Switch, Level-Low | COL-PST-MISC | Switch,Level |  |  | LSL |  |  | Miscellaneous Equipment
34639 | 70239 | MAIN-297 | Main 297 | WTR-LWA | [6 empty] | Work Area 2 Central Mains and Chambers
53836 | 97700 | TAB-SLO-PSL-378 | Switch,Pressure,Low, Air | TAB-SLO-T-0302A | Switch,Pressure-Low | Switch |  | PSL | http://www.toronto.ca/TWONTO#pressure_switch |  | Tank, Air Receiver
124968 | 1374 | THC-ELS-PDP-2862 | Power Distribution Panel,Plant Stores,Utility Room | THC-ELS-MCC-2860 |  | Power Distribution Panel |  | PDP | http://www.toronto.ca/TWONTO#LV_electrical_panel |  | Motor Control Center,Sludge Storage Building
7499 | 44357 | COL-PSS-CH-0002 | Chamber, Discharge | COL-PSS-MISC | Chamber |  |  | CH |  |  | Miscellaneous Equipment
7377 | 75298 | COL-PSM-FN-0002 | Fan, Centrifugal | COL-PSM-MISC | Fan |  |  | FN |  |  | Miscellaneous Equipment
69744 | 96886 | THR-BG-PIP | Blended Gas, Piping | THR-BG | [6 empty] | Blended Gas
79960 | 34939 | THR-WA3-LD-0009 | Sling, Nylon, Work Area 3 (2" X 4',) | THR-LD-NYLN-WA3 | Lifting Device,Sling | Lifting Device |  | LD | synthetic_web_sling |  | Slings, Nylon, Work Area 3
145634 | 61894 | WTR-PPD-AC-3042 | Air Conditioner, Ductless, Electrical Room | WTR-PPD-CU-3041 | H.V.A.C.,Air Conditioner | HVAC |  | AC | http://www.toronto.ca/TWONTO#air_condition |  | Condensing Unit 1, Air Cooled, Roof
137769 | 46943 | THR-PRM-F-3540 | Filter, Automatic Filtering | THR-PRM-HW |  | Filter |  | F | media_based_filter |  | Hot Water, Flushing Primary Treatment
51695 | 66025 | TAB-PRS-T-2040 | Tank, Chemical Storage, East Chemical Storage Tanks | TAB-PRS-T-FECL2 | Tank | Tank |  | T | http://www.toronto.ca/TWONTO#chemical_storage_tank |  | Ferrous Chloride Tanks & Valves
47996 | 74525 | TAB-EL3-MCC-6323 | Motor Control Centre, Digester 19-22 bldg | TAB-WA5-ELS | Control Panel,MCC | Motor Control Centre |  | MCC | http://www.toronto.ca/TWONTO#LV_electrical_panel |  | WA5 Electric Equipments
12423 | 51643 | COL-PCU-GDR-5100 | Grinder, Comminutor | COL-PCU | Grinder |  | 34939 | GDR |  |  | Cumber Pumping Station
51428 | 84939 | TAB-PRS | Phosphorous Removal System | TAB-WORK-AREA-LIQ | [6 empty] | TAB Work Area Liq
61346 | 59344 | THC-ELS-WR-0602 | 600 Volt, 30 Amp Receptacle, Building A | THC-MCS-MEQ | Machine Tool,Milling Machine | Tool |  | WR | http://www.toronto.ca/TWONTO#welding_receptacle |  | Machine Shop and Equipment
117278 | 41391 | TAB-RSP-LSL-1241 | Switch, Level-Low, Bearing Lubrication Oil System Tank T-1241, T-Building | TAB-RSP-T-1241 | Switch,Level | Switch |  | LSL | http://www.toronto.ca/TWONTO#level_switch |  | Tank, Oil, Raw Sewage Pump #4 Bearing Lubrication System
47889 | 95627 | FCL-ACC-V-0601 | Valve, Control, HE-0601 Cooling Water Supply, Filter Building, West Dehumidification System | FCL-ACC-HE-0601 |  |  |  | V |  |  | Heat Exchanger, Cooling Coil, D-0601 ,Filter Building, East Dehumidification System
28509 | 60673 | FIS-DCL-PSH-0201 | Switch, Pressure, High, SO2 Train 2, Rupture Disc Outlet, Gaseous Chemical Building, Storage Room | FIS-DCL | Sensor,Level | Switch |  | PSH | http://www.toronto.ca/TWONTO#pressure_switch |  | De-Chlorination
34641 | 40018 | MAIN-300 | Main 300 | WTR-LWA | [6 empty] | Work Area 2 Central Mains and Chambers
55572 | 78784 | TAB-WA2-SQ-1238 | EF2 - 901 T4 Nylon Sling | TAB-SES-LD | Lifting Device,Sling | Lifting Device |  | SQ | synthetic_web_sling |  | WA2 Lifting devices
38607 | 83415 | SU2025A | Receiver, Air | TAB-THK-COMP | Vessel,Pressure | Tank |  |  | http://www.toronto.ca/TWONTO#pressure_vessel |  | Floatation - Air Compressor
95177 | 18958 | FHO-TRW-LSL-0500 | Switch, Level, Low, Pump P-0500 Loss of Prime, Treated Water Building, S3, Pump Room | FHO-TRW-P-0500 |  | Switch |  | LSL | http://www.toronto.ca/TWONTO#level_switch |  | Pump, Centrifugal, Treated Water Building, S3, Treated Water Pump Room
61735 | 85835 | THC-FT-T-1000 | Tank, Secondary Clarifier | THC-FT-PHASE I-IV | Tank | Tank |  | T | http://www.toronto.ca/TWONTO#clarifier |  | Secondary Clarifiers, Phase I-IV
51690 | 87501 | TAB-PRS-T-0204 | Tank, Ferrous Chloride #4 | TAB-PRS-T-FECL2 | Tank | Tank |  | T | http://www.toronto.ca/TWONTO#chemical_storage_tank |  | Ferrous Chloride Tanks & Valves
12234 | 79545 | COL-PCP-CH-0002 | Force Main Valve Chamber 2 | COL-PBF-MISC |  |  | 34014 | CH |  |  | Miscellaneous Equipment
90565 | 75004 | FHO-BW-P-1301-KQ | Backwash Pump 13 | FHO-BW |  |  |  | P |  |  | Backwash System
18145 | 12614 | FHA-SED-ZSH-0404B | Switch, Limit, Access Hatch Zone 4, Settling Basin T-0401 | FHA-SED-ZSH-0404 |  | Security System |  | ZSH | http://www.toronto.ca/TWONTO#position_switch |  | Switch, Limit, Access Hatch Zone 4
59221 | 50607 | THC-ACC-HTR-6003 | Heater, Unit, Glycol, Heating System, Ground Floor, Truck Loading Bay, Headworks | THC-ACC-P-6003 | H.V.A.C.,Heater,Unit | HVAC |  | HTR | http://www.toronto.ca/TWONTO#heater |  | Pump, Heating Glycol System, Lower Level 2 Blower Room, Headworks
80275 | 96479 | FHA-SED-ZSH-0205D | Switch, Limit, Access Hatch Zone 5, Settling Basin T-0201 | FHA-SED-ZSH-0205 |  | Security System |  | ZSH | http://www.toronto.ca/TWONTO#position_switch |  | Switch, Limit, Access Hatch Zone 2
137308 | 22603 | THR-PLT-FSL-2701 | Switch, Flow, Low, Seal Water, Grit Pump P-2700, North Grit Building | THR-PLT-P-2700 | Switch,Flow-Low | Switch |  | FSL | http://www.toronto.ca/TWONTO#flow_switch |  | Pump, Centrifugal (Dry), Grit Tank T-0200, North Grit Building
81826 | 45798 | UF2002 | Transformer | TAB-ELS-TR | [6 empty] | Transformers near Plant Water Tower
65315 | 51406 | THC-ELS-MCC-2860 | Motor Control Center,Sludge Storage Building | THC-ACC-BLDG D |  | Motor Control Center |  | MCC | http://www.toronto.ca/TWONTO#LV_electrical_panel |  | Sludge Holding Tanks Building HVAC
26325 | 95840 | FHO-GRK-DR-3009S | Door, (FD-S3-09), Fire Rated, TRW Building, S3, TRW Pump Floor, North West | FHO-GRK-FEQ-0001 | Fire Prevention,Door | Door |  | DR | http://www.toronto.ca/TWONTO#fire_rated_door
78678 | 30631 | THR-SES-LD-0506 | Davit Arm 48" Reach | THR-SES-LD | Safety | Safety Equipment |  | LD | http://www.toronto.ca/TWONTO#fall_arrest_Davit_arm |  | Lifting Device, Safety Equipment
17801 | 27413 | FHA-SBS-T-0401 | Tank 4, Scrubber Tank with Water | FHA-SBS | Tank | Tank | 38787 | T | http://www.toronto.ca/TWONTO#air_scrubber |  | SBS System
43706 | 5010 | TAB-DEW-RPU-1134 | RPU | TAB-DEW-SLUDGE SILO | RPU | Remote Processor Unit |  | RPU | http://www.toronto.ca/TWONTO#RPU_panel |  | Sludge Holding Tank System, Conveyors
101711 | 56667 | MAIN-332 | Main 332 | WTR-LWA | [6 empty] | Work Area 2 Central Mains and Chambers
72945 | 60016 | THR-ACC-HH | Heating, Ventilation and Air Conditioning, Head House | THR-PLT |  | HVAC |  |  | http://www.toronto.ca/TWONTO#collection_of_assets |  | Preliminary Treatment
120892 | 71480 | THC-ACC-HTR-0313U | Air Heater, Building M | THC-ACC-HEATERS | H.V.A.C.,Heater,Unit | HVAC |  | HTR | http://www.toronto.ca/TWONTO#heater |  | Air Heaters, Building M
132443 | 81327 | THR-DIG-FSL-3165 | Flow Switch, Pump Seal Water | THR-DIG-T-7-8 | Transmitter,Pressure | Switch |  | FSL | http://www.toronto.ca/TWONTO#flow_switch |  | Digester, Entities Common to Tanks 7-8
40796 | 15370 | TAB-ACC-TE-1405A | Temperature Element, Supply Air Temperature | TAB-ACC-VAV-1405 | Sensor,Temperature | HVAC |  | TE | http://www.toronto.ca/TWONTO#temperature_sensor_element |  | Heater, Hot Water Reheat Coil, Variable air
79063 | 78350 | THR-SQ-LP-PRM | Life Preserver, Ring Type Floating Device, Primary Tanks | THR-SES-WA2 | Safety | Safety Equipment |  |  | http://www.toronto.ca/TWONTO#life_ring |  | Safety & Environmental Services, WA2
101171 | 28312 | KR2254A | Fan, Air Heater, Silo #3, 5th Floor, Silo Building | TAB-ACC-HTR | H.V.A.C.,Heater | HVAC |  |  | http://www.toronto.ca/TWONTO#heater |  | Heaters- Convection,
51537 | 99514 | TAB-PRS-LSH-0413 | Switch, Level High, Sanitary Sump | TAB-PRS-P-0413 | Switch,Level-High | Switch |  | LSH | http://www.toronto.ca/TWONTO#level_switch |  | Pump, Submersible, Sanitary Sump , Middle of the 'J' tunnel between PRS Building and RAS gallery
58931 | 27730 | THC-ACC-FN-5820 | Fan,Centrifugal,Exhuast,Plant Stores | THC-ACC-BLDG B |  | HVAC |  | FN | http://www.toronto.ca/TWONTO#blower_or_fan_with_drive |  | Mechanical Shop (Chlorine) Building HVAC
65092 | 79335 | THC-PRM-V-1173 | Valve, Hydraulic Cylinder, Scum Skimmer, Tank 1100, Primary Clarifier, Phase IV | THC-PRM-CM-1150 | Actuator,Hydraulic,Cylinder | Hydraulic System |  | V | http://www.toronto.ca/TWONTO#hydraulic_power_pack |  | Scum Skimmer System, Tank 1100, Primary Clarifier
29630 | 40520 | FIS-MCS-LD-0006 | Lift 1500 lbs | FIS-MCS | Lifting Device | Lifting Device |  | LD | lift_truck |  | Mechanical Services
34713 | 87614 | MAIN-380 | Main 380 | WTR-MT1 | [6 empty] | Work Area 1 EAST Mains and Chambers
113809 | 26239 | TAB-NGS-PSL-0001 | Switch, Pressure, Low | TAB-NGS-BOILERS | Switch,Pressure | Switch |  | PSL | http://www.toronto.ca/TWONTO#pressure_switch |  | TAB- Natural Gas Supply Line, Boiler Headers
61148 | 23629 | THC-ELS-SQ-211159 | Electrical Safety gloves, High Voltage, Class 1, # 211159 | THC-SUSPENDED |  | Safety Equipment | 36309 | SQ | http://www.toronto.ca/TWONTO#rubber_insulating_gloves |  | Suspended entity
30677 | 58364 | FIS-SES-SQ-1010 | Safety,Plant,Safety Gloves - Pair 10 | FIS-SES-SQ-GLOVE2 | Safety | Safety Equipment |  | SQ | http://www.toronto.ca/TWONTO#rubber_insulating_gloves |  | Asset Group, PPE, Electrical Personal Protection, Group 2
7709 | 77010 | COL-PSU-SS-0001 | Station Security System | COL-PSU |  | Security System |  | SS | http://www.toronto.ca/TWONTO#security_system |  | Sunnyside Pumping Station
43047 | 1708 | FCL-ACC-DM-0102B | Damper, Motorized, AHU-0102 Reactivation Air Inlet, Low Lift PS, Electrical Room S | FCL-ACC-AHU-0102 |  |  |  | DM |  |  | Air Handling Unit, Low Lift MCC Room Ventilation System, Low Lift MCC Room
55860 | 71140 | FCL-ELS-LP-0500E | Lighting Panel, 575/120/208V, Dry Chemical Building, Outside PAC Room West Entrance | FCL-ELS-6 |  |  |  | LP |  |  | Interior Lighting
27186 | 39350 | DOS-YCM-VEH-333015 | 2008 VOLVO E360CL - Vehicle Unit# 333015 | FAC-YCM-VEH | Vehicle,Licensed | Vehicle |  | VEH | http://www.toronto.ca/TWONTO#passenger_vehicle
122818 | 86266 | THC-DEW-OIT-2306 | Operator Interface Terminal,Dewatering,Cake Pump-6810 RPU,3rd Floor,Biosolids Building West | THC-DEW-RPU-2206 | Control Panel,Operator | Communications Equipment |  | OIT | http://www.toronto.ca/TWONTO#operator_interface_terminal |  | Remote Processing Unit,Dewatering,Cake Pump-6810 RPU,Ground Floor,Biosolids Building West (TEMP)
113780 | 20950 | TAB-MCS-MT-0001 | Milling & Drilling machine | TAB-WA5-MCS | Machine Tool,Milling Machine | Tool |  | MT | http://www.toronto.ca/TWONTO#milling_machine |  | Machine Shop- WA5
79348 | 98046 | THR-THK-GQ1 | Grounds, Thickening, Work Area 1 | THR-GRK-GQ-WA1 |  | Grounds |  |  | space |  | Building & Grounds Equipment, Work Area 1
59224 | 86048 | THC-ACC-HTR-6008 | Heater, Unit, Glycol, Heating System, Ground Floor, Screen Room, Headworks | THC-ACC-P-6003 | H.V.A.C.,Heater,Unit | HVAC |  | HTR | http://www.toronto.ca/TWONTO#heater |  | Pump, Heating Glycol System, Lower Level 2 Blower Room, Headworks
84640 | 46816 | WTR-PDS-PSL-0001 | Switch,Pressure,Low,Suction | WTR-PDS-TRW | Switch,Pressure-Low | Switch |  | PSL | http://www.toronto.ca/TWONTO#pressure_switch |  | Treated Water (Transmission)
147378 | 41270 | WTR-RWA-TSH-0001 | Switch, Temperature-High, Building Alarm | WTR-RWA-AUX | Switch,Temperature-High | Switch |  | TSH | http://www.toronto.ca/TWONTO#temperature_switch |  | Auxiliary Equipment (Building Facilities)
138684 | 57320 | THR-SES-SPL-0800 | Spill Kit, Glycol, For Glycol Skid T-0801 | THR-SES-SPL | Safety | Safety Equipment |  | SPL | http://www.toronto.ca/TWONTO#spill_kit |  | Spill Containment Kits, Humber Treatment Plant
81867 | 48853 | FHA-SES-LDR-0407 | FHA-SES-LD-0065 - 4' Rolling Ladder steel White ( RMF Centrifge Room ) | FHA-SES | Safety | Safety Equipment |  | LDR | http://www.toronto.ca/TWONTO#portable_ladder |  | Safety & Environmental Services
146504 | 51127 | WTR-PTH-LSH-0002 | Switch, Level High, Flood Alarm | WTR-PTH-TRW | Transmitter,Pressure | Switch |  | LSH | http://www.toronto.ca/TWONTO#level_switch |  | Treated Water (Transmission)
116202 | 89730 | TAB-PRS-PSH-4020 | Switch, Pressure-High, Primary Transfer Pump | TAB-PRS-P-4020 | Switch,Pressure-High | Switch |  | PSH | http://www.toronto.ca/TWONTO#pressure_switch |  | Pump, Primary Transfer
101809 | 46352 | MTAH129 | VICTORIA-401 STS (Underground Chamber) | TRK-DON | [6 empty] | DON DRAINAGE AREA
86948 | 67706 | TNT-ELS-PDP-6002 | 600V Power Distribution Panel | TNT-ELS-TR-3002 | Control Panel,Power Distribution Panel | Power Distribution Panel |  | PDP | http://www.toronto.ca/TWONTO#LV_electrical_panel |  | 27.6kV-600V Transformer
20370 | 88072 | FHO-ALM-P-0401-KQ | Alum Skid 4 | FHO-ALM |  |  |  | P |  |  | Alum System
34471 | 63919 | MAIN-121 | Main 121 | WTR-LWA | [6 empty] | Work Area 2 Central Mains and Chambers
110938 | 1337 | TAB-DIG-PDSL-0440 | Switch,Pressure Differential, Low ( between Hotwater & Sludge) | TAB-DIG-HE-0448 | Switch,Pressure-Low | Switch |  | PDSL | http://www.toronto.ca/TWONTO#pressure_switch |  | Heat Exchanger #04
55925 | 94644 | TAB-Z BLDG | Building Location | TAB-SPC | [6 empty] | Process Control Systems - Services Area
90534 | 39754 | FHO-AUX-CAL-0004 | Calibrator, Flow, Portable, GS8B Flow Simulator Krohne, Admin Building, S2, Electrical Work Shop | FHO-AUX | Meter,Flow | Test Equipment |  | CAL | flow_calibrator |  | Lab/Portable Testing Instruments
93262 | 18878 | WTR-PMI-MCC-0301 | Motor Control Center, Water Transmission | WTR-PMI-ELS |  | Motor Control Center |  | MCC | http://www.toronto.ca/TWONTO#LV_electrical_panel |  | Electrical System
39622 | 6216 | TAB-ACC-HE-1459 | Heat Exchanger, Hot Water Reheat Coil | TAB-ACC-VAV-1459 | Heat Exchanger | HVAC |  | HE | http://www.toronto.ca/TWONTO#heat_exchanger |  | Heater, Hot Water Reheat Coil, Variable air
48340 | 5755 | TAB-GAS-TANK | Air Receiver Tank, Gas control Bldg. | TAB-AI | [6 empty] | Local Compressed Air Equipment
121736 | 28390 | THC-ACC-V-6082 | Valve, Ball, Manual, Glycol, P-6004, Lower Level 2 Blower Room, Headworks | THC-ACC-P-6004 | Valve,Ball | HVAC |  | V | http://www.toronto.ca/TWONTO#valve |  | Pump, Heating Glycol System, Lower Level 2 Blower Room, Headworks
26427 | 19694 | FHO-GRK-DR-9003S | Door, (FD-S9-03), Fire Rated, Raw Water Building, S9, Stairway 2 | FHO-GRK-FEQ-0001 | Fire Prevention,Door | Door |  | DR | http://www.toronto.ca/TWONTO#fire_rated_door
40078 | 62717 | TAB-ACC-HU-6501 | Humidifier, Workshop Janitors closet at Second Floor, Screen Bldg., P Bldg. | TAB-ACC-MEQ-6501 | H.V.A.C.,Humidifier | HVAC |  | HU | http://www.toronto.ca/TWONTO#humidier |  | High Pressure Hot Water cleaning system, Mechanical Room No. 1, Screen Bldg., P Bldg.
98319 | 82602 | FIS-SPC-CPU-0214 | Computer, Backup SCADA Server (FISPSB02), Chemical Feed, Admin Bldg, Server Room COM-0400 | FIS-RAW WATER BLDG |  | Communications Equipment |  | CPU | http://www.toronto.ca/TWONTO#operator_interface_terminal |  | Building Location
55435 | 19434 | TAB-WA1-SQ-1114 | Sling | TAB-WA1-SQ-1000 | Lifting Device,Sling | Lifting Device |  | SQ | http://www.toronto.ca/TWONTO#fall_protection_sling |  | WA1 Lifting Devices and Slings
113524 | 22683 | TAB-GRK-VEH-329062 | Forklift, Propane, WWPW | TAB-GRK-VEH2 | Forklift,Propane | Vehicle |  | VEH | http://www.toronto.ca/TWONTO#forklift
109783 | 41012 | TAB-DEW-SQ-0003 | Emergency Eye Wash station,Polymer Loading Station | TAB-DEW-SAFETY | PPE,Eyewash Station | Safety Equipment |  | SQ | http://www.toronto.ca/TWONTO#emergency_eyewash |  | Safety Equipment
131372 | 4616 | THR-BG-DT-0103 | Drip Trap, Condensate, Condensor 0103, High Press Gas Conditioning System Train 1, Gas Comp Bldg | THR-BG-CU-0103 |  |  |  | DT |  |  | Condensor, Fuel Gas, High Press Gas Conditioning System Train 1, Gas Comp Bldg
117500 | 94028 | TAB-SA-D-1000 | Dryer, Chemical, Package, Auxiliary Systems Building, Main Floor | TAB-SA-F-1001 | Drier | Tank |  | D | http://www.toronto.ca/TWONTO#dryer |  | Pre-Filter, Package, Auxiliary Systems Building, Main Floor
107803 | 62408 | TAB-ACC-TSL-1848 | Switch,Temperature,Low,Supply Air , | TAB-ACC-AHU-1848 | Switch,Temperature | Switch |  | TSL | http://www.toronto.ca/TWONTO#temperature_switch |  | AHU, Blower Bldg
72683 | 46046 | THR-ACC-EPS | Air Conditioning, HVAC, EPS | THR-EPS | H.V.A.C.,Air Conditioner | HVAC |  |  | http://www.toronto.ca/TWONTO#collection_of_assets |  | Effluent Pumping Station
28721 | 94423 | FIS-ELS-DS-0616B | Disconnect Switch, Polymer Skid 2, RMF Polymer Storage & Feeder Building, Polymer Storage Room | FIS-ELS-TR-0616 | Switch | Switch |  | DS | http://www.toronto.ca/TWONTO#disconnect_switch |  | Transformer, 15kVA,600/120/208V, RMF Polymer Storage & Feeder Building, Polymer Storage Room
4883 | 38114 | COL-PKG-COM-0001 | Control Panel, Operator | COL-PKG-MISC | Control Panel |  |  | COM |  |  | Miscellaneous Equipment
120228 | 53440 | THC-ACC-AC-0441 | H.V.A.C.,Air Conditioning Evaporator Unit,Electrical Room,Building UU | THC-ACC-BLDG U | H.V.A.C.,Air Conditioner | HVAC |  | AC | http://www.toronto.ca/TWONTO#air_condition |  | New Digesters Building HVAC
117974 | 74954 | TAB-SES-LTG-2281E | Lighting, 2 LED heads, PRS Bldg | TAB-STR-SQ | Lighting | Safety Equipment |  | LTG | http://www.toronto.ca/TWONTO#lighting_unit |  | WA2 Safety Equipment,lifting devices, ladders, Eye Wash station, First Aid Kits, Lock out stations
113551 | 3859 | TAB-GRK-VEH-PE1040 | Forklift, Electric, Walk Behind, Multiton, WM30 27X48, WA-5 | TAB-GRK-VEH2 | Forklift,Electric | Vehicle |  |  | http://www.toronto.ca/TWONTO#forklift
7259 | 21879 | COL-PWR-MCC-0100 | Control Panel, MCC, West Rouge PS | COL-PWR | Control Panel,MCC | Motor Control Center |  | MCC | http://www.toronto.ca/TWONTO#LV_electrical_panel |  | West Rouge Pumping Station
74927 | 47710 | THR-FT-LSL-4880 | Switch, Level-Low, Sump, Gallery T-19, Flood Monitoring System | THR-FT-P-4880 | Switch,Level-High-High | Switch |  | LSL | http://www.toronto.ca/TWONTO#level_switch |  | Pump, Centrifugal, Sump, Gallery T19
135674 | 70723 | THR-FT-LSHH-4860 | Switch, Level-High-High, Sump, Gallery T-17E, Flood Monitoring System | THR-FT-P-4860 | Switch,Level-High-High | Switch |  | LSHH | http://www.toronto.ca/TWONTO#level_switch |  | Pump, Centrifugal, Sump,Sump pit#30, SP RAS PS,
46626 | 12707 | TAB-DIS-F-0014 | Filter , Chlorine | TAB-DIS-CHL-4 | Filter | Chemical Feeder |  | F | http://www.toronto.ca/TWONTO#discrete_unit_of_treatment_filter |  | Chlorination Train #4
107106 | 64990 | TAB-ACC-HTR-6479 | Heater, Unit, Hot Water, Mechanical Room No.6, Old Screen Bldg., P Bldg. | TAB-ACC-HTR-PBLDG | H.V.A.C.,Heater | HVAC |  | HTR | http://www.toronto.ca/TWONTO#heater |  | Unit Heaters- P Bldg
90326 | 71854 | FHO-ALM-P-0201-KQ | Alum Skid 2 | FHO-OBSOLETE |  |  |  | P |  |  | Removed From Service
18476 | 73364 | FHA-SES-LDR-0504 | FHA-SES-LD-0042 - 10' Ladder Fiberglass Orange ( Pipe Gallery filter 20 ) | FHA-SES-LD-1 | Safety | Safety Equipment |  | LDR | http://www.toronto.ca/TWONTO#ladder |  | Ladders
68169 | 49029 | FCL-TRW-V-0022A | Valve, Gate, Inlet, STR-0008, TW Sample to Analyser AIT-0003, Venturi Room 2, High Lift PS Basement | FCL-TRW-AIT-0003 |  |  |  | V |  |  | Analyzer, Fluoride, TRW Output, District 2 Venturi Room, TRW Pumping Station
80156 | 2106 | TNT-ACC-AHU | HVAC- AHUs and Fans | TNT-ACC | [6 empty] | HVAC, Boilers
64639 | 52967 | FCL-SED-FSL-0002 | Switch, Flow Low, Inlet, Settled Water Drain, Turbidity Analyzer 0001, Sampling Pumps | FCL-SED-SAMP | Switch,Flow-Low | Switch |  | FSL | http://www.toronto.ca/TWONTO#flow_switch |  | Sedimentation Sampling
64378 | 68599 | THC-PRM-LI-0906 | Sight, Glass, Oil Tank 0910 | THC-PRM-T-0910 |  |  |  | LI |  |  | Oil Tank, Hydraulic Power System for Sludge Bottom Scraper Mechanism, Primary Clarifier 0900, SW Plant
80010 | 2844 | THR-WA3-LD-0030 | Sling, Nylon, Work Area 3 (2" X 2') | THR-LD-NYLN-WA3 | Lifting Device,Sling | Lifting Device |  | LD | synthetic_web_sling |  | Slings, Nylon, Work Area 3
11013 | 8675 | COL-PBG-LSH-0001 | Switch, Level-High | COL-PBG-MISC | Switch,Level | Switch |  | LSH | http://www.toronto.ca/TWONTO#level_switch |  | Miscellaneous Equipment
55975 | 75656 | TAB_RUU_13.8KV_ELECABS | Electrical Distribution Cabinets,13.8KV,Tunnel Substation | TAB_RUU_13.8KV | [6 empty] | Electrical,13.8KV,Tunnel Substation
43206 | 46151 | TAB-CW-PS-0704 | Switch, Pressure, Before Backflow Preventer 0704, | TAB-CW-V | Switch,Pressure | Switch |  | PS | http://www.toronto.ca/TWONTO#pressure_switch |  | Valves, Pipe lines City Water
127225 | 90401 | THC-PLT-PSH-0543 | Switch,Pressure-High,Level Bubbler System,Bar screen 0540,Head House | THC-PLT-SC-0540 | Switch,Pressure-High | Switch |  | PSH | http://www.toronto.ca/TWONTO#pressure_switch |  | Bar Screen 0540
66431 | 87954 | FHA-SPC-RPU-1811 | Computer, SCADA Client, Filter Gallery Centre | FHA-ELS | Computer Equipment | Remote Processor Unit |  | RPU | http://www.toronto.ca/TWONTO#operator_interface_terminal |  | Electrical
69297 | 10954 | THR-AER-LSHH-5712 | High High Level Switch, Pump 5712 | THR-FT-P-5712 | Switch,Level-High-High | Switch |  | LSHH | http://www.toronto.ca/TWONTO#level_switch |  | Pump, Sump, Aeration Gallery, Tunnel 14, South
32174 | 77108 | COL-RBC-WEL-0100 | Wet well | COL-RBC-MISC | Well |  |  | WEL |  |  | Miscellaneous Equipment
65349 | 30049 | FCL-SES-SHOW-0002-SUS | Emergency Shower | FCL-SUSPENDED | PPE,Eyewash Station | Safety Equipment | 36708 | SHOW | http://www.toronto.ca/TWONTO#emergency_eyewash_and_shower |  | Suspended entity
54011 | 4962 | TAB-RSP-RPU-0232 | RPU, | TAB-RSP-INQ-M | RPU | Remote Processor Unit |  | RPU | http://www.toronto.ca/TWONTO#RPU_panel |  | M Building - Instrumentation Equipment
62604 | 58258 | THC-MCS-LD-164876BW4 | WIRE ROPE CRANE - MONORAIL (insp Liftsafe) | THC-MCS-LD | Lifting Device | Lifting Device |  | LD | http://www.toronto.ca/TWONTO#crane |  | Mechanical Services, Lifting Device
44460 | 24186 | TAB-DIG-BU-7600 | Waste Gas Burner, Waste Gas Burner Station | TAB-DIG-BU | Burner | Burner |  | BU | http://www.toronto.ca/TWONTO#waste_gas_burner |  | Waste Gas Burner
50667 | 13819 | TAB-PLT-WSH-0341 | Switch,weight, High, Screen 0341 | TAB-PLT-SC-0341 | Switch,Weight-High | Switch |  | WSH | http://www.toronto.ca/TWONTO#weight_switch |  | Bar Screen #3
95276 | 88332 | FHO-TRW-T-0101 | Tank, Receiver, Surge Supression System Air Compressor C-0001, Surge Building, S2, Compressor Room | FHO-TRW-C-0101-KQ | Vessel,Pressure | Tank |  | T | http://www.toronto.ca/TWONTO#pressure_vessel |  | Surge Air Compressor 1
108929 | 13561 | TAB-CAP-PRJ-0002 | M&T Building Upgrades | TAB-RSP |  |  |  | PRJ |  |  | Raw Sewage Pumping
35239 | 61091 | COL-PWR-FN-0001 | HVAC, Fan, Centrifugal, Downblast, Two-speed Dry Well Roof Fan | COL-PWR-AUX-MECH | Fan | HVAC |  | FN | http://www.toronto.ca/TWONTO#blower_or_fan_with_drive |  | Mechanical Equipment
13541 | 42085 | COL-PFB-MISC | Miscellaneous Equipment | COL-PFB | [6 empty] | Fallingbrook Pumping Station
95691 | 36364 | FHO-WWW-XSH-0101 | Switch, Torque, High, Rake, Clarifier 1 | FHO-WWW-T-0102-KQ | Sensor,Position | Switch |  | XSH | http://www.toronto.ca/TWONTO#torque_switch |  | Clarifier 1
18109 | 41019 | FHA-SED-ZSH-0205E | Switch, Limit, Access Hatch Zone 5, Settling Basin T-0201 | FHA-SED-ZSH-0205 |  | Security System |  | ZSH | http://www.toronto.ca/TWONTO#position_switch |  | Switch, Limit, Access Hatch Zone 2
125738 | 13768 | THC-FT-PSL-0995 | Switch, Inlet, Pressure-Low, Scum Transfer Pump 0990,Secondary,Phase I | THC-FT-P-0990SUSPEND | Switch,Pressure-Low | Switch |  | PSL | http://www.toronto.ca/TWONTO#pressure_switch |  | Pump, for Scum Pit Tank 0980, for final tank 0900, Secondary Clarifier
116539 | 75650 | TAB-PRS-ZSH-0116 | Switch, Valve Position Open, Truck Unloading Drain Valve | TAB-PRS-V-0116? | Switch,Position-High | Switch | 46106 | ZSH | http://www.toronto.ca/TWONTO#position_switch |  | Valve, Inlet Immediate from Rail Car #3
59049 | 81218 | THC-ACC-HTR-0307 | Air Heater, Convector, Building M | THC-ACC-HEATERS | H.V.A.C.,Heater,Unit | HVAC |  | HTR | http://www.toronto.ca/TWONTO#heater |  | Air Heaters, Building M
40394 | 87817 | TAB-ACC-FSL-2050 | Switch,Flow,Low,Glycol From Pump | TAB-ACC-P-2050 | Switch,Flow | Switch |  | FSL | http://www.toronto.ca/TWONTO#flow_switch |  | Pump, Circulating,Glycol,Aeration and Chemical Gallery,PG37-1
50956 | 4864 | TAB-PRM-PSL-7003 | Switch Pressure,Low ,Exhaust Fan-FN7003 | TAB-PRM-T-2300 | Switch,Pressure | Switch |  | PSL | http://www.toronto.ca/TWONTO#pressure_switch |  | Hopper, Scum - Primary Tank 5-6
86535 | 6179 | WTR-PKL-LSL-0700 | Switch,Level-Low,Priming Status Switch,Pump 0700 | WTR-PKL-P-0700 | Switch,Level-Low | Switch |  | LSL | http://www.toronto.ca/TWONTO#level_switch |  | Pump, Centrifugal, District 6
5891 | 96519 | COL-PLB-TSH-0151A | Switch, Temperature-High | COL-PLB-AUX-MECH | Switch | Switch | 34550 | TSH | http://www.toronto.ca/TWONTO#temperature_switch |  | Mechanical Equipment
93335 | 62165 | FHO-GRK-DR-4026S | Door, (FD-S4-26), Fire Rated, Bladder Surge Building, S4, Surge Tank Room, North East | FHO-GRK-FEQ-0001 | Fire Prevention,Door | Door |  | DR | http://www.toronto.ca/TWONTO#fire_rated_door
71337 | 15747 | THR-DIG-LSHH-0207 | Switch, Level-High-High, Over Flow Chamber, Tank 0200, Solids Treatment, Digester 2 Overflow Chamber | THR-DIG-PD-0200 | Switch,Level-High-High | Switch |  | LSHH | http://www.toronto.ca/TWONTO#level_switch |  | Tank, Primary Digester-2, Solids Treatment
38463 | 37305 | SWM-PWI-MCC-0100 | Motor Control Center, Power Distribution for Station, MCC-0100 | SWM-PWI |  | Motor Control Centre |  | MCC | http://www.toronto.ca/TWONTO#LV_electrical_panel |  | Wilson Storm Pumping Station
39046 | 8701 | COL-YKP-SRL-0001411 | Self Retrieval Line -0001411 | YKP-BLD | Safety | Safety Equipment |  | SRL | self_retracting_line |  | Collections - 435 Kipling Ave. Building envelope
146858 | 86295 | WTR-REG-ZS-0002 | Switch, Position,Door Security | WTR-REG-AUX | Switch,Position | Switch |  | ZS | http://www.toronto.ca/TWONTO#position_switch |  | Auxiliary Equipment (Building Facilities)
147104 | 74278 | WTR-RMI-ZS-0033 | Instrument, Door Contact, Water Transmission | WTR-RMI-AUX |  | Switch |  | ZS | http://www.toronto.ca/TWONTO#position_switch |  | Auxiliary Equipment (Building Facilities)
45206 | 39615 | TAB-DIG-P | Digester Pipe Gallery - Sump Pumps | TAB-DIG-PIP | [6 empty] | Digestion Pipe Gallery, ELQ, PIT, STRC & Sump Pumps
26400 | 83694 | COL-PNT-FN-0101 | Fan, Exhaust | COL-PNT-MISC | Fan | HVAC |  | FN | http://www.toronto.ca/TWONTO#blower_or_fan_with_drive |  | Miscellaneous Equipment
30140 | 47226 | COL-PWR-LSLL-0101 | Switch,Level, Low-Low, Wet Well #1 | COL-PWR-WEL-0100 | Switch,Level-Low-Low | Switch |  | LSLL | http://www.toronto.ca/TWONTO#level_switch |  | Well, Wet Well #1, West Rouge PS
53606 | 68889 | TAB-SES-LTX-2280 | Exit Sign, Battery Unit, 2 LED heads, PRS Bldg | TAB-STR-SQ | Lighting,Exit | Safety Equipment | 41285 | LTX | http://www.toronto.ca/TWONTO#lighting_unit |  | WA2 Safety Equipment,lifting devices, ladders, Eye Wash station, First Aid Kits, Lock out stations
145485 | 1222 | WTR-PMI-PSL-0004 | Pressure Switch, Low, Suction Pumps 6 to 8 | WTR-PMI-TRW |  | Switch |  | PSL | http://www.toronto.ca/TWONTO#pressure_switch |  | Treated Water (Transmission)
109782 | 44276 | TAB-DEW-RPU-1106A | RPU for Centrifuge 5 - 8 Sludge & Polymer Pumps & Valves | TAB-DEW CENTRIFUGES |  | Remote Processor Unit |  | RPU | http://www.toronto.ca/TWONTO#RPU_panel |  | Centrifuge Systems
54489 | 35337 | TAB-STR-PSH-4011 | Switch,Pressure,High, Oil, Blower BL4011 lubrication | TAB-STR-BL-4011 | Switch,Pressure | Safety Equipment |  | PSH | http://www.toronto.ca/TWONTO#pressure_switch |  | Blower #4011
127474 | 2820 | THC-PRM-CRN-1201 | Manual Hoist, Manual Trolley, 1.2 Tons, HPU1200 Building | THC-PRM-BLDG-HPU1200 | Lifting Device,Hoist,Manual | Rigging Equipment |  | CRN | http://www.toronto.ca/TWONTO#lifting_equipment_hoist |  | HPU Building 12
110931 | 25422 | TAB-DIG-P-RECIRC9-12 | Digester Tank 9-12, Sludge Recirculating Pumps | TAB-DIG-T-09-12 | [6 empty] | Digester Tanks 9-12
138189 | 19024 | THR-PRS-PSH-0300S | Switch, Pressure-High, Ferrous Chloride to South Aeration Tank 0100 Feed Pump Discharge, Chemical Building, Secondary Treatment, Phosphorous Removal | THR-PRS-P-0300S | Switch,Pressure-High | Switch | 39854 | PSH | http://www.toronto.ca/TWONTO#pressure_switch |  | Pump, Diaphragm, Ferrous Chloride to South Aeration Tank 0100, Chemical Building, Secondary Treatment, Phosphorous Removal
53691 | 40322 | TAB-SES-WA8 | WA 8 Safety Equipment, | TAB-WORK-AREA-8 | [6 empty] | Electrical Sub- Stations
124562 | 36696 | THC-DIS-T-0001 | Hot Water Tank (domestic hot water heater for tempered water to emergency shower facility), Basement Phase IV Aeration Building | THC-DIS |  | Tank |  | T | http://www.toronto.ca/TWONTO#tanked_hot_water_heater |  | Disinfection (Chlorination) Process
125207 | 96444 | THC-ELS-SQ-2734539 | Electrical Safety gloves, High Voltage, Class 0, # 2734539 | THC-SES-SQ | PPE,Insulated Glove | Safety Equipment |  | SQ | http://www.toronto.ca/TWONTO#rubber_insulating_gloves |  | Safety Equipment
113424 | 29927 | TAB-ELS-SQ-1005 | PPE Cabinet with PPE- T Bldg | TAB-ELS-ESQ | PPE | Safety Equipment |  | SQ | ppe_cabinet |  | Electrical Safety Equipment
9072 | 49763 | COL-YKP-DA-1683819 | Davit Centre Base-1683819 | COL-YKP-DA-0019S | Safety | Safety Equipment |  | DA | davit_base |  | Davit Arm Assembly with Upper Arm-1717107
80288 | 73558 | FHA-SED-ZSH-0305E | Switch, Limit, Access Hatch Zone 5, Settling Basin T-0301 | FHA-SED-ZSH-0305 |  | Security System |  | ZSH | http://www.toronto.ca/TWONTO#position_switch |  | Switch, Limit, Access Hatch Zone 3
136676 | 34016 | THR-MCS-LD-0603 | Come Along, Work Area 4 | THR-LD-WA4 | Lifting Device,Chain | Lifting Device |  | LD | winch |  | Lifting Devices, Chain Hoist, Come Along & Slings
95593 | 77172 | FHO-WWW-T-0202-KQ | Clarifier 2 | FHO-WWW |  |  |  | T |  |  | Residue Management / Waste Water System
124877 | 12526 | THC-ELS-MCC-1701 | Control Panel,MCC,Incinerator Area | THC-ELS-PS-0001-M | Control Panel,MCC | Motor Control Centre |  | MCC | http://www.toronto.ca/TWONTO#LV_electrical_panel |  | Primary Power Equipment, Building M
3035 | 97448 | COL-MTI-PSH-0100 | Pressure Switch, Hydraulic Filter Plugged, Hiawatha Control Chamber No.1, MTI | COL-MTI-CH-0100 |  | Switch |  | PSH | http://www.toronto.ca/TWONTO#pressure_switch |  | Chamber,Hiawatha Control Chamber No.1, MTI
93331 | 2481 | FHO-GRK-DR-4017S | Door, (FD-S4-17), Fire Rated, Chemical Building, S4, Ammonia Feed Room, South | FHO-GRK-FEQ-0001 | Fire Prevention,Door | Door |  | DR | http://www.toronto.ca/TWONTO#fire_rated_door
4292 | 95701 | COL-PFB-SW-0001 | Switch, Main Electrical Disconnect | COL-PFB-MISC | Switch |  |  | SW |  |  | Miscellaneous Equipment
44481 | 35809 | TAB-DIG-CP-7101 | Control Station, Ventilation, Waste Gas Burner Station | TAB-DIG-CP-7100 | Control Panel | HVAC |  | CP | http://www.toronto.ca/TWONTO#process_control_panel |  | Control Panel, Combustible Gas Monitoring, Waste Gas Burner Station
59630 | 91667 | THC-DIG-TSH-1443 | Switch,Temperature-High,Discharge,Primary Digester Gas MIxing,C-5437,Gas Low Pressure System,Building U | THC-DIG-C-1437 | Switch,Temperature | Switch |  | TSH | http://www.toronto.ca/TWONTO#temperature_switch |  | Compressor,Sliding Vane,Back-Up,Primary Digester Gas Mixing,PD-0400-0700,Gas Low Pressure System,Building U
40089 | 36203 | DOS-SES-SCBA-2883 | SCBA 60 minutes escape pack | DOS-SES-SCBA | Safety | Safety Equipment |  | SCBA | http://www.toronto.ca/TWONTO#self-contained_breathing_apparatus |  | Self Contained Breathing Apparatus (SCBA)
112276 | 771 | TAB-DIS-SQ-0012 | SCBA Breathing Apparatus, NR210244, Chlorine Bldg., Spare | TAB-SES-SCBA | PPE,SCBA | Safety Equipment | 34629 | SQ | http://www.toronto.ca/TWONTO#self-contained_breathing_apparatus |  | WA4 Safety Equipment, SCBA
134019 | 25028 | THR-DIS-P-0820 | Pump, Centrifugal, Disinfection Building Main Floor south side | THR-DIS-P-SUMP | Control Panel,Power Distribution Panel | Power Distribution Panel |  | P | http://www.toronto.ca/TWONTO#pump |  | Disinfection - Pump, Sump
132922 | 70443 | THR-DIG-SD-0400 | Tank, Secondary Digester-4, Solids Treatment | THR-DIG-T | Tank | Tank |  | SD | http://www.toronto.ca/TWONTO#digester_tank |  | Digester, Tanks
77573 | 72898 | THR-PRM-COM-0011 | Reciever, Radio | THR-PRM-COM-1101 | Public Address System | Communications Equipment |  | COM | radio_system |  | Transmitter, Radio,Bridge 1101 Kiosk
74150 | 68883 | THR-AER-F-0525 | Filter, Roll Media, Air Supply, Top, Aeration Blower System - North | THR-AER-F-HPBB | Filter | Filter |  | F | http://www.toronto.ca/TWONTO#replaceable_air_filter |  | Filter, Supply Air, Blower, High Pressure Blower Bldg.
130986 | 40127 | THR-AER-LSL-1614 | Switch, Level-Low, Auxiliary Oil Tank, Blower 1611, Secondary Treatment, Aeration Blower System - North | THR-AER-T-1614 | Switch,Level-Low | Switch |  | LSL | http://www.toronto.ca/TWONTO#level_switch |  | Tank, Non-Pressurized, Auxiliary Oil, Blower 1611, Secondary Treatment, Aeration Blower System - North
107566 | 97366 | TAB-ACC-TE-1419A | Temperature Element, Supply Air Temperature | TAB-ACC-VAV-1419 | Sensor,Temperature | HVAC |  | TE | http://www.toronto.ca/TWONTO#temperature_sensor_element |  | Heater, Hot Water Reheat Coil, Variable air
129624 | 12578 | THR-ACC-AHU-0150 | Air Handling Unit, Headhouse Loading Bay Air Supply, Headhouse Roof | THR-ACC-HH | Air Handling Unit | HVAC |  | AHU | http://www.toronto.ca/TWONTO#air_handler_unit |  | Heating, Ventilation and Air Conditioning, Head House
47456 | 62129 | TAB-EL1-MCC-6993 | MCC,Electrical Rm,Second Floor,Workshop,P Building | TAB-EL1-MCC-6961 | Control Panel,MCC | Motor Control Center |  | MCC | http://www.toronto.ca/TWONTO#LV_electrical_panel |  | MCC,Electrical Room,Ground Floor,Screen Build,P Building
12473 | 31761 | COL-PCU-LSL-5201 | Switch, Level-Low | COL-PCU | Switch |  | 34976 | LSL |  |  | Cumber Pumping Station
18676 | 16625 | FHA-SES-SQ-0069 | Safewaze 3512-0241 6’ shock absorber lanyard Ser 61098 | FHA-SES-SQ-6 |  | Safety Equipment |  | SQ | lifeline |  | Safety Fall Protection Equipment
34171 | 60377 | COL-YKP-DA-1697329 | Davit Mast-1697329 | COL-YKP-DA | Safety | Safety Equipment |  | DA | davit_base |  | Davit Arm Assembly
62663 | 36764 | THC-MCS-SM-0110 | Machine Tool,Lathe, Building A | THC-MCS-MEQ | Machine Tool,Milling Machine | Tool |  | SM | http://www.toronto.ca/TWONTO#lathe |  | Machine Shop and Equipment
45493 | 6004 | TAB-DIG-T-13-16 | Digester Tanks 13-16 | TAB-DIG |  | Tank |  | T | http://www.toronto.ca/TWONTO#collection_of_assets |  | Digestion
115425 | 14626 | TAB-PRM-FSL-2602 | Switch ,Flow, Low,Seal water to Scum Pump P-2602 | TAB-PRM-P-2602 | Switch,Flow | Switch |  | FSL | http://www.toronto.ca/TWONTO#flow_switch |  | Pump, Scum
9590 | 72710 | DOS-MCS-LD-1676482 | Lifting Device, Fall Arrest Support System, DAVIT ARM, 450 LBS, N/A | FAC-YCM-SES | Lifting Device,Sling | Safety Equipment |  | LD | http://www.toronto.ca/TWONTO#fall_arrest_Davit_arm |  | SAFETY & ENVIRONMENTAL SERVICES
138774 | 48786 | THR-SES-SQ-4881S | Harness, Full Body | THR-SES-SQ | Safety | Safety Equipment | 38768 | SQ | http://www.toronto.ca/TWONTO#fall_arrest_harness |  | Safety Equipment
79016 | 29722 | THR-ELS-LP-3221SE | Lighting Panel, 120/208V, North Grit Bldg, Old Blower room | THR-ELS-MCC-3221 | Control Panel,Electrical | Power Distribution Panel | 40971 | LP | http://www.toronto.ca/TWONTO#LV_electrical_panel |  | Motor Control Centre, #1, North Grit Electrical Room
53119 | 2203 | TAB-SA-D-2600 | Dryer, Chemical, Package, Boiler Building, Basement | TAB-AUX-C | Drier | Tank |  | D | http://www.toronto.ca/TWONTO#dryer |  | Auxiliary Building - Compressed Service Air Equipment
40064 | 83670 | DOS-MCS-LD-110652 | Lifting Device, Fall Arrest Support System, DAVIT ARM & BASE, 450 LBS, 4'X4' | FAC-YCM-SES | Lifting Device,Sling | Safety Equipment |  | LD | http://www.toronto.ca/TWONTO#fall_arrest_Davit_arm |  | SAFETY & ENVIRONMENTAL SERVICES
79152 | 47923 | THR-ELS-MCC-2921 | Motor Control Center 1, Electrical Room Head House | THR-ELS-HH | Control Panel,MCC | Motor Control Centre |  | MCC | http://www.toronto.ca/TWONTO#LV_electrical_panel |  | Electrical System, Head House and Engine Room
72551 | 81319 | THR-ACC-CU-4711 | Condensing Unit, Ductless Split System outdoor Unit, SP RAS PS Electrical Building - MCC Room | THR-ACC-AC-4711 | H.V.A.C.,Air Conditioner | HVAC |  | CU | http://www.toronto.ca/TWONTO#AC_condenser_unit |  | Fan Coil Unit, Ductless Split System Indoor Unit, Electrical Bldg MCC Room
63365 | 75456 | THC-DIG-RPU-1401A | Remote Processing Unit, , Digester Building, Basement | THC-AER |  | Remote Processor Unit |  | RPU | http://www.toronto.ca/TWONTO#RPU_panel |  | AerationTreatment Process
77616 | 94909 | THR-DIS-CP-0003 | Panel,ControlPanel,Pump Skids, Disinfection Building Main Floor | THR-DIS-P-0310 | Control Panel,Power Distribution Panel | Power Distribution Panel |  | CP | http://www.toronto.ca/TWONTO#process_control_panel |  | Pump, Diaphragm, Chemical Metering, Skid#3 Disinfection Building Main Floor
8759 | 63542 | COL-SKW-LP-0001 | Control Panel, Electrical | COL-SKW-MISC | Control Panel |  |  | LP |  |  | Miscellaneous Equipment
230 | 66774 | 378162SUS | Kubota- WA2 | TAB-GRK-VEH | Vehicle,Unlicensed | Vehicle | 47465 |  | http://www.toronto.ca/TWONTO#golf_cart
31481 | 53844 | COL-PSW-FN-0002 | Fan, Exhaust, Wet Well | COL-PSW-MISC | Fan | HVAC |  | FN | http://www.toronto.ca/TWONTO#blower_or_fan_with_drive |  | Miscellaneous Equipment
107781 | 97342 | TAB-ACC-TSH-0100 | Switch, Temperature, High, AHU-0100, Exist. Grit Bldg. Rooftop | TAB-ACC-AHU-0100 | Switch,Temperature-High | Switch |  | TSH | http://www.toronto.ca/TWONTO#temperature_switch |  | Air Handling Unit, Old D Bldg. Rooftop
24392 | 13252 | FHO-MCS-T-1601 | Tank, Hot Water, Standby Building, S2, Janitor Room | FHO-MCS-PWA |  | Tank |  | T | http://www.toronto.ca/TWONTO#tanked_hot_water_heater |  | Service Water & Backflow Prevention
26396 | 81267 | FHO-SES-SQ-9001 | Lanyard-136467 | FHO-SES-SQ-0006 | PPE,Lanyard | Safety Equipment | 34718 | SQ | lifeline |  | Fall Arrest Systems
75874 | 57069 | THR-DIG-F-4714 | Filter, Tank 0700 Hot Water Return, Solids Treatment, Heating System - Digesters - Tank 0700 & Tank 0800 | THR-DIG-PD-0700 | Filter | Filter |  | F | http://www.toronto.ca/TWONTO#discrete_unit_of_treatment_filter |  | Tank, Primary Digester-7, Solids Treatment
24981 | 80312 | FHO-POL-P-0401-KQ | Polymer Skid 4 | FHO-OBSOLETE |  |  |  | P |  |  | Removed From Service
25573 | 20177 | FHO-SBS-T-0101 | Tank, Sodium Bishulphite, S4 Level, SBS Room, N/W | FHO-SBS | Tank | Tank |  | T | http://www.toronto.ca/TWONTO#chemical_storage_tank |  | Ozone Quenching
18780 | 14013 | FHA-SQ-FAK-16 | First Aid Kit Station | FHA-SES-SQ-4 | PPE | Safety Equipment |  | FAK | http://www.toronto.ca/TWONTO#first_aid_station_equipment |  | First Aid
131447 | 14103 | THR-BG-TSH-0211 | Switch, Temperature, High, Fuel Gas, Heat Exchanger 0201 Inlet, Gas Compressor Bldg | THR-BG-C-0201 |  | Switch |  | TSH | http://www.toronto.ca/TWONTO#temperature_switch |  | Compressor, Centrifugal, Fuel Gas, Compressor Building, Gas Compressor (And Dryer), for COGEN
20002 | 804 | COL-PMD-LSL-0102 | Switch, Level-Low | COL-PMD-MISC | Switch |  |  | LSL |  |  | Miscellaneous Equipment
55427 | 85884 | TAB-WA1-SQ-1092 | Sling | TAB-WA1-SQ-1000 | Lifting Device,Sling | Lifting Device |  | SQ | http://www.toronto.ca/TWONTO#fall_protection_sling |  | WA1 Lifting Devices and Slings
116208 | 82033 | TAB-PRS-PSL-3320 | Switch, Pressure-Low, Chemical Dosing Pump, Secondary Dosing | TAB-PRS-P-3320 | Switch,Pressure-Low | Switch |  | PSL | http://www.toronto.ca/TWONTO#pressure_switch |  | Pump, Chemical Dosing, Secondary Dosing
15185 | 59346 | FCL-TRW-LSHH-0001 | Switch, Level-High-High, Tank 0001, Surge Tank Building | FCL-TRW-4 | Switch,Level-High-High | Switch |  | LSHH | http://www.toronto.ca/TWONTO#level_switch |  | Surge Suppression
142910 | 32910 | WTR-365-LSH-0601 | Switch, Level High, Flood Alarm | WTR-365-CP-0601 | Transmitter,Pressure | Switch |  | LSH | http://www.toronto.ca/TWONTO#level_switch |  | Control Panel, Electrical
10959 | 8348 | COL-PBF-CH-0001 | Chamber, Overflow | COL-PBF-MISC | Chamber |  |  | CH |  |  | Miscellaneous Equipment
147584 | 23180 | YME-GRD | Grounds | YME-DOS |  | Grounds |  |  | space |  | Merton Yard
86536 | 32636 | WTR-PKL-LSL-0801 | Switch,Level-Low,Pump 0801 & Pump 0802 | WTR-PKL-CP-0801 | Switch,Level-Low | Switch |  | LSL | http://www.toronto.ca/TWONTO#level_switch |  | Control Panel,Operator,Pump 0801 & Pump 0802
86175 | 13216 | WTR-PJS-LSHH-0103 | Switch, Level-High-High, John Street Surge Tank 2 | WTR-PJS-T-0103 | Switch,Level-High-High | Switch |  | LSHH | http://www.toronto.ca/TWONTO#level_switch |  | Tank, (Surge), John St #2
39663 | 28923 | TAB-ACC-HE-6583 | Heat Exchanger, Reheat coil, Workshop Workshop storage, Screen Bldg., P Bldg. | TAB-ACC-AHU-6580 | Heat Exchanger | HVAC |  | HE | http://www.toronto.ca/TWONTO#heat_exchanger |  | Air Handling Unit, Workshop Roof, P Bldg.
96431 | 50865 | FIS-DCL-PSL-0201 | Switch, Pressure, Low, SO2 Gas, WCS-0201 Discharge, Gaseous Chemical Building, Storage Room | FIS-DCL-SO-0201 | Sensor,Level | Switch |  | PSL | http://www.toronto.ca/TWONTO#pressure_switch |  | Sulphonator, Gaseous Chemical Building, Machine Room
57065 | 32128 | THC-ACC-PSL-3812 | Switch,Pressure-Low,Hot Water Supply Header,Old Section FT-0500 | THC-ACC-TUNNEL | Switch,Pressure-Low | Switch |  | PSL | http://www.toronto.ca/TWONTO#pressure_switch |  | Plant Tunnels, HVAC
80012 | 38252 | THR-WA3-LD-0039S | Sling, Wire Rope, Work Area 3 (Suspended) | THR-LD-WIRE-WA3 | Lifting Device,Sling | Lifting Device | 35923 | LD | wire-rope_sling |  | Slings, Wire Rope, Work Area 3
106566 | 75948 | TAB-ACC-FN-6531 | Fan, Centrifugal, Supply air, AHU-6530, Mechanical Room No. 3, Screen Bldg., P Bldg. | TAB-ACC-AHU-6530 | Fan,Centrifugal | HVAC |  | FN | http://www.toronto.ca/TWONTO#blower_or_fan_with_drive |  | Air Handling Unit, Mechanical Room no.3, Screen Bldg., P Bldg.
28339 | 18242 | FIS-CLB-PSL-0102 | Switch, Pressure, Low, Post-Chlorine Evaporator EV-0101 Discharge,Gaseous Chemical Bldg,Storage Room | FIS-CLC-CHL-0101 | Sensor,Pressure | Switch |  | PSL | http://www.toronto.ca/TWONTO#pressure_switch |  | Chemical Feeder, Gas, Chlorine, Trim Chlorination, Chlorination System
131116 | 66374 | THR-AER-T | Aeration Tanks | THR-AER | [6 empty] | Aeration
144999 | 89289 | WTR-PKN-TSH-0003 | Switch, Temperature-High, AHU 0901 | WTR-PKN-AHU-0901 | Switch,Temperature-High | Switch |  | TSH | http://www.toronto.ca/TWONTO#temperature_switch |  | Air Handling Unit
119632 | 60007 | TAB-WA1-SQ-1029 | Sling | TAB-WA1-SQ-1000 | Lifting Device,Sling | Lifting Device |  | SQ | http://www.toronto.ca/TWONTO#fall_protection_sling |  | WA1 Lifting Devices and Slings
76242 | 31182 | THR-MT-WA4 | Machine Tools | THR-MCS-WA4 |  | Tool |  |  | http://www.toronto.ca/TWONTO#collection_of_assets |  | Cranes, Lifting Devices, Machine Tools, Mechanical/Welding Shops
79466 | 32615 | THR-THK-PSL-5070 | Switch, Pressure Low, TWAS Transfer P-5070 | THR-THK-P-5070 | Switch,Pressure-Low | Switch |  | PSL | http://www.toronto.ca/TWONTO#pressure_switch |  | TWAS Transfer Pump
94907 | 42514 | FHO-SES-SQ-9026 | Chemical Suit, Size Sm/Md, Serial # 112539, S2 Stores | FHO-SES-CHEM SUIT | Safety | Safety Equipment |  | SQ | http://www.toronto.ca/TWONTO#chemical_suit |  | Chemical Suits, Plant Wide
15992 | 39817 | FHA-AUX-PSH-0203 | Switch, Pressure, High, Air Receiver T-0201, Instrument Air, Service Building | FHA-AUX-T-0201 | Switch,Pressure-High | Switch |  | PSH | http://www.toronto.ca/TWONTO#pressure_switch |  | Tank, Air Receiver Compressed Air, Instrument Air, Pump Building, High Lift PS Basement, N/E Corner
54041 | 46831 | TAB-RSP-UPS-0201 | UPS for RPU, | TAB-RSP-RPU-0201 | UPS | Remote Processor Unit |  | UPS | http://www.toronto.ca/TWONTO#UPS |  | RPU, Pump #'s MSP-1 & MSP-2
118834 | 45180 | TAB-STR-RPU | Aeration Gallery - RPUs | TAB-AER-INQ | [6 empty] | Aeration - WA2 Instrumentation Equipment
105173 | 76341 | PA50289 | Paging/Intercom System, Flotation/Z Bldg | TAB-THK-STRC |  | Communications Equipment |  |  | http://www.toronto.ca/TWONTO#public_annoucement_speaker |  | THK-STRC
13979 | 44343 | FCL-SPC-RPU-1822 | RPU Panel, Zebra Mussel/Raw Water Sampling, Raw Water Pumping | FCL_ELS_MISCELLANEOUS | Control Panel | Remote Processor Unit |  | RPU | http://www.toronto.ca/TWONTO#RPU_panel |  | FCL_ELS_MISCELLANEOUS
53628 | 91535 | TAB-SES-LTX-2300 | Exit Sign, Battery Unit, 2 LED heads, Tunnel 'H' | TAB-STR-SQ | Lighting,Exit | Safety Equipment | 41304 | LTX | http://www.toronto.ca/TWONTO#lighting_unit |  | WA2 Safety Equipment,lifting devices, ladders, Eye Wash station, First Aid Kits, Lock out stations
75104 | 1459 | THR-FT-PSH-4510 | Switch, Pressure-High, Pump P-4501 Discharge, WAS Pumping - South | THR-FT-P-4501 | Switch,Pressure-High | Switch |  | PSH | http://www.toronto.ca/TWONTO#pressure_switch |  | Pump, Centrifugal, WAS, RAS Pumping Station - South
21852 | 36048 | COL-PMY-FN-0008 | Fan, Shaft 8B | COL-PMY-MISC | Fan |  |  | FN |  |  | Miscellaneous Equipment
47303 | 83671 | TAB-EL1-MCC-6123 | Motor Control Cenrer, 600V | TAB-AER-ELQ | Switchgear,Indoor | Motor Control Centre |  | MCC | http://www.toronto.ca/TWONTO#LV_electrical_panel |  | Aeration - Electrical Equipment

## Master_Table_Pivot
Row Labels | Count of Entity_number
? | 170
activity | 67
air_seperator | 32
cart | 8
chain_sling | 36
chemical_dosing_system | 12
containment_berm | 5
expansion_tank | 150
eye_wash_bottle | 106
fall_arrest_lanyard | 7
floatation_tank | 14
gas_cylinder | 39
grease_gun | 5
heat_trace | 19
heating_coil | 24
hose_segment | 4
http://www.toronto.ca/TWONTO#AC_condenser_unit | 136
http://www.toronto.ca/TWONTO#AC_evaporator_unit | 7
http://www.toronto.ca/TWONTO#aeration_tank | 61
http://www.toronto.ca/TWONTO#air_condition | 299
http://www.toronto.ca/TWONTO#air_damper | 503
http://www.toronto.ca/TWONTO#air_dryer | 2
http://www.toronto.ca/TWONTO#air_handler_unit | 293
http://www.toronto.ca/TWONTO#air_scrubber | 24
http://www.toronto.ca/TWONTO#auto_sampler | 82
http://www.toronto.ca/TWONTO#automatic_external_defibrillator | 40
http://www.toronto.ca/TWONTO#blower | 7
http://www.toronto.ca/TWONTO#blower_or_fan_with_drive | 299
http://www.toronto.ca/TWONTO#boat | 1
http://www.toronto.ca/TWONTO#breaker | 6
http://www.toronto.ca/TWONTO#building_automation_system_controller | 4
http://www.toronto.ca/TWONTO#burner_component_of_asset | 58
http://www.toronto.ca/TWONTO#channel_gate | 119
http://www.toronto.ca/TWONTO#channel_segment | 7
http://www.toronto.ca/TWONTO#chemical_contact_tank | 9
http://www.toronto.ca/TWONTO#chemical_storage_tank | 577
http://www.toronto.ca/TWONTO#chiller | 16
http://www.toronto.ca/TWONTO#chlorinator_system | 104
http://www.toronto.ca/TWONTO#clarifier | 122
http://www.toronto.ca/TWONTO#coagulation_tank | 5
http://www.toronto.ca/TWONTO#collection_of_assets | 472
http://www.toronto.ca/TWONTO#collector_mechanism | 3
http://www.toronto.ca/TWONTO#condensate_trap | 31
http://www.toronto.ca/TWONTO#controller | 1
http://www.toronto.ca/TWONTO#cooling_tower | 2
http://www.toronto.ca/TWONTO#crane | 38
http://www.toronto.ca/TWONTO#dehumidifier | 12
http://www.toronto.ca/TWONTO#detention_tank | 10
http://www.toronto.ca/TWONTO#digester_tank | 71
http://www.toronto.ca/TWONTO#discrete_unit_of_treatment_filter | 58
http://www.toronto.ca/TWONTO#door | 267
http://www.toronto.ca/TWONTO#drain | 58
http://www.toronto.ca/TWONTO#dryer | 6
http://www.toronto.ca/TWONTO#ejector | 85
http://www.toronto.ca/TWONTO#electrical_panel_or_cabinet | 2
http://www.toronto.ca/TWONTO#elevated_water_tank | 2
http://www.toronto.ca/TWONTO#equipment_or_access_chamber | 2
http://www.toronto.ca/TWONTO#fall_arrest_Davit_arm | 327
http://www.toronto.ca/TWONTO#fall_arrest_harness | 433
http://www.toronto.ca/TWONTO#fall_protection_sling | 246
http://www.toronto.ca/TWONTO#filtration_tank | 128
http://www.toronto.ca/TWONTO#fire_rated_door | 389
http://www.toronto.ca/TWONTO#first_aid_kit | 292
http://www.toronto.ca/TWONTO#first_aid_station_equipment | 59
http://www.toronto.ca/TWONTO#flame_arrestor | 27
http://www.toronto.ca/TWONTO#flame_or_combustion_sensing_instrument | 40
http://www.toronto.ca/TWONTO#flocculation_tank | 13
http://www.toronto.ca/TWONTO#flow_switch | 1152
http://www.toronto.ca/TWONTO#flow_transmitter | 16
http://www.toronto.ca/TWONTO#forklift | 52
http://www.toronto.ca/TWONTO#fuel_oil_tank | 42
http://www.toronto.ca/TWONTO#generator-set | 1
http://www.toronto.ca/TWONTO#golf_cart | 196
http://www.toronto.ca/TWONTO#ground_and_test_device | 11
http://www.toronto.ca/TWONTO#heat_exchanger | 82
http://www.toronto.ca/TWONTO#heater | 501
http://www.toronto.ca/TWONTO#hot_water_heater | 4
http://www.toronto.ca/TWONTO#humidier | 15
http://www.toronto.ca/TWONTO#hydraulic_power_pack | 100
http://www.toronto.ca/TWONTO#hydraulic_system | 33
http://www.toronto.ca/TWONTO#incinerator | 2
http://www.toronto.ca/TWONTO#instrument_gauge_or_display | 4
http://www.toronto.ca/TWONTO#instrument_transmitter | 2
http://www.toronto.ca/TWONTO#interceptor_segment | 3
http://www.toronto.ca/TWONTO#lifting_equipment_hoist | 304
http://www.toronto.ca/TWONTO#LV_electrical_panel | 1308
http://www.toronto.ca/TWONTO#man_lift | 5
http://www.toronto.ca/TWONTO#mixer_or_agitator | 23
http://www.toronto.ca/TWONTO#MV_electrical_cabinet | 8
http://www.toronto.ca/TWONTO#network_panel | 125
http://www.toronto.ca/TWONTO#network_router | 2
http://www.toronto.ca/TWONTO#network_switch | 8
http://www.toronto.ca/TWONTO#operator_interface_terminal | 56
http://www.toronto.ca/TWONTO#passenger_vehicle | 42
http://www.toronto.ca/TWONTO#pickup_truck | 147
http://www.toronto.ca/TWONTO#pipe_manifold | 11
http://www.toronto.ca/TWONTO#piping_system | 2
http://www.toronto.ca/TWONTO#pneumatic_control_system | 14
http://www.toronto.ca/TWONTO#polymer_preparation_system | 13
http://www.toronto.ca/TWONTO#portable_ladder | 43
http://www.toronto.ca/TWONTO#power_washer | 3
http://www.toronto.ca/TWONTO#pressure_relief_valve | 4
http://www.toronto.ca/TWONTO#pressure_switch | 1805
http://www.toronto.ca/TWONTO#pressure_transmitter | 39
http://www.toronto.ca/TWONTO#pressure_vessel | 186
http://www.toronto.ca/TWONTO#process_control_panel | 63
http://www.toronto.ca/TWONTO#public_annoucement_speaker | 165
http://www.toronto.ca/TWONTO#pump | 37
http://www.toronto.ca/TWONTO#pump_set_-_with_drive | 32
http://www.toronto.ca/TWONTO#pumping_surge_suppression_tank | 27
http://www.toronto.ca/TWONTO#replaceable_air_filter | 374
http://www.toronto.ca/TWONTO#reservoir_tank | 37
http://www.toronto.ca/TWONTO#road_segment | 1
http://www.toronto.ca/TWONTO#roll_up_door | 191
http://www.toronto.ca/TWONTO#RPU_panel | 1050
http://www.toronto.ca/TWONTO#RTU_panel | 1
http://www.toronto.ca/TWONTO#sampling_point | 7
http://www.toronto.ca/TWONTO#sedimentation_tank | 81
http://www.toronto.ca/TWONTO#solenoid | 8
http://www.toronto.ca/TWONTO#storage_tank | 336
http://www.toronto.ca/TWONTO#strainer | 93
http://www.toronto.ca/TWONTO#sulphonation_system | 16
http://www.toronto.ca/TWONTO#surge_suppressor | 4
http://www.toronto.ca/TWONTO#tanked_hot_water_heater | 178
http://www.toronto.ca/TWONTO#tankless_water_heater | 1
http://www.toronto.ca/TWONTO#temperature_sensor_element | 95
http://www.toronto.ca/TWONTO#temperature_switch | 608
http://www.toronto.ca/TWONTO#temperature_transmitter | 60
http://www.toronto.ca/TWONTO#test_equipment | 1
http://www.toronto.ca/TWONTO#thermostat_or_zone_controller_unit | 118
http://www.toronto.ca/TWONTO#transformer | 4
http://www.toronto.ca/TWONTO#trap_priming_device | 48
http://www.toronto.ca/TWONTO#travelling_bridge_collector | 3
http://www.toronto.ca/TWONTO#underground_fuel_oil_tank_temp | 3
http://www.toronto.ca/TWONTO#UPS | 37
http://www.toronto.ca/TWONTO#UV_disinfection_assembly | 1
http://www.toronto.ca/TWONTO#valve | 289
http://www.toronto.ca/TWONTO#vehicle | 4
http://www.toronto.ca/TWONTO#vent | 5
http://www.toronto.ca/TWONTO#vortex_classifier | 6
http://www.toronto.ca/TWONTO#VSD | 6
http://www.toronto.ca/TWONTO#waste_gas_burner | 34
http://www.toronto.ca/TWONTO#welding_receptacle | 108
hydraulic_jack | 1
lab_equipment | 13
lift_truck | 28
lifting_device_cable | 16
lifting_device_support | 87
media_based_filter | 46
power_mobile_equipment | 22
project | 5
radio_system | 17
sediment_trap | 31
space | 51
storage_container | 6
synthetic_web_sling | 415
telephone_system | 25
termination_panel | 50
trailer | 37
walk_in_cooler | 2
winch | 203
wire-rope_sling | 91
(blank) | 8020
http://www.toronto.ca/TWONTO#replaceable_oil_or_fuel_filter | 81
filter_sweeping_arm | 74
http://www.toronto.ca/TWONTO#position_switch | 580
uv_air_filter | 2
ambient_vapourizer | 2
sprinkler | 5
davit_base | 249
self_retracting_line | 165
plumbing | 40
http://www.toronto.ca/TWONTO#backflow_preventer | 2
http://www.toronto.ca/TWONTO#foundation_of_building_or_structure | 2
http://www.toronto.ca/TWONTO#emergency_eyewash | 188
http://www.toronto.ca/TWONTO#emergency_eyewash_and_shower | 217
http://www.toronto.ca/TWONTO#damper_actuator | 2
power_supply | 14
manual_handling_device | 13
http://www.toronto.ca/TWONTO#fixed_ladder | 15
http://www.toronto.ca/TWONTO#chemical_suit | 29
lifeline | 277
fall_arrest_anchor | 38
emergency_kit | 74
http://www.toronto.ca/TWONTO#compressed_gas_cylinder | 218
http://www.toronto.ca/TWONTO#portable_gas_detector | 61
http://www.toronto.ca/TWONTO#rubber_insulating_gloves | 407
http://www.toronto.ca/TWONTO#lighting_unit | 141
emergency_breathing_apparatus | 6
heat_tracing | 2
http://www.toronto.ca/TWONTO#voltage_tester | 9
http://www.toronto.ca/TWONTO#hot_stick | 8
http://www.toronto.ca/TWONTO#personal_floatation_device | 32
http://www.toronto.ca/TWONTO#collection_of_asset_roles | 1
http://www.toronto.ca/TWONTO#spill_kit | 128
http://www.toronto.ca/TWONTO#self-contained_breathing_apparatus | 223
http://www.toronto.ca/TWONTO#level_switch | 1856
http://www.toronto.ca/TWONTO#ladder | 198
http://www.toronto.ca/TWONTO#space | 28
http://www.toronto.ca/TWONTO#fall_arrest_system | 7
http://www.toronto.ca/TWONTO#life_ring | 101
ppe_cabinet | 32
http://www.toronto.ca/TWONTO#fixed_gas_detector | 5
http://www.toronto.ca/TWONTO#annunciator_panel | 18
http://www.toronto.ca/TWONTO#fall_restricting_system | 24
http://www.toronto.ca/TWONTO#PPE | 10
http://www.toronto.ca/TWONTO#security_camera | 11
http://www.toronto.ca/TWONTO#security_system | 79
http://www.toronto.ca/TWONTO#display_panel | 3
http://www.toronto.ca/TWONTO#security_motion_sensor | 14
http://www.toronto.ca/TWONTO#card_reader | 1
http://www.toronto.ca/TWONTO#torque_switch | 7
http://www.toronto.ca/TWONTO#transfer_switch | 115
http://www.toronto.ca/TWONTO#disconnect_switch | 126
http://www.toronto.ca/TWONTO#load_break_disconnect_switch | 24
http://www.toronto.ca/TWONTO#weight_switch | 8
http://www.toronto.ca/TWONTO#vibration_sensor_element | 17
silencer | 4
http://www.toronto.ca/TWONTO#speed_switch | 86
http://www.toronto.ca/TWONTO#alarm_device | 2
http://www.toronto.ca/TWONTO#VFD | 5
hand_switch | 76
http://www.toronto.ca/TWONTO#motion_sensor_element | 58
venturi_calibrator | 6
flow_calibrator | 2
gas_detector_calibrator | 4
electrical_meter | 11
pressure_calibrator | 15
megger_tester | 6
backflow_preventer_tester | 28
thermal_anemometer | 1
machine_attachments | 6
http://www.toronto.ca/TWONTO#milling_machine | 15
welder | 23
http://www.toronto.ca/TWONTO#lathe | 33
http://www.toronto.ca/TWONTO#band_saw | 14
bench_grinder | 7
shop_stool | 9
cutting_shears | 2
http://www.toronto.ca/TWONTO#drill_press | 13
http://www.toronto.ca/TWONTO#radial_arm_drill | 7
torque_limiter | 2
sandblaster | 3
http://www.toronto.ca/TWONTO#table_saw | 6
hydraulic_press | 3
sheet_metal_bender | 3
laser_alignment_tool | 3
lift_table | 2
valve_operator | 3
lawn_mover | 1
plasma_cutter | 4
steam_cleaner | 2
parts_washer | 5
tool_kit | 31
table_sander | 1
weather_station | 1
hammer_drill | 1
Grand Total | 32708

## Master_Table (hidden)
Column1 | Entity_number | Description | Parent | Category | Class | Suspended | Tag | Valid_Class | TH Suggestion | Parent_Description
11235 | COL-MTI-G-1401C | Gate 1,Rosedale Valley Control Chamber No.14C, MTI | COL-MTI | Valve,Gate,Sluice,Act. | Gate |  | G | http://www.toronto.ca/TWONTO#channel_gate
11236 | COL-MTI-G-1401C | Gate 1,Rosedale Valley Control Chamber No.14C, MTI | COL-MTI-CH-1400C | Valve,Gate,Sluice,Act. | Gate |  | G | http://www.toronto.ca/TWONTO#channel_gate
2690 | COL-MTI-G-2000C | Sluice Gate, Scott Control Chamber #20C | COL-MTI-CH-2000C |  | Gate |  | G | http://www.toronto.ca/TWONTO#channel_gate
2691 | COL-MTI-G-2000C | Sluice Gate, Scott Control Chamber #20C | COL-MTI-CH-2300C |  | Gate |  | G | http://www.toronto.ca/TWONTO#channel_gate
2695 | COL-MTI-G-2301B | Gate 1,Simcoe Control Chamber No.23B, MTI | COL-MTI-CH-2300B | Valve,Gate,Sluice,Act. | Gate |  | G | http://www.toronto.ca/TWONTO#channel_gate
11242 | COL-MTI-G-2301B | Gate 1,Simcoe Control Chamber No.23B, MTI | COL-MTI | Valve,Gate,Sluice,Act. | Gate |  | G | http://www.toronto.ca/TWONTO#channel_gate
11243 | COL-MTI-G-2301C | Gate 1,Simcoe Control Chamber No.23C, MTI | COL-MTI | Valve,Gate,Sluice,Act. | Gate |  | G | http://www.toronto.ca/TWONTO#channel_gate
11244 | COL-MTI-G-2301C | Gate 1,Simcoe Control Chamber No.23C, MTI | COL-MTI-CH-2300C | Valve,Gate,Sluice,Act. | Gate |  | G | http://www.toronto.ca/TWONTO#channel_gate
11245 | COL-MTI-G-2301D | Sluice Gate, Simcoe Control Chamber No.2300D, MTI | COL-MTI-CH-2300D |  | Gate |  | G | http://www.toronto.ca/TWONTO#channel_gate
2700 | COL-MTI-G-2901 | Gate 1,Roxton St. Control Chamber No.29, MTI | COL-MTI | Valve,Gate,Sluice,Act. | Gate |  | G | http://www.toronto.ca/TWONTO#channel_gate
11248 | COL-MTI-G-2901 | Gate 1,Roxton St. Control Chamber No.29, MTI | COL-MTI-CH-2900 | Valve,Gate,Sluice,Act. | Gate |  | G | http://www.toronto.ca/TWONTO#channel_gate
2701 | COL-MTI-G-2902 | Gate 2,Roxton St. Control Chamber No.29, MTI | COL-MTI | Valve,Gate,Sluice,Act. | Gate |  | G | http://www.toronto.ca/TWONTO#channel_gate
11249 | COL-MTI-G-2902 | Gate 2,Roxton St. Control Chamber No.29, MTI | COL-MTI-CH-2900 | Valve,Gate,Sluice,Act. | Gate |  | G | http://www.toronto.ca/TWONTO#channel_gate
2702 | COL-MTI-G-2903 | Gate 3,Roxton St. Control Chamber No.29, MTI | COL-MTI | Valve,Gate,Sluice,Act. | Gate |  | G | http://www.toronto.ca/TWONTO#channel_gate
11250 | COL-MTI-G-2903 | Gate 3,Roxton St. Control Chamber No.29, MTI | COL-MTI-CH-2900 | Valve,Gate,Sluice,Act. | Gate |  | G | http://www.toronto.ca/TWONTO#channel_gate
2703 | COL-MTI-G-3401 | Gate 1,Parkside St. Control Chamber No.34, MTI | COL-MTI-CH-3400 | Valve,Gate,Sluice,Act. | Gate |  | G | http://www.toronto.ca/TWONTO#channel_gate
11251 | COL-MTI-G-3401 | Gate 1,Parkside St. Control Chamber No.34, MTI | COL-MTI | Valve,Gate,Sluice,Act. | Gate |  | G | http://www.toronto.ca/TWONTO#channel_gate
18784 | FHA-GRK-DR-0100 | Door, Main Property Entrance Gate, South | FHA-GRK-PRTY-0001 | Door,Overhead | Gate |  | DR | http://www.toronto.ca/TWONTO#roll_up_door
61770 | FHA-GRK-DR-0200 | Door, Main Property Entrance Gate, North | FHA-GRK-PRTY-0001 | Door,Overhead | Gate |  | DR | http://www.toronto.ca/TWONTO#roll_up_door
113507 | TAB-GRK-DR-34556 | Security Gate, North | TAB-WORK-AREA-7 |  | Gate |  | DR | http://www.toronto.ca/TWONTO#door
113508 | TAB-GRK-DR-34556 | Security Gate, North | TAB-WORK-AREA-WWPW |  | Gate |  | DR | http://www.toronto.ca/TWONTO#door
113509 | TAB-GRK-DR-34557 | Security Gate, South | TAB-WORK-AREA-7 |  | Gate |  | DR | http://www.toronto.ca/TWONTO#door
113510 | TAB-GRK-DR-34557 | Security Gate, South | TAB-WORK-AREA-WWPW |  | Gate |  | DR | http://www.toronto.ca/TWONTO#door
114482 | TAB-PLT-G-0103 | Gate, Slide, Unwatering Drain, Screen Channel No. 1 Effluent | TAB-PLT-SC-0100 | Gate,Sluice,Act. | Gate |  | G | http://www.toronto.ca/TWONTO#channel_gate
114483 | TAB-PLT-G-0104 | Gate, Slide, Motorized, Isolation, Screen Channel No. 1 Effluent | TAB-PLT-SC-0100 | Gate,Sluice,Act. | Gate |  | G | http://www.toronto.ca/TWONTO#channel_gate
114484 | TAB-PLT-G-0112 | Gate, Slide, Motorized, Isolation, Screen Channel No. 1 Influent | TAB-PLT-SC-0100 | Gate,Sluice,Act. | Gate |  | G | http://www.toronto.ca/TWONTO#channel_gate
114490 | TAB-PLT-G-0203 | Gate, Slide, Unwatering Drain, Screen Channel No. 2 Effluent | TAB-PLT-SC-0200 | Gate,Sluice,Act. | Gate |  | G | http://www.toronto.ca/TWONTO#channel_gate
114491 | TAB-PLT-G-0204 | Gate, Slide, Motorized, Isolation, Screen Channel No. 2 Effluent | TAB-PLT-SC-0200 | Gate,Sluice,Act. | Gate |  | G | http://www.toronto.ca/TWONTO#channel_gate
52904 | TAB-PLT-G-0212 | Gate, Slide, Motorized, Isolation, Screen Channel No. 2 Influent | TAB-PLT-SC-0200 | Gate,Sluice,Act. | Gate |  | G | http://www.toronto.ca/TWONTO#channel_gate
52909 | TAB-PLT-G-0303 | Gate, Slide, Unwatering Drain, Screen Channel No. 3 Effluent | TAB-PLT-SC-0300 | Gate,Sluice,Act. | Gate |  | G | http://www.toronto.ca/TWONTO#channel_gate
52910 | TAB-PLT-G-0304 | Gate, Slide, Motorized, Isolation, Screen Channel No. 3 Effluent | TAB-PLT-SC-0300 | Gate,Sluice,Act. | Gate |  | G | http://www.toronto.ca/TWONTO#channel_gate
52911 | TAB-PLT-G-0312 | Gate, Slide, Motorized, Isolation, Screen Channel No. 3 Influent | TAB-PLT-SC-0300 | Gate,Sluice,Act. | Gate |  | G | http://www.toronto.ca/TWONTO#channel_gate
114497 | TAB-PLT-G-0403 | Gate, Slide, Unwatering Drain, Screen Channel No. 4 Effluent | TAB-PLT-SC-0400 | Gate,Sluice,Act. | Gate |  | G | http://www.toronto.ca/TWONTO#channel_gate
52915 | TAB-PLT-G-0404 | Gate, Slide, Motorized, Isolation, Screen Channel No. 4 Effluent | TAB-PLT-SC-0400 | Gate,Sluice,Act. | Gate |  | G | http://www.toronto.ca/TWONTO#channel_gate
52916 | TAB-PLT-G-0412 | Gate, Slide, Motorized, Isolation, Screen Channel No. 4 Influent | TAB-PLT-SC-0400 | Gate,Sluice,Act. | Gate |  | G | http://www.toronto.ca/TWONTO#channel_gate
52919 | TAB-PLT-G-0503 | Gate, Slide, Unwatering Drain, Screen Channel No. 5 Effluent | TAB-PLT-SC-0400 | Gate,Sluice,Act. | Gate |  | G | http://www.toronto.ca/TWONTO#channel_gate
114502 | TAB-PLT-G-0503 | Gate, Slide, Unwatering Drain, Screen Channel No. 5 Effluent | TAB-PLT-SC-0500 | Gate,Sluice,Act. | Gate |  | G | http://www.toronto.ca/TWONTO#channel_gate
114503 | TAB-PLT-G-0504 | Gate, Slide, Motorized, Isolation, Screen Channel No. 5 Effluent | TAB-PLT-SC-0500 | Gate,Sluice,Act. | Gate |  | G | http://www.toronto.ca/TWONTO#channel_gate
52920 | TAB-PLT-G-0512 | Gate, Slide, Motorized, Isolation, Screen Channel No. 5 Influent | TAB-PLT-SC-0500 | Gate,Sluice,Act. | Gate |  | G | http://www.toronto.ca/TWONTO#channel_gate
52939 | TAB-PLT-G-3601 | Gate, Knife Gate, Pneumatic, Discharge, Grit Receiving Conveyor 3600, Conveyor Area | TAB-PLT-CV-3600 | Valve,Knife Gate | Gate |  | G | http://www.toronto.ca/TWONTO#valve
114524 | TAB-PLT-G-3801 | Gate, Knife Gate, Pneumatic, Discharge, Grit Receiving Conveyor 3800, Conveyor Area | TAB-PLT-CV-3800 | Valve,Knife Gate | Gate |  | G | http://www.toronto.ca/TWONTO#valve
52940 | TAB-PLT-G-4001 | Gate, Knife Gate, Pneumatic, Grit Outloading Conveyor 4000, Conveyor Area | TAB-PLT-CV-4000 | Valve,Knife Gate | Gate |  | G | http://www.toronto.ca/TWONTO#valve
52941 | TAB-PLT-G-4002 | Gate, Knife Gate, Pneumatic, Grit Outloading Conveyor 4000, Conveyor Area | TAB-PLT-CV-4000 | Valve,Knife Gate | Gate |  | G | http://www.toronto.ca/TWONTO#valve
52942 | TAB-PLT-G-4003 | Gate, Knife Gate, Pneumatic, Grit Outloading Conveyor 4000, Conveyor Area | TAB-PLT-CV-4000 | Valve,Knife Gate | Gate |  | G | http://www.toronto.ca/TWONTO#valve
52943 | TAB-PLT-G-4004 | Gate, Knife Gate, Pneumatic, Grit Outloading Conveyor 4000, Conveyor Area | TAB-PLT-CV-4000 | Valve,Knife Gate | Gate |  | G | http://www.toronto.ca/TWONTO#valve
52944 | TAB-PLT-G-4101 | Gate, Knife Gate, Pneumatic, Grit Outloading Conveyor 4100, Conveyor Area | TAB-PLT-CV-4100 | Valve,Knife Gate | Gate |  | G | http://www.toronto.ca/TWONTO#valve
52945 | TAB-PLT-G-4102 | Gate, Knife Gate, Pneumatic, Grit Outloading Conveyor 4100, Conveyor Area | TAB-PLT-CV-4100 | Valve,Knife Gate | Gate |  | G | http://www.toronto.ca/TWONTO#valve
52946 | TAB-PLT-G-4103 | Gate, Knife Gate, Pneumatic, Grit Outloading Conveyor 4100, Conveyor Area | TAB-PLT-CV-4100 | Valve,Knife Gate | Gate |  | G | http://www.toronto.ca/TWONTO#valve
52947 | TAB-PLT-G-4201 | Gate, Knife Gate, Pneumatic, Grit Outloading Conveyor 4200, Conveyor Area | TAB-PLT-CV-4200 | Valve,Knife Gate | Gate |  | G | http://www.toronto.ca/TWONTO#valve
52948 | TAB-PLT-G-4202 | Gate, Knife Gate, Pneumatic, Grit Outloading Conveyor 4200, Conveyor Area | TAB-PLT-CV-4200 | Valve,Knife Gate | Gate |  | G | http://www.toronto.ca/TWONTO#valve
114525 | TAB-PLT-G-4203 | Gate, Knife Gate, Pneumatic, Grit Outloading Conveyor 4200, Conveyor Area | TAB-PLT-CV-4200 | Valve,Knife Gate | Gate |  | G | http://www.toronto.ca/TWONTO#valve
114526 | TAB-PLT-G-4204 | Gate, Knife Gate, Pneumatic, Grit Outloading Conveyor 4200, Conveyor Area | TAB-PLT-CV-4200 | Valve,Knife Gate | Gate |  | G | http://www.toronto.ca/TWONTO#valve
52949 | TAB-PLT-G-4301 | Gate, Knife Gate, Pneumatic, Grit Outloading Conveyor 4300, Conveyor Area | TAB-PLT-CV-4200 | Valve,Knife Gate | Gate |  | G | http://www.toronto.ca/TWONTO#valve
52950 | TAB-PLT-G-4301 | Gate, Knife Gate, Pneumatic, Grit Outloading Conveyor 4300, Conveyor Area | TAB-PLT-CV-4300 | Valve,Knife Gate | Gate |  | G | http://www.toronto.ca/TWONTO#valve
114527 | TAB-PLT-G-4302 | Gate, Knife Gate, Pneumatic, Grit Outloading Conveyor 4300, Conveyor Area | TAB-PLT-CV-4300 | Valve,Knife Gate | Gate |  | G | http://www.toronto.ca/TWONTO#valve
52951 | TAB-PLT-G-4303 | Gate, Knife Gate, Pneumatic, Grit Outloading Conveyor 4300, Conveyor Area | TAB-PLT-CV-4300 | Valve,Knife Gate | Gate |  | G | http://www.toronto.ca/TWONTO#valve
114528 | TAB-PLT-G-4401 | Gate, Knife Gate, Pneumatic, Discharge, Screenings Receiving Conveyor 4400, Conveyor Area | TAB-PLT-CV-4400 | Valve,Knife Gate | Gate |  | G | http://www.toronto.ca/TWONTO#valve
114529 | TAB-PLT-G-4402 | Gate, Knife Gate, Pneumatic, Discharge, Screenings Receiving Conveyor 4400, Conveyor Area | TAB-PLT-CV-4400 | Valve,Knife Gate | Gate |  | G | http://www.toronto.ca/TWONTO#valve
114530 | TAB-PLT-G-4501 | Gate, Knife Gate, Pneumatic, Discharge, Screenings Receiving Conveyor 4500, Conveyor Area | TAB-PLT-CV-4500 | Valve,Knife Gate | Gate |  | G | http://www.toronto.ca/TWONTO#valve
114531 | TAB-PLT-G-4601 | Gate, Knife Gate, Pneumatic, Discharge, Screenings Receiving Conveyor 4600, Conveyor Area | TAB-PLT-CV-4600 | Valve,Knife Gate | Gate |  | G | http://www.toronto.ca/TWONTO#valve
114532 | TAB-PLT-G-4602 | Gate, Knife Gate, Pneumatic, Discharge, Screenings Receiving Conveyor 4600, Conveyor Area | TAB-PLT-CV-4600 | Valve,Knife Gate | Gate |  | G | http://www.toronto.ca/TWONTO#valve
114533 | TAB-PLT-G-4701 | Gate, Knife Gate, Pneumatic, Discharge, Screenings Receiving Conveyor 4700, Conveyor Area | TAB-PLT-CV-4700 | Valve,Knife Gate | Gate |  | G | http://www.toronto.ca/TWONTO#valve
114534 | TAB-PLT-G-4801 | Gate, Knife Gate, Pneumatic, Screenings Outloading Conveyor 4800, Conveyor Area | TAB-PLT-CV-4800 | Valve,Knife Gate | Gate |  | G | http://www.toronto.ca/TWONTO#valve
114535 | TAB-PLT-G-4802 | Gate, Knife Gate, Pneumatic, Screenings Outloading Conveyor 4800, Conveyor Area | TAB-PLT-CV-4800 | Valve,Knife Gate | Gate |  | G | http://www.toronto.ca/TWONTO#valve
52952 | TAB-PLT-G-4803 | Gate, Knife Gate, Pneumatic, Screenings Outloading Conveyor 4800, Conveyor Area | TAB-PLT-CV-4800 | Valve,Knife Gate | Gate |  | G | http://www.toronto.ca/TWONTO#valve
114536 | TAB-PLT-G-4804 | Gate, Knife Gate, Pneumatic, Screenings Outloading Conveyor 4800, Conveyor Area | TAB-PLT-CV-4800 | Valve,Knife Gate | Gate |  | G | http://www.toronto.ca/TWONTO#valve
114537 | TAB-PLT-G-4805 | Gate, Knife Gate, Pneumatic, Screenings Outloading Conveyor 4800, Conveyor Area | TAB-PLT-CV-4800 | Valve,Knife Gate | Gate |  | G | http://www.toronto.ca/TWONTO#valve
52953 | TAB-PLT-G-4901 | Gate, Knife Gate, Pneumatic, Screenings Outloading Conveyor 4900, Conveyor Area | TAB-PLT-CV-4900 | Valve,Knife Gate | Gate |  | G | http://www.toronto.ca/TWONTO#valve
52954 | TAB-PLT-G-4902 | Gate, Knife Gate, Pneumatic, Screenings Outloading Conveyor 4900, Conveyor Area | TAB-PLT-CV-4900 | Valve,Knife Gate | Gate |  | G | http://www.toronto.ca/TWONTO#valve
52955 | TAB-PLT-G-4903 | Gate, Knife Gate, Pneumatic, Screenings Outloading Conveyor 4900, Conveyor Area | TAB-PLT-CV-4900 | Valve,Knife Gate | Gate |  | G | http://www.toronto.ca/TWONTO#valve
114538 | TAB-PLT-G-4904 | Gate, Knife Gate, Pneumatic, Screenings Outloading Conveyor 4900, Conveyor Area | TAB-PLT-CV-4900 | Valve,Knife Gate | Gate |  | G | http://www.toronto.ca/TWONTO#valve
52956 | TAB-PLT-G-5001 | Gate, Knife Gate, Pneumatic, Screenings Outloading Conveyor 5000, Conveyor Area | TAB-PLT-CV-5000 | Valve,Knife Gate | Gate |  | G | http://www.toronto.ca/TWONTO#valve
52957 | TAB-PLT-G-5002 | Gate, Knife Gate, Pneumatic, Screenings Outloading Conveyor 5000, Conveyor Area | TAB-PLT-CV-5000 | Valve,Knife Gate | Gate |  | G | http://www.toronto.ca/TWONTO#valve
52958 | TAB-PLT-G-5003 | Gate, Knife Gate, Pneumatic, Screenings Outloading Conveyor 5000, Conveyor Area | TAB-PLT-CV-5000 | Valve,Knife Gate | Gate |  | G | http://www.toronto.ca/TWONTO#valve
114539 | TAB-PLT-G-5004 | Gate, Knife Gate, Pneumatic, Screenings Outloading Conveyor 5000, Conveyor Area | TAB-PLT-CV-5000 | Valve,Knife Gate | Gate |  | G | http://www.toronto.ca/TWONTO#valve
52959 | TAB-PLT-G-5005 | Gate, Knife Gate, Pneumatic, Screenings Outloading Conveyor 5000, Conveyor Area | TAB-PLT-CV-5000 | Valve,Knife Gate | Gate |  | G | http://www.toronto.ca/TWONTO#valve
52960 | TAB-PLT-G-5101 | Gate, Knife Gate, Pneumatic, Screenings Outloading Conveyor 5100, Conveyor Area | TAB-PLT-CV-5100 | Valve,Knife Gate | Gate |  | G | http://www.toronto.ca/TWONTO#valve
114540 | TAB-PLT-G-5102 | Gate, Knife Gate, Pneumatic, Screenings Outloading Conveyor 5100, Conveyor Area | TAB-PLT-CV-5100 | Valve,Knife Gate | Gate |  | G | http://www.toronto.ca/TWONTO#valve
114541 | TAB-PLT-G-5103 | Gate, Knife Gate, Pneumatic, Screenings Outloading Conveyor 5100, Conveyor Area | TAB-PLT-CV-5100 | Valve,Knife Gate | Gate |  | G | http://www.toronto.ca/TWONTO#valve
114542 | TAB-PLT-G-5104 | Gate, Knife Gate, Pneumatic, Screenings Outloading Conveyor 5100, Conveyor Area | TAB-PLT-CV-5100 | Valve,Knife Gate | Gate |  | G | http://www.toronto.ca/TWONTO#valve
114543 | TAB-PLT-G-5201 | Gate, Knife Gate, Pneumatic, Screenings Outloading Conveyor 5200, Conveyor Area | TAB-PLT-CV-5200 | Valve,Knife Gate | Gate |  | G | http://www.toronto.ca/TWONTO#valve
114544 | TAB-PLT-G-5202 | Gate, Knife Gate, Pneumatic, Screenings Outloading Conveyor 5200, Conveyor Area | TAB-PLT-CV-5200 | Valve,Knife Gate | Gate |  | G | http://www.toronto.ca/TWONTO#valve
52961 | TAB-PLT-G-5203 | Gate, Knife Gate, Pneumatic, Screenings Outloading Conveyor 5200, Conveyor Area | TAB-PLT-CV-5200 | Valve,Knife Gate | Gate |  | G | http://www.toronto.ca/TWONTO#valve
114545 | TAB-PLT-G-5204 | Gate, Knife Gate, Pneumatic, Screenings Outloading Conveyor 5200, Conveyor Area | TAB-PLT-CV-5200 | Valve,Knife Gate | Gate |  | G | http://www.toronto.ca/TWONTO#valve
52962 | TAB-PLT-G-5205 | Gate, Knife Gate, Pneumatic, Screenings Outloading Conveyor 5200, Conveyor Area | TAB-PLT-CV-5200 | Valve,Knife Gate | Gate |  | G | http://www.toronto.ca/TWONTO#valve
52963 | TAB-PLT-G-5301 | Gate, Knife Gate, Pneumatic, Screenings Outloading Conveyor 5300, Conveyor Area | TAB-PLT-CV-5200 | Valve,Knife Gate | Gate |  | G | http://www.toronto.ca/TWONTO#valve
114546 | TAB-PLT-G-5301 | Gate, Knife Gate, Pneumatic, Screenings Outloading Conveyor 5300, Conveyor Area | TAB-PLT-CV-5300 | Valve,Knife Gate | Gate |  | G | http://www.toronto.ca/TWONTO#valve
52964 | TAB-PLT-G-5302 | Gate, Knife Gate, Pneumatic, Screenings Outloading Conveyor 5300, Conveyor Area | TAB-PLT-CV-5300 | Valve,Knife Gate | Gate |  | G | http://www.toronto.ca/TWONTO#valve
52965 | TAB-PLT-G-5303 | Gate, Knife Gate, Pneumatic, Screenings Outloading Conveyor 5300, Conveyor Area | TAB-PLT-CV-5300 | Valve,Knife Gate | Gate |  | G | http://www.toronto.ca/TWONTO#valve
114547 | TAB-PLT-G-5304 | Gate, Knife Gate, Pneumatic, Screenings Outloading Conveyor 5300, Conveyor Area | TAB-PLT-CV-5300 | Valve,Knife Gate | Gate |  | G | http://www.toronto.ca/TWONTO#valve
52966 | TAB-PLT-G-5401 | Gate, Knife Gate, Pneumatic, Screenings Outloading Conveyor 5400, Conveyor Area | TAB-PLT-CV-5400 | Valve,Knife Gate | Gate |  | G | http://www.toronto.ca/TWONTO#valve
114548 | TAB-PLT-G-5402 | Gate, Knife Gate, Pneumatic, Screenings Outloading Conveyor 5400, Conveyor Area | TAB-PLT-CV-5400 | Valve,Knife Gate | Gate |  | G | http://www.toronto.ca/TWONTO#valve
114549 | TAB-PLT-G-5403 | Gate, Knife Gate, Pneumatic, Screenings Outloading Conveyor 5400, Conveyor Area | TAB-PLT-CV-5400 | Valve,Knife Gate | Gate |  | G | http://www.toronto.ca/TWONTO#valve
114550 | TAB-PLT-G-5404 | Gate, Knife Gate, Pneumatic, Screenings Outloading Conveyor 5400, Conveyor Area | TAB-PLT-CV-5400 | Valve,Knife Gate | Gate |  | G | http://www.toronto.ca/TWONTO#valve
114551 | TAB-PLT-G-5405 | Gate, Knife Gate, Pneumatic, Screenings Outloading Conveyor 5400, Conveyor Area | TAB-PLT-CV-5400 | Valve,Knife Gate | Gate |  | G | http://www.toronto.ca/TWONTO#valve
52967 | TAB-PLT-G-5501 | Gate, Knife Gate, Pneumatic, Screenings Outloading Conveyor 5500, Conveyor Area | TAB-PLT-CV-5500 | Valve,Knife Gate | Gate |  | G | http://www.toronto.ca/TWONTO#valve
52968 | TAB-PLT-G-5502 | Gate, Knife Gate, Pneumatic, Screenings Outloading Conveyor 5500, Conveyor Area | TAB-PLT-CV-5500 | Valve,Knife Gate | Gate |  | G | http://www.toronto.ca/TWONTO#valve
114552 | TAB-PLT-G-5503 | Gate, Knife Gate, Pneumatic, Screenings Outloading Conveyor 5500, Conveyor Area | TAB-PLT-CV-5500 | Valve,Knife Gate | Gate |  | G | http://www.toronto.ca/TWONTO#valve
114553 | TAB-PLT-G-5504 | Gate, Knife Gate, Pneumatic, Screenings Outloading Conveyor 5500, Conveyor Area | TAB-PLT-CV-5500 | Valve,Knife Gate | Gate |  | G | http://www.toronto.ca/TWONTO#valve
56182 | TAB-RSP-G-1104 | Gate, Sluice, Actuated, Connecting M.T.I. & Wet Wells T-1100 & T-1101 | TAB-RSP-G-T | Valve,Sluice Gate | Gate |  | G | http://www.toronto.ca/TWONTO#channel_gate
56183 | TAB-RSP-G-1104 | Gate, Sluice, Actuated, Connecting M.T.I. & Wet Wells T-1100 & T-1101 | TAB-RSP-T-1100 | Valve,Sluice Gate | Gate |  | G | http://www.toronto.ca/TWONTO#channel_gate
56184 | TAB-RSP-G-1105 | Gate, Sluice, Actuated, Connecting M.T.I. & Wet Wells T-1100 & T-1101 | TAB-RSP-T-1100 | Valve,Sluice Gate | Gate |  | G | http://www.toronto.ca/TWONTO#channel_gate
117175 | TAB-RSP-G-1105 | Gate, Sluice, Actuated, Connecting M.T.I. & Wet Wells T-1100 & T-1101 | TAB-RSP-G-T | Valve,Sluice Gate | Gate |  | G | http://www.toronto.ca/TWONTO#channel_gate
56185 | TAB-RSP-G-1106 | Gate, Sluice, Actuated, Connecting M.T.I. & Wet Wells T-1100 & T-1101 | TAB-RSP-T-1100 | Valve,Sluice Gate | Gate |  | G | http://www.toronto.ca/TWONTO#channel_gate
117176 | TAB-RSP-G-1106 | Gate, Sluice, Actuated, Connecting M.T.I. & Wet Wells T-1100 & T-1101 | TAB-RSP-G-T | Valve,Sluice Gate | Gate |  | G | http://www.toronto.ca/TWONTO#channel_gate
56186 | TAB-RSP-G-1107 | Gate, Sluice, Actuated, High Level, Low level or Lake Front Interceptor to wet well T-1101 | TAB-RSP-G-T | Valve,Sluice Gate | Gate |  | G | http://www.toronto.ca/TWONTO#channel_gate
56187 | TAB-RSP-G-1107 | Gate, Sluice, Actuated, High Level, Low level or Lake Front Interceptor to wet well T-1101 | TAB-RSP-T-1101 | Valve,Sluice Gate | Gate |  | G | http://www.toronto.ca/TWONTO#channel_gate
56188 | TAB-RSP-G-1210B | Gate, Sluice, Actuated, Raw Sewage Pump #1 Outlet to Upper Ring | TAB-RSP-P-1210 | Valve,Sluice Gate | Gate |  | G | http://www.toronto.ca/TWONTO#channel_gate
117177 | TAB-RSP-G-1220B | Gate, Sluice, Actuated, Raw Sewage Pump #2 Outlet to Upper Ring | TAB-RSP-P-1220 | Valve,Sluice Gate | Gate |  | G | http://www.toronto.ca/TWONTO#channel_gate
56189 | TAB-RSP-G-1230B | Gate, Sluice, Actuated, Raw Sewage Pump #3 Outlet to Upper Ring | TAB-RSP-P-1230 | Valve,Sluice Gate | Gate |  | G | http://www.toronto.ca/TWONTO#channel_gate
56190 | TAB-RSP-G-1240B | Gate, Sluice, Actuated, Raw Sewage Pump #4 Outlet to Upper Ring | TAB-RSP-P-1240 | Valve,Sluice Gate | Gate |  | G | http://www.toronto.ca/TWONTO#channel_gate
117178 | TAB-RSP-G-1250B | Gate, Sluice, Actuated, Raw Sewage Transfer Pump #5 Outlet to Upper Ring | TAB-RSP-P-1250 | Valve,Sluice Gate | Gate |  | G | http://www.toronto.ca/TWONTO#channel_gate
56193 | TAB-RSP-G-2015B | Sluice Gate, Raw Sewage Outlet from Screens # 5 to Low Level Wet Well | TAB-RSP-SC-M | Valve,Sluice Gate | Gate |  | G | http://www.toronto.ca/TWONTO#channel_gate
117184 | TAB-RSP-G-2015B | Sluice Gate, Raw Sewage Outlet from Screens # 5 to Low Level Wet Well | TAB-RSP-SC-2015 | Valve,Sluice Gate | Gate |  | G | http://www.toronto.ca/TWONTO#channel_gate
56195 | TAB-RSP-G-2016B | Sluice Gate, Raw Sewage Outlet from Screen # 6 to Low Level Wet Well | TAB-RSP-SC-2016 | Valve,Sluice Gate | Gate |  | G | http://www.toronto.ca/TWONTO#channel_gate
117186 | TAB-RSP-G-2016B | Sluice Gate, Raw Sewage Outlet from Screen # 6 to Low Level Wet Well | TAB-RSP-SC-M | Valve,Sluice Gate | Gate |  | G | http://www.toronto.ca/TWONTO#channel_gate
56196 | TAB-RSP-G-2101 | Sluice Gate, Raw Sewage Influent from Low Level Wet Well | TAB-RSP-G-M | Valve,Sluice Gate | Gate |  | G | http://www.toronto.ca/TWONTO#channel_gate
117187 | TAB-RSP-G-2101 | Sluice Gate, Raw Sewage Influent from Low Level Wet Well | TAB-RSP-T-2100 | Valve,Sluice Gate | Gate |  | G | http://www.toronto.ca/TWONTO#channel_gate
122661 | THC-DEW-G-6421 | Gate,Slide,BTU Hopper Extraction Conveyor 6420,Solid Treatment | THC-DEW-CV-6420 |  | Gate |  | G | http://www.toronto.ca/TWONTO#channel_gate
122662 | THC-DEW-G-6441 | Gate,Slide,BTU Hopper Extraction Conveyor 6440,Solid Treatment | THC-DEW-CV-6440 |  | Gate |  | G | http://www.toronto.ca/TWONTO#channel_gate
63146 | THC-DEW-G-6461 | Gate,Slide,Pneumatic,BTU Feed Conveyor 6460,Solid Treatment | THC-DEW-CV-6460 |  | Gate |  | G | http://www.toronto.ca/TWONTO#channel_gate
63147 | THC-DEW-G-6481 | Gate,Slide,Pneumatic,BTU Feed Conveyor 6480,Solid Treatment | THC-DEW-CV-6480 |  | Gate |  | G | http://www.toronto.ca/TWONTO#channel_gate
63148 | THC-DEW-G-6521 | Gate,Slide,BTU Hopper Extraction Conveyor 6520,Solid Treatment | THC-DEW-CV-6520 | Valve,Gate | Gate |  | G | http://www.toronto.ca/TWONTO#valve
122663 | THC-DEW-G-6541 | Gate,Slide,BTU Hopper Extraction Conveyor 6540,Solid Treatment | THC-DEW-CV-6540 | Valve,Gate | Gate |  | G | http://www.toronto.ca/TWONTO#valve
63149 | THC-DEW-G-6561 | Gate,Slide,Pneumatic,BTU Feed Conveyor 6560,Solid Treatment | THC-DEW-CV-6560 | Valve,Gate | Gate |  | G | http://www.toronto.ca/TWONTO#valve
122664 | THC-DEW-G-6581 | Gate,Slide,Pneumatic,BTU Feed Conveyor 6580,Solid Treatment | THC-DEW-CV-6580 | Valve,Gate | Gate |  | G | http://www.toronto.ca/TWONTO#valve
126030 | THC-INC-G-1001 | Gate,Slide,Pneumatic,Sludge Feed to BTU 1000,Biosolids Building West | THC-INC-FU-1000 |  | Gate |  | G | http://www.toronto.ca/TWONTO#channel_gate
126031 | THC-INC-G-1002 | Gate,Slide,Pneumatic,Sludge Feed to BTU 1000,Biosolids Building West | THC-INC-FU-1000 |  | Gate |  | G | http://www.toronto.ca/TWONTO#channel_gate
66995 | THC-INC-G-2001 | Gate,Slide,Pneumatic,Sludge Feed to BTU 2000,Biosolids Building West | THC-INC-FU-2000 | Valve,Gate | Gate |  | G | http://www.toronto.ca/TWONTO#valve
66996 | THC-INC-G-2002 | Gate,Slide,Pneumatic,Sludge Feed to BTU 2000,Biosolids Building West | THC-INC-FU-2000 | Valve,Gate | Gate |  | G | http://www.toronto.ca/TWONTO#valve
127009 | THC-PLT-G-0001 | Gate, Sluice, Motorized, Perforate Screen Influent channel, Inlet Raw Sewage Screening (virtual entity) | THC-PLT-BLDG-0001 |  | Gate |  | G | http://www.toronto.ca/TWONTO#channel_gate
127010 | THC-PLT-G-0001 | Gate, Sluice, Motorized, Perforate Screen Influent channel, Inlet Raw Sewage Screening (virtual entity) | THC-PLT-G-0151 |  | Gate |  | G | http://www.toronto.ca/TWONTO#channel_gate
127011 | THC-PLT-G-0101 | Valve, Sluice Gate, Motorized, Inlet, Raw Sewage, Grit Tank 0100, Headhouse | THC-PLT-T-0100 | Valve,Sluice Gate | Gate | 39992 | G | http://www.toronto.ca/TWONTO#channel_gate
127012 | THC-PLT-G-0120 | Gate, Sluice, Motorized, Pedestal Actuator, Perforate Screen, Influent channel, Raw Sewage Screening | THC-PLT-BLDG-0001 | Gate,Sluice | Gate |  | G | http://www.toronto.ca/TWONTO#channel_gate
127013 | THC-PLT-G-0121 | Gate, Sluice, Motorized, Pedestal Actuator, Perforate Screen, Influent channel, Raw Sewage Screening | THC-PLT-BLDG-0001 | Gate,Sluice | Gate |  | G | http://www.toronto.ca/TWONTO#channel_gate
127014 | THC-PLT-G-0121 | Gate, Sluice, Motorized, Pedestal Actuator, Perforate Screen, Influent channel, Raw Sewage Screening | THC-PLT-SC-0150 | Gate,Sluice | Gate |  | G | http://www.toronto.ca/TWONTO#channel_gate
127015 | THC-PLT-G-0132 | Gate, Sluice, Motorized, EMB Actuator, Perforate Screen, Influent channel, Raw Sewage Screening | THC-PLT-BLDG-0001 | Gate,Sluice | Gate |  | G | http://www.toronto.ca/TWONTO#channel_gate
127016 | THC-PLT-G-0133 | Gate, Sluice, Motorized, EMB Actuator, Perforate Screen, Influent channel, Raw Sewage Screening | THC-PLT-BLDG-0001 | Gate,Sluice | Gate |  | G | http://www.toronto.ca/TWONTO#channel_gate
127018 | THC-PLT-G-0151 | Gate, Sluice, Motorized, EMB Actuator, Perforate Screen SC-0150 Influent channel, Raw Sewage Screening | THC-PLT-SC-0150 | Gate,Sluice | Gate |  | G | http://www.toronto.ca/TWONTO#channel_gate
68333 | THC-PLT-G-0152 | Gate, Sluice, Motorized, Perforate Screen SC-0150 Effluent Channel, Raw Sewage Screening | THC-PLT-SC-0150 | Gate,Sluice | Gate |  | G | http://www.toronto.ca/TWONTO#channel_gate
68334 | THC-PLT-G-0160 | Gate, Diverter, Actuated, Perforated Screen SC-0150, Screen Room, Raw Sewage Screening | THC-PLT-SC-0150 | Gate | Gate |  | G | http://www.toronto.ca/TWONTO#channel_gate
127019 | THC-PLT-G-0251 | Gate, Sluice, Motorized, EMB Actuator, Perforate Screen SC-0250 Influent Channel, Raw Sewage Screening | THC-PLT-SC-0250 | Gate,Sluice | Gate |  | G | http://www.toronto.ca/TWONTO#channel_gate
127020 | THC-PLT-G-0252 | Gate, Sluice, Motorized, Perforate Screen SC-0250 Effluent Channel, Raw Sewage Screening | THC-PLT-SC-0250 | Gate,Sluice | Gate |  | G | http://www.toronto.ca/TWONTO#channel_gate
68338 | THC-PLT-G-0260 | Gate, Diverter, Actuated, Perforated Screen SC-0250, Screen Room, Raw Sewage Screening | THC-PLT-SC-0250 | Gate | Gate |  | G | http://www.toronto.ca/TWONTO#channel_gate
127024 | THC-PLT-G-0351 | Gate, Sluice, Motorized, EMB Actuator, Perforate Screen SC-0350 Influent Channel, Raw Sewage Screening | THC-PLT-SC-0350 | Gate,Sluice | Gate |  | G | http://www.toronto.ca/TWONTO#channel_gate
127025 | THC-PLT-G-0352 | Gate, Sluice, Motorized, Perforate Screen SC-0350 Effluent Channel, Raw Sewage Screening | THC-PLT-SC-0350 | Gate,Sluice | Gate |  | G | http://www.toronto.ca/TWONTO#channel_gate
127026 | THC-PLT-G-0360 | Gate, Diverter, Actuated, Perforated Screen SC-0350, Screen Room, Raw Sewage Screening | THC-PLT-SC-0350 | Gate | Gate |  | G | http://www.toronto.ca/TWONTO#channel_gate
127028 | THC-PLT-G-0451 | Gate, Sluice, Motorized, EMB Actuator, Perforate Screen SC-0450 Influent Channel, Raw Sewage Screening | THC-PLT-SC-0450 | Gate,Sluice | Gate |  | G | http://www.toronto.ca/TWONTO#channel_gate
68341 | THC-PLT-G-0452 | Gate, Sluice, Motorized, Perforate Screen SC-0450 Effluent Channel, Raw Sewage Screening | THC-PLT-SC-0450 | Gate,Sluice | Gate |  | G | http://www.toronto.ca/TWONTO#channel_gate
127029 | THC-PLT-G-0460 | Gate, Diverter, Actuated, Perforated Screen SC-0450, Screen Room, Raw Sewage Screening | THC-PLT-SC-0450 | Gate | Gate |  | G | http://www.toronto.ca/TWONTO#channel_gate
68342 | THC-PLT-G-0551 | Gate, Sluice, Motorized, EMB Actuator, Perforate Screen SC-0550 Influent Channel, Raw Sewage Screening | THC-PLT-SC-0550 | Gate,Sluice | Gate |  | G | http://www.toronto.ca/TWONTO#channel_gate
68343 | THC-PLT-G-0552 | Gate, Sluice, Motorized, Perforate Screen SC-0550 Effluent Channel, Raw Sewage Screening | THC-PLT-SC-0550 | Gate,Sluice | Gate |  | G | http://www.toronto.ca/TWONTO#channel_gate
68344 | THC-PLT-G-0560 | Gate, Diverter, Actuated, Perforated Screen SC-0550, Screen Room, Raw Sewage Screening | THC-PLT-SC-0550 | Gate | Gate |  | G | http://www.toronto.ca/TWONTO#channel_gate
127033 | THC-PLT-G-0911 | Gate, Isolation, Motorized, Vortex CYC-0910 Influent Channel, Grit Removal | THC-PLT-CYC-0910 | Gate | Gate |  | G | http://www.toronto.ca/TWONTO#channel_gate
127034 | THC-PLT-G-0912 | Gate, Isolation, Motorized, Vortex CYC-0910 Effluent Channel, Grit Removal | THC-PLT-CYC-0910 | Gate | Gate |  | G | http://www.toronto.ca/TWONTO#channel_gate
68345 | THC-PLT-G-0931 | Gate, Isolation, Motorized, Vortex CYC-0930 Influent Channel, Grit Removal | THC-PLT-CYC-0930 | Gate | Gate |  | G | http://www.toronto.ca/TWONTO#channel_gate
127035 | THC-PLT-G-0932 | Gate, Isolation, Motorized, Vortex CYC-0930 Effluent Channel, Grit Removal | THC-PLT-CYC-0930 | Gate | Gate |  | G | http://www.toronto.ca/TWONTO#channel_gate
127036 | THC-PLT-G-0951 | Gate, Isolation, Motorized, Vortex CYC-0950 Influent Channel, Grit Removal | THC-PLT-CYC-0950 | Gate,Sluice | Gate |  | G | http://www.toronto.ca/TWONTO#channel_gate
68346 | THC-PLT-G-0952 | Gate, Isolation, Motorized, Vortex CYC-0950 Effluent Channel, Grit Removal | THC-PLT-CYC-0950 | Gate,Sluice | Gate |  | G | http://www.toronto.ca/TWONTO#channel_gate
127037 | THC-PLT-G-0971 | Gate, Isolation, Motorized, Vortex CYC-0970 Influent Channel, Grit Removal | THC-PLT-CYC-0970 | Gate,Sluice | Gate |  | G | http://www.toronto.ca/TWONTO#channel_gate
127038 | THC-PLT-G-0972 | Gate, Isolation, Motorized, Vortex CYC-0970 Effluent Channel, Grit Removal | THC-PLT-CYC-0970 | Gate,Sluice | Gate |  | G | http://www.toronto.ca/TWONTO#channel_gate
68347 | THC-PLT-G-1801 | Gate, Sluice, Bypass Channel, Dual Actuator, Raw Sewage Screening | THC-PLT-BLDG-0001 | Gate,Sluice | Gate |  | G | http://www.toronto.ca/TWONTO#channel_gate
68348 | THC-PLT-G-1802 | Gate, Sluice, Bypass Channel, Dual Actuator, Raw Sewage Screening | THC-PLT | Gate,Sluice | Gate |  | G | http://www.toronto.ca/TWONTO#channel_gate
68349 | THC-PLT-G-1802 | Gate, Sluice, Bypass Channel, Dual Actuator, Raw Sewage Screening | THC-PLT-BLDG-0001 | Gate,Sluice | Gate |  | G | http://www.toronto.ca/TWONTO#channel_gate
68350 | THC-PLT-G-1811 | Gate, Isolation, Motorized, Bypass Channel, Grit Removal | THC-PLT | Gate,Sluice | Gate |  | G | http://www.toronto.ca/TWONTO#channel_gate
68351 | THC-PLT-G-1811 | Gate, Isolation, Motorized, Bypass Channel, Grit Removal | THC-PLT-BLDG-0001 | Gate,Sluice | Gate |  | G | http://www.toronto.ca/TWONTO#channel_gate
127039 | THC-PLT-G-1812 | Gate, Isolation, Motorized, Dual Actuator, Bypass Channel, Grit Removal | THC-PLT | Gate,Sluice | Gate |  | G | http://www.toronto.ca/TWONTO#channel_gate
127040 | THC-PLT-G-1812 | Gate, Isolation, Motorized, Dual Actuator, Bypass Channel, Grit Removal | THC-PLT-BLDG-0001 | Gate,Sluice | Gate |  | G | http://www.toronto.ca/TWONTO#channel_gate
68876 | THC-PRM-G-0903 | Valve, Ball, Effluent, Sample Sink, Flush Water, T33 | THC-PRM-T-0900 | Valve,Sluice Gate | Gate |  | G | http://www.toronto.ca/TWONTO#channel_gate
127472 | THC-PRM-G-1103 | Gate, Sluice, Primary Scum Inlet Gate, Primary Clarifier 1100, NW Plant | THC-PRM-T-1100 | Valve,Sluice Gate | Gate |  | G | http://www.toronto.ca/TWONTO#channel_gate
127476 | THC-PRM-G-1203 | Gate, Sluice, Primary Scum Inlet Gate, Tank 1200, Primary Clarifier, NW Plant | THC-PRM-T-1200 | Valve,Sluice Gate | Gate |  | G | http://www.toronto.ca/TWONTO#channel_gate
68891 | THC-PRM-G-5121 | Valve, Ball, Effluent, Sample Sink, Flush Water, T33 | THC-PRM-CH-5120 | Valve,Sluice Gate | Gate |  | G | http://www.toronto.ca/TWONTO#channel_gate
127481 | THC-PRM-G-5121 | Valve, Ball, Effluent, Sample Sink, Flush Water, T33 | THC-PRM-CLAR | Valve,Sluice Gate | Gate |  | G | http://www.toronto.ca/TWONTO#channel_gate
127482 | THC-PRM-G-5121 | Valve, Ball, Effluent, Sample Sink, Flush Water, T33 | THC-PRM-T-0900 | Valve,Sluice Gate | Gate |  | G | http://www.toronto.ca/TWONTO#channel_gate
68892 | THC-PRM-G-5141 | Gate, Sluice, Primary Influent Gate, Primary Clarifier 1100, NW Plant | THC-PRM-T-1100 | Valve,Sluice Gate | Gate |  | G | http://www.toronto.ca/TWONTO#channel_gate
127483 | THC-PRM-G-5141 | Gate, Sluice, Primary Influent Gate, Primary Clarifier 1100, NW Plant | THC-PRM-CLAR | Valve,Sluice Gate | Gate |  | G | http://www.toronto.ca/TWONTO#channel_gate
68893 | THC-PRM-G-5151 | Gate, Sluice, Primary Clarifier 11 and 12 Effluent Chamber (CH-5150) Bypass Gate, NW Plant | THC-PRM-CH-5150 | Valve,Sluice Gate | Gate |  | G | http://www.toronto.ca/TWONTO#channel_gate
68894 | THC-PRM-G-5151 | Gate, Sluice, Primary Clarifier 11 and 12 Effluent Chamber (CH-5150) Bypass Gate, NW Plant | THC-PRM-CLAR | Valve,Sluice Gate | Gate |  | G | http://www.toronto.ca/TWONTO#channel_gate
127485 | THC-PRM-G-5151 | Gate, Sluice, Primary Clarifier 11 and 12 Effluent Chamber (CH-5150) Bypass Gate, NW Plant | THC-PRM-T-1100 | Valve,Sluice Gate | Gate |  | G | http://www.toronto.ca/TWONTO#channel_gate
72862 | THR-AER-G-0502 | Gate, Drain for Tank 0510, Aeration - South | THR-AER-T-0510 | Valve,Gate,Sluice,Act. | Gate |  | G | http://www.toronto.ca/TWONTO#channel_gate
78884 | THR-GRK-DR-0500 | Main Gate, Motorized, Main Entrance Roadway Near Burner House | THR-DR-WA3 | Gate | Gate |  | DR | http://www.toronto.ca/TWONTO#door
78885 | THR-GRK-DR-0500 | Main Gate, Motorized, Main Entrance Roadway Near Burner House | THR-SS-WA3 | Gate | Gate |  | DR | http://www.toronto.ca/TWONTO#door
136479 | THR-GRK-DR-0500 | Main Gate, Motorized, Main Entrance Roadway Near Burner House | THR-DR-WA1 | Gate | Gate |  | DR | http://www.toronto.ca/TWONTO#door
78886 | THR-GRK-DR-0500A | Personnel Turnstile, Main Gate, Main Entrance Roadway Near Burner House | THR-GRK-DR-0500 | Gate | Gate |  | DR | http://www.toronto.ca/TWONTO#door
78887 | THR-GRK-DR-0501 | South Gate, South Entrance Roadway on Queensway | THR-DR-WA3 | Gate | Gate |  | DR | http://www.toronto.ca/TWONTO#door
78888 | THR-GRK-DR-0501 | South Gate, South Entrance Roadway on Queensway | THR-SS-WA3 | Gate | Gate |  | DR | http://www.toronto.ca/TWONTO#door
78889 | THR-GRK-DR-0501A | Personnel Turnstile, South Gate, South Entrance Roadway on Queensway | THR-GRK-DR-0501 | Gate | Gate |  | DR | http://www.toronto.ca/TWONTO#door
136488 | THR-GRK-FE | Perimeter Security Fencing around Humber Treatment Plant | THR-SS-WA3 | Gate | Gate |  |  | http://www.toronto.ca/TWONTO#door
136489 | THR-GRK-FE-E | Perimeter Security Fencing,EAST, around Humber Treatment Plant | THR-GRK-FE | Gate | Gate |  |  | http://www.toronto.ca/TWONTO#door
136490 | THR-GRK-FE-N | Perimeter Security Fencing,NORTH, around Humber Treatment Plant | THR-GRK-FE | Gate | Gate |  |  | http://www.toronto.ca/TWONTO#door
136491 | THR-GRK-FE-S | Perimeter Security Fencing,SOUTH, around Humber Treatment Plant | THR-GRK-FE | Gate | Gate |  |  | http://www.toronto.ca/TWONTO#door
136492 | THR-GRK-FE-W | Perimeter Security Fencing,WEST, around Humber Treatment Plant | THR-GRK-FE | Gate | Gate |  |  | http://www.toronto.ca/TWONTO#door
137827 | THR-PRM-G-N | Gates, Sluice, Actuator, North Primary | THR-PRM-NORTH | Gate,Sluice | Gate |  |  | http://www.toronto.ca/TWONTO#channel_gate
80682 | THR-PRM-G-S | Gates, Sluice, Actuator, South Primary | THR-PRM-SOUTH | Gate,Sluice | Gate |  |  | http://www.toronto.ca/TWONTO#channel_gate
83982 | TNT-CSO-G-0101 | Gate, Sluice, Actuated | TNT-CSO-T-0600 | Gate,Sluice | Gate |  | G | http://www.toronto.ca/TWONTO#channel_gate
83983 | TNT-CSO-G-0201 | Gate, Sluice, Actuated | TNT-CSO-T-0600 | Gate,Sluice | Gate |  | G | http://www.toronto.ca/TWONTO#channel_gate
83984 | TNT-CSO-G-0301 | Gate, Sluice, Actuated | TNT-CSO-T-0600 | Gate,Sluice | Gate |  | G | http://www.toronto.ca/TWONTO#channel_gate
83985 | TNT-CSO-G-0401 | Gate, Sluice, Actuated | TNT-CSO-T-0600 | Gate,Sluice | Gate |  | G | http://www.toronto.ca/TWONTO#channel_gate
140156 | TNT-CSO-G-1001 | Gate, Sluice, Storm Tank Dry Weather Drain | TNT-CSO-T-0600 | Gate,Sluice | Gate |  | G | http://www.toronto.ca/TWONTO#channel_gate
83986 | TNT-CSO-G-1101 | Gate, Sluice, Storm Tank Dry Weather Drain | TNT-CSO-T-0600 | Gate,Sluice | Gate |  | G | http://www.toronto.ca/TWONTO#channel_gate
83987 | TNT-CSO-G-1201 | Gate, Sluice, Storm Tank Dry Weather Drain | TNT-CSO-T-0600 | Gate,Sluice | Gate |  | G | http://www.toronto.ca/TWONTO#channel_gate
83988 | TNT-CSO-G-1301 | Gate, Sluice, Storm Tank Dry Weather Drain | TNT-CSO-T-0600 | Gate,Sluice | Gate |  | G | http://www.toronto.ca/TWONTO#channel_gate
140721 | TNT-PLT-G-0001 | Gate, Gate Valve, Inlet Isolation 750mm Gate (Actuated), Preliminary Treatment | TNT-PLT | Valve,Gate,Sluice,Act. | Gate |  | G | http://www.toronto.ca/TWONTO#channel_gate
27363 | DU2021A | Digester 9-12 Air Receiver | TAB-AI |  | Air Instrument |  |  | http://www.toronto.ca/TWONTO#pneumatic_control_system
73304 | THR-AI | Air, Instrument, Compressors | THR WORK AREA 3 |  | Air Instrument |  |  | http://www.toronto.ca/TWONTO#collection_of_assets
118148 | TAB-SLO-PRJ-0002 | Service Air Upgrade Projects | TAB-AUX-C | Compressor,Stationary | Air Instrument |  | PRJ | project
125902 | THC-INC-AI-1000 | Instrument Air System, Incinerator 1000 | THC-INC-FU-1000 |  | Air Instrument |  | AI | http://www.toronto.ca/TWONTO#pneumatic_control_system
125903 | THC-INC-AI-2000 | Instrument Air System, Incinerator 2000 | THC-INC-FU-2000 |  | Air Instrument |  | AI | http://www.toronto.ca/TWONTO#pneumatic_control_system
105323 | RPU-27589 | RPU | TAB-DIG-ELQ-T1-4 | SCADA | Ultraviolet Disinfection |  |  | http://www.toronto.ca/TWONTO#RPU_panel
129100 | THC-STW-UV-0001 | UV Unit, Storm Water System, Admin Building Storm Water System | THC-STW |  | Ultraviolet Disinfection |  | UV | http://www.toronto.ca/TWONTO#UV_disinfection_assembly
72 | 20127 | Door,Overhead, Pellet Silo South | TAB-MCS-DR | Door,Overhead | Door |  |  | http://www.toronto.ca/TWONTO#roll_up_door
73 | 20128 | Door,Overhead, Pellet Silo, North | TAB-MCS-DR | Door,Overhead | Door |  |  | http://www.toronto.ca/TWONTO#roll_up_door
8081 | COL-PWR-SS-0001 | Security System -front door | COL-PWR | Security System | Door | 35063 | SS | http://www.toronto.ca/TWONTO#door
8082 | COL-PWR-SS-0001 | Security System -front door | COL-PWR-MISC | Security System | Door | 35063 | SS | http://www.toronto.ca/TWONTO#door
8083 | COL-PWR-SS-0002 | Security System -back door | COL-PWR-MISC | Security System | Door | 35064 | SS | http://www.toronto.ca/TWONTO#door
8084 | COL-PWR-SS-0003 | Security System -control room door | COL-PWR-SUSPENDED | Security System | Door | 35065 | SS | http://www.toronto.ca/TWONTO#door
11159 | FCL-CL-DR-0101 | Door, Overhead, Gaseous Chemical Building Chlorine Storage Room | FCL-GRK | Door,Overhead | Door |  | DR | http://www.toronto.ca/TWONTO#roll_up_door
11160 | FCL-CL-DR-0101 | Door, Overhead, Gaseous Chemical Building Chlorine Storage Room | FCL-GRK-DR | Door,Overhead | Door |  | DR | http://www.toronto.ca/TWONTO#roll_up_door
13287 | FCL-FLT-DR-0101 | Door, Overhead High Lift loading area | FCL-GRK | Door,Overhead | Door |  | DR | http://www.toronto.ca/TWONTO#roll_up_door
13288 | FCL-FLT-DR-0101 | Door, Overhead High Lift loading area | FCL-GRK-DR | Door,Overhead | Door |  | DR | http://www.toronto.ca/TWONTO#roll_up_door
14119 | FCL-RW-DR-0401 | Door, Overhead, Screen Room Entrance, Low Lift Building | FCL-GRK-DR | Door,Overhead | Door |  | DR | http://www.toronto.ca/TWONTO#roll_up_door
15749 | FCL-WWW-DR-0200 | Door, Overhead Centrifuge building Sludge bin Area North | FCL-GRK-DR | Door,Overhead | Door |  | DR | http://www.toronto.ca/TWONTO#roll_up_door
15942 | FH2001A | Door,Overhead, Accs Building | TAB-MCS-DR | Door,Overhead | Door |  |  | http://www.toronto.ca/TWONTO#roll_up_door
18785 | FHA-GRK-DR-0101 | Door, Overhead, RMF, Car Parking, First Garage West | FHA-GRK-PRTY-0001 | Door,Overhead | Door |  | DR | http://www.toronto.ca/TWONTO#roll_up_door
18786 | FHA-GRK-DR-0201 | Door, Overhead, RMF, RMF, Welding Shop/Storage Area | FHA-GRK-PRTY-0001 | Door,Overhead | Door |  | DR | http://www.toronto.ca/TWONTO#roll_up_door
18787 | FHA-GRK-DR-0301 | Door, Emergency Exit | FHA-GRK-PRTY-0001 | Door,Overhead | Door |  | DR | http://www.toronto.ca/TWONTO#roll_up_door
18788 | FHA-GRK-DR-0701 | Door, Overhead, RMF,HVAC Last Garage East | FHA-GRK-PRTY-0001 | Door,Overhead | Door |  | DR | http://www.toronto.ca/TWONTO#roll_up_door
18791 | FHA-GRK-FEQ-0001 | Fire Doors | FHA-GRK-PRTY-0001 | Door | Door |  | FEQ | http://www.toronto.ca/TWONTO#fire_rated_door
23636 | COL-PWR-SS-0001 | Security System -front door | COL-PWR-SUSPENDED | Security System | Door | 35063 | SS | http://www.toronto.ca/TWONTO#door
23637 | COL-PWR-SS-0002 | Security System -back door | COL-PWR-SUSPENDED | Security System | Door | 35064 | SS | http://www.toronto.ca/TWONTO#door
23638 | COL-PWR-SS-0003 | Security System -control room door | COL-PWR-MISC | Security System | Door | 35065 | SS | http://www.toronto.ca/TWONTO#door
23639 | COL-PWR-SS-0004 | Security System -wet well door | COL-PWR-MISC | Security System | Door | 35066 | SS | http://www.toronto.ca/TWONTO#door
23640 | COL-PWR-SS-0004 | Security System -wet well door | COL-PWR-SUSPENDED | Security System | Door | 35066 | SS | http://www.toronto.ca/TWONTO#door
26114 | FHO-GRK-DR-0001S | Door, (FD-S10-1), Fire Rated, Raw Water Building, S10, Stairway 1 | FHO-GRK-FEQ-0001 | Fire Prevention,Door | Door |  | DR | http://www.toronto.ca/TWONTO#fire_rated_door
26116 | FHO-GRK-DR-0003S | Door, (FD-S10-3), Fire Rated, Raw Water Building, S10, Stairway 2, North East | FHO-GRK-FEQ-0001 | Fire Prevention,Door | Door |  | DR | http://www.toronto.ca/TWONTO#fire_rated_door
26118 | FHO-GRK-DR-0004S | Door, (FD-S10-4), Fire Rated, Raw Water Building, S10.5, Raw Water Sampling Area | FHO-GRK-FEQ-0001 | Fire Prevention,Door | Door |  | DR | http://www.toronto.ca/TWONTO#fire_rated_door
26119 | FHO-GRK-DR-0101 | Door, Overhead- S2 Chemical Storage Room | FHO-GRK-PRTY-0001 | Door,Overhead | Door |  | DR | http://www.toronto.ca/TWONTO#roll_up_door
26120 | FHO-GRK-DR-0201 | Door, Overhead, Admin Building S2 Loading Bay West Door | FHO-GRK-PRTY-0001 | Door,Overhead | Door |  | DR | http://www.toronto.ca/TWONTO#roll_up_door
26121 | FHO-GRK-DR-0402 | Delivery Gate, Between Clarifier and Standby Power Building | FHO-GRK-PRTY-0001 |  | Door |  | DR | http://www.toronto.ca/TWONTO#door
26122 | FHO-GRK-DR-1001L | Door, (FD-1-01), Fire Rated, Flocculation Building, L1, West Emergency Exit | FHO-GRK-FEQ-0001 | Fire Prevention,Door | Door |  | DR | http://www.toronto.ca/TWONTO#fire_rated_door
26123 | FHO-GRK-DR-1001SB | Door, (SB-1), Single Door, Surge Building, Main Level, Entrance to Staircase, West | FHO-GRK-FEQ-0001 | Fire Prevention,Door | Door |  | DR | http://www.toronto.ca/TWONTO#fire_rated_door
26124 | FHO-GRK-DR-1002L | Door, (FD-1-02), Fire Rated, Flocculation Building, L1, Electrical Room | FHO-GRK-FEQ-0001 | Fire Prevention,Door | Door |  | DR | http://www.toronto.ca/TWONTO#fire_rated_door
26125 | FHO-GRK-DR-1002S | Door, (FD-S1-02), Fire Rated, Admin Building, S1, HVAC Room, East | FHO-GRK-FEQ-0001 | Fire Prevention,Door | Door |  | DR | http://www.toronto.ca/TWONTO#fire_rated_door
26126 | FHO-GRK-DR-1002SB | Door, (SB-2),Double Doors, Surge Building, Main Level, Entrance to Compressors, West | FHO-GRK-FEQ-0001 | Fire Prevention,Door | Door |  | DR | http://www.toronto.ca/TWONTO#fire_rated_door
26127 | FHO-GRK-DR-1003L | Door, (FD-1-03), Fire Rated, Flocculation Building, L1, First Aid Room | FHO-GRK-FEQ-0001 | Fire Prevention,Door | Door |  | DR | http://www.toronto.ca/TWONTO#fire_rated_door
26128 | FHO-GRK-DR-1004L | Door, (FD-1-04), Fire Rated, Flocculation Building, L1, Lou Vogele Room, West | FHO-GRK-FEQ-0001 | Fire Prevention,Door | Door |  | DR | http://www.toronto.ca/TWONTO#fire_rated_door
26129 | FHO-GRK-DR-1004S | Door, (FD-S1-04), Fire Rated, Admin Building, S1, Stairway 6 | FHO-GRK-FEQ-0001 | Fire Prevention,Door | Door |  | DR | http://www.toronto.ca/TWONTO#fire_rated_door
26130 | FHO-GRK-DR-1007S | Door, (FD-S1-07), Fire Rated, Ozone Building, S1, Mechanical Room 3 | FHO-GRK-FEQ-0001 | Fire Prevention,Door | Door |  | DR | http://www.toronto.ca/TWONTO#fire_rated_door
26131 | FHO-GRK-DR-1008L | Door, (FD-1-08), Fire Rated, Admin Building, L1, Exit to South Parking Lot | FHO-GRK-FEQ-0001 | Fire Prevention,Door | Door |  | DR | http://www.toronto.ca/TWONTO#fire_rated_door
26132 | FHO-GRK-DR-1008S | Door, (FD-S1-08), Fire Rated, Standby Power Building, S1, Vestibule 5 South, From StairWay 8 | FHO-GRK-FEQ-0001 | Fire Prevention,Door | Door |  | DR | http://www.toronto.ca/TWONTO#fire_rated_door
26133 | FHO-GRK-DR-1009S | Door, (FD-S1-09), Fire Rated, Standby Power Building, S1, Vestibule 5 North | FHO-GRK-FEQ-0001 | Fire Prevention,Door | Door |  | DR | http://www.toronto.ca/TWONTO#fire_rated_door
26134 | FHO-GRK-DR-1010L | Door, (FD-1-10), Fire Rated, Admin Building, L1, Stairway 6, North | FHO-GRK-FEQ-0001 | Fire Prevention,Door | Door |  | DR | http://www.toronto.ca/TWONTO#fire_rated_door
26135 | FHO-GRK-DR-1010S | Door, (FD-S1-10), Fire Rated, Standby Power Building, S1, Vestibule 4 South | FHO-GRK-FEQ-0001 | Fire Prevention,Door | Door |  | DR | http://www.toronto.ca/TWONTO#fire_rated_door
26136 | FHO-GRK-DR-1011L | Door, (FD-1-11), Fire Rated, Flocculation Building, L1, Corridor to Main Entrance | FHO-GRK-FEQ-0001 | Fire Prevention,Door | Door |  | DR | http://www.toronto.ca/TWONTO#fire_rated_door
26137 | FHO-GRK-DR-1012L | Door, (FD-1-12), Fire Rated, Admin Building, L1, Admin Corridor, Janitor Room | FHO-GRK-FEQ-0001 | Fire Prevention,Door | Door |  | DR | http://www.toronto.ca/TWONTO#fire_rated_door
26138 | FHO-GRK-DR-1013L | Door, (FD-1-13), Fire Rated, Admin Building, L1, Mens Washroom | FHO-GRK-FEQ-0001 | Fire Prevention,Door | Door |  | DR | http://www.toronto.ca/TWONTO#fire_rated_door
26139 | FHO-GRK-DR-1016L | Door, (FD-1-16), Fire Rated, Admin Building, L1, Main Entrance Vestibul, North | FHO-GRK-FEQ-0001 | Fire Prevention,Door | Door |  | DR | http://www.toronto.ca/TWONTO#fire_rated_door
26140 | FHO-GRK-DR-1019L | Door, (FD-1-19), Fire Rated, Admin Building, L1, Conference Room, South West | FHO-GRK-FEQ-0001 | Fire Prevention,Door | Door |  | DR | http://www.toronto.ca/TWONTO#fire_rated_door
26141 | FHO-GRK-DR-1022L | Door, (FD-1-22), Fire Rated, Admin Building, L1, Conference Room, Storage | FHO-GRK-FEQ-0001 | Fire Prevention,Door | Door |  | DR | http://www.toronto.ca/TWONTO#fire_rated_door
26142 | FHO-GRK-DR-1023L | Door, (FD-1-23), Fire Rated, Admin Building, L1, Conference Room Vestibul, South | FHO-GRK-FEQ-0001 | Fire Prevention,Door | Door |  | DR | http://www.toronto.ca/TWONTO#fire_rated_door
26143 | FHO-GRK-DR-1031L | Door, (FD-1-31), Fire Rated, Admin Building, L1, Control Room, Old Kitchen | FHO-GRK-FEQ-0001 | Fire Prevention,Door | Door |  | DR | http://www.toronto.ca/TWONTO#fire_rated_door
26144 | FHO-GRK-DR-1033L | Door, (FD-1-33), Fire Rated, Admin Building, L1, Control Room, Old Luch Room | FHO-GRK-FEQ-0001 | Fire Prevention,Door | Door |  | DR | http://www.toronto.ca/TWONTO#fire_rated_door
26145 | FHO-GRK-DR-1034L | Door, (FD-1-34), Fire Rated, Admin Building, L1, Control Room, Old Luch Room | FHO-GRK-FEQ-0001 | Fire Prevention,Door | Door |  | DR | http://www.toronto.ca/TWONTO#fire_rated_door
26146 | FHO-GRK-DR-1036L | Door, (FD-1-36), Fire Rated, Admin Building, L1, Control Room, PCS Server Room, North | FHO-GRK-FEQ-0001 | Fire Prevention,Door | Door |  | DR | http://www.toronto.ca/TWONTO#fire_rated_door
26147 | FHO-GRK-DR-1037L | Door, (FD-1-37), Fire Rated, Admin Building, L1, Control Room, HVAC Room, South | FHO-GRK-FEQ-0001 | Fire Prevention,Door | Door |  | DR | http://www.toronto.ca/TWONTO#fire_rated_door
26148 | FHO-GRK-DR-1039L | Door, (FD-1-39), Fire Rated, Admin Building, L1, Control Room, North | FHO-GRK-FEQ-0001 | Fire Prevention,Door | Door |  | DR | http://www.toronto.ca/TWONTO#fire_rated_door
26149 | FHO-GRK-DR-1041L | Door, (FD-1-41), Fire Rated, Admin Building, L1, Control Room, North Office | FHO-GRK-FEQ-0001 | Fire Prevention,Door | Door |  | DR | http://www.toronto.ca/TWONTO#fire_rated_door
26150 | FHO-GRK-DR-1042L | Door, (FD-1-42), Fire Rated, Admin Building, L1, Operator File Room | FHO-GRK-FEQ-0001 | Fire Prevention,Door | Door |  | DR | http://www.toronto.ca/TWONTO#fire_rated_door
26151 | FHO-GRK-DR-1046L | Door, (FD-1-46), Fire Rated, West Filter Building, L1,Operating Gallery, South | FHO-GRK-FEQ-0001 | Fire Prevention,Door | Door |  | DR | http://www.toronto.ca/TWONTO#fire_rated_door
26152 | FHO-GRK-DR-1047L | Door, (FD-1-47), Fire Rated, West Filter Building, L1, Filter 0101 | FHO-GRK-FEQ-0001 | Fire Prevention,Door | Door |  | DR | http://www.toronto.ca/TWONTO#fire_rated_door
26153 | FHO-GRK-DR-1048L | Door, (FD-1-48), Fire Rated, West Filter Building, L1, Filter 0201 | FHO-GRK-FEQ-0001 | Fire Prevention,Door | Door |  | DR | http://www.toronto.ca/TWONTO#fire_rated_door
26154 | FHO-GRK-DR-1049L | Door, (FD-1-49), Fire Rated, West Filter Building, L1, Filter 0301 | FHO-GRK-FEQ-0001 | Fire Prevention,Door | Door |  | DR | http://www.toronto.ca/TWONTO#fire_rated_door
26155 | FHO-GRK-DR-1051L | Door, (FD-1-51), Fire Rated, West Filter Building, L1, Filter 0501 | FHO-GRK-FEQ-0001 | Fire Prevention,Door | Door |  | DR | http://www.toronto.ca/TWONTO#fire_rated_door
26156 | FHO-GRK-DR-1053L | Door, (FD-1-53), Fire Rated, West Filter Building, L1, Even Filters, North | FHO-GRK-FEQ-0001 | Fire Prevention,Door | Door |  | DR | http://www.toronto.ca/TWONTO#fire_rated_door
26157 | FHO-GRK-DR-1054L | Door, (FD-1-54), Fire Rated, WestFilter Building, L1, To Roof Hatch | FHO-GRK-FEQ-0001 | Fire Prevention,Door | Door |  | DR | http://www.toronto.ca/TWONTO#fire_rated_door
26158 | FHO-GRK-DR-1055L | Door, (FD-1-55), Fire Rated, West Filter Building, L1, Odd Filters, North | FHO-GRK-FEQ-0001 | Fire Prevention,Door | Door |  | DR | http://www.toronto.ca/TWONTO#fire_rated_door
26159 | FHO-GRK-DR-1056L | Door, (FD-1-56), Fire Rated, West Filter Building, L1, North | FHO-GRK-FEQ-0001 | Fire Prevention,Door | Door |  | DR | http://www.toronto.ca/TWONTO#fire_rated_door
26160 | FHO-GRK-DR-1059L | Door, (FD-1-59), Fire Rated, Ozone Building, L1, MCC Room West | FHO-GRK-FEQ-0001 | Fire Prevention,Door | Door |  | DR | http://www.toronto.ca/TWONTO#fire_rated_door
26161 | FHO-GRK-DR-1064L | Door, (FD-1-64), Fire Rated, East Filter Building, L1, Exit to Roof | FHO-GRK-FEQ-0001 | Fire Prevention,Door | Door |  | DR | http://www.toronto.ca/TWONTO#fire_rated_door
26162 | FHO-GRK-DR-1066L | Door, (FD-1-66), Fire Rated, East Filter Building, L1, South East | FHO-GRK-FEQ-0001 | Fire Prevention,Door | Door |  | DR | http://www.toronto.ca/TWONTO#fire_rated_door
26163 | FHO-GRK-DR-1067L | Door, (FD-1-67), Fire Rated, East Filter Building, L1, Mechanical Room 1, West | FHO-GRK-FEQ-0001 | Fire Prevention,Door | Door |  | DR | http://www.toronto.ca/TWONTO#fire_rated_door
26164 | FHO-GRK-DR-1068L | Door, (FD-1-68), Fire Rated, East Filter Building, L1, Mechanical Room, North | FHO-GRK-FEQ-0001 | Fire Prevention,Door | Door |  | DR | http://www.toronto.ca/TWONTO#fire_rated_door
26165 | FHO-GRK-DR-1069L | Door, (FD-1-69), Fire Rated, Ozone Building, L1, Equipment Room, South West | FHO-GRK-FEQ-0001 | Fire Prevention,Door | Door |  | DR | http://www.toronto.ca/TWONTO#fire_rated_door
26166 | FHO-GRK-DR-1070L | Door, (FD-1-70), Fire Rated, Ozone Building, L1, Equipment Room, Loading Bay North | FHO-GRK-FEQ-0001 | Fire Prevention,Door | Door |  | DR | http://www.toronto.ca/TWONTO#fire_rated_door
26167 | FHO-GRK-DR-1073L | Door, (FD-1-73), Fire Rated, Ozone Building, L1, Washroom | FHO-GRK-FEQ-0001 | Fire Prevention,Door | Door |  | DR | http://www.toronto.ca/TWONTO#fire_rated_door
26168 | FHO-GRK-DR-1075L | Door, (FD-1-75), Fire Rated, Ozone Building, L1, East to Delivery Roof | FHO-GRK-FEQ-0001 | Fire Prevention,Door | Door |  | DR | http://www.toronto.ca/TWONTO#fire_rated_door
26169 | FHO-GRK-DR-1077L | Door, (FD-1-77), Fire Rated, East Filter Building, L1, North East | FHO-GRK-FEQ-0001 | Fire Prevention,Door | Door |  | DR | http://www.toronto.ca/TWONTO#fire_rated_door
26170 | FHO-GRK-DR-1078L | Door, (FD-1-78), Fire Rated, East Filter Building, L1, North West | FHO-GRK-FEQ-0001 | Fire Prevention,Door | Door |  | DR | http://www.toronto.ca/TWONTO#fire_rated_door
26171 | FHO-GRK-DR-1081L | Door, (FD-1-81), Fire Rated, L1, Hallway 7 | FHO-GRK-FEQ-0001 | Fire Prevention,Door | Door |  | DR | http://www.toronto.ca/TWONTO#fire_rated_door
26172 | FHO-GRK-DR-1084L | Door, (FD-1-84), Fire Rated, Chemical Building, L1, Opeartor Lab | FHO-GRK-FEQ-0001 | Fire Prevention,Door | Door |  | DR | http://www.toronto.ca/TWONTO#fire_rated_door
26173 | FHO-GRK-DR-1085L | Door, (FD-1-85), Fire Rated, Chemical Building, L1, Gaseous Feed Room, South | FHO-GRK-FEQ-0001 | Fire Prevention,Door | Door |  | DR | http://www.toronto.ca/TWONTO#fire_rated_door
26242 | FHO-GRK-DR-1088L | Door, (FD-1-88), Fire Rated, Chemical Building, L1, South West To Roof | FHO-GRK-FEQ-0001 | Fire Prevention,Door | Door |  | DR | http://www.toronto.ca/TWONTO#fire_rated_door
26243 | FHO-GRK-DR-1091L | Door, (FD-1-91), Fire Rated, Chemical Building, L1, Fluoride Dilution Tank, East | FHO-GRK-FEQ-0001 | Fire Prevention,Door | Door |  | DR | http://www.toronto.ca/TWONTO#fire_rated_door
26244 | FHO-GRK-DR-1093L | Door, (FD-1-93), Fire Rated, Chemical Building, L1, To Roof North West | FHO-GRK-FEQ-0001 | Fire Prevention,Door | Door |  | DR | http://www.toronto.ca/TWONTO#fire_rated_door
26245 | FHO-GRK-DR-1095L | Door, (FD-1-95), Fire Rated, Chemical Building, L1, Lab and PVC Storage, East | FHO-GRK-FEQ-0001 | Fire Prevention,Door | Door |  | DR | http://www.toronto.ca/TWONTO#fire_rated_door
26246 | FHO-GRK-DR-2001L | Door, (FD-2-01), Fire Rated, Admin Building, L2, West Emergency Exit | FHO-GRK-FEQ-0001 | Fire Prevention,Door | Door |  | DR | http://www.toronto.ca/TWONTO#fire_rated_door
26247 | FHO-GRK-DR-2003L | Door, (FD-2-03), Fire Rated, Admin Building, L2, Men's Washroom | FHO-GRK-FEQ-0001 | Fire Prevention,Door | Door |  | DR | http://www.toronto.ca/TWONTO#fire_rated_door
26248 | FHO-GRK-DR-2005L | Door, (FD-2-05), Fire Rated, Admin Building, L2, Locker Room | FHO-GRK-FEQ-0001 | Fire Prevention,Door | Door |  | DR | http://www.toronto.ca/TWONTO#fire_rated_door
26249 | FHO-GRK-DR-2005S | Door, (FD-S2-05), Fire Rated, Admin Building, S2, Security Office | FHO-GRK-FEQ-0001 | Fire Prevention,Door | Door |  | DR | http://www.toronto.ca/TWONTO#fire_rated_door
26250 | FHO-GRK-DR-2006S | Door, (FD-S2-06), Fire Rated, Admin Building, S2, Employee Entrance Vestibul, North | FHO-GRK-FEQ-0001 | Fire Prevention,Door | Door |  | DR | http://www.toronto.ca/TWONTO#fire_rated_door
26251 | FHO-GRK-DR-2008L | Door, (FD-2-08), Fire Rated, Admin Building, L2, File Room | FHO-GRK-FEQ-0001 | Fire Prevention,Door | Door |  | DR | http://www.toronto.ca/TWONTO#fire_rated_door
26252 | FHO-GRK-DR-2008S | Door, (FD-S2-08), Fire Rated, Admin Building, S2, Employee Entrance Vestibul, South | FHO-GRK-FEQ-0001 | Fire Prevention,Door | Door |  | DR | http://www.toronto.ca/TWONTO#fire_rated_door
26253 | FHO-GRK-DR-2008SB | Door, (SB-8),Mini Door, Surge Building, Exit East Wall In Surge Tank Room, South | FHO-GRK-FEQ-0001 | Fire Prevention,Door | Door |  | DR | http://www.toronto.ca/TWONTO#fire_rated_door
26254 | FHO-GRK-DR-2009L | Door, (FD-2-09), Fire Rated, Admin Building, L2, Unisex Washroom | FHO-GRK-FEQ-0001 | Fire Prevention,Door | Door |  | DR | http://www.toronto.ca/TWONTO#fire_rated_door
26255 | FHO-GRK-DR-2009S | Door, (FD-S2-09), Fire Rated, Admin Building, S2, Loading Bay West | FHO-GRK-FEQ-0001 | Fire Prevention,Door | Door |  | DR | http://www.toronto.ca/TWONTO#fire_rated_door
26256 | FHO-GRK-DR-2010S | Door, (FD-S2-10), Fire Rated, Admin Building, S2, Oil Storage, South | FHO-GRK-FEQ-0001 | Fire Prevention,Door | Door |  | DR | http://www.toronto.ca/TWONTO#fire_rated_door
26257 | FHO-GRK-DR-2011L | Door, (FD-2-11), Fire Rated, Admin Building, L2, EI Specialist Office | FHO-GRK-FEQ-0001 | Fire Prevention,Door | Door |  | DR | http://www.toronto.ca/TWONTO#fire_rated_door
26258 | FHO-GRK-DR-2013L | Door, (FD-2-13), Fire Rated, Admin Building, L2, Area Supervisor Process Office | FHO-GRK-FEQ-0001 | Fire Prevention,Door | Door |  | DR | http://www.toronto.ca/TWONTO#fire_rated_door
26259 | FHO-GRK-DR-2013S | Door, (FD-S2-13), Fire Rated, Admin Building, S2, Men's Locker Room Shower, North | FHO-GRK-FEQ-0001 | Fire Prevention,Door | Door |  | DR | http://www.toronto.ca/TWONTO#fire_rated_door
26260 | FHO-GRK-DR-2014L | Door, (FD-2-14), Fire Rated, Admin Building, L2, Senior Engineer Office | FHO-GRK-FEQ-0001 | Fire Prevention,Door | Door |  | DR | http://www.toronto.ca/TWONTO#fire_rated_door
26261 | FHO-GRK-DR-2015L | Door, (FD-2-15), Fire Rated, Admin Building, L2, Library | FHO-GRK-FEQ-0001 | Fire Prevention,Door | Door |  | DR | http://www.toronto.ca/TWONTO#fire_rated_door
26262 | FHO-GRK-DR-2016L | Door, (FD-2-16), Fire Rated, Admin Building, L2, West Conference Room, West | FHO-GRK-FEQ-0001 | Fire Prevention,Door | Door |  | DR | http://www.toronto.ca/TWONTO#fire_rated_door
26263 | FHO-GRK-DR-2016S | Door, (FD-S2-16), Fire Rated, Admin Building, S2, Stairway 6 | FHO-GRK-FEQ-0001 | Fire Prevention,Door | Door |  | DR | http://www.toronto.ca/TWONTO#fire_rated_door
26264 | FHO-GRK-DR-2017L | Door, (FD-2-17), Fire Rated, Admin Building, L2, West Conference Room, East | FHO-GRK-FEQ-0001 | Fire Prevention,Door | Door |  | DR | http://www.toronto.ca/TWONTO#fire_rated_door
26265 | FHO-GRK-DR-2018S | Door, (FD-S2-18), Fire Rated, Admin Building, S2, WMS & Liberary Room, South | FHO-GRK-FEQ-0001 | Fire Prevention,Door | Door |  | DR | http://www.toronto.ca/TWONTO#fire_rated_door
26266 | FHO-GRK-DR-2020S | Door, (FD-S2-20), Fire Rated, Admin Building, S2, Great Room | FHO-GRK-FEQ-0001 | Fire Prevention,Door | Door |  | DR | http://www.toronto.ca/TWONTO#fire_rated_door
26267 | FHO-GRK-DR-2021L | Door, (FD-2-21), Fire Rated, Admin Building, L2, West Roof | FHO-GRK-FEQ-0001 | Fire Prevention,Door | Door |  | DR | http://www.toronto.ca/TWONTO#fire_rated_door
26268 | FHO-GRK-DR-2022L | Door, (FD-2-22), Fire Rated, Admin Building, L2, PPFA Office | FHO-GRK-FEQ-0001 | Fire Prevention,Door | Door |  | DR | http://www.toronto.ca/TWONTO#fire_rated_door
26269 | FHO-GRK-DR-2023L | Door, (FD-2-23), Fire Rated, Admin Building, L2, East Conference Room | FHO-GRK-FEQ-0001 | Fire Prevention,Door | Door |  | DR | http://www.toronto.ca/TWONTO#fire_rated_door
26270 | FHO-GRK-DR-2023S | Door, (FD-S2-23), Fire Rated, West Filter Building, S2, Pipe Gallery, HVAC Room | FHO-GRK-FEQ-0001 | Fire Prevention,Door | Door |  | DR | http://www.toronto.ca/TWONTO#fire_rated_door
26271 | FHO-GRK-DR-2024L | Door, (FD-2-24), Fire Rated, Admin Building, L2, Acting Area Supervisor Office | FHO-GRK-FEQ-0001 | Fire Prevention,Door | Door |  | DR | http://www.toronto.ca/TWONTO#fire_rated_door
26272 | FHO-GRK-DR-2024S | Door, (FD-S2-24), Fire Rated, West Filter Building, S2, Pipe Gallery, South | FHO-GRK-FEQ-0001 | Fire Prevention,Door | Door |  | DR | http://www.toronto.ca/TWONTO#fire_rated_door
26273 | FHO-GRK-DR-2025L | Door, (FD-2-25), Fire Rated, Admin Building, L2, Senior Engineer Tech Service Office | FHO-GRK-FEQ-0001 | Fire Prevention,Door | Door |  | DR | http://www.toronto.ca/TWONTO#fire_rated_door
26274 | FHO-GRK-DR-2026L | Door, (FD-2-26), Fire Rated, Admin Building, L2, ETT1 Office | FHO-GRK-FEQ-0001 | Fire Prevention,Door | Door |  | DR | http://www.toronto.ca/TWONTO#fire_rated_door
26275 | FHO-GRK-DR-2027L | Door, (FD-2-27), Fire Rated, Admin Building, L2, EH&S Field Rep. Office | FHO-GRK-FEQ-0001 | Fire Prevention,Door | Door |  | DR | http://www.toronto.ca/TWONTO#fire_rated_door
26276 | FHO-GRK-DR-2028S | Door, (FD-S2-28), Fire Rated, Admin Building, S2, Stairway 1 | FHO-GRK-FEQ-0001 | Fire Prevention,Door | Door |  | DR | http://www.toronto.ca/TWONTO#fire_rated_door
26277 | FHO-GRK-DR-2029S | Door, (FD-S2-29), Fire Rated, S2, Chlorine Analyzers, North | FHO-GRK-FEQ-0001 | Fire Prevention,Door | Door |  | DR | http://www.toronto.ca/TWONTO#fire_rated_door
26278 | FHO-GRK-DR-2030L | Door, (FD-2-30), Fire Rated, Admin Building, L2, Fan Room | FHO-GRK-FEQ-0001 | Fire Prevention,Door | Door |  | DR | http://www.toronto.ca/TWONTO#fire_rated_door
26279 | FHO-GRK-DR-2032S | Door, (FD-S2-32), Fire Rated, Ozone Building, S2, TRW Water Gallery to Ozone Building Hallway1 | FHO-GRK-FEQ-0001 | Fire Prevention,Door | Door |  | DR | http://www.toronto.ca/TWONTO#fire_rated_door
26280 | FHO-GRK-DR-2033L | Door, (FD-2-33), Fire Rated, Admin Building, L2, East Admin to Stairway | FHO-GRK-FEQ-0001 | Fire Prevention,Door | Door |  | DR | http://www.toronto.ca/TWONTO#fire_rated_door
26281 | FHO-GRK-DR-2034L | Door, (FD-2-34), Fire Rated, Admin Building, L2, East Emergency Exit | FHO-GRK-FEQ-0001 | Fire Prevention,Door | Door |  | DR | http://www.toronto.ca/TWONTO#fire_rated_door
26282 | FHO-GRK-DR-2037L | Door, (FD-2-37), Fire Rated, Chemical Building, L2, South Penthouse, Dark Room in Vestibule | FHO-GRK-FEQ-0001 | Fire Prevention,Door | Door |  | DR | http://www.toronto.ca/TWONTO#fire_rated_door
26283 | FHO-GRK-DR-2037S | Door, (FD-S2-37), Fire Rated, Ozone Building, S2, Raw Water Process Room, South West | FHO-GRK-FEQ-0001 | Fire Prevention,Door | Door |  | DR | http://www.toronto.ca/TWONTO#fire_rated_door
26284 | FHO-GRK-DR-2038L | Door, (FD-2-38), Fire Rated, Chemical Building, L2, South Penthouse, South Vestibule to Stairs | FHO-GRK-FEQ-0001 | Fire Prevention,Door | Door |  | DR | http://www.toronto.ca/TWONTO#fire_rated_door
26285 | FHO-GRK-DR-2039S | Door, (FD-S2-39), Fire Rated, Ozone Building, S2, Ozone Pipe Gallery 1, South | FHO-GRK-FEQ-0001 | Fire Prevention,Door | Door |  | DR | http://www.toronto.ca/TWONTO#fire_rated_door
26286 | FHO-GRK-DR-2040S | Door, (FD-S2-40), Fire Rated, Ozone Building, S2, DOZ 2 Vestibule, North | FHO-GRK-FEQ-0001 | Fire Prevention,Door | Door |  | DR | http://www.toronto.ca/TWONTO#fire_rated_door
26287 | FHO-GRK-DR-2041L | Door, (FD-2-41), Fire Rated, Chemical Building, L2, North Penthouse, South Entrance From Roof | FHO-GRK-FEQ-0001 | Fire Prevention,Door | Door |  | DR | http://www.toronto.ca/TWONTO#fire_rated_door
26288 | FHO-GRK-DR-2041S | Door, (FD-S2-41), Fire Rated, Ozone Building, S2, DOZ 2 Vestibule, East | FHO-GRK-FEQ-0001 | Fire Prevention,Door | Door |  | DR | http://www.toronto.ca/TWONTO#fire_rated_door
26289 | FHO-GRK-DR-2043L | Door, (FD-2-43), Fire Rated, Ozone Building, L2, South West Ozone Roof | FHO-GRK-FEQ-0001 | Fire Prevention,Door | Door |  | DR | http://www.toronto.ca/TWONTO#fire_rated_door
26290 | FHO-GRK-DR-2043S | Door, (FD-S2-43), Fire Rated, Ozone Building, S2, Stairway to Dispersion Pump Room | FHO-GRK-FEQ-0001 | Fire Prevention,Door | Door |  | DR | http://www.toronto.ca/TWONTO#fire_rated_door
26291 | FHO-GRK-DR-2044L | Door, (FD-2-44), Fire Rated, Ozone Building, L2, Stairway, DOZ 1 to Green Roof | FHO-GRK-FEQ-0001 | Fire Prevention,Door | Door |  | DR | http://www.toronto.ca/TWONTO#fire_rated_door
26292 | FHO-GRK-DR-2046L | Door, (FD-2-46), Fire Rated, Ozone Building, L2, North East Roof to DOZ 1 Stairs | FHO-GRK-FEQ-0001 | Fire Prevention,Door | Door |  | DR | http://www.toronto.ca/TWONTO#fire_rated_door
26293 | FHO-GRK-DR-2046S | Door, (FD-S2-46), Fire Rated, Ozone Building, S2, Dispersion Pump Room, North to Outdoor | FHO-GRK-FEQ-0001 | Fire Prevention,Door | Door |  | DR | http://www.toronto.ca/TWONTO#fire_rated_door
26294 | FHO-GRK-DR-2048S | Door, (FD-S2-48), Fire Rated, Ozone Building, S2, East Exit From DOZ 5 | FHO-GRK-FEQ-0001 | Fire Prevention,Door | Door |  | DR | http://www.toronto.ca/TWONTO#fire_rated_door
26295 | FHO-GRK-DR-2049L | Door, (FD-2-49), Fire Rated, Ozone Building, L2, Vestibule to Gate Room | FHO-GRK-FEQ-0001 | Fire Prevention,Door | Door |  | DR | http://www.toronto.ca/TWONTO#fire_rated_door
26296 | FHO-GRK-DR-2052S | Door, (FD-S2-52), Fire Rated, Ozone Building, S2, Exit to LOX PAD | FHO-GRK-FEQ-0001 | Fire Prevention,Door | Door |  | DR | http://www.toronto.ca/TWONTO#fire_rated_door
26297 | FHO-GRK-DR-2053S | Door, (FD-S2-53), Fire Rated, Ozone Building, S2, DOZ 1 Vestibule to Service Platform 4 | FHO-GRK-FEQ-0001 | Fire Prevention,Door | Door |  | DR | http://www.toronto.ca/TWONTO#fire_rated_door
26298 | FHO-GRK-DR-2054L | Door, (FD-5-15A), Fire Rated, Admin Building, L2, Admin Closet | FHO-GRK-FEQ-0001 | Fire Prevention,Door | Door |  | DR | http://www.toronto.ca/TWONTO#fire_rated_door
26299 | FHO-GRK-DR-2056S | Door, (FD-S2-56), Fire Rated, Ozone Building, S2, Raw Water Process Room, North | FHO-GRK-FEQ-0001 | Fire Prevention,Door | Door |  | DR | http://www.toronto.ca/TWONTO#fire_rated_door
26300 | FHO-GRK-DR-2057S | Door, (FD-S2-57), Fire Rated, Ozone Building, S2, Service Platform 3, East | FHO-GRK-FEQ-0001 | Fire Prevention,Door | Door |  | DR | http://www.toronto.ca/TWONTO#fire_rated_door
26301 | FHO-GRK-DR-2058S | Door, (FD-S2-58), Fire Rated, Ozone Building, S2, Plant Stores, East | FHO-GRK-FEQ-0001 | Fire Prevention,Door | Door |  | DR | http://www.toronto.ca/TWONTO#fire_rated_door
26302 | FHO-GRK-DR-2059S | Door, (FD-S2-59), Fire Rated, Ozone Building, S2, Stairway 2, Exit to Outdoor | FHO-GRK-FEQ-0001 | Fire Prevention,Door | Door |  | DR | http://www.toronto.ca/TWONTO#fire_rated_door
26303 | FHO-GRK-DR-2061S | Door, (FD-S2-61), Fire Rated, Admin Building, S2, Ladies Locker Room | FHO-GRK-FEQ-0001 | Fire Prevention,Door | Door |  | DR | http://www.toronto.ca/TWONTO#fire_rated_door
26304 | FHO-GRK-DR-2066S | Door, (FD-S2-66), Fire Rated, Admin Building, S2, EICT Shop, East | FHO-GRK-FEQ-0001 | Fire Prevention,Door | Door |  | DR | http://www.toronto.ca/TWONTO#fire_rated_door
26305 | FHO-GRK-DR-2067S | Door, (FD-S2-67), Fire Rated, Admin Building, S2, EICT Shop, West | FHO-GRK-FEQ-0001 | Fire Prevention,Door | Door |  | DR | http://www.toronto.ca/TWONTO#fire_rated_door
26306 | FHO-GRK-DR-2068S | Door, (FD-S2-68), Fire Rated, Admin Building, S2, IMMAP Training Centre, East | FHO-GRK-FEQ-0001 | Fire Prevention,Door | Door |  | DR | http://www.toronto.ca/TWONTO#fire_rated_door
26307 | FHO-GRK-DR-2071S | Door, (FD-S2-71), Fire Rated, Admin Building, S2, Maintenance Office | FHO-GRK-FEQ-0001 | Fire Prevention,Door | Door |  | DR | http://www.toronto.ca/TWONTO#fire_rated_door
26308 | FHO-GRK-DR-2072S | Door, (FD-S2-72), Fire Rated, Admin Building, S2, WMS & Liberary, North | FHO-GRK-FEQ-0001 | Fire Prevention,Door | Door |  | DR | http://www.toronto.ca/TWONTO#fire_rated_door
26309 | FHO-GRK-DR-2078S | Door, (FD-S2-78), Fire Rated, Admin Building, S2, Stairway 7 | FHO-GRK-FEQ-0001 | Fire Prevention,Door | Door |  | DR | http://www.toronto.ca/TWONTO#fire_rated_door
26310 | FHO-GRK-DR-2079S | Door, (FD-S2-79), Fire Rated, Chemical Building, S2, Cooling Coil Room by Gasous Storage | FHO-GRK-FEQ-0001 | Fire Prevention,Door | Door |  | DR | http://www.toronto.ca/TWONTO#fire_rated_door
26311 | FHO-GRK-DR-2082S | Door, (FD-S2-82), Fire Rated, Chemical Building, S2, Unloading Vestibule, West, Exit To Outdoor | FHO-GRK-FEQ-0001 | Fire Prevention,Door | Door |  | DR | http://www.toronto.ca/TWONTO#fire_rated_door
26312 | FHO-GRK-DR-2084S | Door, (FD-S2-84), Fire Rated, Chemical Building, S2, Gaseous Storage East | FHO-GRK-FEQ-0001 | Fire Prevention,Door | Door |  | DR | http://www.toronto.ca/TWONTO#fire_rated_door
26313 | FHO-GRK-DR-2085S | Door, (FD-S2-85), Fire Rated, Chemical Building, S2, North Breezeway, South | FHO-GRK-FEQ-0001 | Fire Prevention,Door | Door |  | DR | http://www.toronto.ca/TWONTO#fire_rated_door
26314 | FHO-GRK-DR-2087S | Door, (FD-S2-87), Fire Rated, Chemical Building, S2, North Breezeway, North | FHO-GRK-FEQ-0001 | Fire Prevention,Door | Door |  | DR | http://www.toronto.ca/TWONTO#fire_rated_door
26315 | FHO-GRK-DR-2088S | Door, (FD-S2-88), Fire Rated, Chemical Building, S2, North Breezeway, North West To Vestibule | FHO-GRK-FEQ-0001 | Fire Prevention,Door | Door |  | DR | http://www.toronto.ca/TWONTO#fire_rated_door
26316 | FHO-GRK-DR-2093S | Door, (FD-S2-93), Fire Rated, Standby Power Building, S2, West To Outside | FHO-GRK-FEQ-0001 | Fire Prevention,Door | Door |  | DR | http://www.toronto.ca/TWONTO#fire_rated_door
26317 | FHO-GRK-DR-2097S | Door, (FD-S2-97), Fire Rated, Standby Power Building, S2, Vestibule 2 | FHO-GRK-FEQ-0001 | Fire Prevention,Door | Door |  | DR | http://www.toronto.ca/TWONTO#fire_rated_door
26318 | FHO-GRK-DR-2099S | Door, (FD-S2-99), Fire Rated, Standby Power Building, S2, Stairway 1, North | FHO-GRK-FEQ-0001 | Fire Prevention,Door | Door |  | DR | http://www.toronto.ca/TWONTO#fire_rated_door
26319 | FHO-GRK-DR-2178S | Door, (FD-S2-78A), Fire Rated, Chemical Building, S2, Lighting Panel Room by Gasous Storage | FHO-GRK-FEQ-0001 | Fire Prevention,Door | Door |  | DR | http://www.toronto.ca/TWONTO#fire_rated_door
26320 | FHO-GRK-DR-3001S | Door, (FD-S3-01), Fire Rated, S3, Stairway3 | FHO-GRK-FEQ-0001 | Fire Prevention,Door | Door |  | DR | http://www.toronto.ca/TWONTO#fire_rated_door
26321 | FHO-GRK-DR-3002S | Door, (FD-S3-02), Fire Rated, TRW Building, S3, TRW Pump Room, South West | FHO-GRK-FEQ-0001 | Fire Prevention,Door | Door |  | DR | http://www.toronto.ca/TWONTO#fire_rated_door
26322 | FHO-GRK-DR-3004S | Door, (FD-S3-04), Fire Rated, S3, Valve Chamber Room, Reservoir & Channels | FHO-GRK-FEQ-0001 | Fire Prevention,Door | Door |  | DR | http://www.toronto.ca/TWONTO#fire_rated_door
26323 | FHO-GRK-DR-3005S | Door, (FD-S3-05), Fire Rated, TRW Building, S3, Stairway 4 | FHO-GRK-FEQ-0001 | Fire Prevention,Door | Door |  | DR | http://www.toronto.ca/TWONTO#fire_rated_door
26324 | FHO-GRK-DR-3008S | Door, (FD-S3-08), Fire Rated, TRW Building, S3, TRW Pump Floor, East | FHO-GRK-FEQ-0001 | Fire Prevention,Door | Door |  | DR | http://www.toronto.ca/TWONTO#fire_rated_door
26325 | FHO-GRK-DR-3009S | Door, (FD-S3-09), Fire Rated, TRW Building, S3, TRW Pump Floor, North West | FHO-GRK-FEQ-0001 | Fire Prevention,Door | Door |  | DR | http://www.toronto.ca/TWONTO#fire_rated_door
26326 | FHO-GRK-DR-3010S | Door, (FD-S3-10), Fire Rated, Ozone Building, S3, Stairway 6 | FHO-GRK-FEQ-0001 | Fire Prevention,Door | Door |  | DR | http://www.toronto.ca/TWONTO#fire_rated_door
26327 | FHO-GRK-DR-4003S | Door, (FD-S4-03), Fire Rated, Admin Building, S4, Stairway 6 | FHO-GRK-FEQ-0001 | Fire Prevention,Door | Door |  | DR | http://www.toronto.ca/TWONTO#fire_rated_door
26328 | FHO-GRK-DR-4004S | Door, (FD-S4-04), Fire Rated, Admin Building, S4, MCC Room, South West | FHO-GRK-FEQ-0001 | Fire Prevention,Door | Door |  | DR | http://www.toronto.ca/TWONTO#fire_rated_door
26329 | FHO-GRK-DR-4005S | Door, (FD-S4-05), Fire Rated, Admin Building, S4, MCC Room, South Middle | FHO-GRK-FEQ-0001 | Fire Prevention,Door | Door |  | DR | http://www.toronto.ca/TWONTO#fire_rated_door
26330 | FHO-GRK-DR-4006S | Door, (FD-S4-06), Fire Rated, Admin Building, S4, UPS Battery Room | FHO-GRK-FEQ-0001 | Fire Prevention,Door | Door |  | DR | http://www.toronto.ca/TWONTO#fire_rated_door
26331 | FHO-GRK-DR-4008S | Door, (FD-S4-08), Fire Rated, Admin Building, S4, Passenger Elevator Mechanical Room | FHO-GRK-FEQ-0001 | Fire Prevention,Door | Door |  | DR | http://www.toronto.ca/TWONTO#fire_rated_door
26332 | FHO-GRK-DR-4009S | Door, (FD-S4-09), Fire Rated, Admin Building, S4,Telephone Room | FHO-GRK-FEQ-0001 | Fire Prevention,Door | Door |  | DR | http://www.toronto.ca/TWONTO#fire_rated_door
26333 | FHO-GRK-DR-4010S | Door, (FD-S4-10), Fire Rated, Admin Building, S4, Cable Shaft Passenger Elevator | FHO-GRK-FEQ-0001 | Fire Prevention,Door | Door |  | DR | http://www.toronto.ca/TWONTO#fire_rated_door
26334 | FHO-GRK-DR-4012S | Door, (FD-S4-12), Fire Rated, Chemical Building, S4, Emergency Diesel Room, East | FHO-GRK-FEQ-0001 | Fire Prevention,Door | Door |  | DR | http://www.toronto.ca/TWONTO#fire_rated_door
26335 | FHO-GRK-DR-4014S | Door, (FD-S4-14), Fire Rated, Chemical Building, S4, MCC Room, North | FHO-GRK-FEQ-0001 | Fire Prevention,Door | Door |  | DR | http://www.toronto.ca/TWONTO#fire_rated_door
26336 | FHO-GRK-DR-4015S | Door, (FD-S4-15), Fire Rated, Chemical Building, S4, 27 KV Transformer Room, South | FHO-GRK-FEQ-0001 | Fire Prevention,Door | Door |  | DR | http://www.toronto.ca/TWONTO#fire_rated_door
26337 | FHO-GRK-DR-4018S | Door, (FD-S4-18), Fire Rated, Chemical Building, S4, SBS Feed Room | FHO-GRK-FEQ-0001 | Fire Prevention,Door | Door |  | DR | http://www.toronto.ca/TWONTO#fire_rated_door
26409 | FHO-GRK-DR-4019S | Door, (FD-S4-19), Fire Rated, Chemical Building, S4, SBS Storage Room | FHO-GRK-FEQ-0001 | Fire Prevention,Door | Door |  | DR | http://www.toronto.ca/TWONTO#fire_rated_door
26410 | FHO-GRK-DR-4021S | Door, (FD-S4-21), Fire Rated, Standby Power Building, S4, Stairway 8 | FHO-GRK-FEQ-0001 | Fire Prevention,Door | Door |  | DR | http://www.toronto.ca/TWONTO#fire_rated_door
26411 | FHO-GRK-DR-4023S | Door, (FD-S4-23), Fire Rated, Bladder Surge Building, S4, Storage Room, South East | FHO-GRK-FEQ-0001 | Fire Prevention,Door | Door |  | DR | http://www.toronto.ca/TWONTO#fire_rated_door
26412 | FHO-GRK-DR-4024S | Door, (FD-S4-24), Fire Rated, Bladder Surge Building, S4, Storage Room, North East | FHO-GRK-FEQ-0001 | Fire Prevention,Door | Door |  | DR | http://www.toronto.ca/TWONTO#fire_rated_door
26413 | FHO-GRK-DR-4030S | Door, (FD-S4-30), Fire Rated, Chemical Building, S4, Flouride Storage/Feed Room, North | FHO-GRK-FEQ-0001 | Fire Prevention,Door | Door |  | DR | http://www.toronto.ca/TWONTO#fire_rated_door
26414 | FHO-GRK-DR-4035S | Door, (FD-S4-35), Fire Rated, TRW Building, S4, West Ventilation Room, West | FHO-GRK-FEQ-0001 | Fire Prevention,Door | Door |  | DR | http://www.toronto.ca/TWONTO#fire_rated_door
26415 | FHO-GRK-DR-4038S | Door, (FD-S4-38), Fire Rated, TRW Building, S4, East Ventilation Room, West | FHO-GRK-FEQ-0001 | Fire Prevention,Door | Door |  | DR | http://www.toronto.ca/TWONTO#fire_rated_door
26416 | FHO-GRK-DR-5005S | Door, (FD-S5-05), Fire Rated, TRW Building, S5, South West | FHO-GRK-FEQ-0001 | Fire Prevention,Door | Door |  | DR | http://www.toronto.ca/TWONTO#fire_rated_door
26417 | FHO-GRK-DR-5008S | Door, (FD-S5-08), Fire Rated, Admin Building, S5, Cable Tray Room, Stairway 5 | FHO-GRK-FEQ-0001 | Fire Prevention,Door | Door |  | DR | http://www.toronto.ca/TWONTO#fire_rated_door
26418 | FHO-GRK-DR-5010S | Door, (FD-S5-10), Fire Rated, TRW Building, S5, TRW Suction Station, South East of Storage Room | FHO-GRK-FEQ-0001 | Fire Prevention,Door | Door |  | DR | http://www.toronto.ca/TWONTO#fire_rated_door
26419 | FHO-GRK-DR-5011S | Door, (FD-S5-11), Fire Rated, TRW Building, S5, TRW Suction Station, South East, Stairway 4 | FHO-GRK-FEQ-0001 | Fire Prevention,Door | Door |  | DR | http://www.toronto.ca/TWONTO#fire_rated_door
26420 | FHO-GRK-DR-5013S | Door, (FD-S5-13), Fire Rated, TRW Building, S5, Waster Water Transfer Pump Area, North | FHO-GRK-FEQ-0001 | Fire Prevention,Door | Door |  | DR | http://www.toronto.ca/TWONTO#fire_rated_door
26421 | FHO-GRK-DR-6003S | Door, (FD-S6-03), Fire Rated, Raw Water Building, S6, Stairway 2 | FHO-GRK-FEQ-0001 | Fire Prevention,Door | Door |  | DR | http://www.toronto.ca/TWONTO#fire_rated_door
26422 | FHO-GRK-DR-7003S | Door, (FD-S7-03), Fire Rated, Raw Water Building, S7, MCC Electrical Room | FHO-GRK-FEQ-0001 | Fire Prevention,Door | Door |  | DR | http://www.toronto.ca/TWONTO#fire_rated_door
26423 | FHO-GRK-DR-7004S | Door, (FD-S7-04), Fire Rated, Raw Water Building, S7, Stairway 2 | FHO-GRK-FEQ-0001 | Fire Prevention,Door | Door |  | DR | http://www.toronto.ca/TWONTO#fire_rated_door
26424 | FHO-GRK-DR-8001S | Door, (FD-S8-01), Fire Rated, Raw Water Building, S8, Stairway 1 | FHO-GRK-FEQ-0001 | Fire Prevention,Door | Door |  | DR | http://www.toronto.ca/TWONTO#fire_rated_door
26425 | FHO-GRK-DR-8002S | Door, (FD-S8-02), Fire Rated, Raw Water Building, S8, Electrical Cable Shaft | FHO-GRK-FEQ-0001 | Fire Prevention,Door | Door |  | DR | http://www.toronto.ca/TWONTO#fire_rated_door
26426 | FHO-GRK-DR-9001S | Door, (FD-S9-01), Fire Rated, Raw Water Building, S9, Electrical Cable Shaft | FHO-GRK-FEQ-0001 | Fire Prevention,Door | Door |  | DR | http://www.toronto.ca/TWONTO#fire_rated_door
26427 | FHO-GRK-DR-9003S | Door, (FD-S9-03), Fire Rated, Raw Water Building, S9, Stairway 2 | FHO-GRK-FEQ-0001 | Fire Prevention,Door | Door |  | DR | http://www.toronto.ca/TWONTO#fire_rated_door
26471 | FHO-MCS-DR-1501 | Overhead Door, 206E, Ozone Building | FHO-GRK-PRTY-0001 |  | Door |  | DR | http://www.toronto.ca/TWONTO#roll_up_door
26472 | FHO-MCS-DR-1502 | Overhead Door, 206G, Ozone Building | FHO-GRK-PRTY-0001 |  | Door |  | DR | http://www.toronto.ca/TWONTO#roll_up_door
26473 | FHO-MCS-DR-1503 | Overhead Door, 116A, Ozone Building | FHO-GRK-PRTY-0001 |  | Door |  | DR | http://www.toronto.ca/TWONTO#roll_up_door
27909 | EH2601A | Door,Overhead, Plant Water Pumping | TAB-MCS-DR | Door,Overhead | Door |  |  | http://www.toronto.ca/TWONTO#roll_up_door
27910 | EH2602A | Door,Overhead, Plant Water Pumping | TAB-MCS-DR | Door,Overhead | Door |  |  | http://www.toronto.ca/TWONTO#roll_up_door
29943 | FIS-AUX-DR-0100 | Island Plant, North Gate | FIS-GRK-0002 | Gate | Door |  | DR | http://www.toronto.ca/TWONTO#door
30924 | FIS-FEQ-DR-0005 | Door, Fire,, Admin. Building | FIS-GRK-STRC-0001 |  | Door |  | DR | http://www.toronto.ca/TWONTO#fire_rated_door
30925 | FIS-FEQ-DR-0008 | Door, Fire,Filter Complex | FIS-GRK-STRC-0001 |  | Door |  | DR | http://www.toronto.ca/TWONTO#fire_rated_door
30926 | FIS-FEQ-DR-0012(S) | Door, Fire, Filter Complex | FIS-GRK-STRC-0001 |  | Door |  | DR | http://www.toronto.ca/TWONTO#fire_rated_door
30927 | FIS-FEQ-DR-0013 | Door, Fire, Filter Complex | FIS-GRK-STRC-0001 |  | Door |  | DR | http://www.toronto.ca/TWONTO#fire_rated_door
30928 | FIS-FEQ-DR-0015 | Door, Fire, Filter Complex | FIS-GRK-STRC-0001 |  | Door |  | DR | http://www.toronto.ca/TWONTO#fire_rated_door
30929 | FIS-FEQ-DR-0016(S) | Door, Filter Complex | FIS-GRK-STRC-0001 |  | Door |  | DR | http://www.toronto.ca/TWONTO#door
30930 | FIS-FEQ-DR-0019 | Door, Fire, Raw Water Channel Walkway | FIS-GRK-STRC-0001 |  | Door |  | DR | http://www.toronto.ca/TWONTO#fire_rated_door
30931 | FIS-FEQ-DR-0023(S) | Door, Fire, Raw Water Building | FIS-GRK-STRC-0001 |  | Door |  | DR | http://www.toronto.ca/TWONTO#fire_rated_door
30932 | FIS-FEQ-DR-0027(S) | Door, Fire, Storage Building | FIS-GRK-STRC-0001 |  | Door |  | DR | http://www.toronto.ca/TWONTO#fire_rated_door
30933 | FIS-FEQ-DR-0031(S) | Door, Fire, Workshop & Office Building | FIS-GRK-STRC-0001 |  | Door |  | DR | http://www.toronto.ca/TWONTO#fire_rated_door
30934 | FIS-FEQ-DR-0034(S) | Door, Fire, Workshop & Office Building | FIS-GRK-STRC-0001 |  | Door |  | DR | http://www.toronto.ca/TWONTO#fire_rated_door
30935 | FIS-FEQ-DR-0035(S) | Door, Fire, Workshop & Office Building | FIS-GRK-STRC-0001 |  | Door |  | DR | http://www.toronto.ca/TWONTO#fire_rated_door
30936 | FIS-FEQ-DR-0037(S) | Door, Fire, Workshop & Office Building | FIS-GRK-STRC-0001 |  | Door |  | DR | http://www.toronto.ca/TWONTO#fire_rated_door
30937 | FIS-FEQ-DR-0040 | Door, Fire, Workshop & Office Building | FIS-GRK-STRC-0001 |  | Door |  | DR | http://www.toronto.ca/TWONTO#fire_rated_door
30938 | FIS-FEQ-DR-0043 | Door, Fire, Workshop & Office Building | FIS-GRK-STRC-0001 |  | Door |  | DR | http://www.toronto.ca/TWONTO#fire_rated_door
30939 | FIS-FEQ-DR-0045 | Door, Fire, Workshop & Office Building | FIS-GRK-STRC-0001 |  | Door |  | DR | http://www.toronto.ca/TWONTO#fire_rated_door
30940 | FIS-FEQ-DR-0047(S) | Door, Fire, Workshop & Office Building | FIS-GRK-STRC-0001 |  | Door |  | DR | http://www.toronto.ca/TWONTO#fire_rated_door
30941 | FIS-FEQ-DR-0049(S) | Door, Fire, Workshop & Office Building | FIS-GRK-STRC-0001 |  | Door |  | DR | http://www.toronto.ca/TWONTO#fire_rated_door
30942 | FIS-FEQ-DR-0051 | Door, Fire, Pipe Gallery | FIS-FEQ-DR-0011 |  | Door |  | DR | http://www.toronto.ca/TWONTO#fire_rated_door
30943 | FIS-FEQ-DR-0051 | Door, Fire, Pipe Gallery | FIS-GRK-STRC-0001 |  | Door |  | DR | http://www.toronto.ca/TWONTO#fire_rated_door
30944 | FIS-FEQ-DR-0052 | Door, Fire, Chlorine & SO2 Building | FIS-GRK-STRC-0001 |  | Door |  | DR | http://www.toronto.ca/TWONTO#fire_rated_door
30945 | FIS-FEQ-DR-0053 | Door, Fire, Chlorine & SO2 Building | FIS-GRK-STRC-0001 |  | Door |  | DR | http://www.toronto.ca/TWONTO#fire_rated_door
30946 | FIS-FEQ-DR-0054 | Door, Fire, Chlorine & SO2 Building | FIS-GRK-STRC-0001 |  | Door |  | DR | http://www.toronto.ca/TWONTO#fire_rated_door
30947 | FIS-FEQ-DR-0059(S) | Door, Fire, Chlorine & SO2 Building | FIS-GRK-STRC-0001 |  | Door |  | DR | http://www.toronto.ca/TWONTO#fire_rated_door
30948 | FIS-FEQ-DR-0061(S) | Door, Fire, Chlorine & SO2 Building | FIS-GRK-STRC-0001 |  | Door |  | DR | http://www.toronto.ca/TWONTO#fire_rated_door
30949 | FIS-FEQ-DR-0064(S) | Door, Fire, Flourode & Ammonia Building | FIS-GRK-STRC-0001 |  | Door |  | DR | http://www.toronto.ca/TWONTO#fire_rated_door
30950 | FIS-FEQ-DR-0065(S) | Door, Fire, Flourode & Ammonia Building | FIS-GRK-STRC-0001 |  | Door |  | DR | http://www.toronto.ca/TWONTO#fire_rated_door
30951 | FIS-FEQ-DR-0067 | Door, Fire, Flourode & Ammonia Building | FIS-GRK-STRC-0001 |  | Door |  | DR | http://www.toronto.ca/TWONTO#fire_rated_door
30952 | FIS-FEQ-DR-0068(S) | Door, Fire, Flourode & Ammonia Building | FIS-GRK-STRC-0001 |  | Door |  | DR | http://www.toronto.ca/TWONTO#fire_rated_door
30953 | FIS-FEQ-DR-0070 | Door, Fire, Flourode & Ammonia Building | FIS-GRK-STRC-0001 |  | Door |  | DR | http://www.toronto.ca/TWONTO#fire_rated_door
30954 | FIS-FEQ-DR-0072(S) | Door, Fire, Flourode & Ammonia Building | FIS-GRK-STRC-0001 |  | Door |  | DR | http://www.toronto.ca/TWONTO#fire_rated_door
31379 | FIS-GRK-DR-0001 | Door Overhead, Raw Water PS Building, Pump Room North | FIS-GRK-STRC-0001 | Door,Overhead | Door |  | DR | http://www.toronto.ca/TWONTO#roll_up_door
31380 | FIS-GRK-DR-0002 | Door Overhead, Filter Complex, Mezzanine Loading Dock West | FIS-GRK-0001 | Door,Overhead | Door |  | DR | http://www.toronto.ca/TWONTO#roll_up_door
31381 | FIS-GRK-DR-0002 | Door Overhead, Filter Complex, Mezzanine Loading Dock West | FIS-GRK-STRC-0001 | Door,Overhead | Door |  | DR | http://www.toronto.ca/TWONTO#roll_up_door
31382 | FIS-GRK-DR-0003 | Overhead Door, Storage Building, West | FIS-GRK-STRC-0001 | Door,Overhead | Door |  | DR | http://www.toronto.ca/TWONTO#roll_up_door
31383 | FIS-GRK-DR-0005SUS | Overhead Door, Marine Yard Building, West Side | FIS-GRK-0001 | Door,Overhead | Door | 39078 | DR | http://www.toronto.ca/TWONTO#roll_up_door
31384 | FIS-GRK-DR-0005SUS | Overhead Door, Marine Yard Building, West Side | FIS-GRK-STRC-0001 | Door,Overhead | Door | 39078 | DR | http://www.toronto.ca/TWONTO#roll_up_door
31385 | FIS-GRK-DR-0007 | Overhead Door, Polymer Building, South Side | FIS-GRK-STRC-0001 |  | Door |  | DR | http://www.toronto.ca/TWONTO#roll_up_door
33742 | HH2406A | Door, Loading, T Building | TAB-MCS-DR | Door | Door |  |  | http://www.toronto.ca/TWONTO#door
33763 | IH2006A | Door,Overhead, Incineration | TAB-MCS-DR | Door,Overhead | Door |  |  | http://www.toronto.ca/TWONTO#roll_up_door
33767 | IH2028A | Door,Overhead, Heat Recovery | TAB-MCS-DR | Door,Overhead | Door |  |  | http://www.toronto.ca/TWONTO#roll_up_door
33768 | IH2031A | Door,Overhead, Auxilliary Building | TAB-MCS-DR | Door,Overhead | Door |  |  | http://www.toronto.ca/TWONTO#roll_up_door
33769 | IH2032A | Door,Overhead, Auxilliary Building | TAB-MCS-DR | Door,Overhead | Door |  |  | http://www.toronto.ca/TWONTO#roll_up_door
33772 | IH311 | Door, Overhead, Building M | THC-GRK-DR-M | Door,Overhead | Door | 32200 |  | http://www.toronto.ca/TWONTO#roll_up_door
33773 | IH312 | Door, Overhead, Building M | THC-SUSPENDED | Door,Overhead | Door | 32201 |  | http://www.toronto.ca/TWONTO#roll_up_door
33828 | JH2005A | Door,Overhead, Z Building. | TAB-MCS-DR | Door,Overhead | Door |  |  | http://www.toronto.ca/TWONTO#roll_up_door
33829 | JH2006A | Door,Overhead, Z Building | TAB-MCS-DR | Door,Overhead | Door |  |  | http://www.toronto.ca/TWONTO#roll_up_door
40856 | OH2004A | Door,Overhead, Dewater Buildind | TAB-MCS-DR | Door,Overhead | Door |  |  | http://www.toronto.ca/TWONTO#roll_up_door
40857 | OH2006A | Door,Overhead, Polymer Building | TAB-MCS-DR | Door,Overhead | Door |  |  | http://www.toronto.ca/TWONTO#roll_up_door
40900 | PH2204A | Door,Overhead, P Bldg, Grit Works, East Door | TAB-MCS-DR | Door,Overhead | Door |  |  | http://www.toronto.ca/TWONTO#roll_up_door
40901 | PH2206A | Door,Overhead, P Building | TAB-MCS-DR | Door,Overhead | Door |  |  | http://www.toronto.ca/TWONTO#roll_up_door
40903 | PH2405A | Door,Overhead, D Building | TAB-MCS-DR | Door,Overhead | Door |  |  | http://www.toronto.ca/TWONTO#roll_up_door
40904 | PH2407A | Door,Overhead D Building | TAB-MCS-DR | Door,Overhead | Door |  |  | http://www.toronto.ca/TWONTO#roll_up_door
41074 | QQ7001A | Gate, Turnstiles, Guard House, Parking Lot | QQ7001 | Door | Door |  |  | http://www.toronto.ca/TWONTO#door
44120 | FCL-GRK-DR | Door, Overhead PM Link | FCL-GRK | Door,Overhead | Door |  |  | http://www.toronto.ca/TWONTO#roll_up_door
44363 | FCL-PAC-DR-0101 | Door, Overhead, PAC Area, Dry Chemical Building, Loading Dock | FCL-GRK | Door,Overhead | Door |  | DR | http://www.toronto.ca/TWONTO#roll_up_door
44364 | FCL-PAC-DR-0101 | Door, Overhead, PAC Area, Dry Chemical Building, Loading Dock | FCL-GRK-DR | Door,Overhead | Door |  | DR | http://www.toronto.ca/TWONTO#roll_up_door
45290 | FCL-RW-DR-0401 | Door, Overhead, Screen Room Entrance, Low Lift Building | FCL-GRK | Door,Overhead | Door |  | DR | http://www.toronto.ca/TWONTO#roll_up_door
45291 | FCL-RW-DR-0402 | Door, Overhead, Low Lift PS, Mezzanine, Electrical Service Room | FCL-GRK | Door,Overhead | Door |  | DR | http://www.toronto.ca/TWONTO#roll_up_door
45292 | FCL-RW-DR-0402 | Door, Overhead, Low Lift PS, Mezzanine, Electrical Service Room | FCL-GRK-DR | Door,Overhead | Door |  | DR | http://www.toronto.ca/TWONTO#roll_up_door
49223 | FCL-TRW-DR-0401 | Door, Overhead, Treated Water Pumping Station | FCL-GRK-DR | Door,Overhead | Door |  | DR | http://www.toronto.ca/TWONTO#roll_up_door
51190 | FCL-WWW-DR-0100 | Door, Overhead Centrifuge building Sludge bin Area South | FCL-GRK | Door,Overhead | Door |  | DR | http://www.toronto.ca/TWONTO#roll_up_door
51191 | FCL-WWW-DR-0100 | Door, Overhead Centrifuge building Sludge bin Area South | FCL-GRK-DR | Door,Overhead | Door |  | DR | http://www.toronto.ca/TWONTO#roll_up_door
51192 | FCL-WWW-DR-0200 | Door, Overhead Centrifuge building Sludge bin Area North | FCL-GRK | Door,Overhead | Door |  | DR | http://www.toronto.ca/TWONTO#roll_up_door
52807 | TAB-PLT-DR-4014 | Door, Roll up | TAB-PLT-LOA-D | Door,Overhead | Door |  | DR | http://www.toronto.ca/TWONTO#roll_up_door
52808 | TAB-PLT-DR-4016 | Door, Roll up | TAB-PLT-LOA-D | Door,Overhead | Door |  | DR | http://www.toronto.ca/TWONTO#roll_up_door
52809 | TAB-PLT-DR-4024 | Door, Roll up | TAB-PLT-LOA-D | Door,Overhead | Door |  | DR | http://www.toronto.ca/TWONTO#roll_up_door
52810 | TAB-PLT-DR-4026 | Door, Roll up | TAB-PLT-LOA-D | Door,Overhead | Door |  | DR | http://www.toronto.ca/TWONTO#roll_up_door
57057 | TAB-SLO-DR-0383 | Door, Overhead, Entrance, Truck Loading Bay, East | TAB-SLO-STRC | Door,Overhead | Door |  | DR | http://www.toronto.ca/TWONTO#roll_up_door
57058 | TAB-SLO-DR-0385 | Door, Overhead, Entrance, Truck Loading Bay, West | TAB-SLO-STRC | Door,Overhead | Door |  | DR | http://www.toronto.ca/TWONTO#roll_up_door
57059 | TAB-SLO-DR-0386 | Door, Overhead, Exit, Truck Loading Bay, West | TAB-SLO-STRC | Door,Overhead | Door |  | DR | http://www.toronto.ca/TWONTO#roll_up_door
59434 | THC - A01 - D003 | Door, Building A | THC-GRK-DR-A |  | Door |  |  | http://www.toronto.ca/TWONTO#door
59435 | THC - A01 - D007 | Door, Building A | THC-GRK-DR-A |  | Door |  |  | http://www.toronto.ca/TWONTO#door
59436 | THC - A01 - D019 | Door, Building A | THC-GRK-DR-A |  | Door |  |  | http://www.toronto.ca/TWONTO#door
59437 | THC - A01 - S008 | Door, Building A | THC-GRK-DR-A |  | Door |  |  | http://www.toronto.ca/TWONTO#door
59438 | THC - A01 - S144 | Door, Final # F8 Access House | THC-GRK-DR-TUNNEL |  | Door |  |  | http://www.toronto.ca/TWONTO#door
59439 | THC - A01 - S149 | Door, Final # F6 Access House | THC-GRK-DR-TUNNEL |  | Door |  |  | http://www.toronto.ca/TWONTO#door
59440 | THC - A01 - S154 | Door, Final # F5 Access House | THC-GRK-DR-TUNNEL |  | Door |  |  | http://www.toronto.ca/TWONTO#door
59441 | THC - A01 - S160 | Door, Final # F3 Access House | THC-GRK-DR-TUNNEL |  | Door |  |  | http://www.toronto.ca/TWONTO#door
59442 | THC - A01 - S163 | Door, Final # F1 Access House | THC-GRK-DR-TUNNEL |  | Door |  |  | http://www.toronto.ca/TWONTO#door
59443 | THC - A01 - S167 | Door, Primary # P1 Access House | THC-GRK-DR-TUNNEL |  | Door |  |  | http://www.toronto.ca/TWONTO#door
59444 | THC - A01 - S170 | Door, Prim. # P2/P3 Access House | THC-GRK-DR-TUNNEL |  | Door |  |  | http://www.toronto.ca/TWONTO#door
59445 | THC - A01 - S178 | Door, Primary # P5 Access House | THC-GRK-DR-TUNNEL |  | Door |  |  | http://www.toronto.ca/TWONTO#door
59446 | THC - A01 - S191 | Door, Building A | THC-GRK-DR-A |  | Door |  |  | http://www.toronto.ca/TWONTO#door
59447 | THC - A01 - S193 | Door, Building A | THC-GRK-DR-A |  | Door |  |  | http://www.toronto.ca/TWONTO#door
59448 | THC - B01 - 0001 | Door, Building B | THC-GRK-DR-B |  | Door |  |  | http://www.toronto.ca/TWONTO#door
59449 | THC - B01 - 0002 | Door, Building B | THC-GRK-DR-B |  | Door |  |  | http://www.toronto.ca/TWONTO#door
59450 | THC - B01 - 0003 | Door, Building B | THC-GRK-DR-B |  | Door |  |  | http://www.toronto.ca/TWONTO#door
59451 | THC - C01 - D177 | Door, Building C | THC-GRK-DR-C |  | Door |  |  | http://www.toronto.ca/TWONTO#door
59452 | THC - C01 - S246 | Door, Building C | THC-GRK-DR-C |  | Door |  |  | http://www.toronto.ca/TWONTO#door
59453 | THC - D01 - 0001 | Door, Building D | THC-GRK-DR-C |  | Door |  |  | http://www.toronto.ca/TWONTO#door
59454 | THC - D01 - 0001 | Door, Building D | THC-GRK-DR-D |  | Door |  |  | http://www.toronto.ca/TWONTO#door
59455 | THC - STR - T - 0300 | Door, Old Plant Aeration Tk # A3 | THC-GRK-DR-A |  | Door |  |  | http://www.toronto.ca/TWONTO#door
59456 | THC - STR - T - 0400 | Door, Old Plant Aeration Tk # A4 | THC-GRK-DR-A |  | Door |  |  | http://www.toronto.ca/TWONTO#door
59457 | THC - STR - T - 0700 | Door, Old Plant Aeration Tk # A7 | THC-GRK-DR-A |  | Door |  |  | http://www.toronto.ca/TWONTO#door
59458 | THC - STR - T - 0800 | Door, Old Plant Aeration Tk # A8 | THC-GRK-DR-A |  | Door |  |  | http://www.toronto.ca/TWONTO#door
59464 | THC-A0-S11155 | Door, Primary # P6 Access House | THC-GRK-DR-TUNNEL |  | Door |  |  | http://www.toronto.ca/TWONTO#door
59791 | THC-ACC-DR-0600 | Door,Overhead,SW Trucking Bay,Bldg M | THC-GRK-DR-M | Door,Overhead | Door |  | DR | http://www.toronto.ca/TWONTO#roll_up_door
59792 | THC-ACC-DR-0602 | Door, Overhead, SE Trucking Bay, Bldg M | THC-GRK-DR-M | Door,Overhead | Door |  | DR | http://www.toronto.ca/TWONTO#roll_up_door
61771 | FHA-GRK-DR-0401 | Door, Overhead, RMF, RMF, Sludge Bin Loading West Side | FHA-GRK-PRTY-0001 | Door,Overhead | Door |  | DR | http://www.toronto.ca/TWONTO#roll_up_door
61772 | FHA-GRK-DR-0501 | Door, Overhead, RMF, RMF, Sludge Bin Loading East Side | FHA-GRK-PRTY-0001 | Door,Overhead | Door |  | DR | http://www.toronto.ca/TWONTO#roll_up_door
61773 | FHA-GRK-DR-0601 | Door, Overhead, RMF, Oil Storage Area | FHA-GRK-PRTY-0001 | Door,Overhead | Door |  | DR | http://www.toronto.ca/TWONTO#roll_up_door
61774 | FHA-GRK-DR-1001 | Exterior Doors | FHA-GRK-PRTY-0001 | Door | Door |  | DR | http://www.toronto.ca/TWONTO#door
65108 | THC-DIS-DR-0001 | Door, Overhead, Building B | THC-GRK-DR-B | Door,Overhead | Door |  | DR | http://www.toronto.ca/TWONTO#roll_up_door
66763 | THC-GRK-DR-0100 | Door, Overhead, Building G | THC-GRK-DR-G | Door,Overhead | Door |  | DR | http://www.toronto.ca/TWONTO#roll_up_door
66764 | THC-GRK-DR-0102 | Door, Overhead, Building I | THC-GRK-DR-I | Door,Overhead | Door |  | DR | http://www.toronto.ca/TWONTO#roll_up_door
66765 | THC-GRK-DR-0103 | Door, Overhead, Building I | THC-GRK-DR-I | Door,Overhead | Door |  | DR | http://www.toronto.ca/TWONTO#roll_up_door
66766 | THC-GRK-DR-1001 | Door, Interior, Plant wide | THC-GRK-DR-G |  | Door |  | DR | http://www.toronto.ca/TWONTO#door
66767 | THC-GRK-DR-A | Doors, Building A | THC-GRK-PRTY-0001 |  | Door |  |  | http://www.toronto.ca/TWONTO#door
66768 | THC-GRK-DR-B | Doors, Building B | THC-GRK-MAINT |  | Door |  |  | http://www.toronto.ca/TWONTO#door
66769 | THC-GRK-DR-C | Doors, Building C | THC-GRK-PRTY-0001 |  | Door |  |  | http://www.toronto.ca/TWONTO#door
66770 | THC-GRK-DR-D | Doors, Building D | THC-GRK-ELS-D |  | Door |  |  | http://www.toronto.ca/TWONTO#door
66771 | THC-GRK-DR-E | Doors, Building E | THC-GRK-ELS-E |  | Door |  |  | http://www.toronto.ca/TWONTO#door
66772 | THC-GRK-DR-F | Doors, Building F | THC-GRK-ELS-F |  | Door |  |  | http://www.toronto.ca/TWONTO#door
66773 | THC-GRK-DR-G | Doors, Building G | THC-GRK-ELS-B |  | Door |  |  | http://www.toronto.ca/TWONTO#door
66774 | THC-GRK-DR-G | Doors, Building G | THC-GRK-ELS-G |  | Door |  |  | http://www.toronto.ca/TWONTO#door
66775 | THC-GRK-DR-J | Doors, Building J | THC-GRK-MAINT |  | Door |  |  | http://www.toronto.ca/TWONTO#door
66776 | THC-GRK-DR-K | Doors, Building K | THC-GRK-ELS-K |  | Door |  |  | http://www.toronto.ca/TWONTO#door
66777 | THC-GRK-DR-K | Doors, Building K | THC-GRK-MAINT |  | Door |  |  | http://www.toronto.ca/TWONTO#door
66778 | THC-GRK-DR-L | Doors, Building L | THC-GRK-ELS-L |  | Door |  |  | http://www.toronto.ca/TWONTO#door
66779 | THC-GRK-DR-M | Doors, Building M | THC-GRK-ELS-M |  | Door |  |  | http://www.toronto.ca/TWONTO#door
66780 | THC-GRK-DR-N | Doors, Building N | THC-GRK-ELS-N |  | Door |  |  | http://www.toronto.ca/TWONTO#door
66781 | THC-GRK-DR-Q | Doors, Building Q | THC-GRK-ELS-Q |  | Door |  |  | http://www.toronto.ca/TWONTO#door
66782 | THC-GRK-DR-S | Doors, Building S | THC-GRK-ELS-R |  | Door |  |  | http://www.toronto.ca/TWONTO#door
67360 | THC-MCS-DR-0001 | Door, Overhead, Building B | THC-GRK-DR-B | Door,Overhead | Door |  | DR | http://www.toronto.ca/TWONTO#roll_up_door
67361 | THC-MCS-DR-0002 | Door, Overhead, Building K | THC-GRK-DR-K | Door,Overhead | Door |  | DR | http://www.toronto.ca/TWONTO#roll_up_door
70742 | THC-STR-T-0100 | Aeration Tank, Old Plant (door) | THC-GRK-DR-A |  | Door |  | T | http://www.toronto.ca/TWONTO#door
76587 | THR-DR-BH-0501 | Overhead Door, High Pressure Blower Building | THR-DR-WA3 | Door,Overhead | Door |  | BH | http://www.toronto.ca/TWONTO#roll_up_door
76588 | THR-DR-BH-0501 | Overhead Door, High Pressure Blower Building | THR-DR-WA4 | Door,Overhead | Door |  | BH | http://www.toronto.ca/TWONTO#roll_up_door
76589 | THR-DR-BH-0514 | Overhead Door, Engine Room | THR-DR-WA2 | Door,Overhead | Door |  | BH | http://www.toronto.ca/TWONTO#roll_up_door
76590 | THR-DR-BH-0515 | Overhead Door, Engine Room Basement | THR-DR-WA2 | Door,Overhead | Door |  | BH | http://www.toronto.ca/TWONTO#roll_up_door
76592 | THR-DR-DH-0512 | Overhead Door, Digester Tank 9-10 Loading Bay west | THR-DR-WA1 | Door,Overhead | Door |  | DH | http://www.toronto.ca/TWONTO#roll_up_door
76593 | THR-DR-DH-0512 | Overhead Door, Digester Tank 9-10 Loading Bay west | THR-DR-WA3 | Door,Overhead | Door |  | DH | http://www.toronto.ca/TWONTO#roll_up_door
76594 | THR-DR-DIS-0002 | Overhead Door, Diisinfection Building, Workshop North | THR-DR-WA4 | Door,Overhead | Door |  | DIS | http://www.toronto.ca/TWONTO#roll_up_door
76595 | THR-DR-DIS-0516 | Overhead Door, Disinfection Building, Dechlorination Simulator Room | THR-DR-WA1 | Door,Overhead | Door |  | DIS | http://www.toronto.ca/TWONTO#roll_up_door
76596 | THR-DR-DIS-0516 | Overhead Door, Disinfection Building, Dechlorination Simulator Room | THR-DR-WA4 | Door,Overhead | Door |  | DIS | http://www.toronto.ca/TWONTO#roll_up_door
76597 | THR-DR-DIS-0518 | Overhead Door, Disinfection Building, Truck Door North | THR-DR-WA3 | Door,Overhead | Door |  | DIS | http://www.toronto.ca/TWONTO#roll_up_door
76598 | THR-DR-FH-0500 | Overhead Door, Filtered Plant Water | THR-DR-WA4 | Door,Overhead | Door |  | FH | http://www.toronto.ca/TWONTO#roll_up_door
76599 | THR-DR-HH-0513 | Overhead Door, Head House | THR-DR-WA2 | Door,Overhead | Door |  | HH | http://www.toronto.ca/TWONTO#roll_up_door
76600 | THR-DR-HH-0514 | Overhead Door(New), Head House | THR-DR-WA2 | Door,Overhead | Door |  | HH | http://www.toronto.ca/TWONTO#roll_up_door
76601 | THR-DR-HH-0533 | Overhead Door, Grit Bldg, Stores Delivery Door | THR-DR-WA3 | Door,Overhead | Door |  | HH | http://www.toronto.ca/TWONTO#roll_up_door
76602 | THR-DR-HH-0534 | Overhead Door, Grit Building Truck Door West | THR-DR-WA2 | Door,Overhead | Door |  | HH | http://www.toronto.ca/TWONTO#roll_up_door
76603 | THR-DR-HH-0534 | Overhead Door, Grit Building Truck Door West | THR-DR-WA3 | Door,Overhead | Door |  | HH | http://www.toronto.ca/TWONTO#roll_up_door
76604 | THR-DR-HH-0535 | Overhead Door, Grit Building Truck Door East | THR-DR-WA2 | Door,Overhead | Door |  | HH | http://www.toronto.ca/TWONTO#roll_up_door
76605 | THR-DR-PH-0513 | Overhead Door, Primary Pumping Station 2 | THR-DR-WA3 | Door,Overhead | Door |  | PH | http://www.toronto.ca/TWONTO#roll_up_door
76606 | THR-DR-RH-0514S | Overhead Door, Manual, Returns Low Pressure Blower Building | THR-DR-WA3 | Door,Overhead | Door | 34487 | RH | http://www.toronto.ca/TWONTO#roll_up_door
76607 | THR-DR-RH-0514S | Overhead Door, Manual, Returns Low Pressure Blower Building | THR-DR-WA4 | Door,Overhead | Door | 34487 | RH | http://www.toronto.ca/TWONTO#roll_up_door
76608 | THR-DR-RH-0514S | Overhead Door, Manual, Returns Low Pressure Blower Building | THR-S-E | Door,Overhead | Door | 34487 | RH | http://www.toronto.ca/TWONTO#roll_up_door
76609 | THR-DR-SH-0500 | Overhead Door, STB North Main Entrance | THR-DR-WA1 | Door,Overhead | Door |  | SH | http://www.toronto.ca/TWONTO#roll_up_door
76610 | THR-DR-SH-0503 | Overhead Door, STB South Main Loading Area | THR-DR-WA1 | Door,Overhead | Door |  | SH | http://www.toronto.ca/TWONTO#roll_up_door
76611 | THR-DR-WA2 | Overhead Doors, Work Area2 | THR-MCS-WA2 | Door,Overhead | Door |  |  | http://www.toronto.ca/TWONTO#roll_up_door
76612 | THR-DR-WA4 | Overhead Doors, Work Area4 | THR-MCS-WA4 | Door,Overhead | Door |  |  | http://www.toronto.ca/TWONTO#roll_up_door
76613 | THR-DR-WH-0508 | Overhead Door, Effluent Pumping Station | THR-DR-WA3 | Door,Overhead | Door |  | WH | http://www.toronto.ca/TWONTO#roll_up_door
78890 | THR-GRK-DR-3802 | Door, Access, Main Substation | THR-DR-WA4 | Door,Access | Door |  | DR | http://www.toronto.ca/TWONTO#door
78891 | THR-GRK-DR-3803 | Door, Access, Main Substation | THR-DR-WA4 | Door,Access | Door |  | DR | http://www.toronto.ca/TWONTO#door
78892 | THR-GRK-DR-4233 | Door, Access, Old Substation building, West door | THR-DR-WA4 | Door,Access | Door |  | DR | http://www.toronto.ca/TWONTO#door
78893 | THR-GRK-DR-4801 | Door, Access, West Electrical Substation | THR-DR-WA4 | Door,Access | Door |  | DR | http://www.toronto.ca/TWONTO#door
78894 | THR-GRK-DR-4802 | Door, Access, West Electrical Substation | THR-DR-WA4 | Door,Access | Door |  | DR | http://www.toronto.ca/TWONTO#door
79118 | THR-MCS-DR-0101S | Door, Overhead Roll Up, New Maintenance Bldg. | THR-GRK-NMB | Door,Overhead | Door | 39016 | DR | http://www.toronto.ca/TWONTO#roll_up_door
79119 | THR-MCS-DR-0102S | Door, Overhead Roll Up, New Maintenance Bldg. | THR-GRK-NMB | Door,Overhead | Door | 39017 | DR | http://www.toronto.ca/TWONTO#roll_up_door
80087 | THR-PLT-DR-2534S | Door, Over-Head, North Grit Loading Bay, East | THR-DR-WA2 | Door,Overhead | Door | 38663 | DR | http://www.toronto.ca/TWONTO#roll_up_door
80088 | THR-PLT-DR-2535S | Door, Over-Head, North Grit Loading Bay, West | THR-DR-WA2 | Door,Overhead | Door | 38664 | DR | http://www.toronto.ca/TWONTO#roll_up_door
82442 | THR-SS-DR1 | Doors, Security System | THR-SS-WA1 | Door,Overhead | Door |  |  | http://www.toronto.ca/TWONTO#roll_up_door
84487 | TNT-MCS-DR-0101 | Door, Roll Up, Screening - Rack House | TNT-PLT | Door,Overhead | Door |  | DR | http://www.toronto.ca/TWONTO#roll_up_door
84950 | WH4002A | Door, Overhead #2, Truck Loading Odour Control(rear), North-West | TAB-MCS-DR | Door,Overhead | Door |  |  | http://www.toronto.ca/TWONTO#roll_up_door
84951 | WH4003A | Door, Overhead #3, Bio-Solid Truck Loading,(front), South-West | TAB-MCS-DR | Door,Overhead | Door |  |  | http://www.toronto.ca/TWONTO#roll_up_door
84952 | WH4004A | Door, Overhead #4,Bio-Solid Truck Loading (front), South-East | TAB-MCS-DR | Door,Overhead | Door |  |  | http://www.toronto.ca/TWONTO#roll_up_door
84953 | WH4005A | Door, Overhead , Odor Control Bldg. West side | TAB-MCS-DR | Door,Overhead | Door |  |  | http://www.toronto.ca/TWONTO#roll_up_door
84954 | WH4006A | Door, Overhead # 1 Old Bio-Solid Truck Load-Out Facility | TAB-MCS-DR | Door,Overhead | Door |  |  | http://www.toronto.ca/TWONTO#roll_up_door
84955 | WH4008A | Door, Overhead # 3 Old Bio-Solid Truck Load-Out Facility | TAB-MCS-DR | Door,Overhead | Door |  |  | http://www.toronto.ca/TWONTO#roll_up_door
87095 | WTR-PAH-DR-0003 | Door | WTR-PAH-AUX | Door,Access | Door |  | DR | http://www.toronto.ca/TWONTO#door
87290 | WTR-PEG-DR-0002 | Door, High Voltage Electrical Room | WTR-PEG-AUX | Door | Door |  | DR | http://www.toronto.ca/TWONTO#door
87291 | WTR-PEG-DR-0004 | Door | WTR-PEG-AUX | Door | Door |  | DR | http://www.toronto.ca/TWONTO#door
87498 | WTR-PEL-DR-0006 | Door | WTR-PEL-AUX | Door | Door |  | DR | http://www.toronto.ca/TWONTO#door
87499 | WTR-PEL-DR-0007 | Door | WTR-PEL-AUX | Door | Door |  | DR | http://www.toronto.ca/TWONTO#door
87500 | WTR-PEL-DR-0008 | Door | WTR-PEL-AUX | Door | Door |  | DR | http://www.toronto.ca/TWONTO#door
87501 | WTR-PEL-DR-0009 | Door | WTR-PEL-AUX | Door | Door |  | DR | http://www.toronto.ca/TWONTO#door
87502 | WTR-PEL-DR-0010 | Door | WTR-PEL-AUX | Door | Door |  | DR | http://www.toronto.ca/TWONTO#door
87503 | WTR-PEL-DR-1001 | Door, Access, Generator Building, Generator Room | WTR-PEL-AUX | Door,Access | Door |  | DR | http://www.toronto.ca/TWONTO#door
87504 | WTR-PEL-DR-1002 | Door, Access, Generator Building, Generator Room | WTR-PEL-AUX | Door,Access | Door |  | DR | http://www.toronto.ca/TWONTO#door
87505 | WTR-PEL-DR-1003 | Door, Access, Generator Building, Generator Room | WTR-PEL-AUX | Door,Access | Door |  | DR | http://www.toronto.ca/TWONTO#door
87506 | WTR-PEL-DR-1004 | Door, Access, Generator Building, Product Handling Room | WTR-PEL-AUX | Door,Access | Door |  | DR | http://www.toronto.ca/TWONTO#door
87990 | WTR-PHL-DR-0001 | Door, Overhead | WTR-PHL-AUX | Fire Prevention | Door |  | DR | http://www.toronto.ca/TWONTO#fire_rated_door
87991 | WTR-PHL-DR-0004 | Door | WTR-PHL-AUX | Fire Prevention | Door |  | DR | http://www.toronto.ca/TWONTO#fire_rated_door
88348 | WTR-PJO-DR-0001 | Overhead Sliding Door | WTR-PJO-AUX | Door | Door |  | DR | http://www.toronto.ca/TWONTO#roll_up_door
88349 | WTR-PJO-DR-0002 | Door | WTR-PJO-AUX | Door,Access | Door |  | DR | http://www.toronto.ca/TWONTO#door
88458 | WTR-PJS-DR-0001 | Door, Overhead | WTR-PJS-AUX | Door,Overhead | Door |  | DR | http://www.toronto.ca/TWONTO#roll_up_door
88459 | WTR-PJS-DR-0002 | Door, Overhead | WTR-PJS-AUX | Door,Overhead | Door |  | DR | http://www.toronto.ca/TWONTO#roll_up_door
89009 | WTR-PKN-DR-0003 | Door | WTR-PKN-AUX | Door,Access | Door |  | DR | http://www.toronto.ca/TWONTO#door
89169 | WTR-PLW-DR-0002 | Door | WTR-PLW-AUX | Door | Door |  | DR | http://www.toronto.ca/TWONTO#door
89170 | WTR-PLW-DR-0003 | Door | WTR-PLW-AUX | Door | Door |  | DR | http://www.toronto.ca/TWONTO#door
89171 | WTR-PLW-DR-0004 | Door | WTR-PLW-AUX | Door | Door |  | DR | http://www.toronto.ca/TWONTO#door
89842 | WTR-PPD-DR-0001 | Door | WTR-PPD-AUX | Door,Access | Door |  | DR | http://www.toronto.ca/TWONTO#door
89843 | WTR-PPD-DR-0003 | Door | WTR-PPD-AUX | Door,Access | Door |  | DR | http://www.toronto.ca/TWONTO#door
89844 | WTR-PPD-DR-0004 | Door | WTR-PPD-AUX | Door,Access | Door |  | DR | http://www.toronto.ca/TWONTO#door
90041 | WTR-PRH-DR-0004 | Door | WTR-PRH-AUX | Door,Access | Door |  | DR | http://www.toronto.ca/TWONTO#door
90042 | WTR-PRH-DR-0005 | Door | WTR-PRH-AUX | Door,Access | Door |  | DR | http://www.toronto.ca/TWONTO#door
90528 | WTR-PSA-DR-0004 | Door | WTR-PSA-AUX | Door,Access | Door |  | DR | http://www.toronto.ca/TWONTO#door
90676 | WTR-PSC-DR-0001 | Door, Non Motorized Roll-up | WTR-PSC-AUX | Door | Door |  | DR | http://www.toronto.ca/TWONTO#door
90677 | WTR-PSC-DR-0002 | Door, Room, Main Entrance | WTR-PSC-AUX | Door | Door |  | DR | http://www.toronto.ca/TWONTO#door
91078 | WTR-PWT-DR-0001 | Door, Overhead, Pump Room | WTR-PWT-AUX | Door,Overhead | Door |  | DR | http://www.toronto.ca/TWONTO#roll_up_door
91079 | WTR-PWT-DR-0002 | Door | WTR-PWT-AUX | Door,Access | Door |  | DR | http://www.toronto.ca/TWONTO#door
91316 | WTR-RDF-DR-0001 | Door, Hatch, Due-North | WTR-RDF-AUX | Door | Door |  | DR | http://www.toronto.ca/TWONTO#door
91317 | WTR-RDF-DR-0003 | Door, Hatch, Due-East of Northeast basin | WTR-RDF-AUX | Door | Door |  | DR | http://www.toronto.ca/TWONTO#door
91318 | WTR-RDF-DR-0004 | Door, Hatch, Southeast of Northeast basin | WTR-RDF-AUX | Door | Door |  | DR | http://www.toronto.ca/TWONTO#door
91319 | WTR-RDF-DR-0005 | Door, Hatch, East divider between East basins | WTR-RDF-AUX | Door | Door |  | DR | http://www.toronto.ca/TWONTO#door
91320 | WTR-RDF-DR-0007 | Door, Hatch, Due-South | WTR-RDF-AUX | Door | Door |  | DR | http://www.toronto.ca/TWONTO#door
91321 | WTR-RDF-DR-0008 | Door, Hatch, East divider between West basins | WTR-RDF-AUX | Door | Door |  | DR | http://www.toronto.ca/TWONTO#door
91322 | WTR-RDF-DR-0009 | Door, Hatch, West divider between West basins | WTR-RDF-AUX | Door | Door |  | DR | http://www.toronto.ca/TWONTO#door
91323 | WTR-RDF-DR-0010 | Door, Hatch, Southwest of Northwest basin | WTR-RDF-AUX | Door | Door |  | DR | http://www.toronto.ca/TWONTO#door
91324 | WTR-RDF-DR-0011 | Door, Hatch, Middle-Southwest | WTR-RDF-AUX | Door | Door |  | DR | http://www.toronto.ca/TWONTO#door
91325 | WTR-RDF-DR-0012 | Door, Hatch, Middle-Northwest | WTR-RDF-AUX | Door | Door |  | DR | http://www.toronto.ca/TWONTO#door
91326 | WTR-RDF-DR-0013 | Door, Hatch, Northwest | WTR-RDF-AUX | Door | Door |  | DR | http://www.toronto.ca/TWONTO#door
91327 | WTR-RDF-DR-0014 | Door, Hatch, Middle-North | WTR-RDF-AUX | Door | Door |  | DR | http://www.toronto.ca/TWONTO#door
91445 | WTR-REG-DR-0001 | Door | WTR-REG-AUX | Door | Door |  | DR | http://www.toronto.ca/TWONTO#door
91683 | WTR-RLW-DR-0001 | Door, East Basins | WTR-RLW-AUX | Door | Door |  | DR | http://www.toronto.ca/TWONTO#door
91684 | WTR-RLW-DR-0002 | Door, West Basins | WTR-RLW-AUX | Door | Door |  | DR | http://www.toronto.ca/TWONTO#door
91743 | WTR-RMI-DR-0001 | Door, Hatch, Middle-Southeast | WTR-RMI-AUX | Door | Door |  | DR | http://www.toronto.ca/TWONTO#door
91744 | WTR-RMI-DR-0002 | Door, Hatch, Southeast | WTR-RMI-AUX | Door | Door |  | DR | http://www.toronto.ca/TWONTO#door
91745 | WTR-RMI-DR-0003 | Door, Hatch, South of Access House | WTR-RMI-AUX | Door | Door |  | DR | http://www.toronto.ca/TWONTO#door
91746 | WTR-RMI-DR-0004 | Door, Hatch, Due-South | WTR-RMI-AUX | Door | Door |  | DR | http://www.toronto.ca/TWONTO#door
91747 | WTR-RMI-DR-0005 | Door, Hatch, Southwest | WTR-RMI-AUX | Door | Door |  | DR | http://www.toronto.ca/TWONTO#door
91748 | WTR-RMI-DR-0009 | Door, Hatch, North of Access House | WTR-RMI-AUX | Door | Door |  | DR | http://www.toronto.ca/TWONTO#door
91749 | WTR-RMI-DR-0012 | Door, Hatch, Middle-Northeast | WTR-RMI-AUX | Door | Door |  | DR | http://www.toronto.ca/TWONTO#door
91906 | WTR-RRG-DR-0002 | Door, Roll-Up | WTR-RRG-AUX | Door,Overhead | Door |  | DR | http://www.toronto.ca/TWONTO#roll_up_door
92463 | YTF-ACC-DR-0002 | Door, RN150, North-East, Electric Door Operators | YTF-ACC | Door | Door |  | DR | http://www.toronto.ca/TWONTO#door
92464 | YTF-ACC-DR-0003 | Door, RN149, North, Electric Door Operators | YTF-ACC | Door | Door |  | DR | http://www.toronto.ca/TWONTO#door
92465 | YTF-ACC-DR-0004 | Door, RN150, South, Electric Door Operators | YTF-ACC | Door | Door |  | DR | http://www.toronto.ca/TWONTO#door
92466 | YTF-ACC-DR-0005 | Door, RN149, South, Electric Door Operators | YTF-ACC | Door | Door |  | DR | http://www.toronto.ca/TWONTO#door
92467 | YTF-ACC-DR-0007 | Door, Rn146, East, Electric Door Operators | YTF-ACC | Door | Door |  | DR | http://www.toronto.ca/TWONTO#door
93176 | FHO-GRK-DR-0002S | Door, (FD-S10-2), Fire Rated, Raw Water Building, S10, Stairway 2, North West | FHO-GRK-FEQ-0001 | Fire Prevention,Door | Door |  | DR | http://www.toronto.ca/TWONTO#fire_rated_door
93177 | FHO-GRK-DR-0301 | Door, Overhead, Admin Building S2 Loading Bay East Door | FHO-GRK-PRTY-0001 | Door,Overhead | Door |  | DR | http://www.toronto.ca/TWONTO#roll_up_door
93178 | FHO-GRK-DR-0401 | Main Gate, West Side | FHO-GRK-PRTY-0001 | Door,Access | Door |  | DR | http://www.toronto.ca/TWONTO#door
93179 | FHO-GRK-DR-0501 | Main Gate, LOX | FHO-GRK-PRTY-0001 | Door,Access | Door |  | DR | http://www.toronto.ca/TWONTO#door
93180 | FHO-GRK-DR-0502 | Main Gate, East | FHO-GRK-PRTY-0001 | Door,Access | Door |  | DR | http://www.toronto.ca/TWONTO#door
93181 | FHO-GRK-DR-0601 | Door, Overhead, Chemical Building, S2, Storage Room Breezeway | FHO-GRK-PRTY-0001 | Door,Overhead | Door |  | DR | http://www.toronto.ca/TWONTO#roll_up_door
93182 | FHO-GRK-DR-1001S | Door, (FD-S1-01), Fire Rated, Admin Building, S1, Stairway 5 | FHO-GRK-FEQ-0001 | Fire Prevention,Door | Door |  | DR | http://www.toronto.ca/TWONTO#fire_rated_door
93183 | FHO-GRK-DR-1003S | Door, (FD-S1-03), Fire Rated, Admin Building, S1, Chiller Recirculation, East | FHO-GRK-FEQ-0001 | Fire Prevention,Door | Door |  | DR | http://www.toronto.ca/TWONTO#fire_rated_door
93184 | FHO-GRK-DR-1005L | Door, (FD-1-05), Fire Rated, Flocculation Building, L1, Lou Vogele Room, South | FHO-GRK-FEQ-0001 | Fire Prevention,Door | Door |  | DR | http://www.toronto.ca/TWONTO#fire_rated_door
93185 | FHO-GRK-DR-1005S | Door, (FD-S1-05), Fire Rated, Ozone Building, S1, Stairwat to DOZ 2 | FHO-GRK-FEQ-0001 | Fire Prevention,Door | Door |  | DR | http://www.toronto.ca/TWONTO#fire_rated_door
93186 | FHO-GRK-DR-1006L | Door, (FD-1-06), Fire Rated, Flocculation Building, L1, South East | FHO-GRK-FEQ-0001 | Fire Prevention,Door | Door |  | DR | http://www.toronto.ca/TWONTO#fire_rated_door
93187 | FHO-GRK-DR-1006S | Door, (FD-S1-06), Fire Rated, Ozone Building, S1, Stairwat to DOZ 1 | FHO-GRK-FEQ-0001 | Fire Prevention,Door | Door |  | DR | http://www.toronto.ca/TWONTO#fire_rated_door
93188 | FHO-GRK-DR-1007L | Door, (FD-1-07), Fire Rated, Flocculation Building, L1, East Corridor, Emergency Exit | FHO-GRK-FEQ-0001 | Fire Prevention,Door | Door |  | DR | http://www.toronto.ca/TWONTO#fire_rated_door
93189 | FHO-GRK-DR-1009L | Door, (FD-1-09), Fire Rated, Admin Building, L1, Stairway 6, West | FHO-GRK-FEQ-0001 | Fire Prevention,Door | Door |  | DR | http://www.toronto.ca/TWONTO#fire_rated_door
93190 | FHO-GRK-DR-1011S | Door, (FD-S1-11), Fire Rated, Standby Power Building, S1, Stairway 1 | FHO-GRK-FEQ-0001 | Fire Prevention,Door | Door |  | DR | http://www.toronto.ca/TWONTO#fire_rated_door
93191 | FHO-GRK-DR-1014L | Door, (FD-1-14), Fire Rated, Admin Building, L1, Womens Washroom | FHO-GRK-FEQ-0001 | Fire Prevention,Door | Door |  | DR | http://www.toronto.ca/TWONTO#fire_rated_door
93192 | FHO-GRK-DR-1015L | Door, (FD-1-15), Fire Rated, Admin Building, L1, Womens Washroom< Inner Door | FHO-GRK-FEQ-0001 | Fire Prevention,Door | Door |  | DR | http://www.toronto.ca/TWONTO#fire_rated_door
93193 | FHO-GRK-DR-1017L | Door, (FD-1-17), Fire Rated, Admin Building, L1, Main Entrance Vestibul, South | FHO-GRK-FEQ-0001 | Fire Prevention,Door | Door |  | DR | http://www.toronto.ca/TWONTO#fire_rated_door
93194 | FHO-GRK-DR-1018L | Door, (FD-1-18), Fire Rated, Admin Building, L1, Main Entrance From Lobby | FHO-GRK-FEQ-0001 | Fire Prevention,Door | Door |  | DR | http://www.toronto.ca/TWONTO#fire_rated_door
93195 | FHO-GRK-DR-1020L | Door, (FD-1-20), Fire Rated, Admin Building, L1, Conference Room, ITM (PCS) Office | FHO-GRK-FEQ-0001 | Fire Prevention,Door | Door |  | DR | http://www.toronto.ca/TWONTO#fire_rated_door
93196 | FHO-GRK-DR-1021L | Door, (FD-1-21), Fire Rated, Admin Building, L1, Conference Room, ITM (Admin) Office | FHO-GRK-FEQ-0001 | Fire Prevention,Door | Door |  | DR | http://www.toronto.ca/TWONTO#fire_rated_door
93197 | FHO-GRK-DR-1024L | Door, (FD-1-24), Fire Rated, Admin Building, L1, Conference Room Vestibul, East | FHO-GRK-FEQ-0001 | Fire Prevention,Door | Door |  | DR | http://www.toronto.ca/TWONTO#fire_rated_door
93198 | FHO-GRK-DR-1025L | Door, (FD-1-25), Fire Rated, Admin Building, L1, Conference Room Vestibul, Roof Exit | FHO-GRK-FEQ-0001 | Fire Prevention,Door | Door |  | DR | http://www.toronto.ca/TWONTO#fire_rated_door
93199 | FHO-GRK-DR-1026L | Door, (FD-1-26), Fire Rated, Admin Building, L1, Conference Room, South East | FHO-GRK-FEQ-0001 | Fire Prevention,Door | Door |  | DR | http://www.toronto.ca/TWONTO#fire_rated_door
93200 | FHO-GRK-DR-1027L | Door, (FD-1-27), Fire Rated, Admin Building, L1, Operators Lunch Room, North West | FHO-GRK-FEQ-0001 | Fire Prevention,Door | Door |  | DR | http://www.toronto.ca/TWONTO#fire_rated_door
93201 | FHO-GRK-DR-1028L | Door, (FD-1-28), Fire Rated, Admin Building, L1, Operators Lunch Room, South East | FHO-GRK-FEQ-0001 | Fire Prevention,Door | Door |  | DR | http://www.toronto.ca/TWONTO#fire_rated_door
93202 | FHO-GRK-DR-1029L | Door, (FD-1-29), Fire Rated, Admin Building, L1, Operators Lunch Room, North East | FHO-GRK-FEQ-0001 | Fire Prevention,Door | Door |  | DR | http://www.toronto.ca/TWONTO#fire_rated_door
93203 | FHO-GRK-DR-1030L | Door, (FD-1-30), Fire Rated, Admin Building, L1, Control Room, South | FHO-GRK-FEQ-0001 | Fire Prevention,Door | Door |  | DR | http://www.toronto.ca/TWONTO#fire_rated_door
93204 | FHO-GRK-DR-1032L | Door, (FD-1-32), Fire Rated, Admin Building, L1, Control Room, Washroom | FHO-GRK-FEQ-0001 | Fire Prevention,Door | Door |  | DR | http://www.toronto.ca/TWONTO#fire_rated_door
93205 | FHO-GRK-DR-1035L | Door, (FD-1-35), Fire Rated, Admin Building, L1, Control Room, Old Luch Room, Cable Shaft | FHO-GRK-FEQ-0001 | Fire Prevention,Door | Door |  | DR | http://www.toronto.ca/TWONTO#fire_rated_door
93206 | FHO-GRK-DR-1038L | Door, (FD-1-38), Fire Rated, Admin Building, L1, Control Room, HVAC Room, North | FHO-GRK-FEQ-0001 | Fire Prevention,Door | Door |  | DR | http://www.toronto.ca/TWONTO#fire_rated_door
93207 | FHO-GRK-DR-1040L | Door, (FD-1-40), Fire Rated, Admin Building, L1, South Vestibul, South | FHO-GRK-FEQ-0001 | Fire Prevention,Door | Door |  | DR | http://www.toronto.ca/TWONTO#fire_rated_door
93208 | FHO-GRK-DR-1043L | Door, (FD-1-43), Fire Rated, Admin Building, L1, Control Room to TRW Gallery | FHO-GRK-FEQ-0001 | Fire Prevention,Door | Door |  | DR | http://www.toronto.ca/TWONTO#fire_rated_door
93209 | FHO-GRK-DR-1044L | Door, (FD-1-44), Fire Rated, Admin Building, L1, Stairway 5 | FHO-GRK-FEQ-0001 | Fire Prevention,Door | Door |  | DR | http://www.toronto.ca/TWONTO#fire_rated_door
93210 | FHO-GRK-DR-1045L | Door, (FD-1-45), Fire Rated, West Filter Building, L1, Exit to Field | FHO-GRK-FEQ-0001 | Fire Prevention,Door | Door |  | DR | http://www.toronto.ca/TWONTO#fire_rated_door
93211 | FHO-GRK-DR-1050L | Door, (FD-1-50), Fire Rated, West Filter Building, L1, Filter 0401 | FHO-GRK-FEQ-0001 | Fire Prevention,Door | Door |  | DR | http://www.toronto.ca/TWONTO#fire_rated_door
93212 | FHO-GRK-DR-1052L | Door, (FD-1-52), Fire Rated, West Filter Building, L1, Filter 0601 | FHO-GRK-FEQ-0001 | Fire Prevention,Door | Door |  | DR | http://www.toronto.ca/TWONTO#fire_rated_door
93213 | FHO-GRK-DR-1057L | Door, (FD-1-57), Fire Rated, Admin Building, L1, Cable Shaft By Freight Elevator | FHO-GRK-FEQ-0001 | Fire Prevention,Door | Door |  | DR | http://www.toronto.ca/TWONTO#fire_rated_door
93214 | FHO-GRK-DR-1058L | Door, (FD-1-58), Fire Rated, Admin Building, L1, Stairway 1 | FHO-GRK-FEQ-0001 | Fire Prevention,Door | Door |  | DR | http://www.toronto.ca/TWONTO#fire_rated_door
93215 | FHO-GRK-DR-1060L | Door, (FD-1-60), Fire Rated, Ozone Building, L1, MCC Room South | FHO-GRK-FEQ-0001 | Fire Prevention,Door | Door |  | DR | http://www.toronto.ca/TWONTO#fire_rated_door
93216 | FHO-GRK-DR-1061L | Door, (FD-1-61), Fire Rated, Ozone Building, L1, Janitor Room | FHO-GRK-FEQ-0001 | Fire Prevention,Door | Door |  | DR | http://www.toronto.ca/TWONTO#fire_rated_door
93217 | FHO-GRK-DR-1062L | Door, (FD-1-62), Fire Rated, East Filter Building, L1, South West | FHO-GRK-FEQ-0001 | Fire Prevention,Door | Door |  | DR | http://www.toronto.ca/TWONTO#fire_rated_door
93218 | FHO-GRK-DR-1063L | Door, (FD-1-63), Fire Rated, East Filter Building, L1, Hallway South Side to Exit | FHO-GRK-FEQ-0001 | Fire Prevention,Door | Door |  | DR | http://www.toronto.ca/TWONTO#fire_rated_door
93219 | FHO-GRK-DR-1065L | Door, (FD-1-65), Fire Rated, East Filter Building, L1, Emergency Exit to South West DOZ 2 | FHO-GRK-FEQ-0001 | Fire Prevention,Door | Door |  | DR | http://www.toronto.ca/TWONTO#fire_rated_door
93220 | FHO-GRK-DR-1071L | Door, (FD-1-71), Fire Rated, Ozone Building, L1, Equipment Room, North | FHO-GRK-FEQ-0001 | Fire Prevention,Door | Door |  | DR | http://www.toronto.ca/TWONTO#fire_rated_door
93221 | FHO-GRK-DR-1072L | Door, (FD-1-72), Fire Rated, Ozone Building, L1, Storage Room 3 | FHO-GRK-FEQ-0001 | Fire Prevention,Door | Door |  | DR | http://www.toronto.ca/TWONTO#fire_rated_door
93222 | FHO-GRK-DR-1074L | Door, (FD-1-74), Fire Rated, Ozone Building, L1, Stairway DOZ 1, East | FHO-GRK-FEQ-0001 | Fire Prevention,Door | Door |  | DR | http://www.toronto.ca/TWONTO#fire_rated_door
93223 | FHO-GRK-DR-1076L | Door, (FD-1-76), Fire Rated, Ozone Building, L1, Loading Bay to Delivery Roof | FHO-GRK-FEQ-0001 | Fire Prevention,Door | Door |  | DR | http://www.toronto.ca/TWONTO#fire_rated_door
93224 | FHO-GRK-DR-1079L | Door, (FD-1-79), Fire Rated, East Filter Building, L1, Mechanical Room 2 | FHO-GRK-FEQ-0001 | Fire Prevention,Door | Door |  | DR | http://www.toronto.ca/TWONTO#fire_rated_door
93225 | FHO-GRK-DR-1080L | Door, (FD-1-80), Fire Rated, Ozone Building, L1, Hallway 4, North West | FHO-GRK-FEQ-0001 | Fire Prevention,Door | Door |  | DR | http://www.toronto.ca/TWONTO#fire_rated_door
93226 | FHO-GRK-DR-1082L | Door, (FD-1-82), Fire Rated, L1, South Vestibul, North East | FHO-GRK-FEQ-0001 | Fire Prevention,Door | Door |  | DR | http://www.toronto.ca/TWONTO#fire_rated_door
93227 | FHO-GRK-DR-1083L | Door, (FD-1-83), Fire Rated, L1, South Vestibul, North West | FHO-GRK-FEQ-0001 | Fire Prevention,Door | Door |  | DR | http://www.toronto.ca/TWONTO#fire_rated_door
93228 | FHO-GRK-DR-1086L | Door, (FD-1-86), Fire Rated, Chemical Building, L1, Gaseous Feed Room, North | FHO-GRK-FEQ-0001 | Fire Prevention,Door | Door |  | DR | http://www.toronto.ca/TWONTO#fire_rated_door
93229 | FHO-GRK-DR-1087L | Door, (FD-1-87), Fire Rated, Chemical Building, L1, Gaseous Feed Room, North West | FHO-GRK-FEQ-0001 | Fire Prevention,Door | Door |  | DR | http://www.toronto.ca/TWONTO#fire_rated_door
93230 | FHO-GRK-DR-1089L | Door, (FD-1-89), Fire Rated, Chemical Building, L1, Workshop West | FHO-GRK-FEQ-0001 | Fire Prevention,Door | Door |  | DR | http://www.toronto.ca/TWONTO#fire_rated_door
93231 | FHO-GRK-DR-1090L | Door, (FD-1-90), Fire Rated, Chemical Building, L1, Workshop East | FHO-GRK-FEQ-0001 | Fire Prevention,Door | Door |  | DR | http://www.toronto.ca/TWONTO#fire_rated_door
93232 | FHO-GRK-DR-1092L | Door, (FD-1-92), Fire Rated, Chemical Building, L1, Fluoride Dilution Tank, West | FHO-GRK-FEQ-0001 | Fire Prevention,Door | Door |  | DR | http://www.toronto.ca/TWONTO#fire_rated_door
93233 | FHO-GRK-DR-1094L | Door, (FD-1-94), Fire Rated, Chemical Building, L1, Lab and PVC Storage, West | FHO-GRK-FEQ-0001 | Fire Prevention,Door | Door |  | DR | http://www.toronto.ca/TWONTO#fire_rated_door
93234 | FHO-GRK-DR-1096L | Door, (FD-1-96), Fire Rated, L1, Stairway 8 | FHO-GRK-FEQ-0001 | Fire Prevention,Door | Door |  | DR | http://www.toronto.ca/TWONTO#fire_rated_door
93235 | FHO-GRK-DR-1098L | Door, (1-98) Exit To Roof, Chemical Building, Exit To Roof From Stairway EPG1( Standby Power Gen) | FHO-GRK-FEQ-0001 | Fire Prevention,Door | Door |  | DR | http://www.toronto.ca/TWONTO#fire_rated_door
93236 | FHO-GRK-DR-2001S | Door, (FD-S2-01), Fire Rated, Clarifier Building, S2, West | FHO-GRK-FEQ-0001 | Fire Prevention,Door | Door |  | DR | http://www.toronto.ca/TWONTO#fire_rated_door
93237 | FHO-GRK-DR-2002L | Door, (FD-2-02), Fire Rated, Admin Building, L2, Shower | FHO-GRK-FEQ-0001 | Fire Prevention,Door | Door |  | DR | http://www.toronto.ca/TWONTO#fire_rated_door
93238 | FHO-GRK-DR-2002S | Door, (FD-S2-02), Fire Rated, Clarifier Building, S2, Clarifier 2 Entrance | FHO-GRK-FEQ-0001 | Fire Prevention,Door | Door |  | DR | http://www.toronto.ca/TWONTO#fire_rated_door
93239 | FHO-GRK-DR-2003S | Door, (FD-S2-03), Fire Rated, Clarifier Building, S2, Clarifier 1 Entrance | FHO-GRK-FEQ-0001 | Fire Prevention,Door | Door |  | DR | http://www.toronto.ca/TWONTO#fire_rated_door
93240 | FHO-GRK-DR-2004L | Door, (FD-2-04), Fire Rated, Admin Building, L2, Women's Washroom | FHO-GRK-FEQ-0001 | Fire Prevention,Door | Door |  | DR | http://www.toronto.ca/TWONTO#fire_rated_door
93241 | FHO-GRK-DR-2004S | Door, (FD-S2-04), Fire Rated, Clarifier Building, S2, Clarifier Entrance to Parking Lot | FHO-GRK-FEQ-0001 | Fire Prevention,Door | Door |  | DR | http://www.toronto.ca/TWONTO#fire_rated_door
93242 | FHO-GRK-DR-2006L | Door, (FD-2-06), Fire Rated, Admin Building, L2, Cooling Tower Room | FHO-GRK-FEQ-0001 | Fire Prevention,Door | Door |  | DR | http://www.toronto.ca/TWONTO#fire_rated_door
93243 | FHO-GRK-DR-2007L | Door, (FD-2-07), Fire Rated, Admin Building, L2, Cooling Tower Roof Hatch | FHO-GRK-FEQ-0001 | Fire Prevention,Door | Door |  | DR | http://www.toronto.ca/TWONTO#fire_rated_door
93244 | FHO-GRK-DR-2007S | Door, (FD-S2-07), Fire Rated, Admin Building, S2, Janitor Refuse Room | FHO-GRK-FEQ-0001 | Fire Prevention,Door | Door |  | DR | http://www.toronto.ca/TWONTO#fire_rated_door
93245 | FHO-GRK-DR-2007SB | Door, (SB-7),Roof Hatch, Surge Building, In Corner Of Surge Tank Room, South East | FHO-GRK-FEQ-0001 | Fire Prevention,Door | Door |  | DR | http://www.toronto.ca/TWONTO#fire_rated_door
93246 | FHO-GRK-DR-2010L | Door, (FD-2-10), Fire Rated, Admin Building, L2, Supervisor Process Office | FHO-GRK-FEQ-0001 | Fire Prevention,Door | Door |  | DR | http://www.toronto.ca/TWONTO#fire_rated_door
93247 | FHO-GRK-DR-2011S | Door, (FD-S2-11), Fire Rated, Admin Building, S2, Oil Storage, North | FHO-GRK-FEQ-0001 | Fire Prevention,Door | Door |  | DR | http://www.toronto.ca/TWONTO#fire_rated_door
93248 | FHO-GRK-DR-2012L | Door, (FD-2-12), Fire Rated, Admin Building, L2, Manager Office | FHO-GRK-FEQ-0001 | Fire Prevention,Door | Door |  | DR | http://www.toronto.ca/TWONTO#fire_rated_door
93249 | FHO-GRK-DR-2012S | Door, (FD-S2-12), Fire Rated, Admin Building, S2, Men's Locker Room, East | FHO-GRK-FEQ-0001 | Fire Prevention,Door | Door |  | DR | http://www.toronto.ca/TWONTO#fire_rated_door
93250 | FHO-GRK-DR-2014S | Door, (FD-S2-14), Fire Rated, Admin Building, S2, Men's Locker Room Shower, South | FHO-GRK-FEQ-0001 | Fire Prevention,Door | Door |  | DR | http://www.toronto.ca/TWONTO#fire_rated_door
93251 | FHO-GRK-DR-2015S | Door, (FD-S2-15), Fire Rated, Admin Building, S2, Men's Locker Room, West | FHO-GRK-FEQ-0001 | Fire Prevention,Door | Door |  | DR | http://www.toronto.ca/TWONTO#fire_rated_door
93252 | FHO-GRK-DR-2017S | Door, (FD-S2-17), Fire Rated, Admin Building, S2, Loading Bay Area, South | FHO-GRK-FEQ-0001 | Fire Prevention,Door | Door |  | DR | http://www.toronto.ca/TWONTO#fire_rated_door
93253 | FHO-GRK-DR-2018L | Door, (FD-2-18), Fire Rated, Admin Building, L2, West Admin Entrance | FHO-GRK-FEQ-0001 | Fire Prevention,Door | Door |  | DR | http://www.toronto.ca/TWONTO#fire_rated_door
93254 | FHO-GRK-DR-2019L | Door, (FD-2-19), Fire Rated, Admin Building, L2, West Admin Vestibul | FHO-GRK-FEQ-0001 | Fire Prevention,Door | Door |  | DR | http://www.toronto.ca/TWONTO#fire_rated_door
93255 | FHO-GRK-DR-2019S | Door, (FD-S2-19), Fire Rated, Admin Building, S2, WMS & Liberary Room, East | FHO-GRK-FEQ-0001 | Fire Prevention,Door | Door |  | DR | http://www.toronto.ca/TWONTO#fire_rated_door
93256 | FHO-GRK-DR-2020L | Door, (FD-2-20), Fire Rated, Admin Building, L2, East | FHO-GRK-FEQ-0001 | Fire Prevention,Door | Door |  | DR | http://www.toronto.ca/TWONTO#fire_rated_door
93257 | FHO-GRK-DR-2021S | Door, (FD-S2-21), Fire Rated, Admin Building, S2, Janitor Room | FHO-GRK-FEQ-0001 | Fire Prevention,Door | Door |  | DR | http://www.toronto.ca/TWONTO#fire_rated_door
93258 | FHO-GRK-DR-2022S | Door, (FD-S2-22), Fire Rated, West Filter Building, S2, Pipe Gallery, North | FHO-GRK-FEQ-0001 | Fire Prevention,Door | Door |  | DR | http://www.toronto.ca/TWONTO#fire_rated_door
93259 | FHO-GRK-DR-2025S | Door, (FD-S2-25), Fire Rated, West Filter Building, S2, MCC Room, West | FHO-GRK-FEQ-0001 | Fire Prevention,Door | Door |  | DR | http://www.toronto.ca/TWONTO#fire_rated_door
93260 | FHO-GRK-DR-2026S | Door, (FD-S2-26), Fire Rated, West Filter Building, S2, MCC Room, North | FHO-GRK-FEQ-0001 | Fire Prevention,Door | Door |  | DR | http://www.toronto.ca/TWONTO#fire_rated_door
93261 | FHO-GRK-DR-2027S | Door, (FD-S2-27), Fire Rated, Admin Building, S2, Vent Shaft Freight Elevator | FHO-GRK-FEQ-0001 | Fire Prevention,Door | Door |  | DR | http://www.toronto.ca/TWONTO#fire_rated_door
93262 | FHO-GRK-DR-2028L | Door, (FD-2-28), Fire Rated, Admin Building, L2, ETT1-OMU Office | FHO-GRK-FEQ-0001 | Fire Prevention,Door | Door |  | DR | http://www.toronto.ca/TWONTO#fire_rated_door
93263 | FHO-GRK-DR-2029L | Door, (FD-2-29), Fire Rated, Admin Building, L2, East | FHO-GRK-FEQ-0001 | Fire Prevention,Door | Door |  | DR | http://www.toronto.ca/TWONTO#fire_rated_door
93264 | FHO-GRK-DR-2030S | Door, (FD-S2-30), Fire Rated, S2, Chlorine Analyzers, South | FHO-GRK-FEQ-0001 | Fire Prevention,Door | Door |  | DR | http://www.toronto.ca/TWONTO#fire_rated_door
93265 | FHO-GRK-DR-2031L | Door, (FD-2-31), Fire Rated, Admin Building, L2, Freight Elevator Machine Room | FHO-GRK-FEQ-0001 | Fire Prevention,Door | Door |  | DR | http://www.toronto.ca/TWONTO#fire_rated_door
93266 | FHO-GRK-DR-2031S | Door, (FD-S2-31), Fire Rated, S2, Reservoir Entrance | FHO-GRK-FEQ-0001 | Fire Prevention,Door | Door |  | DR | http://www.toronto.ca/TWONTO#fire_rated_door
93267 | FHO-GRK-DR-2032L | Door, (FD-2-32), Fire Rated, Admin Building, L2, East Admin to East Vestibul 2 | FHO-GRK-FEQ-0001 | Fire Prevention,Door | Door |  | DR | http://www.toronto.ca/TWONTO#fire_rated_door
93268 | FHO-GRK-DR-2033S | Door, (FD-S2-33), Fire Rated, Ozone Building, S2, Tservice Platform 2, West | FHO-GRK-FEQ-0001 | Fire Prevention,Door | Door |  | DR | http://www.toronto.ca/TWONTO#fire_rated_door
93269 | FHO-GRK-DR-2034S | Door, (FD-S2-34), Fire Rated, Ozone Building, S2, Tservice Platform 2, South | FHO-GRK-FEQ-0001 | Fire Prevention,Door | Door |  | DR | http://www.toronto.ca/TWONTO#fire_rated_door
93270 | FHO-GRK-DR-2035L | Door, (FD-2-35), Fire Rated, Admin Building, L2, Energe Recovery Wheel | FHO-GRK-FEQ-0001 | Fire Prevention,Door | Door |  | DR | http://www.toronto.ca/TWONTO#fire_rated_door
93271 | FHO-GRK-DR-2035S | Door, (FD-S2-35), Fire Rated, Ozone Building, S2, DOZ 2 Stairway, West | FHO-GRK-FEQ-0001 | Fire Prevention,Door | Door |  | DR | http://www.toronto.ca/TWONTO#fire_rated_door
93272 | FHO-GRK-DR-2036L | Door, (FD-2-36), Fire Rated, Chemical Building, L2, South Penthouse, South Entrance | FHO-GRK-FEQ-0001 | Fire Prevention,Door | Door |  | DR | http://www.toronto.ca/TWONTO#fire_rated_door
93273 | FHO-GRK-DR-2036S | Door, (FD-S2-36), Fire Rated, Ozone Building, S2, DOZ 2 Stairway, North | FHO-GRK-FEQ-0001 | Fire Prevention,Door | Door |  | DR | http://www.toronto.ca/TWONTO#fire_rated_door
93274 | FHO-GRK-DR-2038S | Door, (FD-S2-38), Fire Rated, Ozone Building, S2, Service Pipe Gallery, West | FHO-GRK-FEQ-0001 | Fire Prevention,Door | Door |  | DR | http://www.toronto.ca/TWONTO#fire_rated_door
93275 | FHO-GRK-DR-2039L | Door, (FD-2-39), Fire Rated, Chemical Building, L2, South Penthouse, Machine Room, South | FHO-GRK-FEQ-0001 | Fire Prevention,Door | Door |  | DR | http://www.toronto.ca/TWONTO#fire_rated_door
93276 | FHO-GRK-DR-2040L | Door, (FD-2-40), Fire Rated, Chemical Building, L2, South Penthouse, Machine Room, North Exit | FHO-GRK-FEQ-0001 | Fire Prevention,Door | Door |  | DR | http://www.toronto.ca/TWONTO#fire_rated_door
93277 | FHO-GRK-DR-2042L | Door, (FD-2-42), Fire Rated, Chemical Building, L2, North Penthouse, To North Stairway | FHO-GRK-FEQ-0001 | Fire Prevention,Door | Door |  | DR | http://www.toronto.ca/TWONTO#fire_rated_door
93278 | FHO-GRK-DR-2042S | Door, (FD-S2-42), Fire Rated, Ozone Building, S2, Stairway DOZ 3, Emergency Exit | FHO-GRK-FEQ-0001 | Fire Prevention,Door | Door |  | DR | http://www.toronto.ca/TWONTO#fire_rated_door
93279 | FHO-GRK-DR-2044S | Door, (FD-S2-44), Fire Rated, Ozone Building, S2, DOZ 4, Exit to Outdoor Valves | FHO-GRK-FEQ-0001 | Fire Prevention,Door | Door |  | DR | http://www.toronto.ca/TWONTO#fire_rated_door
93280 | FHO-GRK-DR-2045L | Door, (FD-2-45), Fire Rated, Ozone Building, L2, North East to Green Roof | FHO-GRK-FEQ-0001 | Fire Prevention,Door | Door |  | DR | http://www.toronto.ca/TWONTO#fire_rated_door
93281 | FHO-GRK-DR-2045S | Door, (FD-S2-45), Fire Rated, Ozone Building, S2, Dispersion Pump Room, West | FHO-GRK-FEQ-0001 | Fire Prevention,Door | Door |  | DR | http://www.toronto.ca/TWONTO#fire_rated_door
93282 | FHO-GRK-DR-2047L | Door, (FD-2-47), Fire Rated, Ozone Building, L2, South East, Stairway DOZ 3 to Vestibule 4 | FHO-GRK-FEQ-0001 | Fire Prevention,Door | Door |  | DR | http://www.toronto.ca/TWONTO#fire_rated_door
93283 | FHO-GRK-DR-2047S | Door, (FD-S2-47), Fire Rated, Ozone Building, S2, DOZ 5 Stairway | FHO-GRK-FEQ-0001 | Fire Prevention,Door | Door |  | DR | http://www.toronto.ca/TWONTO#fire_rated_door
93284 | FHO-GRK-DR-2048L | Door, (FD-2-48), Fire Rated, Ozone Building, L2, Exit to Roof | FHO-GRK-FEQ-0001 | Fire Prevention,Door | Door |  | DR | http://www.toronto.ca/TWONTO#fire_rated_door
93285 | FHO-GRK-DR-2049S | Door, (FD-S2-49), Fire Rated, Ozone Building, S2, Pipe Gallery 1, Hallway 2, East | FHO-GRK-FEQ-0001 | Fire Prevention,Door | Door |  | DR | http://www.toronto.ca/TWONTO#fire_rated_door
93286 | FHO-GRK-DR-2050L | Door, (FD-2-50), Fire Rated, Ozone Building, L2, Gate Room Unloading Room 1 | FHO-GRK-FEQ-0001 | Fire Prevention,Door | Door |  | DR | http://www.toronto.ca/TWONTO#fire_rated_door
93287 | FHO-GRK-DR-2050S | Door, (FD-S2-50), Fire Rated, Ozone Building, S2, DOZ 1 Stairway | FHO-GRK-FEQ-0001 | Fire Prevention,Door | Door |  | DR | http://www.toronto.ca/TWONTO#fire_rated_door
93288 | FHO-GRK-DR-2051L | Door, (FD-2-51), Fire Rated, Ozone Building, L2, Equipment Storage Room 2 | FHO-GRK-FEQ-0001 | Fire Prevention,Door | Door |  | DR | http://www.toronto.ca/TWONTO#fire_rated_door
93289 | FHO-GRK-DR-2051S | Door, (FD-S2-51), Fire Rated, Ozone Building, S2, DOZ 1 Vestibule, East | FHO-GRK-FEQ-0001 | Fire Prevention,Door | Door |  | DR | http://www.toronto.ca/TWONTO#fire_rated_door
93290 | FHO-GRK-DR-2052L | Door, (FD-2-52), Fire Rated, Ozone Building, L2, Gate Room, Unloading Room 2 | FHO-GRK-FEQ-0001 | Fire Prevention,Door | Door |  | DR | http://www.toronto.ca/TWONTO#fire_rated_door
93291 | FHO-GRK-DR-2053AS | Door, (S2-53A), Roll Up Door, Ozone Building, S2, Roll Up Door at Service Platform # DOZ-4 | FHO-GRK-FEQ-0001 | Fire Prevention,Door | Door |  | DR | http://www.toronto.ca/TWONTO#fire_rated_door
93292 | FHO-GRK-DR-2053L | Door, (FD-2-53), Fire Rated, Ozone Building, L2, Gate Roomto DOZ 4 Stairway | FHO-GRK-FEQ-0001 | Fire Prevention,Door | Door |  | DR | http://www.toronto.ca/TWONTO#fire_rated_door
93293 | FHO-GRK-DR-2054S | Door, (FD-S2-54), Fire Rated, Ozone Building, S2, Standpipe Fire Pump Room | FHO-GRK-FEQ-0001 | Fire Prevention,Door | Door |  | DR | http://www.toronto.ca/TWONTO#fire_rated_door
93294 | FHO-GRK-DR-2055S | Door, (FD-S2-55), Fire Rated, Ozone Building, S2, Service Platform 4, South | FHO-GRK-FEQ-0001 | Fire Prevention,Door | Door |  | DR | http://www.toronto.ca/TWONTO#fire_rated_door
93295 | FHO-GRK-DR-2060S | Door, (FD-S2-60), Fire Rated, Admin Building, S2, Stairway 2 | FHO-GRK-FEQ-0001 | Fire Prevention,Door | Door |  | DR | http://www.toronto.ca/TWONTO#fire_rated_door
93296 | FHO-GRK-DR-2062S | Door, (FD-S2-62), Fire Rated, Admin Building, S2, Maintenance Lunch Room, East | FHO-GRK-FEQ-0001 | Fire Prevention,Door | Door |  | DR | http://www.toronto.ca/TWONTO#fire_rated_door
93297 | FHO-GRK-DR-2063S | Door, (FD-S2-63), Fire Rated, Admin Building, S2, Maintenance Lunch Room, West | FHO-GRK-FEQ-0001 | Fire Prevention,Door | Door |  | DR | http://www.toronto.ca/TWONTO#fire_rated_door
93298 | FHO-GRK-DR-2064S | Door, (FD-S2-64), Fire Rated, Admin Building, S2, South Breezway, East | FHO-GRK-FEQ-0001 | Fire Prevention,Door | Door |  | DR | http://www.toronto.ca/TWONTO#fire_rated_door
93299 | FHO-GRK-DR-2065S | Door, (FD-S2-65), Fire Rated, Admin Building, S2, Cable Shaft, Passenger Elevator | FHO-GRK-FEQ-0001 | Fire Prevention,Door | Door |  | DR | http://www.toronto.ca/TWONTO#fire_rated_door
93300 | FHO-GRK-DR-2069S | Door, (FD-S2-69), Fire Rated, Admin Building, S2, IMMAP Training Centre, South | FHO-GRK-FEQ-0001 | Fire Prevention,Door | Door |  | DR | http://www.toronto.ca/TWONTO#fire_rated_door
93301 | FHO-GRK-DR-2070S | Door, (FD-S2-70), Fire Rated, Admin Building, S2, IMMAP Office | FHO-GRK-FEQ-0001 | Fire Prevention,Door | Door |  | DR | http://www.toronto.ca/TWONTO#fire_rated_door
93302 | FHO-GRK-DR-2073S | Door, (FD-S2-73), Fire Rated, Admin Building, S2, West Loading Bay Door | FHO-GRK-FEQ-0001 | Fire Prevention,Door | Door |  | DR | http://www.toronto.ca/TWONTO#fire_rated_door
93303 | FHO-GRK-DR-2074S | Door, (FD-S2-74), Fire Rated, Admin Building, S2, East Loading Bay Door | FHO-GRK-FEQ-0001 | Fire Prevention,Door | Door |  | DR | http://www.toronto.ca/TWONTO#fire_rated_door
93304 | FHO-GRK-DR-2075S | Door, (FD-S2-75), Fire Rated, Admin Building, S2, East Loading Bay Rollup, South Breezway | FHO-GRK-FEQ-0001 | Fire Prevention,Door | Door |  | DR | http://www.toronto.ca/TWONTO#fire_rated_door
93305 | FHO-GRK-DR-2076S | Door, (FD-S2-76), Fire Rated, Admin Building, S2, West Loading Bay Rollup, South Breezway | FHO-GRK-FEQ-0001 | Fire Prevention,Door | Door |  | DR | http://www.toronto.ca/TWONTO#fire_rated_door
93306 | FHO-GRK-DR-2077S | Door, (FD-S2-77), Fire Rated, Admin Building, S2, South Breezway, West | FHO-GRK-FEQ-0001 | Fire Prevention,Door | Door |  | DR | http://www.toronto.ca/TWONTO#fire_rated_door
93307 | FHO-GRK-DR-2080S | Door, (FD-S2-80), Fire Rated, Chemical Building, S2, Gasous Storage, South | FHO-GRK-FEQ-0001 | Fire Prevention,Door | Door |  | DR | http://www.toronto.ca/TWONTO#fire_rated_door
93308 | FHO-GRK-DR-2081S | Door, (FD-S2-81), Fire Rated, Chemical Building, S2, Chemical Unloading Vestibule, East | FHO-GRK-FEQ-0001 | Fire Prevention,Door | Door |  | DR | http://www.toronto.ca/TWONTO#fire_rated_door
93309 | FHO-GRK-DR-2083S | Door, (FD-S2-83), Fire Rated, Chemical Building, S2, Gaseous Storage Loading Bay Door | FHO-GRK-FEQ-0001 | Fire Prevention,Door | Door |  | DR | http://www.toronto.ca/TWONTO#fire_rated_door
93310 | FHO-GRK-DR-2086S | Door, (FD-S2-86), Fire Rated, Chemical Building, S2, Stairway 8 | FHO-GRK-FEQ-0001 | Fire Prevention,Door | Door |  | DR | http://www.toronto.ca/TWONTO#fire_rated_door
93311 | FHO-GRK-DR-2089S | Door, (FD-S2-89), Fire Rated, Chemical Building, S2, Vestibule South to Stairway 8 | FHO-GRK-FEQ-0001 | Fire Prevention,Door | Door |  | DR | http://www.toronto.ca/TWONTO#fire_rated_door
93312 | FHO-GRK-DR-2090S | Door, (FD-S2-90), Fire Rated, Chemical Building, S2, Vestibule West to Employee Parking | FHO-GRK-FEQ-0001 | Fire Prevention,Door | Door |  | DR | http://www.toronto.ca/TWONTO#fire_rated_door
93313 | FHO-GRK-DR-2091S | Door, (FD-S2-91), Fire Rated, Standby Power Building, S2, South | FHO-GRK-FEQ-0001 | Fire Prevention,Door | Door |  | DR | http://www.toronto.ca/TWONTO#fire_rated_door
93314 | FHO-GRK-DR-2092S | Door, (FD-S2-92), Fire Rated, Standby Power Building, S2, Loading Bay Door | FHO-GRK-FEQ-0001 | Fire Prevention,Door | Door |  | DR | http://www.toronto.ca/TWONTO#fire_rated_door
93315 | FHO-GRK-DR-2094S | Door, (FD-S2-94), Fire Rated, Standby Power Building, S2, Electrical Room, East | FHO-GRK-FEQ-0001 | Fire Prevention,Door | Door |  | DR | http://www.toronto.ca/TWONTO#fire_rated_door
93316 | FHO-GRK-DR-2095S | Door, (FD-S2-95), Fire Rated, Standby Power Building, S2, Electrical Room, West To Outdorr | FHO-GRK-FEQ-0001 | Fire Prevention,Door | Door |  | DR | http://www.toronto.ca/TWONTO#fire_rated_door
93317 | FHO-GRK-DR-2096S | Door, (FD-S2-96), Fire Rated, Standby Power Building, S2, Janitor Room | FHO-GRK-FEQ-0001 | Fire Prevention,Door | Door |  | DR | http://www.toronto.ca/TWONTO#fire_rated_door
93318 | FHO-GRK-DR-2098S | Door, (FD-S2-98), Fire Rated, Standby Power Building, S2, Vestibule 1, West | FHO-GRK-FEQ-0001 | Fire Prevention,Door | Door |  | DR | http://www.toronto.ca/TWONTO#fire_rated_door
93319 | FHO-GRK-DR-2100S | Door, (S2-100), Hatch, Chemical Building, Flocc Decant Room Hatch | FHO-GRK-FEQ-0001 | Fire Prevention,Door | Door |  | DR | http://www.toronto.ca/TWONTO#fire_rated_door
93320 | FHO-GRK-DR-2164S | Door, (FD-S2-64A), Fire Rated, Admin Building, S2, Stairway 5 | FHO-GRK-FEQ-0001 | Fire Prevention,Door | Door |  | DR | http://www.toronto.ca/TWONTO#fire_rated_door
93321 | FHO-GRK-DR-3003S | Door, (FD-S3-03), Fire Rated, TRW Pump Building, S3, Air Compressor Room, East | FHO-GRK-FEQ-0001 | Fire Prevention,Door | Door |  | DR | http://www.toronto.ca/TWONTO#fire_rated_door
93322 | FHO-GRK-DR-3006S | Door, (FD-S3-06), Fire Rated, TRW Building, S3, TRW Pump Room, South East | FHO-GRK-FEQ-0001 | Fire Prevention,Door | Door |  | DR | http://www.toronto.ca/TWONTO#fire_rated_door
93323 | FHO-GRK-DR-3007S | Door, (FD-S3-07), Fire Rated, TRW Building, S3, Ozone Building Entrance to TRW Pump Floor, East | FHO-GRK-FEQ-0001 | Fire Prevention,Door | Door |  | DR | http://www.toronto.ca/TWONTO#fire_rated_door
93324 | FHO-GRK-DR-3011S | Door, (FD-S3-11), Fire Rated, Ozone Building, S3, Meter Room, South East of Pipe Gallery | FHO-GRK-FEQ-0001 | Fire Prevention,Door | Door |  | DR | http://www.toronto.ca/TWONTO#fire_rated_door
93325 | FHO-GRK-DR-4001S | Door, (FD-S4-01), Fire Rated, S4, Stairway 1 | FHO-GRK-FEQ-0001 | Fire Prevention,Door | Door |  | DR | http://www.toronto.ca/TWONTO#fire_rated_door
93326 | FHO-GRK-DR-4002S | Door, (FD-S4-02), Fire Rated, TRW Building, S4, Backwash rate Control Valve Room, North | FHO-GRK-FEQ-0001 | Fire Prevention,Door | Door |  | DR | http://www.toronto.ca/TWONTO#fire_rated_door
93327 | FHO-GRK-DR-4007S | Door, (FD-S4-07), Fire Rated, Admin Building, S4, MCC Room, South East | FHO-GRK-FEQ-0001 | Fire Prevention,Door | Door |  | DR | http://www.toronto.ca/TWONTO#fire_rated_door
93328 | FHO-GRK-DR-4011S | Door, (FD-S4-11), Fire Rated, Admin Building, S4, Stairway 5 | FHO-GRK-FEQ-0001 | Fire Prevention,Door | Door |  | DR | http://www.toronto.ca/TWONTO#fire_rated_door
93329 | FHO-GRK-DR-4013S | Door, (FD-S4-13), Fire Rated, Chemical Building, S4, Emergency Diesel Room, West | FHO-GRK-FEQ-0001 | Fire Prevention,Door | Door |  | DR | http://www.toronto.ca/TWONTO#fire_rated_door
93330 | FHO-GRK-DR-4016S | Door, (FD-S4-16), Fire Rated, Chemical Building, S4, Flouride Feed Room, South | FHO-GRK-FEQ-0001 | Fire Prevention,Door | Door |  | DR | http://www.toronto.ca/TWONTO#fire_rated_door
93331 | FHO-GRK-DR-4017S | Door, (FD-S4-17), Fire Rated, Chemical Building, S4, Ammonia Feed Room, South | FHO-GRK-FEQ-0001 | Fire Prevention,Door | Door |  | DR | http://www.toronto.ca/TWONTO#fire_rated_door
93332 | FHO-GRK-DR-4020S | Door, (FD-S4-20), Fire Rated, Standby Power Building, S4, Vestibul 1, East | FHO-GRK-FEQ-0001 | Fire Prevention,Door | Door |  | DR | http://www.toronto.ca/TWONTO#fire_rated_door
93333 | FHO-GRK-DR-4022S | Door, (FD-S4-22), Fire Rated, Standby Power Building, S4, South | FHO-GRK-FEQ-0001 | Fire Prevention,Door | Door |  | DR | http://www.toronto.ca/TWONTO#fire_rated_door
93334 | FHO-GRK-DR-4025S | Door, (FD-S4-25), Fire Rated, Bladder Surge Building, S4, Surge Tank Room, South East | FHO-GRK-FEQ-0001 | Fire Prevention,Door | Door |  | DR | http://www.toronto.ca/TWONTO#fire_rated_door
93335 | FHO-GRK-DR-4026S | Door, (FD-S4-26), Fire Rated, Bladder Surge Building, S4, Surge Tank Room, North East | FHO-GRK-FEQ-0001 | Fire Prevention,Door | Door |  | DR | http://www.toronto.ca/TWONTO#fire_rated_door
93336 | FHO-GRK-DR-4027S | Door, (FD-S4-27), Fire Rated, Standby Power Building, S4, Stairway 3 | FHO-GRK-FEQ-0001 | Fire Prevention,Door | Door |  | DR | http://www.toronto.ca/TWONTO#fire_rated_door
93337 | FHO-GRK-DR-4028S | Door, (FD-S4-28), Fire Rated, Standby Power Building, S4, Vestibule 1, West | FHO-GRK-FEQ-0001 | Fire Prevention,Door | Door |  | DR | http://www.toronto.ca/TWONTO#fire_rated_door
93338 | FHO-GRK-DR-4029S | Door, (FD-S4-29), Fire Rated, Chemical Building, S4, Ammonia Storage/Feed Room, North | FHO-GRK-FEQ-0001 | Fire Prevention,Door | Door |  | DR | http://www.toronto.ca/TWONTO#fire_rated_door
93339 | FHO-GRK-DR-4031S | Door, (FD-S4-31), Fire Rated, Chemical Building, S4, 27KV Transformer Room, North West | FHO-GRK-FEQ-0001 | Fire Prevention,Door | Door |  | DR | http://www.toronto.ca/TWONTO#fire_rated_door
93340 | FHO-GRK-DR-4032S | Door, (FD-S4-32), Fire Rated, Chemical Building, S4, 27KV Transformer Room, North East | FHO-GRK-FEQ-0001 | Fire Prevention,Door | Door |  | DR | http://www.toronto.ca/TWONTO#fire_rated_door
93341 | FHO-GRK-DR-4033S | Door, (FD-S4-33), Fire Rated, Chemical Building, S4, Stairway 7, Lower Level | FHO-GRK-FEQ-0001 | Fire Prevention,Door | Door |  | DR | http://www.toronto.ca/TWONTO#fire_rated_door
93342 | FHO-GRK-DR-4034S | Door, (FD-S4-34), Fire Rated, Chemical Building, S4, Stairway 7, Upper Level | FHO-GRK-FEQ-0001 | Fire Prevention,Door | Door |  | DR | http://www.toronto.ca/TWONTO#fire_rated_door
93343 | FHO-GRK-DR-4036S | Door, (FD-S4-36), Fire Rated, TRW Building, S4, West Ventilation Room, East | FHO-GRK-FEQ-0001 | Fire Prevention,Door | Door |  | DR | http://www.toronto.ca/TWONTO#fire_rated_door
93344 | FHO-GRK-DR-4037S | Door, (FD-S4-37), Fire Rated, TRW Building, S4, Stairway 2 | FHO-GRK-FEQ-0001 | Fire Prevention,Door | Door |  | DR | http://www.toronto.ca/TWONTO#fire_rated_door
93345 | FHO-GRK-DR-5001S | Door, (FD-S5-01), Fire Rated, Admin Building, S5, Cable Tray Room, North | FHO-GRK-FEQ-0001 | Fire Prevention,Door | Door |  | DR | http://www.toronto.ca/TWONTO#fire_rated_door
93346 | FHO-GRK-DR-5002S | Door, (FD-S5-02), Fire Rated, Admin Building, S5, Cable Tray Room South to Blower Room | FHO-GRK-FEQ-0001 | Fire Prevention,Door | Door |  | DR | http://www.toronto.ca/TWONTO#fire_rated_door
93347 | FHO-GRK-DR-5003S | Door, (FD-S5-03), Fire Rated, Admin Building, S5, WW Air Blowers, East | FHO-GRK-FEQ-0001 | Fire Prevention,Door | Door |  | DR | http://www.toronto.ca/TWONTO#fire_rated_door
93348 | FHO-GRK-DR-5004S | Door, (FD-S5-04), Fire Rated, Admin Building, S5, Stairway 1 | FHO-GRK-FEQ-0001 | Fire Prevention,Door | Door |  | DR | http://www.toronto.ca/TWONTO#fire_rated_door
93349 | FHO-GRK-DR-5006S | Door, (FD-S5-06), Fire Rated, TRW Building, S5, South West of Storage Room | FHO-GRK-FEQ-0001 | Fire Prevention,Door | Door |  | DR | http://www.toronto.ca/TWONTO#fire_rated_door
93350 | FHO-GRK-DR-5007S | Door, (FD-S5-07), Fire Rated, TRW Building, S5, West To Cable Tray Room | FHO-GRK-FEQ-0001 | Fire Prevention,Door | Door |  | DR | http://www.toronto.ca/TWONTO#fire_rated_door
93351 | FHO-GRK-DR-5009S | Door, (FD-S5-09), Fire Rated, TRW Building, S5, TRW Suction Station, North | FHO-GRK-FEQ-0001 | Fire Prevention,Door | Door |  | DR | http://www.toronto.ca/TWONTO#fire_rated_door
93352 | FHO-GRK-DR-5012S | Door, (FD-S5-12), Fire Rated, TRW Building, S5, TRW Suction Station East to Ozone Building | FHO-GRK-FEQ-0001 | Fire Prevention,Door | Door |  | DR | http://www.toronto.ca/TWONTO#fire_rated_door
93353 | FHO-GRK-DR-6001S | Door, (FD-S6-01), Fire Rated, Raw Water Building, S6, Electrical Cable Shaft | FHO-GRK-FEQ-0001 | Fire Prevention,Door | Door |  | DR | http://www.toronto.ca/TWONTO#fire_rated_door
93354 | FHO-GRK-DR-6002S | Door, (FD-S6-02), Fire Rated, Raw Water Building, S6, Stairway 1 | FHO-GRK-FEQ-0001 | Fire Prevention,Door | Door |  | DR | http://www.toronto.ca/TWONTO#fire_rated_door
93355 | FHO-GRK-DR-7001S | Door, (FD-S7-01), Fire Rated, Raw Water Building, S7, Electrical Cable Shaft | FHO-GRK-FEQ-0001 | Fire Prevention,Door | Door |  | DR | http://www.toronto.ca/TWONTO#fire_rated_door
93356 | FHO-GRK-DR-7002S | Door, (FD-S7-02), Fire Rated, Raw Water Building, S7, Stairway 1 | FHO-GRK-FEQ-0001 | Fire Prevention,Door | Door |  | DR | http://www.toronto.ca/TWONTO#fire_rated_door
93357 | FHO-GRK-DR-8003S | Door, (FD-S8-03), Fire Rated, Raw Water Building, S8, Stairway 2 | FHO-GRK-FEQ-0001 | Fire Prevention,Door | Door |  | DR | http://www.toronto.ca/TWONTO#fire_rated_door
93358 | FHO-GRK-DR-9002S | Door, (FD-S9-02), Fire Rated, Raw Water Building, S9, Stairway 1 | FHO-GRK-FEQ-0001 | Fire Prevention,Door | Door |  | DR | http://www.toronto.ca/TWONTO#fire_rated_door
93361 | FHO-GRK-FEQ-0001 | Fire Doors | FHO-SES |  | Door |  | FEQ | http://www.toronto.ca/TWONTO#fire_rated_door
96082 | FIS-AUX-DR-0100 | Island Plant, North Gate | FIS-AUX | Gate | Door |  | DR | http://www.toronto.ca/TWONTO#door
96083 | FIS-AUX-DR-0100 | Island Plant, North Gate | FIS-GRK-0001 | Gate | Door |  | DR | http://www.toronto.ca/TWONTO#door
96107 | FIS-BRK-DR-0004SUS | Overhead Door, Marine Yard Building, East Side | FIS-GRK-0001 | Door,Overhead | Door | 39077 | DR | http://www.toronto.ca/TWONTO#roll_up_door
96108 | FIS-BRK-DR-0004SUS | Overhead Door, Marine Yard Building, East Side | FIS-GRK-STRC-0001 | Door,Overhead | Door | 39077 | DR | http://www.toronto.ca/TWONTO#roll_up_door
96920 | FIS-FEQ-DR-0001 | Door, Fire, Admin. Building | FIS-GRK-STRC-0001 |  | Door |  | DR | http://www.toronto.ca/TWONTO#door
96921 | FIS-FEQ-DR-0002 | Door, Fire, Admin. Building | FIS-GRK-STRC-0001 |  | Door |  | DR | http://www.toronto.ca/TWONTO#door
96922 | FIS-FEQ-DR-0003 | Door, Fire, Admin. Building | FIS-GRK-STRC-0001 |  | Door |  | DR | http://www.toronto.ca/TWONTO#door
96923 | FIS-FEQ-DR-0004 | Door, Fire, Admin. Building | FIS-GRK-STRC-0001 |  | Door |  | DR | http://www.toronto.ca/TWONTO#door
96924 | FIS-FEQ-DR-0006 | Door, Fire, Lab, Admin. Building | FIS-GRK-STRC-0001 |  | Door |  | DR | http://www.toronto.ca/TWONTO#door
96925 | FIS-FEQ-DR-0007 | Door, Fire, Filter Complex | FIS-GRK-STRC-0001 |  | Door |  | DR | http://www.toronto.ca/TWONTO#door
96926 | FIS-FEQ-DR-0009 | Door, Fire, Filter Complex | FIS-GRK-STRC-0001 |  | Door |  | DR | http://www.toronto.ca/TWONTO#door
96927 | FIS-FEQ-DR-0010 | Door, Fire, Filter Complex | FIS-GRK-STRC-0001 |  | Door |  | DR | http://www.toronto.ca/TWONTO#door
96928 | FIS-FEQ-DR-0011 | Door, Fire, Filter Complex | FIS-GRK-STRC-0001 |  | Door |  | DR | http://www.toronto.ca/TWONTO#door
96929 | FIS-FEQ-DR-0014 | Door, Fire, Raw Water Channel Walkway | FIS-GRK-STRC-0001 |  | Door |  | DR | http://www.toronto.ca/TWONTO#door
96930 | FIS-FEQ-DR-0017 | Door, Fire, Raw Water Channel Walkway | FIS-GRK-STRC-0001 |  | Door |  | DR | http://www.toronto.ca/TWONTO#door
96931 | FIS-FEQ-DR-0018(S) | Door, Fire, Raw Water Channel Walkway | FIS-GRK-STRC-0001 |  | Door |  | DR | http://www.toronto.ca/TWONTO#door
96932 | FIS-FEQ-DR-0020 | Door, Fire, Raw Water Channel Walkway | FIS-GRK-STRC-0001 |  | Door |  | DR | http://www.toronto.ca/TWONTO#door
96933 | FIS-FEQ-DR-0021(S) | Door, Fire, Raw Water Channel Walkway | FIS-GRK-STRC-0001 |  | Door |  | DR | http://www.toronto.ca/TWONTO#door
96934 | FIS-FEQ-DR-0022(S) | Door, Fire, Raw Water Channel Walkway | FIS-GRK-STRC-0001 |  | Door |  | DR | http://www.toronto.ca/TWONTO#door
96935 | FIS-FEQ-DR-0024(S) | Door, Fire, Raw Water Building | FIS-GRK-STRC-0001 |  | Door |  | DR | http://www.toronto.ca/TWONTO#door
96936 | FIS-FEQ-DR-0025(S) | Door, Fire, Storage Building | FIS-GRK-STRC-0001 |  | Door |  | DR | http://www.toronto.ca/TWONTO#door
96937 | FIS-FEQ-DR-0026(S) | Door, Fire, Storage Building | FIS-GRK-STRC-0001 |  | Door |  | DR | http://www.toronto.ca/TWONTO#door
96938 | FIS-FEQ-DR-0028(S) | Door, Fire, Storage Building | FIS-GRK-STRC-0001 |  | Door |  | DR | http://www.toronto.ca/TWONTO#door
96939 | FIS-FEQ-DR-0029(S) | Door, Fire, Workshop & Office Building | FIS-GRK-STRC-0001 |  | Door |  | DR | http://www.toronto.ca/TWONTO#door
96940 | FIS-FEQ-DR-0030(S) | Door, Fire, Workshop & Office Building | FIS-GRK-STRC-0001 |  | Door |  | DR | http://www.toronto.ca/TWONTO#door
96941 | FIS-FEQ-DR-0032(S) | Door, Fire, Workshop & Office Building | FIS-GRK-STRC-0001 |  | Door |  | DR | http://www.toronto.ca/TWONTO#door
96942 | FIS-FEQ-DR-0033(S) | Door, Fire, Workshop & Office Building | FIS-GRK-STRC-0001 |  | Door |  | DR | http://www.toronto.ca/TWONTO#door
96943 | FIS-FEQ-DR-0036(S) | Door, Fire,, Admin. Building | FIS-GRK-STRC-0001 |  | Door |  | DR | http://www.toronto.ca/TWONTO#door
96944 | FIS-FEQ-DR-0038(S) | Door, Fire, Workshop & Office Building | FIS-GRK-STRC-0001 |  | Door |  | DR | http://www.toronto.ca/TWONTO#door
96945 | FIS-FEQ-DR-0039(S) | Door, Fire, Workshop & Office Building | FIS-GRK-STRC-0001 |  | Door |  | DR | http://www.toronto.ca/TWONTO#door
96946 | FIS-FEQ-DR-0041(S) | Door, Fire, Workshop & Office Building | FIS-GRK-STRC-0001 |  | Door |  | DR | http://www.toronto.ca/TWONTO#door
96947 | FIS-FEQ-DR-0042 | Door, Fire, Workshop & Office Building | FIS-GRK-STRC-0001 |  | Door |  | DR | http://www.toronto.ca/TWONTO#door
96948 | FIS-FEQ-DR-0046(S) | Door, Fire, Workshop & Office Building | FIS-GRK-STRC-0001 |  | Door |  | DR | http://www.toronto.ca/TWONTO#door
96949 | FIS-FEQ-DR-0048 | Door, Fire, Workshop & Office Building | FIS-GRK-STRC-0001 |  | Door |  | DR | http://www.toronto.ca/TWONTO#door
96950 | FIS-FEQ-DR-0050(S) | Door, Fire, Workshop & Office Building | FIS-GRK-STRC-0001 |  | Door |  | DR | http://www.toronto.ca/TWONTO#door
96951 | FIS-FEQ-DR-0055 | Door, Fire, Chlorine & SO2 Building | FIS-GRK-STRC-0001 |  | Door |  | DR | http://www.toronto.ca/TWONTO#door
96952 | FIS-FEQ-DR-0056 | Door, Fire, Chlorine & SO2 Building | FIS-GRK-STRC-0001 |  | Door |  | DR | http://www.toronto.ca/TWONTO#door
96953 | FIS-FEQ-DR-0057(S) | Door, Fire, Chlorine & SO2 Building | FIS-GRK-STRC-0001 |  | Door |  | DR | http://www.toronto.ca/TWONTO#door
96954 | FIS-FEQ-DR-0058 | Door, Fire, Chlorine & SO2 Building | FIS-GRK-STRC-0001 |  | Door |  | DR | http://www.toronto.ca/TWONTO#door
96955 | FIS-FEQ-DR-0060 | Door, Fire, Chlorine & SO2 Building | FIS-GRK-STRC-0001 |  | Door |  | DR | http://www.toronto.ca/TWONTO#door
96956 | FIS-FEQ-DR-0062 | Door, Fire, Flourode & Ammonia Building | FIS-GRK-STRC-0001 |  | Door |  | DR | http://www.toronto.ca/TWONTO#door
96957 | FIS-FEQ-DR-0063(S) | Door, Fire, Flourode & Ammonia Building | FIS-GRK-STRC-0001 |  | Door |  | DR | http://www.toronto.ca/TWONTO#door
96958 | FIS-FEQ-DR-0066(S) | Door, Fire, Flourode & Ammonia Building | FIS-GRK-STRC-0001 |  | Door |  | DR | http://www.toronto.ca/TWONTO#door
96959 | FIS-FEQ-DR-0069(S) | Door, Fire, Flourode & Ammonia Building | FIS-GRK-STRC-0001 |  | Door |  | DR | http://www.toronto.ca/TWONTO#door
96960 | FIS-FEQ-DR-0071(S) | Door, Fire, Raw Water Channel Walkway | FIS-GRK-STRC-0001 |  | Door |  | DR | http://www.toronto.ca/TWONTO#door
96961 | FIS-FEQ-DR-0073 | Door, Fire, Flourode & Ammonia Building | FIS-GRK-STRC-0001 |  | Door |  | DR | http://www.toronto.ca/TWONTO#door
97331 | FIS-GRK-DR-0001 | Door Overhead, Raw Water PS Building, Pump Room North | FIS-GRK-0001 | Door,Overhead | Door |  | DR | http://www.toronto.ca/TWONTO#roll_up_door
97332 | FIS-GRK-DR-0003 | Overhead Door, Storage Building, West | FIS-GRK-0001 | Door,Overhead | Door |  | DR | http://www.toronto.ca/TWONTO#roll_up_door
97333 | FIS-GRK-DR-0006 | Overhead Door, Workshop Building, East Side | FIS-GRK-STRC-0001 | Door,Overhead | Door |  | DR | http://www.toronto.ca/TWONTO#roll_up_door
98840 | HH2405A | Door, Loading, T Building | TAB-MCS-DR | Door | Door |  |  | http://www.toronto.ca/TWONTO#door
98851 | IH2007A | Door,Overhead, Incineration | TAB-MCS-DR | Door,Overhead | Door |  |  | http://www.toronto.ca/TWONTO#roll_up_door
98852 | IH2008A | Door,Overhead, Incineration | TAB-MCS-DR | Door,Overhead | Door |  |  | http://www.toronto.ca/TWONTO#roll_up_door
98854 | IH2026A | Door,Overhead, Heat Recovery | TAB-MCS-DR | Door,Overhead | Door |  |  | http://www.toronto.ca/TWONTO#roll_up_door
98855 | IH2027A | Door,Overhead, Heat Recovery | TAB-MCS-DR | Door,Overhead | Door |  |  | http://www.toronto.ca/TWONTO#roll_up_door
98857 | IH2403A | Door,Overhead, Incineration | TAB-MCS-DR | Door,Overhead | Door |  |  | http://www.toronto.ca/TWONTO#roll_up_door
98860 | IH311 | Door, Overhead, Building M | THC-SUSPENDED | Door,Overhead | Door | 32200 |  | http://www.toronto.ca/TWONTO#roll_up_door
98861 | IH312 | Door, Overhead, Building M | THC-GRK-DR-M | Door,Overhead | Door | 32201 |  | http://www.toronto.ca/TWONTO#roll_up_door
98863 | IH5001A | Door,Overhead, Incineration | TAB-MCS-DR | Door,Overhead | Door |  |  | http://www.toronto.ca/TWONTO#roll_up_door
105165 | OH2005A | Door,Overhead, Dewater Building | TAB-MCS-DR | Door,Overhead | Door |  |  | http://www.toronto.ca/TWONTO#roll_up_door
105199 | PH2205A | Door,Overhead, P Bldg, Grit Works, West Door | TAB-MCS-DR | Door,Overhead | Door |  |  | http://www.toronto.ca/TWONTO#roll_up_door
105201 | PH2406A | Door,Overhead, D Building | TAB-MCS-DR | Door,Overhead | Door |  |  | http://www.toronto.ca/TWONTO#roll_up_door
105305 | QQ7001 | Gate, Turnstiles, Guard House, Parking Lot | TAB-GRK-DR-34556 |  | Door |  |  | http://www.toronto.ca/TWONTO#door
105306 | QQ7002 | Gate, Turnstiles, East Side, Entrance of Tunnel | TAB-GRK-DR-34556 |  | Door |  |  | http://www.toronto.ca/TWONTO#door
105307 | QQ7002A | Gate, Turnstiles, East Side, Entrance of Tunnel | QQ7002 | Door | Door |  |  | http://www.toronto.ca/TWONTO#door
118068 | TAB-SLO-DR-0384 | Door, Overhead, Exit, Truck Loading Bay, East | TAB-SLO-STRC | Door,Overhead | Door |  | DR | http://www.toronto.ca/TWONTO#roll_up_door
120192 | THC - A01 - D004 | Door, Building A | THC-GRK-DR-A |  | Door |  |  | http://www.toronto.ca/TWONTO#door
120193 | THC - A01 - D192 | Door, Building A | THC-GRK-DR-A |  | Door |  |  | http://www.toronto.ca/TWONTO#door
120194 | THC - A01 - S157 | Door, Final # F4 Access House | THC-GRK-DR-TUNNEL |  | Door |  |  | http://www.toronto.ca/TWONTO#door
120195 | THC - A01 - S189 | Door, Primary # P8 Access House | THC-GRK-DR-TUNNEL |  | Door |  |  | http://www.toronto.ca/TWONTO#door
120196 | THC - C01 - S153 | Door, Building C | THC-GRK-DR-C |  | Door |  |  | http://www.toronto.ca/TWONTO#door
120197 | THC - C01 - S246 | Door, Building C | THC-GRK-DR-B |  | Door |  |  | http://www.toronto.ca/TWONTO#door
120198 | THC - C01 - S247 | Door, Building C | THC-GRK-DR-C |  | Door |  |  | http://www.toronto.ca/TWONTO#door
120199 | THC - STR - T - 0200 | Door, Old Plant Aeration Tk # A2 | THC-GRK-DR-A |  | Door |  |  | http://www.toronto.ca/TWONTO#door
120200 | THC - STR - T - 0500 | Door, Old Plant Aeration Tk # A5 | THC-GRK-DR-A |  | Door |  |  | http://www.toronto.ca/TWONTO#door
120201 | THC - STR - T - 0600 | Door, Old Plant Aeration Tk # A6 | THC-GRK-DR-A |  | Door |  |  | http://www.toronto.ca/TWONTO#door
120205 | THC-A01-S002 | Door, Building A | THC-GRK-DR-A |  | Door |  |  | http://www.toronto.ca/TWONTO#door
120206 | THC-A01-S190 | Door, Building A | THC-GRK-DR-A |  | Door |  |  | http://www.toronto.ca/TWONTO#door
120542 | THC-ACC-DR-0601 | Door, Overhead, 2nd Floor Elevator, Bldg M | THC-GRK-DR-M | Door,Overhead | Door |  | DR | http://www.toronto.ca/TWONTO#roll_up_door
124391 | THC-DIS-DR-0002 | Door, Overhead, Building B | THC-GRK-DR-B |  | Door |  | DR | http://www.toronto.ca/TWONTO#roll_up_door
125798 | THC-GRK-DR-0310 | Door, Overhead, Building M | THC-GRK-DR-M | Door,Overhead | Door |  | DR | http://www.toronto.ca/TWONTO#roll_up_door
125799 | THC-GRK-DR-0311 | Door, Overhead, Building M | THC-GRK-DR-M | Door,Overhead | Door |  | DR | http://www.toronto.ca/TWONTO#roll_up_door
125800 | THC-GRK-DR-0312 | Door, Overhead, Building M | THC-GRK-DR-M | Door,Overhead | Door |  | DR | http://www.toronto.ca/TWONTO#roll_up_door
125801 | THC-GRK-DR-0313 | Door, Overhead, Building M | THC-GRK-DR-M | Door,Overhead | Door |  | DR | http://www.toronto.ca/TWONTO#roll_up_door
125802 | THC-GRK-DR-0316 | Door, Overhead, Building M | THC-GRK-DR-M | Door,Overhead | Door |  | DR | http://www.toronto.ca/TWONTO#roll_up_door
125803 | THC-GRK-DR-1001 | Door, Interior, Plant wide | THC-GRK-PRTY-0001 |  | Door |  | DR | http://www.toronto.ca/TWONTO#door
125804 | THC-GRK-DR-A | Doors, Building A | THC-GRK-ELS-A |  | Door |  |  | http://www.toronto.ca/TWONTO#door
125805 | THC-GRK-DR-B | Doors, Building B | THC-GRK-ELS-B |  | Door |  |  | http://www.toronto.ca/TWONTO#door
125806 | THC-GRK-DR-B | Doors, Building B | THC-GRK-PRTY-0001 |  | Door |  |  | http://www.toronto.ca/TWONTO#door
125807 | THC-GRK-DR-C | Doors, Building C | THC-GRK-ELS-C |  | Door |  |  | http://www.toronto.ca/TWONTO#door
125808 | THC-GRK-DR-E | Doors, Building E | THC-GRK-ELS-D |  | Door |  |  | http://www.toronto.ca/TWONTO#door
125809 | THC-GRK-DR-G | Doors, Building G | THC-GRK-MAINT |  | Door |  |  | http://www.toronto.ca/TWONTO#door
125810 | THC-GRK-DR-H | Doors, Building H | THC-GRK-ELS-G |  | Door |  |  | http://www.toronto.ca/TWONTO#door
125811 | THC-GRK-DR-H | Doors, Building H | THC-GRK-ELS-H |  | Door |  |  | http://www.toronto.ca/TWONTO#door
125812 | THC-GRK-DR-I | Doors, Building I | THC-GRK-ELS-I |  | Door |  |  | http://www.toronto.ca/TWONTO#door
125813 | THC-GRK-DR-I | Doors, Building I | THC-GRK-MAINT |  | Door |  |  | http://www.toronto.ca/TWONTO#door
125814 | THC-GRK-DR-J | Doors, Building J | THC-GRK-ELS-J |  | Door |  |  | http://www.toronto.ca/TWONTO#door
125815 | THC-GRK-DR-L | Doors, Building L | THC-GRK-ELS-M |  | Door |  |  | http://www.toronto.ca/TWONTO#door
125816 | THC-GRK-DR-M | Doors, Building M | THC-GRK-MAINT |  | Door |  |  | http://www.toronto.ca/TWONTO#door
125817 | THC-GRK-DR-N | Doors, Building N | THC-GRK-ELS-M |  | Door |  |  | http://www.toronto.ca/TWONTO#door
125818 | THC-GRK-DR-O | Doors, Building O | THC-GRK-ELS-Q |  | Door |  |  | http://www.toronto.ca/TWONTO#door
125819 | THC-GRK-DR-P | Doors, Building P | THC-GRK-ELS-P |  | Door |  |  | http://www.toronto.ca/TWONTO#door
125820 | THC-GRK-DR-R | Doors, Building R | THC-GRK-ELS-R |  | Door |  |  | http://www.toronto.ca/TWONTO#door
125821 | THC-GRK-DR-S | Doors, Building S | THC-GRK-ELS-S |  | Door |  |  | http://www.toronto.ca/TWONTO#door
125822 | THC-GRK-DR-TUNNEL | Doors, Access House to Tunnel | THC-GRK-ELS-TUNNEL |  | Door |  |  | http://www.toronto.ca/TWONTO#door
125823 | THC-GRK-DR-U | DoorsBuilding U | THC-GRK-ELS-M |  | Door |  |  | http://www.toronto.ca/TWONTO#door
125824 | THC-GRK-DR-U | DoorsBuilding U | THC-GRK-ELS-U |  | Door |  |  | http://www.toronto.ca/TWONTO#door
125825 | THC-GRK-DR-U | DoorsBuilding U | THC-GRK-STRC-U |  | Door |  |  | http://www.toronto.ca/TWONTO#door
126306 | THC-M01-D086 | Door, Building M | THC-GRK-DR-M |  | Door |  |  | http://www.toronto.ca/TWONTO#door
134328 | THR-DR-BH-0514 | Overhead Door, Engine Room | THR-DR-WA3 | Door,Overhead | Door |  | BH | http://www.toronto.ca/TWONTO#roll_up_door
134329 | THR-DR-BH-0515 | Overhead Door, Engine Room Basement | THR-DR-WA3 | Door,Overhead | Door |  | BH | http://www.toronto.ca/TWONTO#roll_up_door
134330 | THR-DR-DH-0508 | Overhead Door, Digester Gas Compressor Bldg. | THR-DR-WA1 | Door,Overhead | Door |  | DH | http://www.toronto.ca/TWONTO#roll_up_door
134331 | THR-DR-DH-0508 | Overhead Door, Digester Gas Compressor Bldg. | THR-DR-WA3 | Door,Overhead | Door |  | DH | http://www.toronto.ca/TWONTO#roll_up_door
134332 | THR-DR-DH-0511 | Overhead Door, Digester Tank 9-10 Loading Bay East | THR-DR-WA1 | Door,Overhead | Door |  | DH | http://www.toronto.ca/TWONTO#roll_up_door
134333 | THR-DR-DH-0511 | Overhead Door, Digester Tank 9-10 Loading Bay East | THR-DR-WA3 | Door,Overhead | Door |  | DH | http://www.toronto.ca/TWONTO#roll_up_door
134334 | THR-DR-DIS-0516 | Overhead Door, Disinfection Building, Dechlorination Simulator Room | THR-DR-WA3 | Door,Overhead | Door |  | DIS | http://www.toronto.ca/TWONTO#roll_up_door
134335 | THR-DR-DIS-0517 | Overhead Door, Disinfection Building, Truck Door South | THR-DR-WA1 | Door,Overhead | Door |  | DIS | http://www.toronto.ca/TWONTO#roll_up_door
134336 | THR-DR-DIS-0517 | Overhead Door, Disinfection Building, Truck Door South | THR-DR-WA3 | Door,Overhead | Door |  | DIS | http://www.toronto.ca/TWONTO#roll_up_door
134337 | THR-DR-DIS-0517 | Overhead Door, Disinfection Building, Truck Door South | THR-DR-WA4 | Door,Overhead | Door |  | DIS | http://www.toronto.ca/TWONTO#roll_up_door
134338 | THR-DR-DIS-0518 | Overhead Door, Disinfection Building, Truck Door North | THR-DR-WA1 | Door,Overhead | Door |  | DIS | http://www.toronto.ca/TWONTO#roll_up_door
134339 | THR-DR-DIS-0518 | Overhead Door, Disinfection Building, Truck Door North | THR-DR-WA4 | Door,Overhead | Door |  | DIS | http://www.toronto.ca/TWONTO#roll_up_door
134340 | THR-DR-HH-0513 | Overhead Door, Head House | THR-DR-WA3 | Door,Overhead | Door |  | HH | http://www.toronto.ca/TWONTO#roll_up_door
134341 | THR-DR-HH-0533 | Overhead Door, Grit Bldg, Stores Delivery Door | THR-DR-WA2 | Door,Overhead | Door |  | HH | http://www.toronto.ca/TWONTO#roll_up_door
134342 | THR-DR-HH-0535 | Overhead Door, Grit Building Truck Door East | THR-DR-WA3 | Door,Overhead | Door |  | HH | http://www.toronto.ca/TWONTO#roll_up_door
134343 | THR-DR-MH-0500 | Overhead Door,East,New Maintenance Building | THR-DR-WA4 | Door,Overhead | Door |  | MH | http://www.toronto.ca/TWONTO#roll_up_door
134344 | THR-DR-MH-0501 | Overhead Door,North,New Maintenance Building | THR-DR-WA4 | Door,Overhead | Door |  | MH | http://www.toronto.ca/TWONTO#roll_up_door
134345 | THR-DR-PH-0512 | Overhead Door, Primary Pumping Station 1 | THR-DR-WA2 | Door,Overhead | Door |  | PH | http://www.toronto.ca/TWONTO#roll_up_door
134346 | THR-DR-PH-0512 | Overhead Door, Primary Pumping Station 1 | THR-DR-WA3 | Door,Overhead | Door |  | PH | http://www.toronto.ca/TWONTO#roll_up_door
134347 | THR-DR-PH-0513 | Overhead Door, Primary Pumping Station 2 | THR-DR-WA2 | Door,Overhead | Door |  | PH | http://www.toronto.ca/TWONTO#roll_up_door
134348 | THR-DR-QH-0505 | Overhead Door, East Maintenance Shop | THR-DR-WA3 | Door,Overhead | Door |  | QH | http://www.toronto.ca/TWONTO#roll_up_door
134349 | THR-DR-QH-0505 | Overhead Door, East Maintenance Shop | THR-DR-WA4 | Door,Overhead | Door |  | QH | http://www.toronto.ca/TWONTO#roll_up_door
134350 | THR-DR-QH-0519 | Overhead Door, Machine Shop | THR-DR-WA2 | Door,Overhead | Door |  | QH | http://www.toronto.ca/TWONTO#roll_up_door
134351 | THR-DR-QH-0519 | Overhead Door, Machine Shop | THR-DR-WA3 | Door,Overhead | Door |  | QH | http://www.toronto.ca/TWONTO#roll_up_door
134352 | THR-DR-RH-0513 | Overhead Door, Returns Sludge Pumping Station | THR-DR-WA3 | Door,Overhead | Door |  | RH | http://www.toronto.ca/TWONTO#roll_up_door
134353 | THR-DR-RH-0513 | Overhead Door, Returns Sludge Pumping Station | THR-DR-WA4 | Door,Overhead | Door |  | RH | http://www.toronto.ca/TWONTO#roll_up_door
134354 | THR-DR-SH-0500 | Overhead Door, STB North Main Entrance | THR-DR-WA3 | Door,Overhead | Door |  | SH | http://www.toronto.ca/TWONTO#roll_up_door
134355 | THR-DR-SH-0501 | Overhead Door, STB East Polymer Loading Area | THR-DR-WA1 | Door,Overhead | Door |  | SH | http://www.toronto.ca/TWONTO#roll_up_door
134356 | THR-DR-SH-0501 | Overhead Door, STB East Polymer Loading Area | THR-DR-WA3 | Door,Overhead | Door |  | SH | http://www.toronto.ca/TWONTO#roll_up_door
134357 | THR-DR-SH-0502 | Overhead Door, STB South East, Electrical Room | THR-DR-WA1 | Door,Overhead | Door |  | SH | http://www.toronto.ca/TWONTO#roll_up_door
134358 | THR-DR-SH-0502 | Overhead Door, STB South East, Electrical Room | THR-DR-WA3 | Door,Overhead | Door |  | SH | http://www.toronto.ca/TWONTO#roll_up_door
134359 | THR-DR-SH-0503 | Overhead Door, STB South Main Loading Area | THR-DR-WA3 | Door,Overhead | Door |  | SH | http://www.toronto.ca/TWONTO#roll_up_door
134360 | THR-DR-WA1 | Overhead Doors, Work Area1 | THR-MCS-WA1 | Door,Overhead | Door |  |  | http://www.toronto.ca/TWONTO#roll_up_door
134361 | THR-DR-WA3 | Overhead Doors, Work Area3 | THR-MCS-WA3 | Door,Overhead | Door |  |  | http://www.toronto.ca/TWONTO#roll_up_door
134362 | THR-DR-WH-0508 | Overhead Door, Effluent Pumping Station | THR-DR-WA4 | Door,Overhead | Door |  | WH | http://www.toronto.ca/TWONTO#roll_up_door
136480 | THR-GRK-DR-3801 | Door, Access, Main Substation | THR-DR-WA4 | Door,Access | Door |  | DR | http://www.toronto.ca/TWONTO#door
136481 | THR-GRK-DR-4231 | Door, Access, Old Substation building, East door | THR-DR-WA4 | Door,Access | Door |  | DR | http://www.toronto.ca/TWONTO#door
136482 | THR-GRK-DR-4232 | Door, Access,Old Substation building, Center door | THR-DR-WA4 | Door,Access | Door |  | DR | http://www.toronto.ca/TWONTO#door
136483 | THR-GRK-DR-4527 | Door, Access, Main floor, Storage Room 1, South Returns Sludge Pumping Station | THR-DR-WA4 | Door,Access | Door |  | DR | http://www.toronto.ca/TWONTO#door
136484 | THR-GRK-DR-4528 | Door, Access, Main floor, Storage Room 2, South Returns Sludge Pumping Station | THR-DR-WA4 | Door,Access | Door |  | DR | http://www.toronto.ca/TWONTO#door
136485 | THR-GRK-DR-4803 | Door, Access, West Electrical Substation | THR-DR-WA4 | Door,Access | Door |  | DR | http://www.toronto.ca/TWONTO#door
136656 | THR-MCS-DR-0101 | OVERHEAD DOOR, NORTH FACING,NEW MAINTENANCE BUILDING | THR-DR-WA4 | Door,Overhead | Door |  | DR | http://www.toronto.ca/TWONTO#roll_up_door
136657 | THR-MCS-DR-0102 | OVERHEAD DOOR, NORTH FACING,NEW MAINTENANCE BUILDING | THR-DR-WA4 | Door,Overhead | Door |  | DR | http://www.toronto.ca/TWONTO#roll_up_door
137336 | THR-PLT-DR-0180S | Door, Over-Head, HeadHouse Loading Bay | THR-DR-WA2 | Door,Overhead | Door | 38662 | DR | http://www.toronto.ca/TWONTO#roll_up_door
138965 | THR-SS-DR | Door, Security System, Admin Bldg. | THR-SS-WA2 | Door,Overhead | Door |  |  | http://www.toronto.ca/TWONTO#roll_up_door
138966 | THR-SS-DR1 | Doors, Security System | THR-SS-WA3 | Door,Overhead | Door |  |  | http://www.toronto.ca/TWONTO#roll_up_door
140654 | TNT-MCS-DR-0301 | Door, Roll Up, Boiler Bldg, Bsmt, Anti Room | TNT-MCS-SHOP | Door,Overhead | Door |  | DR | http://www.toronto.ca/TWONTO#roll_up_door
140655 | TNT-MCS-DR-0302 | Door, Roll Up, Boiler Bldg, Maintenance Shop | TNT-MCS-SHOP | Door,Overhead | Door |  | DR | http://www.toronto.ca/TWONTO#roll_up_door
141063 | WH4001A | Door, Overhead #1, Truck Loading Odour Control (rear), North-East | TAB-MCS-DR | Door,Overhead | Door |  |  | http://www.toronto.ca/TWONTO#roll_up_door
141064 | WH4007A | Door, Overhead # 2 Old Bio-Solid Truck Load-Out Facility | TAB-MCS-DR | Door,Overhead | Door |  |  | http://www.toronto.ca/TWONTO#roll_up_door
141065 | WH4009A | Door, Overhead # 4 Old Bio-Solid Truck Load-Out Facility | TAB-MCS-DR | Door,Overhead | Door |  |  | http://www.toronto.ca/TWONTO#roll_up_door
143169 | WTR-PAH-DR-0001 | Overhead Sliding Door | WTR-PAH-AUX | Door | Door |  | DR | http://www.toronto.ca/TWONTO#roll_up_door
143170 | WTR-PAH-DR-0002 | Door | WTR-PAH-AUX | Door,Access | Door |  | DR | http://www.toronto.ca/TWONTO#door
143364 | WTR-PEG-DR-0001 | Door, High Voltage Electrical Room | WTR-PEG-AUX | Door | Door |  | DR | http://www.toronto.ca/TWONTO#door
143365 | WTR-PEG-DR-0003 | Door | WTR-PEG-AUX | Door | Door |  | DR | http://www.toronto.ca/TWONTO#door
143592 | WTR-PEL-DR-0001 | Door, Roll Up | WTR-PEL-AUX | Door | Door |  | DR | http://www.toronto.ca/TWONTO#door
143593 | WTR-PEL-DR-0002 | Door | WTR-PEL-AUX | Door | Door |  | DR | http://www.toronto.ca/TWONTO#door
143594 | WTR-PEL-DR-0003 | Door | WTR-PEL-AUX | Door | Door |  | DR | http://www.toronto.ca/TWONTO#door
143595 | WTR-PEL-DR-0004 | Door | WTR-PEL-AUX | Door | Door |  | DR | http://www.toronto.ca/TWONTO#door
143596 | WTR-PEL-DR-0005 | Door | WTR-PEL-AUX | Door | Door |  | DR | http://www.toronto.ca/TWONTO#door
143597 | WTR-PEL-DR-1005 | Door, Access, Generator Building, Bulk Storage Room | WTR-PEL-AUX | Door,Access | Door |  | DR | http://www.toronto.ca/TWONTO#door
143598 | WTR-PEL-DR-1006 | Door, Access, Generator Building, Bulk Storage Room | WTR-PEL-AUX | Door,Access | Door |  | DR | http://www.toronto.ca/TWONTO#door
143994 | WTR-PHL-DR-0001 | Door, Overhead | WTR-PHL-FEQ-SUS | Fire Prevention | Door |  | DR | http://www.toronto.ca/TWONTO#fire_rated_door
143995 | WTR-PHL-DR-0002 | Door | WTR-PHL-AUX | Fire Prevention | Door |  | DR | http://www.toronto.ca/TWONTO#fire_rated_door
143996 | WTR-PHL-DR-0003 | Door | WTR-PHL-AUX | Fire Prevention | Door |  | DR | http://www.toronto.ca/TWONTO#fire_rated_door
143997 | WTR-PHL-DR-0005 | Door | WTR-PHL-AUX | Fire Prevention | Door |  | DR | http://www.toronto.ca/TWONTO#fire_rated_door
143998 | WTR-PHL-DR-0009 | Door | WTR-PHL-AUX | Fire Prevention | Door |  | DR | http://www.toronto.ca/TWONTO#fire_rated_door
143999 | WTR-PHL-DR-0010 | Door | WTR-PHL-AUX | Fire Prevention | Door |  | DR | http://www.toronto.ca/TWONTO#fire_rated_door
144000 | WTR-PHL-DR-0011 | Door | WTR-PHL-AUX | Fire Prevention | Door |  | DR | http://www.toronto.ca/TWONTO#fire_rated_door
144487 | WTR-PJS-DR-0003 | Door, Overhead | WTR-PJS-AUX | Door,Overhead | Door |  | DR | http://www.toronto.ca/TWONTO#roll_up_door
144488 | WTR-PJS-DR-0004 | Door, Overhead | WTR-PJS-AUX | Door,Overhead | Door |  | DR | http://www.toronto.ca/TWONTO#roll_up_door
144896 | WTR-PKL-DR-0001 | Door | WTR-PKL-AUX | Door,Access | Door |  | DR | http://www.toronto.ca/TWONTO#door
144897 | WTR-PKL-DR-0002 | Door | WTR-PKL-AUX | Door,Access | Door |  | DR | http://www.toronto.ca/TWONTO#door
145043 | WTR-PKN-DR-0001 | Rollup Door | WTR-PKN-AUX | Door | Door |  | DR | http://www.toronto.ca/TWONTO#door
145044 | WTR-PKN-DR-0002 | Door | WTR-PKN-AUX | Door,Access | Door |  | DR | http://www.toronto.ca/TWONTO#door
145149 | WTR-PLW-DR-0001 | Door | WTR-PLW-AUX | Door | Door |  | DR | http://www.toronto.ca/TWONTO#door
145352 | WTR-PMI-DR-0001 | Door, Truck Loading, East Pump Room | WTR-PMI-AUX | Door | Door |  | DR | http://www.toronto.ca/TWONTO#door
145353 | WTR-PMI-DR-0002 | Door, Truck Loading West Pump Room | WTR-PMI-AUX | Door | Door |  | DR | http://www.toronto.ca/TWONTO#door
145354 | WTR-PMI-DR-0003 | Door, Truck Loading, N/W Corner | WTR-PMI-AUX | Door | Door |  | DR | http://www.toronto.ca/TWONTO#door
145700 | WTR-PPD-DR-0002 | Door | WTR-PPD-AUX | Door,Access | Door |  | DR | http://www.toronto.ca/TWONTO#door
145879 | WTR-PRH-DR-0002 | Door | WTR-PRH-AUX | Door,Access | Door |  | DR | http://www.toronto.ca/TWONTO#door
145880 | WTR-PRH-DR-0003 | Door | WTR-PRH-AUX | Door,Access | Door |  | DR | http://www.toronto.ca/TWONTO#door
146071 | WTR-PRV-DR-0001 | Door,Overhead,Pump Room Mezzanine | WTR-PRV-AUX | Door,Overhead | Door |  | DR | http://www.toronto.ca/TWONTO#roll_up_door
146204 | WTR-PSA-DR-0001 | Door | WTR-PSA-AUX | Door | Door |  | DR | http://www.toronto.ca/TWONTO#door
146205 | WTR-PSA-DR-0002 | Door | WTR-PSA-AUX | Door,Access | Door |  | DR | http://www.toronto.ca/TWONTO#door
146206 | WTR-PSA-DR-0003 | Door | WTR-PSA-AUX | Door,Access | Door |  | DR | http://www.toronto.ca/TWONTO#door
146536 | WTR-PTH-DR-0001 | Door, Rollup | WTR-PTH-AUX | Door | Door |  | DR | http://www.toronto.ca/TWONTO#door
146776 | WTR-RDF-DR-0002 | Door, Hatch, Northeast | WTR-RDF-AUX | Door | Door |  | DR | http://www.toronto.ca/TWONTO#door
146777 | WTR-RDF-DR-0006 | Door, Hatch, West divider between East basins | WTR-RDF-AUX | Door | Door |  | DR | http://www.toronto.ca/TWONTO#door
146778 | WTR-RDF-DR-0015 | Door, Hatch, Middle-South | WTR-RDF-AUX | Door | Door |  | DR | http://www.toronto.ca/TWONTO#door
147057 | WTR-RMI-DR-0006 | Door, Hatch, Middle-Southwest | WTR-RMI-AUX | Door | Door |  | DR | http://www.toronto.ca/TWONTO#door
147058 | WTR-RMI-DR-0007 | Door, Hatch, Middle-Northwest | WTR-RMI-AUX | Door | Door |  | DR | http://www.toronto.ca/TWONTO#door
147059 | WTR-RMI-DR-0008 | Door, Hatch, Northwest | WTR-RMI-AUX | Door | Door |  | DR | http://www.toronto.ca/TWONTO#door
147060 | WTR-RMI-DR-0010 | Door, Hatch, Due-North | WTR-RMI-AUX | Door | Door |  | DR | http://www.toronto.ca/TWONTO#door
147061 | WTR-RMI-DR-0011 | Door, Hatch, Northeast | WTR-RMI-AUX | Door | Door |  | DR | http://www.toronto.ca/TWONTO#door
147166 | WTR-RRG-DR-0001 | Door, Roll-Up | WTR-RRG-AUX | Door,Overhead | Door |  | DR | http://www.toronto.ca/TWONTO#roll_up_door
147686 | YTF-ACC-DR-0001 | Door, RN150, North-West, Electric Door Operators | YTF-ACC | Door | Door |  | DR | http://www.toronto.ca/TWONTO#door
147687 | YTF-ACC-DR-0006 | Door, Rn146, West, Electric Door Operators | YTF-ACC | Door | Door |  | DR | http://www.toronto.ca/TWONTO#door
147688 | YTF-ACC-DR-0008 | Door, RN146, South, Electric Door Operators | YTF-ACC | Door | Door |  | DR | http://www.toronto.ca/TWONTO#door
147689 | YTF-ACC-DR-0009 | Door, RN142, South, Electric Door Operators | YTF-ACC | Door | Door |  | DR | http://www.toronto.ca/TWONTO#door
44125 | FCL-GRK-VEH-0003 | Vehicle, Cart 3 wheel | FCL-MCS-7 | Vehicle,Unlicensed | Vehicle |  | VEH | cart
44126 | FCL-GRK-VEH-0003-SU | Vehicle, Cart D 3 wheel | FCL-MCS-7 | Groundskeeping | Vehicle | 33388 | VEH | cart
44127 | FCL-GRK-VEH-0003-SU | Vehicle, Cart D 3 wheel | FCL-MCS-CRN | Groundskeeping | Vehicle | 33388 | VEH | cart
44128 | FCL-GRK-VEH-0003-SU | Vehicle, Cart D 3 wheel | FCL-OBSOLETE | Groundskeeping | Vehicle | 33388 | VEH | cart
44129 | FCL-GRK-VEH-0004 | Vehicle, Cart 3 wheel | FCL-MCS-7 | Vehicle,Unlicensed | Vehicle |  | VEH | cart
44130 | FCL-GRK-VEH-0004-SU | Vehicle, Cart E 3 wheel | FCL-MCS-7 | Groundskeeping | Vehicle | 33389 | VEH | cart
44131 | FCL-GRK-VEH-0004-SU | Vehicle, Cart E 3 wheel | FCL-OBSOLETE | Groundskeeping | Vehicle | 33389 | VEH | cart
44132 | FCL-GRK-VEH-0006 | Vehicle, Cart 3 wheel | FCL-MCS-7 | Vehicle,Unlicensed | Vehicle |  | VEH | cart
9552 | DOS-YCM-VEH-416001 | 2002 SEASWIRL OUTBOARD - Vehicle Unit# 416001 | FAC-YCM-VEH | Vehicle,Licensed | Vehicle |  | VEH | http://www.toronto.ca/TWONTO#boat
9566 | DOS-YCM-VEH-TRL | EQUIPMENT-LICENSED-Vehicle Trainlers | FAC-YCM-VEH | Vehicle,Licensed | Vehicle |  |  | http://www.toronto.ca/TWONTO#collection_of_assets
9806 | FAC-YCM-VEH | EQUIPMENT-LICENSED | FAC-YCM-EQUIP | Vehicle,Licensed | Vehicle |  |  | http://www.toronto.ca/TWONTO#collection_of_assets
51616 | TAB-GRK-VEH | Vehicles - All-Terrain | TAB-VEH | Vehicle,Unlicensed | Vehicle |  |  | http://www.toronto.ca/TWONTO#collection_of_assets
58597 | TAB-VEH | Fleet and Mobile Equipment | TAB-WORK-AREA-7 |  | Vehicle |  |  | http://www.toronto.ca/TWONTO#collection_of_assets
58598 | TAB-VEH | Fleet and Mobile Equipment | TAB-WORK-AREA-WWPW |  | Vehicle |  |  | http://www.toronto.ca/TWONTO#collection_of_assets
78928 | THR-GRK-GQ-WA1 | Building & Grounds Equipment, Work Area 1 | THR-GRK-WA1 |  | Vehicle |  |  | http://www.toronto.ca/TWONTO#collection_of_assets
78929 | THR-GRK-GQ-WA3 | Building & Grounds Equipment, Work Area 3 | THR-GRK-WA3 |  | Vehicle |  |  | http://www.toronto.ca/TWONTO#collection_of_assets
98658 | FIS-VEH | Vehicles & Mobile Equipment | FIS-MCS |  | Vehicle |  |  | http://www.toronto.ca/TWONTO#collection_of_assets
113555 | TAB-GRK-VEH2 | Vehicles - Loaders and Multi-Purpose | TAB-VEH | Vehicle,Unlicensed | Vehicle |  |  | http://www.toronto.ca/TWONTO#collection_of_assets
136522 | THR-GRK-GQ-WA2 | Building & Grounds Equipment, Work Area 2 | THR-GRK-WA2 |  | Vehicle |  |  | http://www.toronto.ca/TWONTO#collection_of_assets
136523 | THR-GRK-GQ-WA4 | Building & Grounds Equipment, Work Area 4 | THR-GRK-WA4 |  | Vehicle |  |  | http://www.toronto.ca/TWONTO#collection_of_assets
217 | 329007SUS | Forklift, Propane, Hyster H65XM, WA-9 | TAB-GRK-VEH2 | Forklift,Propane | Vehicle | 46838 |  | http://www.toronto.ca/TWONTO#forklift
218 | 329007SUS | Forklift, Propane, Hyster H65XM, WA-9 | TAB-SUSPENDED ENTITY | Forklift,Propane | Vehicle | 46838 |  | http://www.toronto.ca/TWONTO#forklift
265 | 329007SUS | Forklift, Propane, Hyster H65XM, WA-9 | TAB-MCS-CRN | Forklift,Propane | Vehicle | 46838 |  | http://www.toronto.ca/TWONTO#forklift
266 | 329008SUS | Forklift, Propane, Hyster H65XM, WA-3 | TAB-GRK-VEH2 | Forklift,Propane | Vehicle | 46839 |  | http://www.toronto.ca/TWONTO#forklift
267 | 329008SUS | Forklift, Propane, Hyster H65XM, WA-3 | TAB-MCS-CRN | Forklift,Propane | Vehicle | 46839 |  | http://www.toronto.ca/TWONTO#forklift
268 | 329008SUS | Forklift, Propane, Hyster H65XM, WA-3 | TAB-SUSPENDED ENTITY | Forklift,Propane | Vehicle | 46839 |  | http://www.toronto.ca/TWONTO#forklift
9069 | COL-YKP-VEH-0100 | Forklift, Hyster H70FT, P177V10491S | COL-YKP | Vehicle,Unlicensed | Vehicle |  | VEH | http://www.toronto.ca/TWONTO#forklift
9541 | DOS-YCM-VEH-329010 | 2002 YALE GLP050RG - Vehicle Unit# 329010 | FAC-YCM-VEH | Vehicle,Licensed | Vehicle |  | VEH | http://www.toronto.ca/TWONTO#forklift
13711 | FCL-GRK-VEH-0002 | Vehicle, Forklift | FCL-MCS-7 | Vehicle,Unlicensed | Vehicle |  | VEH | http://www.toronto.ca/TWONTO#forklift
13712 | FCL-GRK-VEH-0002 | Vehicle, Forklift | FCL-SES | Vehicle,Unlicensed | Vehicle |  | VEH | http://www.toronto.ca/TWONTO#forklift
18806 | FHA-GRK-VEH-0201 | Vehicle, Forklift, Plant | FHA-MCS-VEH | Groundskeeping | Vehicle |  | VEH | http://www.toronto.ca/TWONTO#forklift
27139 | DOS-YCM-LD-VEH20084Z | Forklift in storeroom - Vehicle Unit# A875B20084Z | FAC-YCM-VEH | Forklift,Propane | Vehicle |  |  | http://www.toronto.ca/TWONTO#forklift
40897 | PE1041SUS | Forklift, Electric, Primemover PMX-1 | TAB-MCS-CRN | Forklift,Electric | Vehicle | 47471 |  | http://www.toronto.ca/TWONTO#forklift
40898 | PE1043SUS | Forklift, Electric, Walk Behind, Clark HWP40B | TAB-SUSPENDED ENTITY | Forklift,Electric | Vehicle | 47475 |  | http://www.toronto.ca/TWONTO#forklift
40899 | PE1067SUS | Forklift, Gas/Propane Dual Fuel, Caterpillar, GP30 | TAB-MCS-CRN | Forklift,Gas/Propane Dual Fuel | Vehicle | 47470 |  | http://www.toronto.ca/TWONTO#forklift
51626 | TAB-GRK-VEH-329006SUS | Forklift, Electric, Indoor Tires, Hyster E50XM2-27, WA-3 | TAB-MCS-CRN | Forklift,Electric | Vehicle | 47576 | VEH | http://www.toronto.ca/TWONTO#forklift
51627 | TAB-GRK-VEH-329006SUS | Forklift, Electric, Indoor Tires, Hyster E50XM2-27, WA-3 | TAB-SUSPENDED ENTITY | Forklift,Electric | Vehicle | 47576 | VEH | http://www.toronto.ca/TWONTO#forklift
51628 | TAB-GRK-VEH-329030 | Forklift, Electric, Indoor Tires, No 35, Hyster N35ZRS - 14.5 | TAB-GRK-VEH2 | Forklift,Electric | Vehicle |  | VEH | http://www.toronto.ca/TWONTO#forklift
51629 | TAB-GRK-VEH-329030 | Forklift, Electric, Indoor Tires, No 35, Hyster N35ZRS - 14.5 | TAB-MCS-CRN | Forklift,Electric | Vehicle |  | VEH | http://www.toronto.ca/TWONTO#forklift
51630 | TAB-GRK-VEH-329051 | Forklift, Propane, Hyster , WA-4 | TAB-GRK-VEH2 | Forklift,Propane | Vehicle |  | VEH | http://www.toronto.ca/TWONTO#forklift
51631 | TAB-GRK-VEH-329059 | Forklift, Propane, CAT , WA-7 | TAB-GRK-VEH2 | Forklift,Propane | Vehicle |  | VEH | http://www.toronto.ca/TWONTO#forklift
51632 | TAB-GRK-VEH-329060 | Forklift, Propane, CAT , TNT | TAB-GRK-VEH2 | Forklift,Propane | Vehicle |  | VEH | http://www.toronto.ca/TWONTO#forklift
51633 | TAB-GRK-VEH-329077 | Forklift, Propane, CAT , SOPS | TAB-GRK-VEH2 | Forklift,Propane | Vehicle |  | VEH | http://www.toronto.ca/TWONTO#forklift
51710 | TAB-GRK-VEH-PE1040 | Forklift, Electric, Walk Behind, Multiton, WM30 27X48, WA-5 | TAB-MCS-CRN | Forklift,Electric | Vehicle |  |  | http://www.toronto.ca/TWONTO#forklift
61785 | FHA-GRK-VEH-0201 | Vehicle, Forklift, Plant | FHA-GRK-PRTY-0002 | Groundskeeping | Vehicle |  | VEH | http://www.toronto.ca/TWONTO#forklift
66856 | THC-GRK-VEH-329027 | Vehicle, 2008 Clark C35L Fork Lift (WA3) | THC-GRK-VEHICLES | Forklift,Gas/Propane Dual Fuel | Vehicle | 43531 | VEH | http://www.toronto.ca/TWONTO#forklift
78986 | THR-GRK-VEH-0555 | Fork Lift, Clark, ZP-555, Unlicensed, Work Area 4 (SUSPENDED) | THR-GRK-GQ-WA4 | Vehicle,Unlicensed | Vehicle | 35623 | VEH | http://www.toronto.ca/TWONTO#forklift
78989 | THR-GRK-VEH-329011S | Fork Lift, Yale, ZP-712, Digester 9 Loading Bay, WA1 | THR-GRK-GQ-WA1 | Forklift,Gas/Propane Dual Fuel | Vehicle | 38728 | VEH | http://www.toronto.ca/TWONTO#forklift
79005 | THR-GRK-ZP-712 | Fork Lift, Yale, Unlicensed | THR-GRK-GQ-WA3 | Vehicle,Unlicensed | Vehicle |  | ZP | http://www.toronto.ca/TWONTO#forklift
79006 | THR-GRK-ZP-712 | Fork Lift, Yale, Unlicensed | THR-GRK-WA3 | Vehicle,Unlicensed | Vehicle |  | ZP | http://www.toronto.ca/TWONTO#forklift
84481 | TNT-GRK-VEH-0003SUS | Fork Lift, Hyster 65, WA-9 | TNT-GRK | Vehicle,Unlicensed | Vehicle | 47502 | VEH | http://www.toronto.ca/TWONTO#forklift
97353 | FIS-GRK-VEH-0103 | Forklift | FIS-VEH | Forklift,Propane | Vehicle |  | VEH | http://www.toronto.ca/TWONTO#forklift
105194 | PE1041SUS | Forklift, Electric, Primemover PMX-1 | TAB-SUSPENDED ENTITY | Forklift,Electric | Vehicle | 47471 |  | http://www.toronto.ca/TWONTO#forklift
105195 | PE1043SUS | Forklift, Electric, Walk Behind, Clark HWP40B | TAB-MCS-CRN | Forklift,Electric | Vehicle | 47475 |  | http://www.toronto.ca/TWONTO#forklift
105196 | PE1067SUS | Forklift, Gas/Propane Dual Fuel, Caterpillar, GP30 | TAB-GRK-VEH2 | Forklift,Gas/Propane Dual Fuel | Vehicle | 47470 |  | http://www.toronto.ca/TWONTO#forklift
105197 | PE1067SUS | Forklift, Gas/Propane Dual Fuel, Caterpillar, GP30 | TAB-SUSPENDED ENTITY | Forklift,Gas/Propane Dual Fuel | Vehicle | 47470 |  | http://www.toronto.ca/TWONTO#forklift
113522 | TAB-GRK-VEH-329006SUS | Forklift, Electric, Indoor Tires, Hyster E50XM2-27, WA-3 | TAB-GRK-VEH2 | Forklift,Electric | Vehicle | 47576 | VEH | http://www.toronto.ca/TWONTO#forklift
113523 | TAB-GRK-VEH-329046 | Forklift, Propane, Hyster , WA-7 | TAB-GRK-VEH2 | Forklift,Propane | Vehicle |  | VEH | http://www.toronto.ca/TWONTO#forklift
113524 | TAB-GRK-VEH-329062 | Forklift, Propane, WWPW | TAB-GRK-VEH2 | Forklift,Propane | Vehicle |  | VEH | http://www.toronto.ca/TWONTO#forklift
113551 | TAB-GRK-VEH-PE1040 | Forklift, Electric, Walk Behind, Multiton, WM30 27X48, WA-5 | TAB-GRK-VEH2 | Forklift,Electric | Vehicle |  |  | http://www.toronto.ca/TWONTO#forklift
113552 | TAB-GRK-VEH-PE1042 | Forklift, Electric, Walk Behind, Crown 30WBTL, WA-3 | TAB-GRK-VEH2 | Forklift,Electric | Vehicle |  |  | http://www.toronto.ca/TWONTO#forklift
113553 | TAB-GRK-VEH-PE1042 | Forklift, Electric, Walk Behind, Crown 30WBTL, WA-3 | TAB-MCS-CRN | Forklift,Electric | Vehicle |  |  | http://www.toronto.ca/TWONTO#forklift
125880 | THC-GRK-VEH-329073 | Vehicle, Model 2EPC6000 Fork Lift (WA3) | THC-GRK-VEHICLES | Forklift,Gas/Propane Dual Fuel | Vehicle |  | VEH | http://www.toronto.ca/TWONTO#forklift
136569 | THR-GRK-VEH-0555 | Fork Lift, Clark, ZP-555, Unlicensed, Work Area 4 (SUSPENDED) | THR-GRK-VEH-378138 | Vehicle,Unlicensed | Vehicle | 35623 | VEH | http://www.toronto.ca/TWONTO#forklift
136575 | THR-GRK-VEH-329009S | Fork Lift, Toyota, ZP-711, Unlicensed, WA3 | THR-GRK-GQ-WA3 | Forklift,Gas/Propane Dual Fuel | Vehicle | 38727 | VEH | http://www.toronto.ca/TWONTO#forklift
136576 | THR-GRK-VEH-329045 | Fork Lift, HYSTER50, , Unlicensed, WA1 | THR-GRK-GQ-WA3 | Forklift,Gas/Propane Dual Fuel | Vehicle |  | VEH | http://www.toronto.ca/TWONTO#forklift
136577 | THR-GRK-VEH-329053 | Fork Lift, HYSTER, H90FT, Unlicensed, WA3 | THR-GRK-GQ-WA3 | Forklift,Gas/Propane Dual Fuel | Vehicle |  | VEH | http://www.toronto.ca/TWONTO#forklift
140650 | TNT-GRK-VEH-0003SUS | Fork Lift, Hyster 65, WA-9 | TAB-SUSPENDED ENTITY | Vehicle,Unlicensed | Vehicle | 47502 | VEH | http://www.toronto.ca/TWONTO#forklift
127 | 378062 | Polaris, Gator 4X2, WA-7 | TAB-SUSPENDED ENTITY | Vehicle,Unlicensed | Vehicle | 35277 |  | http://www.toronto.ca/TWONTO#golf_cart | UTV or golf cart
162 | 378062 | Polaris, Gator 4X2, WA-7 | TAB-GRK-VEH | Vehicle,Unlicensed | Vehicle | 35277 |  | http://www.toronto.ca/TWONTO#golf_cart
222 | 378118SUS | John Deere, Gator 4X2, WA-1 | TAB-GRK-VEH | Vehicle,Unlicensed | Vehicle | 35274 |  | http://www.toronto.ca/TWONTO#golf_cart
223 | 378118SUS | John Deere, Gator 4X2, WA-1 | TAB-SUSPENDED ENTITY | Vehicle,Unlicensed | Vehicle | 35274 |  | http://www.toronto.ca/TWONTO#golf_cart
224 | 378119SUS | John Deere, Gator 4X2, WA-8 | TAB-GRK-VEH | Vehicle,Unlicensed | Vehicle | 35275 |  | http://www.toronto.ca/TWONTO#golf_cart
225 | 378120SUS | John Deere, Gator 4X2, WWPW | TAB-SUSPENDED ENTITY | Vehicle,Unlicensed | Vehicle | 46845 |  | http://www.toronto.ca/TWONTO#golf_cart
226 | 378121SUS | John Geere, Gator 4X2, WA-6 | TAB-SUSPENDED ENTITY | Vehicle,Unlicensed | Vehicle | 46868 |  | http://www.toronto.ca/TWONTO#golf_cart
227 | 378122SUS | John Deere, Gator 4X2, WA-7 | TAB-GRK-VEH | Vehicle,Unlicensed | Vehicle | 35271 |  | http://www.toronto.ca/TWONTO#golf_cart
228 | 378123SUS | John Deere, Gator 4X2, WA-5 | TAB-GRK-VEH | Vehicle,Unlicensed | Vehicle | 47469 |  | http://www.toronto.ca/TWONTO#golf_cart
229 | 378161SUS | Kubota- WA3 | TAB-GRK-VEH | Vehicle,Unlicensed | Vehicle | 46869 |  | http://www.toronto.ca/TWONTO#golf_cart
230 | 378162SUS | Kubota- WA2 | TAB-GRK-VEH | Vehicle,Unlicensed | Vehicle | 47465 |  | http://www.toronto.ca/TWONTO#golf_cart
231 | 378163SUS | Vehicle, Utility, Kubota RTV 900 - WA4 | TAB-GRK-VEH | Vehicle,Unlicensed | Vehicle | 46879 |  | http://www.toronto.ca/TWONTO#golf_cart
232 | 378167SUS | Kubota-WA5 | TAB-SUSPENDED ENTITY | Vehicle,Unlicensed | Vehicle | 46880 |  | http://www.toronto.ca/TWONTO#golf_cart
233 | 378168SUS | Kubota-WA1 | TAB-SUSPENDED ENTITY | Vehicle,Unlicensed | Vehicle | 47472 |  | http://www.toronto.ca/TWONTO#golf_cart
234 | 378169SUS | Kubota-WA5 | TAB-GRK-VEH | Vehicle,Unlicensed | Vehicle | 46881 |  | http://www.toronto.ca/TWONTO#golf_cart
235 | 378171SUS | Kubota-WA7 | TAB-GRK-VEH | Vehicle,Unlicensed | Vehicle | 46883 |  | http://www.toronto.ca/TWONTO#golf_cart
236 | 378172SUS | Kubota-WA7 | TAB-GRK-VEH | Vehicle,Unlicensed | Vehicle | 46884 |  | http://www.toronto.ca/TWONTO#golf_cart
237 | 378172SUS | Kubota-WA7 | TAB-SUSPENDED ENTITY | Vehicle,Unlicensed | Vehicle | 46884 |  | http://www.toronto.ca/TWONTO#golf_cart
238 | 378173SUS | Kubota-WA7 | TAB-SUSPENDED ENTITY | Vehicle,Unlicensed | Vehicle | 47409 |  | http://www.toronto.ca/TWONTO#golf_cart
239 | 378176SUS | John Deere, Gator 4X2, WA-7 | TAB-GRK-VEH | Vehicle,Unlicensed | Vehicle | 47410 |  | http://www.toronto.ca/TWONTO#golf_cart
240 | 378177SUS | John Deere, Gator 4X2, WA9 | TAB-GRK-VEH | Vehicle,Unlicensed | Vehicle | 47411 |  | http://www.toronto.ca/TWONTO#golf_cart
243 | 378322SUS | Kubota- 1100 Series - WA7 | TAB-SUSPENDED ENTITY | Vehicle,Unlicensed | Vehicle |  |  | http://www.toronto.ca/TWONTO#golf_cart
271 | 378119SUS | John Deere, Gator 4X2, WA-8 | TAB-SUSPENDED ENTITY | Vehicle,Unlicensed | Vehicle | 35275 |  | http://www.toronto.ca/TWONTO#golf_cart
272 | 378120SUS | John Deere, Gator 4X2, WWPW | TAB-GRK-VEH | Vehicle,Unlicensed | Vehicle | 46845 |  | http://www.toronto.ca/TWONTO#golf_cart
273 | 378121SUS | John Geere, Gator 4X2, WA-6 | TAB-GRK-VEH | Vehicle,Unlicensed | Vehicle | 46868 |  | http://www.toronto.ca/TWONTO#golf_cart
274 | 378122SUS | John Deere, Gator 4X2, WA-7 | TAB-SUSPENDED ENTITY | Vehicle,Unlicensed | Vehicle | 35271 |  | http://www.toronto.ca/TWONTO#golf_cart
275 | 378123SUS | John Deere, Gator 4X2, WA-5 | TAB-SUSPENDED ENTITY | Vehicle,Unlicensed | Vehicle | 47469 |  | http://www.toronto.ca/TWONTO#golf_cart
276 | 378161SUS | Kubota- WA3 | TAB-SUSPENDED ENTITY | Vehicle,Unlicensed | Vehicle | 46869 |  | http://www.toronto.ca/TWONTO#golf_cart
277 | 378162SUS | Kubota- WA2 | TAB-SUSPENDED ENTITY | Vehicle,Unlicensed | Vehicle | 47465 |  | http://www.toronto.ca/TWONTO#golf_cart
278 | 378163SUS | Vehicle, Utility, Kubota RTV 900 - WA4 | TAB-SUSPENDED ENTITY | Vehicle,Unlicensed | Vehicle | 46879 |  | http://www.toronto.ca/TWONTO#golf_cart
279 | 378167SUS | Kubota-WA5 | TAB-GRK-VEH | Vehicle,Unlicensed | Vehicle | 46880 |  | http://www.toronto.ca/TWONTO#golf_cart
280 | 378168SUS | Kubota-WA1 | TAB-GRK-VEH | Vehicle,Unlicensed | Vehicle | 47472 |  | http://www.toronto.ca/TWONTO#golf_cart
281 | 378169SUS | Kubota-WA5 | TAB-SUSPENDED ENTITY | Vehicle,Unlicensed | Vehicle | 46881 |  | http://www.toronto.ca/TWONTO#golf_cart
282 | 378170SUS | Kubota-WA6 | TAB-GRK-VEH | Vehicle,Unlicensed | Vehicle | 46882 |  | http://www.toronto.ca/TWONTO#golf_cart
283 | 378170SUS | Kubota-WA6 | TAB-SUSPENDED ENTITY | Vehicle,Unlicensed | Vehicle | 46882 |  | http://www.toronto.ca/TWONTO#golf_cart
284 | 378171SUS | Kubota-WA7 | TAB-SUSPENDED ENTITY | Vehicle,Unlicensed | Vehicle | 46883 |  | http://www.toronto.ca/TWONTO#golf_cart
285 | 378173SUS | Kubota-WA7 | TAB-GRK-VEH | Vehicle,Unlicensed | Vehicle | 47409 |  | http://www.toronto.ca/TWONTO#golf_cart
286 | 378176SUS | John Deere, Gator 4X2, WA-7 | TAB-SUSPENDED ENTITY | Vehicle,Unlicensed | Vehicle | 47410 |  | http://www.toronto.ca/TWONTO#golf_cart
287 | 378177SUS | John Deere, Gator 4X2, WA9 | TAB-SUSPENDED ENTITY | Vehicle,Unlicensed | Vehicle | 47411 |  | http://www.toronto.ca/TWONTO#golf_cart
292 | 378322SUS | Kubota- 1100 Series - WA7 | TAB-GRK-VEH | Vehicle,Unlicensed | Vehicle |  |  | http://www.toronto.ca/TWONTO#golf_cart
293 | 378323SUS | Kubota- 1100 Series - WA7 | TAB-GRK-VEH | Vehicle,Unlicensed | Vehicle | 40175 |  | http://www.toronto.ca/TWONTO#golf_cart
294 | 378323SUS | Kubota- 1100 Series - WA7 | TAB-SUSPENDED ENTITY | Vehicle,Unlicensed | Vehicle | 40175 |  | http://www.toronto.ca/TWONTO#golf_cart
9534 | DOS-YCM-VEH-324021 | 2015 JOHN DDERE 318E - Vehicle Unit# 324021 | FAC-YCM-VEH | Vehicle,Licensed | Vehicle |  | VEH | http://www.toronto.ca/TWONTO#golf_cart
9535 | DOS-YCM-VEH-324022 | 2015 JOHN DDERE 318E - Vehicle Unit# 324022 | FAC-YCM-VEH | Vehicle,Licensed | Vehicle |  | VEH | http://www.toronto.ca/TWONTO#golf_cart
9536 | DOS-YCM-VEH-324023 | 2016 JOHN DDERE 318G - Vehicle Unit# 324023 | FAC-YCM-VEH | Vehicle,Licensed | Vehicle |  | VEH | http://www.toronto.ca/TWONTO#golf_cart
9545 | DOS-YCM-VEH-378118 | 2008 JOHN DDERE GATOR HPX - Vehicle Unit# 378118 | FAC-YCM-VEH | Vehicle,Licensed | Vehicle |  | VEH | http://www.toronto.ca/TWONTO#golf_cart
9546 | DOS-YCM-VEH-378136 | 2008 JOHN DDERE TH6X4 - Vehicle Unit# 378136 | FAC-YCM-VEH | Vehicle,Licensed | Vehicle |  | VEH | http://www.toronto.ca/TWONTO#golf_cart
9547 | DOS-YCM-VEH-378186 | 2011 JOHN DDERE 6X4 GATOR - Vehicle Unit# 378186 | FAC-YCM-VEH | Vehicle,Licensed | Vehicle |  | VEH | http://www.toronto.ca/TWONTO#golf_cart
9548 | DOS-YCM-VEH-378187 | 2011 JOHN DDERE 6X4 GATOR - Vehicle Unit# 378187 | FAC-YCM-VEH | Vehicle,Licensed | Vehicle |  | VEH | http://www.toronto.ca/TWONTO#golf_cart
18807 | FHA-GRK-VEH-0401 | Vehicle, Golf Cart, Carryall 2 Club Card, Plant | FHA-MCS-VEH | Groundskeeping | Vehicle |  | VEH | http://www.toronto.ca/TWONTO#golf_cart
26364 | COL-YKP-VEH-378300 | Vehicle, Truck #378300 (POLARIS) | COL-YKP | Vehicle,Licensed | Vehicle |  | VEH | http://www.toronto.ca/TWONTO#golf_cart
26437 | FHO-GRK-VEH-0101 | Tractor | FHO-GRK-PRTY-0002 | Vehicle,Unlicensed | Vehicle |  | VEH | http://www.toronto.ca/TWONTO#golf_cart
26479 | FHO-MCS-GQ-0101 SUSP | Floor Polisher | FHO-GRK-PRTY-0001 | Floor maintenance,Polisher | Vehicle | 35627 | GQ | http://www.toronto.ca/TWONTO#golf_cart | ?
27187 | DOS-YCM-VEH-378109 | 2007 JOHN DDERE 850D - Vehicle Unit# 378109 | FAC-YCM-VEH | Vehicle,Licensed | Vehicle |  | VEH | http://www.toronto.ca/TWONTO#golf_cart
27188 | DOS-YCM-VEH-382003 | 2010 ARGO 750EFI - Vehicle Unit# 382003 | FAC-YCM-VEH | Vehicle,Licensed | Vehicle |  | VEH | http://www.toronto.ca/TWONTO#golf_cart
31402 | FIS-GRK-VEH-0101-SUS | Tractor | FIS-MCS | Vehicle,Unlicensed | Vehicle | 38270 | VEH | http://www.toronto.ca/TWONTO#golf_cart
31403 | FIS-GRK-VEH-0104 | GATOR, Machine Shop | FIS-VEH | Vehicle,Unlicensed | Vehicle |  | VEH | http://www.toronto.ca/TWONTO#golf_cart
51624 | TAB-GRK-VEH-323088 | Tractor, Case, Front-End Loader | TAB-GRK-VEH1 | Vehicle,Licensed | Vehicle |  | VEH | http://www.toronto.ca/TWONTO#golf_cart
51625 | TAB-GRK-VEH-323088 | Tractor, Case, Front-End Loader | TAB-GRK-VEH2 | Vehicle,Licensed | Vehicle |  | VEH | http://www.toronto.ca/TWONTO#golf_cart
51683 | TAB-GRK-VEH-378213SUS | John Deere, Gator 6X4, WA-4 | TAB-SUSPENDED ENTITY | Vehicle,Unlicensed | Vehicle | 47466 | VEH | http://www.toronto.ca/TWONTO#golf_cart
51684 | TAB-GRK-VEH-378213SUS | John Deere, Gator 6X4, WA-4 | TNT-GRK | Vehicle,Unlicensed | Vehicle | 47466 | VEH | http://www.toronto.ca/TWONTO#golf_cart
51685 | TAB-GRK-VEH-378214SUS | John Deere, Gator 6X4, WA-2 | TAB-GRK-VEH | Vehicle,Unlicensed | Vehicle | 47501 | VEH | http://www.toronto.ca/TWONTO#golf_cart
51686 | TAB-GRK-VEH-378214SUS | John Deere, Gator 6X4, WA-2 | TNT-GRK | Vehicle,Unlicensed | Vehicle | 47501 | VEH | http://www.toronto.ca/TWONTO#golf_cart
51687 | TAB-GRK-VEH-378215SUS | John Deere, Gator 6X4, WA-3 | TAB-GRK | Vehicle,Unlicensed | Vehicle | 47467 | VEH | http://www.toronto.ca/TWONTO#golf_cart
51688 | TAB-GRK-VEH-378215SUS | John Deere, Gator 6X4, WA-3 | TAB-SUSPENDED ENTITY | Vehicle,Unlicensed | Vehicle | 47467 | VEH | http://www.toronto.ca/TWONTO#golf_cart
51689 | TAB-GRK-VEH-378255 | Polaris, Ranger, LIMM | TAB-GRK | Vehicle,Unlicensed | Vehicle |  | VEH | http://www.toronto.ca/TWONTO#golf_cart
51690 | TAB-GRK-VEH-378255 | Polaris, Ranger, LIMM | TAB-GRK-VEH | Vehicle,Unlicensed | Vehicle |  | VEH | http://www.toronto.ca/TWONTO#golf_cart
51691 | TAB-GRK-VEH-378256 | Polaris, Ranger, LEICT | TAB-GRK-VEH | Vehicle,Unlicensed | Vehicle |  | VEH | http://www.toronto.ca/TWONTO#golf_cart
51692 | TAB-GRK-VEH-378258 | Polaris, Ranger, WA-7 | TAB-GRK | Vehicle,Unlicensed | Vehicle |  | VEH | http://www.toronto.ca/TWONTO#golf_cart
51693 | TAB-GRK-VEH-378258 | Polaris, Ranger, WA-7 | TAB-GRK-VEH | Vehicle,Unlicensed | Vehicle |  | VEH | http://www.toronto.ca/TWONTO#golf_cart
51694 | TAB-GRK-VEH-378272 | Polaris, SEICT | TAB-GRK-VEH | Vehicle,Unlicensed | Vehicle |  | VEH | http://www.toronto.ca/TWONTO#golf_cart
51695 | TAB-GRK-VEH-378294 | Vehicle, Utility, Electric, WA 8 | TAB-GRK-VEH | Vehicle,Unlicensed | Vehicle |  | VEH | http://www.toronto.ca/TWONTO#golf_cart
51696 | TAB-GRK-VEH-378295 | Vehicle, Utility, Electric, WA 8 | TAB-GRK-VEH | Vehicle,Unlicensed | Vehicle |  | VEH | http://www.toronto.ca/TWONTO#golf_cart
51697 | TAB-GRK-VEH-378305 | Kubota, RTV | TAB-GRK-VEH | Vehicle,Unlicensed | Vehicle |  | VEH | http://www.toronto.ca/TWONTO#golf_cart
51698 | TAB-GRK-VEH-378306 | Kubota-LIMM | TAB-GRK-VEH | Vehicle,Unlicensed | Vehicle |  | VEH | http://www.toronto.ca/TWONTO#golf_cart
51699 | TAB-GRK-VEH-378307 | Kubota-LEICT | TAB-GRK-VEH | Vehicle,Unlicensed | Vehicle |  | VEH | http://www.toronto.ca/TWONTO#golf_cart
51700 | TAB-GRK-VEH-378321 | Kubota- 1100 Series - WA7 | TAB-GRK-VEH | Vehicle,Unlicensed | Vehicle |  | VEH | http://www.toronto.ca/TWONTO#golf_cart
51701 | TAB-GRK-VEH-378322 | Kubota | TAB-GRK-VEH | Vehicle,Unlicensed | Vehicle |  | VEH | http://www.toronto.ca/TWONTO#golf_cart
51702 | TAB-GRK-VEH-378323 | Kubota | TAB-GRK-VEH | Vehicle,Unlicensed | Vehicle |  | VEH | http://www.toronto.ca/TWONTO#golf_cart
51703 | TAB-GRK-VEH-378325 | Kubota- 1100 Series - WA7 | TAB-GRK-VEH | Vehicle,Unlicensed | Vehicle |  | VEH | http://www.toronto.ca/TWONTO#golf_cart
51704 | TAB-GRK-VEH-378325SUS | KUBOTA RTVX1100C 4X4 | TAB-GRK-VEH | Vehicle,Unlicensed | Vehicle | 47464 | VEH | http://www.toronto.ca/TWONTO#golf_cart
51705 | TAB-GRK-VEH-378330 | John Deere, Gator 4X4, CAP | TAB-GRK-VEH | Vehicle,Unlicensed | Vehicle |  | VEH | http://www.toronto.ca/TWONTO#golf_cart
51706 | TAB-GRK-VEH-378334 | John Deere, Gator 4X4, SIMM1 | TAB-GRK-VEH | Vehicle,Unlicensed | Vehicle |  | VEH | http://www.toronto.ca/TWONTO#golf_cart
51707 | TAB-GRK-VEH-378394 | John Deere, Gator 4X4, SIMM | TAB-GRK-VEH | Vehicle,Unlicensed | Vehicle |  | VEH | http://www.toronto.ca/TWONTO#golf_cart
51708 | TAB-GRK-VEH-378398 | John Deere, Gator 4X4, SOPS | TAB-GRK-VEH | Vehicle,Unlicensed | Vehicle |  | VEH | http://www.toronto.ca/TWONTO#golf_cart
51709 | TAB-GRK-VEH-378399SUS | John Deere, Gator 4X4, LIMM | TAB-GRK-VEH | Vehicle,Unlicensed | Vehicle | 47468 | VEH | http://www.toronto.ca/TWONTO#golf_cart
61787 | FHA-GRK-VEH-0501 | FHA-FLT-SW-0101 - Bin Carier (TUG) | FHA-MCS-VEH | Groundskeeping | Vehicle |  | VEH | http://www.toronto.ca/TWONTO#golf_cart
66852 | THC-GRK-VEH-319069 | Vehicle, Tractor (WA3) | THC-GRK-VEHICLES | Vehicle,Unlicensed | Vehicle | 35860 | VEH | http://www.toronto.ca/TWONTO#golf_cart
66853 | THC-GRK-VEH-319069 | Vehicle, Tractor (WA3) | THC-SUSPENDED | Vehicle,Unlicensed | Vehicle | 35860 | VEH | http://www.toronto.ca/TWONTO#golf_cart
66858 | THC-GRK-VEH-378032 | Vehicle, John Deere Gator (WA4) | THC-GRK-VEHICLES | Vehicle,Unlicensed | Vehicle |  | VEH | http://www.toronto.ca/TWONTO#golf_cart
66859 | THC-GRK-VEH-378067 | Vehicle, Personal Carrier, Gator (Diesel, Lab Team 3) | THC-GRK-VEHICLES | Vehicle,Unlicensed | Vehicle | 40160 | VEH | http://www.toronto.ca/TWONTO#golf_cart
66860 | THC-GRK-VEH-378068 | Vehicle, Personal Carrier, Gator(T/S) (WA4 mech) | THC-GRK-VEHICLES | Vehicle,Unlicensed | Vehicle | 34874 | VEH | http://www.toronto.ca/TWONTO#golf_cart
66861 | THC-GRK-VEH-378069 | Vehicle, Personal Carrier, Gator(T/S) (WA3 mech) | THC-GRK-VEHICLES | Vehicle,Unlicensed | Vehicle | 34875 | VEH | http://www.toronto.ca/TWONTO#golf_cart
66862 | THC-GRK-VEH-378070 | Vehicle, Personal Carrier, Gator (T/S) (WA4 elect) | THC-GRK-VEHICLES | Vehicle,Unlicensed | Vehicle | 34876 | VEH | http://www.toronto.ca/TWONTO#golf_cart
66863 | THC-GRK-VEH-378070 | Vehicle, Personal Carrier, Gator (T/S) (WA4 elect) | THC-SUSPENDED | Vehicle,Unlicensed | Vehicle | 34876 | VEH | http://www.toronto.ca/TWONTO#golf_cart
66864 | THC-GRK-VEH-378071 | Vehicle, Personal Carrier, Gator (WA2 OPS) | THC-SUSPENDED | Vehicle,Unlicensed | Vehicle | 34913 | VEH | http://www.toronto.ca/TWONTO#golf_cart
66865 | THC-GRK-VEH-378085 | Vehicle, Personal Carrier, Kubota (WA2 mech) | THC-GRK-VEHICLES | Vehicle,Unlicensed | Vehicle | 34914 | VEH | http://www.toronto.ca/TWONTO#golf_cart
66866 | THC-GRK-VEH-378086 | Vehicle, Personal Carrier, Kubota (WA1) | THC-GRK-VEHICLES | Vehicle,Unlicensed | Vehicle | 34915 | VEH | http://www.toronto.ca/TWONTO#golf_cart
66867 | THC-GRK-VEH-378158 | Vehicle, Personal Carrier, Kubota (WA3 elect) | THC-GRK-VEHICLES | Vehicle,Unlicensed | Vehicle | 40162 | VEH | http://www.toronto.ca/TWONTO#golf_cart
66868 | THC-GRK-VEH-378159 | Vehicle, Personal Carrier, Kubota (WA2 mech) | THC-SUSPENDED | Vehicle,Unlicensed | Vehicle | 35408 | VEH | http://www.toronto.ca/TWONTO#golf_cart
66869 | THC-GRK-VEH-378161 | Vehicle, Personal Carrier, Kubota | THC-GRK-VEHICLES | Vehicle,Unlicensed | Vehicle | 40163 | VEH | http://www.toronto.ca/TWONTO#golf_cart
66870 | THC-GRK-VEH-378165 | Vehicle, Personal Carrier, Kubota (WA3) | THC-GRK-VEHICLES | Vehicle,Unlicensed | Vehicle | 40164 | VEH | http://www.toronto.ca/TWONTO#golf_cart
66871 | THC-GRK-VEH-378166 | Vehicle, Personal Carrier, Kubota (WA4) | THC-GRK-VEHICLES | Vehicle,Unlicensed | Vehicle | 36935 | VEH | http://www.toronto.ca/TWONTO#golf_cart
66872 | THC-GRK-VEH-378166 | Vehicle, Personal Carrier, Kubota (WA4) | THC-SUSPENDED | Vehicle,Unlicensed | Vehicle | 36935 | VEH | http://www.toronto.ca/TWONTO#golf_cart
66873 | THC-GRK-VEH-378260 | Vehicle, 2016 Polaris Ranger (WA2) | THC-GRK-VEHICLES | Vehicle,Licensed | Vehicle |  | VEH | http://www.toronto.ca/TWONTO#golf_cart
66874 | THC-GRK-VEH-378261 | Vehicle, 2016 Polaris Ranger (WA2) | THC-GRK-VEHICLES | Vehicle,Licensed | Vehicle |  | VEH | http://www.toronto.ca/TWONTO#golf_cart
66875 | THC-GRK-VEH-378265 | Vehicle, 2016 Polaris Brutus (WA3) | THC-GRK-VEHICLES | Vehicle,Licensed | Vehicle |  | VEH | http://www.toronto.ca/TWONTO#golf_cart
66876 | THC-GRK-VEH-378291 | Vehicle, 2017 Polaris Ranger (WA2) | THC-GRK-VEHICLES | Vehicle,Unlicensed | Vehicle |  | VEH | http://www.toronto.ca/TWONTO#golf_cart
66877 | THC-GRK-VEH-378292 | Vehicle, 2017 Polaris Ranger (WA2) | THC-GRK-VEHICLES | Vehicle,Licensed | Vehicle |  | VEH | http://www.toronto.ca/TWONTO#golf_cart
66878 | THC-GRK-VEH-378293 | Vehicle, 2017 Polaris Ranger (WA3) | THC-GRK-VEHICLES | Vehicle,Licensed | Vehicle |  | VEH | http://www.toronto.ca/TWONTO#golf_cart
66879 | THC-GRK-VEH-378316 | Vehicle, 2019 Kubota RTV X1100C (WA4) | THC-GRK-VEHICLES | Vehicle,Licensed | Vehicle |  | VEH | http://www.toronto.ca/TWONTO#golf_cart
66880 | THC-GRK-VEH-378317 | Vehicle, Personal Carrier, 2019 Kubota RTV (WA3) | THC-SUSPENDED | Vehicle,Unlicensed | Vehicle | 38021 | VEH | http://www.toronto.ca/TWONTO#golf_cart
66882 | THC-GRK-VEH-396095 | John Deer 1445 (WA3) | THC-SUSPENDED | Vehicle | Vehicle | 38020 | VEH | http://www.toronto.ca/TWONTO#golf_cart
66883 | THC-GRK-VEH-396107 | Vehicle, 2005 John Deer 1445 (WA3) | THC-GRK-VEHICLES | Vehicle | Vehicle |  | VEH | http://www.toronto.ca/TWONTO#golf_cart
78990 | THR-GRK-VEH-378038 | Vehicle, John Deere Gator, Unlicensed, WA4 (Suspended Perm) | THR-GRK-GQ-WA4 | Vehicle,Unlicensed | Vehicle | 35483 | VEH | http://www.toronto.ca/TWONTO#golf_cart
78991 | THR-GRK-VEH-378133S | Vehicle, Kubota, Unlicensed, WA2 | THR-GRK-GQ-WA2 | Vehicle,Unlicensed | Vehicle | 38597 | VEH | http://www.toronto.ca/TWONTO#golf_cart
78992 | THR-GRK-VEH-378133S | Vehicle, Kubota, Unlicensed, WA2 | THR-GRK-GQ-WA3 | Vehicle,Unlicensed | Vehicle | 38597 | VEH | http://www.toronto.ca/TWONTO#golf_cart
78993 | THR-GRK-VEH-378137S | Vehicle, John Deere Gator, Unlicensed, WA1(Retired) | THR-S-E | Vehicle,Unlicensed | Vehicle | 37997 | VEH | http://www.toronto.ca/TWONTO#golf_cart
78994 | THR-GRK-VEH-378138 | Vehicle, John Deere Gator, Unlicensed, WA3 (Retired) | THR-GRK-GQ-WA3 | Vehicle,Unlicensed | Vehicle | 34906 | VEH | http://www.toronto.ca/TWONTO#golf_cart
78995 | THR-GRK-VEH-378138 | Vehicle, John Deere Gator, Unlicensed, WA3 (Retired) | THR-S-E | Vehicle,Unlicensed | Vehicle | 34906 | VEH | http://www.toronto.ca/TWONTO#golf_cart
78996 | THR-GRK-VEH-378156S | Vehicle, John Deere Gator, Unlicensed, WA1 (Suspended Perm) | THR-GRK-WA1 | Vehicle,Unlicensed | Vehicle | 37996 | VEH | http://www.toronto.ca/TWONTO#golf_cart
78997 | THR-GRK-VEH-378157 | Vehicle, John Deere Gator, Unlicensed, WA3(Suspended Perm) | THR-GRK-GQ-WA2 | Vehicle,Unlicensed | Vehicle | 35485 | VEH | http://www.toronto.ca/TWONTO#golf_cart
78998 | THR-GRK-VEH-378164S | Vehicle, Kubota, Unlicensed, WA4 | THR-GRK-GQ-WA4 | Vehicle,Unlicensed | Vehicle | 42604 | VEH | http://www.toronto.ca/TWONTO#golf_cart
78999 | THR-GRK-VEH-378273 | Vehicle, 2017 POLARIS BRUTUS, Unlicensed, WA4 | THR-GRK-GQ-WA4 | Vehicle,Unlicensed | Vehicle |  | VEH | http://www.toronto.ca/TWONTO#golf_cart
79000 | THR-GRK-VEH-378297 | 2017 POLARIS BRUTUS (SR# 4XAB4PD19J8575572) WA2 | THR-GRK-GQ-WA2 |  | Vehicle |  | VEH | http://www.toronto.ca/TWONTO#golf_cart
79001 | THR-GRK-VEH-378299 | Vehicle, 2017 POLARIS Ranger, Unlicensed, WA3 | THR-GRK-GQ-WA3 | Vehicle,Unlicensed | Vehicle |  | VEH | http://www.toronto.ca/TWONTO#golf_cart
84480 | TNT-GRK-VEH-0002 | Cart, Gator | TNT-GRK | Vehicle,Unlicensed | Vehicle | 35276 | VEH | http://www.toronto.ca/TWONTO#golf_cart
93372 | FHO-GRK-VEH-0101 | Tractor | FHO-GRK | Vehicle,Unlicensed | Vehicle |  | VEH | http://www.toronto.ca/TWONTO#golf_cart
93398 | FHO-MCS-GQ-0101 | Karcher Floor Cleaning Machine | FHO-GRK-PRTY-0001 | Floor maintenance,Polisher | Vehicle |  | GQ | http://www.toronto.ca/TWONTO#golf_cart
93399 | FHO-MCS-GQ-0201 | Mini Max Floor Cleaning Machine | FHO-GRK-PRTY-0001 | Floor maintenance,Polisher | Vehicle |  | GQ | http://www.toronto.ca/TWONTO#golf_cart
97349 | FIS-GRK-VEH-0101-SUS | Tractor | FIS-SUSPENDED | Vehicle,Unlicensed | Vehicle | 38270 | VEH | http://www.toronto.ca/TWONTO#golf_cart
97350 | FIS-GRK-VEH-0101-SUS | Tractor | FIS-VEH | Vehicle,Unlicensed | Vehicle | 38270 | VEH | http://www.toronto.ca/TWONTO#golf_cart
113525 | TAB-GRK-VEH-378213SUS | John Deere, Gator 6X4, WA-4 | TAB-GRK-VEH | Vehicle,Unlicensed | Vehicle | 47466 | VEH | http://www.toronto.ca/TWONTO#golf_cart
113526 | TAB-GRK-VEH-378214SUS | John Deere, Gator 6X4, WA-2 | TAB-GRK | Vehicle,Unlicensed | Vehicle | 47501 | VEH | http://www.toronto.ca/TWONTO#golf_cart
113527 | TAB-GRK-VEH-378214SUS | John Deere, Gator 6X4, WA-2 | TAB-SUSPENDED ENTITY | Vehicle,Unlicensed | Vehicle | 47501 | VEH | http://www.toronto.ca/TWONTO#golf_cart
113528 | TAB-GRK-VEH-378215SUS | John Deere, Gator 6X4, WA-3 | TAB-GRK-VEH | Vehicle,Unlicensed | Vehicle | 47467 | VEH | http://www.toronto.ca/TWONTO#golf_cart
113531 | TAB-GRK-VEH-378256 | Polaris, Ranger, LEICT | TAB-GRK | Vehicle,Unlicensed | Vehicle |  | VEH | http://www.toronto.ca/TWONTO#golf_cart
113532 | TAB-GRK-VEH-378257 | Polaris, Ranger, WA-1 | TAB-GRK | Vehicle,Unlicensed | Vehicle |  | VEH | http://www.toronto.ca/TWONTO#golf_cart
113533 | TAB-GRK-VEH-378257 | Polaris, Ranger, WA-1 | TAB-GRK-VEH | Vehicle,Unlicensed | Vehicle |  | VEH | http://www.toronto.ca/TWONTO#golf_cart
113534 | TAB-GRK-VEH-378270 | Polaris Ranger Diesel, SIMM | TAB-GRK-VEH | Vehicle,Unlicensed | Vehicle |  | VEH | http://www.toronto.ca/TWONTO#golf_cart
113535 | TAB-GRK-VEH-378271 | Polaris, Ranger HST, SIMM | TAB-GRK-VEH | Vehicle,Unlicensed | Vehicle |  | VEH | http://www.toronto.ca/TWONTO#golf_cart
113536 | TAB-GRK-VEH-378301 | Polaris, Ranger, WA-2 | TAB-GRK-VEH | Vehicle,Unlicensed | Vehicle |  | VEH | http://www.toronto.ca/TWONTO#golf_cart
113537 | TAB-GRK-VEH-378308 | Kubota-SOPS | TAB-GRK-VEH | Vehicle,Unlicensed | Vehicle |  | VEH | http://www.toronto.ca/TWONTO#golf_cart
113538 | TAB-GRK-VEH-378313 | Kubota- 4 Seater Admin | TAB-GRK-VEH | Vehicle,Unlicensed | Vehicle |  | VEH | http://www.toronto.ca/TWONTO#golf_cart
113539 | TAB-GRK-VEH-378318 | Kubota-SIMM | TAB-GRK-VEH | Vehicle,Unlicensed | Vehicle |  | VEH | http://www.toronto.ca/TWONTO#golf_cart
113540 | TAB-GRK-VEH-378319 | Kubota-SIMM | TAB-GRK-VEH | Vehicle,Unlicensed | Vehicle |  | VEH | http://www.toronto.ca/TWONTO#golf_cart
113541 | TAB-GRK-VEH-378320 | Kubota, SEO | TAB-GRK-VEH | Vehicle,Unlicensed | Vehicle |  | VEH | http://www.toronto.ca/TWONTO#golf_cart
113542 | TAB-GRK-VEH-378324 | Kubota- 1100 Series - LIMM | TAB-GRK-VEH | Vehicle,Unlicensed | Vehicle |  | VEH | http://www.toronto.ca/TWONTO#golf_cart
113543 | TAB-GRK-VEH-378325 | Kubota- 1100 Series - WA7 | TAB-SUSPENDED ENTITY | Vehicle,Unlicensed | Vehicle |  | VEH | http://www.toronto.ca/TWONTO#golf_cart
113544 | TAB-GRK-VEH-378325SUS | KUBOTA RTVX1100C 4X4 | TAB-SUSPENDED ENTITY | Vehicle,Unlicensed | Vehicle | 47464 | VEH | http://www.toronto.ca/TWONTO#golf_cart
113545 | TAB-GRK-VEH-378331 | John Deere, Gator 4X4, WWPW | TAB-GRK-VEH | Vehicle,Unlicensed | Vehicle |  | VEH | http://www.toronto.ca/TWONTO#golf_cart
113546 | TAB-GRK-VEH-378332 | John Deere, Gator 4X4, LEICT | TAB-GRK-VEH | Vehicle,Unlicensed | Vehicle |  | VEH | http://www.toronto.ca/TWONTO#golf_cart
113547 | TAB-GRK-VEH-378333 | John Deere, Gator 4X4, SIMM | TAB-GRK-VEH | Vehicle,Unlicensed | Vehicle |  | VEH | http://www.toronto.ca/TWONTO#golf_cart
113548 | TAB-GRK-VEH-378393 | John Deere, Gator 4X4, WWPW | TAB-GRK-VEH | Vehicle,Unlicensed | Vehicle |  | VEH | http://www.toronto.ca/TWONTO#golf_cart
113549 | TAB-GRK-VEH-378399 | John Deere, Gator 6X4, LIMM | TAB-GRK-VEH | Vehicle,Unlicensed | Vehicle |  | VEH | http://www.toronto.ca/TWONTO#golf_cart
113550 | TAB-GRK-VEH-378399SUS | John Deere, Gator 4X4, LIMM | TAB-SUSPENDED ENTITY | Vehicle,Unlicensed | Vehicle | 47468 | VEH | http://www.toronto.ca/TWONTO#golf_cart
125881 | THC-GRK-VEH-378031 | Vehicle, Personal Carrier, Gator (W/S, Op's Team 2) | THC-GRK-VEHICLES | Vehicle,Unlicensed | Vehicle | 40159 | VEH | http://www.toronto.ca/TWONTO#golf_cart
125882 | THC-GRK-VEH-378053 | Vehicle, 2005 John Deere Gator (WA1) | THC-GRK-VEHICLES | Vehicle,Unlicensed | Vehicle |  | VEH | http://www.toronto.ca/TWONTO#golf_cart
125883 | THC-GRK-VEH-378068 | Vehicle, Personal Carrier, Gator(T/S) (WA4 mech) | THC-SUSPENDED | Vehicle,Unlicensed | Vehicle | 34874 | VEH | http://www.toronto.ca/TWONTO#golf_cart
125884 | THC-GRK-VEH-378069 | Vehicle, Personal Carrier, Gator(T/S) (WA3 mech) | THC-SUSPENDED | Vehicle,Unlicensed | Vehicle | 34875 | VEH | http://www.toronto.ca/TWONTO#golf_cart
125885 | THC-GRK-VEH-378071 | Vehicle, Personal Carrier, Gator (WA2 OPS) | THC-GRK-VEHICLES | Vehicle,Unlicensed | Vehicle | 34913 | VEH | http://www.toronto.ca/TWONTO#golf_cart
125886 | THC-GRK-VEH-378085 | Vehicle, Personal Carrier, Kubota (WA2 mech) | THC-SUSPENDED | Vehicle,Unlicensed | Vehicle | 34914 | VEH | http://www.toronto.ca/TWONTO#golf_cart
125887 | THC-GRK-VEH-378086 | Vehicle, Personal Carrier, Kubota (WA1) | THC-SUSPENDED | Vehicle,Unlicensed | Vehicle | 34915 | VEH | http://www.toronto.ca/TWONTO#golf_cart
125888 | THC-GRK-VEH-378145 | Vehicle, Personal Carrier, Kubota | THC-GRK-VEHICLES | Vehicle,Unlicensed | Vehicle | 40161 | VEH | http://www.toronto.ca/TWONTO#golf_cart
125889 | THC-GRK-VEH-378159 | Vehicle, Personal Carrier, Kubota (WA2 mech) | THC-GRK-VEHICLES | Vehicle,Unlicensed | Vehicle | 35408 | VEH | http://www.toronto.ca/TWONTO#golf_cart
125890 | THC-GRK-VEH-378160 | Vehicle, 2009 Kubota (WA3) | THC-GRK-VEHICLES | Vehicle,Unlicensed | Vehicle |  | VEH | http://www.toronto.ca/TWONTO#golf_cart
125891 | THC-GRK-VEH-378259 | Vehicle, 2016 Polaris Ranger (WA4) | THC-GRK-VEHICLES | Vehicle,Licensed | Vehicle |  | VEH | http://www.toronto.ca/TWONTO#golf_cart
125892 | THC-GRK-VEH-378262 | Vehicle, 2016 Polaris Ranger (WA1) | THC-GRK-VEHICLES | Vehicle,Unlicensed | Vehicle |  | VEH | http://www.toronto.ca/TWONTO#golf_cart
125893 | THC-GRK-VEH-378263 | Vehicle, 2016 Polaris Ranger (WA2) | THC-GRK-VEHICLES | Vehicle,Unlicensed | Vehicle |  | VEH | http://www.toronto.ca/TWONTO#golf_cart
125894 | THC-GRK-VEH-378264 | Vehicle, 2016 Polaris Ranger (WA1) | THC-GRK-VEHICLES | Vehicle,Unlicensed | Vehicle |  | VEH | http://www.toronto.ca/TWONTO#golf_cart
125895 | THC-GRK-VEH-378290 | Vehicle, 2017 Polaris Ranger (WA3) | THC-GRK-VEHICLES | Vehicle,Licensed | Vehicle |  | VEH | http://www.toronto.ca/TWONTO#golf_cart
125896 | THC-GRK-VEH-378315 | Vehicle, 2019 Kubota RTV-XC1100C (WA3) | THC-GRK-VEHICLES | Vehicle,Licensed | Vehicle |  | VEH | http://www.toronto.ca/TWONTO#golf_cart
125897 | THC-GRK-VEH-378317 | Vehicle, Personal Carrier, 2019 Kubota RTV (WA3) | THC-GRK-VEHICLES | Vehicle,Unlicensed | Vehicle | 38021 | VEH | http://www.toronto.ca/TWONTO#golf_cart
125899 | THC-GRK-VEH-396095 | John Deer 1445 (WA3) | THC-GRK-VEHICLES | Vehicle | Vehicle | 38020 | VEH | http://www.toronto.ca/TWONTO#golf_cart
136572 | THR-GRK-VEH-319003S | Tractor, Kubota, ZP-728, Unlicensed, WA4 | THR-GRK-GQ-WA3 | Vehicle,Unlicensed | Vehicle | 42603 | VEH | http://www.toronto.ca/TWONTO#golf_cart
136573 | THR-GRK-VEH-319003S | Tractor, Kubota, ZP-728, Unlicensed, WA4 | THR-GRK-GQ-WA4 | Vehicle,Unlicensed | Vehicle | 42603 | VEH | http://www.toronto.ca/TWONTO#golf_cart
136574 | THR-GRK-VEH-319240 | Tractor, John Deere, , Unlicensed, WA4 | THR-GRK-GQ-WA4 | Vehicle,Unlicensed | Vehicle |  | VEH | http://www.toronto.ca/TWONTO#golf_cart
136578 | THR-GRK-VEH-378038 | Vehicle, John Deere Gator, Unlicensed, WA4 (Suspended Perm) | THR-GRK-WA4 | Vehicle,Unlicensed | Vehicle | 35483 | VEH | http://www.toronto.ca/TWONTO#golf_cart
136579 | THR-GRK-VEH-378133S | Vehicle, Kubota, Unlicensed, WA2 | THR-GRK-WA3 | Vehicle,Unlicensed | Vehicle | 38597 | VEH | http://www.toronto.ca/TWONTO#golf_cart
136580 | THR-GRK-VEH-378137S | Vehicle, John Deere Gator, Unlicensed, WA1(Retired) | THR-GRK-GQ-WA1 | Vehicle,Unlicensed | Vehicle | 37997 | VEH | http://www.toronto.ca/TWONTO#golf_cart
136581 | THR-GRK-VEH-378138 | Vehicle, John Deere Gator, Unlicensed, WA3 (Retired) | THR-GRK-GQ-WA4 | Vehicle,Unlicensed | Vehicle | 34906 | VEH | http://www.toronto.ca/TWONTO#golf_cart
136582 | THR-GRK-VEH-378156S | Vehicle, John Deere Gator, Unlicensed, WA1 (Suspended Perm) | THR-GRK-GQ-WA1 | Vehicle,Unlicensed | Vehicle | 37996 | VEH | http://www.toronto.ca/TWONTO#golf_cart
136583 | THR-GRK-VEH-378157 | Vehicle, John Deere Gator, Unlicensed, WA3(Suspended Perm) | THR-GRK-GQ-WA3 | Vehicle,Unlicensed | Vehicle | 35485 | VEH | http://www.toronto.ca/TWONTO#golf_cart
136584 | THR-GRK-VEH-378164S | Vehicle, Kubota, Unlicensed, WA4 | THR-GRK-GQ-WA3 | Vehicle,Unlicensed | Vehicle | 42604 | VEH | http://www.toronto.ca/TWONTO#golf_cart
136585 | THR-GRK-VEH-378253 | Vehicle, Polaris Ranger, Unlicensed, WA1 | THR-GRK-GQ-WA3 | Vehicle,Unlicensed | Vehicle |  | VEH | http://www.toronto.ca/TWONTO#golf_cart
136586 | THR-GRK-VEH-378254 | Vehicle, Polaris Ranger, Unlicensed, WA3 | THR-GRK-GQ-WA3 | Vehicle,Unlicensed | Vehicle |  | VEH | http://www.toronto.ca/TWONTO#golf_cart
136587 | THR-GRK-VEH-378297 | 2017 POLARIS BRUTUS (SR# 4XAB4PD19J8575572) WA2 | THR-GRK-GQ-WA4 |  | Vehicle |  | VEH | http://www.toronto.ca/TWONTO#golf_cart
136588 | THR-GRK-VEH-378298 | Vehicle, 2017 POLARIS RANGER, Unlicensed, WA1 | THR-GRK-GQ-WA4 | Vehicle,Unlicensed | Vehicle |  | VEH | http://www.toronto.ca/TWONTO#golf_cart
136589 | THR-GRK-VEH-378367 | Vehicle, John Deere Gator, Unlicensed, WA4 | THR-GRK-GQ-WA4 | Vehicle,Unlicensed | Vehicle |  | VEH | http://www.toronto.ca/TWONTO#golf_cart
136590 | THR-GRK-VEH-396039S | Vehicle, ZP-717, John Deere Gator, Unlicensed, WA3 | THR-GRK-GQ-WA3 | Vehicle,Unlicensed | Vehicle | 38598 | VEH | http://www.toronto.ca/TWONTO#golf_cart
136591 | THR-GRK-VEH-396040S | Vehicle, ZP-716, John Deere Gator, Unlicensed, WA3 | THR-GRK-GQ-WA3 | Vehicle,Unlicensed | Vehicle | 38599 | VEH | http://www.toronto.ca/TWONTO#golf_cart
140649 | TNT-GRK-VEH-0002 | Cart, Gator | TAB-SUSPENDED ENTITY | Vehicle,Unlicensed | Vehicle | 35276 | VEH | http://www.toronto.ca/TWONTO#golf_cart
211 | 094007SUS | Van, Administration, WA-7 | TAB-GRK-VEH1 | Vehicle,Licensed | Vehicle | 47474 |  | http://www.toronto.ca/TWONTO#passenger_vehicle
212 | 094056SUS | Van, Dodge Grand Caravan, License BMEZ 967-Administration | TAB-GRK-VEH1 | Vehicle,Licensed | Vehicle | 46836 |  | http://www.toronto.ca/TWONTO#passenger_vehicle
213 | 094056SUS | Van, Dodge Grand Caravan, License BMEZ 967-Administration | TAB-SUSPENDED ENTITY | Vehicle,Licensed | Vehicle | 46836 |  | http://www.toronto.ca/TWONTO#passenger_vehicle
261 | 094007SUS | Van, Administration, WA-7 | TAB-SUSPENDED ENTITY | Vehicle,Licensed | Vehicle | 47474 |  | http://www.toronto.ca/TWONTO#passenger_vehicle
9522 | DOS-YCM-VEH-115011 | 2011 MERCEDES SPRINTER 3500 - Vehicle Unit# 115011 | FAC-YCM-VEH | Vehicle,Licensed | Vehicle |  | VEH | http://www.toronto.ca/TWONTO#passenger_vehicle | ?
9523 | DOS-YCM-VEH-188029 | 2012 Internatio 7500 - Vehicle Unit# 188029 | FAC-YCM-VEH | Vehicle,Licensed | Vehicle |  | VEH | http://www.toronto.ca/TWONTO#passenger_vehicle | ?
9524 | DOS-YCM-VEH-18803 | 2006 Sterling LT 7500 - Vehicle Unit# 18803 | FAC-YCM-VEH | Vehicle,Licensed | Vehicle |  | VEH | http://www.toronto.ca/TWONTO#passenger_vehicle | ?
9525 | DOS-YCM-VEH-188049 | 2018 Freightlnr M2-106 - Vehicle Unit# 188049 | FAC-YCM-VEH | Vehicle,Licensed | Vehicle |  | VEH | http://www.toronto.ca/TWONTO#passenger_vehicle | ?
9526 | DOS-YCM-VEH-205018 | 2012 MACK GU813 - Vehicle Unit# 205018 | FAC-YCM-VEH | Vehicle,Licensed | Vehicle |  | VEH | http://www.toronto.ca/TWONTO#passenger_vehicle | ?
9527 | DOS-YCM-VEH-205022 | 2015 MACK GU813 - Vehicle Unit# 205022 | FAC-YCM-VEH | Vehicle,Licensed | Vehicle |  | VEH | http://www.toronto.ca/TWONTO#passenger_vehicle | ?
9528 | DOS-YCM-VEH-206041 | 2007 Freightldr FLD120SD - Vehicle Unit# 206041 | FAC-YCM-VEH | Vehicle,Licensed | Vehicle |  | VEH | http://www.toronto.ca/TWONTO#passenger_vehicle | ?
9542 | DOS-YCM-VEH-333005 | 2003 VOLVO EC55 - Vehicle Unit# 333005 | FAC-YCM-VEH | Vehicle,Licensed | Vehicle |  | VEH | http://www.toronto.ca/TWONTO#passenger_vehicle | ?
9549 | DOS-YCM-VEH-41088 | 2010 FORD ESCAPE HYBRID - Vehicle Unit# 41088 | FAC-YCM-VEH | Vehicle,Licensed | Vehicle |  | VEH | http://www.toronto.ca/TWONTO#passenger_vehicle
9550 | DOS-YCM-VEH-41089 | 2010 FORD ESCAPE HYBRID - Vehicle Unit# 41089 | FAC-YCM-VEH | Vehicle,Licensed | Vehicle |  | VEH | http://www.toronto.ca/TWONTO#passenger_vehicle
9551 | DOS-YCM-VEH-41090 | 2010 FORD ESCAPE HYBRID - Vehicle Unit# 41090 | FAC-YCM-VEH | Vehicle,Licensed | Vehicle |  | VEH | http://www.toronto.ca/TWONTO#passenger_vehicle
9554 | DOS-YCM-VEH-67022 | 2012 DODGE - Vehicle Unit# 67022 | FAC-YCM-VEH | Vehicle,Licensed | Vehicle |  | VEH | http://www.toronto.ca/TWONTO#passenger_vehicle
9555 | DOS-YCM-VEH-67023 | 2012 DODGE - Vehicle Unit# 67023 | FAC-YCM-VEH | Vehicle,Licensed | Vehicle |  | VEH | http://www.toronto.ca/TWONTO#passenger_vehicle
9556 | DOS-YCM-VEH-67024 | 2012 DODGE - Vehicle Unit# 67024 | FAC-YCM-VEH | Vehicle,Licensed | Vehicle |  | VEH | http://www.toronto.ca/TWONTO#passenger_vehicle
9564 | DOS-YCM-VEH-884621 | 2019 MITSUBISHI RVR - Vehicle Unit# 884621 | FAC-YCM-VEH | Vehicle,Licensed | Vehicle |  | VEH | http://www.toronto.ca/TWONTO#passenger_vehicle
9565 | DOS-YCM-VEH-884912 | 2019 MITSUBISHI RVR - Vehicle Unit# 884912 | FAC-YCM-VEH | Vehicle,Licensed | Vehicle |  | VEH | http://www.toronto.ca/TWONTO#passenger_vehicle
27166 | DOS-YCM-VEH-135144 | 2011 Vercedes Sprinter 3500 - Vehicle Unit# 135144 | FAC-YCM-VEH | Vehicle,Licensed | Vehicle |  | VEH | http://www.toronto.ca/TWONTO#passenger_vehicle
27167 | DOS-YCM-VEH-135150 | 2011 Vercedes Sprinter 3500 - Vehicle Unit# 135150 | FAC-YCM-VEH |  | Vehicle |  | VEH | http://www.toronto.ca/TWONTO#passenger_vehicle
27168 | DOS-YCM-VEH-158042 | 2005 GMC TC7E042 - Vehicle Unit# 158042 | FAC-YCM-VEH | Vehicle,Licensed | Vehicle |  | VEH | http://www.toronto.ca/TWONTO#passenger_vehicle
27170 | DOS-YCM-VEH-18801 | 2006 Sterling LT 7500 - Vehicle Unit# 18801 | FAC-YCM-VEH | Vehicle,Licensed | Vehicle |  | VEH | http://www.toronto.ca/TWONTO#passenger_vehicle
27171 | DOS-YCM-VEH-188027 | 2009 GMC TC8C64 - Vehicle Unit# 188027 | FAC-YCM-VEH | Vehicle,Licensed | Vehicle |  | VEH | http://www.toronto.ca/TWONTO#passenger_vehicle
27172 | DOS-YCM-VEH-205025 | 2019 Internatio A26 - Vehicle Unit# 205025 | FAC-YCM-VEH | Vehicle,Licensed | Vehicle |  | VEH | http://www.toronto.ca/TWONTO#passenger_vehicle
27173 | DOS-YCM-VEH-206050 | 2009 Freightlnr FLD120SD - Vehicle Unit# 206050 | FAC-YCM-VEH | Vehicle,Licensed | Vehicle |  | VEH | http://www.toronto.ca/TWONTO#passenger_vehicle
27174 | DOS-YCM-VEH-267207 | 2018 WEBE WL1200- Vehicle Unit# 267207 | FAC-YCM-VEH | Vehicle,Licensed | Vehicle |  | VEH | http://www.toronto.ca/TWONTO#passenger_vehicle
27175 | DOS-YCM-VEH-285024 | 2019 ATLAS XAS96JD - Vehicle Unit# 285024 | FAC-YCM-VEH | Vehicle,Licensed | Vehicle |  | VEH | http://www.toronto.ca/TWONTO#passenger_vehicle
27186 | DOS-YCM-VEH-333015 | 2008 VOLVO E360CL - Vehicle Unit# 333015 | FAC-YCM-VEH | Vehicle,Licensed | Vehicle |  | VEH | http://www.toronto.ca/TWONTO#passenger_vehicle
27189 | DOS-YCM-VEH-41091 | 2010 FORD ESCAPE HYBRID - Vehicle Unit# 41091 | FAC-YCM-VEH | Vehicle,Licensed | Vehicle |  | VEH | http://www.toronto.ca/TWONTO#passenger_vehicle
27190 | DOS-YCM-VEH-41113 | 2010 FORD ESCAPE HYBRID - Vehicle Unit# 41113 | FAC-YCM-VEH | Vehicle,Licensed | Vehicle |  | VEH | http://www.toronto.ca/TWONTO#passenger_vehicle
27194 | DOS-YCM-VEH-884162 | 2019 FORD TRANSIT 250 - Vehicle Unit# 884162 | FAC-YCM-VEH | Vehicle,Licensed | Vehicle |  | VEH | http://www.toronto.ca/TWONTO#passenger_vehicle
27195 | DOS-YCM-VEH-884236 | 2019 FORD TRANSIT 250 - Vehicle Unit# 884236 | FAC-YCM-VEH | Vehicle,Licensed | Vehicle |  | VEH | http://www.toronto.ca/TWONTO#passenger_vehicle
31404 | FIS-GRK-VEH-0301 | Vehicle, Passenger Van GMC | FIS-VEH | Vehicle,Licensed | Vehicle |  | VEH | http://www.toronto.ca/TWONTO#passenger_vehicle
51619 | TAB-GRK-VEH-045003 | SUV, Security, WA-7 | TAB-GRK-VEH1 | Vehicle,Licensed | Vehicle |  | VEH | http://www.toronto.ca/TWONTO#passenger_vehicle
66849 | THC-GRK-VEH-041040 | Vehicle, 2009 Ford Escape (WA4) | THC-GRK-VEHICLES | Vehicle,Licensed | Vehicle | 41051 | VEH | http://www.toronto.ca/TWONTO#passenger_vehicle
97351 | FIS-GRK-VEH-0102 | Passenger Van FORD | FIS-MCS | Vehicle,Licensed | Vehicle |  | VEH | http://www.toronto.ca/TWONTO#passenger_vehicle
97352 | FIS-GRK-VEH-0102 | Passenger Van FORD | FIS-VEH | Vehicle,Licensed | Vehicle |  | VEH | http://www.toronto.ca/TWONTO#passenger_vehicle
113521 | TAB-GRK-VEH-094138 | Van, Dodge Grand Caravan | TAB-SUSPENDED ENTITY | Vehicle,Licensed | Vehicle |  | VEH | http://www.toronto.ca/TWONTO#passenger_vehicle
125879 | THC-GRK-VEH-095067 | Vehicle, Chev Uplander (WA1) | THC-GRK-VEHICLES | Vehicle,Licensed | Vehicle | 38577 | VEH | http://www.toronto.ca/TWONTO#passenger_vehicle
136571 | THR-GRK-VEH-094057 | Vehicle, Passenger Van, Grand Caravan, Licensed BMEZ 966 | THR-GRK-GQ-WA2 | Vehicle,Licensed | Vehicle |  | VEH | http://www.toronto.ca/TWONTO#passenger_vehicle
197 | 043232SUS | Truck, GMC Chevy Sierra, 1GTEK14C19Z234540, WA-7 | TAB-GRK-VEH1 | Vehicle,Licensed | Vehicle | 46830 |  | http://www.toronto.ca/TWONTO#pickup_truck
198 | 043232SUS | Truck, GMC Chevy Sierra, 1GTEK14C19Z234540, WA-7 | TAB-SUSPENDED ENTITY | Vehicle,Licensed | Vehicle | 46830 |  | http://www.toronto.ca/TWONTO#pickup_truck
199 | 043233SUS | Truck, GMC Chevy Sierra, 1GTEK14Cx9Z231751, WA-6 | TAB-GRK-VEH1 | Vehicle,Licensed | Vehicle | 46831 |  | http://www.toronto.ca/TWONTO#pickup_truck
207 | 041099SUS | Truck- BLBM 667 | TAB-GRK-VEH1 | Vehicle,Licensed | Vehicle | 47473 |  | http://www.toronto.ca/TWONTO#pickup_truck
208 | 041099SUS | Truck- BLBM 667 | TAB-SUSPENDED ENTITY | Vehicle,Licensed | Vehicle | 47473 |  | http://www.toronto.ca/TWONTO#pickup_truck
209 | 043233SUS | Truck, GMC Chevy Sierra, 1GTEK14Cx9Z231751, WA-6 | TAB-SUSPENDED ENTITY | Vehicle,Licensed | Vehicle | 46831 |  | http://www.toronto.ca/TWONTO#pickup_truck
210 | 076012SUS | Truck, Ford F-350, 1FTWW33R49EB07511, WA-7 | TAB-SUSPENDED ENTITY | Vehicle,Licensed | Vehicle | 46835 |  | http://www.toronto.ca/TWONTO#pickup_truck
260 | 076012SUS | Truck, Ford F-350, 1FTWW33R49EB07511, WA-7 | TAB-GRK-VEH1 | Vehicle,Licensed | Vehicle | 46835 |  | http://www.toronto.ca/TWONTO#pickup_truck
262 | 176015SUS | Truck,Ford, BOOM Truck F800,852 8MH-WA7 | TAB-GRK-VEH1 | Vehicle,Licensed | Vehicle | 46837 |  | http://www.toronto.ca/TWONTO#pickup_truck
263 | 176015SUS | Truck,Ford, BOOM Truck F800,852 8MH-WA7 | TAB-SUSPENDED ENTITY | Vehicle,Licensed | Vehicle | 46837 |  | http://www.toronto.ca/TWONTO#pickup_truck
9034 | COL-YKP-VEH-0002S | Vehicle, Truck #080046 (Ford F550) | COL-W-OBSOLETE | Vehicle,Licensed | Vehicle | 41243 | VEH | http://www.toronto.ca/TWONTO#pickup_truck
9035 | COL-YKP-VEH-0003S | Vehicle, Truck #080079 (Ford F550) | COL-YKP | Vehicle,Licensed | Vehicle | 43621 | VEH | http://www.toronto.ca/TWONTO#pickup_truck
9036 | COL-YKP-VEH-0005S | Vehicle, Truck #067019 (RAM 2500) | COL-YKP | Vehicle,Licensed | Vehicle | 41050 | VEH | http://www.toronto.ca/TWONTO#pickup_truck
9037 | COL-YKP-VEH-0006S | Vehicle, Truck #043191 (Sierra 1500) | COL-W-OBSOLETE | Vehicle,Licensed | Vehicle | 38008 | VEH | http://www.toronto.ca/TWONTO#pickup_truck
9038 | COL-YKP-VEH-0008S | Vehicle, Truck #080048 (F550) | COL-W-OBSOLETE | Vehicle,Licensed | Vehicle | 39331 | VEH | http://www.toronto.ca/TWONTO#pickup_truck
9039 | COL-YKP-VEH-0009S | Vehicle, Truck #080070 (F550 XL) | COL-W-OBSOLETE | Vehicle,Licensed | Vehicle | 41258 | VEH | http://www.toronto.ca/TWONTO#pickup_truck
9040 | COL-YKP-VEH-0010S | Vehicle, Truck #064100 (RAM 2500) | COL-YKP | Vehicle,Licensed | Vehicle | 39138 | VEH | http://www.toronto.ca/TWONTO#pickup_truck
9041 | COL-YKP-VEH-0012S | Vehicle, Truck #043194 (Sierra 1500) | COL-W-OBSOLETE | Vehicle,Licensed | Vehicle | 40291 | VEH | http://www.toronto.ca/TWONTO#pickup_truck
9042 | COL-YKP-VEH-0012S | Vehicle, Truck #043194 (Sierra 1500) | COL-YKP | Vehicle,Licensed | Vehicle | 40291 | VEH | http://www.toronto.ca/TWONTO#pickup_truck
9043 | COL-YKP-VEH-0013S | Vehicle, Truck #064118 (F250) | COL-YKP | Vehicle,Licensed | Vehicle | 41255 | VEH | http://www.toronto.ca/TWONTO#pickup_truck
9044 | COL-YKP-VEH-0014S | Vehicle, Truck #080056 (F550) | COL-W-OBSOLETE | Vehicle,Licensed | Vehicle | 41091 | VEH | http://www.toronto.ca/TWONTO#pickup_truck
9045 | COL-YKP-VEH-0014S | Vehicle, Truck #080056 (F550) | COL-YKP | Vehicle,Licensed | Vehicle | 41091 | VEH | http://www.toronto.ca/TWONTO#pickup_truck
9046 | COL-YKP-VEH-0015S | Vehicle, Truck #080047 (F550) | COL-W-OBSOLETE | Vehicle,Licensed | Vehicle | 42978 | VEH | http://www.toronto.ca/TWONTO#pickup_truck
9047 | COL-YKP-VEH-0015S | Vehicle, Truck #080047 (F550) | COL-YKP | Vehicle,Licensed | Vehicle | 42978 | VEH | http://www.toronto.ca/TWONTO#pickup_truck
9048 | COL-YKP-VEH-0016S | Vehicle, Truck #080071 (F550) | COL-YKP | Vehicle,Licensed | Vehicle | 41246 | VEH | http://www.toronto.ca/TWONTO#pickup_truck
9049 | COL-YKP-VEH-0017S | Vehicle, Truck #067037 (F250) | COL-W-OBSOLETE | Vehicle,Licensed | Vehicle | 47514 | VEH | http://www.toronto.ca/TWONTO#pickup_truck
9050 | COL-YKP-VEH-0018S | Vehicle, Truck #095091 (Transit XL) | COL-W-OBSOLETE | Vehicle,Licensed | Vehicle | 42725 | VEH | http://www.toronto.ca/TWONTO#pickup_truck
9051 | COL-YKP-VEH-0018S | Vehicle, Truck #095091 (Transit XL) | COL-YKP | Vehicle,Licensed | Vehicle | 42725 | VEH | http://www.toronto.ca/TWONTO#pickup_truck
9052 | COL-YKP-VEH-0019 | Vehicle, Truck #112521 (FORD TRANSIT250) | COL-YKP | Vehicle,Licensed | Vehicle |  | VEH | http://www.toronto.ca/TWONTO#pickup_truck
9053 | COL-YKP-VEH-0019(S) | Vehicle, Truck #062084 (RAM 2500) | COL-YKP | Vehicle,Licensed | Vehicle | 39044 | VEH | http://www.toronto.ca/TWONTO#pickup_truck
9054 | COL-YKP-VEH-0020S | Vehicle, Truck #080072 (F550 XL) | COL-W-OBSOLETE | Vehicle,Licensed | Vehicle | 44895 | VEH | http://www.toronto.ca/TWONTO#pickup_truck
9055 | COL-YKP-VEH-0020S | Vehicle, Truck #080072 (F550 XL) | COL-YKP | Vehicle,Licensed | Vehicle | 44895 | VEH | http://www.toronto.ca/TWONTO#pickup_truck
9056 | COL-YKP-VEH-0021 | Vehicle, Truck #112431 (Transit 250) | COL-YKP | Vehicle,Licensed | Vehicle |  | VEH | http://www.toronto.ca/TWONTO#pickup_truck
9057 | COL-YKP-VEH-0023S | Vehicle, Truck #080040 (F550) | COL-YKP | Vehicle,Licensed | Vehicle | 39587 | VEH | http://www.toronto.ca/TWONTO#pickup_truck
9058 | COL-YKP-VEH-0026 | Vehicle, Truck #065125 (F250) | COL-YKP | Vehicle,Licensed | Vehicle |  | VEH | http://www.toronto.ca/TWONTO#pickup_truck
9059 | COL-YKP-VEH-0028S | Vehicle, Truck #067038 (F250) | COL-W-OBSOLETE | Vehicle,Licensed | Vehicle | 44892 | VEH | http://www.toronto.ca/TWONTO#pickup_truck
9060 | COL-YKP-VEH-0028S | Vehicle, Truck #067038 (F250) | COL-YKP | Vehicle,Licensed | Vehicle | 44892 | VEH | http://www.toronto.ca/TWONTO#pickup_truck
9061 | COL-YKP-VEH-0031 | Vehicle, Truck #041264 (Escape) | COL-YKP | Vehicle,Licensed | Vehicle |  | VEH | http://www.toronto.ca/TWONTO#pickup_truck
9062 | COL-YKP-VEH-0032S | Vehicle, Truck #883622 (RAM 1500) | COL-W-OBSOLETE | Vehicle,Licensed | Vehicle | 39588 | VEH | http://www.toronto.ca/TWONTO#pickup_truck
9063 | COL-YKP-VEH-0034S | Vehicle, Truck #041121 (Escape Hybrid) | COL-W-OBSOLETE | Vehicle,Licensed | Vehicle | 41614 | VEH | http://www.toronto.ca/TWONTO#pickup_truck
9064 | COL-YKP-VEH-0037 | Vehicle, Truck #041227 (Escape) | COL-YKP | Vehicle,Licensed | Vehicle |  | VEH | http://www.toronto.ca/TWONTO#pickup_truck
9065 | COL-YKP-VEH-0038S | Vehicle, Truck #041152 (Escape) | COL-W-OBSOLETE | Vehicle,Licensed | Vehicle | 41615 | VEH | http://www.toronto.ca/TWONTO#pickup_truck
9066 | COL-YKP-VEH-0039S | Vehicle, Truck # 883932 (2019 Ford Transit 250) | COL-W-OBSOLETE |  | Vehicle | 41261 | VEH | http://www.toronto.ca/TWONTO#pickup_truck
9067 | COL-YKP-VEH-0041 | Vehicle, Truck # 076083 (Chevrolet Silverado 3500) | COL-YKP | Vehicle,Licensed | Vehicle |  | VEH | http://www.toronto.ca/TWONTO#pickup_truck
9068 | COL-YKP-VEH-0042 | Vehicle, Truck # 076074 (Chevrolet Silverado 3500) | COL-YKP | Vehicle,Licensed | Vehicle |  | VEH | http://www.toronto.ca/TWONTO#pickup_truck
9070 | COL-YKP-VEH-051025 | Vehicle, Truck #051025 (2021 CHEVROLET COLORADO) | COL-YKP | Vehicle,Licensed | Vehicle |  | VEH | http://www.toronto.ca/TWONTO#pickup_truck
9071 | COL-YKP-VEH-065208 | Vehicle, Truck # 065208 (2023 FORD F250) | COL-YKP | Vehicle,Licensed | Vehicle |  | VEH | http://www.toronto.ca/TWONTO#pickup_truck
9072 | COL-YKP-VEH-067026S | Vehicle, Truck #067026 (Dodge Ram 2500) | COL-W-OBSOLETE | Vehicle,Licensed | Vehicle | 46854 | VEH | http://www.toronto.ca/TWONTO#pickup_truck
9073 | COL-YKP-VEH-067026S | Vehicle, Truck #067026 (Dodge Ram 2500) | COL-YKP | Vehicle,Licensed | Vehicle | 46854 | VEH | http://www.toronto.ca/TWONTO#pickup_truck
9074 | COL-YKP-VEH-067150 | Vehicle, Truck #067150 (Dodge Ram 2500) | COL-YKP | Vehicle,Licensed | Vehicle |  | VEH | http://www.toronto.ca/TWONTO#pickup_truck
9075 | COL-YKP-VEH-067161 | Vehicle, Truck # 067161 (2023 FORD F250) | COL-YKP | Vehicle,Licensed | Vehicle |  | VEH | http://www.toronto.ca/TWONTO#pickup_truck
9076 | COL-YKP-VEH-080109 | Vehicle, Truck # 080109 (2022 FORD F550) | COL-YKP | Vehicle,Licensed | Vehicle |  | VEH | http://www.toronto.ca/TWONTO#pickup_truck
9077 | COL-YKP-VEH-080122 | Vehicle, Truck # 080122 (2022 FORD F550) | COL-YKP | Vehicle,Licensed | Vehicle |  | VEH | http://www.toronto.ca/TWONTO#pickup_truck
9078 | COL-YKP-VEH-112531 | Vehicle, Truck #112531 (FORD TRANSIT 250) | COL-YKP | Vehicle,Licensed | Vehicle |  | VEH | http://www.toronto.ca/TWONTO#pickup_truck
9079 | COL-YKP-VEH-189018 | Vehicle, Truck # 189018 (2018 FREIGHTLNR M2 106) | COL-YKP | Vehicle,Licensed | Vehicle |  | VEH | http://www.toronto.ca/TWONTO#pickup_truck
9521 | DOS-YCM-VEH-076090 | 2021 Chevrolet Silverado 3500 - Vehicle Unit# 076090 | FAC-YCM-VEH | Vehicle,Licensed | Vehicle |  | VEH | http://www.toronto.ca/TWONTO#pickup_truck
9553 | DOS-YCM-VEH-61154 | 2011 DODGE RAM 2500 - Vehicle Unit# 61154 | FAC-YCM-VEH | Vehicle,Licensed | Vehicle |  | VEH | http://www.toronto.ca/TWONTO#pickup_truck
9557 | DOS-YCM-VEH-67047 | 2013 FORD F250 4X4 - Vehicle Unit# 67047 | FAC-YCM-VEH | Vehicle,Licensed | Vehicle |  | VEH | http://www.toronto.ca/TWONTO#pickup_truck
9558 | DOS-YCM-VEH-67081 | 2020 Chevrolet 2500 - Vehicle Unit# 67081 | FAC-YCM-VEH | Vehicle,Licensed | Vehicle |  | VEH | http://www.toronto.ca/TWONTO#pickup_truck
9559 | DOS-YCM-VEH-73118 | 2012 DODGE RAM 3500 - Vehicle Unit# 73118 | FAC-YCM-VEH | Vehicle,Licensed | Vehicle |  | VEH | http://www.toronto.ca/TWONTO#pickup_truck
9560 | DOS-YCM-VEH-76014 | 2013 FORD F350 - Vehicle Unit# 76014 | FAC-YCM-VEH | Vehicle,Licensed | Vehicle |  | VEH | http://www.toronto.ca/TWONTO#pickup_truck
9561 | DOS-YCM-VEH-76079 | 2020 Chevrolet Silverado 3500 - Vehicle Unit# 76079 | FAC-YCM-VEH | Vehicle,Licensed | Vehicle |  | VEH | http://www.toronto.ca/TWONTO#pickup_truck
9562 | DOS-YCM-VEH-76080 | 2020 Chevrolet Silverado 3500 - Vehicle Unit# 76080 | FAC-YCM-VEH | Vehicle,Licensed | Vehicle |  | VEH | http://www.toronto.ca/TWONTO#pickup_truck
9563 | DOS-YCM-VEH-76081 | 2020 Chevrolet Silverado 3500 - Vehicle Unit# 76081 | FAC-YCM-VEH | Vehicle,Licensed | Vehicle |  | VEH | http://www.toronto.ca/TWONTO#pickup_truck
13710 | FCL-GRK-VEH-0001 | Vehicle Pickup Truck | FCL-MCS-7 | Vehicle,Licensed | Vehicle |  | VEH | http://www.toronto.ca/TWONTO#pickup_truck
18804 | FHA-GRK-VEH-0101 | Vehicle, Pickup Truck, Plant | FHA-GRK-PRTY-0002 | Groundskeeping | Vehicle |  | VEH | http://www.toronto.ca/TWONTO#pickup_truck
18805 | FHA-GRK-VEH-0101 | Vehicle, Pickup Truck, Plant | FHA-MCS-VEH | Groundskeeping | Vehicle |  | VEH | http://www.toronto.ca/TWONTO#pickup_truck
26222 | COL-YKP-VEH-0002S | Vehicle, Truck #080046 (Ford F550) | COL-YKP | Vehicle,Licensed | Vehicle | 41243 | VEH | http://www.toronto.ca/TWONTO#pickup_truck
26223 | COL-YKP-VEH-0003S | Vehicle, Truck #080079 (Ford F550) | COL-W-OBSOLETE | Vehicle,Licensed | Vehicle | 43621 | VEH | http://www.toronto.ca/TWONTO#pickup_truck
26224 | COL-YKP-VEH-0004 | Vehicle, Truck #064160 (F250) | COL-YKP | Vehicle,Licensed | Vehicle |  | VEH | http://www.toronto.ca/TWONTO#pickup_truck
26225 | COL-YKP-VEH-0005S | Vehicle, Truck #067019 (RAM 2500) | COL-W-OBSOLETE | Vehicle,Licensed | Vehicle | 41050 | VEH | http://www.toronto.ca/TWONTO#pickup_truck
26226 | COL-YKP-VEH-0006 | Vehicle, Truck #112522 (FORD TRANSIT 250) | COL-YKP | Vehicle,Licensed | Vehicle |  | VEH | http://www.toronto.ca/TWONTO#pickup_truck
26227 | COL-YKP-VEH-0006S | Vehicle, Truck #043191 (Sierra 1500) | COL-YKP | Vehicle,Licensed | Vehicle | 38008 | VEH | http://www.toronto.ca/TWONTO#pickup_truck
26228 | COL-YKP-VEH-0007S | Vehicle, Truck #080055 (F550) | COL-W-OBSOLETE | Vehicle,Licensed | Vehicle | 41252 | VEH | http://www.toronto.ca/TWONTO#pickup_truck
26229 | COL-YKP-VEH-0007S | Vehicle, Truck #080055 (F550) | COL-YKP | Vehicle,Licensed | Vehicle | 41252 | VEH | http://www.toronto.ca/TWONTO#pickup_truck
26230 | COL-YKP-VEH-0008S | Vehicle, Truck #080048 (F550) | COL-YKP | Vehicle,Licensed | Vehicle | 39331 | VEH | http://www.toronto.ca/TWONTO#pickup_truck
26231 | COL-YKP-VEH-0009S | Vehicle, Truck #080070 (F550 XL) | COL-YKP | Vehicle,Licensed | Vehicle | 41258 | VEH | http://www.toronto.ca/TWONTO#pickup_truck
26232 | COL-YKP-VEH-0010 | Vehicle, Truck # 076082 (SILVERADO 3500) | COL-YKP | Vehicle,Licensed | Vehicle |  | VEH | http://www.toronto.ca/TWONTO#pickup_truck
26233 | COL-YKP-VEH-0010S | Vehicle, Truck #064100 (RAM 2500) | COL-W-OBSOLETE | Vehicle,Licensed | Vehicle | 39138 | VEH | http://www.toronto.ca/TWONTO#pickup_truck
26234 | COL-YKP-VEH-0013S | Vehicle, Truck #064118 (F250) | COL-W-OBSOLETE | Vehicle,Licensed | Vehicle | 41255 | VEH | http://www.toronto.ca/TWONTO#pickup_truck
26235 | COL-YKP-VEH-0016S | Vehicle, Truck #080071 (F550) | COL-W-OBSOLETE | Vehicle,Licensed | Vehicle | 41246 | VEH | http://www.toronto.ca/TWONTO#pickup_truck
26236 | COL-YKP-VEH-0017S | Vehicle, Truck #067037 (F250) | COL-YKP | Vehicle,Licensed | Vehicle | 47514 | VEH | http://www.toronto.ca/TWONTO#pickup_truck
26237 | COL-YKP-VEH-0019(S) | Vehicle, Truck #062084 (RAM 2500) | COL-W-OBSOLETE | Vehicle,Licensed | Vehicle | 39044 | VEH | http://www.toronto.ca/TWONTO#pickup_truck
26238 | COL-YKP-VEH-0022 | Vehicle, Truck #196001 (M2 106) | COL-YKP | Vehicle,Licensed | Vehicle |  | VEH | http://www.toronto.ca/TWONTO#pickup_truck
26239 | COL-YKP-VEH-0023 | Vehicle, Truck #112523 (FORD TRANSIT250) | COL-YKP | Vehicle,Licensed | Vehicle |  | VEH | http://www.toronto.ca/TWONTO#pickup_truck
26240 | COL-YKP-VEH-0023S | Vehicle, Truck #080040 (F550) | COL-W-OBSOLETE | Vehicle,Licensed | Vehicle | 39587 | VEH | http://www.toronto.ca/TWONTO#pickup_truck
26241 | COL-YKP-VEH-0025S | Vehicle, Truck #189018 (M2 106) | COL-W-OBSOLETE | Vehicle,Licensed | Vehicle | 40242 | VEH | http://www.toronto.ca/TWONTO#pickup_truck
26338 | COL-YKP-VEH-0025S | Vehicle, Truck #189018 (M2 106) | COL-YKP | Vehicle,Licensed | Vehicle | 40242 | VEH | http://www.toronto.ca/TWONTO#pickup_truck
26339 | COL-YKP-VEH-0027 | Vehicle, Truck #067060 (F250 4x4) | COL-YKP | Vehicle,Licensed | Vehicle |  | VEH | http://www.toronto.ca/TWONTO#pickup_truck
26340 | COL-YKP-VEH-0029 | Vehicle, Truck #196000 (M2 106) | COL-YKP | Vehicle,Licensed | Vehicle |  | VEH | http://www.toronto.ca/TWONTO#pickup_truck
26341 | COL-YKP-VEH-0030 | Vehicle, Truck #065124 (F250) | COL-YKP | Vehicle,Licensed | Vehicle |  | VEH | http://www.toronto.ca/TWONTO#pickup_truck
26342 | COL-YKP-VEH-0032S | Vehicle, Truck #883622 (RAM 1500) | COL-YKP | Vehicle,Licensed | Vehicle | 39588 | VEH | http://www.toronto.ca/TWONTO#pickup_truck
26343 | COL-YKP-VEH-0033 | Vehicle, Truck #041188 (Escape) | COL-W-OBSOLETE | Vehicle,Licensed | Vehicle |  | VEH | http://www.toronto.ca/TWONTO#pickup_truck
26344 | COL-YKP-VEH-0033 | Vehicle, Truck #041188 (Escape) | COL-YKP | Vehicle,Licensed | Vehicle |  | VEH | http://www.toronto.ca/TWONTO#pickup_truck
26345 | COL-YKP-VEH-0034S | Vehicle, Truck #041121 (Escape Hybrid) | COL-YKP | Vehicle,Licensed | Vehicle | 41614 | VEH | http://www.toronto.ca/TWONTO#pickup_truck
26346 | COL-YKP-VEH-0035 | Vehicle, Truck #041189 (Escape) | COL-YKP | Vehicle,Licensed | Vehicle |  | VEH | http://www.toronto.ca/TWONTO#pickup_truck
26347 | COL-YKP-VEH-0038S | Vehicle, Truck #041152 (Escape) | COL-YKP | Vehicle,Licensed | Vehicle | 41615 | VEH | http://www.toronto.ca/TWONTO#pickup_truck
26348 | COL-YKP-VEH-0039S | Vehicle, Truck # 883932 (2019 Ford Transit 250) | COL-YKP |  | Vehicle | 41261 | VEH | http://www.toronto.ca/TWONTO#pickup_truck
26349 | COL-YKP-VEH-0040S | Vehicle Truck # 043195 Sierra ( Self pickup ) | COL-W-OBSOLETE |  | Vehicle | 43622 | VEH | http://www.toronto.ca/TWONTO#pickup_truck
26350 | COL-YKP-VEH-041226 | Vehicle, Truck #041226 (Escape) | COL-YKP | Vehicle,Licensed | Vehicle |  | VEH | http://www.toronto.ca/TWONTO#pickup_truck
26351 | COL-YKP-VEH-050163 | Vehicle, Truck #050163 (2022 DODGE RAM 1500) | COL-YKP | Vehicle,Licensed | Vehicle |  | VEH | http://www.toronto.ca/TWONTO#pickup_truck
26352 | COL-YKP-VEH-064161 | Vehicle, Truck #064161 (F250) | COL-YKP | Vehicle,Licensed | Vehicle |  | VEH | http://www.toronto.ca/TWONTO#pickup_truck
26353 | COL-YKP-VEH-067144 | Vehicle, Truck # 067144 (2023 DODGE RAM 2500) | COL-YKP | Vehicle,Licensed | Vehicle |  | VEH | http://www.toronto.ca/TWONTO#pickup_truck
26354 | COL-YKP-VEH-067149 | Vehicle, Truck #067149 (Dodge Ram 2500) | COL-YKP | Vehicle,Licensed | Vehicle |  | VEH | http://www.toronto.ca/TWONTO#pickup_truck
26355 | COL-YKP-VEH-080108 | Vehicle, Truck #080108 (2022 FORD F550) | COL-YKP | Vehicle,Licensed | Vehicle |  | VEH | http://www.toronto.ca/TWONTO#pickup_truck
26356 | COL-YKP-VEH-080118 | Vehicle, Truck #080118 (2022 FORD F550) | COL-YKP | Vehicle,Licensed | Vehicle |  | VEH | http://www.toronto.ca/TWONTO#pickup_truck
26357 | COL-YKP-VEH-080119 | Vehicle, Truck #080119 (2022 FORD F550) | COL-YKP | Vehicle,Licensed | Vehicle |  | VEH | http://www.toronto.ca/TWONTO#pickup_truck
26358 | COL-YKP-VEH-080120 | Vehicle, Truck #080120 (2022 FORD F550) | COL-YKP | Vehicle,Licensed | Vehicle |  | VEH | http://www.toronto.ca/TWONTO#pickup_truck
26359 | COL-YKP-VEH-080121 | Vehicle, Truck #080121 (2012 FORD F550) | COL-YKP | Vehicle,Licensed | Vehicle |  | VEH | http://www.toronto.ca/TWONTO#pickup_truck
26360 | COL-YKP-VEH-080123 | Vehicle, Truck #080123 (2022 FORD F550) | COL-YKP | Vehicle,Licensed | Vehicle |  | VEH | http://www.toronto.ca/TWONTO#pickup_truck
26361 | COL-YKP-VEH-095092S | Vehicle, Truck #095092 (Transit XL) | COL-W-OBSOLETE | Vehicle,Licensed | Vehicle | 46813 | VEH | http://www.toronto.ca/TWONTO#pickup_truck
26362 | COL-YKP-VEH-095092S | Vehicle, Truck #095092 (Transit XL) | COL-YKP | Vehicle,Licensed | Vehicle | 46813 | VEH | http://www.toronto.ca/TWONTO#pickup_truck
26363 | COL-YKP-VEH-112520 | Vehicle, Truck #112520 (FORD TRANSIT250) | COL-YKP | Vehicle,Licensed | Vehicle |  | VEH | http://www.toronto.ca/TWONTO#pickup_truck
26365 | COL-YKP-VEH-41118 | Vehicle, Truck #41118 (Ford Escape) | COL-YKP | Vehicle,Licensed | Vehicle |  | VEH | http://www.toronto.ca/TWONTO#pickup_truck
26366 | COL-YKP-VEH-67108 | Vehicle, Truck # 67108 (2022 CHEVROLET 2500HD) | COL-YKP | Vehicle,Licensed | Vehicle |  | VEH | http://www.toronto.ca/TWONTO#pickup_truck
26367 | COL-YKP-VEH-67134 | Vehicle, Truck # 67134 (2023 CHEVROLET 2500HD STANDARD) | COL-YKP | Vehicle,Licensed | Vehicle |  | VEH | http://www.toronto.ca/TWONTO#pickup_truck
27165 | DOS-YCM-VEH-076089 | 2021 Chevrolet Silverado 3500 - Vehicle Unit# 076089 | FAC-YCM-VEH | Vehicle,Licensed | Vehicle |  | VEH | http://www.toronto.ca/TWONTO#pickup_truck
27169 | DOS-YCM-VEH-177003 | 2012 FORD F650 - Vehicle Unit# 177003 | FAC-YCM-VEH | Vehicle,Licensed | Vehicle |  | VEH | http://www.toronto.ca/TWONTO#pickup_truck
27191 | DOS-YCM-VEH-67036 | 2013 FORD F250 - Vehicle Unit# 67036 | FAC-YCM-VEH | Vehicle,Licensed | Vehicle |  | VEH | http://www.toronto.ca/TWONTO#pickup_truck
27192 | DOS-YCM-VEH-67046 | 2013 FORD F250 4X4 - Vehicle Unit# 67046 | FAC-YCM-VEH | Vehicle,Licensed | Vehicle |  | VEH | http://www.toronto.ca/TWONTO#pickup_truck
27193 | DOS-YCM-VEH-67082 | 2020 Chevrolet 2500 - Vehicle Unit# 67082 | FAC-YCM-VEH | Vehicle,Licensed | Vehicle |  | VEH | http://www.toronto.ca/TWONTO#pickup_truck
44124 | FCL-GRK-VEH-0001 | Vehicle Pickup Truck | FCL-SES | Vehicle,Licensed | Vehicle |  | VEH | http://www.toronto.ca/TWONTO#pickup_truck
51617 | TAB-GRK-VEH-043275 | Truck, Dodge Ram 1500, Model RTR, 2018, | TAB-GRK-VEH1 | Vehicle,Licensed | Vehicle |  | VEH | http://www.toronto.ca/TWONTO#pickup_truck
51618 | TAB-GRK-VEH-043282 | Truck, Ford F 150 XL | TAB-GRK-VEH1 | Vehicle,Licensed | Vehicle |  | VEH | http://www.toronto.ca/TWONTO#pickup_truck
51620 | TAB-GRK-VEH-050228 | Truck, Ford 150 Pro Lightning EV, Solids Group | TAB-GRK-VEH1 | Vehicle,Licensed | Vehicle |  | VEH | http://www.toronto.ca/TWONTO#pickup_truck
51621 | TAB-GRK-VEH-067143 | Truck, Plow, Dodge RAM, WWPW | TAB-GRK-VEH1 | Vehicle,Licensed | Vehicle |  | VEH | http://www.toronto.ca/TWONTO#pickup_truck
51622 | TAB-GRK-VEH-076078 | Truck, GMC Sierra 3500 Pickup | TAB-GRK-VEH1 | Vehicle,Licensed | Vehicle |  | VEH | http://www.toronto.ca/TWONTO#pickup_truck
51623 | TAB-GRK-VEH-190002 | Truck, Boom Truck, Freightliner FM2 | TAB-GRK-VEH2 | Vehicle,Licensed | Vehicle |  | VEH | http://www.toronto.ca/TWONTO#pickup_truck
66847 | THC-GRK-VEH-003322 | Vehicle, 2022 Chevrolet Bolt EUV (WA2), Licence Plate GVEX 487 | THC-GRK-VEHICLES | Vehicle,Unlicensed | Vehicle |  | VEH | http://www.toronto.ca/TWONTO#pickup_truck
66848 | THC-GRK-VEH-003335 | Vehicle, 2022 Chevrolet Bolt EUV (WA2), Licence Plate GVEX 501 | THC-GRK-VEHICLES | Vehicle,Unlicensed | Vehicle |  | VEH | http://www.toronto.ca/TWONTO#pickup_truck
66850 | THC-GRK-VEH-047057 | Vehicle, 2009 Dodge Dakota Pick Up (WA3) | THC-GRK-VEHICLES | Vehicle,Licensed | Vehicle | 40952 | VEH | http://www.toronto.ca/TWONTO#pickup_truck
66851 | THC-GRK-VEH-076088 | Vehicle,2021 Chevrolet Silverado 3500HD 4WD (WA3) | THC-GRK-VEHICLES | Vehicle,Licensed | Vehicle |  | VEH | http://www.toronto.ca/TWONTO#pickup_truck
78987 | THR-GRK-VEH-076011 | Vehicle, Ford F-350 Pick Up Truck, Licensed 701 4XT | THR-GRK-GQ-WA4 | Vehicle,Licensed | Vehicle |  | VEH | http://www.toronto.ca/TWONTO#pickup_truck
78988 | THR-GRK-VEH-112404 | Vehicle, Passenger Van, Ford F-150 Licensed 180 5KW | THR-GRK-GQ-WA3 | Vehicle,Licensed | Vehicle |  | VEH | http://www.toronto.ca/TWONTO#pickup_truck
113516 | TAB-GRK-VEH-043231SUS | Truck, GMC Chevy Sierra, WA-5 | TAB-GRK-VEH1 | Vehicle,Licensed | Vehicle | 47531 | VEH | http://www.toronto.ca/TWONTO#pickup_truck
113517 | TAB-GRK-VEH-043231SUS | Truck, GMC Chevy Sierra, WA-5 | TAB-SUSPENDED ENTITY | Vehicle,Licensed | Vehicle | 47531 | VEH | http://www.toronto.ca/TWONTO#pickup_truck
113518 | TAB-GRK-VEH-043280 | Truck, Dodge Ram 1500 | TAB-GRK-VEH1 | Vehicle,Licensed | Vehicle |  | VEH | http://www.toronto.ca/TWONTO#pickup_truck
113519 | TAB-GRK-VEH-043281 | Truck, Dodge Ram 1500 | TAB-GRK-VEH1 | Vehicle,Licensed | Vehicle |  | VEH | http://www.toronto.ca/TWONTO#pickup_truck
113520 | TAB-GRK-VEH-064124 | Truck, Dodge RAM 2500 | TAB-GRK-VEH1 | Vehicle,Licensed | Vehicle |  | VEH | http://www.toronto.ca/TWONTO#pickup_truck
113554 | TAB-GRK-VEH1 | Trucks | TAB-VEH | Vehicle,Unlicensed | Vehicle |  |  | http://www.toronto.ca/TWONTO#pickup_truck
125875 | THC-GRK-VEH-047057 | Vehicle, 2009 Dodge Dakota Pick Up (WA3) | THC-SUSPENDED | Vehicle,Licensed | Vehicle | 40952 | VEH | http://www.toronto.ca/TWONTO#pickup_truck
125876 | THC-GRK-VEH-050031 | Vehicle, 2016 Dodge Ram 1500 4WD (WA1) | THC-GRK-VEHICLES | Vehicle,Licensed | Vehicle |  | VEH | http://www.toronto.ca/TWONTO#pickup_truck
125877 | THC-GRK-VEH-073106 | Vehicle, 2010 Dodge Ram 3500 4WD 1 ton Crew Cab pick-up with plow | THC-GRK-VEHICLES | Vehicle,Licensed | Vehicle | 39129 | VEH | http://www.toronto.ca/TWONTO#pickup_truck
125878 | THC-GRK-VEH-076005 | Vehicle, Ford F350 Pick-Up | THC-GRK-VEHICLES | Vehicle,Licensed | Vehicle | 40158 | VEH | http://www.toronto.ca/TWONTO#pickup_truck
129173 | THC-THK-LD-0001 | Vehicle, Lift Truck (WA2) | THC-GRK-VEHICLES | Forklift,Gas/Propane Dual Fuel | Vehicle |  | LD | http://www.toronto.ca/TWONTO#pickup_truck
136518 | THR-GRK-GQ-076011A | Salt Spreader, for Ford F-350 Crewcab, Licensed 701 4XT | THR-GRK-VEH-076011 | Vehicle,Licensed | Vehicle |  | GQ | http://www.toronto.ca/TWONTO#pickup_truck
136570 | THR-GRK-VEH-071002 | Vehicle,Dodge Ram 350 Pick Up Truck, Licensed AF 97750 | THR-GRK-GQ-WA4 | Vehicle,Licensed | Vehicle |  | VEH | http://www.toronto.ca/TWONTO#pickup_truck
9529 | DOS-YCM-VEH-267226 | 2019 J&J AT-2 - Vehicle Unit# 267226 | FAC-YCM-VEH | Vehicle,Licensed | Vehicle |  | VEH | http://www.toronto.ca/TWONTO#vehicle
9530 | DOS-YCM-VEH-287001 | 2019 GORMAN 84A2-3029D - Vehicle Unit# 287001 | FAC-YCM-VEH | Vehicle,Licensed | Vehicle |  | VEH | http://www.toronto.ca/TWONTO#vehicle
27176 | DOS-YCM-VEH-286001 | 2019T&T Power 50MDK-ART - Vehicle Unit# 286001 | FAC-YCM-VEH | Vehicle,Licensed | Vehicle |  | VEH | http://www.toronto.ca/TWONTO#vehicle
27177 | DOS-YCM-VEH-286002 | 2019T&T Power 50MDK-ART - Vehicle Unit# 286002 | FAC-YCM-VEH | Vehicle,Licensed | Vehicle |  | VEH | http://www.toronto.ca/TWONTO#vehicle
9531 | DOS-YCM-VEH-322065 | 2011 CASE 580SN - Vehicle Unit# 322065 | FAC-YCM-VEH | Vehicle,Licensed | Vehicle |  | VEH | power_mobile_equipment | backhoe
9532 | DOS-YCM-VEH-323087 | 2015 CASE 821F - Vehicle Unit# 323087 | FAC-YCM-VEH | Vehicle,Licensed | Vehicle |  | VEH | power_mobile_equipment
9533 | DOS-YCM-VEH-324015 | 2008 CASE 240 - Vehicle Unit# 324015 | FAC-YCM-VEH | Vehicle,Licensed | Vehicle |  | VEH | power_mobile_equipment
9537 | DOS-YCM-VEH-324027 | 2019 CASE SR130 - Vehicle Unit# 324027 | FAC-YCM-VEH | Vehicle,Licensed | Vehicle |  | VEH | power_mobile_equipment | backhoe
9538 | DOS-YCM-VEH-324028 | 2020 CASE TV450B - Vehicle Unit# 324028 | FAC-YCM-VEH | Vehicle,Licensed | Vehicle |  | VEH | power_mobile_equipment
9539 | DOS-YCM-VEH-325001 | 2008 CASE 327B - Vehicle Unit# 325001 | FAC-YCM-VEH | Vehicle,Licensed | Vehicle |  | VEH | power_mobile_equipment
9540 | DOS-YCM-VEH-327005 | 2019 CASE CX60C - Vehicle Unit# 327005 | FAC-YCM-VEH | Vehicle,Licensed | Vehicle |  | VEH | power_mobile_equipment
9543 | DOS-YCM-VEH-333022 | 2015 CAT D4K2 XL - Vehicle Unit# 3330022 | FAC-YCM-VEH | Vehicle,Licensed | Vehicle |  | VEH | power_mobile_equipment
9544 | DOS-YCM-VEH-333023 | 2020 CASE CX490D - Vehicle Unit# 333023 | FAC-YCM-VEH | Vehicle,Licensed | Vehicle |  | VEH | power_mobile_equipment
27180 | DOS-YCM-VEH-322057 | 2008 CASE 430 - Vehicle Unit# 322057 | FAC-YCM-VEH | Vehicle,Licensed | Vehicle |  | VEH | power_mobile_equipment
27181 | DOS-YCM-VEH-322062 | 2008 CASE 580SM - Vehicle Unit# 322062 | FAC-YCM-VEH | Vehicle,Licensed | Vehicle |  | VEH | power_mobile_equipment
27182 | DOS-YCM-VEH-322084 | 2017 CASE 580SN - Vehicle Unit# 322084 | FAC-YCM-VEH | Vehicle,Licensed | Vehicle |  | VEH | power_mobile_equipment
27183 | DOS-YCM-VEH-322094 | 2020 CASE 580SN - Vehicle Unit# 322094 | FAC-YCM-VEH | Vehicle,Licensed | Vehicle |  | VEH | power_mobile_equipment
27184 | DOS-YCM-VEH-323089 | 2015 CASE 580SN - Vehicle Unit# 323089 | FAC-YCM-VEH | Vehicle,Licensed | Vehicle |  | VEH | power_mobile_equipment
27185 | DOS-YCM-VEH-323090 | 2016 CASE 821F - Vehicle Unit# 323090 | FAC-YCM-VEH | Vehicle,Licensed | Vehicle |  | VEH | power_mobile_equipment
61786 | FHA-GRK-VEH-0301 | Vehicle, Genie Person Lifting, Plant | FHA-MCS-VEH | Groundskeeping | Vehicle |  | VEH | power_mobile_equipment
61788 | FHA-GRK-VEH-378252 | Vehicle, Bobcat Toolcat | FHA-MCS-VEH | Groundskeeping | Vehicle |  | VEH | power_mobile_equipment
66854 | THC-GRK-VEH-319174 | Vehicle, 2019 Case 570N EP Front End Loader (WA3) | THC-GRK-VEHICLES | Vehicle,Unlicensed | Vehicle |  | VEH | power_mobile_equipment
66884 | THC-GRK-VEH-396523 | Vehicle, 2019 Toro Groundsmaster 3280-D (WA3) | THC-GRK-VEHICLES | Vehicle,Licensed | Vehicle |  | VEH | power_mobile_equipment
113529 | TAB-GRK-VEH-378251 | Vehicle, Utility, Multi-Attachment, Propane, BobCat 5600, WA-7 | TAB-GRK-VEH2 | Forklift,Propane | Vehicle |  | VEH | power_mobile_equipment
113530 | TAB-GRK-VEH-378251 | Vehicle, Utility, Multi-Attachment, Propane, BobCat 5600, WA-7 | TAB-MCS-CRN | Forklift,Propane | Vehicle |  | VEH | power_mobile_equipment
125855 | THC-GRK-LD-0001 | Vehicle, Genie Articulate Boom Lift Type (WA3) | THC-GRK-VEHICLES | Forklift,Gas/Propane Dual Fuel | Vehicle |  | LD | power_mobile_equipment
55487 | TAB-PRS-VEH-1010SUS | Rail Car, Chemical Storage | TAB-SUSPENDED ENTITY | Storage,Removable Storage | Vehicle | 47515 | VEH | storage_container
55488 | TAB-PRS-VEH-1020SUS | Rail Car, Chemical Storage | TAB-SUSPENDED ENTITY | Storage,Removable Storage | Vehicle | 47516 | VEH | storage_container
55489 | TAB-PRS-VEH-1030SUS | Rail Car, Chemical Storage | TAB-PRS-C | Storage,Removable Storage | Vehicle | 47517 | VEH | storage_container
55490 | TAB-PRS-VEH-1030SUS | Rail Car, Chemical Storage | TAB-SUSPENDED ENTITY | Storage,Removable Storage | Vehicle | 47517 | VEH | storage_container
116477 | TAB-PRS-VEH-1010SUS | Rail Car, Chemical Storage | TAB-PRS-C | Storage,Removable Storage | Vehicle | 47515 | VEH | storage_container
116478 | TAB-PRS-VEH-1020SUS | Rail Car, Chemical Storage | TAB-PRS-C | Storage,Removable Storage | Vehicle | 47516 | VEH | storage_container
9512 | DOS-YCM-TRL-VEH067005 | 2001 JC Loader Trailer 16T DOW- Vehicle Unit# 267005 | FAC-YCM-VEH | Vehicle,Licensed | Vehicle |  |  | trailer
9513 | DOS-YCM-TRL-VEH266015 | 2002 EZ Loader Trailer - Vehicle Unit# 266015 | DOS-YCM-VEH-TRL | Vehicle,Licensed | Vehicle |  |  | trailer
9514 | DOS-YCM-TRL-VEH267016 | 2002 JC trailer - Vehicle Unit# 267016 | DOS-YCM-VEH-TRL | Vehicle,Licensed | Vehicle |  |  | trailer
9515 | DOS-YCM-TRL-VEH267016 | 2002 JC trailer - Vehicle Unit# 267016 | FAC-YCM-VEH | Vehicle,Licensed | Vehicle |  |  | trailer
9516 | DOS-YCM-TRL-VEH268011 | 2009 TITAN Trailer - Vehicle Unit# 268011 | DOS-YCM-VEH-TRL | Vehicle,Licensed | Vehicle |  |  | trailer
9517 | DOS-YCM-TRL-VEH270014 | 2019 ALANTRA LEASING 22X10 - Vehicle Trailer Unit# 270014 | DOS-YCM-VEH-TRL | Vehicle,Licensed | Vehicle |  |  | trailer
9518 | DOS-YCM-TRL-VEH270014 | 2019 ALANTRA LEASING 22X10 - Vehicle Trailer Unit# 270014 | FAC-YCM-VEH | Vehicle,Licensed | Vehicle |  |  | trailer
9519 | DOS-YCM-TRL-VEH270015 | 2019 ALANTRA LEASING 22X10 - Vehicle Trailer Unit# 270015 | DOS-YCM-VEH-TRL | Vehicle,Licensed | Vehicle |  |  | trailer
9520 | DOS-YCM-TRL-VEH270015 | 2019 ALANTRA LEASING 22X10 - Vehicle Trailer Unit# 270015 | FAC-YCM-VEH | Vehicle,Licensed | Vehicle |  |  | trailer
13861 | FCL-MCS-VEH-0005 | Vehicle, Aircraft Carrier, 4 wheel | FCL-MCS-7 | Groundskeeping | Vehicle |  | VEH | trailer
27146 | DOS-YCM-TRL-VEH067005 | 2001 JC Loader Trailer 16T DOW- Vehicle Unit# 267005 | DOS-YCM-VEH-TRL | Vehicle,Licensed | Vehicle |  |  | trailer
27147 | DOS-YCM-TRL-VEH266015 | 2002 EZ Loader Trailer - Vehicle Unit# 266015 | FAC-YCM-VEH | Vehicle,Licensed | Vehicle |  |  | trailer
27148 | DOS-YCM-TRL-VEH268010 | 2009 TITAN Trailer - Vehicle Unit# 268010 | DOS-YCM-VEH-TRL | Vehicle,Licensed | Vehicle |  |  | trailer
27149 | DOS-YCM-TRL-VEH268010 | 2009 TITAN Trailer - Vehicle Unit# 268010 | FAC-YCM-VEH | Vehicle,Licensed | Vehicle |  |  | trailer
27150 | DOS-YCM-TRL-VEH268011 | 2009 TITAN Trailer - Vehicle Unit# 268011 | FAC-YCM-VEH | Vehicle,Licensed | Vehicle |  |  | trailer
27151 | DOS-YCM-TRL-VEH270005 | 2008 Homemade Modular - Vehicle Trailer Unit# 270005 | DOS-YCM-VEH-TRL | Vehicle,Licensed | Vehicle |  |  | trailer
27152 | DOS-YCM-TRL-VEH270005 | 2008 Homemade Modular - Vehicle Trailer Unit# 270005 | FAC-YCM-VEH | Vehicle,Licensed | Vehicle |  |  | trailer
27153 | DOS-YCM-TRL-VEH270007 | 2008 Homemade Modular - Vehicle Trailer Unit# 270007 | DOS-YCM-VEH-TRL | Vehicle,Licensed | Vehicle |  |  | trailer
27154 | DOS-YCM-TRL-VEH270007 | 2008 Homemade Modular - Vehicle Trailer Unit# 270007 | FAC-YCM-VEH | Vehicle,Licensed | Vehicle |  |  | trailer
27155 | DOS-YCM-TRL-VEH270008 | 2008 Homemade Modular - Vehicle Trailer Unit# 270008 | DOS-YCM-VEH-TRL | Vehicle,Licensed | Vehicle |  |  | trailer
27156 | DOS-YCM-TRL-VEH270008 | 2008 Homemade Modular - Vehicle Trailer Unit# 270008 | FAC-YCM-VEH | Vehicle,Licensed | Vehicle |  |  | trailer
27157 | DOS-YCM-TRL-VEH270009 | 2008 Homemade Modular - Vehicle Trailer Unit# 270009 | DOS-YCM-VEH-TRL | Vehicle,Licensed | Vehicle |  |  | trailer
27158 | DOS-YCM-TRL-VEH270009 | 2008 Homemade Modular - Vehicle Trailer Unit# 270009 | FAC-YCM-VEH | Vehicle,Licensed | Vehicle |  |  | trailer
27159 | DOS-YCM-TRL-VEH270012 | 2019 ALANTRA LEASING 22X10 - Vehicle Trailer Unit# 270012 | DOS-YCM-VEH-TRL | Vehicle,Licensed | Vehicle |  |  | trailer
27160 | DOS-YCM-TRL-VEH270012 | 2019 ALANTRA LEASING 22X10 - Vehicle Trailer Unit# 270012 | FAC-YCM-VEH | Vehicle,Licensed | Vehicle |  |  | trailer
27161 | DOS-YCM-TRL-VEH270013 | 2019 ALANTRA LEASING 22X10 - Vehicle Trailer Unit# 270013 | DOS-YCM-VEH-TRL | Vehicle,Licensed | Vehicle |  |  | trailer
27162 | DOS-YCM-TRL-VEH270013 | 2019 ALANTRA LEASING 22X10 - Vehicle Trailer Unit# 270013 | FAC-YCM-VEH | Vehicle,Licensed | Vehicle |  |  | trailer
27163 | DOS-YCM-TRL-VEH270017 | 2019 Haulmark trailer - Vehicle Unit# 270017 | DOS-YCM-VEH-TRL | Vehicle,Licensed | Vehicle |  |  | trailer
27164 | DOS-YCM-TRL-VEH270017 | 2019 Haulmark trailer - Vehicle Unit# 270017 | FAC-YCM-VEH | Vehicle,Licensed | Vehicle |  |  | trailer
27178 | DOS-YCM-VEH-286003 | 2019 SDMO JS60UC - Vehicle Unit# 286003 | FAC-YCM-VEH | Vehicle,Licensed | Vehicle |  | VEH | trailer
27179 | DOS-YCM-VEH-299001 | 2002 VAC-TRON PMD800sdte - Vehicle Unit# 299001 | FAC-YCM-VEH | Vehicle,Licensed | Vehicle |  | VEH | trailer
78985 | THR-GRK-VEH-0002 | Trailer, Trash Vehicle, Head House (For DOS) | THR-GQ-PLT | Vehicle,Licensed | Vehicle |  | VEH | trailer
136566 | THR-GRK-TRL-0001 | Trailer, Portable, RSPS Temporary Control Room | THR-GRK-GQ-WA4 | Vehicle,Unlicensed | Vehicle |  | TRL | trailer
136567 | THR-GRK-TRL-0002 | Trailer,Consultant, Portable, South Road | THR-GRK-GQ-WA3 | Vehicle,Unlicensed | Vehicle |  | TRL | trailer
136568 | THR-GRK-VEH-0002 | Trailer, Trash Vehicle, Head House (For DOS) | THR-GQ-WA2 | Vehicle,Licensed | Vehicle |  | VEH | trailer
77 | 37839 | Condensing Unit, Ductless Split System outdoor Unit, AT Electrical Bldg RPU Rm | THR-ACC-AC-4001 | H.V.A.C.,Air Conditioner | HVAC |  |  | http://www.toronto.ca/TWONTO#AC_condenser_unit |  | Fan Coil Unit, Ductless Split System Indoor Unit, AT Electrical Bldg RPU Rm
3210 | COL-PCF-D-0001 | Dehumidifier, Drywell | COL-PCF | H.V.A.C.,Dehumidifier | HVAC |  | D | http://www.toronto.ca/TWONTO#dehumidifier |  | Clark Pumping Station
3222 | COL-PCF-FN-0002 | Exhaust Fan, Wet Well | COL-PCF-MISC | Fan | HVAC |  | FN | http://www.toronto.ca/TWONTO#blower_or_fan_with_drive |  | Miscellaneous Equipment
3223 | COL-PCF-FN-0100 | Drywell Supply Fan, FN-0100 | COL-PCF-MISC | Fan | HVAC |  | FN | http://www.toronto.ca/TWONTO#blower_or_fan_with_drive |  | Miscellaneous Equipment
3224 | COL-PCF-FN-0200 | Wetwell Supply Fan, FN-0200 | COL-PCF-MISC | Fan | HVAC |  | FN | http://www.toronto.ca/TWONTO#blower_or_fan_with_drive |  | Miscellaneous Equipment
3351 | COL-PCU-CU-0101 | HVAC, Condensing Unit, Roof, Cumber PS | COL-PCU-AUX-MECH | Air Handling Unit | HVAC |  | CU | http://www.toronto.ca/TWONTO#AC_condenser_unit |  | Mechanical Equipment
3388 | COL-PCU-FN-0001 | HVAC, Fan, Centrifugal, Downblast, Two-speed Dry Well Roof Fan | COL-PCU | Fan,Centrifugal | HVAC |  | FN | http://www.toronto.ca/TWONTO#blower_or_fan_with_drive |  | Cumber Pumping Station
3389 | COL-PCU-FN-0001 | HVAC, Fan, Centrifugal, Downblast, Two-speed Dry Well Roof Fan | COL-PCU-AUX-MECH | Fan,Centrifugal | HVAC |  | FN | http://www.toronto.ca/TWONTO#blower_or_fan_with_drive |  | Mechanical Equipment
3390 | COL-PCU-FN-0002 | HVAC, Fan, FRP/Severe Duty Wet Well Roof Fan | COL-PCU | Fan | HVAC |  | FN | http://www.toronto.ca/TWONTO#blower_or_fan_with_drive |  | Cumber Pumping Station
3391 | COL-PCU-FN-0002 | HVAC, Fan, FRP/Severe Duty Wet Well Roof Fan | COL-PCU-AUX-MECH | Fan | HVAC |  | FN | http://www.toronto.ca/TWONTO#blower_or_fan_with_drive |  | Mechanical Equipment
3411 | COL-PCU-HTR-0001 | Heater, Electric Baseboard, Ground Floor, Cumber PS | COL-PCU | H.V.A.C.,Heater,Baseboard | HVAC |  | HTR | http://www.toronto.ca/TWONTO#heater |  | Cumber Pumping Station
3412 | COL-PCU-HTR-0001 | Heater, Electric Baseboard, Ground Floor, Cumber PS | COL-PCU-AUX-MECH | H.V.A.C.,Heater,Baseboard | HVAC |  | HTR | http://www.toronto.ca/TWONTO#heater |  | Mechanical Equipment
3413 | COL-PCU-HTR-0001 | Heater, Electric Baseboard, Ground Floor, Cumber PS | COL-PCU-MISC | H.V.A.C.,Heater,Baseboard | HVAC |  | HTR | http://www.toronto.ca/TWONTO#heater |  | Miscellaneous Equipment
3744 | COL-PGA-FN-0101 | Fan,Centrifugal,Exhaust,Wet Well | COL-PGA | Fan | HVAC |  | FN | http://www.toronto.ca/TWONTO#blower_or_fan_with_drive |  | Greyabbey Sewage Pumping Station
3745 | COL-PGA-FN-0101 | Fan,Centrifugal,Exhaust,Wet Well | COL-PGA-MISC | Fan | HVAC |  | FN | http://www.toronto.ca/TWONTO#blower_or_fan_with_drive |  | Miscellaneous Equipment
3746 | COL-PGA-FN-0102 | Fan,Centrifugal,IntakeWet Well | COL-PGA | Fan | HVAC |  | FN | http://www.toronto.ca/TWONTO#blower_or_fan_with_drive |  | Greyabbey Sewage Pumping Station
3747 | COL-PGA-FN-0102 | Fan,Centrifugal,IntakeWet Well | COL-PGA-MISC | Fan | HVAC |  | FN | http://www.toronto.ca/TWONTO#blower_or_fan_with_drive |  | Miscellaneous Equipment
4343 | COL-PLB-D-0100 | Dehumidifier, Motor Floor | COL-PLB | H.V.A.C.,Dehumidifier | HVAC |  | D | http://www.toronto.ca/TWONTO#dehumidifier |  | Long Branch Pumping Station
4344 | COL-PLB-D-0100 | Dehumidifier, Motor Floor | COL-PLB-AUX-MECH | H.V.A.C.,Dehumidifier | HVAC |  | D | http://www.toronto.ca/TWONTO#dehumidifier |  | Mechanical Equipment
4547 | COL-PLB-TIC-0100 | Thermostat | COL-PLB-AHU-0100 | Switch | HVAC |  | TIC | http://www.toronto.ca/TWONTO#thermostat_or_zone_controller_unit |  | Air Handling Unit
4755 | COL-PMM-D-0100 | Dehumidifier, Motor Floor | COL-PMM-AHU-0100 | H.V.A.C.,Dehumidifier | HVAC |  | D | http://www.toronto.ca/TWONTO#dehumidifier |  | Air Handling Unit
4756 | COL-PMM-D-0100 | Dehumidifier, Motor Floor | COL-PMM-MISC | H.V.A.C.,Dehumidifier | HVAC |  | D | http://www.toronto.ca/TWONTO#dehumidifier |  | Miscellaneous Equipment
4957 | COL-PMM-FN-0001 | Fan, Exhaust | COL-PMM-MISC | Fan | HVAC |  | FN | http://www.toronto.ca/TWONTO#blower_or_fan_with_drive |  | Miscellaneous Equipment
4958 | COL-PMM-FN-0004 | Fan, Exhaust | COL-PMM | Fan | HVAC |  | FN | http://www.toronto.ca/TWONTO#blower_or_fan_with_drive |  | Mimico Pumping Station
4959 | COL-PMM-FN-0004 | Fan, Exhaust | COL-PMM-CP-0100 | Fan | HVAC |  | FN | http://www.toronto.ca/TWONTO#blower_or_fan_with_drive |  | Ventillation control panel
4960 | COL-PMM-FN-0005 | Fan, Exhaust | COL-PMM | Fan | HVAC |  | FN | http://www.toronto.ca/TWONTO#blower_or_fan_with_drive |  | Mimico Pumping Station
4961 | COL-PMM-FN-0005 | Fan, Exhaust | COL-PMM-CP-0100 | Fan | HVAC |  | FN | http://www.toronto.ca/TWONTO#blower_or_fan_with_drive |  | Ventillation control panel
4962 | COL-PMM-FN-0005 | Fan, Exhaust | COL-PMM-MISC | Fan | HVAC |  | FN | http://www.toronto.ca/TWONTO#blower_or_fan_with_drive |  | Miscellaneous Equipment
4963 | COL-PMM-FN-0007 | Fan, Exhaust | COL-PMM | Fan | HVAC |  | FN | http://www.toronto.ca/TWONTO#blower_or_fan_with_drive |  | Mimico Pumping Station
4964 | COL-PMM-FN-0007 | Fan, Exhaust | COL-PMM-CP-0100 | Fan | HVAC |  | FN | http://www.toronto.ca/TWONTO#blower_or_fan_with_drive |  | Ventillation control panel
4965 | COL-PMM-FN-0007 | Fan, Exhaust | COL-PMM-MISC | Fan | HVAC |  | FN | http://www.toronto.ca/TWONTO#blower_or_fan_with_drive |  | Miscellaneous Equipment
4966 | COL-PMM-FN-0100 | Fan, Exhaust | COL-PMM-CP-0100 | Fan | HVAC |  | FN | http://www.toronto.ca/TWONTO#blower_or_fan_with_drive |  | Ventillation control panel
4967 | COL-PMM-FN-0100 | Fan, Exhaust | COL-PMM-MISC | Fan | HVAC |  | FN | http://www.toronto.ca/TWONTO#blower_or_fan_with_drive |  | Miscellaneous Equipment
4978 | COL-PMM-HIC-0100 | Humidistat | COL-PMM-MISC |  | HVAC |  | HIC | http://www.toronto.ca/TWONTO#thermostat_or_zone_controller_unit |  | Miscellaneous Equipment
5139 | COL-PMM-TIC-0100 | Thermostat | COL-PMM-AHU-0100 | Controller,Temperature | HVAC |  | TIC | http://www.toronto.ca/TWONTO#thermostat_or_zone_controller_unit |  | Air Handling Unit
5140 | COL-PMM-TIC-0100 | Thermostat | COL-PMM-MISC | Controller,Temperature | HVAC |  | TIC | http://www.toronto.ca/TWONTO#thermostat_or_zone_controller_unit |  | Miscellaneous Equipment
5433 | COL-PNT-FN-0002 | Fan, Exhaust | COL-PNT-CP-0100 | Fan | HVAC |  | FN | http://www.toronto.ca/TWONTO#blower_or_fan_with_drive |  | Ventilation control panel
5434 | COL-PNT-FN-0100 | Fan, Exhaust | COL-PNT-CP-0100 | Fan | HVAC |  | FN | http://www.toronto.ca/TWONTO#blower_or_fan_with_drive |  | Ventilation control panel
5537 | COL-PNT-HIC-0100 | Humidistat | COL-PNT-AHU-0100 |  | HVAC |  | HIC | http://www.toronto.ca/TWONTO#thermostat_or_zone_controller_unit |  | Air Handling Unit
5538 | COL-PNT-HIC-0100 | Humidistat | COL-PNT-MISC |  | HVAC |  | HIC | http://www.toronto.ca/TWONTO#thermostat_or_zone_controller_unit |  | Miscellaneous Equipment
5598 | COL-PNT-TIC-0100 | Thermostat | COL-PNT-MISC | Controller,Temperature | HVAC |  | TIC | http://www.toronto.ca/TWONTO#thermostat_or_zone_controller_unit |  | Miscellaneous Equipment
6738 | COL-PSW-FN-0001 | Fan, Exhaust | COL-PSW | Fan | HVAC |  | FN | http://www.toronto.ca/TWONTO#blower_or_fan_with_drive |  | Swansea Pumping Station
6739 | COL-PSW-FN-0001 | Fan, Exhaust | COL-PSW-CP-0100 | Fan | HVAC |  | FN | http://www.toronto.ca/TWONTO#blower_or_fan_with_drive |  | Ventillation control panel
6740 | COL-PSW-FN-0002 | Fan, Exhaust, Wet Well | COL-PSW-CP-0100 | Fan | HVAC |  | FN | http://www.toronto.ca/TWONTO#blower_or_fan_with_drive |  | Ventillation control panel
6741 | COL-PSW-FN-0003 | Fan, Exhaust | COL-PSW | Fan | HVAC |  | FN | http://www.toronto.ca/TWONTO#blower_or_fan_with_drive |  | Swansea Pumping Station
6742 | COL-PSW-FN-0003 | Fan, Exhaust | COL-PSW-MISC | Fan | HVAC |  | FN | http://www.toronto.ca/TWONTO#blower_or_fan_with_drive |  | Miscellaneous Equipment
6749 | COL-PSW-HIC-0100 | Humidistat | COL-PSW-AHU-0100 |  | HVAC |  | HIC | http://www.toronto.ca/TWONTO#thermostat_or_zone_controller_unit |  | Air Handling Unit
6795 | COL-PSW-TIC-0100 | Thermostat | COL-PSW-AHU-0100 | Controller,Temperature | HVAC |  | TIC | http://www.toronto.ca/TWONTO#thermostat_or_zone_controller_unit |  | Air Handling Unit
7137 | COL-PWR-CU-0101 | HVAC, Condensing Unit, Roof, West Rouge PS | COL-PWR-AHU-0100 | Air Handling Unit | HVAC |  | CU | http://www.toronto.ca/TWONTO#AC_condenser_unit |  | HVAC, Air Handling Unit, Control Room, West Rouge PS
7138 | COL-PWR-CU-0101 | HVAC, Condensing Unit, Roof, West Rouge PS | COL-PWR-AUX-MECH | Air Handling Unit | HVAC |  | CU | http://www.toronto.ca/TWONTO#AC_condenser_unit |  | Mechanical Equipment
7168 | COL-PWR-FN-0001 | HVAC, Fan, Centrifugal, Downblast, Two-speed Dry Well Roof Fan | COL-PWR-CP-0001 | Fan | HVAC |  | FN | http://www.toronto.ca/TWONTO#blower_or_fan_with_drive |  | Control Panel, HVAC, Ventilation Control, West Rouge PS
7192 | COL-PWR-HIC-0100 | HVAC, Switch, Humidistat, Pump Floor, West Rouge PS ( old tag COL-PWR-AIT-0103) | COL-PWR-AUX-MECH | Switch | HVAC |  | HIC | http://www.toronto.ca/TWONTO#thermostat_or_zone_controller_unit |  | Mechanical Equipment
8399 | DA0149A | Air Handling Unit -ECB3- Dew Bldg | TAB-ACC-AHU | Air Handling Unit | HVAC |  |  | http://www.toronto.ca/TWONTO#air_handler_unit |  | Air Handling Unit & Supply Fan
8400 | DA0149A | Air Handling Unit -ECB3- Dew Bldg | TAB-ACC-AHU-DEW | Air Handling Unit | HVAC |  |  | http://www.toronto.ca/TWONTO#air_handler_unit |  | AHUs/Supply Fans Dewater. Bldg.
8401 | DA0152A | SUSPENDED ENTITY | TAB-ACC-CI | H.V.A.C.,Air Conditioner | HVAC | 35634 |  | ? |  | Chiller and Air Coolers
8402 | DA0153A | Air Handling Unit, ECB 5-Dew.Bldg. | TAB-ACC-AHU-DEW | Air Handling Unit | HVAC |  |  | http://www.toronto.ca/TWONTO#air_handler_unit |  | AHUs/Supply Fans Dewater. Bldg.
8404 | DE1021A | Chiller, Liquid | TAB-ACC-CI | H.V.A.C.,Chiller | HVAC |  |  | http://www.toronto.ca/TWONTO#chiller |  | Chiller and Air Coolers
8405 | DE1022A | Chiller, Liquid | TAB-ACC-CI | H.V.A.C.,Chiller | HVAC |  |  | http://www.toronto.ca/TWONTO#chiller |  | Chiller and Air Coolers
8738 | DR8011A | Air, Handling Unit, AHU-1, (2.8 L/S), Digester Gas Control Building | TAB-ACC-AHU-GAS | Air Handling Unit | HVAC |  |  | http://www.toronto.ca/TWONTO#air_handler_unit |  | AHUs/Supply Fans Gas Control Bldg.
8739 | DR8013A | Air, Handling Unit, AHU-3, Digester Gas Control Build, Basement, North East Corner | TAB-ACC-AHU-GAS | Air Handling Unit | HVAC |  |  | http://www.toronto.ca/TWONTO#air_handler_unit |  | AHUs/Supply Fans Gas Control Bldg.
8805 | DX6666A | Conditioner, Air, Dig 19-22, Roof | TAB-ACC-CI | H.V.A.C.,Air Conditioner | HVAC |  |  | http://www.toronto.ca/TWONTO#air_condition |  | Chiller and Air Coolers
9043 | FCL-ACC-AHU-0901 | Air Handling unit, Centrifuge Building HVAC Room South | FCL-ACC | Air Handling Unit | HVAC |  | AHU | http://www.toronto.ca/TWONTO#air_handler_unit |  | Climate Control (HVAC)
9044 | FCL-ACC-AHU-0901 | Air Handling unit, Centrifuge Building HVAC Room South | FCL-ACC-RMF | Air Handling Unit | HVAC |  | AHU | http://www.toronto.ca/TWONTO#air_handler_unit |  | Residue Management HVAC Equipment
9046 | FCL-ACC-AHU-0903 | Air Handling Unit, Centrifuge Building HVAC Room North | FCL-ACC-RMF | Air Handling Unit | HVAC |  | AHU | http://www.toronto.ca/TWONTO#air_handler_unit |  | Residue Management HVAC Equipment
9136 | FCL-ACC-AHU-0903 | Air Handling Unit, Centrifuge Building HVAC Room North | FCL-WWW | Air Handling Unit | HVAC |  | AHU | http://www.toronto.ca/TWONTO#air_handler_unit |  | Residue Management
9139 | FCL-ACC-AHU-0904 | Air Handling unit, RMF Clarification Facility, Exit Corridor North | FCL-ACC | Air Handling Unit | HVAC |  | AHU | http://www.toronto.ca/TWONTO#air_handler_unit |  | Climate Control (HVAC)
9142 | FCL-ACC-AHU-0905 | Air Handling unit, RMF Clarification Facility, HVAC Room 1, Ground Floor, | FCL-ACC | Air Handling Unit | HVAC |  | AHU | http://www.toronto.ca/TWONTO#air_handler_unit |  | Climate Control (HVAC)
14428 | FCL-WWW-AHU-0101-SUS | Air Handling Unit - Screen Room | FCL-ACC-P-LL | Air Handling Unit | HVAC | 42193 | AHU | http://www.toronto.ca/TWONTO#air_handler_unit |  | Low Lift Pumping Station HVAC Equipment
14429 | FCL-WWW-AHU-0101-SUS | Air Handling Unit - Screen Room | FCL-SUSPENDED | Air Handling Unit | HVAC | 42193 | AHU | http://www.toronto.ca/TWONTO#air_handler_unit |  | Suspended entity
14776 | FHA-ACC-AC-0019-SU | Chiller, Server Room, Filter Bldg | FHA-SUSPENDED | H.V.A.C.,Air Conditioner | HVAC | 32964 | AC | http://www.toronto.ca/TWONTO#chiller |  | Suspended Obsolete entity for storage purpose
14777 | FHA-ACC-AC-0351 | FHA-ACC-AC-0001 - Air Conditioner | FHA-MCS-ACC | H.V.A.C.,Air Conditioner | HVAC |  | AC | http://www.toronto.ca/TWONTO#air_condition |  | HVAC
14778 | FHA-ACC-AC-0352 | FHA-ACC-AC-0002 - Air Conditioner | FHA-MCS-ACC | H.V.A.C.,Air Conditioner | HVAC |  | AC | http://www.toronto.ca/TWONTO#air_condition |  | HVAC
14779 | FHA-ACC-AC-0364 | FHA-ACC-AC-0014 - Air Conditioner | FHA-MCS-ACC | H.V.A.C.,Air Conditioner | HVAC |  | AC | http://www.toronto.ca/TWONTO#air_condition |  | HVAC
14780 | FHA-ACC-AC-0367 | FHA-ACC-AC-0017 - Air Conditioner | FHA-MCS-ACC | H.V.A.C.,Air Conditioner | HVAC |  | AC | http://www.toronto.ca/TWONTO#air_condition |  | HVAC
14781 | FHA-ACC-AC-0368 | FHA-ACC-AC-0018 - Air Conditioner | FHA-MCS-ACC | H.V.A.C.,Air Conditioner | HVAC |  | AC | http://www.toronto.ca/TWONTO#air_condition |  | HVAC
14782 | FHA-ACC-AC-6842 | FHA-WWW-AC-6842 -Air Conditioner, Wall Mounted | FHA-MCS-ACC | H.V.A.C.,Air Conditioner | HVAC |  | AC | http://www.toronto.ca/TWONTO#air_condition |  | HVAC
14783 | FHA-ACC-AHU-0003 | Air Handling Unit - Single Packaged - Self Contained | FHA-MCS-ACC | Air Handling Unit | HVAC |  | AHU | http://www.toronto.ca/TWONTO#air_handler_unit |  | HVAC
14784 | FHA-ACC-AHU-0005 | Cooling Unit Spot Cooler | FHA-MCS-ACC | Air Handling Unit | HVAC | 38792 | AHU | http://www.toronto.ca/TWONTO#air_condition |  | HVAC
14785 | FHA-ACC-AHU-6801 | Air Handling Unit, RMF | FHA-MCS-ACC | Air Handling Unit | HVAC |  | AHU | http://www.toronto.ca/TWONTO#air_handler_unit |  | HVAC
14786 | FHA-ACC-AHU-6802 | Air Handling Unit, RMF | FHA-MCS-ACC | Air Handling Unit | HVAC |  | AHU | http://www.toronto.ca/TWONTO#air_handler_unit |  | HVAC
14794 | FHA-ACC-FIT-0400 | FHA-ACC-FIT-0100 - Transmitter, Flow Indicating, For Dehumidifier FHA-ACC-D-0402 | FHA-MCS-ACC | H.V.A.C.,Air Conditioner | HVAC |  | FIT | http://www.toronto.ca/TWONTO#flow_transmitter |  | HVAC
14795 | FHA-ACC-FN-0007 | Fan, HVAC, Control room | FHA-MCS-ACC | Fan | HVAC |  | FN | http://www.toronto.ca/TWONTO#blower_or_fan_with_drive |  | HVAC
14810 | FHA-ACC-FN-0320 | Heater Exchanger | FHA-MCS-ACC | H.V.A.C.,Heater,Unit | HVAC |  | FN | http://www.toronto.ca/TWONTO#heat_exchanger |  | HVAC
14927 | FHA-AM-DM-6810 | Damper, Isolation, Ammonia Room | FHA-AM-SB-6810 |  | HVAC |  | DM | http://www.toronto.ca/TWONTO#air_damper |  | Scrubber, Ammonia
14928 | FHA-AM-DM-6815 | Damper, Fan, Exhaust, Ammonia Room | FHA-AM-FN-6815 |  | HVAC |  | DM | http://www.toronto.ca/TWONTO#air_damper |  | VFD, Fan, Exhaust, Ammonia Room
15228 | COL-PCF-D-0001 | Dehumidifier, Drywell | COL-PCF-MISC | H.V.A.C.,Dehumidifier | HVAC |  | D | http://www.toronto.ca/TWONTO#dehumidifier |  | Miscellaneous Equipment
15247 | COL-PCF-FN-0001 | Exhaust Fan, Dry Well | COL-PCF | Fan | HVAC |  | FN | http://www.toronto.ca/TWONTO#blower_or_fan_with_drive |  | Clark Pumping Station
15248 | COL-PCF-FN-0001 | Exhaust Fan, Dry Well | COL-PCF-MISC | Fan | HVAC |  | FN | http://www.toronto.ca/TWONTO#blower_or_fan_with_drive |  | Miscellaneous Equipment
15249 | COL-PCF-FN-0002 | Exhaust Fan, Wet Well | COL-PCF | Fan | HVAC |  | FN | http://www.toronto.ca/TWONTO#blower_or_fan_with_drive |  | Clark Pumping Station
15250 | COL-PCF-FN-0100 | Drywell Supply Fan, FN-0100 | COL-PCF | Fan | HVAC |  | FN | http://www.toronto.ca/TWONTO#blower_or_fan_with_drive |  | Clark Pumping Station
15251 | COL-PCF-FN-0200 | Wetwell Supply Fan, FN-0200 | COL-PCF | Fan | HVAC |  | FN | http://www.toronto.ca/TWONTO#blower_or_fan_with_drive |  | Clark Pumping Station
16644 | COL-PCU-AHU-0100 | HVAC, Air Handling Unit, Dry Well 2nd Floor, Cumber PS | COL-PCU | Air Handling Unit | HVAC |  | AHU | http://www.toronto.ca/TWONTO#air_handler_unit |  | Cumber Pumping Station
16645 | COL-PCU-AHU-0100 | HVAC, Air Handling Unit, Dry Well 2nd Floor, Cumber PS | COL-PCU-AUX-MECH | Air Handling Unit | HVAC |  | AHU | http://www.toronto.ca/TWONTO#air_handler_unit |  | Mechanical Equipment
16674 | COL-PCU-CU-0101 | HVAC, Condensing Unit, Roof, Cumber PS | COL-PCU-AHU-0100 | Air Handling Unit | HVAC |  | CU | http://www.toronto.ca/TWONTO#AC_condenser_unit |  | HVAC, Air Handling Unit, Dry Well 2nd Floor, Cumber PS
16798 | COL-PCU-FN-0001 | HVAC, Fan, Centrifugal, Downblast, Two-speed Dry Well Roof Fan | COL-PCU-MISC | Fan,Centrifugal | HVAC |  | FN | http://www.toronto.ca/TWONTO#blower_or_fan_with_drive |  | Miscellaneous Equipment
16799 | COL-PCU-FN-0002 | HVAC, Fan, FRP/Severe Duty Wet Well Roof Fan | COL-PCU-MISC | Fan | HVAC |  | FN | http://www.toronto.ca/TWONTO#blower_or_fan_with_drive |  | Miscellaneous Equipment
19014 | FHO-ACC-AC-0501 | Air Conditioner, Admin Building, L1, Control Room North West Office, Ceiling | FHO-MCS-HVAC |  | HVAC |  | AC | http://www.toronto.ca/TWONTO#air_condition |  | Plant HVAC
19015 | FHO-ACC-AC-0901 | Air Conditioner, Filter Building, S2, West of Pipe Gallery, HVAC Room | FHO-MCS-HVAC |  | HVAC |  | AC | http://www.toronto.ca/TWONTO#air_condition |  | Plant HVAC
19042 | FHO-ACC-CI-0104 | Chiller, Admin Building HVAC, Admin Building, L2, East Wing, Mechanical Room | FHO-ACC-AHU-0104 | H.V.A.C.,Air Conditioner | HVAC |  | CI | http://www.toronto.ca/TWONTO#chiller |  | Air Handling Unit, Admin Building, East Wing, Mechanical Room
19054 | FHO-ACC-CU-0201 | Condensing Unit, AHU-0201, Ammonia Area HVAC, Chemical Building, North Penthouse | FHO-ACC-AC-0501 | H.V.A.C.,Chiller | HVAC |  | CU | http://www.toronto.ca/TWONTO#AC_condenser_unit |  | Air Conditioner, Admin Building, L1, Control Room North West Office, Ceiling
19183 | FHO-ACC-FN-0147 | Fan, Exhaust, Admin Building, S2, Loading Bay Door 2 Air Curtain | FHO-ACC SECONDARY | Fan,Axial | HVAC |  | FN | http://www.toronto.ca/TWONTO#blower_or_fan_with_drive |  | Small Air Moving Equipment
19184 | FHO-ACC-FN-0147 | Fan, Exhaust, Admin Building, S2, Loading Bay Door 2 Air Curtain | FHO-MCS-HVAC | Fan,Axial | HVAC |  | FN | http://www.toronto.ca/TWONTO#blower_or_fan_with_drive |  | Plant HVAC
19299 | FHO-ACC-HE-0501 | Cooling Tower HE 0501; (New Tag HE-0101), Admin Building west HVAC room (AC CT 1) | FHO-ACC-AC-0501 | Heat Exchanger | HVAC |  | HE | heating_coil |  | Air Conditioner, Admin Building, L1, Control Room North West Office, Ceiling
22485 | COL-PLB-D-0100 | Dehumidifier, Motor Floor | COL-PLB-AHU-0100 | H.V.A.C.,Dehumidifier | HVAC |  | D | http://www.toronto.ca/TWONTO#dehumidifier |  | Air Handling Unit
23463 | COL-PLB-TIC-0100 | Thermostat | COL-PLB-AUX-INST | Switch | HVAC |  | TIC | http://www.toronto.ca/TWONTO#thermostat_or_zone_controller_unit |  | Instrumentation Equipment
23464 | COL-PLB-TIC-0100 | Thermostat | COL-PLB-AUX-MECH | Switch | HVAC |  | TIC | http://www.toronto.ca/TWONTO#thermostat_or_zone_controller_unit |  | Mechanical Equipment
23465 | COL-PLB-TIC-0100 | Thermostat | COL-PNT-MISC | Switch | HVAC |  | TIC | http://www.toronto.ca/TWONTO#thermostat_or_zone_controller_unit |  | Miscellaneous Equipment
24878 | COL-PMM-FN-0001 | Fan, Exhaust | COL-PMM | Fan | HVAC |  | FN | http://www.toronto.ca/TWONTO#blower_or_fan_with_drive |  | Mimico Pumping Station
24879 | COL-PMM-FN-0001 | Fan, Exhaust | COL-PMM-CP-0100 | Fan | HVAC |  | FN | http://www.toronto.ca/TWONTO#blower_or_fan_with_drive |  | Ventillation control panel
24880 | COL-PMM-FN-0002 | Fan, Exhaust | COL-PMM | Fan | HVAC |  | FN | http://www.toronto.ca/TWONTO#blower_or_fan_with_drive |  | Mimico Pumping Station
24881 | COL-PMM-FN-0002 | Fan, Exhaust | COL-PMM-CP-0100 | Fan | HVAC |  | FN | http://www.toronto.ca/TWONTO#blower_or_fan_with_drive |  | Ventillation control panel
24882 | COL-PMM-FN-0002 | Fan, Exhaust | COL-PMM-MISC | Fan | HVAC |  | FN | http://www.toronto.ca/TWONTO#blower_or_fan_with_drive |  | Miscellaneous Equipment
24883 | COL-PMM-FN-0003 | Fan, Exhaust | COL-PMM | Fan | HVAC |  | FN | http://www.toronto.ca/TWONTO#blower_or_fan_with_drive |  | Mimico Pumping Station
24884 | COL-PMM-FN-0003 | Fan, Exhaust | COL-PMM-CP-0100 | Fan | HVAC |  | FN | http://www.toronto.ca/TWONTO#blower_or_fan_with_drive |  | Ventillation control panel
24885 | COL-PMM-FN-0003 | Fan, Exhaust | COL-PMM-MISC | Fan | HVAC |  | FN | http://www.toronto.ca/TWONTO#blower_or_fan_with_drive |  | Miscellaneous Equipment
24886 | COL-PMM-FN-0004 | Fan, Exhaust | COL-PMM-MISC | Fan | HVAC |  | FN | http://www.toronto.ca/TWONTO#blower_or_fan_with_drive |  | Miscellaneous Equipment
24887 | COL-PMM-FN-0006 | Fan, Supply | COL-PMM | Fan | HVAC |  | FN | http://www.toronto.ca/TWONTO#blower_or_fan_with_drive |  | Mimico Pumping Station
24888 | COL-PMM-FN-0006 | Fan, Supply | COL-PMM-CP-0100 | Fan | HVAC |  | FN | http://www.toronto.ca/TWONTO#blower_or_fan_with_drive |  | Ventillation control panel
24889 | COL-PMM-FN-0006 | Fan, Supply | COL-PMM-MISC | Fan | HVAC |  | FN | http://www.toronto.ca/TWONTO#blower_or_fan_with_drive |  | Miscellaneous Equipment
24940 | COL-PMM-HIC-0100 | Humidistat | COL-PMM-AHU-0100 |  | HVAC |  | HIC | http://www.toronto.ca/TWONTO#thermostat_or_zone_controller_unit |  | Air Handling Unit
26026 | FIS-ACC-AC-3001 | Air Conditioner, Settling Basins 9 & 11, Access Building, PLC Room, N/E Corner | FIS-ACC-ADMIN BUILDING | H.V.A.C.,Air Conditioner | HVAC |  | AC | http://www.toronto.ca/TWONTO#air_condition |  | HVAC Admin Buliding
26027 | FIS-ACC-AHU-0101 | Air Handling Unit, Raw Water Building, S/W Unit | FIS-HVAC | Air Handling Unit | HVAC |  | AHU | http://www.toronto.ca/TWONTO#air_handler_unit |  | Climate Control
26028 | FIS-ACC-AHU-0201 | Air Handling Unit, Raw Water Building, N/W Unit | FIS-HVAC | Air Handling Unit | HVAC |  | AHU | http://www.toronto.ca/TWONTO#air_handler_unit |  | Climate Control
26029 | FIS-ACC-AHU-0401 | Air Handling Unit, Filter Complex, Basement Floor, Pump Room, North Unit | FIS-HVAC | Air Handling Unit | HVAC | 46012 | AHU | http://www.toronto.ca/TWONTO#air_handler_unit |  | Climate Control
26030 | FIS-ACC-AHU-0402 | Air Handling Unit, Filter Complex, Basement Floor, Pump Room, South Unit | FIS-HVAC | Air Handling Unit | HVAC |  | AHU | http://www.toronto.ca/TWONTO#air_handler_unit |  | Climate Control
26031 | FIS-ACC-AHU-0402 | Air Handling Unit, Filter Complex, Basement Floor, Pump Room, South Unit | FIS-SUSPENDED | Air Handling Unit | HVAC |  | AHU | http://www.toronto.ca/TWONTO#air_handler_unit |  | Obsolete Entities/Processes
26032 | FIS-ACC-AHU-0501 | Air Handling Unit, Filter Complex, Basement | FIS-SUSPENDED | Air Handling Unit | HVAC |  | AHU | http://www.toronto.ca/TWONTO#air_handler_unit |  | Obsolete Entities/Processes
26033 | FIS-ACC-AHU-0600 | Air Handling Unit, Filter Complex, Control Room, On Top of Roof | FIS-HVAC | Air Handling Unit | HVAC |  | AHU | http://www.toronto.ca/TWONTO#air_handler_unit |  | Climate Control
26034 | FIS-ACC-AHU-4001 | Air Handling Unit, Marine Yard Ventilation, Mechanical/Electrical Room | FIS-MARINE-BUILDING | Air Handling Unit | HVAC |  | AHU | http://www.toronto.ca/TWONTO#air_handler_unit |  | FIS Marine Yard Building
26035 | FIS-ACC-AHU-4500 | Air Handling Unit, Machine Shop Supply, North/West Side, Ground Level, Workshop Building | FIS-SUSPENDED | Air Handling Unit | HVAC |  | AHU | http://www.toronto.ca/TWONTO#air_handler_unit |  | Obsolete Entities/Processes
26036 | FIS-ACC-AHU-5000-SUS | Air Handling Unit, Ammonia Building Supply, Ammonia Storage Building Roof | FIS-HVAC | Air Handling Unit | HVAC | 38554 | AHU | http://www.toronto.ca/TWONTO#air_handler_unit |  | Climate Control
26046 | FIS-ACC-CP-4000 | Panel, Control, Building Automation System, Mechanical/Electrical Room | FIS-MARINE-M/ERM |  | HVAC |  | CP | http://www.toronto.ca/TWONTO#process_control_panel |  | Mechanical/ Electrical Room, Marine Yard Building
26047 | FIS-ACC-CU-0303 | Condensing Unit, Dehumidifier Intake Pre Cooling Coil HE-0302, Storage Building, Outside, West Wall | FIS-HVAC | Compressor | HVAC |  | CU | http://www.toronto.ca/TWONTO#AC_condenser_unit |  | Climate Control
26048 | FIS-ACC-CU-0305 | Condensing Unit, Dehumidifier Intake Pre Cooling Coil HE-0304, Storage Building, Outside, West Wall | FIS-HVAC | Compressor | HVAC |  | CU | http://www.toronto.ca/TWONTO#AC_condenser_unit |  | Climate Control
26049 | FIS-ACC-CU-0307 | Condensing Unit, Dehumidifier Intake Post Cooling Coil HE-0306, Storage Building, Outside, West Wall | FIS-HVAC | Compressor | HVAC |  | CU | http://www.toronto.ca/TWONTO#AC_condenser_unit |  | Climate Control
26071 | FIS-ACC-DM-3001 | Damper, Actuated, Air Intake to RMF Polymer Storage & Feeder Building, RMF Polymer Storage & Feeder Building, Polymer Storage Room, N/W Corner | FIS-POL-ROOM | Damper/Louver | HVAC |  | DM | http://www.toronto.ca/TWONTO#air_damper |  | FIS RMF Polymer Storage Room
26072 | FIS-ACC-DM-4001 | Damper, Motorized, Outside Air for AHU, Mechanical/Electrical Room | FIS-ACC-AHU-4001 |  | HVAC |  | DM | http://www.toronto.ca/TWONTO#air_damper |  | Air Handling Unit, Marine Yard Ventilation, Mechanical/Electrical Room
26073 | FIS-ACC-DM-4002 | Damper, Motorized, Exhaust Air for AHU, Mechanical/Electrical Room | FIS-ACC-AHU-4001 |  | HVAC |  | DM | http://www.toronto.ca/TWONTO#air_damper |  | Air Handling Unit, Marine Yard Ventilation, Mechanical/Electrical Room
26074 | FIS-ACC-DM-4005 | Damper, Motorized, Air to Outside, Mechanical/Electrical Room | FIS-ACC-CP-4000 |  | HVAC |  | DM | http://www.toronto.ca/TWONTO#air_damper |  | Panel, Control, Building Automation System, Mechanical/Electrical Room
26075 | FIS-ACC-DM-4005 | Damper, Motorized, Air to Outside, Mechanical/Electrical Room | FIS-MARINE-M/ERM |  | HVAC |  | DM | http://www.toronto.ca/TWONTO#air_damper |  | Mechanical/ Electrical Room, Marine Yard Building
26076 | FIS-ACC-DM-4007 | Damper, Variable Air Volume Box, Lunch Room/Meeting Room | FIS-ACC-CP-4000 |  | HVAC |  | DM | http://www.toronto.ca/TWONTO#air_damper |  | Panel, Control, Building Automation System, Mechanical/Electrical Room
26077 | FIS-ACC-DM-4007 | Damper, Variable Air Volume Box, Lunch Room/Meeting Room | FIS-MARINE-M/ERM |  | HVAC |  | DM | http://www.toronto.ca/TWONTO#air_damper |  | Mechanical/ Electrical Room, Marine Yard Building
26078 | FIS-ACC-DM-4008 | Damper,Variable Air Volume Box, Workstation | FIS-ACC-CP-4000 |  | HVAC |  | DM | http://www.toronto.ca/TWONTO#air_damper |  | Panel, Control, Building Automation System, Mechanical/Electrical Room
26079 | FIS-ACC-DM-4008 | Damper,Variable Air Volume Box, Workstation | FIS-MARINE-M/ERM |  | HVAC |  | DM | http://www.toronto.ca/TWONTO#air_damper |  | Mechanical/ Electrical Room, Marine Yard Building
26080 | FIS-ACC-DM-4009 | Damper, Variable Air Volume Box, Training Room | FIS-ACC-CP-4000 |  | HVAC |  | DM | http://www.toronto.ca/TWONTO#air_damper |  | Panel, Control, Building Automation System, Mechanical/Electrical Room
26081 | FIS-ACC-DM-4009 | Damper, Variable Air Volume Box, Training Room | FIS-MARINE-M/ERM |  | HVAC |  | DM | http://www.toronto.ca/TWONTO#air_damper |  | Mechanical/ Electrical Room, Marine Yard Building
26100 | FIS-ACC-FN-3001 | Fan, Exhaust, Polymer Storage & Feeder Building, RMF Polymer Storage & Feeder Building, Polymer Storage Room, N/W Corner,S/E Corner | FIS-ACC-CHEMICAL BUILDING | Fan | HVAC |  | FN | http://www.toronto.ca/TWONTO#blower_or_fan_with_drive |  | HVAC Chemical Building
26103 | FIS-ACC-FN-4001 | Fan, Celing mounted, Marine Yard Building, Mechanical/Electrical Room | FIS-ACC-AHU-4001 |  | HVAC |  | FN | http://www.toronto.ca/TWONTO#blower_or_fan_with_drive |  | Air Handling Unit, Marine Yard Ventilation, Mechanical/Electrical Room
26104 | FIS-ACC-FN-4002 | Fan, Celing mounted, Marine Yard Building, Mechanical/Electrical Room | FIS-ACC-AHU-4001 |  | HVAC |  | FN | http://www.toronto.ca/TWONTO#blower_or_fan_with_drive |  | Air Handling Unit, Marine Yard Ventilation, Mechanical/Electrical Room
26105 | FIS-ACC-FN-4003 | Fan, Celing mounted, Marine Yard Building, Mechanical/Electrical Room | FIS-ACC-MARINEYARD |  | HVAC |  | FN | http://www.toronto.ca/TWONTO#blower_or_fan_with_drive |  | HVAC Marine Yard Building
26106 | FIS-ACC-FN-4003 | Fan, Celing mounted, Marine Yard Building, Mechanical/Electrical Room | FIS-MARINE-BUILDING |  | HVAC |  | FN | http://www.toronto.ca/TWONTO#blower_or_fan_with_drive |  | FIS Marine Yard Building
26107 | FIS-ACC-FN-4004 | Fan, Celing mounted, Marine Yard Building, Mechanical/Electrical Room | FIS-ACC-MARINEYARD |  | HVAC |  | FN | http://www.toronto.ca/TWONTO#blower_or_fan_with_drive |  | HVAC Marine Yard Building
26108 | FIS-ACC-FN-4005 | Fan, Exhaust Air, Janitor Room Exhaust, Janitor's Room | FIS-MARINE-M/ERM |  | HVAC |  | FN | http://www.toronto.ca/TWONTO#blower_or_fan_with_drive |  | Mechanical/ Electrical Room, Marine Yard Building
26120 | FIS-ACC-HTR-0101-SUS | Intake Building Heating | FIS-GRK-0001 | H.V.A.C.,Heater | HVAC | 38120 | HTR | http://www.toronto.ca/TWONTO#collection_of_assets |  | FIS, Building Maintenance
26121 | FIS-ACC-HTR-0101-SUS | Intake Building Heating | FIS-HVAC | H.V.A.C.,Heater | HVAC | 38120 | HTR | http://www.toronto.ca/TWONTO#collection_of_assets |  | Climate Control
26122 | FIS-ACC-HTR-0101-SUS | Intake Building Heating | FIS-SUSPENDED | H.V.A.C.,Heater | HVAC | 38120 | HTR | http://www.toronto.ca/TWONTO#collection_of_assets |  | Obsolete Entities/Processes
26170 | FIS-ACC-HTR-3004 | Heater, Unit, Settling Basins 5 & 7 Access Building, S/E Corner | FIS-ACC-CHEMICAL BUILDING | H.V.A.C.,Heater,Unit | HVAC |  | HTR | http://www.toronto.ca/TWONTO#heater |  | HVAC Chemical Building
26171 | FIS-ACC-HTR-3004 | Heater, Unit, Settling Basins 5 & 7 Access Building, S/E Corner | FIS-RMF 5&7 ACCESS-BLDG | H.V.A.C.,Heater,Unit | HVAC |  | HTR | http://www.toronto.ca/TWONTO#heater |  | FIS RMF Basin 5&7 Access Building
26209 | FIS-ACC-OIT-4000 | Terminal, Operator Interface, Building Automation System, Lunch Room/Meeting Room | FIS-ACC-CP-4000 |  | HVAC |  | OIT | http://www.toronto.ca/TWONTO#operator_interface_terminal |  | Panel, Control, Building Automation System, Mechanical/Electrical Room
26393 | COL-PNT-FN-0001 | Fan, Exhaust | COL-PNT | Fan | HVAC |  | FN | http://www.toronto.ca/TWONTO#blower_or_fan_with_drive |  | New Toronto Pumping Station
26394 | COL-PNT-FN-0001 | Fan, Exhaust | COL-PNT-CP-0100 | Fan | HVAC |  | FN | http://www.toronto.ca/TWONTO#blower_or_fan_with_drive |  | Ventilation control panel
26395 | COL-PNT-FN-0001 | Fan, Exhaust | COL-PNT-MISC | Fan | HVAC |  | FN | http://www.toronto.ca/TWONTO#blower_or_fan_with_drive |  | Miscellaneous Equipment
26396 | COL-PNT-FN-0002 | Fan, Exhaust | COL-PNT | Fan | HVAC |  | FN | http://www.toronto.ca/TWONTO#blower_or_fan_with_drive |  | New Toronto Pumping Station
26397 | COL-PNT-FN-0002 | Fan, Exhaust | COL-PNT-MISC | Fan | HVAC |  | FN | http://www.toronto.ca/TWONTO#blower_or_fan_with_drive |  | Miscellaneous Equipment
26398 | COL-PNT-FN-0100 | Fan, Exhaust | COL-PNT-MISC | Fan | HVAC |  | FN | http://www.toronto.ca/TWONTO#blower_or_fan_with_drive |  | Miscellaneous Equipment
26399 | COL-PNT-FN-0101 | Fan, Exhaust | COL-PNT-CP-0100 | Fan | HVAC |  | FN | http://www.toronto.ca/TWONTO#blower_or_fan_with_drive |  | Ventilation control panel
26400 | COL-PNT-FN-0101 | Fan, Exhaust | COL-PNT-MISC | Fan | HVAC |  | FN | http://www.toronto.ca/TWONTO#blower_or_fan_with_drive |  | Miscellaneous Equipment
26500 | COL-PNT-TIC-0100 | Thermostat | COL-PNT-AHU-0100 | Controller,Temperature | HVAC |  | TIC | http://www.toronto.ca/TWONTO#thermostat_or_zone_controller_unit |  | Air Handling Unit
31457 | COL-PSW-D-0100 | Dehumidifier | COL-PSW-AHU-0100 | H.V.A.C.,Dehumidifier | HVAC |  | D | http://www.toronto.ca/TWONTO#dehumidifier |  | Air Handling Unit
31458 | COL-PSW-D-0100 | Dehumidifier | COL-PSW-MISC | H.V.A.C.,Dehumidifier | HVAC |  | D | http://www.toronto.ca/TWONTO#dehumidifier |  | Miscellaneous Equipment
31479 | COL-PSW-FN-0001 | Fan, Exhaust | COL-PSW-MISC | Fan | HVAC |  | FN | http://www.toronto.ca/TWONTO#blower_or_fan_with_drive |  | Miscellaneous Equipment
31480 | COL-PSW-FN-0002 | Fan, Exhaust, Wet Well | COL-PSW | Fan | HVAC |  | FN | http://www.toronto.ca/TWONTO#blower_or_fan_with_drive |  | Swansea Pumping Station
31481 | COL-PSW-FN-0002 | Fan, Exhaust, Wet Well | COL-PSW-MISC | Fan | HVAC |  | FN | http://www.toronto.ca/TWONTO#blower_or_fan_with_drive |  | Miscellaneous Equipment
31482 | COL-PSW-FN-0003 | Fan, Exhaust | COL-PSW-CP-0100 | Fan | HVAC |  | FN | http://www.toronto.ca/TWONTO#blower_or_fan_with_drive |  | Ventillation control panel
31483 | COL-PSW-FN-0100 | Fan, Exhaust | COL-PNT-MISC | Fan | HVAC |  | FN | http://www.toronto.ca/TWONTO#blower_or_fan_with_drive |  | Miscellaneous Equipment
31484 | COL-PSW-FN-0100 | Fan, Exhaust | COL-PSW-CP-0100 | Fan | HVAC |  | FN | http://www.toronto.ca/TWONTO#blower_or_fan_with_drive |  | Ventillation control panel
31485 | COL-PSW-FN-0100 | Fan, Exhaust | COL-PSW-MISC | Fan | HVAC |  | FN | http://www.toronto.ca/TWONTO#blower_or_fan_with_drive |  | Miscellaneous Equipment
32238 | COL-PSW-HIC-0100 | Humidistat | COL-PSW-MISC |  | HVAC |  | HIC | http://www.toronto.ca/TWONTO#thermostat_or_zone_controller_unit |  | Miscellaneous Equipment
32287 | COL-PSW-TIC-0100 | Thermostat | COL-PSW-MISC | Controller,Temperature | HVAC |  | TIC | http://www.toronto.ca/TWONTO#thermostat_or_zone_controller_unit |  | Miscellaneous Equipment
32965 | KR2202A | Unit Heater, Silo #1, Basement, Silo Building | TAB-ACC-HTR | H.V.A.C.,Heater | HVAC |  |  | http://www.toronto.ca/TWONTO#heater |  | Heaters- Convection,
32966 | KR2202A | Unit Heater, Silo #1, Basement, Silo Building | TAB-ACC-HTR-SLO | H.V.A.C.,Heater | HVAC |  |  | http://www.toronto.ca/TWONTO#heater |  | Unit Heaters- Silo Bldg
32967 | KR2203A | Unit Heater, Silo #3, Basement, Silo Building | TAB-ACC-HTR | H.V.A.C.,Heater | HVAC |  |  | http://www.toronto.ca/TWONTO#heater |  | Heaters- Convection,
32968 | KR2204A | Unit Heater, Silo #3, Basement, Silo Building | TAB-ACC-HTR | H.V.A.C.,Heater | HVAC |  |  | http://www.toronto.ca/TWONTO#heater |  | Heaters- Convection,
32969 | KR2204A | Unit Heater, Silo #3, Basement, Silo Building | TAB-ACC-HTR-SLO | H.V.A.C.,Heater | HVAC |  |  | http://www.toronto.ca/TWONTO#heater |  | Unit Heaters- Silo Bldg
32970 | KR2211A | Unit Heater, Silo #1, Main Floor, Silo Building | TAB-ACC-HTR | H.V.A.C.,Heater | HVAC |  |  | http://www.toronto.ca/TWONTO#heater |  | Heaters- Convection,
32971 | KR2211A | Unit Heater, Silo #1, Main Floor, Silo Building | TAB-ACC-HTR-SLO | H.V.A.C.,Heater | HVAC |  |  | http://www.toronto.ca/TWONTO#heater |  | Unit Heaters- Silo Bldg
32972 | KR2213A | Unit Heater, Silo #3, Main Floor, Silo Building | TAB-ACC-HTR | H.V.A.C.,Heater | HVAC |  |  | http://www.toronto.ca/TWONTO#heater |  | Heaters- Convection,
32973 | KR2213A | Unit Heater, Silo #3, Main Floor, Silo Building | TAB-ACC-HTR-SLO | H.V.A.C.,Heater | HVAC |  |  | http://www.toronto.ca/TWONTO#heater |  | Unit Heaters- Silo Bldg
32974 | KR2214A | Unit Heater, Silo #3, Main Floor, Silo Building | TAB-ACC-HTR | H.V.A.C.,Heater | HVAC |  |  | http://www.toronto.ca/TWONTO#heater |  | Heaters- Convection,
32975 | KR2214A | Unit Heater, Silo #3, Main Floor, Silo Building | TAB-ACC-HTR-SLO | H.V.A.C.,Heater | HVAC |  |  | http://www.toronto.ca/TWONTO#heater |  | Unit Heaters- Silo Bldg
32976 | KR2221A | Unit Heater, Silo #1, 2nd Floor, Silo Building | TAB-ACC-HTR-SLO | H.V.A.C.,Heater | HVAC |  |  | http://www.toronto.ca/TWONTO#heater |  | Unit Heaters- Silo Bldg
32977 | KR2222A | Unit Heater, Silo #1, 2nd Floor, Silo Building | TAB-ACC-HTR | H.V.A.C.,Heater | HVAC |  |  | http://www.toronto.ca/TWONTO#heater |  | Heaters- Convection,
32978 | KR2224A | Unit Heater, Silo #3, 2nd Floor, Silo Building | TAB-ACC-HTR-SLO | H.V.A.C.,Heater | HVAC |  |  | http://www.toronto.ca/TWONTO#heater |  | Unit Heaters- Silo Bldg
32979 | KR2231A | Unit Heater, Silo #1, 3rd Floor, Silo Building | TAB-ACC-HTR | H.V.A.C.,Heater | HVAC |  |  | http://www.toronto.ca/TWONTO#heater |  | Heaters- Convection,
32980 | KR2231A | Unit Heater, Silo #1, 3rd Floor, Silo Building | TAB-ACC-HTR-SLO | H.V.A.C.,Heater | HVAC |  |  | http://www.toronto.ca/TWONTO#heater |  | Unit Heaters- Silo Bldg
32981 | KR2233A | Unit Heater, Silo #3, 3rd Floor, Silo Building | TAB-ACC-HTR | H.V.A.C.,Heater | HVAC |  |  | http://www.toronto.ca/TWONTO#heater |  | Heaters- Convection,
32982 | KR2233A | Unit Heater, Silo #3, 3rd Floor, Silo Building | TAB-ACC-HTR-SLO | H.V.A.C.,Heater | HVAC |  |  | http://www.toronto.ca/TWONTO#heater |  | Unit Heaters- Silo Bldg
32983 | KR2234A | Unit Heater, Silo #3, 3rd Floor, Silo Building | TAB-ACC-HTR | H.V.A.C.,Heater | HVAC |  |  | http://www.toronto.ca/TWONTO#heater |  | Heaters- Convection,
32984 | KR2234A | Unit Heater, Silo #3, 3rd Floor, Silo Building | TAB-ACC-HTR-SLO | H.V.A.C.,Heater | HVAC |  |  | http://www.toronto.ca/TWONTO#heater |  | Unit Heaters- Silo Bldg
32985 | KR2241A | Unit Heater, Silo #1, 4th Floor, Silo Building | TAB-ACC-HTR | H.V.A.C.,Heater | HVAC |  |  | http://www.toronto.ca/TWONTO#heater |  | Heaters- Convection,
32986 | KR2241A | Unit Heater, Silo #1, 4th Floor, Silo Building | TAB-ACC-HTR-SLO | H.V.A.C.,Heater | HVAC |  |  | http://www.toronto.ca/TWONTO#heater |  | Unit Heaters- Silo Bldg
32987 | KR2244A | Unit Heater, Silo #3, 4th Floor, Silo Building | TAB-ACC-HTR-SLO | H.V.A.C.,Heater | HVAC |  |  | http://www.toronto.ca/TWONTO#heater |  | Unit Heaters- Silo Bldg
32988 | KR2251A | Unit Heater, Silo #1, 5th Floor, Silo Building | TAB-ACC-HTR-SLO | H.V.A.C.,Heater | HVAC |  |  | http://www.toronto.ca/TWONTO#heater |  | Unit Heaters- Silo Bldg
32989 | KR2252A | Unit Heater, Silo #1, 5th Floor, Silo Building | TAB-ACC-HTR-SLO | H.V.A.C.,Heater | HVAC |  |  | http://www.toronto.ca/TWONTO#heater |  | Unit Heaters- Silo Bldg
32990 | KR2253A | Unit Heater, Silo #3, 5th Floor, Silo Building | TAB-ACC-HTR | H.V.A.C.,Heater | HVAC |  |  | http://www.toronto.ca/TWONTO#heater |  | Heaters- Convection,
32991 | KR2253A | Unit Heater, Silo #3, 5th Floor, Silo Building | TAB-ACC-HTR-SLO | H.V.A.C.,Heater | HVAC |  |  | http://www.toronto.ca/TWONTO#heater |  | Unit Heaters- Silo Bldg
34598 | COL-PWR-AHU-0100 | HVAC, Air Handling Unit, Control Room, West Rouge PS | COL-PWR | Air Handling Unit | HVAC |  | AHU | http://www.toronto.ca/TWONTO#air_handler_unit |  | West Rouge Pumping Station
34599 | COL-PWR-AHU-0100 | HVAC, Air Handling Unit, Control Room, West Rouge PS | COL-PWR-AUX-MECH | Air Handling Unit | HVAC |  | AHU | http://www.toronto.ca/TWONTO#air_handler_unit |  | Mechanical Equipment
35239 | COL-PWR-FN-0001 | HVAC, Fan, Centrifugal, Downblast, Two-speed Dry Well Roof Fan | COL-PWR-AUX-MECH | Fan | HVAC |  | FN | http://www.toronto.ca/TWONTO#blower_or_fan_with_drive |  | Mechanical Equipment
35437 | COL-PWR-HIC-0100 | HVAC, Switch, Humidistat, Pump Floor, West Rouge PS ( old tag COL-PWR-AIT-0103) | COL-PWR-AHU-0100 | Switch | HVAC |  | HIC | http://www.toronto.ca/TWONTO#thermostat_or_zone_controller_unit |  | HVAC, Air Handling Unit, Control Room, West Rouge PS
37187 | NR3104E | Duct Heater, Electirc-P.W.P.S.H-1 | TAB-ACC-HTR | H.V.A.C.,Heater | HVAC |  |  | http://www.toronto.ca/TWONTO#heater |  | Heaters- Convection,
37194 | NR3109E | Unit Heater,Convection,P.W.P.S.-H-5 | TAB-ACC-HTR-PWPS | H.V.A.C.,Heater | HVAC |  |  | http://www.toronto.ca/TWONTO#heater |  | Unit Heaters- PWPS
37199 | NR3115E | Unit Heater,Convection,P.W.P.S.-H-7 | TAB-ACC-HTR-PWPS | H.V.A.C.,Heater | HVAC |  |  | http://www.toronto.ca/TWONTO#heater |  | Unit Heaters- PWPS
37200 | NR3116E | Unit Heater,Convection,P.W.P.S.-H-8 | TAB-ACC-HTR-PWPS | H.V.A.C.,Heater | HVAC |  |  | http://www.toronto.ca/TWONTO#heater |  | Unit Heaters- PWPS
37201 | NR3118E | Unit Heater,Convection,P.W.P.S.-H-11 | TAB-ACC-HTR-PWPS | H.V.A.C.,Heater | HVAC |  |  | http://www.toronto.ca/TWONTO#heater |  | Unit Heaters- PWPS
37202 | NR3120E | Unit Heater,Convection,P.W.P.S.-H-13 | TAB-ACC-HTR-PWPS | H.V.A.C.,Heater | HVAC |  |  | http://www.toronto.ca/TWONTO#heater |  | Unit Heaters- PWPS
37203 | NR3121E | Unit Heater,Convection,P.W.P.S.-H-14 | TAB-ACC-HTR-PWPS | H.V.A.C.,Heater | HVAC |  |  | http://www.toronto.ca/TWONTO#heater |  | Unit Heaters- PWPS
37228 | NX2038A | Conditioner, Air- Z Bldg M/C Shop office mezzanine,( TAB-PWA-CI-0090) | TAB-ACC-CI | H.V.A.C.,Air Conditioner | HVAC |  |  | http://www.toronto.ca/TWONTO#air_condition |  | Chiller and Air Coolers
37232 | NX2052A | Conditioner, Air, Blwr Bldg, 2nd Flr, 25 ton-Blwr Bldg | TAB-ACC-CI | H.V.A.C.,Air Conditioner | HVAC |  |  | http://www.toronto.ca/TWONTO#air_condition |  | Chiller and Air Coolers
37233 | NX2055A | Conditioner, Air, Blwr Bldg, Main Floor, Training Room, E Wall | TAB-ACC-CI | H.V.A.C.,Air Conditioner | HVAC |  |  | http://www.toronto.ca/TWONTO#air_condition |  | Chiller and Air Coolers
37234 | NX2057A | Fan, Exhaust, Blower Bldg. | TAB-ACC-FN-BL | Fan | HVAC |  |  | http://www.toronto.ca/TWONTO#blower_or_fan_with_drive |  | Exhaust Fans Blower Bldg.
37237 | NX2060A | Fan, Exhaust, Blower Bldg. | TAB-ACC-FN-BL | Fan | HVAC |  |  | http://www.toronto.ca/TWONTO#blower_or_fan_with_drive |  | Exhaust Fans Blower Bldg.
37251 | NX2080A | Fan, Air Intake Unit, Dewatering Bldg. | TAB-ACC-AHU | Fan | HVAC |  |  | http://www.toronto.ca/TWONTO#blower_or_fan_with_drive |  | Air Handling Unit & Supply Fan
37252 | NX2080A | Fan, Air Intake Unit, Dewatering Bldg. | TAB-ACC-AHU-DEW | Fan | HVAC |  |  | http://www.toronto.ca/TWONTO#blower_or_fan_with_drive |  | AHUs/Supply Fans Dewater. Bldg.
37253 | NX2081A | Fan, Air Intake Unit, Dewatering Bldg. | TAB-ACC-AHU | Fan | HVAC |  |  | http://www.toronto.ca/TWONTO#blower_or_fan_with_drive |  | Air Handling Unit & Supply Fan
37254 | NX2081A | Fan, Air Intake Unit, Dewatering Bldg. | TAB-ACC-AHU-DEW | Fan | HVAC |  |  | http://www.toronto.ca/TWONTO#blower_or_fan_with_drive |  | AHUs/Supply Fans Dewater. Bldg.
37255 | NX2082A | Fan, Air Intake Unit, Dewatering Bldg. | TAB-ACC-AHU | Fan | HVAC |  |  | http://www.toronto.ca/TWONTO#blower_or_fan_with_drive |  | Air Handling Unit & Supply Fan
37256 | NX2082A | Fan, Air Intake Unit, Dewatering Bldg. | TAB-ACC-AHU-DEW | Fan | HVAC |  |  | http://www.toronto.ca/TWONTO#blower_or_fan_with_drive |  | AHUs/Supply Fans Dewater. Bldg.
37263 | NX2090A | Fan, Air Supply Unit-Floatation Bldg | TAB-ACC-AHU | Fan | HVAC | 34571 |  | http://www.toronto.ca/TWONTO#blower_or_fan_with_drive |  | Air Handling Unit & Supply Fan
37264 | NX2090A | Fan, Air Supply Unit-Floatation Bldg | TAB-ACC-AHU-THK | Fan | HVAC | 34571 |  | http://www.toronto.ca/TWONTO#blower_or_fan_with_drive |  | AHUs/Supply Fans Float. Bldg.
37265 | NX2090A | Fan, Air Supply Unit-Floatation Bldg | TAB-SUSPENDED ENTITY | Fan | HVAC | 34571 |  | http://www.toronto.ca/TWONTO#blower_or_fan_with_drive |  | Suspended entities
37282 | NX2104A | Fan, Air Exhaust Unit- Z Bldg | TAB-ACC-FN | Fan | HVAC |  |  | http://www.toronto.ca/TWONTO#blower_or_fan_with_drive |  | Exhaust Fans
37286 | NX2159A | Conditioner, Air-Old Admin.Bldg., | TAB-ACC-CI | H.V.A.C.,Air Conditioner | HVAC |  |  | http://www.toronto.ca/TWONTO#air_condition |  | Chiller and Air Coolers
37290 | NX2164A | Conditioner, Air-Old Admin.Bldg., | TAB-ACC-CI | H.V.A.C.,Air Conditioner | HVAC |  |  | http://www.toronto.ca/TWONTO#air_condition |  | Chiller and Air Coolers
37291 | NX2167A | Conditioner, Air-Old Admin.Bldg., | TAB-ACC-CI | H.V.A.C.,Air Conditioner | HVAC |  |  | http://www.toronto.ca/TWONTO#air_condition |  | Chiller and Air Coolers
37292 | NX2169ASUS | Air Handling Unit, Old Admin Building | TAB-ACC-CI | H.V.A.C.,Air Conditioner | HVAC | 47528 |  | http://www.toronto.ca/TWONTO#air_handler_unit |  | Chiller and Air Coolers
37293 | NX2172 | Fan, Supply -Z Bldg, Air Supply Unit Room, Mezzanine | TAB-ACC-AHU-ZBLDG | Fan | HVAC | 36118 |  | http://www.toronto.ca/TWONTO#blower_or_fan_with_drive |  | AHUs/Supply Fans Z. Bldg.
37294 | NX2172 | Fan, Supply -Z Bldg, Air Supply Unit Room, Mezzanine | TAB-SUSPENDED ENTITY | Fan | HVAC | 36118 |  | http://www.toronto.ca/TWONTO#blower_or_fan_with_drive |  | Suspended entities
37295 | NX2173 | Fan, Supply -Z Bldg, Boiler room, Mezzanine Flr. | TAB-ACC-AHU-ZBLDG | Fan | HVAC | 36125 |  | http://www.toronto.ca/TWONTO#blower_or_fan_with_drive |  | AHUs/Supply Fans Z. Bldg.
37296 | NX2173 | Fan, Supply -Z Bldg, Boiler room, Mezzanine Flr. | TAB-SUSPENDED ENTITY | Fan | HVAC | 36125 |  | http://www.toronto.ca/TWONTO#blower_or_fan_with_drive |  | Suspended entities
37308 | NX2194A | Air Cooling Unit, Z Bldg | TAB-ACC-CI | H.V.A.C.,Air Conditioner | HVAC | 35626 |  | http://www.toronto.ca/TWONTO#collection_of_assets |  | Chiller and Air Coolers
37362 | NX2328A | Air Handling Unit, Aux., 2nd Flr, Electric RmE. | TAB-ACC-CI | H.V.A.C.,Air Conditioner | HVAC | 35290 |  | http://www.toronto.ca/TWONTO#air_handler_unit |  | Chiller and Air Coolers
37363 | NX2330A | Condenser, for Air Conditioner NX2328 | NX2328A | H.V.A.C.,Air Conditioner | HVAC | 34381 |  | http://www.toronto.ca/TWONTO#AC_condenser_unit |  | Air Handling Unit, Aux., 2nd Flr, Electric RmE.
37514 | NX2621A | Air /C Condensing Unit, Plant Water Pump Building, Roof | TAB-ACC-CI | H.V.A.C.,Air Conditioner | HVAC |  |  | http://www.toronto.ca/TWONTO#AC_condenser_unit |  | Chiller and Air Coolers
37515 | NX2622A | A/C Condensing Unit, PWPS- Roof West | TAB-ACC-CI | H.V.A.C.,Air Conditioner | HVAC |  |  | http://www.toronto.ca/TWONTO#AC_condenser_unit |  | Chiller and Air Coolers
37530 | NX2647A | Air Conditioner, Digester Tanks 13-16(5 Tons) | TAB-ACC-CI | H.V.A.C.,Air Conditioner | HVAC |  |  | http://www.toronto.ca/TWONTO#air_condition |  | Chiller and Air Coolers
37563 | NX3054 | AHU, Dewatering Bldg, Main Roof, West (S1) | TAB-ACC-AHU | Air Handling Unit | HVAC |  |  | http://www.toronto.ca/TWONTO#air_handler_unit |  | Air Handling Unit & Supply Fan
37564 | NX3055 | Air Handling Unit Dewater. Bldg.LowerRoof, North Side (S2) | TAB-ACC-AHU-DEW | Air Handling Unit | HVAC |  |  | http://www.toronto.ca/TWONTO#air_handler_unit |  | AHUs/Supply Fans Dewater. Bldg.
37565 | NX3055A | Fan, Air Intake Unit # 2, Dewater. Bldg.Lower Roof,North Side (S2) | NX3055 | Fan | HVAC |  |  | http://www.toronto.ca/TWONTO#blower_or_fan_with_drive |  | Air Handling Unit Dewater. Bldg.LowerRoof, North Side (S2)
37578 | NX3109A | Heater/Air Conditioner Primary Tnks 1-2, MCC Rm Roof | TAB-ACC-PRM | H.V.A.C.,Air Conditioner | HVAC |  |  | http://www.toronto.ca/TWONTO#air_condition |  | HVAC, Primary & Corrosion Control Units
37579 | NX3110A | Heater/Air Conditioner,Primary Tnks 3-4, MCC Rm Roof(2 Tons) | TAB-ACC-PRM | H.V.A.C.,Air Conditioner | HVAC |  |  | http://www.toronto.ca/TWONTO#air_condition |  | HVAC, Primary & Corrosion Control Units
37580 | NX3111A | Heater/Air Conditioner,Primary Tnks 5-6, MCC Rm Roof(2 Tons) | TAB-ACC-PRM | H.V.A.C.,Air Conditioner | HVAC |  |  | http://www.toronto.ca/TWONTO#air_condition |  | HVAC, Primary & Corrosion Control Units
37581 | NX4019 | AHU, WA7 Storage Facilities | TAB-ACC-AHU | Air Handling Unit | HVAC |  |  | http://www.toronto.ca/TWONTO#air_handler_unit |  | Air Handling Unit & Supply Fan
37582 | NX4019 | AHU, WA7 Storage Facilities | TAB-ACC-AHU-DEW | Air Handling Unit | HVAC |  |  | http://www.toronto.ca/TWONTO#air_handler_unit |  | AHUs/Supply Fans Dewater. Bldg.
37583 | NX4020A | Unit Heater,Ground Equipment Store | TAB-ACC-HTR-SLO | H.V.A.C.,Heater | HVAC |  |  | http://www.toronto.ca/TWONTO#heater |  | Unit Heaters- Silo Bldg
37586 | NX4038A | Fan, Makeup Air | TAB-ACC-AHU | Fan | HVAC |  |  | http://www.toronto.ca/TWONTO#blower_or_fan_with_drive |  | Air Handling Unit & Supply Fan
37588 | NX4041A | Conditioner, Air, P Building VFD Room(4 Tons) | TAB-ACC-CI | H.V.A.C.,Air Conditioner | HVAC |  |  | http://www.toronto.ca/TWONTO#air_condition |  | Chiller and Air Coolers
37593 | NX6106A | Conditioner, Air, Dig Gas Ctrl Bldg, ACU-1 | TAB-ACC-CI | H.V.A.C.,Air Conditioner | HVAC |  |  | http://www.toronto.ca/TWONTO#air_condition |  | Chiller and Air Coolers
37594 | NX6107A | Chiller, Dig Gas Ctrl Bldg, ACC-1- Gas Ctrl Bldg, | TAB-ACC-CI | H.V.A.C.,Chiller | HVAC |  |  | http://www.toronto.ca/TWONTO#chiller |  | Chiller and Air Coolers
37595 | NX6108A | Chiller, Dig Gas Ctrl Bldg, ACC-2- Gas Control Bldg. | TAB-ACC-CI | H.V.A.C.,Chiller | HVAC |  |  | http://www.toronto.ca/TWONTO#chiller |  | Chiller and Air Coolers
37596 | NX6201A | Air Conditioner, AHU, Polymer Bldg, Dewatering Building Roof | TAB-ACC-CI | H.V.A.C.,Air Conditioner | HVAC |  |  | http://www.toronto.ca/TWONTO#air_condition |  | Chiller and Air Coolers
37597 | NX6202A | Air Conditioner, AHU, Polymer Bldg, Dewatering | TAB-ACC-CI | H.V.A.C.,Air Conditioner | HVAC |  |  | http://www.toronto.ca/TWONTO#air_condition |  | Chiller and Air Coolers
37598 | NX6203A | Air Conditioner, AHU, Polymer Bldg, Dewatering Building Roof | TAB-ACC-CI | H.V.A.C.,Air Conditioner | HVAC |  |  | http://www.toronto.ca/TWONTO#air_condition |  | Chiller and Air Coolers
37786 | PX2522A | Corrosion Control Unit, Grease House #1 | TAB-ACC-PRM | H.V.A.C.,Air Conditioner | HVAC |  |  | ? |  | HVAC, Primary & Corrosion Control Units
38578 | TAB-ACC-0200 | Domestic H.W. System 1, Admin Bldg, Item 20 | TAB-ACC |  | HVAC |  | ACC | http://www.toronto.ca/TWONTO#collection_of_assets |  | Plant HVAC Equipment
38579 | TAB-ACC-0300 | Domestic H.W. System 2, Admin Bldg, Item 21 | TAB-ACC |  | HVAC |  | ACC | http://www.toronto.ca/TWONTO#collection_of_assets |  | Plant HVAC Equipment
38580 | TAB-ACC-1000 | Heating, Primary 10-12 & Grit Tanks 13-16 Process ( D Bldg) (Item #24) | TAB-ACC |  | HVAC |  | ACC | http://www.toronto.ca/TWONTO#collection_of_assets |  | Plant HVAC Equipment
38581 | TAB-ACC-1100 | HVAC Heating, P Bldg | TAB-ACC | H.V.A.C. | HVAC |  | ACC | http://www.toronto.ca/TWONTO#collection_of_assets |  | Plant HVAC Equipment
38582 | TAB-ACC-1200 | Heating, Floatation Bldg -Item #25 | TAB-ACC |  | HVAC |  | ACC | http://www.toronto.ca/TWONTO#collection_of_assets |  | Plant HVAC Equipment
38584 | TAB-ACC-1700 | Heating Process & Space ,(Item #19) O.P.S.Process | TAB-ACC |  | HVAC |  | ACC | http://www.toronto.ca/TWONTO#collection_of_assets |  | Plant HVAC Equipment
38585 | TAB-ACC-1800 | Heating ,Space ,Blower Bldg, | TAB-ACC |  | HVAC |  | ACC | http://www.toronto.ca/TWONTO#collection_of_assets |  | Plant HVAC Equipment
38586 | TAB-ACC-2100 | Heating ,Space ,H tunnel | TAB-ACC |  | HVAC |  | ACC | http://www.toronto.ca/TWONTO#collection_of_assets |  | Plant HVAC Equipment
38587 | TAB-ACC-2800 | Centrifuge Bldg. Space Heating,(Item #7) | TAB-ACC |  | HVAC |  | ACC | http://www.toronto.ca/TWONTO#collection_of_assets |  | Plant HVAC Equipment
38588 | TAB-ACC-3200 | Equalizing Tank Bldg. Space Heating, | TAB-ACC |  | HVAC |  | ACC | http://www.toronto.ca/TWONTO#collection_of_assets |  | Plant HVAC Equipment
38589 | TAB-ACC-3400 | Filter Bldg (Old Dewatering) S-6,S-7Space Heating,(Item #38) | TAB-ACC |  | HVAC |  | ACC | http://www.toronto.ca/TWONTO#collection_of_assets |  | Plant HVAC Equipment
38590 | TAB-ACC-4800 | Process Heating, ( Digester 19-22,Item #17) | TAB-ACC |  | HVAC |  | ACC | http://www.toronto.ca/TWONTO#collection_of_assets |  | Plant HVAC Equipment
38591 | TAB-ACC-4900 | Process Heating, HVAC Waste Gas Burner station | TAB-ACC | H.V.A.C. | HVAC |  | ACC | http://www.toronto.ca/TWONTO#collection_of_assets |  | Plant HVAC Equipment
38595 | TAB-ACC-6000 | (Item #14) Digester 13-16 Process Heating | TAB-ACC |  | HVAC |  | ACC | http://www.toronto.ca/TWONTO#collection_of_assets |  | Plant HVAC Equipment
38596 | TAB-ACC-6100 | Digester 5-8 Space Heating | TAB-ACC |  | HVAC |  | ACC | http://www.toronto.ca/TWONTO#collection_of_assets |  | Plant HVAC Equipment
38597 | TAB-ACC-AC-0301 | Conditioner, Air,Mogen, No. 1 | TAB-ACC-CI | H.V.A.C.,Air Conditioner | HVAC |  | AC | http://www.toronto.ca/TWONTO#air_condition |  | Chiller and Air Coolers
38598 | TAB-ACC-AC-0501 | Conditioner, Air,MCC Room South of Digester 5-8 | TAB-ACC-CI | H.V.A.C.,Air Conditioner | HVAC |  | AC | http://www.toronto.ca/TWONTO#air_condition |  | Chiller and Air Coolers
38599 | TAB-ACC-AC-0602 | Conditioner, Air, Digester 5-8 MCC Room South of Digester 9-12 South Wall(2 Tons) | TAB-ACC-ACC-0602 | H.V.A.C.,Air Conditioner | HVAC |  | AC | http://www.toronto.ca/TWONTO#air_condition |  | Conditioner, Air, Digester 5-8 MCC Room, South of Digester 9-12
38600 | TAB-ACC-AC-1002 | Conditioner, Air,MCC Room Basement, D Bldg | TAB-ACC-CI | H.V.A.C.,Air Conditioner | HVAC |  | AC | http://www.toronto.ca/TWONTO#air_condition |  | Chiller and Air Coolers
38601 | TAB-ACC-AC-1201 | Conditioner, Air,Electrical office in Z Bldg | TAB-ACC-CI | H.V.A.C.,Air Conditioner | HVAC |  | AC | http://www.toronto.ca/TWONTO#air_condition |  | Chiller and Air Coolers
38602 | TAB-ACC-AC-1210 | Conditioner, Air,WA5 Meeting Room, Floatation Bldg | TAB-ACC-CI | H.V.A.C.,Air Conditioner | HVAC |  | AC | http://www.toronto.ca/TWONTO#air_condition |  | Chiller and Air Coolers
38603 | TAB-ACC-AC-1301 | Conditioner, Air,New North Sub station- Battery Room | TAB-ACC-CI | H.V.A.C.,Air Conditioner | HVAC |  | AC | http://www.toronto.ca/TWONTO#air_condition |  | Chiller and Air Coolers
38604 | TAB-ACC-AC-1302 | Conditioner, Air,New North Sub station- Electrical Room | NRTH SUBSTN_ELE_CNTRL_RM | H.V.A.C.,Air Conditioner | HVAC |  | AC | http://www.toronto.ca/TWONTO#air_condition |  | MSA Substation,Electrical Control Room
38605 | TAB-ACC-AC-1303 | Conditioner, Air, Heater,North SubStation | NORTH SUBSTN_1ST FLR | H.V.A.C.,Air Conditioner | HVAC |  | AC | http://www.toronto.ca/TWONTO#air_condition |  | MSA Substation,1st Floor
38606 | TAB-ACC-AC-1303A | Air Delivery Unit-North SubStation | TAB-ACC-AC-1303 | H.V.A.C.,Air Conditioner | HVAC |  | AC | ? |  | Conditioner, Air, Heater,North SubStation
38607 | TAB-ACC-AC-1303B | Air Delivery Unit-North SubStation | TAB-ACC-AC-1303 | H.V.A.C.,Air Conditioner | HVAC |  | AC | ? |  | Conditioner, Air, Heater,North SubStation
38608 | TAB-ACC-AC-1303C | Air Delivery Unit-North SubStation | TAB-ACC-AC-1303 | H.V.A.C.,Air Conditioner | HVAC |  | AC | ? |  | Conditioner, Air, Heater,North SubStation
38654 | TAB-ACC-AC-1304 | Conditioner, Air, Heater,North SubStation | NORTH SUBSTN_1ST FLR | H.V.A.C.,Air Conditioner | HVAC |  | AC | http://www.toronto.ca/TWONTO#air_condition |  | MSA Substation,1st Floor
38655 | TAB-ACC-AC-1311 | Conditioner, Air,Aeration Hut No.1 East(2.5 Tons) | TAB-ACC-CI | H.V.A.C.,Air Conditioner | HVAC |  | AC | http://www.toronto.ca/TWONTO#air_condition |  | Chiller and Air Coolers
38656 | TAB-ACC-AC-1321 | Conditioner, Air,Aeration Hut No.2 East(2.5 Tons) | TAB-ACC-CI | H.V.A.C.,Air Conditioner | HVAC |  | AC | http://www.toronto.ca/TWONTO#air_condition |  | Chiller and Air Coolers
38658 | TAB-ACC-AC-1420 | Conditioner, Air,WA6 Meeting Room | TAB-ACC-CI | H.V.A.C.,Air Conditioner | HVAC |  | AC | http://www.toronto.ca/TWONTO#air_condition |  | Chiller and Air Coolers
38660 | TAB-ACC-AC-1601SUS | Conditioner, Air,MCC Room North of Primary Tank #9 | TAB-SUSPENDED ENTITY | H.V.A.C.,Air Conditioner | HVAC | 40945 | AC | http://www.toronto.ca/TWONTO#air_condition |  | Suspended entities
38661 | TAB-ACC-AC-1810 | Conditioner,Air, Shipping and Receiving Room, Blower Room | TAB-ACC-CI | H.V.A.C.,Air Conditioner | HVAC |  | AC | http://www.toronto.ca/TWONTO#air_condition |  | Chiller and Air Coolers
38662 | TAB-ACC-AC-2801 | Conditioner,Air , WA3 Meeting Room(2 Tons) | TAB-ACC-CI | H.V.A.C.,Air Conditioner | HVAC |  | AC | http://www.toronto.ca/TWONTO#air_condition |  | Chiller and Air Coolers
38663 | TAB-ACC-AC-3020 | Air Conditioner, Electrical Room, Loading Bay Rooftop | TAB-ACC-CI | H.V.A.C.,Air Conditioner | HVAC |  | AC | http://www.toronto.ca/TWONTO#air_condition |  | Chiller and Air Coolers
38664 | TAB-ACC-AC-3030 | Air Conditioner, D Bldg, New Electrical Room | TAB-ACC-CI | H.V.A.C.,Air Conditioner | HVAC |  | AC | http://www.toronto.ca/TWONTO#air_condition |  | Chiller and Air Coolers
38665 | TAB-ACC-AC-3610 | Conditioner, Air,Old Admin Bldg, Roof | TAB-ACC-CI | H.V.A.C.,Air Conditioner | HVAC |  | AC | http://www.toronto.ca/TWONTO#air_condition |  | Chiller and Air Coolers
38666 | TAB-ACC-AC-3901 | Conditioner, Air,Heat Recovery Bldg. Main Flr. WA3 Machine Shop(20Tons) | TAB-ACC-CI | H.V.A.C.,Air Conditioner | HVAC |  | AC | http://www.toronto.ca/TWONTO#air_condition |  | Chiller and Air Coolers
38667 | TAB-ACC-AC-4041 | Air Conditioning Unit,VFD Room,Grit Build,P Building | TAB-ACC-CI | H.V.A.C.,Air Conditioner | HVAC |  | AC | http://www.toronto.ca/TWONTO#air_condition |  | Chiller and Air Coolers
38668 | TAB-ACC-AC-4100 | Air conditioner, MCC Room ( Stack Strobe Control room) Main Stack | TAB-ACC-CI | H.V.A.C.,Air Conditioner | HVAC |  | AC | http://www.toronto.ca/TWONTO#air_condition |  | Chiller and Air Coolers
38669 | TAB-ACC-AC-5810 | Conditioner, Air,Computer Room Biosolid Bldg | TAB-ACC-CI | H.V.A.C.,Air Conditioner | HVAC |  | AC | http://www.toronto.ca/TWONTO#air_condition |  | Chiller and Air Coolers
38670 | TAB-ACC-AC-6412 | Air Conditioner, Indoor, Electrical Room, Old Screen Bldg., P Bldg. | TAB-ACC-CI | H.V.A.C.,Air Conditioner | HVAC |  | AC | http://www.toronto.ca/TWONTO#air_condition |  | Chiller and Air Coolers
38671 | TAB-ACC-AC-6511 | Air Conditioner, Indoor, Electrical Room No. 1, Screen Bldg., P Bldg. | TAB-ACC-CI | H.V.A.C.,Air Conditioner | HVAC |  | AC | http://www.toronto.ca/TWONTO#air_condition |  | Chiller and Air Coolers
38672 | TAB-ACC-AC-6521 | Air Conditioner, Indoor, Electrical Room No. 2, Screen Bldg., P Bldg. | TAB-ACC-CI | H.V.A.C.,Air Conditioner | HVAC |  | AC | http://www.toronto.ca/TWONTO#air_condition |  | Chiller and Air Coolers
38673 | TAB-ACC-AC-6531 | Air Conditioner, Indoor, Workshop Control Room, Screen Bldg., P Bldg. | TAB-ACC-CI | H.V.A.C.,Air Conditioner | HVAC |  | AC | http://www.toronto.ca/TWONTO#air_condition |  | Chiller and Air Coolers
38674 | TAB-ACC-AC-6532 | Air Conditioner, Indoor, Workshop electrical Room No. 3, Screen Bldg., P Bldg. | TAB-ACC-CI | H.V.A.C.,Air Conditioner | HVAC |  | AC | http://www.toronto.ca/TWONTO#air_condition |  | Chiller and Air Coolers
38675 | TAB-ACC-AC-6534 | Air Conditioner, Indoor, Workshop Corridor No. 3, Screen Bldg., P Bldg. | TAB-ACC-CI | H.V.A.C.,Air Conditioner | HVAC |  | AC | http://www.toronto.ca/TWONTO#air_condition |  | Chiller and Air Coolers
38676 | TAB-ACC-AC-6536 | Air Conditioner, Indoor, Workshop storage/future Office, Screen Bldg., P Bldg. | TAB-ACC-CI | H.V.A.C.,Air Conditioner | HVAC |  | AC | http://www.toronto.ca/TWONTO#air_condition |  | Chiller and Air Coolers
38677 | TAB-ACC-AC-8201 | Air Conditioner, (Evap) M Bldg | TAB-ACC-AHU-M&T |  | HVAC |  | AC | http://www.toronto.ca/TWONTO#air_condition |  | AHUs/Supply Fans, Dampers M&T Bldg.
38678 | TAB-ACC-AC-9201 | Condensing Unit, T Building Roof | TAB-ACC-AHU-M&T |  | HVAC |  | AC | http://www.toronto.ca/TWONTO#AC_condenser_unit |  | AHUs/Supply Fans, Dampers M&T Bldg.
38679 | TAB-ACC-ACC-0501 | Conditioner, Air, Digester 1-4 MCC Room South of Digester 5-8, Outside(2 Tons) | TAB-ACC-CI | H.V.A.C.,Air Conditioner | HVAC |  | ACC | http://www.toronto.ca/TWONTO#air_condition |  | Chiller and Air Coolers
38680 | TAB-ACC-ACC-0601 | Conditioner, Air, Digester 5-8 MCC Room South of Digester 9-12, Outside(2 Tons) | TAB-ACC-CI | H.V.A.C.,Air Conditioner | HVAC |  | ACC | http://www.toronto.ca/TWONTO#air_condition |  | Chiller and Air Coolers
38681 | TAB-ACC-ACC-0602 | Conditioner, Air, Digester 5-8 MCC Room, South of Digester 9-12 | TAB-ACC-CI | H.V.A.C.,Air Conditioner | HVAC |  | ACC | http://www.toronto.ca/TWONTO#air_condition |  | Chiller and Air Coolers
38682 | TAB-ACC-ACC-6101 | Conditioner, Air,MCC Room South of Digester 5-8, Outside | TAB-ACC-AC-6101 | H.V.A.C.,Air Conditioner | HVAC |  | ACC | http://www.toronto.ca/TWONTO#air_condition |  | Conditioner, Air, Digester 1-4, MCC Room South of Digester 5-8 South Wall
38694 | TAB-ACC-AHU-1235 | Heating Coil, Flotation Bldg | TAB-ACC-AHU | H.V.A.C.,Heater | HVAC |  | AHU | heating_coil |  | Air Handling Unit & Supply Fan
38695 | TAB-ACC-AHU-1235 | Heating Coil, Flotation Bldg | TAB-ACC-AHU-THK | H.V.A.C.,Heater | HVAC |  | AHU | heating_coil |  | AHUs/Supply Fans Float. Bldg.
38696 | TAB-ACC-AHU-1235 | Heating Coil, Flotation Bldg | TAB-ACC-HTR | H.V.A.C.,Heater | HVAC |  | AHU | heating_coil |  | Heaters- Convection,
38697 | TAB-ACC-AHU-1236 | Heating Coil, Flotation Bldg | TAB-ACC-AHU | H.V.A.C.,Heater | HVAC |  | AHU | heating_coil |  | Air Handling Unit & Supply Fan
38698 | TAB-ACC-AHU-1236 | Heating Coil, Flotation Bldg | TAB-ACC-AHU-THK | H.V.A.C.,Heater | HVAC |  | AHU | heating_coil |  | AHUs/Supply Fans Float. Bldg.
38699 | TAB-ACC-AHU-1244 | Air Handing unit,Flotation Bldg | TAB-ACC-AHU | H.V.A.C.,Heater | HVAC |  | AHU | http://www.toronto.ca/TWONTO#air_handler_unit |  | Air Handling Unit & Supply Fan
38740 | TAB-ACC-AHU-1247 | Air Handing unit,Flotation Bldg | TAB-ACC-AHU-THK | H.V.A.C.,Heater | HVAC |  | AHU | http://www.toronto.ca/TWONTO#air_handler_unit |  | AHUs/Supply Fans Float. Bldg.
38741 | TAB-ACC-AHU-1250 | Air Handing unit,Flotation Bldg | TAB-ACC-AHU | Air Handling Unit | HVAC |  | AHU | http://www.toronto.ca/TWONTO#air_handler_unit |  | Air Handling Unit & Supply Fan
38742 | TAB-ACC-AHU-1252 | Air Handing unit,Flotation Bldg | TAB-ACC-AHU-THK | H.V.A.C.,Heater | HVAC |  | AHU | http://www.toronto.ca/TWONTO#air_handler_unit |  | AHUs/Supply Fans Float. Bldg.
38747 | TAB-ACC-AHU-1407 | Air Handling Unit S-7(FOR BOILER ROOM) , Z Bldg | TAB-ACC-AHU |  | HVAC |  | AHU | http://www.toronto.ca/TWONTO#air_handler_unit |  | Air Handling Unit & Supply Fan
38748 | TAB-ACC-AHU-1407 | Air Handling Unit S-7(FOR BOILER ROOM) , Z Bldg | TAB-SUSPENDED ENTITY |  | HVAC |  | AHU | http://www.toronto.ca/TWONTO#air_handler_unit |  | Suspended entities
38749 | TAB-ACC-AHU-1408 | Air Handling Unit, Air Supply to Boiler Room, Z Bldg | TAB-ACC-AHU-ZBLDG | H.V.A.C. | HVAC | 38012 | AHU | http://www.toronto.ca/TWONTO#air_handler_unit |  | AHUs/Supply Fans Z. Bldg.
38750 | TAB-ACC-AHU-1409 | Air Handling Unit, Z Bldg, 3rd Flr | TAB-ACC-AHU | Fan | HVAC | 38013 | AHU | http://www.toronto.ca/TWONTO#air_handler_unit |  | Air Handling Unit & Supply Fan
38759 | TAB-ACC-AHU-1837 | AHU, Blower Bldg | TAB-ACC-AHU | Air Handling Unit | HVAC |  | AHU | http://www.toronto.ca/TWONTO#air_handler_unit |  | Air Handling Unit & Supply Fan
38760 | TAB-ACC-AHU-1837 | AHU, Blower Bldg | TAB-ACC-AHU-BL | Air Handling Unit | HVAC |  | AHU | http://www.toronto.ca/TWONTO#air_handler_unit |  | AHUs/Supply Fans Blower Bldg.
38761 | TAB-ACC-AHU-1840 | AHU, Blower Bldg | TAB-ACC-AHU-BL | Air Handling Unit | HVAC |  | AHU | http://www.toronto.ca/TWONTO#air_handler_unit |  | AHUs/Supply Fans Blower Bldg.
38762 | TAB-ACC-AHU-1845 | AHU, Blower Bldg | TAB-ACC-AHU | Air Handling Unit | HVAC |  | AHU | http://www.toronto.ca/TWONTO#air_handler_unit |  | Air Handling Unit & Supply Fan
38763 | TAB-ACC-AHU-1848 | AHU, Blower Bldg | TAB-ACC-AHU-BL | Air Handling Unit | HVAC |  | AHU | http://www.toronto.ca/TWONTO#air_handler_unit |  | AHUs/Supply Fans Blower Bldg.
38764 | TAB-ACC-AHU-1850 | AHU, Blower Bldg | TAB-ACC-AHU-BL | Air Handling Unit | HVAC |  | AHU | http://www.toronto.ca/TWONTO#air_handler_unit |  | AHUs/Supply Fans Blower Bldg.
38765 | TAB-ACC-AHU-1853 | AHU, Blower Bldg | TAB-ACC-AHU | Air Handling Unit | HVAC |  | AHU | http://www.toronto.ca/TWONTO#air_handler_unit |  | Air Handling Unit & Supply Fan
38767 | TAB-ACC-AHU-1904 | AHU, Server Room, Blower Bldg | TAB-ACC-AHU | Air Handling Unit | HVAC |  | AHU | http://www.toronto.ca/TWONTO#air_handler_unit |  | Air Handling Unit & Supply Fan
38768 | TAB-ACC-AHU-1917 | AHU, Blower Bldg, Electrician Room/Heating and A/C(3.5 Tons) | TAB-ACC-AHU | Air Handling Unit | HVAC |  | AHU | http://www.toronto.ca/TWONTO#air_handler_unit |  | Air Handling Unit & Supply Fan
38769 | TAB-ACC-AHU-2002 | AHU- New West Control Bldg | TAB-ACC-AHU | Air Handling Unit | HVAC |  | AHU | http://www.toronto.ca/TWONTO#air_handler_unit |  | Air Handling Unit & Supply Fan
38770 | TAB-ACC-AHU-2003 | AHU- New West Control Bldg | TAB-ACC-AHU | Air Handling Unit | HVAC |  | AHU | http://www.toronto.ca/TWONTO#air_handler_unit |  | Air Handling Unit & Supply Fan
38771 | TAB-ACC-AHU-2110 | AHU, 'H' Tunnel Supply Air | TAB-ACC-AHU | Air Handling Unit | HVAC |  | AHU | http://www.toronto.ca/TWONTO#air_handler_unit |  | Air Handling Unit & Supply Fan
38772 | TAB-ACC-AHU-2240 | AHU, PRS Building Supply air | TAB-ACC-AHU | Air Handling Unit | HVAC |  | AHU | http://www.toronto.ca/TWONTO#air_handler_unit |  | Air Handling Unit & Supply Fan
38773 | TAB-ACC-AHU-3435 | AHU (Supply Fan - S6), Filter Bldg (Old Dewatering) | TAB-ACC-AHU | Air Handling Unit | HVAC |  | AHU | http://www.toronto.ca/TWONTO#air_handler_unit |  | Air Handling Unit & Supply Fan
38775 | TAB-ACC-AHU-3894SUS | AHU,Incinerator Bldg | TAB-ACC-AHU | Air Handling Unit | HVAC | 41014 | AHU | http://www.toronto.ca/TWONTO#air_handler_unit |  | Air Handling Unit & Supply Fan
38776 | TAB-ACC-AHU-3918SUS | AHU, Heat Recovery Bldg | TAB-ACC-AHU | Air Handling Unit | HVAC | 34633 | AHU | http://www.toronto.ca/TWONTO#air_handler_unit |  | Air Handling Unit & Supply Fan
38777 | TAB-ACC-AHU-3918SUS | AHU, Heat Recovery Bldg | TAB-SUSPENDED ENTITY | Air Handling Unit | HVAC | 34633 | AHU | http://www.toronto.ca/TWONTO#air_handler_unit |  | Suspended entities
38778 | TAB-ACC-AHU-3922 | AHU, Old Dewatering Building Roof | TAB-ACC-AHU | Air Handling Unit | HVAC |  | AHU | http://www.toronto.ca/TWONTO#air_handler_unit |  | Air Handling Unit & Supply Fan
38779 | TAB-ACC-AHU-4455 | AHU, Aux. Bldg Basement | TAB-ACC-AHU | Air Handling Unit | HVAC |  | AHU | http://www.toronto.ca/TWONTO#air_handler_unit |  | Air Handling Unit & Supply Fan
38780 | TAB-ACC-AHU-4455 | AHU, Aux. Bldg Basement | TAB-ACC-AHU-AUX | Air Handling Unit | HVAC |  | AHU | http://www.toronto.ca/TWONTO#air_handler_unit |  | AHUs/Supply Fans Aux. Bldg
38781 | TAB-ACC-AHU-4476 | AHU, Aux Bldg | TAB-ACC-AHU-AUX | Air Handling Unit | HVAC |  | AHU | http://www.toronto.ca/TWONTO#air_handler_unit |  | AHUs/Supply Fans Aux. Bldg
38782 | TAB-ACC-AHU-4477 | AHU, Aux Bldg | TAB-ACC-AHU | Air Handling Unit | HVAC |  | AHU | http://www.toronto.ca/TWONTO#air_handler_unit |  | Air Handling Unit & Supply Fan
38783 | TAB-ACC-AHU-4501 | AHU, Digester 1-4, Drip Trap Room | TAB-ACC-AHU-DIG | Air Handling Unit | HVAC |  | AHU | http://www.toronto.ca/TWONTO#air_handler_unit |  | AHUs/Supply Fans Dig. Bldg.
38784 | TAB-ACC-AHU-4503 | AHU, Digester 1-4, Sludge Heater Room | TAB-ACC-AHU-DIG | Air Handling Unit | HVAC |  | AHU | http://www.toronto.ca/TWONTO#air_handler_unit |  | AHUs/Supply Fans Dig. Bldg.
38785 | TAB-ACC-AHU-4504? | AHU, Digester 1-4, Pump Room | TAB-ACC-AHU-DIG | Air Handling Unit | HVAC | 46311 | AHU | http://www.toronto.ca/TWONTO#air_handler_unit |  | AHUs/Supply Fans Dig. Bldg.
38786 | TAB-ACC-AHU-4504? | AHU, Digester 1-4, Pump Room | TAB-SUSPENDED ENTITY | Air Handling Unit | HVAC | 46311 | AHU | http://www.toronto.ca/TWONTO#air_handler_unit |  | Suspended entities
38787 | TAB-ACC-AHU-4901 | Air Handling Unit, Waste Gas Buner Station | TAB-ACC-AHU | Air Handling Unit | HVAC |  | AHU | http://www.toronto.ca/TWONTO#air_handler_unit |  | Air Handling Unit & Supply Fan
38788 | TAB-ACC-AHU-5301 | Air Handling Unit, Seawall Sub-Station | TAB-ACC-AHU | Air Handling Unit | HVAC |  | AHU | http://www.toronto.ca/TWONTO#air_handler_unit |  | Air Handling Unit & Supply Fan
38789 | TAB-ACC-AHU-5301 | Air Handling Unit, Seawall Sub-Station | TAB-ACC-AHU-SEAWL | Air Handling Unit | HVAC |  | AHU | http://www.toronto.ca/TWONTO#air_handler_unit |  | AHUs/Supply Fans Sea Wall Substation
38829 | TAB-ACC-AHU-6103 | AHU, Digester 5-8 Sludge Heat. Room | TAB-ACC-AHU-DIG | Air Handling Unit | HVAC |  | AHU | http://www.toronto.ca/TWONTO#air_handler_unit |  | AHUs/Supply Fans Dig. Bldg.
38830 | TAB-ACC-AHU-6104 | AHU, Digester 5-8 Pump Room | TAB-ACC-AHU-DIG | Air Handling Unit | HVAC |  | AHU | http://www.toronto.ca/TWONTO#air_handler_unit |  | AHUs/Supply Fans Dig. Bldg.
38834 | TAB-ACC-AHU-6410 | Air Handling Unit, Roof, Grit Bldg., P Bldg. | TAB-ACC-AHU-PBLDG | Air Handling Unit | HVAC |  | AHU | http://www.toronto.ca/TWONTO#air_handler_unit |  | AHUs/Supply Fans P. Bldg.
38835 | TAB-ACC-AHU-6440 | Air Handling Unit, Primary Tank Operating Gallery, Ground, West Side | TAB-SUSPENDED ENTITY | Air Handling Unit | HVAC | 46312 | AHU | http://www.toronto.ca/TWONTO#air_handler_unit |  | Suspended entities
38836 | TAB-ACC-AHU-6460 | Air Handling Unit, Existing Primary Tank Operating Gallery, Ground, West Side | TAB-ACC-AHU-PBLDG | Air Handling Unit | HVAC |  | AHU | http://www.toronto.ca/TWONTO#air_handler_unit |  | AHUs/Supply Fans P. Bldg.
38837 | TAB-ACC-AHU-6510 | Air Handling Unit, Mechanical Room no.1, Screen Bldg., P Bldg. | TAB-ACC-AHU-PBLDG | Air Handling Unit | HVAC |  | AHU | http://www.toronto.ca/TWONTO#air_handler_unit |  | AHUs/Supply Fans P. Bldg.
38838 | TAB-ACC-AHU-6520 | Air Handling Unit, Mechanical Room no.2, Screen Bldg., P Bldg. | TAB-ACC-AHU-PBLDG | Air Handling Unit | HVAC |  | AHU | http://www.toronto.ca/TWONTO#air_handler_unit |  | AHUs/Supply Fans P. Bldg.
38839 | TAB-ACC-AHU-6530 | Air Handling Unit, Mechanical Room no.3, Screen Bldg., P Bldg. | TAB-ACC-AHU-PBLDG | Air Handling Unit | HVAC |  | AHU | http://www.toronto.ca/TWONTO#air_handler_unit |  | AHUs/Supply Fans P. Bldg.
38840 | TAB-ACC-AHU-6540 | Air Handling Unit, Mechanical Room no.3, Screen Bldg., P Bldg. | TAB-ACC-AHU-PBLDG | Air Handling Unit | HVAC |  | AHU | http://www.toronto.ca/TWONTO#air_handler_unit |  | AHUs/Supply Fans P. Bldg.
38841 | TAB-ACC-AHU-6560 | Air Handling Unit, Mechanical Room no.3, Screen Bldg., P Bldg. | TAB-ACC-AHU-PBLDG | Air Handling Unit | HVAC |  | AHU | http://www.toronto.ca/TWONTO#air_handler_unit |  | AHUs/Supply Fans P. Bldg.
38842 | TAB-ACC-AHU-8232 | AHU,M Bldg | TAB-ACC-AHU | Air Handling Unit | HVAC |  | AHU | http://www.toronto.ca/TWONTO#air_handler_unit |  | Air Handling Unit & Supply Fan
38843 | TAB-ACC-AHU-8232 | AHU,M Bldg | TAB-ACC-AHU-M&T | Air Handling Unit | HVAC |  | AHU | http://www.toronto.ca/TWONTO#air_handler_unit |  | AHUs/Supply Fans, Dampers M&T Bldg.
38844 | TAB-ACC-AHU-8234 | AHU,M Bldg | TAB-ACC-AHU | Air Handling Unit | HVAC |  | AHU | http://www.toronto.ca/TWONTO#air_handler_unit |  | Air Handling Unit & Supply Fan
38845 | TAB-ACC-AHU-8234 | AHU,M Bldg | TAB-ACC-AHU-M&T | Air Handling Unit | HVAC |  | AHU | http://www.toronto.ca/TWONTO#air_handler_unit |  | AHUs/Supply Fans, Dampers M&T Bldg.
38846 | TAB-ACC-AHU-8300 | AHU, Make-up Air Unit, M Building, Roof | TAB-ACC-AHU-M&T | Air Handling Unit | HVAC |  | AHU | http://www.toronto.ca/TWONTO#air_handler_unit |  | AHUs/Supply Fans, Dampers M&T Bldg.
38938 | TAB-ACC-C-0001 | Cooler, Walk In, Lab, Water Cool | TAB-ACC-CI | H.V.A.C.,Air Conditioner | HVAC |  | C | walk_in_cooler |  | Chiller and Air Coolers
38947 | TAB-ACC-CP-4902 | Control Panel, Heating and Ventilation, Waste Gas Burner Station | TAB-ACC-AHU-4901 | Control Panel,HVAC | HVAC |  | CP | http://www.toronto.ca/TWONTO#process_control_panel |  | Air Handling Unit, Waste Gas Buner Station
38950 | TAB-ACC-CP-6500 | Panel, BAS Gateway Controller, Elect Room, New Screen Bldg, P Bldg. | TAB-ACC-AHU-PBLDG | Control Panel,HVAC | HVAC |  | CP | http://www.toronto.ca/TWONTO#process_control_panel |  | AHUs/Supply Fans P. Bldg.
38951 | TAB-ACC-CT-1404 | Control Panel, Zone Controller | TAB-ACC-VAV-1404 | Control Panel,HVAC | HVAC |  | CT | http://www.toronto.ca/TWONTO#thermostat_or_zone_controller_unit |  | Heater, Hot Water Reheat Coil, Variable air
38952 | TAB-ACC-CT-1405 | Control Panel, Zone Controller | TAB-ACC-VAV-1405 | Control Panel,HVAC | HVAC |  | CT | http://www.toronto.ca/TWONTO#thermostat_or_zone_controller_unit |  | Heater, Hot Water Reheat Coil, Variable air
38953 | TAB-ACC-CT-1419 | Control Panel, Zone Controller | TAB-ACC-VAV-1419 | Control Panel,HVAC | HVAC |  | CT | http://www.toronto.ca/TWONTO#thermostat_or_zone_controller_unit |  | Heater, Hot Water Reheat Coil, Variable air
38954 | TAB-ACC-CT-1420 | Control Panel, Zone Controller | TAB-ACC-VAV-1419 | Control Panel,HVAC | HVAC |  | CT | http://www.toronto.ca/TWONTO#thermostat_or_zone_controller_unit |  | Heater, Hot Water Reheat Coil, Variable air
38955 | TAB-ACC-CT-1433 | Control Panel, Zone Controller | TAB-ACC-HTR-1433 | Control Panel,HVAC | HVAC |  | CT | http://www.toronto.ca/TWONTO#thermostat_or_zone_controller_unit |  | Heater, Hot Water Reheat Coil
38956 | TAB-ACC-CT-1435 | Control Panel, Zone Controller | TAB-ACC-HTR-1435 | Control Panel,HVAC | HVAC |  | CT | http://www.toronto.ca/TWONTO#thermostat_or_zone_controller_unit |  | Heater, Hot Water Reheat Coil
38957 | TAB-ACC-CT-1437 | Control Panel, Zone Controller | TAB-ACC-HTR-1437 | Control Panel,HVAC | HVAC |  | CT | http://www.toronto.ca/TWONTO#thermostat_or_zone_controller_unit |  | Heater, Hot Water Reheat Coil
38958 | TAB-ACC-CT-1442 | Control Panel, Zone Controller | TAB-ACC-VAV-1442 | Control Panel,HVAC | HVAC |  | CT | http://www.toronto.ca/TWONTO#thermostat_or_zone_controller_unit |  | Heater, Hot Water Reheat Coil, Variable air
38959 | TAB-ACC-CT-1444 | Control Panel, Zone Controller | TAB-ACC-HTR-1444 | Control Panel,HVAC | HVAC |  | CT | http://www.toronto.ca/TWONTO#thermostat_or_zone_controller_unit |  | Heater, Hot Water Reheat Coil
38960 | TAB-ACC-CT-1447 | Control Panel, Zone Controller | TAB-ACC-HTR-1447 | Control Panel,HVAC | HVAC |  | CT | http://www.toronto.ca/TWONTO#thermostat_or_zone_controller_unit |  | Heater, Hot Water Reheat Coil
38961 | TAB-ACC-CT-1448 | Control Panel, Zone Controller | TAB-ACC-HTR-1448 | Control Panel,HVAC | HVAC |  | CT | http://www.toronto.ca/TWONTO#thermostat_or_zone_controller_unit |  | Heater, Hot Water Reheat Coil
38962 | TAB-ACC-CT-1450 | Control Panel, Zone Controller | TAB-ACC-VAV-1450 | Control Panel,HVAC | HVAC |  | CT | http://www.toronto.ca/TWONTO#thermostat_or_zone_controller_unit |  | Heater, Hot Water Reheat Coil, Variable air
38963 | TAB-ACC-CT-1455 | Control Panel, Zone Controller | TAB-ACC-HTR-1455 | Control Panel,HVAC | HVAC |  | CT | http://www.toronto.ca/TWONTO#thermostat_or_zone_controller_unit |  | Heater, Hot Water Reheat Coil
38964 | TAB-ACC-CT-1456 | Control Panel, Zone Controller | TAB-ACC-HTR-1499 | Control Panel,HVAC | HVAC |  | CT | http://www.toronto.ca/TWONTO#thermostat_or_zone_controller_unit |  | Heater, Hot Water Reheat Coil
38965 | TAB-ACC-CT-1457 | Control Panel, Zone Controller | TAB-ACC-VAV-1457 | Control Panel,HVAC | HVAC |  | CT | http://www.toronto.ca/TWONTO#thermostat_or_zone_controller_unit |  | Heater, Hot Water Reheat Coil, Variable air
38966 | TAB-ACC-CT-1458 | Control Panel, Zone Controller | TAB-ACC-VAV-1458 | Control Panel,HVAC | HVAC |  | CT | http://www.toronto.ca/TWONTO#thermostat_or_zone_controller_unit |  | Heater, Hot Water Reheat Coil, Variable air
38967 | TAB-ACC-CT-1461 | Control Panel, Zone Controller | TAB-ACC-HTR-1461 | Control Panel,HVAC | HVAC |  | CT | http://www.toronto.ca/TWONTO#thermostat_or_zone_controller_unit |  | Heater, Electric Reheat Coil
38968 | TAB-ACC-CT-1462 | Control Panel, Zone Controller | TAB-ACC-HTR-1462 | Control Panel,HVAC | HVAC |  | CT | http://www.toronto.ca/TWONTO#thermostat_or_zone_controller_unit |  | Heater unit, Z Bldg
38969 | TAB-ACC-CT-1484 | Control Panel, Zone Controller | TAB-ACC-VAV-1484 | Control Panel,HVAC | HVAC |  | CT | http://www.toronto.ca/TWONTO#thermostat_or_zone_controller_unit |  | Heater, Hot Water Reheat Coil, Variable air
38970 | TAB-ACC-CT-1485 | Control Panel, Zone Controller | TAB-ACC-VAV-1485 | Control Panel,HVAC | HVAC |  | CT | http://www.toronto.ca/TWONTO#thermostat_or_zone_controller_unit |  | Heater, Hot Water Reheat Coil, Variable air
38971 | TAB-ACC-CT-1488 | Control Panel, Zone Controller | TAB-ACC-VAV-1488 | Control Panel,HVAC | HVAC |  | CT | http://www.toronto.ca/TWONTO#thermostat_or_zone_controller_unit |  | Heater, Hot Water Reheat Coil, Variable air
38972 | TAB-ACC-CT-1489 | Control Panel, Zone Controller | TAB-ACC-VAV-1489 | Control Panel,HVAC | HVAC |  | CT | http://www.toronto.ca/TWONTO#thermostat_or_zone_controller_unit |  | Heater, Hot Water Reheat Coil, Variable air
38973 | TAB-ACC-CT-1490 | Control Panel, Zone Controller | TAB-ACC-HTR-1490 | Control Panel,HVAC | HVAC |  | CT | http://www.toronto.ca/TWONTO#thermostat_or_zone_controller_unit |  | Heater, Electric Reheat Coil
38974 | TAB-ACC-CT-1498 | Control Panel, Zone Controller | TAB-ACC-HTR-1498 | Control Panel,HVAC | HVAC |  | CT | http://www.toronto.ca/TWONTO#thermostat_or_zone_controller_unit |  | Heater, Hot Water Reheat Coil
38976 | TAB-ACC-CU-2187 | Fan, Exhaust, Z Bldg, Telephone Room | TAB-ACC-FN-ZBLDG | Fan | HVAC |  | CU | http://www.toronto.ca/TWONTO#blower_or_fan_with_drive |  | Exhaust Fans , Z Bldg
38977 | TAB-ACC-CU-2188 | Condensing Unit, Z Bldg | TAB-ACC-FN-ZBLDG | Fan | HVAC |  | CU | http://www.toronto.ca/TWONTO#AC_condenser_unit |  | Exhaust Fans , Z Bldg
38978 | TAB-ACC-CU-3600 | CONDENSING UNIT, AIR, WEST FACE ADMIN BUILDING | TAB-ADM-STRC | H.V.A.C.,Air Conditioner | HVAC |  | CU | http://www.toronto.ca/TWONTO#AC_condenser_unit |  | Old Admin Building - General
38979 | TAB-ACC-CU-6410 | Air Conditioner, Outdoor, Old Screen Bldg., P Bldg. | TAB-ACC-CI | H.V.A.C.,Air Conditioner | HVAC |  | CU | http://www.toronto.ca/TWONTO#AC_condenser_unit |  | Chiller and Air Coolers
38980 | TAB-ACC-CU-6510 | Condensing unit, Outdoor, lower Roof, Screen Bldg., P Bldg. | TAB-ACC-CI | H.V.A.C.,Air Conditioner | HVAC |  | CU | http://www.toronto.ca/TWONTO#AC_condenser_unit |  | Chiller and Air Coolers
38981 | TAB-ACC-CU-6520 | Condensing unit, Outdoor, lower Roof, Screen Bldg., P Bldg. | TAB-ACC-CI | H.V.A.C.,Air Conditioner | HVAC |  | CU | http://www.toronto.ca/TWONTO#AC_condenser_unit |  | Chiller and Air Coolers
38982 | TAB-ACC-CU-6530 | Condensing unit, Outdoor, Workshop Roof, Screen Bldg., P Bldg. | TAB-ACC-CI | H.V.A.C.,Air Conditioner | HVAC |  | CU | http://www.toronto.ca/TWONTO#AC_condenser_unit |  | Chiller and Air Coolers
38983 | TAB-ACC-CU-8201 | Condensing Unit, M Bldg Roof | TAB-ACC-AHU-M&T |  | HVAC |  | CU | http://www.toronto.ca/TWONTO#AC_condenser_unit |  | AHUs/Supply Fans, Dampers M&T Bldg.
39022 | TAB-ACC-DM-1404 | Damper, Actuated, Exhaust | TAB-ACC-VAV-1404 | Damper/Louver | HVAC |  | DM | http://www.toronto.ca/TWONTO#air_damper |  | Heater, Hot Water Reheat Coil, Variable air
39026 | TAB-ACC-DM-1417 | Damper, Actuated, Exhaust | TAB-ACC-VAV-1417 | Damper/Louver | HVAC |  | DM | http://www.toronto.ca/TWONTO#air_damper |  | Heater, Hot Water Reheat Coil, Variable air
39027 | TAB-ACC-DM-1418 | Damper, Actuated, Exhaust | TAB-ACC-VAV-1418 | Damper/Louver | HVAC |  | DM | http://www.toronto.ca/TWONTO#air_damper |  | Heater, Hot Water Reheat Coil, Variable air
39028 | TAB-ACC-DM-1419 | Damper, Actuated, Exhaust | TAB-ACC-VAV-1419 | Damper/Louver | HVAC |  | DM | http://www.toronto.ca/TWONTO#air_damper |  | Heater, Hot Water Reheat Coil, Variable air
39029 | TAB-ACC-DM-1420A | Damper, Actuated, Exhaust | TAB-ACC-VAV-1420 | Damper/Louver | HVAC |  | DM | http://www.toronto.ca/TWONTO#air_damper |  | Heater, Hot Water Reheat Coil, Variable air
39040 | TAB-ACC-DM-1440 | Damper, Actuated, Exhaust | TAB-ACC-VAV-1440 | Damper/Louver | HVAC |  | DM | http://www.toronto.ca/TWONTO#air_damper |  | Heater, Hot Water Reheat Coil, Variable air
39042 | TAB-ACC-DM-1442 | Damper, Actuated, Exhaust | TAB-ACC-VAV-1442 | Damper/Louver | HVAC |  | DM | http://www.toronto.ca/TWONTO#air_damper |  | Heater, Hot Water Reheat Coil, Variable air
39043 | TAB-ACC-DM-1450 | Damper, Actuated, Exhaust | TAB-ACC-VAV-1450 | Damper/Louver | HVAC |  | DM | http://www.toronto.ca/TWONTO#air_damper |  | Heater, Hot Water Reheat Coil, Variable air
39050 | TAB-ACC-DM-1485 | Damper, Actuated, Exhaust | TAB-ACC-VAV-1485 | Damper/Louver | HVAC |  | DM | http://www.toronto.ca/TWONTO#air_damper |  | Heater, Hot Water Reheat Coil, Variable air
39051 | TAB-ACC-DM-1487 | Damper, Actuated, Exhaust | TAB-ACC-VAV-1487 | Damper/Louver | HVAC |  | DM | http://www.toronto.ca/TWONTO#air_damper |  | Heater, Hot Water Reheat Coil, Variable air
39052 | TAB-ACC-DM-1488 | Damper, Actuated, Exhaust | TAB-ACC-VAV-1488 | Damper/Louver | HVAC |  | DM | http://www.toronto.ca/TWONTO#air_damper |  | Heater, Hot Water Reheat Coil, Variable air
39088 | TAB-ACC-DM-4902 | Damper, Manual, Waste Gas Burner Station | TAB-ACC-AHU-4901 | Damper/Louver | HVAC |  | DM | http://www.toronto.ca/TWONTO#air_damper |  | Air Handling Unit, Waste Gas Buner Station
39109 | TAB-ACC-DM-6411 | Damper, Motorized, Outside Air, AHU-6410, Roof, Existing Grit Bldg. | TAB-ACC-AHU-6410 | Damper/Louver | HVAC |  | DM | http://www.toronto.ca/TWONTO#air_damper |  | Air Handling Unit, Roof, Grit Bldg., P Bldg.
39110 | TAB-ACC-DM-6413 | Damper, Motorized, Supply Air, FN- 6412, Corridor Area of AHU-6410, Existing Grit Bldg. | TAB-ACC-AHU-6410 | Damper/Louver | HVAC |  | DM | http://www.toronto.ca/TWONTO#air_damper |  | Air Handling Unit, Roof, Grit Bldg., P Bldg.
39111 | TAB-ACC-DM-6414 | Damper, Motorized, Outside Air, Corridor Area of AHU-6410, Existing Grit Bldg. | TAB-ACC-AHU-6410 | Damper/Louver | HVAC |  | DM | http://www.toronto.ca/TWONTO#air_damper |  | Air Handling Unit, Roof, Grit Bldg., P Bldg.
39112 | TAB-ACC-DM-6416 | Damper, Motorized, Exhaust Air, FN- 6414, Roof, Existing Grit Bldg. | TAB-ACC-FN-6414 | Damper/Louver | HVAC |  | DM | http://www.toronto.ca/TWONTO#air_damper |  | Fan, Centrifugal, Exhaust Air, Roof, Grit Bldg., P Bldg.
39113 | TAB-ACC-DM-6417 | Damper, Motorized, Exhaust Air, FN- 6415, Roof, Existing Grit Bldg. | TAB-ACC-FN-6415 | Damper/Louver | HVAC |  | DM | http://www.toronto.ca/TWONTO#air_damper |  | Fan, Centrifugal, Exhaust Air, Roof, Grit Bldg., P Bldg.
39114 | TAB-ACC-DM-6420 | Damper, Motorized, Exhaust Air, FN- 6418, Roof, Existing Grit Bldg. | TAB-ACC-FN-6418 | Damper/Louver | HVAC |  | DM | http://www.toronto.ca/TWONTO#air_damper |  | Fan, Centrifugal, Exhaust Air, Roof, Grit Bldg., P Bldg.
39115 | TAB-ACC-DM-6423 | Damper, Motorized, Supply Air, FN- 6422, Corridor Area of AHU-6420, Existing Grit Bldg. | TAB-ACC-AHU-6420 | Damper/Louver | HVAC |  | DM | http://www.toronto.ca/TWONTO#air_damper |  | Air Handling Unit, Roof, Grit Bldg., P Bldg.
39116 | TAB-ACC-DM-6424 | Damper, Motorized, Outside Air, Corridor Area of AHU-6420, Existing Grit Bldg. | TAB-ACC-AHU-6420 | Damper/Louver | HVAC |  | DM | http://www.toronto.ca/TWONTO#air_damper |  | Air Handling Unit, Roof, Grit Bldg., P Bldg.
39117 | TAB-ACC-DM-6427 | Damper, Motorized, Outside Air, Grit Tank Area, Existing Grit Bldg. | TAB-ACC-AHU-6420 | Damper/Louver | HVAC |  | DM | http://www.toronto.ca/TWONTO#air_damper |  | Air Handling Unit, Roof, Grit Bldg., P Bldg.
39118 | TAB-ACC-DM-6431 | Damper, Motorized, Outside Air, AHU-6430, Roof, Existing Grit Bldg. | TAB-ACC-AHU-6430 | Damper/Louver | HVAC |  | DM | http://www.toronto.ca/TWONTO#air_damper |  | Air Handling Unit, Roof, Grit Bldg., P Bldg.
39119 | TAB-ACC-DM-6432 | Damper, Motorized, Supply Air, AHU-6430, Roof, Existing Grit Bldg. | TAB-ACC-AHU-6430 | Damper/Louver | HVAC |  | DM | http://www.toronto.ca/TWONTO#air_damper |  | Air Handling Unit, Roof, Grit Bldg., P Bldg.
39120 | TAB-ACC-DM-6434 | Damper, Motorized, Exhaust Air, FN- 6432, Corridor Area of AHU-6430, Existing Grit Bldg. | TAB-ACC-FN-6432 | Damper/Louver | HVAC |  | DM | http://www.toronto.ca/TWONTO#air_damper |  | Fan, Sidewall, Exhaust Air, AHU-6430, Roof, Grit Bldg., P Bldg.
39121 | TAB-ACC-DM-6453 | Damper, Motorized, Outside Air, FN- 6451, AHU-6450, Ground, East Operating Gallery | TAB-ACC-AHU-6450 | Damper/Louver | HVAC |  | DM | http://www.toronto.ca/TWONTO#air_damper |  | Air Handling Unit, Primary Tank Operating Gallery, Ground, East Side
39122 | TAB-ACC-DM-6455 | Damper, Motorized, Outside Air, Corridor Area of AHU-6450, East Operating Gallery | TAB-ACC-AHU-6450 | Damper/Louver | HVAC |  | DM | http://www.toronto.ca/TWONTO#air_damper |  | Air Handling Unit, Primary Tank Operating Gallery, Ground, East Side
39123 | TAB-ACC-DM-6456 | Damper, Motorized, Exhaust Air, FN- 6453, Corridor Area of AHU-6450, Exist. East Operating Gallery | TAB-ACC-FN-6453 | Damper/Louver | HVAC |  | DM | http://www.toronto.ca/TWONTO#air_damper |  | Fan, Sidewall, Exhaust Air, AHU-6450, Primary Tank Operating Gallery, Ground, East Side
39124 | TAB-ACC-DM-6457 | Damper, Motorized, Exhaust Air, FN- 6454, Ground, East Operating Gallery | TAB-ACC-FN-6454 | Damper/Louver | HVAC |  | DM | http://www.toronto.ca/TWONTO#air_damper |  | Fan, Centrifugal, Exhaust Air, Primary Tank Operating Gallery, Ground, East Side
39125 | TAB-ACC-DM-6462 | Damper, Motorized, Outside Air, FN- 6462,AHU-6460, Ground, Existing west operating gallery | TAB-ACC-FN-6462 | Damper/Louver | HVAC |  | DM | http://www.toronto.ca/TWONTO#air_damper |  | Fan, Centrifugal, Supply Air, AHU-6460, Primary Tank Operating Gallery, Ground, West Side
39126 | TAB-ACC-DM-6464 | Damper, Motorized, Supply Air, AHU-6460, Ground, Existing west operating gallery | TAB-ACC-AHU-6460 | Damper/Louver | HVAC |  | DM | http://www.toronto.ca/TWONTO#air_damper |  | Air Handling Unit, Existing Primary Tank Operating Gallery, Ground, West Side
39127 | TAB-ACC-DM-6473 | Damper, Motorized, Outside Air, FN- 6471, AHU-6470, Mechanical RM No. 6, Existing grit bldg. | TAB-ACC-AHU-6470 | Damper/Louver | HVAC |  | DM | http://www.toronto.ca/TWONTO#air_damper |  | Air Handling Unit, Mechanical Room no.6, Grit Bldg., P Bldg.
39128 | TAB-ACC-DM-6474 | Damper, Motorized, Supply Air, AHU-6470, Mechanical RM No. 6, Existing grit bldg. | TAB-ACC-AHU-6470 | Damper/Louver | HVAC |  | DM | http://www.toronto.ca/TWONTO#air_damper |  | Air Handling Unit, Mechanical Room no.6, Grit Bldg., P Bldg.
39129 | TAB-ACC-DM-6475 | Damper, Motorized, Supply Air, AHU-6470, Mechanical RM No. 6, Existing grit bldg. | TAB-ACC-AHU-6470 | Damper/Louver | HVAC |  | DM | http://www.toronto.ca/TWONTO#air_damper |  | Air Handling Unit, Mechanical Room no.6, Grit Bldg., P Bldg.
39130 | TAB-ACC-DM-6476 | Damper, Motorized, Exhaust Air, FN- 6464 & 6465, Mechanical RM No. 6, Existing grit bldg. | TAB-ACC-FN-6464 | Damper/Louver | HVAC |  | DM | http://www.toronto.ca/TWONTO#air_damper |  | Fan, Centrifugal, Exhaust Air, Roof, Old Screen Bldg., P Bldg.
39131 | TAB-ACC-DM-6478 | Damper, Motorized, Exhaust Air, FN- 6464, Roof, Existing Grit Bldg. | TAB-ACC-FN-6464 | Damper/Louver | HVAC |  | DM | http://www.toronto.ca/TWONTO#air_damper |  | Fan, Centrifugal, Exhaust Air, Roof, Old Screen Bldg., P Bldg.
39132 | TAB-ACC-DM-6481 | Damper, Motorized, Outside Air, FN- 6481, Pump RM, Existing Grit Bldg. | TAB-ACC-FN-6481 | Damper/Louver | HVAC |  | DM | http://www.toronto.ca/TWONTO#air_damper |  | Fan, Centrifugal, Supply Air, Pump Room, Grit Bldg., P Bldg.
39133 | TAB-ACC-DM-6485 | Damper, Motorized, Outside Air, FN- 6485, Grit Tank Area north, Existing Grit Bldg. | TAB-ACC-FN-6485 | Damper/Louver | HVAC |  | DM | http://www.toronto.ca/TWONTO#air_damper |  | Fan, Centrifugal, Supply Air, CEPT, Grit Bldg., P Bldg.
39134 | TAB-ACC-DM-6501 | Damper, Motorized, Outside Air, Heat Recovery Ventilator, 6501, Kitchen, Workshop Bldg. | TAB-ACC-MEQ-6501 | Damper/Louver | HVAC |  | DM | http://www.toronto.ca/TWONTO#air_damper |  | High Pressure Hot Water cleaning system, Mechanical Room No. 1, Screen Bldg., P Bldg.
39135 | TAB-ACC-DM-6525 | Damper, Motorized, Supply Air, AHU-6520, Mechanical RM No. 2, Screen Bldg., P Bldg. | TAB-ACC-AHU-6520 | Damper/Louver | HVAC |  | DM | http://www.toronto.ca/TWONTO#air_damper |  | Air Handling Unit, Mechanical Room no.2, Screen Bldg., P Bldg.
39136 | TAB-ACC-DM-6531 | Damper, Motorized, Outside Air, AHU-6530, Mechanical RM No. 3, Screen Bldg., P Bldg. | TAB-ACC-AHU-6530 | Damper/Louver | HVAC |  | DM | http://www.toronto.ca/TWONTO#air_damper |  | Air Handling Unit, Mechanical Room no.3, Screen Bldg., P Bldg.
39137 | TAB-ACC-DM-6534 | Damper, Motorized, Exhaust Air, FN- 6532, Mechanical RM No. 3, Screen Bldg., P Bldg. | TAB-ACC-FN-6532 | Damper/Louver | HVAC |  | DM | http://www.toronto.ca/TWONTO#air_damper |  | Fan, Centrifugal, Exhaust air, Mechanical Room No. 3, Screen Bldg., P Bldg.
39138 | TAB-ACC-DM-6535 | Damper, Motorized, Outside Air, AHU-6530,6540, 6550 & 6560, Mech. RM No. 3, Screen Bldg., P Bldg. | TAB-ACC-AHU-6530 | Damper/Louver | HVAC |  | DM | http://www.toronto.ca/TWONTO#air_damper |  | Air Handling Unit, Mechanical Room no.3, Screen Bldg., P Bldg.
39139 | TAB-ACC-DM-6541 | Damper, Motorized, Outside Air, AHU-6540, Mechanical RM No. 3, Screen Bldg., P Bldg. | TAB-ACC-AHU-6540 | Damper/Louver | HVAC |  | DM | http://www.toronto.ca/TWONTO#air_damper |  | Air Handling Unit, Mechanical Room no.3, Screen Bldg., P Bldg.
39140 | TAB-ACC-DM-6549 | Damper, Motorized, Supply Air, AHU-6530,6540, 6550 & 6560, Mech. RM No. 3, Screen Bldg., P Bldg. | TAB-ACC-AHU-6530 | Damper/Louver | HVAC |  | DM | http://www.toronto.ca/TWONTO#air_damper |  | Air Handling Unit, Mechanical Room no.3, Screen Bldg., P Bldg.
39141 | TAB-ACC-DM-6554 | Damper, Motorized, Exhaust Air, FN- 6552, Mechanical RM No. 3, Screen Bldg., P Bldg. | TAB-ACC-FN-6552 | Damper/Louver | HVAC |  | DM | http://www.toronto.ca/TWONTO#air_damper |  | Fan, Centrifugal, exhaust air, Mechanical Room No. 3, Screen Bldg., P Bldg.
39142 | TAB-ACC-DM-6556 | Damper, Motorized, Exhaust Air, FN- 6532,6542, 6552 & 6562, Mech. RM No. 3, Screen Bldg., P Bldg. | TAB-ACC-FN-6532 | Damper/Louver | HVAC |  | DM | http://www.toronto.ca/TWONTO#air_damper |  | Fan, Centrifugal, Exhaust air, Mechanical Room No. 3, Screen Bldg., P Bldg.
39143 | TAB-ACC-DM-6557 | Damper, Motorized, Exhaust Air, FN- 6532,6542, 6552 & 6562, Mech. RM No. 3, Screen Bldg., P Bldg. | TAB-ACC-FN-6532 | Damper/Louver | HVAC |  | DM | http://www.toronto.ca/TWONTO#air_damper |  | Fan, Centrifugal, Exhaust air, Mechanical Room No. 3, Screen Bldg., P Bldg.
39144 | TAB-ACC-DM-6558 | Damper, Motorized, Ambient Air, Mechanical RM No. 3, Screen Bldg., P Bldg. | TAB-ACC-AHU-6530 | Damper/Louver | HVAC |  | DM | http://www.toronto.ca/TWONTO#air_damper |  | Air Handling Unit, Mechanical Room no.3, Screen Bldg., P Bldg.
39145 | TAB-ACC-DM-6562 | Damper, Motorized, Supply Air, AHU-6560, Mechanical RM No. 3, Screen Bldg., P Bldg. | TAB-ACC-AHU-6560 | Damper/Louver | HVAC |  | DM | http://www.toronto.ca/TWONTO#air_damper |  | Air Handling Unit, Mechanical Room no.3, Screen Bldg., P Bldg.
39146 | TAB-ACC-DM-6564 | Damper, Motorized, Exhaust Air, FN- 6562, Mechanical RM No. 3, Screen Bldg., P Bldg. | TAB-ACC-FN-6562 | Damper/Louver | HVAC |  | DM | http://www.toronto.ca/TWONTO#air_damper |  | Fan, Centrifugal, exhaust air, Mechanical Room No. 3, Screen Bldg., P Bldg.
39147 | TAB-ACC-DM-6571 | Damper, Motorized, Outside Air, AHU-6570, Mechanical RM No. 3, Screen Bldg., P Bldg. | TAB-ACC-AHU-6570 | Damper/Louver | HVAC |  | DM | http://www.toronto.ca/TWONTO#air_damper |  | Air Handling Unit, Mechanical Room no.3, Screen Bldg., P Bldg.
39148 | TAB-ACC-DM-6572 | Damper, Motorized, Supply Air, FN- 6572,AHU-6570, Mechanical RM No. 3, Screen Bldg., P Bldg. | TAB-ACC-AHU-6570 | Damper/Louver | HVAC |  | DM | http://www.toronto.ca/TWONTO#air_damper |  | Air Handling Unit, Mechanical Room no.3, Screen Bldg., P Bldg.
39149 | TAB-ACC-DM-6573 | Damper, Motorized, Supply Air, FN- 6571, AHU-6570, Mechanical RM No. 3, Screen Bldg., P Bldg. | TAB-ACC-AHU-6570 | Damper/Louver | HVAC |  | DM | http://www.toronto.ca/TWONTO#air_damper |  | Air Handling Unit, Mechanical Room no.3, Screen Bldg., P Bldg.
39150 | TAB-ACC-DM-6574 | Damper, Motorized, Supply Air, AHU-6570, Mechanical RM No. 3, Screen Bldg., P Bldg. | TAB-ACC-AHU-6570 | Damper/Louver | HVAC |  | DM | http://www.toronto.ca/TWONTO#air_damper |  | Air Handling Unit, Mechanical Room no.3, Screen Bldg., P Bldg.
39151 | TAB-ACC-DM-6575 | Damper, Motorized, Return Air, AHU-6570, Mechanical RM No. 3, Screen Bldg., P Bldg. | TAB-ACC-AHU-6570 | Damper/Louver | HVAC |  | DM | http://www.toronto.ca/TWONTO#air_damper |  | Air Handling Unit, Mechanical Room no.3, Screen Bldg., P Bldg.
39152 | TAB-ACC-DM-6576 | Damper, Motorized, Return Air, FN- 6573, AHU-6570, Mechanical RM No. 3, Screen Bldg., P Bldg. | TAB-ACC-AHU-6570 | Damper/Louver | HVAC |  | DM | http://www.toronto.ca/TWONTO#air_damper |  | Air Handling Unit, Mechanical Room no.3, Screen Bldg., P Bldg.
39153 | TAB-ACC-DM-6577 | Damper, Motorized, Return Air, FN- 6574, AHU-6570, Mechanical RM No. 3, Screen Bldg., P Bldg. | TAB-ACC-AHU-6570 | Damper/Louver | HVAC |  | DM | http://www.toronto.ca/TWONTO#air_damper |  | Air Handling Unit, Mechanical Room no.3, Screen Bldg., P Bldg.
39154 | TAB-ACC-DM-6581 | Damper, Motorized, Outside Air, AHU-6580, Roof, Workshop Bldg. | TAB-ACC-AHU-6580 | Damper/Louver | HVAC |  | DM | http://www.toronto.ca/TWONTO#air_damper |  | Air Handling Unit, Workshop Roof, P Bldg.
39155 | TAB-ACC-DM-6592 | Damper, Motorized, Return Air, AHU-6590, Roof, Workshop Bldg. | TAB-ACC-AHU-6590 | Damper/Louver | HVAC |  | DM | http://www.toronto.ca/TWONTO#air_damper |  | Air Handling Unit, Workshop Roof, P Bldg.
39156 | TAB-ACC-DM-6594 | Damper, Motorized, Outside Air, Corridor Area of AHU-6580, Workshop Bldg. | TAB-ACC-AHU-6580 | Damper/Louver | HVAC |  | DM | http://www.toronto.ca/TWONTO#air_damper |  | Air Handling Unit, Workshop Roof, P Bldg.
39157 | TAB-ACC-DM-6597 | Damper, Motorized, Exhaust Air, FN- 6595, Mechanical RM No. 4, Workshop Bldg. | TAB-ACC-FN-6595 | Damper/Louver | HVAC |  | DM | http://www.toronto.ca/TWONTO#air_damper |  | Fan, Centrifugal, Exhaust Air, Workshop, Mechanical Room No. 4, Screen Bldg., P Bldg.
39158 | TAB-ACC-DM-6598 | Damper, Motorized, Outside Air, Mechanical RM No. 4, Workshop Bldg. | TAB-ACC-FN-6595 | Damper/Louver | HVAC |  | DM | http://www.toronto.ca/TWONTO#air_damper |  | Fan, Centrifugal, Exhaust Air, Workshop, Mechanical Room No. 4, Screen Bldg., P Bldg.
39193 | TAB-ACC-F-6412 | Filter, AHU-6410, Roof, Grit Bldg., P Bldg. | TAB-ACC-AHU-6410 | Filter | HVAC |  | F | http://www.toronto.ca/TWONTO#replaceable_air_filter |  | Air Handling Unit, Roof, Grit Bldg., P Bldg.
39194 | TAB-ACC-F-6422 | Filter, AHU-6420, Roof, Grit Bldg., P Bldg. | TAB-ACC-AHU-6420 | Filter | HVAC |  | F | http://www.toronto.ca/TWONTO#replaceable_air_filter |  | Air Handling Unit, Roof, Grit Bldg., P Bldg.
39195 | TAB-ACC-F-6431 | Filter, Prefilter, AHU-6430, Roof, Grit Bldg., P Bldg. | TAB-ACC-AHU-6430 | Filter | HVAC |  | F | http://www.toronto.ca/TWONTO#replaceable_air_filter |  | Air Handling Unit, Roof, Grit Bldg., P Bldg.
39196 | TAB-ACC-F-6452 | Filter, AHU-6450, Primary Tank Operating Gallery, Ground, East Side | TAB-ACC-AHU-6450 | Filter | HVAC |  | F | http://www.toronto.ca/TWONTO#replaceable_air_filter |  | Air Handling Unit, Primary Tank Operating Gallery, Ground, East Side
39197 | TAB-ACC-F-6461 | Filter, Prefilter, AHU-6460, Primary Tank Operating Gallery, Ground, West Side | TAB-ACC-AHU-6460 | Filter | HVAC |  | F | http://www.toronto.ca/TWONTO#replaceable_air_filter |  | Air Handling Unit, Existing Primary Tank Operating Gallery, Ground, West Side
39198 | TAB-ACC-F-6462 | Filter, AHU-6460, Primary Tank Operating Gallery, Ground, West Side | TAB-ACC-AHU-6460 | Filter | HVAC |  | F | http://www.toronto.ca/TWONTO#replaceable_air_filter |  | Air Handling Unit, Existing Primary Tank Operating Gallery, Ground, West Side
39199 | TAB-ACC-F-6511 | Filter, prefilter, AHU-6510, Mechanical room No. 1, Screen Bldg., P Bldg. | TAB-ACC-AHU-6510 | Filter | HVAC |  | F | http://www.toronto.ca/TWONTO#replaceable_air_filter |  | Air Handling Unit, Mechanical Room no.1, Screen Bldg., P Bldg.
39200 | TAB-ACC-F-6512 | Filter, AHU-6510, Mechanical room No. 1, Screen Bldg., P Bldg. | TAB-ACC-AHU-6510 | Filter | HVAC |  | F | http://www.toronto.ca/TWONTO#replaceable_air_filter |  | Air Handling Unit, Mechanical Room no.1, Screen Bldg., P Bldg.
39201 | TAB-ACC-F-6522 | Filter, AHU-6520, Mechanical Room No. 2, Screen Bldg., P Bldg. | TAB-ACC-AHU-6520 | Filter | HVAC |  | F | http://www.toronto.ca/TWONTO#replaceable_air_filter |  | Air Handling Unit, Mechanical Room no.2, Screen Bldg., P Bldg.
39202 | TAB-ACC-F-6531 | Filter, Prefilter, AHU-6530, Mechanical Room No. 3, Screen Bldg., P Bldg. | TAB-ACC-AHU-6530 | Filter | HVAC |  | F | http://www.toronto.ca/TWONTO#replaceable_air_filter |  | Air Handling Unit, Mechanical Room no.3, Screen Bldg., P Bldg.
39203 | TAB-ACC-F-6541 | Filter, Prefilter, AHU-6540, Mechanical Room No. 3, Screen Bldg., P Bldg. | TAB-ACC-AHU-6540 | Filter | HVAC |  | F | http://www.toronto.ca/TWONTO#replaceable_air_filter |  | Air Handling Unit, Mechanical Room no.3, Screen Bldg., P Bldg.
39204 | TAB-ACC-F-6542 | Filter, AHU-6540, Mechanical Room No. 3, Screen Bldg., P Bldg. | TAB-ACC-AHU-6540 | Filter | HVAC |  | F | http://www.toronto.ca/TWONTO#replaceable_air_filter |  | Air Handling Unit, Mechanical Room no.3, Screen Bldg., P Bldg.
39205 | TAB-ACC-F-6552 | Filter, AHU-6550, Mechanical Room No. 3, Screen Bldg., P Bldg. | TAB-ACC-AHU-6550 | Filter | HVAC |  | F | http://www.toronto.ca/TWONTO#replaceable_air_filter |  | Air Handling Unit, Mechanical Room no.3, Screen Bldg., P Bldg.
39206 | TAB-ACC-F-6561 | Filter, Prefilter, AHU-6560, Mechanical Room No. 3, Screen Bldg., P Bldg. | TAB-ACC-AHU-6560 | Filter | HVAC |  | F | http://www.toronto.ca/TWONTO#replaceable_air_filter |  | Air Handling Unit, Mechanical Room no.3, Screen Bldg., P Bldg.
39207 | TAB-ACC-F-6591 | Filter, Prefilter, AHU-6590, Workshop Roof, Screen Bldg., P Bldg. | TAB-ACC-AHU-6590 | Filter | HVAC |  | F | http://www.toronto.ca/TWONTO#replaceable_air_filter |  | Air Handling Unit, Workshop Roof, P Bldg.
39208 | TAB-ACC-F-6592 | Filter, AHU-6590, Workshop Roof, Screen Bldg., P Bldg. | TAB-ACC-AHU-6590 | Filter | HVAC |  | F | http://www.toronto.ca/TWONTO#replaceable_air_filter |  | Air Handling Unit, Workshop Roof, P Bldg.
39322 | TAB-ACC-FN-1405 | Fan, Supply -Z Bldg, Boiler room | TAB-ACC-AHU-ZBLDG | Fan | HVAC |  | FN | http://www.toronto.ca/TWONTO#blower_or_fan_with_drive |  | AHUs/Supply Fans Z. Bldg.
39362 | TAB-ACC-FN-1904 | Conditioner, Air, Blwr Bldg, Computer Rm-Blwr Bldg | TAB-ACC-CI | H.V.A.C.,Air Conditioner | HVAC |  | FN | http://www.toronto.ca/TWONTO#air_condition |  | Chiller and Air Coolers
39391 | TAB-ACC-FN-2841 | Fan, Supply Air, Dewatering Bldg. | TAB-ACC-AHU-DEW | Fan | HVAC |  | FN | http://www.toronto.ca/TWONTO#blower_or_fan_with_drive |  | AHUs/Supply Fans Dewater. Bldg.
39424 | TAB-ACC-FN-6412 | Fan, Centrifugal, Supply Air, AHU-6410, Grit Bldg. roof, P Bldg. | TAB-ACC-AHU-6410 | Fan | HVAC |  | FN | http://www.toronto.ca/TWONTO#blower_or_fan_with_drive |  | Air Handling Unit, Roof, Grit Bldg., P Bldg.
39425 | TAB-ACC-FN-6417 | Fan, Centrifugal, Exhaust Air, Roof, Grit Bldg., P Bldg. | TAB-ACC-FN-PBLDG | Fan,Centrifugal | HVAC |  | FN | http://www.toronto.ca/TWONTO#blower_or_fan_with_drive |  | Exhaust Fans , P Bldg
39426 | TAB-ACC-FN-6418 | Fan, Centrifugal, Exhaust Air, Roof, Grit Bldg., P Bldg. | TAB-ACC-FN-PBLDG | Fan,Centrifugal | HVAC |  | FN | http://www.toronto.ca/TWONTO#blower_or_fan_with_drive |  | Exhaust Fans , P Bldg
39427 | TAB-ACC-FN-6421 | Fan, Centrifugal, Supply Air, AHU-6420, Roof, Grit Bldg., P Bldg. | TAB-ACC-AHU-6420 | Fan,Centrifugal | HVAC |  | FN | http://www.toronto.ca/TWONTO#blower_or_fan_with_drive |  | Air Handling Unit, Roof, Grit Bldg., P Bldg.
39428 | TAB-ACC-FN-6422 | Fan, Sidewall, Exhaust Air, AHU-6420, Roof, Grit Bldg., P Bldg. | TAB-ACC-AHU-6420 | Fan | HVAC |  | FN | http://www.toronto.ca/TWONTO#blower_or_fan_with_drive |  | Air Handling Unit, Roof, Grit Bldg., P Bldg.
39429 | TAB-ACC-FN-6431 | Fan, Centrifugal, Supply Air, AHU-6430, Roof, Grit Bldg., P Bldg. | TAB-ACC-AHU-6430 | Fan,Centrifugal | HVAC |  | FN | http://www.toronto.ca/TWONTO#blower_or_fan_with_drive |  | Air Handling Unit, Roof, Grit Bldg., P Bldg.
39430 | TAB-ACC-FN-6433 | Fan, Centrifugal, Exhaust Air, Roof, Grit Bldg., P Bldg. | TAB-EL1-MCC-6634 | Fan,Centrifugal | HVAC |  | FN | http://www.toronto.ca/TWONTO#blower_or_fan_with_drive |  | Motor Control Centre 600V - Galery 9
39431 | TAB-ACC-FN-6451 | Fan, Centrifugal, Supply Air, AHU-6450, Primary Tank Operating Gallery, Ground, East Side | TAB-ACC-AHU-6450 | Fan,Centrifugal | HVAC |  | FN | http://www.toronto.ca/TWONTO#blower_or_fan_with_drive |  | Air Handling Unit, Primary Tank Operating Gallery, Ground, East Side
39432 | TAB-ACC-FN-6452 | Fan, Centrifugal, Supply Air, AHU-6450, Primary Tank Operating Gallery, Ground, East Side | TAB-ACC-AHU-6450 | Fan,Centrifugal | HVAC |  | FN | http://www.toronto.ca/TWONTO#blower_or_fan_with_drive |  | Air Handling Unit, Primary Tank Operating Gallery, Ground, East Side
39433 | TAB-ACC-FN-6463 | Fan, Sidewall, Exhaust Air, AHU-6460, Primary Tank Operating Gallery, Ground, West Side | TAB-ACC-AHU-6460 | Fan | HVAC |  | FN | http://www.toronto.ca/TWONTO#blower_or_fan_with_drive |  | Air Handling Unit, Existing Primary Tank Operating Gallery, Ground, West Side
39434 | TAB-ACC-FN-6464 | Fan, Centrifugal, Exhaust Air, Roof, Old Screen Bldg., P Bldg. | TAB-ACC-FN-PBLDG | Fan,Centrifugal | HVAC |  | FN | http://www.toronto.ca/TWONTO#blower_or_fan_with_drive |  | Exhaust Fans , P Bldg
39435 | TAB-ACC-FN-6465 | Fan, Centrifugal, Exhaust Air, Roof, Old Screen Bldg., P Bldg. | TAB-ACC-FN-PBLDG | Fan,Centrifugal | HVAC |  | FN | http://www.toronto.ca/TWONTO#blower_or_fan_with_drive |  | Exhaust Fans , P Bldg
39436 | TAB-ACC-FN-6472 | Fan, Centrifugal, Supply Air, AHU-6470, Mech Room No. 6, Old Screen Bldg., P Bldg. | TAB-ACC-AHU-6470 | Fan,Centrifugal | HVAC |  | FN | http://www.toronto.ca/TWONTO#blower_or_fan_with_drive |  | Air Handling Unit, Mechanical Room no.6, Grit Bldg., P Bldg.
39437 | TAB-ACC-FN-6482 | Fan, Centrifugal, Supply Air, Mech Room No. 5, Old Screen Bldg., P Bldg. | TAB-ACC-AHU-PBLDG | Fan,Centrifugal | HVAC |  | FN | http://www.toronto.ca/TWONTO#blower_or_fan_with_drive |  | AHUs/Supply Fans P. Bldg.
39438 | TAB-ACC-FN-6502 | Fan, Ceiling type, Exhaust air, Janitor room, Screen Bldg., P Bldg. | TAB-ACC-FN-PBLDG | Fan | HVAC |  | FN | http://www.toronto.ca/TWONTO#blower_or_fan_with_drive |  | Exhaust Fans , P Bldg
39439 | TAB-ACC-FN-6511 | Fan, Centrifugal, Supply air, AHU-6510, Mechanical room No. 1, Screen Bldg., P Bldg. | TAB-ACC-AHU-6510 | Fan,Centrifugal | HVAC |  | FN | http://www.toronto.ca/TWONTO#blower_or_fan_with_drive |  | Air Handling Unit, Mechanical Room no.1, Screen Bldg., P Bldg.
39440 | TAB-ACC-FN-6521 | Fan, Centrifugal, Supply air, AHU-6520, Mechanical Room No. 2, Screen Bldg., P Bldg. | TAB-ACC-AHU-6520 | Fan,Centrifugal | HVAC |  | FN | http://www.toronto.ca/TWONTO#blower_or_fan_with_drive |  | Air Handling Unit, Mechanical Room no.2, Screen Bldg., P Bldg.
39441 | TAB-ACC-FN-6532 | Fan, Centrifugal, Exhaust air, Mechanical Room No. 3, Screen Bldg., P Bldg. | TAB-ACC-FN-PBLDG | Fan,Centrifugal | HVAC |  | FN | http://www.toronto.ca/TWONTO#blower_or_fan_with_drive |  | Exhaust Fans , P Bldg
39442 | TAB-ACC-FN-6561 | Fan, Centrifugal, Supply air, AHU-6560, Mechanical Room No. 3, Screen Bldg., P Bldg. | TAB-ACC-AHU-6560 | Fan,Centrifugal | HVAC |  | FN | http://www.toronto.ca/TWONTO#blower_or_fan_with_drive |  | Air Handling Unit, Mechanical Room no.3, Screen Bldg., P Bldg.
39443 | TAB-ACC-FN-6562 | Fan, Centrifugal, exhaust air, Mechanical Room No. 3, Screen Bldg., P Bldg. | TAB-ACC-FN-PBLDG | Fan,Centrifugal | HVAC |  | FN | http://www.toronto.ca/TWONTO#blower_or_fan_with_drive |  | Exhaust Fans , P Bldg
39444 | TAB-ACC-FN-6571 | Fan, Centrifugal, Supply air, AHU-6570, Mechanical Room No. 3, Screen Bldg., P Bldg. | TAB-ACC-AHU-6570 | Fan,Centrifugal | HVAC |  | FN | http://www.toronto.ca/TWONTO#blower_or_fan_with_drive |  | Air Handling Unit, Mechanical Room no.3, Screen Bldg., P Bldg.
39445 | TAB-ACC-FN-6573 | Fan, Centrifugal, Exhaust air, AHU-6570, Mechanical Room No. 3, Screen Bldg., P Bldg. | TAB-ACC-AHU-6570 | Fan,Centrifugal | HVAC |  | FN | http://www.toronto.ca/TWONTO#blower_or_fan_with_drive |  | Air Handling Unit, Mechanical Room no.3, Screen Bldg., P Bldg.
39446 | TAB-ACC-FN-6574 | Fan, Centrifugal, Exhaust air, AHU-6570, Mechanical Room No. 3, Screen Bldg., P Bldg. | TAB-ACC-AHU-6570 | Fan,Centrifugal | HVAC |  | FN | http://www.toronto.ca/TWONTO#blower_or_fan_with_drive |  | Air Handling Unit, Mechanical Room no.3, Screen Bldg., P Bldg.
39447 | TAB-ACC-FN-6584 | Fan, Centrifugal, Exhaust Air, AHU-6580, Workshop Roof, Screen Bldg., P Bldg. | TAB-ACC-AHU-6580 | Fan,Centrifugal | HVAC |  | FN | http://www.toronto.ca/TWONTO#blower_or_fan_with_drive |  | Air Handling Unit, Workshop Roof, P Bldg.
39448 | TAB-ACC-FN-6592 | Fan, Centrifugal, Exhaust Air, AHU-6590, Workshop Roof, Screen Bldg., P Bldg. | TAB-ACC-AHU-6590 | Fan,Centrifugal | HVAC |  | FN | http://www.toronto.ca/TWONTO#blower_or_fan_with_drive |  | Air Handling Unit, Workshop Roof, P Bldg.
39449 | TAB-ACC-FN-6595 | Fan, Centrifugal, Exhaust Air, Workshop, Mechanical Room No. 4, Screen Bldg., P Bldg. | TAB-ACC-FN-PBLDG | Fan,Centrifugal | HVAC |  | FN | http://www.toronto.ca/TWONTO#blower_or_fan_with_drive |  | Exhaust Fans , P Bldg
39595 | TAB-ACC-HC-9001 | Heating Coil, T Bldg | TAB-ACC-HTR-M&T | H.V.A.C.,Heater | HVAC |  | HC | heating_coil |  | Unit Heaters- M&T Bldg
39605 | TAB-ACC-HE-1400A | Heat Exchanger, Hot Water Reheat Coil | TAB-ACC-VAV-1400 | Heat Exchanger | HVAC |  | HE | http://www.toronto.ca/TWONTO#heat_exchanger |  | Heater, Hot Water Reheat Coil, Variable air
39607 | TAB-ACC-HE-1402 | Heat Exchanger, Hot Water Reheat Coil | TAB-ACC-VAV-1402 | Heat Exchanger | HVAC |  | HE | http://www.toronto.ca/TWONTO#heat_exchanger |  | Heater, Hot Water Reheat Coil, Variable air
39608 | TAB-ACC-HE-1404 | Heat Exchanger, Hot Water Reheat Coil | TAB-ACC-VAV-1404 | Heat Exchanger | HVAC |  | HE | http://www.toronto.ca/TWONTO#heat_exchanger |  | Heater, Hot Water Reheat Coil, Variable air
39610 | TAB-ACC-HE-1417 | Heat Exchange, Hot Water Reheat Coil | TAB-ACC-VAV-1417 | Heat Exchanger | HVAC |  | HE | http://www.toronto.ca/TWONTO#heat_exchanger |  | Heater, Hot Water Reheat Coil, Variable air
39611 | TAB-ACC-HE-1420A | Heater, Hot Water Reheat Coil | TAB-ACC-VAV-1420 | Heat Exchanger | HVAC |  | HE | http://www.toronto.ca/TWONTO#heater |  | Heater, Hot Water Reheat Coil, Variable air
39612 | TAB-ACC-HE-1438 | Heat Exchanger, Hot Water Reheat Coil | TAB-ACC-HTR-1437 | Heat Exchanger | HVAC |  | HE | http://www.toronto.ca/TWONTO#heat_exchanger |  | Heater, Hot Water Reheat Coil
39613 | TAB-ACC-HE-1439 | Heat Exchanger, Hot Water Reheat Coil | TAB-ACC-HTR-1439 | Heat Exchanger | HVAC |  | HE | http://www.toronto.ca/TWONTO#heat_exchanger |  | Heater, Hot Water Reheat Coil
39614 | TAB-ACC-HE-1440 | Heat Exchanger, Hot Water Reheat Coil | TAB-ACC-VAV-1440 | Heat Exchanger | HVAC |  | HE | http://www.toronto.ca/TWONTO#heat_exchanger |  | Heater, Hot Water Reheat Coil, Variable air
39615 | TAB-ACC-HE-1442 | Heat Exchanger, Hot Water Reheat Coil | TAB-ACC-VAV-1442 | Heat Exchanger | HVAC |  | HE | http://www.toronto.ca/TWONTO#heat_exchanger |  | Heater, Hot Water Reheat Coil, Variable air
39616 | TAB-ACC-HE-1444 | Heat Exchanger, Hot Water Reheat Coil | TAB-ACC-HTR-1444 | Heat Exchanger | HVAC |  | HE | http://www.toronto.ca/TWONTO#heat_exchanger |  | Heater, Hot Water Reheat Coil
39617 | TAB-ACC-HE-1445 | Heat Exchanger, Hot Water Reheat Coil | TAB-ACC-HTR-1445 | Heat Exchanger | HVAC |  | HE | http://www.toronto.ca/TWONTO#heat_exchanger |  | Heater, Hot Water Reheat Coil
39618 | TAB-ACC-HE-1446 | Heat Exchanger, Hot Water Reheat Coil | TAB-ACC-HTR-1446 | Heat Exchanger | HVAC |  | HE | http://www.toronto.ca/TWONTO#heat_exchanger |  | Heater, Hot Water Reheat Coil
39619 | TAB-ACC-HE-1447 | Heat Exchanger, Hot Water Reheat Coil | TAB-ACC-HTR-1447 | Heat Exchanger | HVAC |  | HE | http://www.toronto.ca/TWONTO#heat_exchanger |  | Heater, Hot Water Reheat Coil
39620 | TAB-ACC-HE-1449 | Heat Exchanger, Hot Water Reheat Coil | TAB-ACC-HTR-1449 | Heat Exchanger | HVAC |  | HE | http://www.toronto.ca/TWONTO#heat_exchanger |  | Heater, Hot Water Reheat Coil
39621 | TAB-ACC-HE-1450 | Heat Exchanger, Hot Water Reheat Coil | TAB-ACC-VAV-1450 | Heat Exchanger | HVAC |  | HE | http://www.toronto.ca/TWONTO#heat_exchanger |  | Heater, Hot Water Reheat Coil, Variable air
39622 | TAB-ACC-HE-1459 | Heat Exchanger, Hot Water Reheat Coil | TAB-ACC-VAV-1459 | Heat Exchanger | HVAC |  | HE | http://www.toronto.ca/TWONTO#heat_exchanger |  | Heater, Hot Water Reheat Coil, Variable air
39623 | TAB-ACC-HE-1464 | Heat Exchanger, Electric Reheat Coil | TAB-ACC-HTR-1462 | Heat Exchanger | HVAC |  | HE | http://www.toronto.ca/TWONTO#heat_exchanger |  | Heater unit, Z Bldg
39624 | TAB-ACC-HE-1469 | Heat Exchanger, Hot Water Reheat Coil | TAB-ACC-VAV-1469 | Heat Exchanger | HVAC |  | HE | http://www.toronto.ca/TWONTO#heat_exchanger |  | Heater, Hot Water Reheat Coil, Variable air
39625 | TAB-ACC-HE-1484 | Heat Exchanger, Hot Water Reheat Coil | TAB-ACC-VAV-1484 | Heat Exchanger | HVAC |  | HE | http://www.toronto.ca/TWONTO#heat_exchanger |  | Heater, Hot Water Reheat Coil, Variable air
39626 | TAB-ACC-HE-1486 | Heat Exchanger, Hot Water Reheat Coil | TAB-ACC-VAV-1486 | Heat Exchanger | HVAC |  | HE | http://www.toronto.ca/TWONTO#heat_exchanger |  | Heater, Hot Water Reheat Coil, Variable air
39627 | TAB-ACC-HE-1488 | Heat Exchanger, Hot Water Reheat Coil | TAB-ACC-VAV-1488 | Heat Exchanger | HVAC |  | HE | http://www.toronto.ca/TWONTO#heat_exchanger |  | Heater, Hot Water Reheat Coil, Variable air
39628 | TAB-ACC-HE-1490 | Heat Exchanger, Electric Reheat Coil | TAB-ACC-HTR-1456 | Heat Exchanger | HVAC |  | HE | http://www.toronto.ca/TWONTO#heat_exchanger |  | Heater, Hot Water Reheat Coil
39629 | TAB-ACC-HE-1490 | Heat Exchanger, Electric Reheat Coil | TAB-ACC-HTR-1490 | Heat Exchanger | HVAC |  | HE | http://www.toronto.ca/TWONTO#heat_exchanger |  | Heater, Electric Reheat Coil
39630 | TAB-ACC-HE-1498 | Heat Exchanger, Hot Water Reheat Coil | TAB-ACC-HTR-1498 | Heat Exchanger | HVAC |  | HE | http://www.toronto.ca/TWONTO#heat_exchanger |  | Heater, Hot Water Reheat Coil
39652 | TAB-ACC-HE-6402 | Heat Exchanger, Mechanical Room No.5, Old Screen Bldg., P Bldg. | TAB-ACC-1100 | Heat Exchanger | HVAC |  | HE | http://www.toronto.ca/TWONTO#heat_exchanger |  | HVAC Heating, P Bldg
39653 | TAB-ACC-HE-6404 | Heat Exchanger, Heating Coil box, Mechanical Room No.5, Old Screen Bldg., P Bldg. | TAB-ACC-HTR-PBLDG | Heat Exchanger | HVAC |  | HE | http://www.toronto.ca/TWONTO#heat_exchanger |  | Unit Heaters- P Bldg
39654 | TAB-ACC-HE-6411 | Heat Exchanger, AHU-6410, Roof, Grit Bldg., P Bldg. | TAB-ACC-AHU-6410 | Heat Exchanger | HVAC |  | HE | http://www.toronto.ca/TWONTO#heat_exchanger |  | Air Handling Unit, Roof, Grit Bldg., P Bldg.
39655 | TAB-ACC-HE-6421 | Heat Exchanger, AHU-6420, Roof, Grit Bldg., P Bldg. | TAB-ACC-AHU-6420 | Heat Exchanger | HVAC |  | HE | http://www.toronto.ca/TWONTO#heat_exchanger |  | Air Handling Unit, Roof, Grit Bldg., P Bldg.
39656 | TAB-ACC-HE-6431 | Heat Exchanger, AHU-6430, Roof, Grit Bldg., P Bldg. | TAB-ACC-AHU-6430 | Heat Exchanger | HVAC |  | HE | http://www.toronto.ca/TWONTO#heat_exchanger |  | Air Handling Unit, Roof, Grit Bldg., P Bldg.
39657 | TAB-ACC-HE-6451 | Heat Exchanger, Heating Coil, AHU-6450,Primary Tank Operating Gallery, Ground, East Side | TAB-ACC-AHU-6450 | Heat Exchanger | HVAC |  | HE | http://www.toronto.ca/TWONTO#heat_exchanger |  | Air Handling Unit, Primary Tank Operating Gallery, Ground, East Side
39658 | TAB-ACC-HE-6461 | Heat Exchanger, AHU-6460, Primary Tank Operating Gallery, Ground, West Side | TAB-ACC-AHU-6460 | Heat Exchanger | HVAC |  | HE | http://www.toronto.ca/TWONTO#heat_exchanger |  | Air Handling Unit, Existing Primary Tank Operating Gallery, Ground, West Side
39659 | TAB-ACC-HE-6511 | Heat Exchanger, AHU-6510, Mechanical Room No. 1, Screen Bldg., P Bldg. | TAB-ACC-AHU-6510 | Heat Exchanger | HVAC |  | HE | http://www.toronto.ca/TWONTO#heat_exchanger |  | Air Handling Unit, Mechanical Room no.1, Screen Bldg., P Bldg.
39660 | TAB-ACC-HE-6561 | Heat Exchanger, AHU-6560, Mechanical Room No. 3, Screen Bldg., P Bldg. | TAB-ACC-AHU-6560 | Heat Exchanger | HVAC |  | HE | http://www.toronto.ca/TWONTO#heat_exchanger |  | Air Handling Unit, Mechanical Room no.3, Screen Bldg., P Bldg.
39661 | TAB-ACC-HE-6581 | Heat Exchanger, AHU-6580, Workshop Roof, Screen Bldg., P Bldg. | TAB-ACC-AHU-6580 | Heat Exchanger | HVAC |  | HE | http://www.toronto.ca/TWONTO#heat_exchanger |  | Air Handling Unit, Workshop Roof, P Bldg.
39662 | TAB-ACC-HE-6582 | Heat Exchanger, AHU-6580, Workshop Roof, Screen Bldg., P Bldg. | TAB-ACC-AHU-6580 | Heat Exchanger | HVAC |  | HE | http://www.toronto.ca/TWONTO#heat_exchanger |  | Air Handling Unit, Workshop Roof, P Bldg.
39663 | TAB-ACC-HE-6583 | Heat Exchanger, Reheat coil, Workshop Workshop storage, Screen Bldg., P Bldg. | TAB-ACC-AHU-6580 | Heat Exchanger | HVAC |  | HE | http://www.toronto.ca/TWONTO#heat_exchanger |  | Air Handling Unit, Workshop Roof, P Bldg.
39664 | TAB-ACC-HE-6591 | Heat Exchanger, AHU-6590, Workshop Roof, Screen Bldg., P Bldg. | TAB-ACC-AHU-6590 | Heat Exchanger | HVAC |  | HE | http://www.toronto.ca/TWONTO#heat_exchanger |  | Air Handling Unit, Workshop Roof, P Bldg.
39727 | TAB-ACC-HTR-1435 | Heater, Hot Water Reheat Coil | TAB-ACC-1400 | H.V.A.C.,Heater | HVAC |  | HTR | http://www.toronto.ca/TWONTO#heater |  | Heating, Z Bldg -
39728 | TAB-ACC-HTR-1436 | Heater, Hot Water Reheat Coil | TAB-ACC-1400 | H.V.A.C.,Heater | HVAC |  | HTR | http://www.toronto.ca/TWONTO#heater |  | Heating, Z Bldg -
39729 | TAB-ACC-HTR-1437 | Heater, Hot Water Reheat Coil | TAB-ACC-1400 | H.V.A.C.,Heater | HVAC |  | HTR | http://www.toronto.ca/TWONTO#heater |  | Heating, Z Bldg -
39730 | TAB-ACC-HTR-1438 | Heater, Hot Water Reheat Coil | TAB-ACC-1400 | H.V.A.C.,Heater | HVAC |  | HTR | http://www.toronto.ca/TWONTO#heater |  | Heating, Z Bldg -
39731 | TAB-ACC-HTR-1447 | Heater, Hot Water Reheat Coil | TAB-ACC-1400 | H.V.A.C.,Heater | HVAC |  | HTR | http://www.toronto.ca/TWONTO#heater |  | Heating, Z Bldg -
39732 | TAB-ACC-HTR-1448 | Heater, Hot Water Reheat Coil | TAB-ACC-1400 | H.V.A.C.,Heater | HVAC |  | HTR | http://www.toronto.ca/TWONTO#heater |  | Heating, Z Bldg -
39733 | TAB-ACC-HTR-1449 | Heater, Hot Water Reheat Coil | TAB-ACC-1400 | H.V.A.C.,Heater | HVAC |  | HTR | http://www.toronto.ca/TWONTO#heater |  | Heating, Z Bldg -
39972 | TAB-ACC-HTR-6401 | Heater, Electric, Electrical Room, Old Screen Bldg., P Bldg. | TAB-ACC-HTR-PBLDG | H.V.A.C.,Heater | HVAC |  | HTR | http://www.toronto.ca/TWONTO#heater |  | Unit Heaters- P Bldg
39973 | TAB-ACC-HTR-6431 | Heater, Electric, AHU-6430, Roof, Grit Bldg., P Bldg. | TAB-ACC-AHU-6430 | H.V.A.C.,Heater | HVAC |  | HTR | http://www.toronto.ca/TWONTO#heater |  | Air Handling Unit, Roof, Grit Bldg., P Bldg.
39974 | TAB-ACC-HTR-6451 | Heater, Electric, AHU-6450, Primary Tank Operating Gallery, Ground, East Side | TAB-ACC-AHU-6450 | H.V.A.C.,Heater | HVAC |  | HTR | http://www.toronto.ca/TWONTO#heater |  | Air Handling Unit, Primary Tank Operating Gallery, Ground, East Side
39975 | TAB-ACC-HTR-6461 | Heater, Electric, AHU-6460, Primary Tank Operating Gallery, Ground, West Side | TAB-ACC-AHU-6460 | H.V.A.C.,Heater | HVAC |  | HTR | http://www.toronto.ca/TWONTO#heater |  | Air Handling Unit, Existing Primary Tank Operating Gallery, Ground, West Side
39976 | TAB-ACC-HTR-6472 | Heater, Unit, Hot Water, Ground Floor, North Side, Grit Bldg., P Bldg. | TAB-ACC-HTR-PBLDG | H.V.A.C.,Heater | HVAC |  | HTR | http://www.toronto.ca/TWONTO#heater |  | Unit Heaters- P Bldg
39977 | TAB-ACC-HTR-6474 | Heater, Unit, Hot Water, Ground Floor, North Side, Grit Bldg., P Bldg. | TAB-ACC-HTR-PBLDG | H.V.A.C.,Heater | HVAC |  | HTR | http://www.toronto.ca/TWONTO#heater |  | Unit Heaters- P Bldg
39978 | TAB-ACC-HTR-6475 | Heater, Unit, Hot Water, Ground Floor, North Side, Grit Bldg., P Bldg. | TAB-ACC-HTR-PBLDG | H.V.A.C.,Heater | HVAC |  | HTR | http://www.toronto.ca/TWONTO#heater |  | Unit Heaters- P Bldg
39979 | TAB-ACC-HTR-6477 | Heater, Unit, Hot Water, Old Screen Bldg, Eeast Side, P Bldg. | TAB-ACC-HTR-PBLDG | H.V.A.C.,Heater | HVAC |  | HTR | http://www.toronto.ca/TWONTO#heater |  | Unit Heaters- P Bldg
39980 | TAB-ACC-HTR-6478 | Heater, Unit, Hot Water, Ground Floor, North Side, Grit Bldg., P Bldg. | TAB-ACC-HTR-PBLDG | H.V.A.C.,Heater | HVAC |  | HTR | http://www.toronto.ca/TWONTO#heater |  | Unit Heaters- P Bldg
39981 | TAB-ACC-HTR-6505 | Heater, Unit, Hot Water, Workshop stAir 'D', Screen Bldg., P Bldg. | TAB-ACC-HTR-PBLDG | H.V.A.C.,Heater | HVAC |  | HTR | http://www.toronto.ca/TWONTO#heater |  | Unit Heaters- P Bldg
39982 | TAB-ACC-HTR-6506 | Heater, Unit, Hot Water, Workshop Laundry Room, Screen Bldg., P Bldg. | TAB-ACC-HTR-PBLDG | H.V.A.C.,Heater | HVAC |  | HTR | http://www.toronto.ca/TWONTO#heater |  | Unit Heaters- P Bldg
39983 | TAB-ACC-HTR-6507 | Heater, Unit, Hot Water, Workshop Janitor Room, Screen Bldg., P Bldg. | TAB-ACC-HTR-PBLDG | H.V.A.C.,Heater | HVAC |  | HTR | http://www.toronto.ca/TWONTO#heater |  | Unit Heaters- P Bldg
39984 | TAB-ACC-HTR-6508 | Heater, Unit, Hot Water, Workshop male washRoom, Screen Bldg., P Bldg. | TAB-ACC-HTR-PBLDG | H.V.A.C.,Heater | HVAC |  | HTR | http://www.toronto.ca/TWONTO#heater |  | Unit Heaters- P Bldg
39985 | TAB-ACC-HTR-6509 | Heater, Unit, Hot Water, Workshop Corridor no. 4, Screen Bldg., P Bldg. | TAB-ACC-HTR-PBLDG | H.V.A.C.,Heater | HVAC |  | HTR | http://www.toronto.ca/TWONTO#heater |  | Unit Heaters- P Bldg
39986 | TAB-ACC-HTR-6510 | Heater, Unit, Hot Water, Workshop Lunch/meeting Room, Screen Bldg., P Bldg. | TAB-ACC-HTR-PBLDG | H.V.A.C.,Heater | HVAC |  | HTR | http://www.toronto.ca/TWONTO#heater |  | Unit Heaters- P Bldg
39987 | TAB-ACC-HTR-6511 | Heater, Unit, Hot Water, Workshop Office, Screen Bldg., P Bldg. | TAB-ACC-HTR-PBLDG | H.V.A.C.,Heater | HVAC |  | HTR | http://www.toronto.ca/TWONTO#heater |  | Unit Heaters- P Bldg
39988 | TAB-ACC-HTR-6514 | Heater, Unit, Hot Water, Workshop female Change Room, Screen Bldg., P Bldg. | TAB-ACC-HTR-PBLDG | H.V.A.C.,Heater | HVAC |  | HTR | http://www.toronto.ca/TWONTO#heater |  | Unit Heaters- P Bldg
39989 | TAB-ACC-HTR-6521 | Heater, Electric Cabinet Unit Heater, stAir at Ground Floor, Screen Bldg., P Bldg. | TAB-ACC-HTR-PBLDG | H.V.A.C.,Heater | HVAC |  | HTR | http://www.toronto.ca/TWONTO#heater |  | Unit Heaters- P Bldg
39990 | TAB-ACC-HTR-6522 | Heater, Unit, Electric Cabinet, Vestibule at Ground Floor, Screen Bldg., P Bldg. | TAB-ACC-HTR-PBLDG | H.V.A.C.,Heater | HVAC |  | HTR | http://www.toronto.ca/TWONTO#heater |  | Unit Heaters- P Bldg
39991 | TAB-ACC-HTR-6534 | Heater, Unit, Electric, Electrical Room No. 2, Screen Bldg., P Bldg. | TAB-ACC-HTR-PBLDG | H.V.A.C.,Heater | HVAC |  | HTR | http://www.toronto.ca/TWONTO#heater |  | Unit Heaters- P Bldg
39992 | TAB-ACC-HTR-6546 | Heater, Unit, Hot Water, stair at penthouse, Screen Bldg., P Bldg. | TAB-ACC-HTR-PBLDG | H.V.A.C.,Heater | HVAC |  | HTR | http://www.toronto.ca/TWONTO#heater |  | Unit Heaters- P Bldg
39993 | TAB-ACC-HTR-6548 | Heater, Unit, Hot Water, basement, Screen Bldg., P Bldg. | TAB-ACC-HTR-PBLDG | H.V.A.C.,Heater | HVAC |  | HTR | http://www.toronto.ca/TWONTO#heater |  | Unit Heaters- P Bldg
39994 | TAB-ACC-HTR-6549 | Heater, Unit, Hot Water, truck loading bay, Screen Bldg., P Bldg. | TAB-ACC-HTR-PBLDG | H.V.A.C.,Heater | HVAC |  | HTR | http://www.toronto.ca/TWONTO#heater |  | Unit Heaters- P Bldg
39995 | TAB-ACC-HTR-6550 | Heater, Unit, Hot Water, truck loading bay, Screen Bldg., P Bldg. | TAB-ACC-HTR-PBLDG | H.V.A.C.,Heater | HVAC |  | HTR | http://www.toronto.ca/TWONTO#heater |  | Unit Heaters- P Bldg
39996 | TAB-ACC-HTR-6551 | Heater, Unit, Hot Water, Mechanical Room No. 1, Screen Bldg., P Bldg. | TAB-ACC-HTR-PBLDG | H.V.A.C.,Heater | HVAC |  | HTR | http://www.toronto.ca/TWONTO#heater |  | Unit Heaters- P Bldg
39997 | TAB-ACC-HTR-6552 | Heater, Unit, Hot Water, truck loading bay, Screen Bldg., P Bldg. | TAB-ACC-HTR-PBLDG | H.V.A.C.,Heater | HVAC |  | HTR | http://www.toronto.ca/TWONTO#heater |  | Unit Heaters- P Bldg
39998 | TAB-ACC-HTR-6553 | Heater, Unit, Hot Water, truck loading bay, Screen Bldg., P Bldg. | TAB-ACC-HTR-PBLDG | H.V.A.C.,Heater | HVAC |  | HTR | http://www.toronto.ca/TWONTO#heater |  | Unit Heaters- P Bldg
39999 | TAB-ACC-HTR-6556 | Heater, Unit, Hot Water, screen area, Screen Bldg., P Bldg. | TAB-ACC-HTR-PBLDG | H.V.A.C.,Heater | HVAC |  | HTR | http://www.toronto.ca/TWONTO#heater |  | Unit Heaters- P Bldg
40053 | DA0146A | Air Handling Unit, ECB 1-Dew.Bldg. | TAB-ACC-AHU-DEW | Air Handling Unit | HVAC |  |  | http://www.toronto.ca/TWONTO#air_handler_unit |  | AHUs/Supply Fans Dewater. Bldg.
40054 | DA0147A | Air Handling Unit, ECB 1-Dew.Bldg. | TAB-ACC-AHU | Air Handling Unit | HVAC |  |  | http://www.toronto.ca/TWONTO#air_handler_unit |  | Air Handling Unit & Supply Fan
40055 | TAB-ACC-HTR-6557 | Heater, Unit, Hot Water, screen area, Screen Bldg., P Bldg. | TAB-ACC-HTR-PBLDG | H.V.A.C.,Heater | HVAC |  | HTR | http://www.toronto.ca/TWONTO#heater |  | Unit Heaters- P Bldg
40056 | TAB-ACC-HTR-6558 | Heater, Unit, Hot Water, screen area, Screen Bldg., P Bldg. | TAB-ACC-HTR-PBLDG | H.V.A.C.,Heater | HVAC |  | HTR | http://www.toronto.ca/TWONTO#heater |  | Unit Heaters- P Bldg
40057 | TAB-ACC-HTR-6559 | Heater, Unit, Hot Water, Mechanical Room No. 2, Screen Bldg., P Bldg. | TAB-ACC-HTR-PBLDG | H.V.A.C.,Heater | HVAC |  | HTR | http://www.toronto.ca/TWONTO#heater |  | Unit Heaters- P Bldg
40058 | TAB-ACC-HTR-6561 | Heater, Unit, Hot Water, Mechanical Room No. 3, Screen Bldg., P Bldg. | TAB-ACC-HTR-PBLDG | H.V.A.C.,Heater | HVAC |  | HTR | http://www.toronto.ca/TWONTO#heater |  | Unit Heaters- P Bldg
40059 | TAB-ACC-HTR-6562 | Heater, Unit, Hot Water, Mechanical Room No. 3, Screen Bldg., P Bldg. | TAB-ACC-HTR-PBLDG | H.V.A.C.,Heater | HVAC |  | HTR | http://www.toronto.ca/TWONTO#heater |  | Unit Heaters- P Bldg
40060 | TAB-ACC-HTR-6591 | Heater, Electric Forced Air Heater ,AHU-6590, Workshop Roof, Screen Bldg., P Bldg. | TAB-ACC-AHU-6590 | H.V.A.C.,Heater | HVAC |  | HTR | http://www.toronto.ca/TWONTO#heater |  | Air Handling Unit, Workshop Roof, P Bldg.
40078 | TAB-ACC-HU-6501 | Humidifier, Workshop Janitors closet at Second Floor, Screen Bldg., P Bldg. | TAB-ACC-MEQ-6501 | H.V.A.C.,Humidifier | HVAC |  | HU | http://www.toronto.ca/TWONTO#humidier |  | High Pressure Hot Water cleaning system, Mechanical Room No. 1, Screen Bldg., P Bldg.
40106 | DA0147A | Air Handling Unit, ECB 1-Dew.Bldg. | TAB-ACC-AHU-DEW | Air Handling Unit | HVAC |  |  | http://www.toronto.ca/TWONTO#air_handler_unit |  | AHUs/Supply Fans Dewater. Bldg.
40107 | DA0150A | AC Unit, RC 5-Dew.Bldg. | TAB-ACC-CI | H.V.A.C.,Air Conditioner | HVAC |  |  | http://www.toronto.ca/TWONTO#air_condition |  | Chiller and Air Coolers
40108 | DA0151A | AC Unit, RC 2-Dew.Bldg. | TAB-ACC-CI | H.V.A.C.,Air Conditioner | HVAC | 34445 |  | http://www.toronto.ca/TWONTO#air_condition |  | Chiller and Air Coolers
40109 | DA0151A | AC Unit, RC 2-Dew.Bldg. | TAB-SUSPENDED ENTITY | H.V.A.C.,Air Conditioner | HVAC | 34445 |  | http://www.toronto.ca/TWONTO#air_condition |  | Suspended entities
40110 | DA0152A | SUSPENDED ENTITY | TAB-SUSPENDED ENTITY | H.V.A.C.,Air Conditioner | HVAC | 35634 |  | ? |  | Suspended entities
40111 | DA0153A | Air Handling Unit, ECB 5-Dew.Bldg. | TAB-ACC-AHU | Air Handling Unit | HVAC |  |  | http://www.toronto.ca/TWONTO#air_handler_unit |  | Air Handling Unit & Supply Fan
40112 | DA2001A | Dehumidifier Unit, Floatation Bldg | TAB-ACC-CI | H.V.A.C.,Air Conditioner | HVAC |  |  | http://www.toronto.ca/TWONTO#dehumidifier |  | Chiller and Air Coolers
40117 | DE1021A | Chiller, Liquid | TAB-DEW CENTRIFUGES | H.V.A.C.,Chiller | HVAC |  |  | http://www.toronto.ca/TWONTO#chiller |  | Centrifuge Systems
40118 | DE1022A | Chiller, Liquid | TAB-DEW CENTRIFUGES | H.V.A.C.,Chiller | HVAC |  |  | http://www.toronto.ca/TWONTO#chiller |  | Centrifuge Systems
40119 | DE1023A | Dry Cooler | TAB-DEW CENTRIFUGES | H.V.A.C. | HVAC |  |  | http://www.toronto.ca/TWONTO#air_condition |  | Centrifuge Systems
40357 | TAB-ACC-P-6403 | Pump, Heating Pump, Existing Screen Bldg Mechanical Room No.5 | TAB-ACC-HE-6402 | Pump | HVAC |  | P | http://www.toronto.ca/TWONTO#pump_set_-_with_drive |  | Heat Exchanger, Mechanical Room No.5, Old Screen Bldg., P Bldg.
40358 | TAB-ACC-P-6404 | Pump, Heating Pump, Existing Screen Bldg Mechanical Room No.5 | TAB-ACC-HE-6402 | Pump | HVAC |  | P | http://www.toronto.ca/TWONTO#pump_set_-_with_drive |  | Heat Exchanger, Mechanical Room No.5, Old Screen Bldg., P Bldg.
40359 | TAB-ACC-P-6412 | Pump, fire Pump, Pump Room, Grit Bldg., P Bldg. | TAB-PLT-SQ | Pump | HVAC |  | P | http://www.toronto.ca/TWONTO#pump_set_-_with_drive |  | P Building - Safety Equipment
40449 | TAB-ACC-PIP-1101 | Pipeline, Glycol, Space heating,., P Bldg. | TAB-ACC-1100 | Piping | HVAC |  | PIP | http://www.toronto.ca/TWONTO#piping_system |  | HVAC Heating, P Bldg
40450 | TAB-ACC-PIP-1102 | Pipeline, Hot water, Space heating,., P Bldg. | TAB-ACC-1100 | Piping | HVAC |  | PIP | http://www.toronto.ca/TWONTO#piping_system |  | HVAC Heating, P Bldg
40506 | TAB-ACC-RPU-6490 | RPU Panel, HVAC, BAS Controller, Mech RM, Existing Grit Bldg North, P Bldg. | TAB-PRM-INQ-P | Control Panel,HVAC | HVAC |  | RPU | http://www.toronto.ca/TWONTO#RPU_panel |  | P Building - Instrument Equipment
40507 | TAB-ACC-RPU-6500 | RPU Panel, Screen Room AHU, Mech Room, Penthouse, New Screen Bldg., P Bldg. | TAB-PRM-INQ-P | Control Panel,HVAC | HVAC |  | RPU | http://www.toronto.ca/TWONTO#RPU_panel |  | P Building - Instrument Equipment
40551 | TAB-ACC-RPU-6540 | RPU Panel, HVAC, BAS Controller, Mech Room, Penthouse, New Screen Bldg., P Bldg. | TAB-PRM-INQ-P | Control Panel,HVAC | HVAC |  | RPU | http://www.toronto.ca/TWONTO#RPU_panel |  | P Building - Instrument Equipment
40552 | TAB-ACC-RPU-6550 | RPU Panel, HVAC, BAS Controller, Mech Room, Penthouse, New Screen Bldg., P Bldg. | TAB-PRM-INQ-P | Control Panel,HVAC | HVAC |  | RPU | http://www.toronto.ca/TWONTO#RPU_panel |  | P Building - Instrument Equipment
40553 | TAB-ACC-RPU-6560 | RPU Panel, HVAC, BAS Controller, Mech Room, Penthouse, New Screen Bldg., P Bldg. | TAB-PRM-INQ-P | Control Panel,HVAC | HVAC |  | RPU | http://www.toronto.ca/TWONTO#RPU_panel |  | P Building - Instrument Equipment
40715 | DR8011A | Air, Handling Unit, AHU-1, (2.8 L/S), Digester Gas Control Building | TAB-ACC-AHU | Air Handling Unit | HVAC |  |  | http://www.toronto.ca/TWONTO#air_handler_unit |  | Air Handling Unit & Supply Fan
40716 | DR8012A | Air, Handling Unit, AHU-2, (2.8 L/S),, Digester Gas Control Building | TAB-ACC-AHU | Air Handling Unit | HVAC |  |  | http://www.toronto.ca/TWONTO#air_handler_unit |  | Air Handling Unit & Supply Fan
40717 | DR8012A | Air, Handling Unit, AHU-2, (2.8 L/S),, Digester Gas Control Building | TAB-ACC-AHU-GAS | Air Handling Unit | HVAC |  |  | http://www.toronto.ca/TWONTO#air_handler_unit |  | AHUs/Supply Fans Gas Control Bldg.
40718 | DR8013A | Air, Handling Unit, AHU-3, Digester Gas Control Build, Basement, North East Corner | TAB-ACC-AHU | Air Handling Unit | HVAC |  |  | http://www.toronto.ca/TWONTO#air_handler_unit |  | Air Handling Unit & Supply Fan
40719 | DR8014A | Air, Handling Unit, AHU-4, (1.9 L/S), Seawall Tunnel, below Dig Gas Ctrl Bldg | TAB-ACC-AHU | Air Handling Unit | HVAC |  |  | http://www.toronto.ca/TWONTO#air_handler_unit |  | Air Handling Unit & Supply Fan
40720 | DR8014A | Air, Handling Unit, AHU-4, (1.9 L/S), Seawall Tunnel, below Dig Gas Ctrl Bldg | TAB-ACC-AHU-TUN | Air Handling Unit | HVAC |  |  | http://www.toronto.ca/TWONTO#air_handler_unit |  | AHUs/Supply Fans, All tunnels
40767 | TAB-ACC-T-6402 | Tank, Expansion, Mechanical Room No.5, Old Screen Bldg., P Bldg. | TAB-ACC-HE-6401 | Tank | HVAC |  | T | expansion_tank |  | Heat Exchanger, Mechanical Room No.5, Old Screen Bldg., P Bldg.
40768 | TAB-ACC-T-6403 | Tank, Expansion, Mechanical Room No.5, Old Screen Bldg., P Bldg. | TAB-ACC-HE-6401 | Tank | HVAC |  | T | expansion_tank |  | Heat Exchanger, Mechanical Room No.5, Old Screen Bldg., P Bldg.
40769 | TAB-ACC-T-6404 | Tank, Expansion, Mechanical Room No.5, Old Screen Bldg., P Bldg. | TAB-ACC-HE-6402 | Tank | HVAC |  | T | expansion_tank |  | Heat Exchanger, Mechanical Room No.5, Old Screen Bldg., P Bldg.
40770 | TAB-ACC-T-6405 | Tank, Expansion, Mechanical Room No.5, Old Screen Bldg., P Bldg. | TAB-ACC-HE-6402 | Tank | HVAC |  | T | expansion_tank |  | Heat Exchanger, Mechanical Room No.5, Old Screen Bldg., P Bldg.
40771 | TAB-ACC-T-6406 | Tank, Pot Feeder, Mechanical Room No.5, Old Screen Bldg., P Bldg. | TAB-ACC-HE-6402 | Tank | HVAC |  | T | expansion_tank |  | Heat Exchanger, Mechanical Room No.5, Old Screen Bldg., P Bldg.
40772 | TAB-ACC-T-6408 | Tank, Heating, Domestic water | TAB-ACC | Tank | HVAC |  | T | http://www.toronto.ca/TWONTO#tanked_hot_water_heater |  | Plant HVAC Equipment
40773 | TAB-ACC-T-6410 | Tank, Domestic Hot Water, Pump Room, Grit Bldg., P Bldg. | TAB-ACC | Tank | HVAC |  | T | http://www.toronto.ca/TWONTO#tanked_hot_water_heater |  | Plant HVAC Equipment
40774 | TAB-ACC-T-6411 | Heater, Domestic Hot Water, Polymer Room, Old Screen Bldg., P Bldg. | TAB-PRM-SQ-P | Tank | HVAC |  | T | http://www.toronto.ca/TWONTO#hot_water_heater |  | Safety Equipment, P Building , Primarm
40775 | TAB-ACC-T-6501 | Tank, Domestic Hot Water, WashRoom, Screen Bldg., P Bldg. | TAB-ACC | Tank | HVAC |  | T | http://www.toronto.ca/TWONTO#tanked_hot_water_heater |  | Plant HVAC Equipment
40793 | TAB-ACC-TE-1402A | Temperature Element, Supply Air Temperature | TAB-ACC-VAV-1402 | Sensor,Temperature | HVAC |  | TE | http://www.toronto.ca/TWONTO#temperature_sensor_element |  | Heater, Hot Water Reheat Coil, Variable air
40794 | TAB-ACC-TE-1404A | Temperature Element, Supply Air Temperature | TAB-ACC-VAV-1404 | Sensor,Temperature | HVAC |  | TE | http://www.toronto.ca/TWONTO#temperature_sensor_element |  | Heater, Hot Water Reheat Coil, Variable air
40795 | TAB-ACC-TE-1404B | Temperature Element, Space Temperature | TAB-ACC-VAV-1404 | Sensor,Temperature | HVAC |  | TE | http://www.toronto.ca/TWONTO#temperature_sensor_element |  | Heater, Hot Water Reheat Coil, Variable air
40796 | TAB-ACC-TE-1405A | Temperature Element, Supply Air Temperature | TAB-ACC-VAV-1405 | Sensor,Temperature | HVAC |  | TE | http://www.toronto.ca/TWONTO#temperature_sensor_element |  | Heater, Hot Water Reheat Coil, Variable air
40797 | TAB-ACC-TE-1417B | Temperature Element, Space Temperature | TAB-ACC-VAV-1417 | Sensor,Temperature | HVAC |  | TE | http://www.toronto.ca/TWONTO#temperature_sensor_element |  | Heater, Hot Water Reheat Coil, Variable air
40798 | TAB-ACC-TE-1420B | Temperature Element, Space Temperature | TAB-ACC-VAV-1420 | Sensor,Temperature | HVAC |  | TE | http://www.toronto.ca/TWONTO#temperature_sensor_element |  | Heater, Hot Water Reheat Coil, Variable air
40799 | TAB-ACC-TE-1433B | Temperature Element, Space Temperature | TAB-ACC-HTR-1433 | Sensor,Temperature | HVAC |  | TE | http://www.toronto.ca/TWONTO#temperature_sensor_element |  | Heater, Hot Water Reheat Coil
40800 | TAB-ACC-TE-1434B | Temperature Element, Space Temperature | TAB-ACC-HTR-1434 | Sensor,Temperature | HVAC |  | TE | http://www.toronto.ca/TWONTO#temperature_sensor_element |  | Heater, Hot Water Reheat Coil
40801 | TAB-ACC-TE-1435A | Temperature Element, Supply Air Temperature | TAB-ACC-HTR-1435 | Sensor,Temperature | HVAC |  | TE | http://www.toronto.ca/TWONTO#temperature_sensor_element |  | Heater, Hot Water Reheat Coil
40802 | TAB-ACC-TE-1437A | Temperature Element, Supply Air Temperature | TAB-ACC-HTR-1437 | Sensor,Temperature | HVAC |  | TE | http://www.toronto.ca/TWONTO#temperature_sensor_element |  | Heater, Hot Water Reheat Coil
40803 | TAB-ACC-TE-1437B | Temperature Element, Space Temperature | TAB-ACC-HTR-1437 | Sensor,Temperature | HVAC |  | TE | http://www.toronto.ca/TWONTO#temperature_sensor_element |  | Heater, Hot Water Reheat Coil
40804 | TAB-ACC-TE-1438B | Temperature Element, Space Temperature | TAB-ACC-HTR-1438 | Sensor,Temperature | HVAC |  | TE | http://www.toronto.ca/TWONTO#temperature_sensor_element |  | Heater, Hot Water Reheat Coil
40805 | TAB-ACC-TE-1439A | Temperature Element, Supply Air Temperature | TAB-ACC-HTR-1439 | Sensor,Temperature | HVAC |  | TE | http://www.toronto.ca/TWONTO#temperature_sensor_element |  | Heater, Hot Water Reheat Coil
40806 | TAB-ACC-TE-1439B | Temperature Element, Space Temperature | TAB-ACC-HTR-1439 | Sensor,Temperature | HVAC |  | TE | http://www.toronto.ca/TWONTO#temperature_sensor_element |  | Heater, Hot Water Reheat Coil
40807 | TAB-ACC-TE-1442A | Temperature Element, Supply Air Temperature | TAB-ACC-VAV-1442 | Sensor,Temperature | HVAC |  | TE | http://www.toronto.ca/TWONTO#temperature_sensor_element |  | Heater, Hot Water Reheat Coil, Variable air
40808 | TAB-ACC-TE-1442B | Temperature Element, Space Temperature | TAB-ACC-VAV-1442 | Sensor,Temperature | HVAC |  | TE | http://www.toronto.ca/TWONTO#temperature_sensor_element |  | Heater, Hot Water Reheat Coil, Variable air
40809 | TAB-ACC-TE-1446A | Temperature Element, Supply Air Temperature | TAB-ACC-HTR-1446 | Sensor,Temperature | HVAC |  | TE | http://www.toronto.ca/TWONTO#temperature_sensor_element |  | Heater, Hot Water Reheat Coil
40810 | TAB-ACC-TE-1447B | Temperature Element, Space Temperature | TAB-ACC-HTR-1447 | Sensor,Temperature | HVAC |  | TE | http://www.toronto.ca/TWONTO#temperature_sensor_element |  | Heater, Hot Water Reheat Coil
40811 | TAB-ACC-TE-1448B | Temperature Element, Space Temperature | TAB-ACC-HTR-1448 | Sensor,Temperature | HVAC |  | TE | http://www.toronto.ca/TWONTO#temperature_sensor_element |  | Heater, Hot Water Reheat Coil
40812 | TAB-ACC-TE-1449B | Temperature Element, Space Temperature | TAB-ACC-HTR-1449 | Sensor,Temperature | HVAC |  | TE | http://www.toronto.ca/TWONTO#temperature_sensor_element |  | Heater, Hot Water Reheat Coil
40813 | TAB-ACC-TE-1450A | Temperature Element, Supply Air Temperature | TAB-ACC-VAV-1450 | Sensor,Temperature | HVAC |  | TE | http://www.toronto.ca/TWONTO#temperature_sensor_element |  | Heater, Hot Water Reheat Coil, Variable air
40814 | TAB-ACC-TE-1450B | Temperature Element, Space Temperature | TAB-ACC-VAV-1450 | Sensor,Temperature | HVAC |  | TE | http://www.toronto.ca/TWONTO#temperature_sensor_element |  | Heater, Hot Water Reheat Coil, Variable air
40815 | TAB-ACC-TE-1454A | Temperature Element, Supply Air Temperature | TAB-ACC-HTR-1454 | Sensor,Temperature | HVAC |  | TE | http://www.toronto.ca/TWONTO#temperature_sensor_element |  | Heater, Hot Water Reheat Coil
40816 | TAB-ACC-TE-1454B | Temperature Element, Space Temperature | TAB-ACC-HTR-1454 | Sensor,Temperature | HVAC |  | TE | http://www.toronto.ca/TWONTO#temperature_sensor_element |  | Heater, Hot Water Reheat Coil
40817 | TAB-ACC-TE-1456B | Temperature Element, Space Temperature | TAB-ACC-HTR-1456 | Sensor,Temperature | HVAC |  | TE | http://www.toronto.ca/TWONTO#temperature_sensor_element |  | Heater, Hot Water Reheat Coil
40818 | TAB-ACC-TE-1457A | Temperature Element, Supply Air Temperature | TAB-ACC-VAV-1457 | Sensor,Temperature | HVAC |  | TE | http://www.toronto.ca/TWONTO#temperature_sensor_element |  | Heater, Hot Water Reheat Coil, Variable air
40819 | TAB-ACC-TE-1458A | Temperature Element, Supply Air Temperature | TAB-ACC-VAV-1458 | Sensor,Temperature | HVAC |  | TE | http://www.toronto.ca/TWONTO#temperature_sensor_element |  | Heater, Hot Water Reheat Coil, Variable air
40820 | TAB-ACC-TE-1458B | Temperature Element, Space Temperature | TAB-ACC-VAV-1458 | Sensor,Temperature | HVAC |  | TE | http://www.toronto.ca/TWONTO#temperature_sensor_element |  | Heater, Hot Water Reheat Coil, Variable air
40821 | TAB-ACC-TE-1459A | Temperature Element, Supply Air Temperature | TAB-ACC-VAV-1459 | Sensor,Temperature | HVAC |  | TE | http://www.toronto.ca/TWONTO#temperature_sensor_element |  | Heater, Hot Water Reheat Coil, Variable air
40822 | TAB-ACC-TE-1459B | Temperature Element, Space Temperature | TAB-ACC-VAV-1459 | Sensor,Temperature | HVAC |  | TE | http://www.toronto.ca/TWONTO#temperature_sensor_element |  | Heater, Hot Water Reheat Coil, Variable air
40823 | TAB-ACC-TE-1462A | Temperature Element, Supply Air Temperature | TAB-ACC-HTR-1462 | Sensor,Temperature | HVAC |  | TE | http://www.toronto.ca/TWONTO#temperature_sensor_element |  | Heater unit, Z Bldg
40824 | TAB-ACC-TE-1463A | Temperature Element, Supply Air Temperature | TAB-ACC-HTR-1463 | Sensor,Temperature | HVAC |  | TE | http://www.toronto.ca/TWONTO#temperature_sensor_element |  | Heater unit, Z Bldg
40825 | TAB-ACC-TE-1463B | Temperature Element, Space Temperature | TAB-ACC-HTR-1463 | Sensor,Temperature | HVAC |  | TE | http://www.toronto.ca/TWONTO#temperature_sensor_element |  | Heater unit, Z Bldg
40826 | TAB-ACC-TE-1464B | Temperature Element, Space Temperature | TAB-ACC-HTR-1464 | Sensor,Temperature | HVAC |  | TE | http://www.toronto.ca/TWONTO#temperature_sensor_element |  | Heater unit, Z Bldg
40827 | TAB-ACC-TE-1469A | Temperature Element, Supply Air Temperature | TAB-ACC-VAV-1469 | Sensor,Temperature | HVAC |  | TE | http://www.toronto.ca/TWONTO#temperature_sensor_element |  | Heater, Hot Water Reheat Coil, Variable air
40828 | TAB-ACC-TE-1469B | Temperature Element, Space Temperature | TAB-ACC-VAV-1469 | Sensor,Temperature | HVAC |  | TE | http://www.toronto.ca/TWONTO#temperature_sensor_element |  | Heater, Hot Water Reheat Coil, Variable air
40829 | TAB-ACC-TE-1483A | Temperature Element, Supply Air Temperature | TAB-ACC-VAV-1483 | Sensor,Temperature | HVAC |  | TE | http://www.toronto.ca/TWONTO#temperature_sensor_element |  | Heater, Hot Water Reheat Coil, Variable air
40830 | TAB-ACC-TE-1483B | Temperature Element, Space Temperature | TAB-ACC-VAV-1483 | Sensor,Temperature | HVAC |  | TE | http://www.toronto.ca/TWONTO#temperature_sensor_element |  | Heater, Hot Water Reheat Coil, Variable air
40831 | TAB-ACC-TE-1484A | Temperature Element, Supply Air Temperature | TAB-ACC-VAV-1484 | Sensor,Temperature | HVAC |  | TE | http://www.toronto.ca/TWONTO#temperature_sensor_element |  | Heater, Hot Water Reheat Coil, Variable air
40832 | TAB-ACC-TE-1485A | Temperature Element, Supply Air Temperature | TAB-ACC-VAV-1485 | Sensor,Temperature | HVAC |  | TE | http://www.toronto.ca/TWONTO#temperature_sensor_element |  | Heater, Hot Water Reheat Coil, Variable air
40833 | TAB-ACC-TE-1486B | Temperature Element, Space Temperature | TAB-ACC-VAV-1486 | Sensor,Temperature | HVAC |  | TE | http://www.toronto.ca/TWONTO#temperature_sensor_element |  | Heater, Hot Water Reheat Coil, Variable air
40834 | TAB-ACC-TE-1487A | Temperature Element, Supply Air Temperature | TAB-ACC-VAV-1487 | Sensor,Temperature | HVAC |  | TE | http://www.toronto.ca/TWONTO#temperature_sensor_element |  | Heater, Hot Water Reheat Coil, Variable air
40835 | TAB-ACC-TE-1490A | Temperature Element, Supply Air Temperature | TAB-ACC-HTR-1490 | Sensor,Temperature | HVAC |  | TE | http://www.toronto.ca/TWONTO#temperature_sensor_element |  | Heater, Electric Reheat Coil
40836 | TAB-ACC-TE-1490B | Temperature Element, Space Temperature | TAB-ACC-HTR-1490 | Sensor,Temperature | HVAC |  | TE | http://www.toronto.ca/TWONTO#temperature_sensor_element |  | Heater, Electric Reheat Coil
40837 | TAB-ACC-TE-1498A | Temperature Element, Supply Air Temperature | TAB-ACC-HTR-1498 | Sensor,Temperature | HVAC |  | TE | http://www.toronto.ca/TWONTO#temperature_sensor_element |  | Heater, Hot Water Reheat Coil
40838 | TAB-ACC-TE-1498B | Temperature Element, Space Temperature | TAB-ACC-HTR-1498 | Sensor,Temperature | HVAC |  | TE | http://www.toronto.ca/TWONTO#temperature_sensor_element |  | Heater, Hot Water Reheat Coil
40839 | TAB-ACC-TE-1499B | Temperature Element, Space Temperature | TAB-ACC-HTR-1499 | Sensor,Temperature | HVAC |  | TE | http://www.toronto.ca/TWONTO#temperature_sensor_element |  | Heater, Hot Water Reheat Coil
40840 | TAB-ACC-TIC-1273 | Controller, Temperature Indicating, Thermostat, Stack | TAB-ACC-FN-1270 | Controller,Temperature | HVAC |  | TIC | http://www.toronto.ca/TWONTO#thermostat_or_zone_controller_unit |  | Fan, Exhaust, ,Stack
40841 | TAB-ACC-TIC-1283 | Controller, Temperature Indicating, Thermostat, Stack | TAB-ACC-FN-1280 | Controller,Temperature | HVAC |  | TIC | http://www.toronto.ca/TWONTO#thermostat_or_zone_controller_unit |  | Fan, Exhaust, ,Stack
40995 | TAB-ACC-TIT-6452 | Transmitter, Temperature, Outside Air, AHU-6450, Ground, East Operating Gallery | TAB-ACC-AHU-6450 | Transmitter,Temperature | HVAC |  | TIT | http://www.toronto.ca/TWONTO#temperature_transmitter |  | Air Handling Unit, Primary Tank Operating Gallery, Ground, East Side
40996 | TAB-ACC-TIT-6453 | Transmitter, Temperature, Exhaust Air, FN- 6453 & 6454, Ground, East Operating Gallery | TAB-ACC-AHU-6450 | Transmitter,Temperature | HVAC |  | TIT | http://www.toronto.ca/TWONTO#temperature_transmitter |  | Air Handling Unit, Primary Tank Operating Gallery, Ground, East Side
40997 | TAB-ACC-TIT-6454 | Transmitter, Temperature, Ambient Air, operating gallery, East Operating Gallery | TAB-ACC-AHU-6450 | Transmitter,Temperature | HVAC |  | TIT | http://www.toronto.ca/TWONTO#temperature_transmitter |  | Air Handling Unit, Primary Tank Operating Gallery, Ground, East Side
40998 | TAB-ACC-TIT-6455 | Transmitter, Temperature, Ambient Air, operating gallery, East Operating Gallery | TAB-ACC-AHU-6450 | Transmitter,Temperature | HVAC |  | TIT | http://www.toronto.ca/TWONTO#temperature_transmitter |  | Air Handling Unit, Primary Tank Operating Gallery, Ground, East Side
41014 | TAB-ACC-TSH-6451 | Switch, Temperature, High, Supply Air, AHU-6450, Ground, East Operating Gallery | TAB-ACC-AHU-6450 | Switch,Temperature-High | HVAC |  | TSH | http://www.toronto.ca/TWONTO#temperature_switch |  | Air Handling Unit, Primary Tank Operating Gallery, Ground, East Side
41046 | TAB-ACC-TSL-6302 | HVAC, Temperature Low Switch, AHU-6302, Mechanical Room, Dig 9-12 Control Building. | TAB-ACC-AHU-6302 | Switch,Temperature-Low | HVAC |  | TSL | http://www.toronto.ca/TWONTO#temperature_switch |  | Air Handling Unit, Gas Room Ventilation, Mechanical Room, Dig 9-12 Control Building.
41047 | TAB-ACC-TSL-6336 | HVAC, Temperature Low Switch, HTR-6336, Sludge Heating Room, Dig 9-12 Control Building. | TAB-ACC-HTR-6336 | Switch,Temperature-Low | HVAC |  | TSL | http://www.toronto.ca/TWONTO#temperature_switch |  | Heater, Unit Heater, Hot Water, Sludge Heating Room, Dig 9-12 Control Building.
41048 | TAB-ACC-TSL-6451 | Switch, Temperature, Low, Outside Air, AHU-6450, Ground, East Operating Gallery | TAB-ACC-AHU-6450 | Switch,Temperature-Low | HVAC |  | TSL | http://www.toronto.ca/TWONTO#temperature_switch |  | Air Handling Unit, Primary Tank Operating Gallery, Ground, East Side
41367 | TAB-ACC-V-1434A | Valve, Reheat, Modulating | TAB-ACC-HTR-1434 | Valve | HVAC |  | V | http://www.toronto.ca/TWONTO#valve |  | Heater, Hot Water Reheat Coil
41368 | TAB-ACC-V-1436 | Valve, Reheat, Modulating | TAB-ACC-HTR-1436 | Valve | HVAC |  | V | http://www.toronto.ca/TWONTO#valve |  | Heater, Hot Water Reheat Coil
41369 | TAB-ACC-V-1438 | Valve, Reheat, Modulating | TAB-ACC-HTR-1438 | Valve | HVAC |  | V | http://www.toronto.ca/TWONTO#valve |  | Heater, Hot Water Reheat Coil
41371 | TAB-ACC-V-1444 | Valve, Reheat, Modulating | TAB-ACC-HTR-1444 | Valve | HVAC |  | V | http://www.toronto.ca/TWONTO#valve |  | Heater, Hot Water Reheat Coil
41372 | TAB-ACC-V-1446 | Valve, Reheat, Modulating | TAB-ACC-HTR-1446 | Valve | HVAC |  | V | http://www.toronto.ca/TWONTO#valve |  | Heater, Hot Water Reheat Coil
41373 | TAB-ACC-V-1448 | Valve, Reheat, Modulating | TAB-ACC-HTR-1448 | Valve | HVAC |  | V | http://www.toronto.ca/TWONTO#valve |  | Heater, Hot Water Reheat Coil
41376 | TAB-ACC-V-1455 | Valve, Reheat, Modulating | TAB-ACC-HTR-1455 | Valve | HVAC |  | V | http://www.toronto.ca/TWONTO#valve |  | Heater, Hot Water Reheat Coil
41451 | TAB-ACC-V-1499 | Valve, Reheat, Modulating | TAB-ACC-HTR-1499 | Valve | HVAC |  | V | http://www.toronto.ca/TWONTO#valve |  | Heater, Hot Water Reheat Coil
41658 | FCL-ACC-AHU-0902 | Air Handling unit, RMF Clarification Facility, Electrical Room | FCL-ACC | Air Handling Unit | HVAC |  | AHU | http://www.toronto.ca/TWONTO#air_handler_unit |  | Climate Control (HVAC)
41659 | FCL-ACC-AHU-0902 | Air Handling unit, RMF Clarification Facility, Electrical Room | FCL-ACC-RMF | Air Handling Unit | HVAC |  | AHU | http://www.toronto.ca/TWONTO#air_handler_unit |  | Residue Management HVAC Equipment
41662 | FCL-ACC-AHU-0903 | Air Handling Unit, Centrifuge Building HVAC Room North | FCL-ACC | Air Handling Unit | HVAC |  | AHU | http://www.toronto.ca/TWONTO#air_handler_unit |  | Climate Control (HVAC)
41663 | FCL-ACC-AHU-0904 | Air Handling unit, RMF Clarification Facility, Exit Corridor North | FCL-ACC-RMF | Air Handling Unit | HVAC |  | AHU | http://www.toronto.ca/TWONTO#air_handler_unit |  | Residue Management HVAC Equipment
41664 | FCL-ACC-AHU-0905 | Air Handling unit, RMF Clarification Facility, HVAC Room 1, Ground Floor, | FCL-ACC-RMF | Air Handling Unit | HVAC |  | AHU | http://www.toronto.ca/TWONTO#air_handler_unit |  | Residue Management HVAC Equipment
41665 | FCL-ACC-AHU-0906 | Air Handling unit, RMF Clarification Facility, HVAC Room 2, Ground Floor, outside toward 23rd street | FCL-ACC | Air Handling Unit | HVAC |  | AHU | http://www.toronto.ca/TWONTO#air_handler_unit |  | Climate Control (HVAC)
41883 | FCL-ACC-AHU-0906 | Air Handling unit, RMF Clarification Facility, HVAC Room 2, Ground Floor, outside toward 23rd street | FCL-ACC-RMF | Air Handling Unit | HVAC |  | AHU | http://www.toronto.ca/TWONTO#air_handler_unit |  | Residue Management HVAC Equipment
41884 | FCL-ACC-AHU-0907 | Air Handling unit, RMF Clarification Facility, HVAC Room 2, Ground Floor, outside toward 23rd street. | FCL-ACC | Air Handling Unit | HVAC |  | AHU | http://www.toronto.ca/TWONTO#air_handler_unit |  | Climate Control (HVAC)
41885 | FCL-ACC-AHU-0907 | Air Handling unit, RMF Clarification Facility, HVAC Room 2, Ground Floor, outside toward 23rd street. | FCL-ACC-RMF | Air Handling Unit | HVAC |  | AHU | http://www.toronto.ca/TWONTO#air_handler_unit |  | Residue Management HVAC Equipment
42079 | TAB-ACC-V-6402 | Valve, Actuated, Fire Protection System, Pump Room, Grit Bldg., P Bldg. | TAB-ACC-P-6414 | Valve | HVAC |  | V | http://www.toronto.ca/TWONTO#valve |  | Pump, jockey Pump, Pump Room, Grit Bldg., P Bldg.
42080 | TAB-ACC-V-6403 | Valve, Actuated, Fire Protection System, Ground Floor, Old Screen Bldg., P Bldg. | TAB-ACC-P-6414 | Valve | HVAC |  | V | http://www.toronto.ca/TWONTO#valve |  | Pump, jockey Pump, Pump Room, Grit Bldg., P Bldg.
42081 | TAB-ACC-V-6404 | Valve, Actuated, Fire Protection System, Ground Floor, Old Screen Bldg., P Bldg. | TAB-ACC-P-6414 | Valve | HVAC |  | V | http://www.toronto.ca/TWONTO#valve |  | Pump, jockey Pump, Pump Room, Grit Bldg., P Bldg.
42082 | TAB-ACC-V-6405 | Valve, Actuated, Fire Protection System, Ground Floor, Old Screen Bldg., P Bldg. | TAB-ACC-P-6414 | Valve | HVAC |  | V | http://www.toronto.ca/TWONTO#valve |  | Pump, jockey Pump, Pump Room, Grit Bldg., P Bldg.
42083 | TAB-ACC-V-6406 | Valve, Actuated, Fire Protection System, Ground Floor, Old Screen Bldg., P Bldg. | TAB-ACC-P-6414 | Valve | HVAC |  | V | http://www.toronto.ca/TWONTO#valve |  | Pump, jockey Pump, Pump Room, Grit Bldg., P Bldg.
42084 | TAB-ACC-V-6409 | Valve, Actuated, Fire Protection System, Pump Room, Grit Bldg., P Bldg. | TAB-ACC-P-6412 | Valve | HVAC |  | V | http://www.toronto.ca/TWONTO#valve |  | Pump, fire Pump, Pump Room, Grit Bldg., P Bldg.
42085 | TAB-ACC-V-6410 | Valve, Actuated, Fire Protection System, Pump Room, Grit Bldg., P Bldg. | TAB-ACC-P-6412 | Valve | HVAC |  | V | http://www.toronto.ca/TWONTO#valve |  | Pump, fire Pump, Pump Room, Grit Bldg., P Bldg.
42086 | TAB-ACC-V-6413 | Valve, Butterfly Valve, Isolation, Hot Water System, existing north digesters tunnel | TAB-ACC-1100 | Valve | HVAC |  | V | http://www.toronto.ca/TWONTO#valve |  | HVAC Heating, P Bldg
42087 | TAB-ACC-V-6414 | Valve, Butterfly Valve, Isolation, Hot Water System, existing north digesters tunnel | TAB-ACC-1100 | Valve | HVAC |  | V | http://www.toronto.ca/TWONTO#valve |  | HVAC Heating, P Bldg
42088 | TAB-ACC-V-6415 | Valve, Butterfly Valve, Isolation, Hot Water System, existing north digesters tunnel | TAB-ACC-1100 | Valve | HVAC |  | V | http://www.toronto.ca/TWONTO#valve |  | HVAC Heating, P Bldg
42089 | TAB-ACC-V-6417 | Valve, Butterfly Valve, Isolation, Hot Water System, Mech. Room No.5, Old Screen Bldg., P Bldg. | TAB-ACC-P-6403 | Valve | HVAC |  | V | http://www.toronto.ca/TWONTO#valve |  | Pump, Heating Pump, Existing Screen Bldg Mechanical Room No.5
42090 | TAB-ACC-V-6418 | Valve, Check, Hot Water System, Mech. Room No.5, Old Screen Bldg., P Bldg. | TAB-ACC-P-6404 | Valve,Check | HVAC |  | V | http://www.toronto.ca/TWONTO#valve |  | Pump, Heating Pump, Existing Screen Bldg Mechanical Room No.5
42091 | TAB-ACC-V-6421 | Valve, Motorized, Hot Water System, Mech. Room No.5, Old Screen Bldg., P Bldg. | TAB-ACC-HE-6401 | Valve | HVAC |  | V | http://www.toronto.ca/TWONTO#valve |  | Heat Exchanger, Mechanical Room No.5, Old Screen Bldg., P Bldg.
42092 | TAB-ACC-V-6422 | Valve, Motorized, Hot Water System, Mech. Room No.5, Old Screen Bldg., P Bldg. | TAB-ACC-HE-6402 | Valve | HVAC |  | V | http://www.toronto.ca/TWONTO#valve |  | Heat Exchanger, Mechanical Room No.5, Old Screen Bldg., P Bldg.
42093 | TAB-ACC-V-6424 | Valve, Butterfly, Isolation, Mech. Room No.5, Old Screen Bldg., P Bldg. | TAB-ACC-P-6401 | Valve | HVAC |  | V | http://www.toronto.ca/TWONTO#valve |  | Pump, Heating Pump, VFD, Mech Room No. 5, Old Screen Bldg., P Bldg.
42094 | TAB-ACC-V-6425 | Valve, Butterfly, Isolation, Hot Water System, Mech. Room No.5, Old Screen Bldg., P Bldg. | TAB-ACC-P-6402 | Valve | HVAC |  | V | http://www.toronto.ca/TWONTO#valve |  | Pump, Heating Pump, VFD, Mech Room No. 5, Old Screen Bldg., P Bldg.
42095 | TAB-ACC-V-6426 | Valve, Check, Hot Water System, Mech. Room No.5, Old Screen Bldg., P Bldg. | TAB-ACC-P-6401 | Valve,Check | HVAC |  | V | http://www.toronto.ca/TWONTO#valve |  | Pump, Heating Pump, VFD, Mech Room No. 5, Old Screen Bldg., P Bldg.
42096 | TAB-ACC-V-6427 | Valve, Check, Hot Water System, Mech. Room No.5, Old Screen Bldg., P Bldg. | TAB-ACC-P-6402 | Valve,Check | HVAC |  | V | http://www.toronto.ca/TWONTO#valve |  | Pump, Heating Pump, VFD, Mech Room No. 5, Old Screen Bldg., P Bldg.
42097 | TAB-ACC-V-6429 | Valve, 2-Way Modulating, PreHeater Coil,AHU-6410, Roof, Existing Grit Bldg. | TAB-ACC-AHU-6410 | Valve | HVAC |  | V | http://www.toronto.ca/TWONTO#valve |  | Air Handling Unit, Roof, Grit Bldg., P Bldg.
42098 | TAB-ACC-V-6431 | Valve, 2-Way Modulating, PreHeater Coil,AHU-6420, Roof, Existing Grit Bldg. | TAB-ACC-AHU-6420 | Valve | HVAC |  | V | http://www.toronto.ca/TWONTO#valve |  | Air Handling Unit, Roof, Grit Bldg., P Bldg.
42099 | TAB-ACC-V-6451 | Valve, 2-Way Modulating, PreHeater Coil,AHU-6450, Ground, East Operating Gallery | TAB-ACC-AHU-6450 | Valve | HVAC |  | V | http://www.toronto.ca/TWONTO#valve |  | Air Handling Unit, Primary Tank Operating Gallery, Ground, East Side
42100 | TAB-ACC-V-6481 | Valve, 2-Way Modulating, heating Coil,6405, Pump RM, Existing Grit Bldg. | TAB-ACC-HE-6405 | Valve | HVAC |  | V | http://www.toronto.ca/TWONTO#valve |  | Heat Exchanger, Heating Coil box, Pump Room, Grit Bldg., P Bldg.
42101 | TAB-ACC-V-6483 | Valve, 2-Way Modulating, heating Coil,6403, Grit Tank Area north, Existing Grit Bldg. | TAB-ACC-HE-6403 | Valve | HVAC |  | V | http://www.toronto.ca/TWONTO#valve |  | Heat Exchanger, Heating Coil box, Ground Floor, North Side, Grit Bldg., P Bldg.
42102 | TAB-ACC-V-6484 | Valve, 2-Way Modulating, heating Coil,6404, Roof, Existing Grit Bldg. | TAB-ACC-HE-6404 | Valve | HVAC |  | V | http://www.toronto.ca/TWONTO#valve |  | Heat Exchanger, Heating Coil box, Mechanical Room No.5, Old Screen Bldg., P Bldg.
42103 | TAB-ACC-V-6511 | Valve, 2-Way Modulating, PreHeater Coil,AHU-6510, Mechanical RM No. 1, Screen Bldg., P Bldg. | TAB-ACC-AHU-6510 | Valve | HVAC |  | V | http://www.toronto.ca/TWONTO#valve |  | Air Handling Unit, Mechanical Room no.1, Screen Bldg., P Bldg.
42104 | TAB-ACC-V-6520 | Valve, 2-Way Modulating, PreHeater Coil,AHU-6520, Mechanical RM No. 2, Screen Bldg., P Bldg. | TAB-ACC-AHU-6520 | Valve | HVAC |  | V | http://www.toronto.ca/TWONTO#valve |  | Air Handling Unit, Mechanical Room no.2, Screen Bldg., P Bldg.
42105 | TAB-ACC-V-6521 | Valve, Actuated, Fire Protection System, Mechanical Room No. 1, Screen Bldg., P Bldg. | TAB-ACC-P-6511 | Valve | HVAC |  | V | http://www.toronto.ca/TWONTO#valve |  | Pump, Fire pump, Mechanical Room No. 1, Screen Bldg., P Bldg.
42106 | TAB-ACC-V-6525 | Valve, Actuated, Fire Protection System, Mechanical Room No. 1, Screen Bldg., P Bldg. | TAB-ACC-P-6513 | Valve | HVAC |  | V | http://www.toronto.ca/TWONTO#valve |  | Pump, Jockey pump, Mechanical Room No. 1, Screen Bldg., P Bldg.
42107 | TAB-ACC-V-6526 | Valve, Actuated, Fire Protection System, Mechanical Room No. 1, Screen Bldg., P Bldg. | TAB-ACC-P-6513 | Valve | HVAC |  | V | http://www.toronto.ca/TWONTO#valve |  | Pump, Jockey pump, Mechanical Room No. 1, Screen Bldg., P Bldg.
42108 | TAB-ACC-V-6527 | Valve, Actuated, Fire Protection System, Mechanical Room No. 1, Screen Bldg., P Bldg. | TAB-ACC-P-6511 | Valve | HVAC |  | V | http://www.toronto.ca/TWONTO#valve |  | Pump, Fire pump, Mechanical Room No. 1, Screen Bldg., P Bldg.
42109 | TAB-ACC-V-6528 | Valve, Actuated, Fire Protection System, Mechanical Room No. 1, Screen Bldg., P Bldg. | TAB-ACC-P-6511 | Valve | HVAC |  | V | http://www.toronto.ca/TWONTO#valve |  | Pump, Fire pump, Mechanical Room No. 1, Screen Bldg., P Bldg.
42110 | TAB-ACC-V-6529 | Valve, Actuated, Fire Protection System, Mechanical Room No. 1, Screen Bldg., P Bldg. | TAB-ACC-P-6511 | Valve | HVAC |  | V | http://www.toronto.ca/TWONTO#valve |  | Pump, Fire pump, Mechanical Room No. 1, Screen Bldg., P Bldg.
42111 | TAB-ACC-V-6531 | Valve, 2-Way Modulating, PreHeater Coil,AHU-6530, Mechanical RM No. 3, Screen Bldg., P Bldg. | TAB-ACC-AHU-6530 | Valve | HVAC |  | V | http://www.toronto.ca/TWONTO#valve |  | Air Handling Unit, Mechanical Room no.3, Screen Bldg., P Bldg.
42112 | TAB-ACC-V-6532 | Valve, 2-Way Modulating, PreHeater Coil,AHU-6530, Mechanical RM No. 3, Screen Bldg., P Bldg. | TAB-ACC-AHU-6530 | Valve | HVAC |  | V | http://www.toronto.ca/TWONTO#valve |  | Air Handling Unit, Mechanical Room no.3, Screen Bldg., P Bldg.
42113 | TAB-ACC-V-6541 | Valve, 2-Way Modulating, PreHeater Coil,AHU-6540, Mechanical RM No. 3, Screen Bldg., P Bldg. | TAB-ACC-AHU-6540 | Valve | HVAC |  | V | http://www.toronto.ca/TWONTO#valve |  | Air Handling Unit, Mechanical Room no.3, Screen Bldg., P Bldg.
42114 | TAB-ACC-V-6542 | Valve, 2-Way Modulating, PreHeater Coil,AHU-6540, Mechanical RM No. 3, Screen Bldg., P Bldg. | TAB-ACC-AHU-6540 | Valve | HVAC |  | V | http://www.toronto.ca/TWONTO#valve |  | Air Handling Unit, Mechanical Room no.3, Screen Bldg., P Bldg.
42115 | TAB-ACC-V-6551 | Valve, 3-Way Modulating, PreHeater Coil,AHU-6550, Mechanical RM No. 3, Screen Bldg., P Bldg. | TAB-ACC-AHU-6550 | Valve | HVAC |  | V | http://www.toronto.ca/TWONTO#valve |  | Air Handling Unit, Mechanical Room no.3, Screen Bldg., P Bldg.
42116 | TAB-ACC-V-6571 | Valve, 2-Way Modulating, PreHeater Coil,AHU-6570, Mechanical RM No. 3, Screen Bldg., P Bldg. | TAB-ACC-AHU-6570 | Valve | HVAC |  | V | http://www.toronto.ca/TWONTO#valve |  | Air Handling Unit, Mechanical Room no.3, Screen Bldg., P Bldg.
42117 | TAB-ACC-V-6572 | Valve, 2-Way Modulating, PreHeater Coil,AHU-6570, Mechanical RM No. 3, Screen Bldg., P Bldg. | TAB-ACC-AHU-6570 | Valve | HVAC |  | V | http://www.toronto.ca/TWONTO#valve |  | Air Handling Unit, Mechanical Room no.3, Screen Bldg., P Bldg.
42118 | TAB-ACC-V-6581 | Valve, 2-Way Modulating, PreHeater Coil,AHU-6580, Roof, Workshop Bldg. | TAB-ACC-AHU-6580 | Valve | HVAC |  | V | http://www.toronto.ca/TWONTO#valve |  | Air Handling Unit, Workshop Roof, P Bldg.
42119 | TAB-ACC-V-6582 | Valve, 2-Way Modulating, Heating Coil,HC-6582, Workshop Storage, Workshop Bldg. | TAB-ACC-AHU-6580 | Valve | HVAC |  | V | http://www.toronto.ca/TWONTO#valve |  | Air Handling Unit, Workshop Roof, P Bldg.
42120 | TAB-ACC-V-6591 | Valve, 2-Way Modulating, PreHeater Coil,AHU-6590, Roof, Workshop Bldg. | TAB-ACC-AHU-6590 | Valve | HVAC |  | V | http://www.toronto.ca/TWONTO#valve |  | Air Handling Unit, Workshop Roof, P Bldg.
42705 | TAB-CAP-PRJ-0019 | Z Building HVAC Upgrade Project | TAB-WA6 |  | HVAC |  | PRJ | project |  | Common to Projects, Bldg. Services, Z Building
44481 | TAB-DIG-CP-7101 | Control Station, Ventilation, Waste Gas Burner Station | TAB-DIG-CP-7100 | Control Panel | HVAC |  | CP | http://www.toronto.ca/TWONTO#process_control_panel |  | Control Panel, Combustible Gas Monitoring, Waste Gas Burner Station
44948 | TAB-DIG-HT-0002 | Heat Tracing, Chamber | TAB-DIG-T-1300 | Heater,Process | HVAC |  | HT | heat_trace |  | Digestion Tank 13
49890 | TAB-PLT-INQ-4040 | Corrosion Control Unit,VFD Room,Grit Build,P Building | TAB-EL1-MCC-6631 | H.V.A.C. | HVAC |  | INQ | ? |  | Control Panel, MCC,Electrical Room,Grit Build,P Building
52766 | FCL-MCS-BAS | Plant HVAC System | FCL-MCS |  | HVAC |  |  | http://www.toronto.ca/TWONTO#collection_of_assets |  | Mechanical Services
54945 | TAB-SLO-AHU-0201A | AHU- Silo Bldg (Make up air unit) - WX4501A and WX4502A | TAB-ACC-AHU | Air Handling Unit | HVAC |  | AHU | http://www.toronto.ca/TWONTO#air_handler_unit |  | Air Handling Unit & Supply Fan
54946 | TAB-SLO-AHU-0201B | AHU- Silo Bldg (Make up air unit) - WX4501A and WX4502A | TAB-ACC-AHU | Air Handling Unit | HVAC |  | AHU | http://www.toronto.ca/TWONTO#air_handler_unit |  | Air Handling Unit & Supply Fan
54947 | TAB-SLO-AHU-0401 | AHU- Bio-Solid Odour Control Building, Roof | TAB-ACC-AHU | Air Handling Unit | HVAC |  | AHU | http://www.toronto.ca/TWONTO#air_handler_unit |  | Air Handling Unit & Supply Fan
55898 | TAB-STR-HE-4011V | Heat exchanger | TAB-STR-BL-4011 | H.V.A.C.,Chiller | HVAC |  | HE | http://www.toronto.ca/TWONTO#heat_exchanger |  | Blower #4011
57439 | FCL-WWW-AHU-0101-SUS | Air Handling Unit - Screen Room | FCL-ACC | Air Handling Unit | HVAC | 42193 | AHU | http://www.toronto.ca/TWONTO#air_handler_unit |  | Climate Control (HVAC)
58042 | THC-ACC-AC-0052 | Air Conditioner, Indoor Unit, Telecom Room, Admin. Building Telecom Room | THC-ACC-BLDG K |  | HVAC |  | AC | http://www.toronto.ca/TWONTO#air_condition |  | Administration Building, HVAC
58043 | THC-ACC-AC-0053 | Air Conditioner, Outdoor Unit, Control Room, Admin. Building Roof | THC-ACC-BLDG K |  | HVAC |  | AC | http://www.toronto.ca/TWONTO#air_condition |  | Administration Building, HVAC
58044 | THC-ACC-AC-0058 | Air Conditioner, Outdoor Unit, Control Room, Admin. Building Roof | THC-ACC-BLDG K |  | HVAC |  | AC | http://www.toronto.ca/TWONTO#air_condition |  | Administration Building, HVAC
58045 | THC-ACC-AC-0059 | Air Conditioner, Outdoor Unit, Control Room, Admin. Building Roof | THC-ACC-BLDG K |  | HVAC |  | AC | http://www.toronto.ca/TWONTO#air_condition |  | Administration Building, HVAC
58046 | THC-ACC-AC-0122 | Air Conditioner,Elec RM,Aeration Building,Phase 4 | THC-ACC-BLDG O | Air Handling Unit | HVAC |  | AC | http://www.toronto.ca/TWONTO#air_condition |  | Phase IV , Building O HVAC
58047 | THC-ACC-AC-0201 | Air Conditioning, IT Room, WA2 Workshop, | THC-GRK-STRC-0200 | Air Handling Unit | HVAC |  | AC | http://www.toronto.ca/TWONTO#air_condition |  | Workshop, WA2, Building X
58048 | THC-ACC-AC-0224 | Air Conditioner Unit, Building S | THC-ACC-BLDG S | H.V.A.C.,Air Conditioner | HVAC |  | AC | http://www.toronto.ca/TWONTO#air_condition |  | Blower Building, HVAC
58049 | THC-ACC-AC-0240 | Air Conditioner Unit, Building K | THC-ACC-BLDG K | H.V.A.C.,Air Conditioner | HVAC |  | AC | http://www.toronto.ca/TWONTO#air_condition |  | Administration Building, HVAC
58050 | THC-ACC-AC-0441 | H.V.A.C.,Air Conditioning Evaporator Unit,Electrical Room,Building UU | THC-ACC-BLDG UU | H.V.A.C.,Air Conditioner | HVAC |  | AC | http://www.toronto.ca/TWONTO#AC_evaporator_unit |  | Waste Gas Burner Building HVAC
58051 | THC-ACC-AC-0702 | Air Conditioner,Thickening Building Library | THC-ACC-BLDG J | H.V.A.C.,Air Conditioner | HVAC |  | AC | http://www.toronto.ca/TWONTO#air_condition |  | TWAS Building, HVAC
58052 | THC-ACC-AC-0703 | Air Conditioner,Thickening Building Library | THC-ACC-BLDG J | H.V.A.C.,Air Conditioner | HVAC |  | AC | http://www.toronto.ca/TWONTO#air_condition |  | TWAS Building, HVAC
58053 | THC-ACC-AC-0705 | Air Conditioner,Thickening Building Electrical Room | THC-ACC-BLDG J | H.V.A.C.,Air Conditioner | HVAC |  | AC | http://www.toronto.ca/TWONTO#air_condition |  | TWAS Building, HVAC
58054 | THC-ACC-AC-0903 | Air Conditioning Unit,ATS Room,Solids Treatment,Biosolids Building East | THCSLDMNT |  | HVAC |  | AC | http://www.toronto.ca/TWONTO#air_condition |  | THC Solids Maintenance
58055 | THC-ACC-AC-0906 | Air Conditioning Unit,MCC Room,2nd Floor,Solids Treatment,Biosolids Building East | THC-ACC-BLDG M |  | HVAC |  | AC | http://www.toronto.ca/TWONTO#air_condition |  | Incineration Building, HVAC
58056 | THC-ACC-AC-0908 | Air Conditioning Unit,RPU Room,2nd Floor,Solids Treatment,Biosolids Building East | THC-ACC-BLDG M |  | HVAC |  | AC | http://www.toronto.ca/TWONTO#air_condition |  | Incineration Building, HVAC
58057 | THC-ACC-AC-5801 | Air Conditioning ,Plant Stores,Office | THC-ACC-BLDG B |  | HVAC |  | AC | http://www.toronto.ca/TWONTO#air_condition |  | Mechanical Shop (Chlorine) Building HVAC
58058 | THC-ACC-AC-6630 | Air-conditioning Unit, Indoor, Electrical Room, Ground floor, Headworks | THC-PLT-BLDG-0001 | H.V.A.C.,Air Conditioner | HVAC |  | AC | http://www.toronto.ca/TWONTO#air_condition |  | New Head House, preliminary process
58059 | THC-ACC-AHU BLDG M | Air Handling Units, Building M | THC-ACC-BLDG M |  | HVAC |  |  | http://www.toronto.ca/TWONTO#air_handler_unit |  | Incineration Building, HVAC
58060 | THC-ACC-AHU-0071 | Air handling Unit, Ground Floor West Zone(Administration), Admin Building Roof | THC-ACC-BLDG K | Air Handling Unit | HVAC |  | AHU | http://www.toronto.ca/TWONTO#air_handler_unit |  | Administration Building, HVAC
58061 | THC-ACC-AHU-0081 | Air handling Unit, Ground Floor South Zone(Project Management), Admin Building Roof | THC-ACC-BLDG K | Air Handling Unit | HVAC |  | AHU | http://www.toronto.ca/TWONTO#air_handler_unit |  | Administration Building, HVAC
58062 | THC-ACC-AHU-0120 | Air Handlling Unit,Roof,Scrubber Room,Phase 4 | THC-ACC-BLDG O | Air Handling Unit | HVAC |  | AHU | http://www.toronto.ca/TWONTO#air_handler_unit |  | Phase IV , Building O HVAC
58064 | THC-ACC-AHU-0220 | Air Handling Unit, Building K | THC-ACC-BLDG K | H.V.A.C.,Air Conditioner | HVAC | 35458 | AHU | http://www.toronto.ca/TWONTO#air_handler_unit |  | Administration Building, HVAC
58066 | THC-ACC-AHU-0253 | Air Handling Unit, Admin Bldg K | THC-ACC-BLDG K | Air Handling Unit | HVAC | 35459 | AHU | http://www.toronto.ca/TWONTO#air_handler_unit |  | Administration Building, HVAC
58105 | THC-ACC-AHU-0261 | Air Conditioner Unit, Building R | THC-ACC-BLDG K | H.V.A.C.,Air Conditioner | HVAC | 35750 | AHU | http://www.toronto.ca/TWONTO#air_condition |  | Administration Building, HVAC
58106 | THC-ACC-AHU-0262 | Air Conditioner Unit, Building R | THC-SUSPENDED | H.V.A.C.,Air Conditioner | HVAC | 35751 | AHU | http://www.toronto.ca/TWONTO#air_condition |  | Suspended entity
58107 | THC-ACC-AHU-0263 | Air Conditioner Unit, Building R | THC-ACC-BLDG K | H.V.A.C.,Air Conditioner | HVAC | 35752 | AHU | http://www.toronto.ca/TWONTO#air_condition |  | Administration Building, HVAC
58108 | THC-ACC-AHU-0265 | Air Handling Unit, Building A | THC-ACC-BLDG A | Fan | HVAC |  | AHU | http://www.toronto.ca/TWONTO#air_handler_unit |  | Old Plant Blower Building HVAC
58109 | THC-ACC-AHU-0266 | Air Handling Unit, Building A | THC-ACC-BLDG A | Air Handling Unit | HVAC |  | AHU | http://www.toronto.ca/TWONTO#air_handler_unit |  | Old Plant Blower Building HVAC
58110 | THC-ACC-AHU-0268 | Air Handling Unit, Building A | THC-ACC-BLDG A | Fan,Axial | HVAC |  | AHU | http://www.toronto.ca/TWONTO#air_handler_unit |  | Old Plant Blower Building HVAC
58111 | THC-ACC-AHU-0321 | HVAC Unit, Building M, 2nd floor | THC-ACC-AHU BLDG M | Air Handling Unit | HVAC |  | AHU | http://www.toronto.ca/TWONTO#air_handler_unit |  | Air Handling Units, Building M
58113 | THC-ACC-AHU-0400 | Air Handling Unit, Digester Building, bldg. U | THC-ACC-BLDG J | Air Handling Unit | HVAC | 35915 | AHU | http://www.toronto.ca/TWONTO#air_handler_unit |  | TWAS Building, HVAC
58114 | THC-ACC-AHU-0440 | Air Handling Unit,Drip Trap Room,Building UU | THC-ACC-BLDG U | Air Handling Unit | HVAC |  | AHU | http://www.toronto.ca/TWONTO#air_handler_unit |  | New Digesters Building HVAC
58115 | THC-ACC-AHU-0440 | Air Handling Unit,Drip Trap Room,Building UU | THC-ACC-CP-0445 | Air Handling Unit | HVAC |  | AHU | http://www.toronto.ca/TWONTO#air_handler_unit |  | Control Panel,HVAC,Electrical Room,Building UU
58116 | THC-ACC-AHU-0502 | Air Handling Unit,Old Steam Generator Room, Building M | THC-ACC-AHU BLDG M | Air Handling Unit | HVAC | 40178 | AHU | http://www.toronto.ca/TWONTO#air_handler_unit |  | Air Handling Units, Building M
58117 | THC-ACC-AHU-0556 | Air Handling Unit,Basement,Decant Area | THC-ACC-AHU BLDG M | Air Handling Unit | HVAC | 33153 | AHU | http://www.toronto.ca/TWONTO#air_handler_unit |  | Air Handling Units, Building M
58118 | THC-ACC-AHU-0710 | Air Handling Unit,Outdoor,Centrifuge Area,Thickening Building | THC-ACC-BLDG J | Air Handling Unit | HVAC |  | AHU | http://www.toronto.ca/TWONTO#air_handler_unit |  | TWAS Building, HVAC
58119 | THC-ACC-AHU-0720 | Air Handling Unit,Basement/Sub-basement Area,Thickening Building | THC-ACC-BLDG J | Air Handling Unit | HVAC |  | AHU | http://www.toronto.ca/TWONTO#air_handler_unit |  | TWAS Building, HVAC
58120 | THC-ACC-AHU-2170 | Air Handling Unit, Tunnel T19, Phase IV Secondary | THC-ACC-TUNNEL | Air Handling Unit | HVAC |  | AHU | http://www.toronto.ca/TWONTO#air_handler_unit |  | Plant Tunnels, HVAC
58121 | THC-ACC-AHU-5900 | Air Handling Unit,Disinfection Bldg | THC-ACC-BLDG G |  | HVAC |  | AHU | http://www.toronto.ca/TWONTO#air_handler_unit |  | Air Treatment Building HVAC
58122 | THC-ACC-AHU-6100 | Air Handling Unit, Truck Loading Bay, Mech Room #2, Headworks | THC-PLT-BLDG-0001 | Air Handling Unit | HVAC |  | AHU | http://www.toronto.ca/TWONTO#air_handler_unit |  | New Head House, preliminary process
58123 | THC-ACC-AHU-6200 | Air Handling Unit, Blower Room, 2nd Floor Mech Room #2, Headworks | THC-PLT-BLDG-0001 | Air Handling Unit | HVAC |  | AHU | http://www.toronto.ca/TWONTO#air_handler_unit |  | New Head House, preliminary process
58124 | THC-ACC-AHU-6500 | Air Handling Unit, Pipe Gallery, 2nd Floor Mech Room #1, Headworks | THC-PLT-BLDG-0001 | Air Handling Unit | HVAC |  | AHU | http://www.toronto.ca/TWONTO#air_handler_unit |  | New Head House, preliminary process
58130 | THC-ACC-AIT-6101 | Transmitter, Smoke Detection, Truck Loading Bay, 2nd Floor Mech Room #2, Headworks | THC-ACC-AHU-6100 | Analyzer | HVAC |  | AIT | http://www.toronto.ca/TWONTO#flame_or_combustion_sensing_instrument |  | Air Handling Unit, Truck Loading Bay, Mech Room #2, Headworks
58131 | THC-ACC-AIT-6201 | Transmitter, Smoke Detection, S/A Duct, Blower Room, 2nd Floor Mech Room #2, Headworks | THC-ACC-AHU-6200 | Analyzer | HVAC | 45959 | AIT | http://www.toronto.ca/TWONTO#flame_or_combustion_sensing_instrument |  | Air Handling Unit, Blower Room, 2nd Floor Mech Room #2, Headworks
58132 | THC-ACC-AIT-6401 | Transmitter, Smoke Detection, S/A, Screen Room/Conveyor Areas, 2nd Floor Mech Room #1, Headworks | THC-ACC-AHU-6400 | Analyzer | HVAC | 45962 | AIT | http://www.toronto.ca/TWONTO#flame_or_combustion_sensing_instrument |  | Air Handling Unit, Screen Room/Conveyor Areas, 2nd Floor Mech Room #1, Headworks
58133 | THC-ACC-AIT-6501 | Transmitter, Smoke Detection, S/A, Pipe Gallery, 2nd Floor Mech Room #1, Headworks | THC-ACC-AHU-6500 | Analyzer | HVAC | 45963 | AIT | http://www.toronto.ca/TWONTO#flame_or_combustion_sensing_instrument |  | Air Handling Unit, Pipe Gallery, 2nd Floor Mech Room #1, Headworks
58144 | THC-ACC-BLDG B | Mechanical Shop (Chlorine) Building HVAC | THC-MCS-HVAC |  | HVAC |  |  | http://www.toronto.ca/TWONTO#collection_of_assets |  | Mechanical Services, HVAC
58145 | THC-ACC-BLDG DCL | Disinfection Process Building, HVAC | THC-MCS-HVAC |  | HVAC |  |  | http://www.toronto.ca/TWONTO#collection_of_assets |  | Mechanical Services, HVAC
58188 | THC-ACC-BLDG E | Boiler House, HVAC | THC-MCS-HVAC |  | HVAC |  |  | http://www.toronto.ca/TWONTO#collection_of_assets |  | Mechanical Services, HVAC
58189 | THC-ACC-BLDG J | TWAS Building, HVAC | THC-MCS-HVAC |  | HVAC |  |  | http://www.toronto.ca/TWONTO#collection_of_assets |  | Mechanical Services, HVAC
58190 | THC-ACC-BLDG K | Administration Building, HVAC | THC-MCS-HVAC |  | HVAC |  |  | http://www.toronto.ca/TWONTO#collection_of_assets |  | Mechanical Services, HVAC
58191 | THC-ACC-BLDG M | Incineration Building, HVAC | THC-MCS-HVAC |  | HVAC |  |  | http://www.toronto.ca/TWONTO#collection_of_assets |  | Mechanical Services, HVAC
58192 | THC-ACC-BLDG O | Phase IV , Building O HVAC | THC-MCS-HVAC |  | HVAC |  |  | http://www.toronto.ca/TWONTO#collection_of_assets |  | Mechanical Services, HVAC
58193 | THC-ACC-BLDG S | Blower Building, HVAC | THC-MCS-HVAC |  | HVAC |  |  | http://www.toronto.ca/TWONTO#collection_of_assets |  | Mechanical Services, HVAC
58197 | THC-ACC-COM-0010 | Communication, HVAC, Admin Building | THC-ACC-BLDG K |  | HVAC |  | COM | http://www.toronto.ca/TWONTO#collection_of_assets |  | Administration Building, HVAC
58198 | THC-ACC-CP-0019 | Control Panel, Server/Equipment Room Cooling, Admin Building Ground Floor | THC-ACC-BLDG K |  | HVAC |  | CP | http://www.toronto.ca/TWONTO#process_control_panel |  | Administration Building, HVAC
58209 | THC-ACC-CP-6010 | Control Panel, Alarm Annunciator, HVAC System, Main Entrance, Headworks | THC-ACC-RPU-3012 | Control Panel,HVAC | HVAC |  | CP | http://www.toronto.ca/TWONTO#process_control_panel |  | RPU, HVAC, Mech Room #2, Headworks
58213 | THC-ACC-CPU-0010 | Work Station, HVAC, Admin Building | THC-ACC-BLDG K |  | HVAC |  | CPU | http://www.toronto.ca/TWONTO#operator_interface_terminal |  | Administration Building, HVAC
58215 | THC-ACC-CT-0001 | Rainbird system control, Irigation System, Admin. Bldg, K | THC-GRK-IRG-0001 |  | HVAC |  | CT | http://www.toronto.ca/TWONTO#controller |  | Irigation System, Admin. Bldg, K
58216 | THC-ACC-CT-0002 | Controller, Heating System, Admin Building, Mechanical Room B104 | THC-ACC-BLDG K |  | HVAC |  | CT | http://www.toronto.ca/TWONTO#thermostat_or_zone_controller_unit |  | Administration Building, HVAC
58217 | THC-ACC-CT-0004 | Controller, Snow Melting System, Admin Building, Mechanical Room B104 | THC-ACC-BLDG K |  | HVAC |  | CT | http://www.toronto.ca/TWONTO#thermostat_or_zone_controller_unit |  | Administration Building, HVAC
58218 | THC-ACC-CT-0010 | Controller, HVAC, BACnet Interface, Admin Building, Ground Floor | THC-ACC-BLDG K |  | HVAC |  | CT | http://www.toronto.ca/TWONTO#thermostat_or_zone_controller_unit |  | Administration Building, HVAC
58219 | THC-ACC-CT-0011 | Controller, AHU-0011, Admin Building, Roof | THC-ACC-AHU-0011 |  | HVAC |  | CT | http://www.toronto.ca/TWONTO#thermostat_or_zone_controller_unit |  | Air handling Unit, Basement North Zone Locker Area, Admin Building Roof
58220 | THC-ACC-CT-0012 | Controller, Mechanical Room Heating, Admin Building, Basement, Mechanical Room B104 | THC-ACC-HTR-0011 |  | HVAC |  | CT | http://www.toronto.ca/TWONTO#thermostat_or_zone_controller_unit |  | Heater, Unit, Electric, 6.3kW, Admin. Building Basement, Mechanical Room B104, North/West
58221 | THC-ACC-CT-0012 | Controller, Mechanical Room Heating, Admin Building, Basement, Mechanical Room B104 | THC-ACC-HTR-0012 |  | HVAC |  | CT | http://www.toronto.ca/TWONTO#thermostat_or_zone_controller_unit |  | Heater, Unit, Electric, 6.3kW, Admin. Building Basement, Mechanical Room B104, North
58222 | THC-ACC-CT-0013 | Controller, Heating System, Admin Building, Basement, Storage Room West B107 | THC-ACC-HTR-0011 |  | HVAC |  | CT | http://www.toronto.ca/TWONTO#thermostat_or_zone_controller_unit |  | Heater, Unit, Electric, 6.3kW, Admin. Building Basement, Mechanical Room B104, North/West
58223 | THC-ACC-CT-0013 | Controller, Heating System, Admin Building, Basement, Storage Room West B107 | THC-ACC-HTR-0013 |  | HVAC |  | CT | http://www.toronto.ca/TWONTO#thermostat_or_zone_controller_unit |  | Heater, Unit, Electric, 6.3kW, Admin. Building Basement, Storage Room B107 South/West
58224 | THC-ACC-CT-0015 | Controller, Heating System, Admin Building, Basement, Storagr Room East B107 | THC-ACC-HTR-0011 |  | HVAC |  | CT | http://www.toronto.ca/TWONTO#thermostat_or_zone_controller_unit |  | Heater, Unit, Electric, 6.3kW, Admin. Building Basement, Mechanical Room B104, North/West
58225 | THC-ACC-CT-0016 | Controller, HTR-0016, Admin Building, Basement, Womens W.C & Locker Room B121 | THC-ACC-HTR-0016 |  | HVAC |  | CT | http://www.toronto.ca/TWONTO#thermostat_or_zone_controller_unit |  | Heater, Hot Water Heating Coil, Women's Locker Room B121, Admin. Building Basement
58227 | THC-ACC-CT-0051 | Controller, Mechanical Room Ventilation, Admin Building, Mechanical Room 138 | THC-ACC-BLDG K |  | HVAC |  | CT | http://www.toronto.ca/TWONTO#thermostat_or_zone_controller_unit |  | Administration Building, HVAC
58242 | FHA-ACC-AC-0019 | Chiller, Server Room, Filter Bldg | FHA-MCS-ACC | H.V.A.C.,Air Conditioner | HVAC |  | AC | http://www.toronto.ca/TWONTO#chiller |  | HVAC
58243 | FHA-ACC-AC-0019-SU | Chiller, Server Room, Filter Bldg | FHA-MCS-ACC | H.V.A.C.,Air Conditioner | HVAC | 32964 | AC | http://www.toronto.ca/TWONTO#chiller |  | HVAC
58244 | FHA-ACC-AC-0020 | Air Conditioner | FHA-MCS-ACC | H.V.A.C.,Air Conditioner | HVAC |  | AC | http://www.toronto.ca/TWONTO#air_condition |  | HVAC
58245 | FHA-ACC-AC-0021 | Air Conditioner, Ceiling Mounted, Lab | FHA-MCS-ACC | H.V.A.C.,Air Conditioner | HVAC |  | AC | http://www.toronto.ca/TWONTO#air_condition |  | HVAC
58246 | FHA-ACC-AC-0022 | Chiller, Server Room, Filter Bldg | FHA-MCS-ACC | H.V.A.C.,Air Conditioner | HVAC |  | AC | http://www.toronto.ca/TWONTO#chiller |  | HVAC
58247 | FHA-ACC-AC-0353 | FHA-ACC-AC-0003 - Air Conditioner | FHA-MCS-ACC | H.V.A.C.,Air Conditioner | HVAC |  | AC | http://www.toronto.ca/TWONTO#air_condition |  | HVAC
58248 | FHA-ACC-AC-0354 | FHA-ACC-AC-0004 - Air Conditioner | FHA-MCS-ACC | H.V.A.C.,Air Conditioner | HVAC |  | AC | http://www.toronto.ca/TWONTO#air_condition |  | HVAC
58249 | FHA-ACC-AC-0355 | FHA-ACC-AC-0005 - Air Conditioner | FHA-MCS-ACC | H.V.A.C.,Air Conditioner | HVAC |  | AC | http://www.toronto.ca/TWONTO#air_condition |  | HVAC
58250 | FHA-ACC-AC-0356 | FHA-ACC-AC-0006 - Air Conditioner | FHA-MCS-ACC | H.V.A.C.,Air Conditioner | HVAC |  | AC | http://www.toronto.ca/TWONTO#air_condition |  | HVAC
58251 | FHA-ACC-AC-0357 | FHA-ACC-AC-0007 - Air Conditioner | FHA-MCS-ACC | H.V.A.C.,Air Conditioner | HVAC |  | AC | http://www.toronto.ca/TWONTO#air_condition |  | HVAC
58252 | FHA-ACC-AC-0358 | FHA-ACC-AC-0008 - Air Conditioner | FHA-MCS-ACC | H.V.A.C.,Air Conditioner | HVAC |  | AC | http://www.toronto.ca/TWONTO#air_condition |  | HVAC
58253 | FHA-ACC-AC-0359 | FHA-ACC-AC-0009 - Air Conditioner | FHA-MCS-ACC | H.V.A.C.,Air Conditioner | HVAC |  | AC | http://www.toronto.ca/TWONTO#air_condition |  | HVAC
58254 | FHA-ACC-AC-0360 | FHA-ACC-AC-0010 - Air Conditioner | FHA-MCS-ACC | H.V.A.C.,Air Conditioner | HVAC |  | AC | http://www.toronto.ca/TWONTO#air_condition |  | HVAC
58255 | FHA-ACC-AC-0361 | FHA-ACC-AC-0011 - Air Conditioner | FHA-MCS-ACC | H.V.A.C.,Air Conditioner | HVAC |  | AC | http://www.toronto.ca/TWONTO#air_condition |  | HVAC
58256 | FHA-ACC-AC-0362 | FHA-ACC-AC-0012 - Air Conditioner | FHA-MCS-ACC | H.V.A.C.,Air Conditioner | HVAC |  | AC | http://www.toronto.ca/TWONTO#air_condition |  | HVAC
58257 | FHA-ACC-AC-0363 | FHA-ACC-AC-0013 - Air Conditioner | FHA-MCS-ACC | H.V.A.C.,Air Conditioner | HVAC |  | AC | http://www.toronto.ca/TWONTO#air_condition |  | HVAC
58258 | FHA-ACC-AC-0365 | FHA-ACC-AC-0015 - Air Conditioner | FHA-MCS-ACC | H.V.A.C.,Air Conditioner | HVAC |  | AC | http://www.toronto.ca/TWONTO#air_condition |  | HVAC
58259 | FHA-ACC-AC-0366 | FHA-ACC-AC-0016 - Air Conditioner | FHA-MCS-ACC | H.V.A.C.,Air Conditioner | HVAC |  | AC | http://www.toronto.ca/TWONTO#air_condition |  | HVAC
58260 | FHA-ACC-AC-6843 | FHA-WWW-AC-6843 - Air Conditioner, Ceiling Mounted | FHA-MCS-ACC | H.V.A.C.,Air Conditioner | HVAC |  | AC | http://www.toronto.ca/TWONTO#air_condition |  | HVAC
58261 | FHA-ACC-AHU-0002 | Air Handling Unit - Single Packaged - Self Contained | FHA-MCS-ACC | Air Handling Unit | HVAC | 38790 | AHU | http://www.toronto.ca/TWONTO#air_handler_unit |  | HVAC
58262 | FHA-ACC-AHU-0004 | Cooling Unit Spot Cooler | FHA-MCS-ACC | Air Handling Unit | HVAC | 38791 | AHU | http://www.toronto.ca/TWONTO#air_condition |  | HVAC
58263 | FHA-ACC-AHU-0006 | Air Handling Unit - Single Packaged - Self Contained -WMS Room Ceiling | FHA-MCS-ACC | Air Handling Unit | HVAC |  | AHU | http://www.toronto.ca/TWONTO#air_handler_unit |  | HVAC
58264 | FHA-ACC-AHU-6803 | Air Handling Unit, RMF | FHA-MCS-ACC | Air Handling Unit | HVAC |  | AHU | http://www.toronto.ca/TWONTO#air_handler_unit |  | HVAC
58276 | FHA-ACC-FIT-0400 | FHA-ACC-FIT-0100 - Transmitter, Flow Indicating, For Dehumidifier FHA-ACC-D-0402 | FHA-ACC-D-0402 | H.V.A.C.,Air Conditioner | HVAC |  | FIT | http://www.toronto.ca/TWONTO#flow_transmitter |  | Dehumidification Unit, Filter Pipe Gallery
58286 | FHA-ACC-FN-0319 | Heater Exchanger | FHA-MCS-ACC | H.V.A.C.,Heater,Unit | HVAC |  | FN | http://www.toronto.ca/TWONTO#heat_exchanger |  | HVAC
58326 | THC-ACC-CU-0051 | Condensing Unit, Equipment Room,Admin Building Roof | THC-ACC-BLDG K | Air Handling Unit | HVAC |  | CU | http://www.toronto.ca/TWONTO#AC_condenser_unit |  | Administration Building, HVAC
58327 | THC-ACC-CU-0053 | Condensing Unit, Equipment Room,Admin Building Roof | THC-ACC-BLDG K |  | HVAC |  | CU | http://www.toronto.ca/TWONTO#AC_condenser_unit |  | Administration Building, HVAC
58328 | THC-ACC-CU-0054 | Condensing Unit, Sequirity Equipment Area, Admin Building Roof | THC-ACC-BLDG K |  | HVAC |  | CU | http://www.toronto.ca/TWONTO#AC_condenser_unit |  | Administration Building, HVAC
58388 | THC-ACC-CU-0055 | Condensing Unit, Entrance Facility, Admin Building Roof | THC-ACC-BLDG K |  | HVAC |  | CU | http://www.toronto.ca/TWONTO#AC_condenser_unit |  | Administration Building, HVAC
58389 | THC-ACC-CU-0121 | Condenser for AC units | THC-ACC-AC-0121 | Fan,Axial | HVAC |  | CU | http://www.toronto.ca/TWONTO#AC_condenser_unit |  | Air Conditioner,Elec RM,Aeration Building,Phase 4
58390 | THC-ACC-CU-0201 | Condensing Unit, IT Room, WA2 Workshop, | THC-ACC-AC-0201 | Air Handling Unit | HVAC |  | CU | http://www.toronto.ca/TWONTO#AC_condenser_unit |  | Air Conditioning, IT Room, WA2 Workshop,
58391 | THC-ACC-CU-0269 | Cooling Unit, Lab Roof, Building A | THC-ACC-AHU-0268 | Fan,Axial | HVAC |  | CU | http://www.toronto.ca/TWONTO#AC_condenser_unit |  | Air Handling Unit, Building A
58392 | THC-ACC-CU-0441 | H.V.A.C.,Air Conditioning Condensor Unit,Electrical Room,Building UU | THC-ACC-BLDG U | H.V.A.C.,Air Conditioner | HVAC |  | CU | http://www.toronto.ca/TWONTO#AC_condenser_unit |  | New Digesters Building HVAC
58393 | THC-ACC-CU-0566 | Condenser,AC units,Electrical Room,Blower Building,Lower Plant | THC-ACC-AC-0566 | Air Handling Unit | HVAC |  | CU | http://www.toronto.ca/TWONTO#AC_condenser_unit |  | Air Conditioner,Electrical Room,Blower Building,Lower Plant
58394 | THC-ACC-CU-0903 | Condensing Unit,ATS Room,Solids Treatment,Outdoor,Biosolids Building East | THC-ACC-BLDG M |  | HVAC |  | CU | http://www.toronto.ca/TWONTO#AC_condenser_unit |  | Incineration Building, HVAC
58395 | THC-ACC-CU-0904 | Condensing Unit,MCC Room,2nd Floor, Solids Treatment,Outdoor,Biosolids Building East | THC-ACC-BLDG M |  | HVAC |  | CU | http://www.toronto.ca/TWONTO#AC_condenser_unit |  | Incineration Building, HVAC
58396 | THC-ACC-CU-0905 | Condensing Unit,MCC Room,2nd Floor, Solids Treatment,Outdoor,Biosolids Building East | THC-ACC-BLDG M |  | HVAC |  | CU | http://www.toronto.ca/TWONTO#AC_condenser_unit |  | Incineration Building, HVAC
58397 | THC-ACC-CU-5201 | Air Conditioning, Condensing unit, IT room | THC-ACC-AC-5201 | Air Handling Unit | HVAC |  | CU | http://www.toronto.ca/TWONTO#AC_condenser_unit |  | Air Conditioning, Split, IT room
58398 | THC-ACC-CU-5201 | Air Conditioning, Condensing unit, IT room | THC-ACC-BLDG X | Air Handling Unit | HVAC |  | CU | http://www.toronto.ca/TWONTO#AC_condenser_unit |  | New Workshop WA2 Building HVAC
58399 | THC-ACC-CU-5801 | Air Condensing ,Plant Stores,Outdoor,South | THC-ACC-BLDG B |  | HVAC |  | CU | http://www.toronto.ca/TWONTO#AC_condenser_unit |  | Mechanical Shop (Chlorine) Building HVAC
58400 | THC-ACC-CU-6610 | Condensing Unit, Outdoor, Electrical Room, High roof #1, Headworks | THC-ACC-AC-6610 | H.V.A.C.,Air Conditioner | HVAC |  | CU | http://www.toronto.ca/TWONTO#AC_condenser_unit |  | Air-conditioning Unit, Indoor, Electrical Room, Ground floor, Headworks
58401 | THC-ACC-CU-6630 | Condensing Unit, Outdoor, Electrical Room, High roof #1, Headworks | THC-ACC-AC-6630 | H.V.A.C.,Air Conditioner | HVAC |  | CU | http://www.toronto.ca/TWONTO#AC_condenser_unit |  | Air-conditioning Unit, Indoor, Electrical Room, Ground floor, Headworks
58404 | THC-ACC-DM-0056 | Damper, Motorized, Exhaust FN-0056, Admin Building, Ground Floor, Lunch Room 150 | THC-ACC-FN-0056 |  | HVAC |  | DM | http://www.toronto.ca/TWONTO#air_damper |  | Exhuast Fan, Admin. Building Ground Floor, Lunchroom 150
58405 | THC-ACC-DM-0060 | Damper, Motorized, Exhaust FN-0060, Admin Building, Ground Floor, Electrical Room 139 | THC-ACC-FN-0060 |  | HVAC |  | DM | http://www.toronto.ca/TWONTO#air_damper |  | Exhuast Fan, Admin. Building Ground Floor, Electrical Room 139, Middle
58406 | THC-ACC-DM-0061 | Damper, Motorized, Exhaust FN-0061, Admin Building, Ground Floor, Electrical Room 139 | THC-ACC-FN-0061 |  | HVAC |  | DM | http://www.toronto.ca/TWONTO#air_damper |  | Exhuast Fan, Admin. Building Ground Floor, Electrical Room 139, North
58407 | THC-ACC-DM-0068 | Damper, Motorized, Air Supply, Admin Building, Ground Floor, Electrical Room 139 | THC-ACC-FN-0060 |  | HVAC |  | DM | http://www.toronto.ca/TWONTO#air_damper |  | Exhuast Fan, Admin. Building Ground Floor, Electrical Room 139, Middle
58408 | THC-ACC-DM-0071 | VAV Box, Admin Building, Ground Floor, Office Room 107 | THC-ACC-AHU-0071 |  | HVAC |  | DM | http://www.toronto.ca/TWONTO#air_damper |  | Air handling Unit, Ground Floor West Zone(Administration), Admin Building Roof
58409 | THC-ACC-DM-0073 | VAV Box, Admin Building, Ground Floor, Office Room 110 | THC-ACC-AHU-0071 |  | HVAC |  | DM | http://www.toronto.ca/TWONTO#air_damper |  | Air handling Unit, Ground Floor West Zone(Administration), Admin Building Roof
58410 | THC-ACC-DM-0075 | VAV Box, Admin Building, Ground Floor, Lunch Room 150 | THC-ACC-AHU-0071 |  | HVAC |  | DM | http://www.toronto.ca/TWONTO#air_damper |  | Air handling Unit, Ground Floor West Zone(Administration), Admin Building Roof
58411 | THC-ACC-DM-0077 | VAV Box, Admin Building, Ground Floor, Office Room 112 | THC-ACC-AHU-0071 |  | HVAC |  | DM | http://www.toronto.ca/TWONTO#air_damper |  | Air handling Unit, Ground Floor West Zone(Administration), Admin Building Roof
58412 | THC-ACC-DM-0079 | VAV Box, Admin Building, Ground Floor, Office Room 114 | THC-ACC-AHU-0071 |  | HVAC |  | DM | http://www.toronto.ca/TWONTO#air_damper |  | Air handling Unit, Ground Floor West Zone(Administration), Admin Building Roof
58413 | THC-ACC-DM-0080 | VAV Box, Admin Building, Ground Floor, Office Room 115 | THC-ACC-AHU-0071 |  | HVAC |  | DM | http://www.toronto.ca/TWONTO#air_damper |  | Air handling Unit, Ground Floor West Zone(Administration), Admin Building Roof
58414 | THC-ACC-DM-0082 | VAV Box, Admin Building, Ground Floor, Office Room 119 | THC-ACC-AHU-0081 |  | HVAC |  | DM | http://www.toronto.ca/TWONTO#air_damper |  | Air handling Unit, Ground Floor South Zone(Project Management), Admin Building Roof
58415 | THC-ACC-DM-0085 | VAV Box, Admin Building, Ground Floor, Office Room 124 | THC-ACC-AHU-0081 |  | HVAC |  | DM | http://www.toronto.ca/TWONTO#air_damper |  | Air handling Unit, Ground Floor South Zone(Project Management), Admin Building Roof
58416 | THC-ACC-DM-0088 | VAV Box, Admin Building, Ground Floor, Telecomm Room 128 | THC-ACC-AHU-0081 |  | HVAC |  | DM | http://www.toronto.ca/TWONTO#air_damper |  | Air handling Unit, Ground Floor South Zone(Project Management), Admin Building Roof
58417 | THC-ACC-DM-0089 | VAV Box, Admin Building, Ground Floor, Project Management Corridor 117 | THC-ACC-AHU-0081 |  | HVAC |  | DM | http://www.toronto.ca/TWONTO#air_damper |  | Air handling Unit, Ground Floor South Zone(Project Management), Admin Building Roof
58418 | THC-ACC-DM-0091 | VAV Box, Admin Building, Ground Floor, Field Service Corridor B 130 | THC-ACC-AHU-0091 |  | HVAC |  | DM | http://www.toronto.ca/TWONTO#air_damper |  | Air handling Unit, Ground Floor East Zone(Field Services), Admin Building Roof
58419 | THC-ACC-DM-0092 | VAV Box, Admin Building, Ground Floor, Meeting Room 135 | THC-ACC-AHU-0091 |  | HVAC |  | DM | http://www.toronto.ca/TWONTO#air_damper |  | Air handling Unit, Ground Floor East Zone(Field Services), Admin Building Roof
58420 | THC-ACC-DM-0095 | VAV Box, Admin Building, Ground Floor, Storage Room 132 | THC-ACC-AHU-0091 |  | HVAC |  | DM | http://www.toronto.ca/TWONTO#air_damper |  | Air handling Unit, Ground Floor East Zone(Field Services), Admin Building Roof
58421 | THC-ACC-DM-0106 | Damper,Supply,Pressurization System,Access Building No.3,Phase 4 | THC-ACC-BLDG O | Air Handling Unit | HVAC |  | DM | http://www.toronto.ca/TWONTO#air_damper |  | Phase IV , Building O HVAC
58422 | THC-ACC-DM-0115 | Damper,Supply,Pressurization System,Access Building No.1,Phase 1 | THC-ACC-TUNNEL | Air Handling Unit | HVAC |  | DM | http://www.toronto.ca/TWONTO#air_damper |  | Plant Tunnels, HVAC
58423 | THC-ACC-DM-0119 | Damper,Exhaust,RAS Pump Room, Phase 4 | THC-ACC-BLDG O | Air Handling Unit | HVAC |  | DM | http://www.toronto.ca/TWONTO#air_damper |  | Phase IV , Building O HVAC
58424 | THC-ACC-DM-0120 | Damper,Supply,Pressurization System,Electrical Room,Aeration Building,Phase 4 | THC-ACC-BLDG O | Air Handling Unit | HVAC |  | DM | http://www.toronto.ca/TWONTO#air_damper |  | Phase IV , Building O HVAC
58425 | THC-ACC-DM-0121 | Fresh Air Intake Damper, Supply,Air Handling Unit 0120,Srubber Room,Phase 4 | THC-ACC-AHU-0120 | Air Handling Unit | HVAC |  | DM | http://www.toronto.ca/TWONTO#air_damper |  | Air Handlling Unit,Roof,Scrubber Room,Phase 4
58426 | THC-ACC-DM-0122 | Bubble Tight Damper Supply,Air Handling Unit 0120,Scrubber Room,Phase 4 | THC-ACC-AHU-0120 | Air Handling Unit | HVAC |  | DM | http://www.toronto.ca/TWONTO#air_damper |  | Air Handlling Unit,Roof,Scrubber Room,Phase 4
58477 | THC-ACC-DM-0124 | Damper,Bubble Tight,Return,Air Handling Unit 0120,Scrubber Room,Phase 4 | THC-ACC-AHU-0120 | Air Handling Unit | HVAC |  | DM | http://www.toronto.ca/TWONTO#air_damper |  | Air Handlling Unit,Roof,Scrubber Room,Phase 4
58478 | THC-ACC-DM-0130 | Damper,Motorized,Outdoor Air ,Boiler Building,South Zone 3 | THC-ACC-FN-0132 | Damper/Louver | HVAC |  | DM | http://www.toronto.ca/TWONTO#air_damper |  | Fan,Centrifugal,Boiler Building,South Zone 3
58479 | THC-ACC-DM-0130 | Damper,Motorized,Outdoor Air ,Boiler Building,South Zone 3 | THC-AI-D-7020 | Damper/Louver | HVAC |  | DM | http://www.toronto.ca/TWONTO#air_damper |  | Dryer,Compressed Air,Incinerator Building,2nd Floor
58480 | THC-ACC-DM-0131 | Damper,Motorized,Outdoor Air ,Boiler Building,South Zone 2 | THC-ACC-FN-0131 | Damper/Louver | HVAC |  | DM | http://www.toronto.ca/TWONTO#air_damper |  | Fan, Exhaust, Building B
58481 | THC-ACC-DM-0131 | Damper,Motorized,Outdoor Air ,Boiler Building,South Zone 2 | THC-ACC-FN-0133 | Damper/Louver | HVAC |  | DM | http://www.toronto.ca/TWONTO#air_damper |  | Fan,Centrifugal,Boiler Building,South Zone 2
58482 | THC-ACC-DM-0132 | Damper,Motorized,Exhaust Fan FN-0132,Boiler Building,South Zone 3 | THC-ACC-FN-0132 | Damper/Louver | HVAC |  | DM | http://www.toronto.ca/TWONTO#air_damper |  | Fan,Centrifugal,Boiler Building,South Zone 3
58483 | THC-ACC-DM-0133 | Damper,Motorized,Exhaust Fan FN-0133,Boiler Building,South Zone 2 | THC-ACC-FN-0133 | Damper/Louver | HVAC |  | DM | http://www.toronto.ca/TWONTO#air_damper |  | Fan,Centrifugal,Boiler Building,South Zone 2
58487 | THC-ACC-DM-0151 | Damper,Air Compressor 9040 Ventilation,Air Treatment Building | THC-AI-C-9040 | Air Handling Unit | HVAC |  | DM | http://www.toronto.ca/TWONTO#air_damper |  | Compressor, Instrument Air, Bldg. G
58490 | THC-ACC-DM-0157 | Damper,Fan,Supply,Air Treatment Building | THC-ACC-BLDG G | Air Handling Unit | HVAC |  | DM | http://www.toronto.ca/TWONTO#air_damper |  | Air Treatment Building HVAC
58492 | THC-ACC-DM-0161 | Damper,Compressed Air,Air Treatment Building | THC-ACC-BLDG G | Air Handling Unit | HVAC |  | DM | http://www.toronto.ca/TWONTO#air_damper |  | Air Treatment Building HVAC
58493 | THC-ACC-DM-0162 | Damper,Compressed Air,Air Treatment Building | THC-ACC-BLDG G | Air Handling Unit | HVAC |  | DM | http://www.toronto.ca/TWONTO#air_damper |  | Air Treatment Building HVAC
58494 | THC-ACC-DM-0163 | VAV Box, Admin Building, Ground Floor, First Aid Room 144 | THC-ACC-AHU-0061 |  | HVAC |  | DM | http://www.toronto.ca/TWONTO#air_damper |  | Air handling Unit, Ground Floor North Zone(Process Control), Admin Building Roof
58495 | THC-ACC-DM-0165 | VAV Box, Admin Building, Ground Floor, Process Corridor | THC-ACC-AHU-0061 |  | HVAC |  | DM | http://www.toronto.ca/TWONTO#air_damper |  | Air handling Unit, Ground Floor North Zone(Process Control), Admin Building Roof
58496 | THC-ACC-DM-0167 | VAV Box, Admin Building, Ground Floor, Lunch/Meeting Room 141 | THC-ACC-AHU-0061 |  | HVAC |  | DM | http://www.toronto.ca/TWONTO#air_damper |  | Air handling Unit, Ground Floor North Zone(Process Control), Admin Building Roof
58497 | THC-ACC-DM-0168 | VAV Box, Admin Building, Ground Floor, Vestibule 140 | THC-ACC-AHU-0061 |  | HVAC |  | DM | http://www.toronto.ca/TWONTO#air_damper |  | Air handling Unit, Ground Floor North Zone(Process Control), Admin Building Roof
58499 | THC-ACC-DM-0182 | Damper,Motorized,Outdoor Air,Boiler Building,North Zone 2 | THC-DIS | Damper/Louver | HVAC |  | DM | http://www.toronto.ca/TWONTO#air_damper |  | Disinfection (Chlorination) Process
58500 | THC-ACC-DM-0183 | Damper,Motorized,Outdoor Air,Boiler Building,North Zone 2 | THC-DIS | Damper/Louver | HVAC |  | DM | http://www.toronto.ca/TWONTO#air_damper |  | Disinfection (Chlorination) Process
58501 | THC-ACC-DM-0184 | Damper,Motorized,Outdoor Air,Boiler Building,North Zone 1 | THC-DIS | Damper/Louver | HVAC |  | DM | http://www.toronto.ca/TWONTO#air_damper |  | Disinfection (Chlorination) Process
58502 | THC-ACC-DM-0185 | Damper,Motorized,Outdoor Air,Boiler Building,North Zone 1 | THC-DIS | Damper/Louver | HVAC |  | DM | http://www.toronto.ca/TWONTO#air_damper |  | Disinfection (Chlorination) Process
58503 | THC-ACC-DM-0186 | Damper,Motorized,Exhaust Fan FN-0186,Boiler Building,North Zone 2 | THC-ACC-FN-0186 | Damper/Louver | HVAC |  | DM | http://www.toronto.ca/TWONTO#air_damper |  | Fan,Centrifugal,Boiler Building,North Zone 2
58504 | THC-ACC-DM-0187 | Damper,Motorized,Exhaust Fan FN-0188,Standby,Boiler Building,North Zones | THC-ACC-FN-0187 | Damper/Louver | HVAC |  | DM | http://www.toronto.ca/TWONTO#air_damper |  | Fan,Centrifugal,Exhuast,Standby,Boiler Building,North Zones
58505 | THC-ACC-DM-0188 | Damper,Motorized,Exhaust Fan FN-0188,Boiler Building,North Zone 1 | THC-ACC-FN-0188 | Damper/Louver | HVAC |  | DM | http://www.toronto.ca/TWONTO#air_damper |  | Fan,Centrifugal,Boiler Building,North Zone 1
58527 | THC-ACC-DM-0441 | Damper/Louver,FN-0441 Suction,AHU-0440,Building UU | THC-ACC-AHU-0440 | Damper/Louver | HVAC |  | DM | http://www.toronto.ca/TWONTO#air_damper |  | Air Handling Unit,Drip Trap Room,Building UU
58528 | THC-ACC-DM-0441 | Damper/Louver,FN-0441 Suction,AHU-0440,Building UU | THC-ACC-FN-0441 | Damper/Louver | HVAC |  | DM | http://www.toronto.ca/TWONTO#air_damper |  | Fan,Supply,AHU-0440,Drip Trap Room,Building UU
58529 | THC-ACC-DM-0442 | Damper/Louver,FN-0442 Suction,AHU-0440,Building UU | THC-ACC-FN-0442 | Damper/Louver | HVAC |  | DM | http://www.toronto.ca/TWONTO#air_damper |  | Fan,Supply,AHU-0440,Drip Trap Room,Building UU
58530 | THC-ACC-DM-0443 | Damper/Louver,FN-0443 Suction,Building UU | THC-ACC-AHU-0440 | Damper/Louver | HVAC |  | DM | http://www.toronto.ca/TWONTO#air_damper |  | Air Handling Unit,Drip Trap Room,Building UU
58531 | THC-ACC-DM-0444 | Damper/Louver,FN-0444 Suction,Building UU | THC-ACC-AHU-0440 | Damper/Louver | HVAC |  | DM | http://www.toronto.ca/TWONTO#air_damper |  | Air Handling Unit,Drip Trap Room,Building UU
58532 | THC-ACC-DM-0444 | Damper/Louver,FN-0444 Suction,Building UU | THC-ACC-FN-0444 | Damper/Louver | HVAC |  | DM | http://www.toronto.ca/TWONTO#air_damper |  | Fan,Exhaust,AHU-0440,Drip Trap Room,Building UU
58533 | THC-ACC-DM-0505 | Damper/Louver,Outside Air,Air Blower Room,Bldg M | THC-ACC-AHU BLDG M | Damper/Louver | HVAC |  | DM | http://www.toronto.ca/TWONTO#air_damper |  | Air Handling Units, Building M
58534 | THC-ACC-DM-0506 | Damper/Louver,FA,Old Generator Room,Bldg M | THC-ACC-AHU BLDG M | Damper/Louver | HVAC |  | DM | http://www.toronto.ca/TWONTO#air_damper |  | Air Handling Units, Building M
58535 | THC-ACC-DM-0566 | Damper,Supply,Elec RM,Pressurization System,Electrical Room,Blower Building,Lower Plant | THC-ACC-BLDG A | Air Handling Unit | HVAC |  | DM | http://www.toronto.ca/TWONTO#air_damper |  | Old Plant Blower Building HVAC
58536 | THC-ACC-DM-0581 | Damper,Actuated,Inlet,Fan 0581,Temporary Centrifuge Room,3rd Floor,Biosolids Building East | THC-ACC-FN-0581 | Damper/Louver | HVAC |  | DM | http://www.toronto.ca/TWONTO#air_damper |  | Fan,Centrifugal,Temporary Centrifuge Room, 3rd Floor,Biosolids Building East
58537 | THC-ACC-DM-0582 | Damper,Actuated,Outlet,Fan 0581,Temporary Centrifuge Room,3rd Floor,Biosolids Building East | THC-ACC-FN-0581 | Damper/Louver | HVAC |  | DM | http://www.toronto.ca/TWONTO#air_damper |  | Fan,Centrifugal,Temporary Centrifuge Room, 3rd Floor,Biosolids Building East
58538 | THC-ACC-DM-0584 | Damper,Actuated,Outlet,Fan 0583,Temporary Centrifuge Room,3rd Floor,Biosolids Building East | THC-ACC-FN-0583 | Damper/Louver | HVAC |  | DM | http://www.toronto.ca/TWONTO#air_damper |  | Fan,Centrifugal,Temporary Centrifuge Room, 3rd Floor,Biosolids Building East
58539 | THC-ACC-DM-0585 | Damper,Actuated,Inlet,Fan 0585,Compress.Room,3rd Floor,Biosolids Building West | THC-ACC-FN-0585 | Damper/Louver | HVAC |  | DM | http://www.toronto.ca/TWONTO#air_damper |  | Fan,Centrifugal,Compress. Room,3rd Floor,Biosolids Building West
58540 | THC-ACC-DM-0586 | Damper,Actuated,Outlet,Fan 0585,Compress. Room, 3rd Floor,Biosolids Building West | THC-ACC-FN-0585 | Damper/Louver | HVAC |  | DM | http://www.toronto.ca/TWONTO#air_damper |  | Fan,Centrifugal,Compress. Room,3rd Floor,Biosolids Building West
58541 | THC-ACC-DM-0611 | Damper,Motorized,Exhaust Fan FN-0610,South Pumping Station,Plenum Shaft,Intermediate Level | THC-ACC-FN-0610 |  | HVAC |  | DM | http://www.toronto.ca/TWONTO#air_damper |  | Fan,Centrifugal,Exhaust,South Pumping Station,Plenum Wall,Ground Level
58542 | THC-ACC-DM-0621 | Damper,Motorized,Exhaust Fan FN-0620,South Pumping Station,Electrical Room,Ground Level | THC-ACC-FN-0620 |  | HVAC |  | DM | http://www.toronto.ca/TWONTO#air_damper |  | Fan,Centrifugal,Exhaust,South Pumping Station,Electrical Room Roof
58543 | THC-ACC-DM-0631 | Damper,Motorized,Exhaust Fan FN-0630,South Pumping Station,Sampling Room,Ground Level | THC-ACC-FN-0630 |  | HVAC |  | DM | http://www.toronto.ca/TWONTO#air_damper |  | Fan,Centrifugal,Exhaust,South Pumping Station,Sampling Room Roof
58544 | THC-ACC-DM-0632 | Damper,Motorized,Outdoor Air to Sampling Room,South Pumping Station,Sampling Room,Ground Level | THC-ACC-BLDG L |  | HVAC |  | DM | http://www.toronto.ca/TWONTO#air_damper |  | Plant Effluent Pumping Station, HVAC
58545 | THC-ACC-DM-0701 | Damper,Actuated,Outside Air,Thickening Building Office Area Air Conditioning | THC-ACC-AC-0701 | Damper/Louver | HVAC |  | DM | http://www.toronto.ca/TWONTO#air_damper |  | Air Conditioner,Thickening Building Office Area
58546 | THC-ACC-DM-0702 | Damper,Actuated,Outside Air,Thickening Building Electrical Room Air Conditioning | THC-ACC-AC-0704 | Damper/Louver | HVAC |  | DM | http://www.toronto.ca/TWONTO#air_damper |  | Air Conditioner,Thickening Building Electrical Room
58547 | THC-ACC-DM-0715 | Damper,Actuated,Outside Air,AHU-0710,Thickening Centrifuge Area | THC-ACC-AHU-0710 | Damper/Louver | HVAC |  | DM | http://www.toronto.ca/TWONTO#air_damper |  | Air Handling Unit,Outdoor,Centrifuge Area,Thickening Building
58548 | THC-ACC-DM-0722 | Damper,Actuated,Exhaust Air,AHU-0720,Thickening Building Basement/Sub-basement Area | THC-ACC-AHU-0720 | Damper/Louver | HVAC |  | DM | http://www.toronto.ca/TWONTO#air_damper |  | Air Handling Unit,Basement/Sub-basement Area,Thickening Building
58549 | THC-ACC-DM-0732 | Damper,Actuated,Return Air,AHU-0730,Thickening Building Polymer Room | THC-ACC-AHU-0730 | Damper/Louver | HVAC |  | DM | http://www.toronto.ca/TWONTO#air_damper |  | Air handling Unit,Polymer Room,Thickening Building
58550 | THC-ACC-DM-0742 | Damper,Actuated,Oultet,Exhaust Fan FN-0701,Thickening Building Mechanical Room Ventilation | THC-ACC-FN-0701 | Damper/Louver | HVAC |  | DM | http://www.toronto.ca/TWONTO#air_damper |  | Fan,Centrifugal,Exhaust,Thickening Building Mechanical Room Ventilation
58551 | THC-ACC-DM-0751 | Damper,Actuated,Outlet,Exhaust Fan FN-0702,Thickening Building Washroom Ventilation | THC-ACC-FN-0702 | Damper/Louver | HVAC |  | DM | http://www.toronto.ca/TWONTO#air_damper |  | Fan,Centrifugal,Exhaust,Thickening Building Washroom Ventilation
58552 | THC-ACC-DM-0811 | Damper,Actuated,Outside Air,AHU-0810,Sludge Storage Building | THC-ACC-AHU-0810 | Damper/Louver | HVAC |  | DM | http://www.toronto.ca/TWONTO#air_damper |  | Air Handling Unit,Roof,Sludge Storage Building
58553 | THC-ACC-DM-0910 | Damper, AHU-0910, Dechlorination Building | THC-ACC-AHU-0910 |  | HVAC |  | DM | http://www.toronto.ca/TWONTO#air_damper |  | Air Handling Unit, Dechlorination Building
58558 | THC-ACC-DM-1141 | Damper,Motorized | THC-PRM-BLDG-HPU1100 |  | HVAC |  | DM | http://www.toronto.ca/TWONTO#air_damper |  | HPU Building 11
58559 | THC-ACC-DM-1142 | Damper,Motorized | THC-PRM-BLDG-HPU1100 |  | HVAC |  | DM | http://www.toronto.ca/TWONTO#air_damper |  | HPU Building 11
58560 | THC-ACC-DM-1151 | Damper,Motorized | THC-PRM-BLDG-HPU1100 |  | HVAC |  | DM | http://www.toronto.ca/TWONTO#air_damper |  | HPU Building 11
58562 | THC-ACC-DM-1181A | Damper,Motorized | THC-PRM-BLDG-HPU1100 | Fan | HVAC |  | DM | http://www.toronto.ca/TWONTO#air_damper |  | HPU Building 11
58565 | THC-ACC-DM-3041 | Damper,Motorized,Boiler Combustion Air,Boiler BO-3041,Boiler Building | THC-ACC-BLDG E |  | HVAC | 33802 | DM | http://www.toronto.ca/TWONTO#air_damper |  | Boiler House, HVAC
58566 | THC-ACC-DM-3041 | Damper,Motorized,Boiler Combustion Air,Boiler BO-3041,Boiler Building | THC-SUSPENDED |  | HVAC | 33802 | DM | http://www.toronto.ca/TWONTO#air_damper |  | Suspended entity
58567 | THC-ACC-DM-3043 | Damper/Louver,Vent Header,Hot Water Boiler 3041,Boiler Building | THC-ACC-BO-3041 | Damper/Louver | HVAC |  | DM | http://www.toronto.ca/TWONTO#air_damper |  | Boiler, Hot Water, Boiler Building
58568 | THC-ACC-DM-3051 | Damper,Motorized,Boiler Combustion Air,Boiler BO-3051,Boiler Building | THC-ACC-BO-3051 |  | HVAC | 33803 | DM | http://www.toronto.ca/TWONTO#air_damper |  | Boiler, Hot Water, Boiler Building
58569 | THC-ACC-DM-3051 | Damper,Motorized,Boiler Combustion Air,Boiler BO-3051,Boiler Building | THC-SUSPENDED |  | HVAC | 33803 | DM | http://www.toronto.ca/TWONTO#air_damper |  | Suspended entity
58570 | THC-ACC-DM-3063 | Damper/Louver,Vent Header,Hot Water Boiler 3061,Boiler Building | THC-ACC-BO-3061 | Damper/Louver | HVAC |  | DM | http://www.toronto.ca/TWONTO#air_damper |  | Boiler, Hot Water, Boiler Building
58571 | THC-ACC-DM-3071 | Damper,Motorized,Boiler Combustion Air,Boiler BO-3071,Boiler Building | THC-ACC-BLDG E |  | HVAC | 33805 | DM | http://www.toronto.ca/TWONTO#air_damper |  | Boiler House, HVAC
58572 | THC-ACC-DM-3071 | Damper,Motorized,Boiler Combustion Air,Boiler BO-3071,Boiler Building | THC-ACC-BO-3071 |  | HVAC | 33805 | DM | http://www.toronto.ca/TWONTO#air_damper |  | Boiler, Hot Water, Boiler Building
58573 | THC-ACC-DM-3071 | Damper,Motorized,Boiler Combustion Air,Boiler BO-3071,Boiler Building | THC-SUSPENDED |  | HVAC | 33805 | DM | http://www.toronto.ca/TWONTO#air_damper |  | Suspended entity
58574 | THC-ACC-DM-3073 | Damper/Louver,Vent Header,Hot Water Boiler 3071,Boiler Building | THC-ACC-BO-3071 | Damper/Louver | HVAC |  | DM | http://www.toronto.ca/TWONTO#air_damper |  | Boiler, Hot Water, Boiler Building
58575 | THC-ACC-DM-3081 | Damper,Motorized,Boiler Combustion Air,Boiler BO-3081,Boiler Building | THC-SUSPENDED |  | HVAC | 33806 | DM | http://www.toronto.ca/TWONTO#air_damper |  | Suspended entity
58576 | THC-ACC-DM-3083 | Damper/Louver,Vent Header,Hot Water Boiler 3081,Boiler Building | THC-ACC-BO-3081 | Damper/Louver | HVAC |  | DM | http://www.toronto.ca/TWONTO#air_damper |  | Boiler, Hot Water, Boiler Building
58577 | THC-ACC-DM-4004 | Damper,Motorized | THC-ACC-FN-4004 |  | HVAC |  | DM | http://www.toronto.ca/TWONTO#air_damper |  | Fan, Supply, to NW Tunnel T12
58578 | THC-ACC-DM-4005 | Damper,Motorized | THC-ACC-FN-4005 |  | HVAC |  | DM | http://www.toronto.ca/TWONTO#air_damper |  | Fan, Supply, to NW Tunnel T12
58582 | THC-ACC-DM-5811 | Damper,Motorized,Exhaust Fan FN-5810,Plant Stores | THC-ACC-FN-5810 |  | HVAC |  | DM | http://www.toronto.ca/TWONTO#air_damper |  | Fan,Centrifugal,Exhuast,Plant Stores
58583 | THC-ACC-DM-5812 | Damper,Motorized,Outdoor Air,Plant Stores | THC-ACC-BLDG B |  | HVAC |  | DM | http://www.toronto.ca/TWONTO#air_damper |  | Mechanical Shop (Chlorine) Building HVAC
58584 | THC-ACC-DM-5822 | Damper,Motorized,Outdoor Air,Plant Stores | THC-ACC-BLDG B |  | HVAC |  | DM | http://www.toronto.ca/TWONTO#air_damper |  | Mechanical Shop (Chlorine) Building HVAC
58585 | THC-ACC-DM-5902 | Louver,Disinfection Bldg,Roof | THC-ACC-BLDG G |  | HVAC |  | DM | http://www.toronto.ca/TWONTO#air_damper |  | Air Treatment Building HVAC
58586 | THC-ACC-DM-5911 | Damper,Motorized,Supply Fan FN-5910,AHU-5910,Disinfection Bldg | THC-ACC-FN-5910 |  | HVAC |  | DM | http://www.toronto.ca/TWONTO#air_damper |  | Fan,Centrifugal,Supply ,AHU-5910,Disinfection Bldg
58587 | THC-ACC-DM-5931 | Damper,Motorized,Exhaust Fan FN-5930,Disinfection Bldg,Tank Storage Room,East Wall | THC-ACC-FN-5930 |  | HVAC |  | DM | http://www.toronto.ca/TWONTO#air_damper |  | Fan,Centrifugal,Exhaust,Disinfection Bldg,Tank Storage Room,East Wall
58588 | THC-ACC-DM-6103 | Damper, Outdoor Air Inlet to AHU-6100, 2nd Floor Mech Room #2, Headworks | THC-ACC-AHU-6100 | Damper/Louver | HVAC |  | DM | http://www.toronto.ca/TWONTO#air_damper |  | Air Handling Unit, Truck Loading Bay, Mech Room #2, Headworks
58589 | THC-ACC-DM-6104 | Damper, Outdoor Air Inlet to AHU-6100, 2nd Floor Mech Room #2, Headworks | THC-ACC-AHU-6100 | Damper/Louver | HVAC |  | DM | http://www.toronto.ca/TWONTO#air_damper |  | Air Handling Unit, Truck Loading Bay, Mech Room #2, Headworks
58590 | THC-ACC-DM-6110 | Damper, Supply Air to Truck Loading Bay, 2nd Floor Mech Room #2, Headworks | THC-ACC-AHU-6100 | Damper/Louver | HVAC |  | DM | http://www.toronto.ca/TWONTO#air_damper |  | Air Handling Unit, Truck Loading Bay, Mech Room #2, Headworks
58591 | THC-ACC-DM-6141 | Damper, Motorized, Inlet, Supply Fan FN-6140, 2nd Floor Mech Room #2, Headworks | THC-ACC-AHU-6100 | Damper/Louver | HVAC |  | DM | http://www.toronto.ca/TWONTO#air_damper |  | Air Handling Unit, Truck Loading Bay, Mech Room #2, Headworks
58592 | THC-ACC-DM-6182 | Damper, Outlet, Exhaust Fan FN-6180, Ground Floor Storage Room, Headworks | THC-ACC-FN-6180 | Damper/Louver | HVAC |  | DM | http://www.toronto.ca/TWONTO#air_damper |  | Fan, Exhaust, Ground Floor, Storage Room, Headworks
58593 | THC-ACC-DM-6205 | Damper, Isolation, Exhaust Duct, AHU-6200, 2nd Floor Mech Room #2, Headworks | THC-ACC-AHU-6200 | Damper/Louver | HVAC |  | DM | http://www.toronto.ca/TWONTO#air_damper |  | Air Handling Unit, Blower Room, 2nd Floor Mech Room #2, Headworks
58594 | THC-ACC-DM-6207 | Damper, Bypass Duct, AHU-6200, 2nd Floor Mech Room #2, Headworks | THC-ACC-AHU-6200 | Damper/Louver | HVAC |  | DM | http://www.toronto.ca/TWONTO#air_damper |  | Air Handling Unit, Blower Room, 2nd Floor Mech Room #2, Headworks
58595 | THC-ACC-DM-6211 | Damper, Bubble, Supply Air, Blower Room, 2nd Floor Mech Room #2, Headworks | THC-ACC-AHU-6200 | Damper/Louver | HVAC |  | DM | http://www.toronto.ca/TWONTO#air_damper |  | Air Handling Unit, Blower Room, 2nd Floor Mech Room #2, Headworks
58596 | THC-ACC-DM-6213 | Damper, Bubble, Return Air, Blower Room, 2nd Floor Mech Room #2, Headworks | THC-ACC-AHU-6200 | Damper/Louver | HVAC |  | DM | http://www.toronto.ca/TWONTO#air_damper |  | Air Handling Unit, Blower Room, 2nd Floor Mech Room #2, Headworks
58597 | THC-ACC-DM-6292 | Damper, Inlet, Exhaust Fan FN-6290, 2nd Floor Mech Room #2, Headworks | THC-ACC-FN-6290 | Damper/Louver | HVAC |  | DM | http://www.toronto.ca/TWONTO#air_damper |  | Fan, Exhaust, Mechanical Room #2, Roof, Headworks
58598 | THC-ACC-DM-6301 | Damper, Inlet, Outdoor Air, AHU-6300, 2nd Floor Mech Room #1, Headworks | THC-ACC-AHU-6300 | Damper/Louver | HVAC |  | DM | http://www.toronto.ca/TWONTO#air_damper |  | Air Handling Unit, Screen Room/Conveyor Areas, 2nd Floor Mech Room #1, Headworks
58599 | THC-ACC-DM-6305 | Damper, Inlet, Outdoor Air, AHU-6300, 2nd Floor Mech Room #1, Headworks | THC-ACC-AHU-6300 | Damper/Louver | HVAC |  | DM | http://www.toronto.ca/TWONTO#air_damper |  | Air Handling Unit, Screen Room/Conveyor Areas, 2nd Floor Mech Room #1, Headworks
58600 | THC-ACC-DM-6306 | Damper, Inlet, Outdoor Air, AHU-6300, 2nd Floor Mech Room #1, Headworks | THC-ACC-AHU-6300 | Damper/Louver | HVAC |  | DM | http://www.toronto.ca/TWONTO#air_damper |  | Air Handling Unit, Screen Room/Conveyor Areas, 2nd Floor Mech Room #1, Headworks
58640 | THC-ACC-DM-6307 | Damper, Inlet, Outdoor Air, AHU-6300, 2nd Floor Mech Room #1, Headworks | THC-ACC-AHU-6300 | Damper/Louver | HVAC |  | DM | http://www.toronto.ca/TWONTO#air_damper |  | Air Handling Unit, Screen Room/Conveyor Areas, 2nd Floor Mech Room #1, Headworks
58641 | THC-ACC-DM-6308 | Damper, Relief, Conveyor Area, Headworks | THC-ACC-AHU-6300 | Damper/Louver | HVAC |  | DM | http://www.toronto.ca/TWONTO#air_damper |  | Air Handling Unit, Screen Room/Conveyor Areas, 2nd Floor Mech Room #1, Headworks
58642 | THC-ACC-DM-6311 | Damper, Isol., Supply Air Duct, AHU-6300, 2nd Floor Mech Room #1, Headworks | THC-ACC-AHU-6300 | Damper/Louver | HVAC |  | DM | http://www.toronto.ca/TWONTO#air_damper |  | Air Handling Unit, Screen Room/Conveyor Areas, 2nd Floor Mech Room #1, Headworks
58643 | THC-ACC-DM-6312 | Damper, Bubble, S/A, AHU-6300 & 6400, To Scr. Room/Conv. Area, 2nd Fl. Mech Room #1, Headworks | THC-ACC-AHU-6300 | Damper/Louver | HVAC |  | DM | http://www.toronto.ca/TWONTO#air_damper |  | Air Handling Unit, Screen Room/Conveyor Areas, 2nd Floor Mech Room #1, Headworks
58644 | THC-ACC-DM-6401 | Damper, Isolation, Mixed O/A & O/A, Solar Wall Air Duct, 2nd Floor Mech Room #1, Headworks | THC-ACC-AHU-6400 | Damper/Louver | HVAC |  | DM | http://www.toronto.ca/TWONTO#air_damper |  | Air Handling Unit, Screen Room/Conveyor Areas, 2nd Floor Mech Room #1, Headworks
58645 | THC-ACC-DM-6506 | Damper, Isolation, Mixed O/A & O/A From Solar Wall, 2nd Floor Mech Room #1, Headworks | THC-ACC-AHU-6500 | Damper/Louver | HVAC |  | DM | http://www.toronto.ca/TWONTO#air_damper |  | Air Handling Unit, Pipe Gallery, 2nd Floor Mech Room #1, Headworks
58646 | THC-ACC-DM-6507 | Damper, By-Pass, By-Pass, S/A & R/A Ducts, AHU-6500, 2nd Floor Mech Room #1, Headworks | THC-ACC-AHU-6500 | Damper/Louver | HVAC |  | DM | http://www.toronto.ca/TWONTO#air_damper |  | Air Handling Unit, Pipe Gallery, 2nd Floor Mech Room #1, Headworks
58647 | THC-ACC-DM-6508 | Damper, Isolation, Supp Air Duct, Pipe Gallery & Elec. Room, 2nd Floor Mech Room #1, Headworks | THC-ACC-AHU-6500 | Damper/Louver | HVAC |  | DM | http://www.toronto.ca/TWONTO#air_damper |  | Air Handling Unit, Pipe Gallery, 2nd Floor Mech Room #1, Headworks
58648 | THC-ACC-DM-6811 | Damper,Motorized, Exhaust Fan, Ferrous Chloride Building | THC-ACC-FN-6811 |  | HVAC |  | DM | http://www.toronto.ca/TWONTO#air_damper |  | Fan, Centrifugal, Exhaust, Ferrous Chloride Building
58649 | THC-ACC-DM-6822 | Damper,Motorized, Supply, Outdoor Air, Ferrous Chloride Building | THC-ACC-FN-6821 |  | HVAC |  | DM | http://www.toronto.ca/TWONTO#air_damper |  | Fan,Centrifugal, Exhaust, Ferrous Chloride Building
58674 | THC-ACC-F-0440 | Filter,AHU-0440 Outside Air Inlet,Building UU | THC-ACC-AHU-0440 | Filter | HVAC |  | F | http://www.toronto.ca/TWONTO#replaceable_air_filter |  | Air Handling Unit,Drip Trap Room,Building UU
58677 | THC-ACC-F-0712 | Filter,Supply Air,AHU-0710,Thickening Centrifuge Area | THC-ACC-AHU-0710 | Filter | HVAC |  | F | http://www.toronto.ca/TWONTO#replaceable_air_filter |  | Air Handling Unit,Outdoor,Centrifuge Area,Thickening Building
58678 | THC-ACC-F-0721 | Filter,Supply Air,AHU-0720,Thickening Building Basement/Sub-basement Area | THC-ACC-AHU-0720 | Filter | HVAC |  | F | http://www.toronto.ca/TWONTO#replaceable_air_filter |  | Air Handling Unit,Basement/Sub-basement Area,Thickening Building
58679 | THC-ACC-F-0722 | Filter,Supply Air,AHU-0720,Thickening Building Basement/Sub-basement Area | THC-ACC-AHU-0720 | Filter | HVAC |  | F | http://www.toronto.ca/TWONTO#replaceable_air_filter |  | Air Handling Unit,Basement/Sub-basement Area,Thickening Building
58725 | THC-ACC-F-6201 | Filter, Blower Room, AHU-6200, 2nd Floor Mech Room #2, Headworks | THC-ACC-AHU-6200 | Filter | HVAC |  | F | http://www.toronto.ca/TWONTO#replaceable_air_filter |  | Air Handling Unit, Blower Room, 2nd Floor Mech Room #2, Headworks
58726 | THC-ACC-F-6202 | Filter, Blower Room, AHU-6200, 2nd Floor Mech Room #2, Headworks | THC-ACC-AHU-6200 | Filter | HVAC |  | F | http://www.toronto.ca/TWONTO#replaceable_air_filter |  | Air Handling Unit, Blower Room, 2nd Floor Mech Room #2, Headworks
58727 | THC-ACC-F-6291 | Filter, Outdoor Air Plenum, 2nd Floor, Mech Room #2, Headworks | THC-ACC-DM-6291 | Filter | HVAC |  | F | http://www.toronto.ca/TWONTO#replaceable_air_filter |  | Damper, Outdoor Air, Plenum, 2nd Floor Mech Room #2, Headworks
58728 | THC-ACC-F-6401 | Filter, Screen Room/Conveyor Areas, AHU-6400, 2nd Floor Mech Room #1, Headworks | THC-ACC-AHU-6400 | Filter | HVAC |  | F | http://www.toronto.ca/TWONTO#replaceable_air_filter |  | Air Handling Unit, Screen Room/Conveyor Areas, 2nd Floor Mech Room #1, Headworks
58729 | THC-ACC-F-6402 | Filter, Screen Room/Conveyor Areas, AHU-6400, 2nd Floor Mech Room #1, Headworks | THC-ACC-AHU-6400 | Filter | HVAC |  | F | http://www.toronto.ca/TWONTO#replaceable_air_filter |  | Air Handling Unit, Screen Room/Conveyor Areas, 2nd Floor Mech Room #1, Headworks
58730 | THC-ACC-F-6501 | Filter, AHU-6500 Pipe Gallery, 2nd Floor Mech Room #1, Headworks | THC-ACC-AHU-6500 | Filter | HVAC |  | F | http://www.toronto.ca/TWONTO#replaceable_air_filter |  | Air Handling Unit, Pipe Gallery, 2nd Floor Mech Room #1, Headworks
58731 | THC-ACC-F-6502 | Filter, AHU-6500 Pipe Gallery, 2nd Floor Mech Room #1, Headworks | THC-ACC-AHU-6500 | Filter | HVAC |  | F | http://www.toronto.ca/TWONTO#replaceable_air_filter |  | Air Handling Unit, Pipe Gallery, 2nd Floor Mech Room #1, Headworks
58733 | THC-ACC-FAN | Fans, Building M | THC-ACC-BLDG M |  | HVAC |  |  | http://www.toronto.ca/TWONTO#blower_or_fan_with_drive |  | Incineration Building, HVAC
58738 | THC-ACC-FIT-6221 | Transmitter, Flow, Outlet, Supply Fan FN-6220, 2nd Floor Mech Room #2, Headworks | THC-ACC-AHU-6200 | Meter,Flow,Mass | HVAC |  | FIT | http://www.toronto.ca/TWONTO#flow_transmitter |  | Air Handling Unit, Blower Room, 2nd Floor Mech Room #2, Headworks
58739 | THC-ACC-FIT-6281 | Transmitter, Flow, Outlet, Supply Fan FN-6280, 2nd Floor Mech Room #2, Headworks | THC-ACC-AHU-6200 | Meter,Flow,Mass | HVAC |  | FIT | http://www.toronto.ca/TWONTO#flow_transmitter |  | Air Handling Unit, Blower Room, 2nd Floor Mech Room #2, Headworks
58740 | THC-ACC-FIT-6321 | Transmitter, Flow, Outlet, Supply Fan FN-6320, 2nd Floor Mech Room #1, Headworks | THC-ACC-AHU-6300 | Meter,Flow,Mass | HVAC |  | FIT | http://www.toronto.ca/TWONTO#flow_transmitter |  | Air Handling Unit, Screen Room/Conveyor Areas, 2nd Floor Mech Room #1, Headworks
58741 | THC-ACC-FIT-6341 | Transmitter, Flow, Outlet, Supply Fan FN-6340, East Roof, Headworks | THC-ACC-FN-6340 | Meter,Flow,Mass | HVAC |  | FIT | http://www.toronto.ca/TWONTO#flow_transmitter |  | Fan, Exhaust, Screen/Conveyor Areas, Roof, Headworks
58742 | THC-ACC-FIT-6421 | Transmitter, Flow, Outlet, Supply Fan FN-6420, 2nd Floor Mech Room #1, Headworks | THC-ACC-AHU-6400 | Meter,Flow,Mass | HVAC |  | FIT | http://www.toronto.ca/TWONTO#flow_transmitter |  | Air Handling Unit, Screen Room/Conveyor Areas, 2nd Floor Mech Room #1, Headworks
58743 | THC-ACC-FIT-6521 | Transmitter, Flow, Outlet, Supply fan FN-6520, 2nd Floor Mech Room #1, Headworks | THC-ACC-AHU-6500 | Meter,Flow,Mass | HVAC |  | FIT | http://www.toronto.ca/TWONTO#flow_transmitter |  | Air Handling Unit, Pipe Gallery, 2nd Floor Mech Room #1, Headworks
58744 | THC-ACC-FIT-6581 | Transmitter, Flow, Outlet, Return Fan FN-6580, 2nd Floor Mech Room #1, Headworks | THC-ACC-AHU-6500 | Meter,Flow,Mass | HVAC |  | FIT | http://www.toronto.ca/TWONTO#flow_transmitter |  | Air Handling Unit, Pipe Gallery, 2nd Floor Mech Room #1, Headworks
58752 | THC-ACC-FN-0106 | Fan,Centrifugal,Supply,Pressurization System,Access Building No.3,Phase 4 | THC-ACC-BLDG O | Air Handling Unit | HVAC |  | FN | http://www.toronto.ca/TWONTO#blower_or_fan_with_drive |  | Phase IV , Building O HVAC
58757 | THC-ACC-FN-0121 | Fan,Supply,Air Handling Unit 0120,Srubber Room,Phase 4 | THC-ACC-AHU-0120 | Air Handling Unit | HVAC |  | FN | http://www.toronto.ca/TWONTO#blower_or_fan_with_drive |  | Air Handlling Unit,Roof,Scrubber Room,Phase 4
58759 | THC-ACC-FN-0138 | Air Heater | THC-ACC-TUNNEL | H.V.A.C.,Heater,Unit | HVAC |  | FN | http://www.toronto.ca/TWONTO#heater |  | Plant Tunnels, HVAC
58775 | THC-ACC-FN-0187 | Fan,Centrifugal,Exhuast,Standby,Boiler Building,North Zones | THC-ACC-BLDG E | Fan | HVAC |  | FN | http://www.toronto.ca/TWONTO#blower_or_fan_with_drive |  | Boiler House, HVAC
58776 | THC-ACC-FN-0188 | Fan,Centrifugal,Boiler Building,North Zone 1 | THC-ACC-BLDG E | Fan | HVAC |  | FN | http://www.toronto.ca/TWONTO#blower_or_fan_with_drive |  | Boiler House, HVAC
58802 | THC-ACC-FN-0267 | Air Handling Unit, Building A | THC-ACC-AHU-0267 | Air Handling Unit | HVAC |  | FN | http://www.toronto.ca/TWONTO#air_handler_unit |  | Air Handling Unit, Building A
58803 | THC-ACC-FN-0267 | Air Handling Unit, Building A | THC-ACC-BLDG A | Air Handling Unit | HVAC |  | FN | http://www.toronto.ca/TWONTO#air_handler_unit |  | Old Plant Blower Building HVAC
58804 | THC-ACC-FN-0268 | Air Handling Unit, Building A | THC-ACC-AHU-0268 | Fan,Axial | HVAC |  | FN | http://www.toronto.ca/TWONTO#air_handler_unit |  | Air Handling Unit, Building A
58805 | THC-ACC-FN-0268 | Air Handling Unit, Building A | THC-ACC-BLDG A | Fan,Axial | HVAC |  | FN | http://www.toronto.ca/TWONTO#air_handler_unit |  | Old Plant Blower Building HVAC
58814 | THC-ACC-FN-0321 | Fan,Return,Lower Basement,B2,Bldg M | THC-ACC-FAN | H.V.A.C.,Air Conditioner | HVAC |  | FN | http://www.toronto.ca/TWONTO#blower_or_fan_with_drive |  | Fans, Building M
58887 | THC-ACC-FN-0441 | Fan,Supply,AHU-0440,Drip Trap Room,Building UU | THC-ACC-AHU-0440 | Fan | HVAC |  | FN | http://www.toronto.ca/TWONTO#blower_or_fan_with_drive |  | Air Handling Unit,Drip Trap Room,Building UU
58888 | THC-ACC-FN-0442 | Fan,Supply,AHU-0440,Drip Trap Room,Building UU | THC-ACC-AHU-0440 | Fan | HVAC |  | FN | http://www.toronto.ca/TWONTO#blower_or_fan_with_drive |  | Air Handling Unit,Drip Trap Room,Building UU
58889 | THC-ACC-FN-0443 | Fan,Exhaust,AHU-0440,Drip Trap Room,Building UU | THC-ACC-BLDG UU | Fan | HVAC |  | FN | http://www.toronto.ca/TWONTO#blower_or_fan_with_drive |  | Waste Gas Burner Building HVAC
58890 | THC-ACC-FN-0444 | Fan,Exhaust,AHU-0440,Drip Trap Room,Building UU | THC-ACC-BLDG UU | Fan | HVAC |  | FN | http://www.toronto.ca/TWONTO#blower_or_fan_with_drive |  | Waste Gas Burner Building HVAC
58897 | THC-ACC-FN-0581 | Fan,Centrifugal,Temporary Centrifuge Room, 3rd Floor,Biosolids Building East | THC-ACC-BLDG M | Fan,Centrifugal | HVAC |  | FN | http://www.toronto.ca/TWONTO#blower_or_fan_with_drive |  | Incineration Building, HVAC
58898 | THC-ACC-FN-0581 | Fan,Centrifugal,Temporary Centrifuge Room, 3rd Floor,Biosolids Building East | THC-ACC-FAN | Fan,Centrifugal | HVAC |  | FN | http://www.toronto.ca/TWONTO#blower_or_fan_with_drive |  | Fans, Building M
58899 | THC-ACC-FN-0585 | Fan,Centrifugal,Compress. Room,3rd Floor,Biosolids Building West | THC-ACC-FAN | Fan,Centrifugal | HVAC |  | FN | http://www.toronto.ca/TWONTO#blower_or_fan_with_drive |  | Fans, Building M
58900 | THC-ACC-FN-0592 | Fan,Centrifugal,Fire Pump Room,Basement B2,Biosolids Building East | THC-ACC-BLDG M | Fire Prevention,Pump | HVAC | 43250 | FN | http://www.toronto.ca/TWONTO#blower_or_fan_with_drive |  | Incineration Building, HVAC
58901 | THC-ACC-FN-0701 | Fan,Centrifugal,Exhaust,Thickening Building Mechanical Room Ventilation | THC-ACC-BLDG J | Fan,Centrifugal | HVAC |  | FN | http://www.toronto.ca/TWONTO#blower_or_fan_with_drive |  | TWAS Building, HVAC
58902 | THC-ACC-FN-0702 | Fan,Centrifugal,Exhaust,Thickening Building Washroom Ventilation | THC-ACC-BLDG J | Fan,Centrifugal | HVAC |  | FN | http://www.toronto.ca/TWONTO#blower_or_fan_with_drive |  | TWAS Building, HVAC
58903 | THC-ACC-FN-0711A | Fan,Centrifugal,Supply Air,AHU-0710,Thickening Centrifuge Area | THC-ACC-AHU-0710 | Fan,Centrifugal | HVAC |  | FN | http://www.toronto.ca/TWONTO#blower_or_fan_with_drive |  | Air Handling Unit,Outdoor,Centrifuge Area,Thickening Building
58904 | THC-ACC-FN-0711B | Fan,Centrifugal,Supply Air,AHU-0710,Thickening Centrifuge Area | THC-ACC-BLDG J | Fan,Centrifugal | HVAC |  | FN | http://www.toronto.ca/TWONTO#blower_or_fan_with_drive |  | TWAS Building, HVAC
58905 | THC-ACC-FN-0712A | Fan,Centrifugal,Return Air,AHU-0710,Thickening Centrifuge Area | THC-ACC-AHU-0710 | Fan,Centrifugal | HVAC |  | FN | http://www.toronto.ca/TWONTO#blower_or_fan_with_drive |  | Air Handling Unit,Outdoor,Centrifuge Area,Thickening Building
58906 | THC-ACC-FN-0721 | Fan,Centrifugal,Supply Air,AHU-0720,Thickening Building Basement/Sub-basement Area | THC-ACC-AHU-0720 | Fan,Centrifugal | HVAC |  | FN | http://www.toronto.ca/TWONTO#blower_or_fan_with_drive |  | Air Handling Unit,Basement/Sub-basement Area,Thickening Building
58907 | THC-ACC-FN-0721 | Fan,Centrifugal,Supply Air,AHU-0720,Thickening Building Basement/Sub-basement Area | THC-ACC-BLDG J | Fan,Centrifugal | HVAC |  | FN | http://www.toronto.ca/TWONTO#blower_or_fan_with_drive |  | TWAS Building, HVAC
58908 | THC-ACC-FN-0722 | Fan,Centrifugal,Exhaust Air,AHU-0720,Thickening Building Basement/Sub-basement Area | THC-ACC-AHU-0720 | Fan,Centrifugal | HVAC |  | FN | http://www.toronto.ca/TWONTO#blower_or_fan_with_drive |  | Air Handling Unit,Basement/Sub-basement Area,Thickening Building
58909 | THC-ACC-FN-0731 | Fan,Centrifugal,Supply Air,AHU-0730,Thickening Building Polymer Room | THC-ACC-AHU-0730 | Fan,Centrifugal | HVAC |  | FN | http://www.toronto.ca/TWONTO#blower_or_fan_with_drive |  | Air handling Unit,Polymer Room,Thickening Building
58910 | THC-ACC-FN-0812 | Fan,Centrifugal,Exhaust Air,AHU-0810,Sludge Storage Building | THC-ACC-AHU-0810 | Fan,Centrifugal | HVAC |  | FN | http://www.toronto.ca/TWONTO#blower_or_fan_with_drive |  | Air Handling Unit,Roof,Sludge Storage Building
58911 | THC-ACC-FN-0912 | Fan, Cntr Room, Washroom, Dechlorination Bldg. | THC-ACC-AHU-0910 |  | HVAC |  | FN | http://www.toronto.ca/TWONTO#blower_or_fan_with_drive |  | Air Handling Unit, Dechlorination Building
58915 | THC-ACC-FN-2170 | Air Handling Unit, (new tunnel ventilation ECAP-01) | THC-ACC-TUNNEL | Air Handling Unit | HVAC |  | FN | http://www.toronto.ca/TWONTO#air_handler_unit |  | Plant Tunnels, HVAC
58916 | THC-ACC-FN-2170B | Fan B, Air Handling System, Tunnel T19, Phase IV Secondary | THC-ACC-AHU-2170 |  | HVAC |  | FN | http://www.toronto.ca/TWONTO#blower_or_fan_with_drive |  | Air Handling Unit, Tunnel T19, Phase IV Secondary
58917 | THC-ACC-FN-2172 | Fan, Exhaust, Access Building T19A, Phase IV Secondary | THC-ACC-FN-2170 | Air Handling Unit | HVAC |  | FN | http://www.toronto.ca/TWONTO#blower_or_fan_with_drive |  | Air Handling Unit, (new tunnel ventilation ECAP-01)
58918 | THC-ACC-FN-2173 | Fan, Exhaust, Access Building T15A, Phase I Secondary | THC-ACC-FN-2170 | Air Handling Unit | HVAC |  | FN | http://www.toronto.ca/TWONTO#blower_or_fan_with_drive |  | Air Handling Unit, (new tunnel ventilation ECAP-01)
58919 | THC-ACC-FN-2173 | Fan, Exhaust, Access Building T15A, Phase I Secondary | THC-ACC-TUNNEL | Air Handling Unit | HVAC |  | FN | http://www.toronto.ca/TWONTO#blower_or_fan_with_drive |  | Plant Tunnels, HVAC
58920 | THC-ACC-FN-2175 | Fan, Recirculation Fan, Tunnel T15, Phase I Primary | THC-ACC-FN-2170 | Air Handling Unit | HVAC |  | FN | http://www.toronto.ca/TWONTO#blower_or_fan_with_drive |  | Air Handling Unit, (new tunnel ventilation ECAP-01)
58931 | THC-ACC-FN-5820 | Fan,Centrifugal,Exhuast,Plant Stores | THC-ACC-BLDG B |  | HVAC |  | FN | http://www.toronto.ca/TWONTO#blower_or_fan_with_drive |  | Mechanical Shop (Chlorine) Building HVAC
58932 | THC-ACC-FN-5831 | Fan,Propeller,Circulating,Plant Stores | THC-ACC-BLDG B |  | HVAC |  | FN | http://www.toronto.ca/TWONTO#blower_or_fan_with_drive |  | Mechanical Shop (Chlorine) Building HVAC
58933 | THC-ACC-FN-5833 | Fan,Propeller,Circulating,Plant Stores | THC-ACC-BLDG B |  | HVAC |  | FN | http://www.toronto.ca/TWONTO#blower_or_fan_with_drive |  | Mechanical Shop (Chlorine) Building HVAC
58934 | THC-ACC-FN-5834 | Fan,Propeller,Circulating,Plant Stores | THC-ACC-BLDG B |  | HVAC |  | FN | http://www.toronto.ca/TWONTO#blower_or_fan_with_drive |  | Mechanical Shop (Chlorine) Building HVAC
58935 | THC-ACC-FN-5837 | Fan,Exhaust,Inline,Plant Stores,Utility Room | THC-ACC-BLDG B |  | HVAC |  | FN | http://www.toronto.ca/TWONTO#blower_or_fan_with_drive |  | Mechanical Shop (Chlorine) Building HVAC
58936 | THC-ACC-FN-5838 | Fan,Exhaust,Inline,Plant Stores,Printer Room | THC-ACC-BLDG B |  | HVAC |  | FN | http://www.toronto.ca/TWONTO#blower_or_fan_with_drive |  | Mechanical Shop (Chlorine) Building HVAC
58937 | THC-ACC-FN-5930 | Fan,Centrifugal,Exhaust,Disinfection Bldg,Tank Storage Room,East Wall | THC-ACC-BLDG G |  | HVAC |  | FN | http://www.toronto.ca/TWONTO#blower_or_fan_with_drive |  | Air Treatment Building HVAC
58938 | THC-ACC-FN-6120 | Fan, Supply, Truck Loading Bay, 2nd Floor Mech Room #2, Headworks | THC-ACC-AHU-6100 | Fan | HVAC |  | FN | http://www.toronto.ca/TWONTO#blower_or_fan_with_drive |  | Air Handling Unit, Truck Loading Bay, Mech Room #2, Headworks
58939 | THC-ACC-FN-6160 | Fan, Exhaust, Lower Level 1, Serving Sump Storage Room, Headworks | THC-PLT-BLDG-0001 | Fan | HVAC |  | FN | http://www.toronto.ca/TWONTO#blower_or_fan_with_drive |  | New Head House, preliminary process
58940 | THC-ACC-FN-6260 | Fan, Return, Blower Room, 2nd Floor Mech Room #2, Headworks | THC-ACC-AHU-6200 | Fan | HVAC |  | FN | http://www.toronto.ca/TWONTO#blower_or_fan_with_drive |  | Air Handling Unit, Blower Room, 2nd Floor Mech Room #2, Headworks
58941 | THC-ACC-FN-6290 | Fan, Exhaust, Mechanical Room #2, Roof, Headworks | THC-ACC-AHU-6100 | Fan | HVAC |  | FN | http://www.toronto.ca/TWONTO#blower_or_fan_with_drive |  | Air Handling Unit, Truck Loading Bay, Mech Room #2, Headworks
58942 | THC-ACC-FN-6320 | Fan, Supply, Screen Room/Conveyor Areas, AHU-6300, 2nd Floor Mech Room #1, Headworks | THC-ACC-AHU-6300 | Fan | HVAC |  | FN | http://www.toronto.ca/TWONTO#blower_or_fan_with_drive |  | Air Handling Unit, Screen Room/Conveyor Areas, 2nd Floor Mech Room #1, Headworks
58943 | THC-ACC-FN-6340 | Fan, Exhaust, Screen/Conveyor Areas, Roof, Headworks | THC-ACC-AHU-6300 | Fan | HVAC |  | FN | http://www.toronto.ca/TWONTO#blower_or_fan_with_drive |  | Air Handling Unit, Screen Room/Conveyor Areas, 2nd Floor Mech Room #1, Headworks
58944 | THC-ACC-FN-6420 | Fan, Supply, Screen Room/Conveyor Areas, AHU-6400, 2nd Floor Mech Room #1, Headworks | THC-ACC-AHU-6400 | Fan | HVAC |  | FN | http://www.toronto.ca/TWONTO#blower_or_fan_with_drive |  | Air Handling Unit, Screen Room/Conveyor Areas, 2nd Floor Mech Room #1, Headworks
58945 | THC-ACC-FN-6540 | Fan, Supply, Pipe Gallery, 2nd Floor Mech Room #1, Headworks | THC-ACC-AHU-6500 | Fan | HVAC |  | FN | http://www.toronto.ca/TWONTO#blower_or_fan_with_drive |  | Air Handling Unit, Pipe Gallery, 2nd Floor Mech Room #1, Headworks
58946 | THC-ACC-FN-6560 | Fan, Return, Pipe Gallery, 2nd Floor Mech Room #1, Headworks | THC-ACC-AHU-6500 | Fan | HVAC |  | FN | http://www.toronto.ca/TWONTO#blower_or_fan_with_drive |  | Air Handling Unit, Pipe Gallery, 2nd Floor Mech Room #1, Headworks
58947 | THC-ACC-FN-6590 | Fan, Exhaust, Mechanical Room #1, Roof, Headworks | THC-ACC-AHU-6300 | Fan | HVAC |  | FN | http://www.toronto.ca/TWONTO#blower_or_fan_with_drive |  | Air Handling Unit, Screen Room/Conveyor Areas, 2nd Floor Mech Room #1, Headworks
58948 | THC-ACC-FN-6811 | Fan, Centrifugal, Exhaust, Ferrous Chloride Building | THC-PRS-BLDG |  | HVAC |  | FN | http://www.toronto.ca/TWONTO#blower_or_fan_with_drive |  | Phosphorous removal system, Building and Storage
58949 | THC-ACC-FN-6821 | Fan,Centrifugal, Exhaust, Ferrous Chloride Building | THC-PRS-BLDG |  | HVAC |  | FN | http://www.toronto.ca/TWONTO#blower_or_fan_with_drive |  | Phosphorous removal system, Building and Storage
58970 | THC-ACC-HE-0011 | Heat Exchanger, Snow-Melting, Admin Building Basement, Mechanical Room | THC-ACC-BLDG K |  | HVAC |  | HE | http://www.toronto.ca/TWONTO#heat_exchanger |  | Administration Building, HVAC
58978 | THC-ACC-HE-6001 | Heat Exchanger, Heating Glycol System, Lower Level 2 Blower Room, Headworks | THC-ACC-P-6001 | Heat Exchanger | HVAC |  | HE | http://www.toronto.ca/TWONTO#heat_exchanger |  | Pump, Hot Water System, Lower Level 2 operating gallery
58979 | THC-ACC-HEAT PUMPS | Pumps, Heating System, Building M | THC-ACC-BLDG M |  | HVAC |  |  | http://www.toronto.ca/TWONTO#collection_of_assets |  | Incineration Building, HVAC
58984 | THC-ACC-HTR-0011 | Heater, Unit, Electric, 6.3kW, Admin. Building Basement, Mechanical Room B104, North/West | THC-ACC-BLDG K |  | HVAC |  | HTR | http://www.toronto.ca/TWONTO#heater |  | Administration Building, HVAC
58985 | THC-ACC-HTR-0013 | Heater, Unit, Electric, 6.3kW, Admin. Building Basement, Storage Room B107 South/West | THC-ACC-BLDG K |  | HVAC |  | HTR | http://www.toronto.ca/TWONTO#heater |  | Administration Building, HVAC
58986 | THC-ACC-HTR-0014 | Heater, Unit, Electric, 6.3kW, Admin. Building Basement, Storage Room B107, South | THC-ACC-BLDG K |  | HVAC |  | HTR | http://www.toronto.ca/TWONTO#heater |  | Administration Building, HVAC
58987 | THC-ACC-HTR-0016 | Heater, Hot Water Heating Coil, Women's Locker Room B121, Admin. Building Basement | THC-ACC-BLDG K |  | HVAC |  | HTR | http://www.toronto.ca/TWONTO#heater |  | Administration Building, HVAC
58988 | THC-ACC-HTR-0017 | Heater, Hot Water Heating Coil, Supervisor's Locker Room B120, Admin. Building Basement | THC-ACC-BLDG K |  | HVAC |  | HTR | http://www.toronto.ca/TWONTO#heater |  | Administration Building, HVAC
58989 | THC-ACC-HTR-0018 | Heater, Hot Water Heating Coil, Men's Locker Room B117, Admin. Building Basement | THC-ACC-BLDG K |  | HVAC |  | HTR | http://www.toronto.ca/TWONTO#heater |  | Administration Building, HVAC
58990 | THC-ACC-HTR-0053 | Heater, Forced Flow, 4.7kW, Admin. Building Ground Floor, Vestibule 142, East | THC-ACC-BLDG K |  | HVAC |  | HTR | http://www.toronto.ca/TWONTO#heater |  | Administration Building, HVAC
58991 | THC-ACC-HTR-0055 | Heater, Forced Flow, 9.4kW, Admin. Building Ground Floor, Stair S03 | THC-ACC-BLDG K |  | HVAC |  | HTR | http://www.toronto.ca/TWONTO#heater |  | Administration Building, HVAC
58992 | THC-ACC-HTR-0080 | Heater, Perimeter, Admin Building Ground Floor, Women`s Washroom 106 | THC-ACC-BLDG K |  | HVAC |  | HTR | http://www.toronto.ca/TWONTO#heater |  | Administration Building, HVAC
58993 | THC-ACC-HTR-0082 | Heater, Perimeter, Admin Building Ground Floor, Unisex Shower 123 | THC-ACC-BLDG K |  | HVAC |  | HTR | http://www.toronto.ca/TWONTO#heater |  | Administration Building, HVAC
58994 | THC-ACC-HTR-0083 | Heater, Towel Radiator, Admin Building Ground Floor, Unisex Shower 123 | THC-ACC-BLDG K |  | HVAC |  | HTR | http://www.toronto.ca/TWONTO#heater |  | Administration Building, HVAC
58996 | THC-ACC-HTR-0104 | Heater,Electric,Elec RM Access Building No.3,Phase 4, bldg.O | THC-ACC-BLDG O | Air Handling Unit | HVAC |  | HTR | http://www.toronto.ca/TWONTO#heater |  | Phase IV , Building O HVAC
58997 | THC-ACC-HTR-0115 | Duct Heater,Pressurization System,Access Building No.1,Phase 1, bldg.H | THC-ACC-BLDG H | Air Handling Unit | HVAC |  | HTR | http://www.toronto.ca/TWONTO#heater |  | Phase I Aeration Building, HVAC
58998 | THC-ACC-HTR-0118 | Unit Heater,Pump House,Aeration Building,Phase 4 | THC-ACC-BLDG O | Air Handling Unit | HVAC |  | HTR | http://www.toronto.ca/TWONTO#heater |  | Phase IV , Building O HVAC
58999 | THC-ACC-HTR-0119 | Unit Heater,Pump House,Aeration Building,Phase 4 | THC-ACC-BLDG O | Air Handling Unit | HVAC |  | HTR | http://www.toronto.ca/TWONTO#heater |  | Phase IV , Building O HVAC
59000 | THC-ACC-HTR-0120 | Duct Heater,Pressurization System,Electrical Room,Phase 4, bldg.O | THC-ACC-BLDG O | Air Handling Unit | HVAC |  | HTR | http://www.toronto.ca/TWONTO#heater |  | Phase IV , Building O HVAC
59001 | THC-ACC-HTR-0122 | Unit Heater,Scrubber Room,Phase 4, bldg.O | THC-ACC-BLDG O | Air Handling Unit | HVAC |  | HTR | http://www.toronto.ca/TWONTO#heater |  | Phase IV , Building O HVAC
59002 | THC-ACC-HTR-0123 | Unit Heater,Scrubber Room,Phase 4, bldg.O | THC-ACC-BLDG O | Air Handling Unit | HVAC |  | HTR | http://www.toronto.ca/TWONTO#heater |  | Phase IV , Building O HVAC
59003 | THC-ACC-HTR-0124 | Unit Heater,Scrubber Room,Phase 4, bldg.O | THC-ACC-BLDG O | Air Handling Unit | HVAC |  | HTR | http://www.toronto.ca/TWONTO#heater |  | Phase IV , Building O HVAC
59004 | THC-ACC-HTR-0127 | Unit Heater,Ozonator Room,Phase 4, bldg.O | THC-ACC-BLDG O | Air Handling Unit | HVAC |  | HTR | http://www.toronto.ca/TWONTO#heater |  | Phase IV , Building O HVAC
59005 | THC-ACC-HTR-0128 | Unit Heater,Ozonator Room,Phase 4, bldg.O | THC-ACC-BLDG O | Air Handling Unit | HVAC |  | HTR | http://www.toronto.ca/TWONTO#heater |  | Phase IV , Building O HVAC
59011 | THC-ACC-HTR-0203 | Heater, Perimeter. Admin Building | THC-ACC-BLDG K |  | HVAC |  | HTR | http://www.toronto.ca/TWONTO#heater |  | Administration Building, HVAC
59012 | THC-ACC-HTR-0209 | Heater, Perimeter. Admin Building | THC-ACC-BLDG K |  | HVAC |  | HTR | http://www.toronto.ca/TWONTO#heater |  | Administration Building, HVAC
59013 | THC-ACC-HTR-0211 | Heater, Perimeter. Admin Building | THC-ACC-BLDG K |  | HVAC |  | HTR | http://www.toronto.ca/TWONTO#heater |  | Administration Building, HVAC
59014 | THC-ACC-HTR-0212 | Heater, Perimeter. Admin Building | THC-ACC-BLDG K |  | HVAC |  | HTR | http://www.toronto.ca/TWONTO#heater |  | Administration Building, HVAC
59015 | THC-ACC-HTR-0213 | Heater, Perimeter. Admin Building | THC-ACC-BLDG K |  | HVAC |  | HTR | http://www.toronto.ca/TWONTO#heater |  | Administration Building, HVAC
59016 | THC-ACC-HTR-0214 | Heater, Perimeter. Admin Building | THC-ACC-BLDG K |  | HVAC |  | HTR | http://www.toronto.ca/TWONTO#heater |  | Administration Building, HVAC
59017 | THC-ACC-HTR-0216 | Heater, Perimeter. Admin Building, Ground Floor, Office 108 | THC-ACC-AHU-0071 |  | HVAC |  | HTR | http://www.toronto.ca/TWONTO#heater |  | Air handling Unit, Ground Floor West Zone(Administration), Admin Building Roof
59018 | THC-ACC-HTR-0217 | Heater, Perimeter. Admin Building, Ground Floor, Office 109 | THC-ACC-AHU-0071 |  | HVAC |  | HTR | http://www.toronto.ca/TWONTO#heater |  | Air handling Unit, Ground Floor West Zone(Administration), Admin Building Roof
59019 | THC-ACC-HTR-0218 | Heater, Hot Water,Tunnel T19, Phase IV Secondary | THC-ACC-TUNNEL |  | HVAC |  | HTR | http://www.toronto.ca/TWONTO#heater |  | Plant Tunnels, HVAC
59020 | THC-ACC-HTR-0222 | Heater, Perimeter. Admin Building, Ground Floor, Process Corridor 143 | THC-ACC-AHU-0061 |  | HVAC |  | HTR | http://www.toronto.ca/TWONTO#heater |  | Air handling Unit, Ground Floor North Zone(Process Control), Admin Building Roof
59021 | THC-ACC-HTR-0223 | Heater, Perimeter. Admin Building | THC-ACC-BLDG K |  | HVAC |  | HTR | http://www.toronto.ca/TWONTO#heater |  | Administration Building, HVAC
59022 | THC-ACC-HTR-0224 | Heater, Perimeter. Admin Building | THC-ACC-BLDG K |  | HVAC |  | HTR | http://www.toronto.ca/TWONTO#heater |  | Administration Building, HVAC
59023 | THC-ACC-HTR-0230 | Heater, Perimeter. Admin Building, Ground Floor, Process Corridor 143 | THC-ACC-AHU-0061 |  | HVAC |  | HTR | http://www.toronto.ca/TWONTO#heater |  | Air handling Unit, Ground Floor North Zone(Process Control), Admin Building Roof
59024 | THC-ACC-HTR-0231 | Heater, Perimeter. Admin Building, Ground Floor, Process Corridor 143 | THC-ACC-AHU-0061 |  | HVAC |  | HTR | http://www.toronto.ca/TWONTO#heater |  | Air handling Unit, Ground Floor North Zone(Process Control), Admin Building Roof
59025 | THC-ACC-HTR-0235 | Heater, Perimeter. Admin Building, Ground Floor, Office 113 | THC-ACC-AHU-0071 |  | HVAC |  | HTR | http://www.toronto.ca/TWONTO#heater |  | Air handling Unit, Ground Floor West Zone(Administration), Admin Building Roof
59026 | THC-ACC-HTR-0237 | Heater, Perimeter. Admin Building, Ground Floor, Office 115 | THC-ACC-AHU-0071 |  | HVAC |  | HTR | http://www.toronto.ca/TWONTO#heater |  | Air handling Unit, Ground Floor West Zone(Administration), Admin Building Roof
59027 | THC-ACC-HTR-0250 | Heater, Perimeter. Admin Building, Ground Floor, Office 121 | THC-ACC-AHU-0081 |  | HVAC |  | HTR | http://www.toronto.ca/TWONTO#heater |  | Air handling Unit, Ground Floor South Zone(Project Management), Admin Building Roof
59028 | THC-ACC-HTR-0255 | Heater, Perimeter. Admin Building | THC-ACC-BLDG K |  | HVAC |  | HTR | http://www.toronto.ca/TWONTO#heater |  | Administration Building, HVAC
59029 | THC-ACC-HTR-0256 | Heater, Perimeter. Admin Building | THC-ACC-BLDG K |  | HVAC |  | HTR | http://www.toronto.ca/TWONTO#heater |  | Administration Building, HVAC
59030 | THC-ACC-HTR-0257 | Heater, Perimeter. Admin Building | THC-ACC-BLDG K |  | HVAC |  | HTR | http://www.toronto.ca/TWONTO#heater |  | Administration Building, HVAC
59031 | THC-ACC-HTR-0260 | Heater, Perimeter. Admin Building | THC-ACC-BLDG K |  | HVAC |  | HTR | http://www.toronto.ca/TWONTO#heater |  | Administration Building, HVAC
59032 | THC-ACC-HTR-0261 | Heater, Perimeter. Admin Building | THC-ACC-BLDG K |  | HVAC |  | HTR | http://www.toronto.ca/TWONTO#heater |  | Administration Building, HVAC
59033 | THC-ACC-HTR-0262 | Heater, Perimeter. Admin Building | THC-ACC-BLDG K |  | HVAC |  | HTR | http://www.toronto.ca/TWONTO#heater |  | Administration Building, HVAC
59034 | THC-ACC-HTR-0263 | Heater, Perimeter. Admin Building | THC-ACC-BLDG K |  | HVAC |  | HTR | http://www.toronto.ca/TWONTO#heater |  | Administration Building, HVAC
59035 | THC-ACC-HTR-0265 | Heater, Perimeter. Admin Building, Ground Floor, Field Service Corridor 129 | THC-ACC-AHU-0091 |  | HVAC |  | HTR | http://www.toronto.ca/TWONTO#heater |  | Air handling Unit, Ground Floor East Zone(Field Services), Admin Building Roof
59036 | THC-ACC-HTR-0268 | Heater, Perimeter. Admin Building | THC-ACC-BLDG K |  | HVAC |  | HTR | http://www.toronto.ca/TWONTO#heater |  | Administration Building, HVAC
59037 | THC-ACC-HTR-0269 | Heater, Perimeter. Admin Building | THC-ACC-BLDG K |  | HVAC |  | HTR | http://www.toronto.ca/TWONTO#heater |  | Administration Building, HVAC
59038 | THC-ACC-HTR-0275 | Heater, Perimeter. Admin Building | THC-ACC-BLDG K |  | HVAC |  | HTR | http://www.toronto.ca/TWONTO#heater |  | Administration Building, HVAC
59039 | THC-ACC-HTR-0276 | Heater, Perimeter. Admin Building | THC-ACC-BLDG K |  | HVAC |  | HTR | http://www.toronto.ca/TWONTO#heater |  | Administration Building, HVAC
59040 | THC-ACC-HTR-0277 | Heater, Perimeter. Admin Building | THC-ACC-BLDG K |  | HVAC |  | HTR | http://www.toronto.ca/TWONTO#heater |  | Administration Building, HVAC
59041 | THC-ACC-HTR-0279 | Heater, Perimeter. Admin Building, Ground Floor, Meeting Room 133 | THC-ACC-AHU-0091 |  | HVAC |  | HTR | http://www.toronto.ca/TWONTO#heater |  | Air handling Unit, Ground Floor East Zone(Field Services), Admin Building Roof
59042 | THC-ACC-HTR-0282 | Heater, Perimeter. Admin Building, Ground Floor, Meeting Room 134 | THC-ACC-AHU-0091 |  | HVAC |  | HTR | http://www.toronto.ca/TWONTO#heater |  | Air handling Unit, Ground Floor East Zone(Field Services), Admin Building Roof
59043 | THC-ACC-HTR-0284 | Heater, Perimeter. Admin Building, Ground Floor, Meeting Room 135 | THC-ACC-AHU-0091 |  | HVAC |  | HTR | http://www.toronto.ca/TWONTO#heater |  | Air handling Unit, Ground Floor East Zone(Field Services), Admin Building Roof
59044 | THC-ACC-HTR-0286 | Heater, Perimeter. Admin Building, Ground Floor, Storage Room 132 | THC-ACC-AHU-0091 |  | HVAC |  | HTR | http://www.toronto.ca/TWONTO#heater |  | Air handling Unit, Ground Floor East Zone(Field Services), Admin Building Roof
59045 | THC-ACC-HTR-0289 | Heater, Perimeter. Admin Building | THC-ACC-BLDG K |  | HVAC |  | HTR | http://www.toronto.ca/TWONTO#heater |  | Administration Building, HVAC
59046 | THC-ACC-HTR-0298 | Heater, Perimeter. Admin Building, Ground Floor, First Aid Room 144 | THC-ACC-AHU-0061 |  | HVAC |  | HTR | http://www.toronto.ca/TWONTO#heater |  | Air handling Unit, Ground Floor North Zone(Process Control), Admin Building Roof
59047 | THC-ACC-HTR-0304 | Air Heater, Convector, Building M | THC-ACC-HEATERS | H.V.A.C.,Heater,Unit | HVAC |  | HTR | http://www.toronto.ca/TWONTO#heater |  | Air Heaters, Building M
59048 | THC-ACC-HTR-0306 | Air Heater, Convector, Building M | THC-ACC-HEATERS | H.V.A.C.,Heater,Unit | HVAC |  | HTR | http://www.toronto.ca/TWONTO#heater |  | Air Heaters, Building M
59049 | THC-ACC-HTR-0307 | Air Heater, Convector, Building M | THC-ACC-HEATERS | H.V.A.C.,Heater,Unit | HVAC |  | HTR | http://www.toronto.ca/TWONTO#heater |  | Air Heaters, Building M
59050 | THC-ACC-HTR-0310 | Air Heater, Convector, Building M | THC-ACC-HEATERS | H.V.A.C.,Heater,Unit | HVAC |  | HTR | http://www.toronto.ca/TWONTO#heater |  | Air Heaters, Building M
59051 | THC-ACC-HTR-0312 | Air Heater, Convector, Building M | THC-ACC-HEATERS | H.V.A.C.,Heater,Unit | HVAC |  | HTR | http://www.toronto.ca/TWONTO#heater |  | Air Heaters, Building M
59052 | THC-ACC-HTR-0317 | Air Heater, Convector, Building M | THC-ACC-HEATERS | H.V.A.C.,Heater,Unit | HVAC |  | HTR | http://www.toronto.ca/TWONTO#heater |  | Air Heaters, Building M
59053 | THC-ACC-HTR-0318 | Air Heater, Convector, Building M | THC-ACC-HEATERS | H.V.A.C.,Heater,Unit | HVAC |  | HTR | http://www.toronto.ca/TWONTO#heater |  | Air Heaters, Building M
59054 | THC-ACC-HTR-0318U | Air Heater, Building M | THC-ACC-HEATERS | H.V.A.C.,Heater,Unit | HVAC |  | HTR | http://www.toronto.ca/TWONTO#heater |  | Air Heaters, Building M
59055 | THC-ACC-HTR-0320 | Air Heater, Convector, Building M | THC-ACC-HEATERS | H.V.A.C.,Heater,Unit | HVAC |  | HTR | http://www.toronto.ca/TWONTO#heater |  | Air Heaters, Building M
59056 | THC-ACC-HTR-0322 | Heater, Building M | THC-ACC-BLDG M | H.V.A.C.,Dehumidifier | HVAC |  | HTR | http://www.toronto.ca/TWONTO#heater |  | Incineration Building, HVAC
59057 | THC-ACC-HTR-0328 | Air Heater, Building M | THC-ACC-HEATERS | H.V.A.C.,Heater,Unit | HVAC |  | HTR | http://www.toronto.ca/TWONTO#heater |  | Air Heaters, Building M
59058 | THC-ACC-HTR-0335 | Air Heater, Building M | THC-ACC-HEATERS | H.V.A.C.,Heater,Unit | HVAC |  | HTR | http://www.toronto.ca/TWONTO#heater |  | Air Heaters, Building M
59059 | THC-ACC-HTR-0336 | Air Heater, Building M | THC-ACC-HEATERS | H.V.A.C.,Heater,Unit | HVAC |  | HTR | http://www.toronto.ca/TWONTO#heater |  | Air Heaters, Building M
59060 | THC-ACC-HTR-0337 | Air Heater, Building M | THC-ACC-HEATERS | H.V.A.C.,Heater,Unit | HVAC |  | HTR | http://www.toronto.ca/TWONTO#heater |  | Air Heaters, Building M
59061 | THC-ACC-HTR-0342 | Air Heater, Building M | THC-ACC-HEATERS | H.V.A.C.,Heater,Unit | HVAC |  | HTR | http://www.toronto.ca/TWONTO#heater |  | Air Heaters, Building M
59062 | THC-ACC-HTR-0345 | Air Heater, Building M | THC-ACC-HEATERS | H.V.A.C.,Heater,Unit | HVAC |  | HTR | http://www.toronto.ca/TWONTO#heater |  | Air Heaters, Building M
59063 | THC-ACC-HTR-0346 | Air Heater, Building M | THC-ACC-HEATERS | H.V.A.C.,Heater,Unit | HVAC |  | HTR | http://www.toronto.ca/TWONTO#heater |  | Air Heaters, Building M
59064 | THC-ACC-HTR-0347 | Air Heater, Building M | THC-ACC-HEATERS | H.V.A.C.,Heater,Unit | HVAC |  | HTR | http://www.toronto.ca/TWONTO#heater |  | Air Heaters, Building M
59065 | THC-ACC-HTR-0353 | Air Heater, Building M | THC-ACC-HEATERS | H.V.A.C.,Heater,Unit | HVAC |  | HTR | http://www.toronto.ca/TWONTO#heater |  | Air Heaters, Building M
59066 | THC-ACC-HTR-0356 | Air Heater, Building M | THC-ACC-HEATERS | H.V.A.C.,Heater,Unit | HVAC |  | HTR | http://www.toronto.ca/TWONTO#heater |  | Air Heaters, Building M
59067 | THC-ACC-HTR-0358 | Air Heater, Building M | THC-ACC-HEATERS | H.V.A.C.,Heater,Unit | HVAC |  | HTR | http://www.toronto.ca/TWONTO#heater |  | Air Heaters, Building M
59068 | THC-ACC-HTR-0359 | Air Heater, Building M | THC-ACC-HEATERS | H.V.A.C.,Heater,Unit | HVAC |  | HTR | http://www.toronto.ca/TWONTO#heater |  | Air Heaters, Building M
59069 | THC-ACC-HTR-0361 | Air Heater, Building M | THC-ACC-HEATERS | H.V.A.C.,Heater,Unit | HVAC |  | HTR | http://www.toronto.ca/TWONTO#heater |  | Air Heaters, Building M
59070 | THC-ACC-HTR-0362 | Air Heater, Building M | THC-ACC-HEATERS | H.V.A.C.,Heater,Unit | HVAC |  | HTR | http://www.toronto.ca/TWONTO#heater |  | Air Heaters, Building M
59071 | THC-ACC-HTR-0363 | Air Heater, Building M | THC-ACC-HEATERS | H.V.A.C.,Heater,Unit | HVAC |  | HTR | http://www.toronto.ca/TWONTO#heater |  | Air Heaters, Building M
59072 | THC-ACC-HTR-0365U | Air Heater, Building M | THC-ACC-HEATERS | H.V.A.C.,Heater,Unit | HVAC |  | HTR | http://www.toronto.ca/TWONTO#heater |  | Air Heaters, Building M
59073 | THC-ACC-HTR-0366 | Air Heater, Convector, Building M | THC-ACC-HEATERS | H.V.A.C.,Heater,Unit | HVAC |  | HTR | http://www.toronto.ca/TWONTO#heater |  | Air Heaters, Building M
59074 | THC-ACC-HTR-0367 | Air Heater, Convector, Building M | THC-ACC-HEATERS | H.V.A.C.,Heater,Unit | HVAC |  | HTR | http://www.toronto.ca/TWONTO#heater |  | Air Heaters, Building M
59075 | THC-ACC-HTR-0368 | Air Heater, Building M | THC-ACC-HEATERS | H.V.A.C.,Heater,Unit | HVAC |  | HTR | http://www.toronto.ca/TWONTO#heater |  | Air Heaters, Building M
59076 | THC-ACC-HTR-0369 | Air Heater, Building M | THC-ACC-HEATERS | H.V.A.C.,Heater,Unit | HVAC |  | HTR | http://www.toronto.ca/TWONTO#heater |  | Air Heaters, Building M
59173 | THC-ACC-HTR-0567 | Unit Heater,Electric,Electrical Room,Blower Building,Lower Plant, bldg.A | THC-ACC-BLDG A | Air Handling Unit | HVAC |  | HTR | http://www.toronto.ca/TWONTO#heater |  | Old Plant Blower Building HVAC
59190 | THC-ACC-HTR-0904 | Heater, Dechlorination Building | THC-DCL |  | HVAC |  | HTR | http://www.toronto.ca/TWONTO#heater |  | Dechlorination Process
59191 | THC-ACC-HTR-0905 | Heater, Dechlorination Building | THC-DCL |  | HVAC |  | HTR | http://www.toronto.ca/TWONTO#heater |  | Dechlorination Process
59192 | THC-ACC-HTR-0910 | Heater, AHU-0910 Duct, Dechlorination Building | THC-ACC-AHU-0910 |  | HVAC |  | HTR | http://www.toronto.ca/TWONTO#heater |  | Air Handling Unit, Dechlorination Building
59205 | THC-ACC-HTR-4050 | H.V.A.C.,Heater,Glycol Heating,Basement,Building U | THC-ACC-AHU-0411 | H.V.A.C.,Heater | HVAC |  | HTR | http://www.toronto.ca/TWONTO#heater |  | Air Handling Unit,Basements,Roof,Building U
59206 | THC-ACC-HTR-4070 | H.V.A.C.,Heater,Glycol Heating,Basement,Building U | THC-ACC-AHU-0411 | H.V.A.C.,Heater | HVAC |  | HTR | http://www.toronto.ca/TWONTO#heater |  | Air Handling Unit,Basements,Roof,Building U
59207 | THC-ACC-HTR-4070 | H.V.A.C.,Heater,Glycol Heating,Basement,Building U | THC-ACC-BLDG U | H.V.A.C.,Heater | HVAC |  | HTR | http://www.toronto.ca/TWONTO#heater |  | New Digesters Building HVAC
59220 | THC-ACC-HTR-6002 | Heater, Unit, Glycol, Heating System, Ground Floor, Truck Loading Bay, Headworks | THC-ACC-P-6003 | H.V.A.C.,Heater,Unit | HVAC |  | HTR | http://www.toronto.ca/TWONTO#heater |  | Pump, Heating Glycol System, Lower Level 2 Blower Room, Headworks
59221 | THC-ACC-HTR-6003 | Heater, Unit, Glycol, Heating System, Ground Floor, Truck Loading Bay, Headworks | THC-ACC-P-6003 | H.V.A.C.,Heater,Unit | HVAC |  | HTR | http://www.toronto.ca/TWONTO#heater |  | Pump, Heating Glycol System, Lower Level 2 Blower Room, Headworks
59222 | THC-ACC-HTR-6004 | Heater, Unit, Glycol, Heating System, Ground Floor, Truck Loading Bay, Headworks | THC-ACC-P-6003 | H.V.A.C.,Heater,Unit | HVAC |  | HTR | http://www.toronto.ca/TWONTO#heater |  | Pump, Heating Glycol System, Lower Level 2 Blower Room, Headworks
59223 | THC-ACC-HTR-6005 | Heater, Unit, Glycol, Heating System, 2nd Floor, Mech Room #1, Headworks | THC-ACC-P-6003 | H.V.A.C.,Heater,Unit | HVAC |  | HTR | http://www.toronto.ca/TWONTO#heater |  | Pump, Heating Glycol System, Lower Level 2 Blower Room, Headworks
59224 | THC-ACC-HTR-6008 | Heater, Unit, Glycol, Heating System, Ground Floor, Screen Room, Headworks | THC-ACC-P-6003 | H.V.A.C.,Heater,Unit | HVAC |  | HTR | http://www.toronto.ca/TWONTO#heater |  | Pump, Heating Glycol System, Lower Level 2 Blower Room, Headworks
59225 | THC-ACC-HTR-6011 | Heater, Unit, Glycol, Heating System, Ground Floor, Conveyor area, Headworks | THC-ACC-P-6003 | H.V.A.C.,Heater,Unit | HVAC |  | HTR | http://www.toronto.ca/TWONTO#heater |  | Pump, Heating Glycol System, Lower Level 2 Blower Room, Headworks
59226 | THC-ACC-HTR-6012 | Heater, Unit, Glycol, Heating System, 2nd Floor, Conveyor area, Headworks | THC-ACC-P-6003 | H.V.A.C.,Heater,Unit | HVAC |  | HTR | http://www.toronto.ca/TWONTO#heater |  | Pump, Heating Glycol System, Lower Level 2 Blower Room, Headworks
59227 | THC-ACC-HTR-6013 | Heater, Unit, Glycol, Heating System, Ground Floor, Screen Room, Headworks | THC-ACC-P-6003 | H.V.A.C.,Heater,Unit | HVAC |  | HTR | http://www.toronto.ca/TWONTO#heater |  | Pump, Heating Glycol System, Lower Level 2 Blower Room, Headworks
59228 | THC-ACC-HTR-6016 | Heater, Unit, Glycol, Heating System, Lower Level 2, Pipe Gallery, Headworks | THC-ACC-P-6003 | H.V.A.C.,Heater,Unit | HVAC |  | HTR | http://www.toronto.ca/TWONTO#heater |  | Pump, Heating Glycol System, Lower Level 2 Blower Room, Headworks
59229 | THC-ACC-HTR-6017 | Heater, Unit, Glycol, Heating System, Lower Level 2, Pipe Gallery, Headworks | THC-ACC-P-6003 | H.V.A.C.,Heater,Unit | HVAC |  | HTR | http://www.toronto.ca/TWONTO#heater |  | Pump, Heating Glycol System, Lower Level 2 Blower Room, Headworks
59230 | THC-ACC-HTR-6019 | Heater, Unit, Glycol, Heating System, Lower Level 2, Vortex Pipe Gallery, Headworks | THC-ACC-P-6003 | H.V.A.C.,Heater,Unit | HVAC |  | HTR | http://www.toronto.ca/TWONTO#heater |  | Pump, Heating Glycol System, Lower Level 2 Blower Room, Headworks
59231 | THC-ACC-HTR-6024 | Heater, Unit, Electric, Heating System, Lower Level 2, Stair B, Headworks | THC-ELS-LP-4041A | H.V.A.C.,Heater,Unit | HVAC |  | HTR | http://www.toronto.ca/TWONTO#heater |  | Lighting Panel, Blower Room, Headworks
59232 | THC-ACC-HTR-6025 | Heater, Unit, Electric, Heating System, Lower Level 2, Stair C, Headworks | THC-ELS-LP-4042A | H.V.A.C.,Heater,Unit | HVAC |  | HTR | http://www.toronto.ca/TWONTO#heater |  | Lighting Panel, Vortex Gallery, Headworks
59233 | THC-ACC-HTR-6026 | Heater, Unit, Electric, Heating System, Lower Level 1, Stair B, Headworks | THC-ELS-LP-4041A | H.V.A.C.,Heater,Unit | HVAC |  | HTR | http://www.toronto.ca/TWONTO#heater |  | Lighting Panel, Blower Room, Headworks
59234 | THC-ACC-HTR-6028 | Heater, Unit, Electric, Heating System, Ground Floor, Washroom, Headworks | THC-ELS-LP-4024A | H.V.A.C.,Heater,Unit | HVAC |  | HTR | http://www.toronto.ca/TWONTO#heater |  | Lighting Panel, Electrical Room, Headworks
59235 | THC-ACC-HTR-6101 | Heating Coil, Glycol, Second floor mechanical room #2 | THC-ACC-AHU-6100 | Heater | HVAC |  | HTR | heating_coil |  | Air Handling Unit, Truck Loading Bay, Mech Room #2, Headworks
59236 | THC-ACC-HTR-6201 | Heating Coil, Glycol, Second floor mechanical room #2 | THC-ACC-AHU-6200 | Heater | HVAC |  | HTR | heating_coil |  | Air Handling Unit, Blower Room, 2nd Floor Mech Room #2, Headworks
59237 | THC-ACC-HTR-6301 | Heater, Heating Coil, Glycol, AHU-6300, 2nd Floor Mech Room #1, Headworks | THC-ACC-AHU-6300 | Heater | HVAC |  | HTR | heating_coil |  | Air Handling Unit, Screen Room/Conveyor Areas, 2nd Floor Mech Room #1, Headworks
59238 | THC-ACC-HTR-6401 | Heater, Heating Coil, Glycol, 2nd Floor Mech Room #1, Headworks | THC-ACC-AHU-6400 | Heater | HVAC |  | HTR | heating_coil |  | Air Handling Unit, Screen Room/Conveyor Areas, 2nd Floor Mech Room #1, Headworks
59239 | THC-ACC-HTR-6501 | Heater, Heating Coil, Glycol, 2nd Floor Mech Room #1, Headworks | THC-ACC-AHU-6500 | Heater | HVAC |  | HTR | heating_coil |  | Air Handling Unit, Pipe Gallery, 2nd Floor Mech Room #1, Headworks
59242 | THC-ACC-HU-0052 | Humidifier, Admin. Building, Ground Floor, Archive & Office Room 131 | THC-ACC-BLDG K |  | HVAC |  | HU | http://www.toronto.ca/TWONTO#humidier |  | Administration Building, HVAC
59244 | THC-ACC-HU-0272 | Humidifer, Building A | THC-ACC-BLDG A | H.V.A.C.,Humidifier | HVAC |  | HU | http://www.toronto.ca/TWONTO#humidier |  | Old Plant Blower Building HVAC
59245 | THC-ACC-HU-0273 | Humidifer, Building A | THC-ACC-BLDG A | H.V.A.C.,Humidifier | HVAC |  | HU | http://www.toronto.ca/TWONTO#humidier |  | Old Plant Blower Building HVAC
59246 | THC-ACC-LTG-6101 | Light, Warning, Ventilation/AHU System, Headworks | THC-ACC-AHU-6100 | Lighting | HVAC |  | LTG | http://www.toronto.ca/TWONTO#thermostat_or_zone_controller_unit |  | Air Handling Unit, Truck Loading Bay, Mech Room #2, Headworks
59247 | THC-ACC-LTG-6102 | Light, Warning, Ventilation/AHU System, Headworks | THC-ACC-AHU-6100 | Lighting | HVAC |  | LTG | http://www.toronto.ca/TWONTO#thermostat_or_zone_controller_unit |  | Air Handling Unit, Truck Loading Bay, Mech Room #2, Headworks
59248 | THC-ACC-MAN-0011 | Manifold, Snow Melting System, Zone #1, Admin Building, North/West Area | THC-ACC-BLDG K |  | HVAC |  | MAN | http://www.toronto.ca/TWONTO#pipe_manifold |  | Administration Building, HVAC
59249 | THC-ACC-MAN-0012 | Manifold, Snow Melting System, Zone #2, Admin Building, South/West Area | THC-ACC-BLDG K |  | HVAC |  | MAN | http://www.toronto.ca/TWONTO#pipe_manifold |  | Administration Building, HVAC
59250 | THC-ACC-MAN-0013 | Manifold, Snow Melting System, Zone #3, Admin Building, North/East Area | THC-ACC-BLDG K |  | HVAC |  | MAN | http://www.toronto.ca/TWONTO#pipe_manifold |  | Administration Building, HVAC
59251 | THC-ACC-MAN-0014 | Manifold, Snow Melting System, Zone #4, Admin Building, South/East Area | THC-ACC-BLDG K |  | HVAC |  | MAN | http://www.toronto.ca/TWONTO#pipe_manifold |  | Administration Building, HVAC
59252 | THC-ACC-MAN-0015 | Manifold, Snow Melting System, Zone #5, Admin Building, Courtyard Area | THC-ACC-BLDG K |  | HVAC |  | MAN | http://www.toronto.ca/TWONTO#pipe_manifold |  | Administration Building, HVAC
59253 | THC-ACC-MAN-0021 | Manifold, Snow Melting System, Zone #2, Admin Building | THC-ACC-BLDG K |  | HVAC |  | MAN | http://www.toronto.ca/TWONTO#pipe_manifold |  | Administration Building, HVAC
59254 | THC-ACC-MAN-0031 | Manifold, Snow Melting System, Zone #3, Admin Building | THC-ACC-BLDG K |  | HVAC |  | MAN | http://www.toronto.ca/TWONTO#pipe_manifold |  | Administration Building, HVAC
59255 | THC-ACC-MAN-0061 | Manifold, Snow Melting System, Zone #6, Admin Building | THC-ACC-BLDG K |  | HVAC |  | MAN | http://www.toronto.ca/TWONTO#pipe_manifold |  | Administration Building, HVAC
59256 | THC-ACC-MEQ-0901 | Pressure Wash System, Dechlorination Building | THC-DCL |  | HVAC |  | MEQ | http://www.toronto.ca/TWONTO#power_washer |  | Dechlorination Process
59257 | THC-ACC-MEQ-5900 | Heating Skid,Disinfection Bldg | THC-ACC-BLDG G |  | HVAC |  | MEQ | ? |  | Air Treatment Building HVAC
59298 | THC-ACC-MEQ-5902 | Penthouse,Louvered,Disinfection Bldg,Roof | THC-ACC-BLDG G |  | HVAC |  | MEQ | ? |  | Air Treatment Building HVAC
59299 | THC-ACC-MEQ-6002 | Separator, Air, Heating Water/Glycol System, Lower Level 2 Blower Room, Headworks | THC-ACC-HE-6001 | H.V.A.C. | HVAC |  | MEQ | ? |  | Heat Exchanger, Heating Glycol System, Lower Level 2 Blower Room, Headworks
59304 | THC-ACC-P-0012 | Pump, Centrifugal, Hydronic Heating, Hot Water, Admin. Building Basement Mechanical Room B104 | THC-ACC-BLDG K |  | HVAC |  | P | http://www.toronto.ca/TWONTO#pump_set_-_with_drive |  | Administration Building, HVAC
59305 | THC-ACC-P-0015 | Pump, Recirculation, Hot Water, Admin. Building Basement Mechanical Room B104 | THC-ACC-BLDG K |  | HVAC |  | P | http://www.toronto.ca/TWONTO#pump_set_-_with_drive |  | Administration Building, HVAC
59306 | THC-ACC-P-0016 | Pump, Recirculation, Hot Water, Admin. Building Basement Mechanical Room B104 | THC-ACC-BLDG K |  | HVAC |  | P | http://www.toronto.ca/TWONTO#pump_set_-_with_drive |  | Administration Building, HVAC
59307 | THC-ACC-P-0018 | Pump, Make up, Glycol Storage Tank, Snow Melting System, Admin Building | THC-ACC-BLDG K |  | HVAC |  | P | http://www.toronto.ca/TWONTO#pump_set_-_with_drive |  | Administration Building, HVAC
59310 | THC-ACC-P-0033 | Pump, Snow Melting System, Manifold MAN-0013, Zone #3, Admin Building, North/East Area | THC-ACC-MAN-0013 |  | HVAC |  | P | http://www.toronto.ca/TWONTO#pump_set_-_with_drive |  | Manifold, Snow Melting System, Zone #3, Admin Building, North/East Area
59311 | THC-ACC-P-0034 | Pump, Snow Melting System, Manifold MAN-0014, Zone #4, Admin Building, South/East Area | THC-ACC-MAN-0014 |  | HVAC |  | P | http://www.toronto.ca/TWONTO#pump_set_-_with_drive |  | Manifold, Snow Melting System, Zone #4, Admin Building, South/East Area
59355 | THC-ACC-P-6001 | Pump, Hot Water System, Lower Level 2 operating gallery | THC-ACC-AHU-6100 | Pump | HVAC |  | P | http://www.toronto.ca/TWONTO#pump_set_-_with_drive |  | Air Handling Unit, Truck Loading Bay, Mech Room #2, Headworks
59356 | THC-ACC-P-6002 | Pump, Hot Water System, Lower Level 2 Blower Room, Headworks | THC-ACC-AHU-6100 | Pump | HVAC |  | P | http://www.toronto.ca/TWONTO#pump_set_-_with_drive |  | Air Handling Unit, Truck Loading Bay, Mech Room #2, Headworks
59357 | THC-ACC-P-6004 | Pump, Heating Glycol System, Lower Level 2 Blower Room, Headworks | THC-ACC-AHU-6100 | Pump | HVAC |  | P | http://www.toronto.ca/TWONTO#pump_set_-_with_drive |  | Air Handling Unit, Truck Loading Bay, Mech Room #2, Headworks
59385 | THC-ACC-PDIT-6003 | Transmitter, Pressure Differential, Prim Loop, HE-6001, Lower Level 2 Blower Room, Headworks | THC-ACC-HE-6001 | Transmitter,Pressure | HVAC |  | PDIT | http://www.toronto.ca/TWONTO#pressure_transmitter |  | Heat Exchanger, Heating Glycol System, Lower Level 2 Blower Room, Headworks
59386 | THC-ACC-PDIT-6005 | Transmitter, Pressure Differential, Prim Loop, HE-6002, Lower Level 2 Blower Room, Headworks | THC-ACC-HE-6002 | Transmitter,Pressure | HVAC |  | PDIT | http://www.toronto.ca/TWONTO#pressure_transmitter |  | Heat Exchanger, Heating Glycol System, Lower Level 2 Blower Room, Headworks
59387 | THC-ACC-PDIT-6008 | Transmitter, Pressure Differential, Glycol Sys. By-Pass Valve, Lower Level 2 Blower Room, Headworks | THC-ACC-HE-6001 | Transmitter,Pressure | HVAC |  | PDIT | http://www.toronto.ca/TWONTO#pressure_transmitter |  | Heat Exchanger, Heating Glycol System, Lower Level 2 Blower Room, Headworks
59388 | THC-ACC-PDIT-6101 | Transmitter, Pressure Differential, Serving Filter, 2nd Floor Mech Room #2, Headworks | THC-ACC-AHU-6100 | Transmitter,Pressure,Differential | HVAC |  | PDIT | http://www.toronto.ca/TWONTO#pressure_transmitter |  | Air Handling Unit, Truck Loading Bay, Mech Room #2, Headworks
59389 | THC-ACC-PDIT-6102 | Transmitter, Pressure Differential, Serving Filter, 2nd Floor Mech Room #2, Headworks | THC-ACC-AHU-6100 | Transmitter,Pressure,Differential | HVAC |  | PDIT | http://www.toronto.ca/TWONTO#pressure_transmitter |  | Air Handling Unit, Truck Loading Bay, Mech Room #2, Headworks
59390 | THC-ACC-PDIT-6291 | Transmitter, Pressure Differential, Filter F-6291, 2nd Floor, Mech Room #2, Headworks | THC-ACC-F-6291 | Transmitter,Pressure | HVAC |  | PDIT | http://www.toronto.ca/TWONTO#pressure_transmitter |  | Filter, Outdoor Air Plenum, 2nd Floor, Mech Room #2, Headworks
59391 | THC-ACC-PDIT-6401 | Transmitter, Pressure Differential, Filter, 2nd Floor Mech Room #1, Headworks | THC-ACC-AHU-6400 | Transmitter,Pressure,Differential | HVAC |  | PDIT | http://www.toronto.ca/TWONTO#pressure_transmitter |  | Air Handling Unit, Screen Room/Conveyor Areas, 2nd Floor Mech Room #1, Headworks
59392 | THC-ACC-PDIT-6402 | Transmitter, Pressure Differential, Filter, 2nd Floor Mech Room #1, Headworks | THC-ACC-AHU-6400 | Transmitter,Pressure,Differential | HVAC |  | PDIT | http://www.toronto.ca/TWONTO#pressure_transmitter |  | Air Handling Unit, Screen Room/Conveyor Areas, 2nd Floor Mech Room #1, Headworks
59403 | THC-ACC-PIT-0013 | Transmitter,Pressure, Hot Water Return, Heat Exchanger, HE-0011, Admin Building | THC-ACC-HE-0011 |  | HVAC |  | PIT | http://www.toronto.ca/TWONTO#pressure_transmitter |  | Heat Exchanger, Snow-Melting, Admin Building Basement, Mechanical Room
59404 | THC-ACC-PIT-0020 | Transmitter,Pressure, Hot Water Supply, Discharge, ACC-P-0011/12, Admin Building | THC-ACC-P-0011 |  | HVAC |  | PIT | http://www.toronto.ca/TWONTO#pressure_transmitter |  | Pump, Centrifugal, Hydronic Heating, Hot Water, Admin. Building Basement Mechanical Room B104
59412 | THC-ACC-PIT-6001 | Transmitter, Pressure, Primary Loop, Hot Water Return Pipe, Lower Level 2 Blower Room, Headworks | THC-ACC-HE-6001 | Transmitter,Pressure | HVAC |  | PIT | http://www.toronto.ca/TWONTO#pressure_transmitter |  | Heat Exchanger, Heating Glycol System, Lower Level 2 Blower Room, Headworks
59415 | THC-ACC-PRTY-0001 | Glycol System, Administration Building, HVAC | THC-ACC-BLDG K |  | HVAC |  | PRTY | http://www.toronto.ca/TWONTO#collection_of_assets |  | Administration Building, HVAC
59420 | THC-ACC-PSH-6301 | Switch, Pressure, High, Discharge, Supply Fan FN-6320, 2nd Floor Mech Room #1, Headworks | THC-ACC-AHU-6300 | Switch,Pressure-High | HVAC |  | PSH | http://www.toronto.ca/TWONTO#pressure_switch |  | Air Handling Unit, Screen Room/Conveyor Areas, 2nd Floor Mech Room #1, Headworks
59421 | THC-ACC-PSH-6401 | Switch, Pressure, High, S/A, Screen Room/Conv. Areas, 2nd Floor Mech Room #1, Headworks | THC-ACC-AHU-6400 | Switch,Pressure-High | HVAC |  | PSH | http://www.toronto.ca/TWONTO#pressure_switch |  | Air Handling Unit, Screen Room/Conveyor Areas, 2nd Floor Mech Room #1, Headworks
59429 | THC-ACC-PSL-6101 | Switch, Pressure, Low, S/A Duct, Truck Loading Bay, 2nd Floor Mech Room #2, Headworks | THC-ACC-AHU-6100 | Switch,Pressure-Low | HVAC |  | PSL | http://www.toronto.ca/TWONTO#pressure_switch |  | Air Handling Unit, Truck Loading Bay, Mech Room #2, Headworks
59430 | THC-ACC-PSL-6201 | Switch, Pressure, Low, R/A Duct, Blower Room, 2nd Floor Mech Room #2, Headworks | THC-ACC-AHU-6200 | Switch,Pressure-Low | HVAC |  | PSL | http://www.toronto.ca/TWONTO#pressure_switch |  | Air Handling Unit, Blower Room, 2nd Floor Mech Room #2, Headworks
59431 | THC-ACC-PSL-6301 | Switch, Pressure, Low, Inlet, Supply Fan FN-6320, 2nd Floor Mech Room #1, Headworks | THC-ACC-AHU-6300 | Switch,Pressure-Low | HVAC |  | PSL | http://www.toronto.ca/TWONTO#pressure_switch |  | Air Handling Unit, Screen Room/Conveyor Areas, 2nd Floor Mech Room #1, Headworks
59432 | THC-ACC-PSL-6341 | Switch, Pressure, Low, Inlet, Exhaust Fan FN-6340, East Roof, Headworks | THC-ACC-FN-6340 | Switch,Pressure-Low | HVAC |  | PSL | http://www.toronto.ca/TWONTO#pressure_switch |  | Fan, Exhaust, Screen/Conveyor Areas, Roof, Headworks
59433 | THC-ACC-PSL-6501 | Switch, Pressure, Low, R/A, Pipe Gallery, 2nd Floor Mech Room #1, Headworks | THC-ACC-AHU-6500 | Switch,Pressure-Low | HVAC |  | PSL | http://www.toronto.ca/TWONTO#pressure_switch |  | Air Handling Unit, Pipe Gallery, 2nd Floor Mech Room #1, Headworks
59443 | THC-ACC-STR-3022 | Strainer,Suction,Plant Hot Water Supply Recirc Pump 3023,Boiler Building | THC-ACC-P-3023 | Strainer,Self Cleaning Motorized | HVAC |  | STR | http://www.toronto.ca/TWONTO#strainer |  | Pump,Centrifugal,Plant Hot Water Supply Recirc.,Boiler Building
59452 | THC-ACC-STR-6060 | Strainer, P-6003, Lower Level 2 Blower Room, Headworks | THC-ACC-P-6003 | Filter | HVAC |  | STR | http://www.toronto.ca/TWONTO#strainer |  | Pump, Heating Glycol System, Lower Level 2 Blower Room, Headworks
59453 | THC-ACC-STR-6210 | Strainer, AHU-6200, 2nd Floor Mech Room #2, Headworks | THC-ACC-AHU-6200 | Filter | HVAC |  | STR | http://www.toronto.ca/TWONTO#strainer |  | Air Handling Unit, Blower Room, 2nd Floor Mech Room #2, Headworks
59454 | THC-ACC-STR-6310 | Strainer, AHU-6300, 2nd Floor Mech Room #1, Headworks | THC-ACC-AHU-6300 | Filter | HVAC |  | STR | http://www.toronto.ca/TWONTO#strainer |  | Air Handling Unit, Screen Room/Conveyor Areas, 2nd Floor Mech Room #1, Headworks
59455 | THC-ACC-STR-6330 | Strainer, AHU-6300, 2nd Floor Mech Room #1, Headworks | THC-ACC-AHU-6300 | Filter | HVAC |  | STR | http://www.toronto.ca/TWONTO#strainer |  | Air Handling Unit, Screen Room/Conveyor Areas, 2nd Floor Mech Room #1, Headworks
59456 | THC-ACC-STR-6410 | Strainer, AHU-6400, 2nd Floor Mech Room #1, Headworks | THC-ACC-AHU-6400 | Filter | HVAC |  | STR | http://www.toronto.ca/TWONTO#strainer |  | Air Handling Unit, Screen Room/Conveyor Areas, 2nd Floor Mech Room #1, Headworks
59457 | THC-ACC-STR-6430 | Strainer, AHU-6400, 2nd Floor Mech Room #1, Headworks | THC-ACC-AHU-6400 | Filter | HVAC |  | STR | http://www.toronto.ca/TWONTO#strainer |  | Air Handling Unit, Screen Room/Conveyor Areas, 2nd Floor Mech Room #1, Headworks
59489 | THC-ACC-T-6006 | Heater, Instantaneous, Domestic Water, Washroom, Ground Floor Washroom, Headworks | THC-PLT-BLDG-0001 | Tank,Domestic Hot Water | HVAC |  | T | http://www.toronto.ca/TWONTO#heater |  | New Head House, preliminary process
59490 | THC-ACC-T-6008 | Heater, Instantaneous, Domestic Water, Ground Floor Shaft, Headworks | THC-PLT-BLDG-0001 | Tank,Domestic Hot Water | HVAC |  | T | http://www.toronto.ca/TWONTO#heater |  | New Head House, preliminary process
59496 | THC-ACC-TC-0115 | Low Limit Controller,Pressurization System,Electrical Room,Lower Plant, BLDG. A | THC-ACC-BLDG A | Air Handling Unit | HVAC |  | TC | http://www.toronto.ca/TWONTO#thermostat_or_zone_controller_unit |  | Old Plant Blower Building HVAC
59497 | THC-ACC-TC-0118 | Controller,Temperature,Heater 0118,Pump House,Phase 4 Aeration Building | THC-ACC-HTR-0118 | Air Handling Unit | HVAC |  | TC | http://www.toronto.ca/TWONTO#thermostat_or_zone_controller_unit |  | Unit Heater,Pump House,Aeration Building,Phase 4
59498 | THC-ACC-TC-0119 | Controller,Temperature,Heater 0119,Pump House,Phase 4 Aeration Building | THC-ACC-HTR-0119 | Air Handling Unit | HVAC |  | TC | http://www.toronto.ca/TWONTO#thermostat_or_zone_controller_unit |  | Unit Heater,Pump House,Aeration Building,Phase 4
59499 | THC-ACC-TC-0120 | Controller,Temperature,Heater 0120,Electrical Room,Phase 4 | THC-ACC-AHU-0120 | Air Handling Unit | HVAC |  | TC | http://www.toronto.ca/TWONTO#thermostat_or_zone_controller_unit |  | Air Handlling Unit,Roof,Scrubber Room,Phase 4
59500 | THC-ACC-TC-0122 | Controller,Temperature,Heater 0122,Scrubber Room,Phase 4 Aeration Building | THC-ACC-HTR-0122 | Air Handling Unit | HVAC |  | TC | http://www.toronto.ca/TWONTO#thermostat_or_zone_controller_unit |  | Unit Heater,Scrubber Room,Phase 4, bldg.O
59501 | THC-ACC-TC-0123 | Controller,Temperature,Heater 0123,Scrubber Room,Phase 4 Aeration Building | THC-ACC-AHU-0120 | Air Handling Unit | HVAC |  | TC | http://www.toronto.ca/TWONTO#thermostat_or_zone_controller_unit |  | Air Handlling Unit,Roof,Scrubber Room,Phase 4
59502 | THC-ACC-TC-0124 | Controller,Temperature,Heater 0124,Scrubber Room,Phase 4 Aeration Building | THC-ACC-HTR-0124 | Air Handling Unit | HVAC |  | TC | http://www.toronto.ca/TWONTO#thermostat_or_zone_controller_unit |  | Unit Heater,Scrubber Room,Phase 4, bldg.O
59503 | THC-ACC-TC-0125 | Controller,Temperature,Heater 0125,Scrubber Room,Phase 4 Aeration Building | THC-ACC-HTR-0125 | Air Handling Unit | HVAC |  | TC | http://www.toronto.ca/TWONTO#thermostat_or_zone_controller_unit |  | Unit Heater,Scrubber Room,Phase 4
59504 | THC-ACC-TC-0565 | Temperature Controller,Pressurization System | THC-ACC-BLDG A | Air Handling Unit | HVAC |  | TC | http://www.toronto.ca/TWONTO#thermostat_or_zone_controller_unit |  | Old Plant Blower Building HVAC
59505 | THC-ACC-TC-0567 | Controller,Temperature,Heater 0567,Electrical Room,Lower Plant Blower Building | THC-ACC-BLDG A | Air Handling Unit | HVAC |  | TC | http://www.toronto.ca/TWONTO#thermostat_or_zone_controller_unit |  | Old Plant Blower Building HVAC
59579 | THC-ACC-TIT-6005 | Transmitter, Temperature, Prim Loop, HWR After HE-6001, Lower Level 2 Blower Room, Headworks | THC-ACC-HE-6001 | Transmitter,Temperature | HVAC |  | TIT | http://www.toronto.ca/TWONTO#temperature_transmitter |  | Heat Exchanger, Heating Glycol System, Lower Level 2 Blower Room, Headworks
59580 | THC-ACC-TIT-6006 | Transmitter, Temperature, Sec Loop, Glycol Supply After HE-6001,Lower Level 2 Blower Room, Headworks | THC-ACC-HE-6001 | Transmitter,Temperature | HVAC |  | TIT | http://www.toronto.ca/TWONTO#temperature_transmitter |  | Heat Exchanger, Heating Glycol System, Lower Level 2 Blower Room, Headworks
59581 | THC-ACC-TIT-6007 | Transmitter, Temperature, Sec Loop, Glycol Supply After HE-6002,Lower Level 2 Blower Room, Headworks | THC-ACC-HE-6002 | Transmitter,Temperature | HVAC |  | TIT | http://www.toronto.ca/TWONTO#temperature_transmitter |  | Heat Exchanger, Heating Glycol System, Lower Level 2 Blower Room, Headworks
59582 | THC-ACC-TIT-6011 | Outdoor Air Temp, Headworks | THC-PLT-BLDG-0001 | Transmitter,Temperature | HVAC |  | TIT | http://www.toronto.ca/TWONTO#temperature_transmitter |  | New Head House, preliminary process
59583 | THC-ACC-TIT-6101 | Transmitter, Temperature, Space, Truck Loading Bay #1, Headworks | THC-ACC-AHU-6100 | Transmitter,Temperature | HVAC |  | TIT | http://www.toronto.ca/TWONTO#temperature_transmitter |  | Air Handling Unit, Truck Loading Bay, Mech Room #2, Headworks
59584 | THC-ACC-TIT-6103 | Transmitter, Temperature, Mixed O/A and O/A Solar Wall, 2nd Floor Mech Room #2, Headworks | THC-ACC-AHU-6100 | Transmitter,Temperature | HVAC |  | TIT | http://www.toronto.ca/TWONTO#temperature_transmitter |  | Air Handling Unit, Truck Loading Bay, Mech Room #2, Headworks
59585 | THC-ACC-TIT-6104 | Transmitter, Temperature, O/A from Solar Wall Air, 2nd Floor Mech Room #2, Headworks | THC-ACC-AHU-6100 | Transmitter,Temperature | HVAC |  | TIT | http://www.toronto.ca/TWONTO#temperature_transmitter |  | Air Handling Unit, Truck Loading Bay, Mech Room #2, Headworks
59586 | THC-ACC-TIT-6105 | Transmitter, Temperature, O/A from Solar Wall Air, 2nd Floor Mech Room #2, Headworks | THC-ACC-AHU-6100 | Transmitter,Temperature | HVAC |  | TIT | http://www.toronto.ca/TWONTO#temperature_transmitter |  | Air Handling Unit, Truck Loading Bay, Mech Room #2, Headworks
59587 | THC-ACC-TIT-6201 | Transmitter, Temperature, Mixed Outdoor and Return Air, 2nd Floor Mech Room #2, Headworks | THC-ACC-AHU-6200 | Transmitter,Temperature | HVAC |  | TIT | http://www.toronto.ca/TWONTO#temperature_transmitter |  | Air Handling Unit, Blower Room, 2nd Floor Mech Room #2, Headworks
59588 | THC-ACC-TIT-6204 | Transmitter, Temperature, Space, Blower Room, Headworks | THC-ACC-AHU-6200 | Transmitter,Temperature | HVAC |  | TIT | http://www.toronto.ca/TWONTO#temperature_transmitter |  | Air Handling Unit, Blower Room, 2nd Floor Mech Room #2, Headworks
59589 | THC-ACC-TIT-6205 | Transmitter, Temperature, Space, Blower Room, Headworks | THC-ACC-AHU-6200 | Transmitter,Temperature | HVAC |  | TIT | http://www.toronto.ca/TWONTO#temperature_transmitter |  | Air Handling Unit, Blower Room, 2nd Floor Mech Room #2, Headworks
59590 | THC-ACC-TIT-6302 | Transmitter, Temperature, O/A, Solar Wall, AHU-6300, 2nd Floor Mech Room #1, Headworks | THC-ACC-AHU-6300 | Transmitter,Temperature | HVAC |  | TIT | http://www.toronto.ca/TWONTO#temperature_transmitter |  | Air Handling Unit, Screen Room/Conveyor Areas, 2nd Floor Mech Room #1, Headworks
59591 | THC-ACC-TIT-6303 | Transmitter, Temperature, O/A, Solar Wall, AHU-6300, 2nd Floor Mech Room #1, Headworks | THC-ACC-AHU-6300 | Transmitter,Temperature | HVAC |  | TIT | http://www.toronto.ca/TWONTO#temperature_transmitter |  | Air Handling Unit, Screen Room/Conveyor Areas, 2nd Floor Mech Room #1, Headworks
59592 | THC-ACC-TIT-6305 | Transmitter, Temperature, O/A, Solar Wall, AHU-6400, 2nd Floor Mech Room #1, Headworks | THC-ACC-AHU-6300 | Transmitter,Temperature | HVAC |  | TIT | http://www.toronto.ca/TWONTO#temperature_transmitter |  | Air Handling Unit, Screen Room/Conveyor Areas, 2nd Floor Mech Room #1, Headworks
59627 | THC-ACC-TIT-6306 | Transmitter, Temperature, O/A, Solar Wall, AHU-6500, 2nd Floor Mech Room #1, Headworks | THC-ACC-AHU-6300 | Transmitter,Temperature | HVAC |  | TIT | http://www.toronto.ca/TWONTO#temperature_transmitter |  | Air Handling Unit, Screen Room/Conveyor Areas, 2nd Floor Mech Room #1, Headworks
59628 | THC-ACC-TIT-6307 | Transmitter, Temperature, O/A, Solar Wall, AHU-6500, 2nd Floor Mech Room #1, Headworks | THC-ACC-AHU-6300 | Transmitter,Temperature | HVAC |  | TIT | http://www.toronto.ca/TWONTO#temperature_transmitter |  | Air Handling Unit, Screen Room/Conveyor Areas, 2nd Floor Mech Room #1, Headworks
59629 | THC-ACC-TIT-6308 | Transmitter, Temperature, Space, Screen Room/Conveyor Areas, Headworks | THC-ACC-AHU-6300 | Transmitter,Temperature | HVAC |  | TIT | http://www.toronto.ca/TWONTO#temperature_transmitter |  | Air Handling Unit, Screen Room/Conveyor Areas, 2nd Floor Mech Room #1, Headworks
59630 | THC-ACC-TIT-6309 | Transmitter, Temperature, Mixed O/A & O/A From Solar Wall, 2nd Fl. Mech Room #1, Headworks | THC-ACC-AHU-6300 | Switch,Temperature-High | HVAC |  | TIT | http://www.toronto.ca/TWONTO#temperature_transmitter |  | Air Handling Unit, Screen Room/Conveyor Areas, 2nd Floor Mech Room #1, Headworks
59631 | THC-ACC-TIT-6310 | Transmitter, Temperature, S/A, Screen Room/Conveyor Areas, 2nd Fl. Mech Room #1, Headworks | THC-ACC-AHU-6300 | Transmitter,Temperature | HVAC |  | TIT | http://www.toronto.ca/TWONTO#temperature_transmitter |  | Air Handling Unit, Screen Room/Conveyor Areas, 2nd Floor Mech Room #1, Headworks
59632 | THC-ACC-TIT-6402 | Transmitter, Temperature, S/A, Screen Room/Conv. Areas, 2nd Floor Mech Room #1, Headworks | THC-ACC-AHU-6400 | Transmitter,Temperature | HVAC |  | TIT | http://www.toronto.ca/TWONTO#temperature_transmitter |  | Air Handling Unit, Screen Room/Conveyor Areas, 2nd Floor Mech Room #1, Headworks
59633 | THC-ACC-TIT-6501 | Transmitter, Temperature, Mixed O/A & R/A & From Solar Wall, 2nd Floor Mech Room #1, Headworks | THC-ACC-AHU-6500 | Transmitter,Temperature | HVAC |  | TIT | http://www.toronto.ca/TWONTO#temperature_transmitter |  | Air Handling Unit, Pipe Gallery, 2nd Floor Mech Room #1, Headworks
59634 | THC-ACC-TIT-6505 | Transmitter, Temperature, Space, Pipe Gallery, Lower level 2, Headworks | THC-ACC-AHU-6500 | Transmitter,Temperature | HVAC |  | TIT | http://www.toronto.ca/TWONTO#temperature_transmitter |  | Air Handling Unit, Pipe Gallery, 2nd Floor Mech Room #1, Headworks
59649 | THC-ACC-TSH-6202 | Switch, Temperature, High, S/A Duct, Blower Room, 2nd Floor Mech Room #2, Headworks | THC-ACC-AHU-6200 | Switch,Temperature-High | HVAC |  | TSH | http://www.toronto.ca/TWONTO#temperature_switch |  | Air Handling Unit, Blower Room, 2nd Floor Mech Room #2, Headworks
59650 | THC-ACC-TSH-6402 | Switch, Temperature, High, S/A, Screen Room/Conv. Areas, 2nd Floor Mech Room #1, Headworks | THC-ACC-AHU-6400 | Switch,Temperature-High | HVAC |  | TSH | http://www.toronto.ca/TWONTO#temperature_switch |  | Air Handling Unit, Screen Room/Conveyor Areas, 2nd Floor Mech Room #1, Headworks
59651 | THC-ACC-TSH-6502 | Switch, Temperature, High, S/A, Pipe Gallery, 2nd Floor Mech Room #1, Headworks | THC-ACC-AHU-6500 | Switch,Temperature-High | HVAC |  | TSH | http://www.toronto.ca/TWONTO#temperature_switch |  | Air Handling Unit, Pipe Gallery, 2nd Floor Mech Room #1, Headworks
59652 | THC-ACC-TSH-6503 | Switch, Temperature, High, R/A, Pipe Gallery, 2nd Floor Mech Room #1, Headworks | THC-ACC-AHU-6500 | Switch,Temperature-High | HVAC |  | TSH | http://www.toronto.ca/TWONTO#temperature_switch |  | Air Handling Unit, Pipe Gallery, 2nd Floor Mech Room #1, Headworks
59656 | THC-ACC-TSL-0011 | Switch, Temperature, Ice in Slab, Snow Melting System, Zone #1, Admin Building, North/West Area | THC-ACC-CT-0121 |  | HVAC |  | TSL | http://www.toronto.ca/TWONTO#temperature_switch |  | Controller, MAN-0011, Admin Building, Snow Melting, Zone #1
59657 | THC-ACC-TSL-0012 | Switch, Temperature, Ice in Slab, Snow Melting System, Zone #2, Admin Building, South/West Area | THC-ACC-CT-0122 |  | HVAC |  | TSL | http://www.toronto.ca/TWONTO#temperature_switch |  | Controller, MAN-0012, Admin Building, Snow Melting, Zone #2
59658 | THC-ACC-TSL-0014 | Switch, Temperature, Ice in Slab, Snow Melting System, Zone #4, Admin Building, South/East Area | THC-ACC-CT-0124 |  | HVAC |  | TSL | http://www.toronto.ca/TWONTO#temperature_switch |  | Controller, MAN-0014, Admin Building, Snow Melting, Zone #4
59659 | THC-ACC-TSL-0016 | Switch, Temperature, Ice in Slab, Snow Melting System, Zone #6 | THC-ACC-CT-0126 |  | HVAC |  | TSL | http://www.toronto.ca/TWONTO#temperature_switch |  | Controller, MAN-0016, Admin Building, Snow Melting, Zone #6
59667 | THC-ACC-TSL-6101 | Switch, Temperature, Low, Truck Loading Bay, 2nd Floor Mech Room #2, Headworks | THC-ACC-AHU-6100 | Switch,Temperature-Low | HVAC |  | TSL | http://www.toronto.ca/TWONTO#temperature_switch |  | Air Handling Unit, Truck Loading Bay, Mech Room #2, Headworks
59668 | THC-ACC-TSL-6201 | Switch, Temperature, Low, S/A Duct, Blower Room, 2nd Floor Mech Room #2, Headworks | THC-ACC-AHU-6200 | Switch,Temperature-Low | HVAC |  | TSL | http://www.toronto.ca/TWONTO#temperature_switch |  | Air Handling Unit, Blower Room, 2nd Floor Mech Room #2, Headworks
59669 | THC-ACC-TSL-6401 | Switch, Temperature, Low, S/A, Screen Room/Conv. Areas, 2nd Floor Mech Room #1, Headworks | THC-ACC-AHU-6400 | Switch,Temperature-Low | HVAC |  | TSL | http://www.toronto.ca/TWONTO#temperature_switch |  | Air Handling Unit, Screen Room/Conveyor Areas, 2nd Floor Mech Room #1, Headworks
60267 | THC-ACC-V-5207 | Valve, Motorized, Glycol System, Lunch room, Building X | THC-ACC-AC-5201 | Air Handling Unit | HVAC |  | V | http://www.toronto.ca/TWONTO#valve |  | Air Conditioning, Split, IT room
60268 | THC-ACC-V-5212 | Valve, Motorized, Glycol System, mechanical/Electrical room, Building X | THC-ACC-AC-5201 | Air Handling Unit | HVAC |  | V | http://www.toronto.ca/TWONTO#valve |  | Air Conditioning, Split, IT room
60299 | THC-ACC-V-6001 | Valve, Motorized, Heating Glycol Supply, HE-6001, Lower Level 2 Blower Room, Headworks | THC-ACC-HE-6001 | Valve,Ball | HVAC |  | V | http://www.toronto.ca/TWONTO#valve |  | Heat Exchanger, Heating Glycol System, Lower Level 2 Blower Room, Headworks
60300 | THC-ACC-V-6003 | Valve, Motorized, Heating Glycol Supply, HE-6002, Lower Level 2 Blower Room, Headworks | THC-ACC-HE-6002 | Valve,Ball | HVAC |  | V | http://www.toronto.ca/TWONTO#valve |  | Heat Exchanger, Heating Glycol System, Lower Level 2 Blower Room, Headworks
60301 | THC-ACC-V-6007 | Valve, Butterfly, Manual, Hot Water Supply, Lower Level 2 Blower Room, Headworks | THC-ACC-HE-6001 | Valve,Butterfly | HVAC |  | V | http://www.toronto.ca/TWONTO#valve |  | Heat Exchanger, Heating Glycol System, Lower Level 2 Blower Room, Headworks
60302 | THC-ACC-V-6008 | Valve, Butterfly, Manual, Hot Water Supply, Lower Level 2 Blower Room, Headworks | THC-ACC-HE-6001 | Valve,Butterfly | HVAC |  | V | http://www.toronto.ca/TWONTO#valve |  | Heat Exchanger, Heating Glycol System, Lower Level 2 Blower Room, Headworks
60303 | THC-ACC-V-6009 | Valve, Butterfly, Manual, Hot Water Supply, Lower Level 2 Blower Room, Headworks | THC-ACC-HE-6001 | Valve,Butterfly | HVAC |  | V | http://www.toronto.ca/TWONTO#valve |  | Heat Exchanger, Heating Glycol System, Lower Level 2 Blower Room, Headworks
60304 | THC-ACC-V-6014 | Valve, Butterfly, Manual, Hot Water Return, Lower Level 2 Blower Room, Headworks | THC-ACC-HE-6001 | Valve,Butterfly | HVAC |  | V | http://www.toronto.ca/TWONTO#valve |  | Heat Exchanger, Heating Glycol System, Lower Level 2 Blower Room, Headworks
60305 | THC-ACC-V-6021 | Valve, Butterfly, Manual, Hot Water, P-6001, Lower Level 2 Blower Room, Headworks | THC-ACC-P-6001 | Valve | HVAC |  | V | http://www.toronto.ca/TWONTO#valve |  | Pump, Hot Water System, Lower Level 2 operating gallery
60306 | THC-ACC-V-6024 | Valve, Ball, Manual, Hot Water, P-6001, Lower Level 2 Blower Room, Headworks | THC-ACC-P-6001 | Valve,Ball | HVAC |  | V | http://www.toronto.ca/TWONTO#valve |  | Pump, Hot Water System, Lower Level 2 operating gallery
60307 | THC-ACC-V-6025 | Valve, Ball, Manual, Hot Water, P-6001, Lower Level 2 Blower Room, Headworks | THC-ACC-P-6001 | Valve,Ball | HVAC |  | V | http://www.toronto.ca/TWONTO#valve |  | Pump, Hot Water System, Lower Level 2 operating gallery
60308 | THC-ACC-V-6026 | Valve, Butterfly, Manual, Hot Water, HE-6001, Lower Level 2 Blower Room, Headworks | THC-ACC-HE-6001 | Valve | HVAC |  | V | http://www.toronto.ca/TWONTO#valve |  | Heat Exchanger, Heating Glycol System, Lower Level 2 Blower Room, Headworks
60309 | THC-ACC-V-6028 | Valve, Ball, Manual, Hot Water, HE-6001, Lower Level 2 Blower Room, Headworks | THC-ACC-HE-6001 | Valve,Ball | HVAC |  | V | http://www.toronto.ca/TWONTO#valve |  | Heat Exchanger, Heating Glycol System, Lower Level 2 Blower Room, Headworks
60310 | THC-ACC-V-6031 | Valve, Butterfly, Manual, Hot Water, HE-6001, Lower Level 2 Blower Room, Headworks | THC-ACC-HE-6001 | Valve | HVAC |  | V | http://www.toronto.ca/TWONTO#valve |  | Heat Exchanger, Heating Glycol System, Lower Level 2 Blower Room, Headworks
60311 | THC-ACC-V-6032 | Valve, Butterfly, Manual, Glycol, HE-6001, Lower Level 2 Blower Room, Headworks | THC-ACC-HE-6001 | Valve | HVAC |  | V | http://www.toronto.ca/TWONTO#valve |  | Heat Exchanger, Heating Glycol System, Lower Level 2 Blower Room, Headworks
60312 | THC-ACC-V-6036 | Valve, Multi Function, Hot Water Supply, P-6002, Lower Level 2 Blower Room, Headworks | THC-ACC-P-6002 | Valve | HVAC |  | V | http://www.toronto.ca/TWONTO#valve |  | Pump, Hot Water System, Lower Level 2 Blower Room, Headworks
60313 | THC-ACC-V-6041 | Valve, Butterfly, Manual, Hot Water, P-6002, Lower Level 2 Blower Room, Headworks | THC-ACC-P-6002 | Valve | HVAC |  | V | http://www.toronto.ca/TWONTO#valve |  | Pump, Hot Water System, Lower Level 2 Blower Room, Headworks
60314 | THC-ACC-V-6042 | Valve, Ball, Manual, Hot Water, P-6002, Lower Level 2 Blower Room, Headworks | THC-ACC-P-6002 | Valve,Ball | HVAC |  | V | http://www.toronto.ca/TWONTO#valve |  | Pump, Hot Water System, Lower Level 2 Blower Room, Headworks
60315 | THC-ACC-V-6043 | Valve, Ball, Manual, Hot Water, P-6002, Lower Level 2 Blower Room, Headworks | THC-ACC-P-6002 | Valve,Ball | HVAC |  | V | http://www.toronto.ca/TWONTO#valve |  | Pump, Hot Water System, Lower Level 2 Blower Room, Headworks
60316 | THC-ACC-V-6045 | Valve, Ball, Manual, Hot Water, P-6002, Lower Level 2 Blower Room, Headworks | THC-ACC-P-6002 | Valve,Ball | HVAC |  | V | http://www.toronto.ca/TWONTO#valve |  | Pump, Hot Water System, Lower Level 2 Blower Room, Headworks
60317 | THC-ACC-V-6046 | Valve, Butterfly, Manual, Hot Water, HE-6002, Lower Level 2 Blower Room, Headworks | THC-ACC-HE-6002 | Valve | HVAC |  | V | http://www.toronto.ca/TWONTO#valve |  | Heat Exchanger, Heating Glycol System, Lower Level 2 Blower Room, Headworks
60318 | THC-ACC-V-6047 | Valve, Ball, Manual, Hot Water, HE-6002, Lower Level 2 Blower Room, Headworks | THC-ACC-HE-6002 | Valve,Ball | HVAC |  | V | http://www.toronto.ca/TWONTO#valve |  | Heat Exchanger, Heating Glycol System, Lower Level 2 Blower Room, Headworks
60319 | THC-ACC-V-6049 | Valve, Butterfly, Manual, Hot Water, HE-6002, Lower Level 2 Blower Room, Headworks | THC-ACC-HE-6002 | Valve | HVAC |  | V | http://www.toronto.ca/TWONTO#valve |  | Heat Exchanger, Heating Glycol System, Lower Level 2 Blower Room, Headworks
60320 | THC-ACC-V-6052 | Valve, Butterfly, Manual, Glycol, HE-6002, Lower Level 2 Blower Room, Headworks | THC-ACC-HE-6002 | Valve | HVAC |  | V | http://www.toronto.ca/TWONTO#valve |  | Heat Exchanger, Heating Glycol System, Lower Level 2 Blower Room, Headworks
60321 | THC-ACC-V-6053 | Valve, Ball, Manual, Glycol, HE-6002, Lower Level 2 Blower Room, Headworks | THC-ACC-HE-6002 | Valve,Ball | HVAC |  | V | http://www.toronto.ca/TWONTO#valve |  | Heat Exchanger, Heating Glycol System, Lower Level 2 Blower Room, Headworks
60322 | THC-ACC-V-6056 | Valve, Multi Function, Hot Water Supply, P-6004, Lower Level 2 Blower Room, Headworks | THC-ACC-P-6004 | Valve | HVAC |  | V | http://www.toronto.ca/TWONTO#valve |  | Pump, Heating Glycol System, Lower Level 2 Blower Room, Headworks
60323 | THC-ACC-V-6057 | Valve, Butterfly, Manual, Glycol, HE-6002, Lower Level 2 Blower Room, Headworks | THC-ACC-HE-6002 | Valve | HVAC |  | V | http://www.toronto.ca/TWONTO#valve |  | Heat Exchanger, Heating Glycol System, Lower Level 2 Blower Room, Headworks
60324 | THC-ACC-V-6061 | Valve, Butterfly, Manual, Glycol, P-6003, Lower Level 2 Blower Room, Headworks | THC-ACC-P-6003 | Valve | HVAC |  | V | http://www.toronto.ca/TWONTO#valve |  | Pump, Heating Glycol System, Lower Level 2 Blower Room, Headworks
60325 | THC-ACC-V-6063 | Valve, Ball, Manual, Glycol, P-6003, Lower Level 2 Blower Room, Headworks | THC-ACC-P-6003 | Valve,Ball | HVAC |  | V | http://www.toronto.ca/TWONTO#valve |  | Pump, Heating Glycol System, Lower Level 2 Blower Room, Headworks
60326 | THC-ACC-V-6064 | Valve, Ball, Manual, Glycol, P-6003, Lower Level 2 Blower Room, Headworks | THC-ACC-P-6003 | Valve,Ball | HVAC |  | V | http://www.toronto.ca/TWONTO#valve |  | Pump, Heating Glycol System, Lower Level 2 Blower Room, Headworks
60327 | THC-ACC-V-6065 | Valve, Ball, Manual, Glycol, P-6003, Lower Level 2 Blower Room, Headworks | THC-ACC-P-6003 | Valve,Ball | HVAC |  | V | http://www.toronto.ca/TWONTO#valve |  | Pump, Heating Glycol System, Lower Level 2 Blower Room, Headworks
60328 | THC-ACC-V-6081 | Valve, Butterfly, Manual, Glycol, P-6004, Lower Level 2 Blower Room, Headworks | THC-ACC-P-6004 | Valve | HVAC |  | V | http://www.toronto.ca/TWONTO#valve |  | Pump, Heating Glycol System, Lower Level 2 Blower Room, Headworks
60329 | THC-ACC-V-6085 | Valve, Ball, Manual, Glycol, P-6004, Lower Level 2 Blower Room, Headworks | THC-ACC-P-6004 | Valve,Ball | HVAC |  | V | http://www.toronto.ca/TWONTO#valve |  | Pump, Heating Glycol System, Lower Level 2 Blower Room, Headworks
60330 | THC-ACC-V-6089 | Valve, Butterfly, Manual, Glycol Supply, Lower Level 2 Blower Room, Headworks | THC-ACC-HE-6001 | Valve,Butterfly | HVAC |  | V | http://www.toronto.ca/TWONTO#valve |  | Heat Exchanger, Heating Glycol System, Lower Level 2 Blower Room, Headworks
60331 | THC-ACC-V-6090 | Valve, Butterfly, Manual, Glycol Return, Lower Level 2 Blower Room, Headworks | THC-ACC-HE-6001 | Valve,Butterfly | HVAC |  | V | http://www.toronto.ca/TWONTO#valve |  | Heat Exchanger, Heating Glycol System, Lower Level 2 Blower Room, Headworks
60332 | THC-ACC-V-6091 | Valve, Butterfly, Manual, Glycol Return, Lower Level 2 Blower Room, Headworks | THC-ACC-HE-6001 | Valve,Butterfly | HVAC |  | V | http://www.toronto.ca/TWONTO#valve |  | Heat Exchanger, Heating Glycol System, Lower Level 2 Blower Room, Headworks
60333 | THC-ACC-V-6093 | Valve, Circuit Balancing, Glycol Return, Lower Level 2 Blower Room, Headworks | THC-ACC-HE-6001 | Valve | HVAC |  | V | http://www.toronto.ca/TWONTO#valve |  | Heat Exchanger, Heating Glycol System, Lower Level 2 Blower Room, Headworks
60334 | THC-ACC-V-6112 | Valve, Ball, Manual, AHU-6100, 2nd Floor Mech Room #2, Headworks | THC-ACC-AHU-6100 | Valve,Ball | HVAC |  | V | http://www.toronto.ca/TWONTO#valve |  | Air Handling Unit, Truck Loading Bay, Mech Room #2, Headworks
60335 | THC-ACC-V-6115 | Valve, Ball, AHU-6100, 2nd Floor Mech Room #2, Headworks | THC-ACC-AHU-6100 | Valve,Ball | HVAC |  | V | http://www.toronto.ca/TWONTO#valve |  | Air Handling Unit, Truck Loading Bay, Mech Room #2, Headworks
60336 | THC-ACC-V-6116 | Valve, Circuit Balancing, AHU-6100, 2nd Floor Mech Room #2, Headworks | THC-ACC-AHU-6100 | Valve,Ball | HVAC |  | V | http://www.toronto.ca/TWONTO#valve |  | Air Handling Unit, Truck Loading Bay, Mech Room #2, Headworks
60337 | THC-ACC-V-6117 | Valve, Ball, AHU-6100, 2nd Floor Mech Room #2, Headworks | THC-ACC-AHU-6100 | Valve,Ball | HVAC |  | V | http://www.toronto.ca/TWONTO#valve |  | Air Handling Unit, Truck Loading Bay, Mech Room #2, Headworks
60338 | THC-ACC-V-6212 | Valve, Ball, Manual, AHU-6200, 2nd Floor Mech Room #2, Headworks | THC-ACC-AHU-6200 | Valve,Ball | HVAC |  | V | http://www.toronto.ca/TWONTO#valve |  | Air Handling Unit, Blower Room, 2nd Floor Mech Room #2, Headworks
60339 | THC-ACC-V-6213 | Valve, Circuit Balancing, AHU-6200, 2nd Floor Mech Room #2, Headworks | THC-ACC-AHU-6200 | Valve,Ball | HVAC |  | V | http://www.toronto.ca/TWONTO#valve |  | Air Handling Unit, Blower Room, 2nd Floor Mech Room #2, Headworks
60340 | THC-ACC-V-6214 | Valve, 2-Way Motorized, AHU-6200, 2nd Floor Mech Room #2, Headworks | THC-ACC-AHU-6200 | Valve,Ball | HVAC |  | V | http://www.toronto.ca/TWONTO#valve |  | Air Handling Unit, Blower Room, 2nd Floor Mech Room #2, Headworks
60341 | THC-ACC-V-6302 | Valve, Motorized, Glycol Heating Return Line, 2nd Floor Mech Room #1 | THC-ACC-AHU-6300 | Valve | HVAC |  | V | http://www.toronto.ca/TWONTO#valve |  | Air Handling Unit, Screen Room/Conveyor Areas, 2nd Floor Mech Room #1, Headworks
60342 | THC-ACC-V-6315 | Valve, Ball, Manual, AHU-6300, 2nd Floor Mech Room #1, Headworks | THC-ACC-AHU-6300 | Valve,Ball | HVAC |  | V | http://www.toronto.ca/TWONTO#valve |  | Air Handling Unit, Screen Room/Conveyor Areas, 2nd Floor Mech Room #1, Headworks
60343 | THC-ACC-V-6316 | Valve, Circuit Balancing, AHU-6300, 2nd Floor Mech Room #1, Headworks | THC-ACC-AHU-6300 | Valve,Ball | HVAC |  | V | http://www.toronto.ca/TWONTO#valve |  | Air Handling Unit, Screen Room/Conveyor Areas, 2nd Floor Mech Room #1, Headworks
60344 | THC-ACC-V-6317 | Valve, Ball, Manual, AHU-6300, 2nd Floor Mech Room #1, Headworks | THC-ACC-AHU-6300 | Valve,Ball | HVAC |  | V | http://www.toronto.ca/TWONTO#valve |  | Air Handling Unit, Screen Room/Conveyor Areas, 2nd Floor Mech Room #1, Headworks
60345 | THC-ACC-V-6334 | Valve, 3-Way Motorized, AHU-6300, 2nd Floor Mech Room #1, Headworks | THC-ACC-AHU-6300 | Valve | HVAC |  | V | http://www.toronto.ca/TWONTO#valve |  | Air Handling Unit, Screen Room/Conveyor Areas, 2nd Floor Mech Room #1, Headworks
60346 | THC-ACC-V-6335 | Valve, Ball, Manual, AHU-6300, 2nd Floor Mech Room #1, Headworks | THC-ACC-AHU-6300 | Valve,Ball | HVAC |  | V | http://www.toronto.ca/TWONTO#valve |  | Air Handling Unit, Screen Room/Conveyor Areas, 2nd Floor Mech Room #1, Headworks
60347 | THC-ACC-V-6336 | Valve, Circuit Balancing, AHU-6300, 2nd Floor Mech Room #1, Headworks | THC-ACC-AHU-6300 | Valve,Ball | HVAC |  | V | http://www.toronto.ca/TWONTO#valve |  | Air Handling Unit, Screen Room/Conveyor Areas, 2nd Floor Mech Room #1, Headworks
60348 | THC-ACC-V-6344 | Valve, Ball, Manual, AHU-6300, 2nd Floor Mech Room #1, Headworks | THC-ACC-AHU-6300 | Valve,Ball | HVAC |  | V | http://www.toronto.ca/TWONTO#valve |  | Air Handling Unit, Screen Room/Conveyor Areas, 2nd Floor Mech Room #1, Headworks
60349 | THC-ACC-V-6402 | Valve, Motorized, Glycol Heating Return Line, 2nd Floor Mech Room #1 | THC-ACC-AHU-6400 | Valve,Ball | HVAC |  | V | http://www.toronto.ca/TWONTO#valve |  | Air Handling Unit, Screen Room/Conveyor Areas, 2nd Floor Mech Room #1, Headworks
60350 | THC-ACC-V-6412 | Valve, Ball, Manual, AHU-6400, 2nd Floor Mech Room #1, Headworks | THC-ACC-AHU-6400 | Valve,Ball | HVAC |  | V | http://www.toronto.ca/TWONTO#valve |  | Air Handling Unit, Screen Room/Conveyor Areas, 2nd Floor Mech Room #1, Headworks
60351 | THC-ACC-V-6414 | Valve, 2-Way Motorized, AHU-6400, 2nd Floor Mech Room #1, Headworks | THC-ACC-AHU-6400 | Valve | HVAC |  | V | http://www.toronto.ca/TWONTO#valve |  | Air Handling Unit, Screen Room/Conveyor Areas, 2nd Floor Mech Room #1, Headworks
60352 | THC-ACC-V-6415 | Valve, Ball, Manual, AHU-6400, 2nd Floor Mech Room #1, Headworks | THC-ACC-AHU-6400 | Valve,Ball | HVAC |  | V | http://www.toronto.ca/TWONTO#valve |  | Air Handling Unit, Screen Room/Conveyor Areas, 2nd Floor Mech Room #1, Headworks
60353 | THC-ACC-V-6416 | Valve, Circuit Balancing, AHU-6400, 2nd Floor Mech Room #1, Headworks | THC-ACC-AHU-6400 | Valve | HVAC |  | V | http://www.toronto.ca/TWONTO#valve |  | Air Handling Unit, Screen Room/Conveyor Areas, 2nd Floor Mech Room #1, Headworks
60354 | THC-ACC-V-6433 | Valve, Circuit Balancing, AHU-6400, 2nd Floor Mech Room #1, Headworks | THC-ACC-AHU-6400 | Valve | HVAC |  | V | http://www.toronto.ca/TWONTO#valve |  | Air Handling Unit, Screen Room/Conveyor Areas, 2nd Floor Mech Room #1, Headworks
60355 | THC-ACC-V-6434 | Valve, 2-Way Motorized, AHU-6400, 2nd Floor Mech Room #1, Headworks | THC-ACC-AHU-6400 | Valve | HVAC |  | V | http://www.toronto.ca/TWONTO#valve |  | Air Handling Unit, Screen Room/Conveyor Areas, 2nd Floor Mech Room #1, Headworks
60356 | THC-ACC-V-6435 | Valve, Ball, Manual, AHU-6400, 2nd Floor Mech Room #1, Headworks | THC-ACC-AHU-6400 | Valve,Ball | HVAC |  | V | http://www.toronto.ca/TWONTO#valve |  | Air Handling Unit, Screen Room/Conveyor Areas, 2nd Floor Mech Room #1, Headworks
60357 | THC-ACC-V-6437 | Valve, Ball, Manual, AHU-6400, 2nd Floor Mech Room #1, Headworks | THC-ACC-AHU-6400 | Valve,Ball | HVAC |  | V | http://www.toronto.ca/TWONTO#valve |  | Air Handling Unit, Screen Room/Conveyor Areas, 2nd Floor Mech Room #1, Headworks
60358 | THC-ACC-V-6513 | Valve, Circuit Balancing, AHU-6500, 2nd Floor Mech Room #1, Headworks | THC-ACC-AHU-6500 | Valve | HVAC |  | V | http://www.toronto.ca/TWONTO#valve |  | Air Handling Unit, Pipe Gallery, 2nd Floor Mech Room #1, Headworks
60359 | THC-ACC-V-6515 | Valve, Ball, Manual, AHU-6500, 2nd Floor Mech Room #1, Headworks | THC-ACC-AHU-6500 | Valve,Ball | HVAC |  | V | http://www.toronto.ca/TWONTO#valve |  | Air Handling Unit, Pipe Gallery, 2nd Floor Mech Room #1, Headworks
60360 | THC-ACC-V-6517 | Valve, Ball, Manual, AHU-6500, 2nd Floor Mech Room #1, Headworks | THC-ACC-AHU-6500 | Valve,Ball | HVAC |  | V | http://www.toronto.ca/TWONTO#valve |  | Air Handling Unit, Pipe Gallery, 2nd Floor Mech Room #1, Headworks
60852 | THC-AI-D-7020 | Dryer,Compressed Air,Incinerator Building,2nd Floor | THC-MCS-AI/SA | Drier,Refrigerant | HVAC |  | D | http://www.toronto.ca/TWONTO#air_dryer |  | Instrument/service Air Plant Wide
61179 | THC-CW-T-0602 | Tank,Expansion,Domestic Hot Water,South Pumping Station,Intermediate Level | THC-GRK-L |  | HVAC |  | T | expansion_tank |  | Building L
61181 | THC-CW-TPD-0610 | Trap Primer Device,South Pumping Station,Ground Floor | THC-GRK-L |  | HVAC |  | TPD | http://www.toronto.ca/TWONTO#trap_priming_device |  | Building L
61182 | THC-CW-TPD-0620 | Trap Primer Device,South Pumping Station,Intermediate Level | THC-GRK-L |  | HVAC |  | TPD | http://www.toronto.ca/TWONTO#trap_priming_device |  | Building L
61262 | THC-DCL-AC-0001 | Air Conditioner, Dechlorination | THC-DCL-AHU-0001 | Piping | HVAC | 34139 | AC | http://www.toronto.ca/TWONTO#air_condition |  | Air Handling Unit, Dechlorination
61263 | THC-DCL-AC-0001 | Air Conditioner, Dechlorination | THC-SUSPENDED | Piping | HVAC | 34139 | AC | http://www.toronto.ca/TWONTO#air_condition |  | Suspended entity
61264 | THC-DCL-AHU-0001 | Air Handling Unit, Dechlorination | THC-DCL | Piping | HVAC |  | AHU | http://www.toronto.ca/TWONTO#air_handler_unit |  | Dechlorination Process
61619 | FHA-ELS-PDP-0406 | FHA-HF-1 - FHA Heating Panel 1 | FHA-ELS-PRIMARY | H.V.A.C. | HVAC |  | PDP | http://www.toronto.ca/TWONTO#electrical_panel_or_cabinet |  | Primary Electrical System
61620 | FHA-ELS-PDP-0407 | FHA-HF-2 - FHA Heating Panel 2 | FHA-ELS-PRIMARY | H.V.A.C. | HVAC |  | PDP | http://www.toronto.ca/TWONTO#electrical_panel_or_cabinet |  | Primary Electrical System
63137 | THC-DIG-HTR-4030 | Eliminated Role: H.V.A.C.,Heater,Heating,Roof,Digesters | THC-SUS | H.V.A.C.,Heater | HVAC | 40451 | HTR | http://www.toronto.ca/TWONTO#heater |  | THC records of assets and roles that are no longer in service or exists
63138 | THC-DIG-HTR-4040 | Eliminated Role: H.V.A.C.,Heater,Heating,Roof,Digesters | THC-SUS | H.V.A.C.,Heater | HVAC | 40450 | HTR | http://www.toronto.ca/TWONTO#heater |  | THC records of assets and roles that are no longer in service or exists
65024 | THC-ELS-HTR-5001 | Heater, Electric, Disinfection Bldg,Ex. Compressor Room | THC-ACC-BLDG G |  | HVAC |  | HTR | http://www.toronto.ca/TWONTO#heater |  | Air Treatment Building HVAC
65913 | THC-FEQ-DM-0012 | Fire Damper, Admin Building, Basement, North West | THC-FEQ-BLDG K |  | HVAC | 43301 | DM | http://www.toronto.ca/TWONTO#air_damper |  | Fire fighting protection equipment, Admin Building
65914 | THC-FEQ-DM-0013 | Fire Damper, Admin Building, Basement, North West | THC-FEQ-BLDG K |  | HVAC | 43300 | DM | http://www.toronto.ca/TWONTO#air_damper |  | Fire fighting protection equipment, Admin Building
65915 | THC-FEQ-DM-0015 | Fire Damper, Admin Building, Basement, East Stairs No.6 | THC-FEQ-BLDG K |  | HVAC | 43298 | DM | http://www.toronto.ca/TWONTO#air_damper |  | Fire fighting protection equipment, Admin Building
65916 | THC-FEQ-DM-0016 | Fire Damper, Admin Building, Basement, Electrical Room | THC-FEQ-BLDG K |  | HVAC | 43297 | DM | http://www.toronto.ca/TWONTO#air_damper |  | Fire fighting protection equipment, Admin Building
65917 | THC-FEQ-DM-0017 | Fire Damper, Admin Building, Basement, Storage Room, North East | THC-FEQ-BLDG K |  | HVAC | 43296 | DM | http://www.toronto.ca/TWONTO#air_damper |  | Fire fighting protection equipment, Admin Building
65918 | THC-FEQ-DM-0020 | Fire Damper, Admin Building, Basement, Men's Locker Room, North West | THC-FEQ-BLDG K |  | HVAC | 43293 | DM | http://www.toronto.ca/TWONTO#air_damper |  | Fire fighting protection equipment, Admin Building
65919 | THC-FEQ-DM-0024 | Fire Damper, Admin Building, Basement, Supervisor's Locker Room, South East | THC-FEQ-BLDG K |  | HVAC | 43289 | DM | http://www.toronto.ca/TWONTO#air_damper |  | Fire fighting protection equipment, Admin Building
65920 | THC-FEQ-DM-0025 | Fire Damper, Admin Building, Basement, Supervisor's Locker Room, South West | THC-FEQ-BLDG K |  | HVAC | 43288 | DM | http://www.toronto.ca/TWONTO#air_damper |  | Fire fighting protection equipment, Admin Building
65921 | THC-FEQ-DM-0026 | Fire Damper, Admin Building, Basement, Women's Locker Room, West | THC-FEQ-BLDG K |  | HVAC | 43287 | DM | http://www.toronto.ca/TWONTO#air_damper |  | Fire fighting protection equipment, Admin Building
65922 | THC-FEQ-DM-0051 | Fire Damper, Admin Building, Ground Floor, Near Janitor Room | THC-FEQ-BLDG K |  | HVAC | 43286 | DM | http://www.toronto.ca/TWONTO#air_damper |  | Fire fighting protection equipment, Admin Building
65923 | THC-FEQ-DM-0052 | Fire Damper, Admin Building, Ground Floor, Near IT Office | THC-FEQ-BLDG K |  | HVAC | 43285 | DM | http://www.toronto.ca/TWONTO#air_damper |  | Fire fighting protection equipment, Admin Building
65924 | THC-FEQ-DM-0055 | Fire/Smoke Damper, Admin Building, Ground Floor, Sequrity Equipment Area | THC-FEQ-BLDG K |  | HVAC | 43282 | DM | http://www.toronto.ca/TWONTO#air_damper |  | Fire fighting protection equipment, Admin Building
66778 | THC-GRK-IRG-0001 | Irigation System, Admin. Bldg, K | THC-GRK-K |  | HVAC |  | IRG | http://www.toronto.ca/TWONTO#collection_of_assets |  | Building K
66779 | THC-GRK-IRG-0002 | Irigation System, New workshop. Bldg, X | THC-GRK-X |  | HVAC |  | IRG | http://www.toronto.ca/TWONTO#collection_of_assets |  | Building X
68178 | THC-OCS-FN-3020 | Fan,Foul Air,3030,Storage Tanks Area,Solid Treatment | THC-OCS-FN-3020/3030 | Fan,Centrifugal | HVAC |  | FN | http://www.toronto.ca/TWONTO#blower_or_fan_with_drive |  | Fan, Odour Control System FN-3020/3030
68179 | THC-OCS-FN-3040 | Fan,Foul Air,Centrifuge Area,Solid Treatment | THC-OCS-FN-3040/3050 | Fan,Centrifugal | HVAC |  | FN | http://www.toronto.ca/TWONTO#blower_or_fan_with_drive |  | Fan, Odour Control System FN-3040/3050
68181 | THC-OCS-FN-3050 | Fan,Foul Air,Centrifuge Area,Solid Treatment | THC-OCS-BLDG M | Fan,Centrifugal | HVAC |  | FN | http://www.toronto.ca/TWONTO#blower_or_fan_with_drive |  | Incineration Building Odour Control Systems
68292 | FHO-ACC-AC-0304 | Air Conditioner, (RC 15), Chemical Building Feeder Room | FHO-MCS-HVAC | Air Handling Unit | HVAC |  | AC | http://www.toronto.ca/TWONTO#air_condition |  | Plant HVAC
68360 | FHO-ACC-CI-GROUP1 | Chiller, HVAC -Plant wide | FHO-ACC-AC-0501 | H.V.A.C.,Chiller | HVAC |  |  | http://www.toronto.ca/TWONTO#chiller |  | Air Conditioner, Admin Building, L1, Control Room North West Office, Ceiling
68377 | FHO-ACC-CU-0301 | Condensing Unit, Chlorine Machine Room A/C System, Chemical Bldg., L2, Between Penthouses | FHO-ACC-AC-0501 | H.V.A.C.,Chiller | HVAC |  | CU | http://www.toronto.ca/TWONTO#AC_condenser_unit |  | Air Conditioner, Admin Building, L1, Control Room North West Office, Ceiling
68629 | FHO-ACC-FN-0049 | Fan, Exhaust, Air Curtain, Chemical Building, S2, Storage Room, North West | FHO-ACC SECONDARY | Fan,Centrifugal | HVAC |  | FN | http://www.toronto.ca/TWONTO#blower_or_fan_with_drive |  | Small Air Moving Equipment
68682 | FHO-ACC-FN-0148 | Fan, Exhaust, Admin Building, S2, Loading Bay Door 3 Air Curtain | FHO-ACC SECONDARY | Fan,Axial | HVAC |  | FN | http://www.toronto.ca/TWONTO#blower_or_fan_with_drive |  | Small Air Moving Equipment
68692 | FHO-ACC-FN-0304 | Chlorine Feeder Room AC Unit(G6) | FHO-MCS-HVAC | Air Handling Unit | HVAC |  | FN | http://www.toronto.ca/TWONTO#blower_or_fan_with_drive |  | Plant HVAC
71268 | THC-SES-MEQ-5900 | Emergency Water Tempering System,Hot Water,Hot Water Supply,Disinfection Bldg | THC-SES-SQ-EYE |  | HVAC |  | MEQ | ? |  | Eyewash Stations THC (Virtual entity #)
72273 | THR -ACC-AC-0006 | Air Conditioning, Cooling & Fan Unit, Primary Station2, MCC Room | THR-ACC-PRM | H.V.A.C.,Air Conditioner | HVAC |  | AC | http://www.toronto.ca/TWONTO#air_condition |  | Heating, Ventilation and Air Conditioning, Primaries
72284 | THR-ACC-AC-0004 | Air Conditioning, Cooling & Fan Unit, South Primary Station 3, MCC Room | THR-ACC-PRM | H.V.A.C.,Air Conditioner | HVAC |  | AC | http://www.toronto.ca/TWONTO#air_condition |  | Heating, Ventilation and Air Conditioning, Primaries
72285 | THR-ACC-AC-0004 | Air Conditioning, Cooling & Fan Unit, South Primary Station 3, MCC Room | THR-PRM-CP-0010 | H.V.A.C.,Air Conditioner | HVAC |  | AC | http://www.toronto.ca/TWONTO#air_condition |  | Control Panel, Make-up Air Unit, South Primary Station 2, MCC Room
72286 | THR-ACC-AC-0100 | H.V.A.C.,Air Conditioner,Headhouse/Vortex Control Room | THR-ACC-MAINSUB |  | HVAC |  | AC | http://www.toronto.ca/TWONTO#air_condition |  | ACC Equipment Serving the Main Substation
72287 | THR-ACC-AC-0100A | Air Conditioner, New Electrical Room, Headhouse | THR-ACC-HH | H.V.A.C.,Air Conditioner | HVAC |  | AC | http://www.toronto.ca/TWONTO#air_condition |  | Heating, Ventilation and Air Conditioning, Head House
72288 | THR-ACC-AC-0110 | Air Conditioner, New Electrical Room, Headhouse | THR-ACC-HH | H.V.A.C.,Air Conditioner | HVAC |  | AC | http://www.toronto.ca/TWONTO#air_condition |  | Heating, Ventilation and Air Conditioning, Head House
72289 | THR-ACC-AC-0130 | Air Conditioner, Electrical Room, Headhouse | THR-ACC-HH | H.V.A.C.,Air Conditioner | HVAC |  | AC | http://www.toronto.ca/TWONTO#air_condition |  | Heating, Ventilation and Air Conditioning, Head House
72290 | THR-ACC-AC-0200 | Air Conditioner, New Electrical Room, North Grit Building | THR-ACC-GRIT | H.V.A.C.,Air Conditioner | HVAC |  | AC | http://www.toronto.ca/TWONTO#air_condition |  | Heating, Ventilation and Air Conditioning, Grit Building
72291 | THR-ACC-AC-0210 | Air Conditioner, New Electrical Room, North Grit Building | THR-ACC-GRIT | H.V.A.C.,Air Conditioner | HVAC |  | AC | http://www.toronto.ca/TWONTO#air_condition |  | Heating, Ventilation and Air Conditioning, Grit Building
72292 | THR-ACC-AC-0230 | Air Conditioner, New Elecrical Room, North Grit Building | THR-ACC-GRIT | H.V.A.C.,Air Conditioner | HVAC |  | AC | http://www.toronto.ca/TWONTO#air_condition |  | Heating, Ventilation and Air Conditioning, Grit Building
72293 | THR-ACC-AC-0320 | Air Conditioner (AC) Unit Mitsubishi | THR-ACC-RSPS |  | HVAC |  | AC | http://www.toronto.ca/TWONTO#air_condition |  | Air Conditioning, AHU, HVAC, Exhaust Fans,RSPS
72294 | THR-ACC-AC-0620 | Air Conditioning Unit LENNOX | THR-HVAC-HPBB | H.V.A.C.,Air Conditioner | HVAC |  | AC | http://www.toronto.ca/TWONTO#air_condition |  | Heating, Ventilation and Air Conditioning, High Pressure Blower Building
72295 | THR-ACC-AC-0700A | Air Conditioning, Cooling & Fan Unit, HTP Boardroom Ceiling, Admin Bldg. | THR-ACC-CU-0700 | H.V.A.C.,Air Conditioner | HVAC |  | AC | http://www.toronto.ca/TWONTO#air_condition |  | Air Conditioning, Condensing Unit, HTP Boardroom, Admin Bldg. Outside North Wall
72296 | THR-ACC-AC-0700B | Air Conditioning, Cooling & Fan Unit, HTP Boardroom Ceiling, Admin Bldg. | THR-ACC-CU-0700 | H.V.A.C.,Air Conditioner | HVAC |  | AC | http://www.toronto.ca/TWONTO#air_condition |  | Air Conditioning, Condensing Unit, HTP Boardroom, Admin Bldg. Outside North Wall
72297 | THR-ACC-AC-0750A | Air Conditioning, Cooling & Fan Unit, New Control Room Ceiling, Admin Bldg. | THR-ACC-CU-0750 | H.V.A.C.,Air Conditioner | HVAC |  | AC | http://www.toronto.ca/TWONTO#air_condition |  | Air Conditioning, Condensing Unit, New Control Room, Admin Bldg. Roof
72298 | THR-ACC-AC-0750C | Air Conditioning, Cooling & Fan Unit, New Control Room Ceiling, Admin Bldg. | THR-ACC-CU-0750 | H.V.A.C.,Air Conditioner | HVAC |  | AC | http://www.toronto.ca/TWONTO#air_condition |  | Air Conditioning, Condensing Unit, New Control Room, Admin Bldg. Roof
72299 | THR-ACC-AC-1009 | Air Conditioner, Bridge Kiosk Primary Tank#9 | THR-ACC-PRM | H.V.A.C.,Air Conditioner | HVAC |  | AC | http://www.toronto.ca/TWONTO#air_condition |  | Heating, Ventilation and Air Conditioning, Primaries
72300 | THR-ACC-AC-1011 | Air Conditioner, Bridge Kiosk Primary Tank11 | THR-ACC-PRM | H.V.A.C.,Air Conditioner | HVAC |  | AC | http://www.toronto.ca/TWONTO#air_condition |  | Heating, Ventilation and Air Conditioning, Primaries
72301 | THR-ACC-AC-2101 | HVAC, heating and cooling air, bard unit, ECS Office | THR-ACC-HVAC | H.V.A.C.,Air Conditioner | HVAC |  | AC | http://www.toronto.ca/TWONTO#air_condition |  | Air Conditioning, Heating, Ventilation & Air Conditioning
72302 | THR-ACC-AC-2110 | HVAC, heating and cooling air, bard unit, mounted on east face,BV Trailer | THR-ACC-HVAC | H.V.A.C.,Air Conditioner | HVAC |  | AC | http://www.toronto.ca/TWONTO#air_condition |  | Air Conditioning, Heating, Ventilation & Air Conditioning
72303 | THR-ACC-AC-2204 | Air Conditioner, HVAC, Admin Bldg (Temp),Trailer | THR-ACC-ADM | H.V.A.C.,Air Conditioner | HVAC |  | AC | http://www.toronto.ca/TWONTO#air_condition |  | Air Conditioning, HVAC, Admin Building
72304 | THR-ACC-AC-3500 | Fan Coil Unit, Ductless Split System Indoor Unit, Ferrous Chloride Fac Elec Rm | THR-ACC-WA4 | H.V.A.C.,Air Conditioner | HVAC |  | AC | http://www.toronto.ca/TWONTO#air_condition |  | Air Conditioning, AHU, HVAC,Work Area4
72305 | THR-ACC-AC-4001 | Fan Coil Unit, Ductless Split System Indoor Unit, AT Electrical Bldg RPU Rm | THR-ACC-WA4 | H.V.A.C.,Air Conditioner | HVAC |  | AC | http://www.toronto.ca/TWONTO#air_condition |  | Air Conditioning, AHU, HVAC,Work Area4
72306 | THR-ACC-AC-4002 | Fan Coil Unit, Ductless Split System Indoor Unit, AT Electrical Building, MCC Room | THR-ACC-WA4 | H.V.A.C.,Air Conditioner | HVAC |  | AC | http://www.toronto.ca/TWONTO#air_condition |  | Air Conditioning, AHU, HVAC,Work Area4
72307 | THR-ACC-AC-4500 | Fan Coil Unit, Ductless Split System Indoor Unit, SP RAS PS, MCC Rm | THR-ACC-WA4 | H.V.A.C.,Air Conditioner | HVAC |  | AC | http://www.toronto.ca/TWONTO#air_condition |  | Air Conditioning, AHU, HVAC,Work Area4
72308 | THR-ACC-AC-4501 | Fan Coil Unit, Ductless Split System Indoor Unit, SP RAS PS, RPU Rm | THR-ACC-WA4 | H.V.A.C.,Air Conditioner | HVAC |  | AC | http://www.toronto.ca/TWONTO#air_condition |  | Air Conditioning, AHU, HVAC,Work Area4
72309 | THR-ACC-AC-4504 | Fan Coil Unit, Ductless Split System Indoor Unit, Switchgear Bldg North | THR-ACC-WA4 | H.V.A.C.,Air Conditioner | HVAC |  | AC | http://www.toronto.ca/TWONTO#air_condition |  | Air Conditioning, AHU, HVAC,Work Area4
72310 | THR-ACC-AC-4509 | Fan Coil Unit, Ductless Split System Indoor Unit, Switchgear Bldg North | THR-ACC-WA4 | H.V.A.C.,Air Conditioner | HVAC |  | AC | http://www.toronto.ca/TWONTO#air_condition |  | Air Conditioning, AHU, HVAC,Work Area4
72311 | THR-ACC-AC-4510 | Fan Coil Unit, Ductless Split System Indoor Unit, Switchgear Bldg North | THR-ACC-WA4 | H.V.A.C.,Air Conditioner | HVAC |  | AC | http://www.toronto.ca/TWONTO#air_condition |  | Air Conditioning, AHU, HVAC,Work Area4
72312 | THR-ACC-AC-4702 | Fan Coil Unit, Ductless Split System Indoor Unit, Switchgear Bldg South | THR-ACC-WA4 | H.V.A.C.,Air Conditioner | HVAC |  | AC | http://www.toronto.ca/TWONTO#air_condition |  | Air Conditioning, AHU, HVAC,Work Area4
72313 | THR-ACC-AC-4703 | Fan Coil Unit, Ductless Split System Indoor Unit, Switchgear Bldg South | THR-ACC-WA4 | H.V.A.C.,Air Conditioner | HVAC |  | AC | http://www.toronto.ca/TWONTO#air_condition |  | Air Conditioning, AHU, HVAC,Work Area4
72314 | THR-ACC-AC-4704 | Fan Coil Unit, Ductless Split System Indoor Unit, Switchgear Bldg South | THR-ACC-WA4 | H.V.A.C.,Air Conditioner | HVAC |  | AC | http://www.toronto.ca/TWONTO#air_condition |  | Air Conditioning, AHU, HVAC,Work Area4
72315 | THR-ACC-AC-4705 | Fan Coil Unit, Ductless Split System Indoor Unit, Switchgear Bldg South | THR-ACC-WA4 | H.V.A.C.,Air Conditioner | HVAC |  | AC | http://www.toronto.ca/TWONTO#air_condition |  | Air Conditioning, AHU, HVAC,Work Area4
72316 | THR-ACC-AC-4707 | Fan Coil Unit, Ductless Split System Indoor Unit, Electrical Bldg Elec Rm | THR-ACC-WA4 | H.V.A.C.,Air Conditioner | HVAC |  | AC | http://www.toronto.ca/TWONTO#air_condition |  | Air Conditioning, AHU, HVAC,Work Area4
72317 | THR-ACC-AC-4710 | Fan Coil Unit, Ductless Split System Indoor Unit, Electrical Bldg RPU Rm | THR-ACC-WA4 | H.V.A.C.,Air Conditioner | HVAC |  | AC | http://www.toronto.ca/TWONTO#air_condition |  | Air Conditioning, AHU, HVAC,Work Area4
72318 | THR-ACC-AC-4711 | Fan Coil Unit, Ductless Split System Indoor Unit, Electrical Bldg MCC Room | THR-ACC-WA4 | H.V.A.C.,Air Conditioner | HVAC |  | AC | http://www.toronto.ca/TWONTO#air_condition |  | Air Conditioning, AHU, HVAC,Work Area4
72319 | THR-ACC-AC-4802 | Air Conditioning, Cooling & Fan Unit, Electric, Electrical Room, West Substation | THR-ACC-CU-4802 | H.V.A.C.,Air Conditioner | HVAC |  | AC | http://www.toronto.ca/TWONTO#air_condition |  | Condensing Unit, Air Conditioning, SE Roof, West Substation
72320 | THR-ACC-AC-4803 | Air Conditioning, Cooling & Fan Unit, Electric, Electrical Room, West Substation | THR-ACC-CU-4803 | H.V.A.C.,Air Conditioner | HVAC |  | AC | http://www.toronto.ca/TWONTO#air_condition |  | Condensing Unit, Air Conditioning, NE Roof, West Substation
72321 | THR-ACC-AC-5101 | Fan Coil Unit, Ductless Split System Indoor Unit, Plant Water Effluent PS | THR-ACC-FPW | H.V.A.C.,Air Conditioner | HVAC |  | AC | http://www.toronto.ca/TWONTO#air_condition |  | Air Conditioning, HVAC, Filtered Plant Water Building
72322 | THR-ACC-AC-8030 | Air Conditioning Unit, Digester Gas Compressor BLDG- Maintenance Shop | THR-ACC-DIG | H.V.A.C.,Air Conditioner | HVAC |  | AC | http://www.toronto.ca/TWONTO#air_condition |  | Air Conditioning, HVAC, Digesters
72323 | THR-ACC-ADM | Air Conditioning, HVAC, Admin Building | THR-ACC-WA3 | H.V.A.C.,Air Conditioner | HVAC |  |  | http://www.toronto.ca/TWONTO#collection_of_assets |  | Air Conditioning, Boiler, Fans & AHU
72357 | THR-ACC-ADM | Air Conditioning, HVAC, Admin Building | THR-OCS-NEW | H.V.A.C.,Air Conditioner | HVAC |  |  | http://www.toronto.ca/TWONTO#collection_of_assets |  | Odour Control, Biofilter
72366 | THR-ACC-AHU-0100A | Air Handling Unit, Headhouse Grit Area Air Supply, Headhouse Roof | THR-ACC-HH | Air Handling Unit | HVAC |  | AHU | http://www.toronto.ca/TWONTO#air_handler_unit |  | Heating, Ventilation and Air Conditioning, Head House
72367 | THR-ACC-AHU-0110 | Air Handling Unit, Headhouse Grit Area Air Supply, Headhouse Roof | THR-ACC-HH | Air Handling Unit | HVAC |  | AHU | http://www.toronto.ca/TWONTO#air_handler_unit |  | Heating, Ventilation and Air Conditioning, Head House
72368 | THR-ACC-AHU-0120 | Air Handling Unit, Headhouse Screen Area Air Supply, Headhouse Roof | THR-ACC-HH | Air Handling Unit | HVAC |  | AHU | http://www.toronto.ca/TWONTO#air_handler_unit |  | Heating, Ventilation and Air Conditioning, Head House
72514 | THR-ACC-COMP | Heating, Ventilation and Air Conditioning, Compressor Building | THR-ACC-WA3 |  | HVAC |  |  | http://www.toronto.ca/TWONTO#collection_of_assets |  | Air Conditioning, Boiler, Fans & AHU
72521 | THR-ACC-CU-0003 | Air Conditioning,Condensing unit,Electrical Room, Outdoor,Plant Water Bldg | THR-ACC-EV-0003 | H.V.A.C.,Air Conditioner | HVAC |  | CU | http://www.toronto.ca/TWONTO#AC_condenser_unit |  | Air Conditioning, Cooling & Fan Unit, Electrical Room,Plant Water Bldg
72522 | THR-ACC-CU-0130 | Condensing Unit, Electrical Room, Headhouse | THR-ACC-AC-0130 |  | HVAC |  | CU | http://www.toronto.ca/TWONTO#AC_condenser_unit |  | Air Conditioner, Electrical Room, Headhouse
72523 | THR-ACC-CU-0200 | Condensing Unit, New Electrical Room, North Grit Building | THR-RSPS-CR | H.V.A.C.,Air Conditioner | HVAC |  | CU | http://www.toronto.ca/TWONTO#AC_condenser_unit |  | New Returns Control Room
72524 | THR-ACC-CU-0200A | Air Conditioning, Condensing Unit,Final Tanks Control Room | THR-ACC-WA4 | H.V.A.C.,Air Conditioner | HVAC |  | CU | http://www.toronto.ca/TWONTO#AC_condenser_unit |  | Air Conditioning, AHU, HVAC,Work Area4
72525 | THR-ACC-CU-0220 | Condensing Unit, Electrical Room, Headhouse | THR-ACC-AC-0220 |  | HVAC |  | CU | http://www.toronto.ca/TWONTO#AC_condenser_unit |  | Air Conditioner, South Grit Electrical Room, Headhouse
72526 | THR-ACC-CU-0230 | Condensing Unit, South Grit Elecrical Room, North Grit Building | THR-ACC-AC-0230 |  | HVAC |  | CU | http://www.toronto.ca/TWONTO#AC_condenser_unit |  | Air Conditioner, New Elecrical Room, North Grit Building
72527 | THR-ACC-CU-0240 | Condensing Unit, Grit Building,Stores, North | THR-ACC-GRIT |  | HVAC |  | CU | http://www.toronto.ca/TWONTO#AC_condenser_unit |  | Heating, Ventilation and Air Conditioning, Grit Building
72528 | THR-ACC-CU-0250 | Condensing Unit, Grit Building,Electrical Room, North | THR-ACC-GRIT |  | HVAC |  | CU | http://www.toronto.ca/TWONTO#AC_condenser_unit |  | Heating, Ventilation and Air Conditioning, Grit Building
72529 | THR-ACC-CU-0610 | Air Conditioning, Condensing Unit, HPBB Roof | THR-ACC-AC-0610 | H.V.A.C.,Air Conditioner | HVAC |  | CU | http://www.toronto.ca/TWONTO#AC_condenser_unit |  | Air Cinditioning, Cooling & Fan Unit, MCC Room
72530 | THR-ACC-CU-0700 | Air Conditioning, Condensing Unit, HTP Boardroom, Admin Bldg. Outside North Wall | THR-ACC-ADM | H.V.A.C.,Air Conditioner | HVAC |  | CU | http://www.toronto.ca/TWONTO#AC_condenser_unit |  | Air Conditioning, HVAC, Admin Building
72532 | THR-ACC-CU-1103 | Condensing Unit, Grit Building, New Electrical Room | THR-ACC-AHU-1103 | H.V.A.C.,Air Conditioner | HVAC |  | CU | http://www.toronto.ca/TWONTO#AC_condenser_unit |  | Air Handling Unit, Grit Building, New Electrical Room
72533 | THR-ACC-CU-3500 | Condensing Unit, Ductless Split System outdoor Unit, Ferrous Chloride Fac Elec Rm | THR-ACC-AC-0210 |  | HVAC |  | CU | http://www.toronto.ca/TWONTO#AC_condenser_unit |  | Air Conditioner, New Electrical Room, North Grit Building
72534 | THR-ACC-CU-3601 | Air Conditioning, Condensing Unit, East Maintenance Building | THR-ACC-EMB | H.V.A.C.,Air Conditioner | HVAC |  | CU | http://www.toronto.ca/TWONTO#AC_condenser_unit |  | Air Conditioning, AHU, HVAC, East Maintenance Building
72535 | THR-ACC-CU-3601 | Air Conditioning, Condensing Unit, East Maintenance Building | THR-ACC-EV-3601 | H.V.A.C.,Air Conditioner | HVAC |  | CU | http://www.toronto.ca/TWONTO#AC_condenser_unit |  | Evaporator,1,Cooling,Electrical Room,East Workshop
72536 | THR-ACC-CU-3602 | Air Conditioning, Condensing Unit, East Maintenance Building | THR-ACC-EV-3602 | H.V.A.C.,Air Conditioner | HVAC |  | CU | http://www.toronto.ca/TWONTO#AC_condenser_unit |  | Evaporator,2,Cooling,Electrical Room,East Workshop
72537 | THR-ACC-CU-3610A | Air Conditioner,East Workshop | THR-ACC-EMB | H.V.A.C.,Air Conditioner | HVAC |  | CU | http://www.toronto.ca/TWONTO#AC_condenser_unit |  | Air Conditioning, AHU, HVAC, East Maintenance Building
72538 | THR-ACC-CU-3610B | Air Conditioner,East Workshop | THR-ACC-EMB | H.V.A.C.,Air Conditioner | HVAC |  | CU | http://www.toronto.ca/TWONTO#AC_condenser_unit |  | Air Conditioning, AHU, HVAC, East Maintenance Building
72539 | THR-ACC-CU-4000 | Condensing Unit, Ductless Split System outdoor Unit, AT Electrical Bldg Elec Rm | THR-ACC-AC-4000 | H.V.A.C.,Air Conditioner | HVAC |  | CU | http://www.toronto.ca/TWONTO#AC_condenser_unit |  | Fan Coil Unit, Ductless Split System Indoor Unit, AT Electrical Bldg MCC Rm
72540 | THR-ACC-CU-4002 | Condensing Unit, Ductless Split System outdoor Unit, AT Electrical Bldg, MCC Room | THR-ACC-WA4 | H.V.A.C.,Air Conditioner | HVAC |  | CU | http://www.toronto.ca/TWONTO#AC_condenser_unit |  | Air Conditioning, AHU, HVAC,Work Area4
72541 | THR-ACC-CU-4503 | Heat Pump Unit, Ductless Split System outdoor Unit, SP RAS PS Offices | THR-ACC-AC-4503 | H.V.A.C.,Air Conditioner | HVAC |  | CU | http://www.toronto.ca/TWONTO#AC_condenser_unit |  | Fan Coil Unit, Ducted Unit, SP RAS PS Offices
72542 | THR-ACC-CU-4504 | Condensing Unit, Ductless Split System outdoor Unit, Switchgear Bldg North | THR-ACC-AC-4504 | H.V.A.C.,Air Conditioner | HVAC |  | CU | http://www.toronto.ca/TWONTO#AC_condenser_unit |  | Fan Coil Unit, Ductless Split System Indoor Unit, Switchgear Bldg North
72543 | THR-ACC-CU-4505 | Condensing Unit, Ductless Split System outdoor Unit, Switchgear Bldg North | THR-ACC-AC-4504 | H.V.A.C.,Air Conditioner | HVAC |  | CU | http://www.toronto.ca/TWONTO#AC_condenser_unit |  | Fan Coil Unit, Ductless Split System Indoor Unit, Switchgear Bldg North
72544 | THR-ACC-CU-4506 | Condensing Unit, Ductless Split System outdoor Unit, Switchgear Bldg North | THR-ACC-AC-4504 | H.V.A.C.,Air Conditioner | HVAC |  | CU | http://www.toronto.ca/TWONTO#AC_condenser_unit |  | Fan Coil Unit, Ductless Split System Indoor Unit, Switchgear Bldg North
72545 | THR-ACC-CU-4701 | Condensing Unit, Ductless Split System outdoor Unit, Switchgear Bldg South | THR-ACC-AC-4701 | H.V.A.C.,Air Conditioner | HVAC |  | CU | http://www.toronto.ca/TWONTO#AC_condenser_unit |  | Fan Coil Unit, Ductless Split System Indoor Unit, Switchgear Bldg South
72546 | THR-ACC-CU-4702 | Condensing Unit, Ductless Split System outdoor Unit, Switchgear Bldg South | THR-ACC-AC-4702 | H.V.A.C.,Air Conditioner | HVAC |  | CU | http://www.toronto.ca/TWONTO#AC_condenser_unit |  | Fan Coil Unit, Ductless Split System Indoor Unit, Switchgear Bldg South
72547 | THR-ACC-CU-4705 | Condensing Unit, Ductless Split System outdoor Unit, Switchgear Bldg South | THR-ACC-AC-4705 | H.V.A.C.,Air Conditioner | HVAC |  | CU | http://www.toronto.ca/TWONTO#AC_condenser_unit |  | Fan Coil Unit, Ductless Split System Indoor Unit, Switchgear Bldg South
72548 | THR-ACC-CU-4706 | Condensing Unit, Ductless Split System outdoor Unit, Switchgear Bldg South | THR-ACC-AC-4706 | H.V.A.C.,Air Conditioner | HVAC |  | CU | http://www.toronto.ca/TWONTO#AC_condenser_unit |  | Fan Coil Unit, Ductless Split System Indoor Unit, Switchgear Bldg South
72549 | THR-ACC-CU-4707 | Condensing Unit, Ductless Split System outdoor Unit, Electrical Bldg Elec Rm | THR-ACC-AC-4707 | H.V.A.C.,Air Conditioner | HVAC |  | CU | http://www.toronto.ca/TWONTO#AC_condenser_unit |  | Fan Coil Unit, Ductless Split System Indoor Unit, Electrical Bldg Elec Rm
72550 | THR-ACC-CU-4708 | Condensing Unit, Ductless Split System outdoor Unit, Electrical Bldg Elec Rm | THR-ACC-AC-4708 | H.V.A.C.,Air Conditioner | HVAC |  | CU | http://www.toronto.ca/TWONTO#AC_condenser_unit |  | Fan Coil Unit, Ductless Split System Indoor Unit, Electrical Bldg Elec Rm
72551 | THR-ACC-CU-4711 | Condensing Unit, Ductless Split System outdoor Unit, SP RAS PS Electrical Building - MCC Room | THR-ACC-AC-4711 | H.V.A.C.,Air Conditioner | HVAC |  | CU | http://www.toronto.ca/TWONTO#AC_condenser_unit |  | Fan Coil Unit, Ductless Split System Indoor Unit, Electrical Bldg MCC Room
72552 | THR-ACC-CU-4802 | Condensing Unit, Air Conditioning, SE Roof, West Substation | THR-ACC-HVAC | H.V.A.C.,Air Conditioner | HVAC |  | CU | http://www.toronto.ca/TWONTO#AC_condenser_unit |  | Air Conditioning, Heating, Ventilation & Air Conditioning
72553 | THR-ACC-CU-4802 | Condensing Unit, Air Conditioning, SE Roof, West Substation | THR-HVAC-WS | H.V.A.C.,Air Conditioner | HVAC |  | CU | http://www.toronto.ca/TWONTO#AC_condenser_unit |  | Heating, Ventilation and Air Conditioning, West Substation
72554 | THR-ACC-CU-4803 | Condensing Unit, Air Conditioning, NE Roof, West Substation | THR-HVAC-WS | H.V.A.C.,Air Conditioner | HVAC |  | CU | http://www.toronto.ca/TWONTO#AC_condenser_unit |  | Heating, Ventilation and Air Conditioning, West Substation
72555 | THR-ACC-CU-5101 | Condensing Unit, Ductless Split System outdoor Unit, Plant Water Effluent PS | THR-ACC-FPW | H.V.A.C.,Air Conditioner | HVAC |  | CU | http://www.toronto.ca/TWONTO#AC_condenser_unit |  | Air Conditioning, HVAC, Filtered Plant Water Building
72556 | THR-ACC-D-4810 | H.V.A.C.,Dehumidifier | THR-ACC-MAINSUB |  | HVAC | 36313 | D | http://www.toronto.ca/TWONTO#dehumidifier |  | ACC Equipment Serving the Main Substation
72557 | THR-ACC-DIG | Air Conditioning, HVAC, Digesters | THR-ACC-HVAC | H.V.A.C.,Air Conditioner | HVAC |  |  | http://www.toronto.ca/TWONTO#collection_of_assets |  | Air Conditioning, Heating, Ventilation & Air Conditioning
72558 | THR-ACC-DIG | Air Conditioning, HVAC, Digesters | THR-ACC-WA1 | H.V.A.C.,Air Conditioner | HVAC |  |  | http://www.toronto.ca/TWONTO#collection_of_assets |  | Air Conditioning, AHU, HVAC,Work Area1
72559 | THR-ACC-DIG | Air Conditioning, HVAC, Digesters | THR-DIG | H.V.A.C.,Air Conditioner | HVAC |  |  | http://www.toronto.ca/TWONTO#collection_of_assets |  | Digester
72560 | THR-ACC-DIS | Air Conditioning, HVAC, Chlorine Building | THR-ACC-WA3 | H.V.A.C.,Air Conditioner | HVAC |  |  | http://www.toronto.ca/TWONTO#collection_of_assets |  | Air Conditioning, Boiler, Fans & AHU
72608 | THR-ACC-DM-0110 | Damper, Intake, Air Handling Unit AHU-0110, Headhouse Roof | THR-ACC-AHU-0110 | Damper/Louver | HVAC |  | DM | http://www.toronto.ca/TWONTO#air_damper |  | Air Handling Unit, Headhouse Grit Area Air Supply, Headhouse Roof
72609 | THR-ACC-DM-0111 | Damper, Discharge, Air Handling Unit AHU-0110, Headhouse Roof | THR-ACC-AHU-0110 | Damper/Louver | HVAC |  | DM | http://www.toronto.ca/TWONTO#air_damper |  | Air Handling Unit, Headhouse Grit Area Air Supply, Headhouse Roof
72610 | THR-ACC-DM-0112 | Damper, Intake, Exhaust Fan FN-0110,Headhouse Roof | THR-ACC-FN-0110 | Damper/Louver | HVAC |  | DM | http://www.toronto.ca/TWONTO#air_damper |  | Fan, Centrifugal, Exhaust Air, Headhouse Roof
72611 | THR-ACC-DM-0113 | Damper, Intake, Exhaust Fan FN-0110,Headhouse Roof | THR-ACC-FN-0110 | Damper/Louver | HVAC |  | DM | http://www.toronto.ca/TWONTO#air_damper |  | Fan, Centrifugal, Exhaust Air, Headhouse Roof
72612 | THR-ACC-DM-0120 | Damper, Intake, Air Handling Unit AHU-0120, Headhouse Roof | THR-ACC-AHU-0120 | Damper/Louver | HVAC |  | DM | http://www.toronto.ca/TWONTO#air_damper |  | Air Handling Unit, Headhouse Screen Area Air Supply, Headhouse Roof
72613 | THR-ACC-DM-0121 | Damper, Discharge, Air Handling Unit AHU-0120, Headhouse Roof | THR-ACC-AHU-0120 | Damper/Louver | HVAC |  | DM | http://www.toronto.ca/TWONTO#air_damper |  | Air Handling Unit, Headhouse Screen Area Air Supply, Headhouse Roof
72614 | THR-ACC-DM-0130 | Damper, Intake, Air Handling Unit AHU-0130, Headhouse Roof | THR-ACC-AHU-0130 | Damper/Louver | HVAC |  | DM | http://www.toronto.ca/TWONTO#air_damper |  | Air Handling Unit, Headhouse Screen Area Air Supply, Headhouse Roof
72615 | THR-ACC-DM-0140 | Damper, Intake, Air Handling Unit AHU-0140, Headhouse Loading Bay Roof | THR-ACC-AHU-0140 | Damper/Louver | HVAC |  | DM | http://www.toronto.ca/TWONTO#air_damper |  | Air Handling Unit, Headhouse Loading Bay Air Supply, Headhouse Roof
72616 | THR-ACC-DM-0150 | Damper, Intake, Air Handling Unit AHU-0150, Headhouse Loading Bay Roof | THR-ACC-AHU-0150 | Damper/Louver | HVAC |  | DM | http://www.toronto.ca/TWONTO#air_damper |  | Air Handling Unit, Headhouse Loading Bay Air Supply, Headhouse Roof
72617 | THR-ACC-DM-0200 | Damper, Intake, Air Handling Unit AHU-0200, North Grit South Fan Room | THR-ACC-AC-0200 | Damper/Louver | HVAC |  | DM | http://www.toronto.ca/TWONTO#air_damper |  | Air Conditioner, New Electrical Room, North Grit Building
72618 | THR-ACC-DM-0201A | Damper, Discharge, Air Handling Unit AHU-0200, North Grit South Fan Room | THR-ACC-AC-0200 | Damper/Louver | HVAC |  | DM | http://www.toronto.ca/TWONTO#air_damper |  | Air Conditioner, New Electrical Room, North Grit Building
72619 | THR-ACC-DM-0242 | Damper, Intake, Exhaust Fan FN-0222,North Grit | THR-ACC-FN-0222 | Damper/Louver | HVAC |  | DM | http://www.toronto.ca/TWONTO#air_damper |  | Fan, Centrifugal, Exhaust Air, North Grit Roof
72620 | THR-ACC-DM-0243 | Damper, Intake, Exhaust Fan FN-0222,North Grit | THR-ACC-FN-0222 | Damper/Louver | HVAC |  | DM | http://www.toronto.ca/TWONTO#air_damper |  | Fan, Centrifugal, Exhaust Air, North Grit Roof
72621 | THR-ACC-DM-0270 | Damper, Turbo Blower Room, North Grit | THR-ACC-GRIT | Damper/Louver | HVAC |  | DM | http://www.toronto.ca/TWONTO#air_damper |  | Heating, Ventilation and Air Conditioning, Grit Building
72626 | THR-ACC-DM-1009 | Louver,Kiosk, Bridge 0902, Primary Tank#9 | THR-ACC-AC-1009 | Damper/Louver | HVAC |  | DM | http://www.toronto.ca/TWONTO#air_damper |  | Air Conditioner, Bridge Kiosk Primary Tank#9
72627 | THR-ACC-DM-1010 | Louver,Kiosk, Bridge 1002, Primary Tank#10 | THR-ACC-AC-1010 | Damper/Louver | HVAC |  | DM | http://www.toronto.ca/TWONTO#air_damper |  | Air Conditioner, Bridge Kiosk Primary Tank10
72632 | THR-ACC-DM-1243 | Motorized Damper, Intake, Turbo Blower Room, North Grit | THR-ACC-GRIT | Damper/Louver | HVAC |  | DM | http://www.toronto.ca/TWONTO#air_damper |  | Heating, Ventilation and Air Conditioning, Grit Building
72657 | THR-ACC-DM-4800 | Damper, Intake, N Wall, Electrical Room, West Substation | THR-ACC-FN-4800 | Damper/Louver | HVAC |  | DM | http://www.toronto.ca/TWONTO#air_damper |  | Fan, Inline Centrifugal, Exhaust, S Wall, Electrical Room, West Substation
72658 | THR-ACC-DM-4801 | Damper, Discharge, S Wall, Electrical Room, West Substation | THR-ACC-FN-4801 | Damper/Louver | HVAC |  | DM | http://www.toronto.ca/TWONTO#air_damper |  | Fan, Inline Centrifugal, Exhaust, SE Wall, Control Room, West Substation
72677 | THR-ACC-EMB | Air Conditioning, AHU, HVAC, East Maintenance Building | THR-ACC-WA3 | H.V.A.C.,Air Conditioner | HVAC |  |  | http://www.toronto.ca/TWONTO#collection_of_assets |  | Air Conditioning, Boiler, Fans & AHU
72678 | THR-ACC-EMB | Air Conditioning, AHU, HVAC, East Maintenance Building | THR-ACC-WA4 | H.V.A.C.,Air Conditioner | HVAC |  |  | http://www.toronto.ca/TWONTO#collection_of_assets |  | Air Conditioning, AHU, HVAC,Work Area4
72679 | THR-ACC-EMB | Air Conditioning, AHU, HVAC, East Maintenance Building | THR-FT | H.V.A.C.,Air Conditioner | HVAC |  |  | http://www.toronto.ca/TWONTO#collection_of_assets |  | Final Tank
72680 | THR-ACC-EPS | Air Conditioning, HVAC, EPS | THR-ACC-HVAC | H.V.A.C.,Air Conditioner | HVAC |  |  | http://www.toronto.ca/TWONTO#collection_of_assets |  | Air Conditioning, Heating, Ventilation & Air Conditioning
72681 | THR-ACC-EPS | Air Conditioning, HVAC, EPS | THR-ACC-WA3 | H.V.A.C.,Air Conditioner | HVAC |  |  | http://www.toronto.ca/TWONTO#collection_of_assets |  | Air Conditioning, Boiler, Fans & AHU
72682 | THR-ACC-EPS | Air Conditioning, HVAC, EPS | THR-ACC-WA4 | H.V.A.C.,Air Conditioner | HVAC |  |  | http://www.toronto.ca/TWONTO#collection_of_assets |  | Air Conditioning, AHU, HVAC,Work Area4
72683 | THR-ACC-EPS | Air Conditioning, HVAC, EPS | THR-EPS | H.V.A.C.,Air Conditioner | HVAC |  |  | http://www.toronto.ca/TWONTO#collection_of_assets |  | Effluent Pumping Station
72684 | THR-ACC-ER | Air Conditioning, AHU, HVAC, Engine Room | THR-ACC-HVAC | H.V.A.C.,Air Conditioner | HVAC |  |  | http://www.toronto.ca/TWONTO#collection_of_assets |  | Air Conditioning, Heating, Ventilation & Air Conditioning
72724 | THR-ACC-ER | Air Conditioning, AHU, HVAC, Engine Room | THR-ACC-WA3 | H.V.A.C.,Air Conditioner | HVAC |  |  | http://www.toronto.ca/TWONTO#collection_of_assets |  | Air Conditioning, Boiler, Fans & AHU
72725 | THR-ACC-EV-0003 | Air Conditioning, Cooling & Fan Unit, Electrical Room,Plant Water Bldg | THR-ACC-CU-0003 | H.V.A.C.,Air Conditioner | HVAC |  | EV | http://www.toronto.ca/TWONTO#air_condition |  | Air Conditioning,Condensing unit,Electrical Room, Outdoor,Plant Water Bldg
72726 | THR-ACC-EV-3602 | Evaporator,2,Cooling,Electrical Room,East Workshop | THR-ACC-CU-3602 | H.V.A.C.,Air Conditioner | HVAC |  | EV | http://www.toronto.ca/TWONTO#AC_evaporator_unit |  | Air Conditioning, Condensing Unit, East Maintenance Building
72870 | THR-ACC-FN-4800 | Fan, Inline Centrifugal, Exhaust, S Wall, Electrical Room, West Substation | THR-ACC-FN | Fan,Centrifugal | HVAC |  | FN | http://www.toronto.ca/TWONTO#blower_or_fan_with_drive |  | Air Conditoning, Fans, Gallery Ventilation, Supply and Exhaust
72874 | THR-ACC-FPW | Air Conditioning, HVAC, Filtered Plant Water Building | THR-ACC-WA3 | H.V.A.C.,Air Conditioner | HVAC |  |  | http://www.toronto.ca/TWONTO#collection_of_assets |  | Air Conditioning, Boiler, Fans & AHU
72875 | THR-ACC-FPW | Air Conditioning, HVAC, Filtered Plant Water Building | THR-EPS | H.V.A.C.,Air Conditioner | HVAC |  |  | http://www.toronto.ca/TWONTO#collection_of_assets |  | Effluent Pumping Station
72876 | THR-ACC-FPW | Air Conditioning, HVAC, Filtered Plant Water Building | THR-PRS | H.V.A.C.,Air Conditioner | HVAC |  |  | http://www.toronto.ca/TWONTO#collection_of_assets |  | Phosphorous Removal System
72912 | THR-ACC-FT | Air Conditioning, Fans, Exhaust, Final Tanks & Galleries | THR-ACC-WA4 | H.V.A.C.,Air Conditioner | HVAC |  |  | http://www.toronto.ca/TWONTO#collection_of_assets |  | Air Conditioning, AHU, HVAC,Work Area4
72913 | THR-ACC-FT | Air Conditioning, Fans, Exhaust, Final Tanks & Galleries | THR-PRS | H.V.A.C.,Air Conditioner | HVAC |  |  | http://www.toronto.ca/TWONTO#collection_of_assets |  | Phosphorous Removal System
72917 | THR-ACC-GCB | Air Conditioning, HVAC, Gas Compressor Building | THR-ACC-WA3 | H.V.A.C.,Air Conditioner | HVAC |  |  | http://www.toronto.ca/TWONTO#collection_of_assets |  | Air Conditioning, Boiler, Fans & AHU
72918 | THR-ACC-GRIT | Heating, Ventilation and Air Conditioning, Grit Building | THR-ACC-HVAC |  | HVAC |  |  | http://www.toronto.ca/TWONTO#collection_of_assets |  | Air Conditioning, Heating, Ventilation & Air Conditioning
72919 | THR-ACC-GRIT | Heating, Ventilation and Air Conditioning, Grit Building | THR-OCS-NEW |  | HVAC |  |  | http://www.toronto.ca/TWONTO#collection_of_assets |  | Odour Control, Biofilter
72923 | THR-ACC-HCP2 | Heating and Cooling Pumps, WA2 | THR-ACC-AHU | Analyzer,ORP | HVAC |  |  | http://www.toronto.ca/TWONTO#collection_of_assets |  | Air Conditioning, Air Handling Unit, Gallery Ventilation
72924 | THR-ACC-HCP2 | Heating and Cooling Pumps, WA2 | THR-OCS-NEW | Analyzer,ORP | HVAC |  |  | http://www.toronto.ca/TWONTO#collection_of_assets |  | Odour Control, Biofilter
72925 | THR-ACC-HCP4 | Heating and Cooling Pumps, HVAC,WA4 | THR-ACC-WA4 | Analyzer,ORP | HVAC |  |  | http://www.toronto.ca/TWONTO#collection_of_assets |  | Air Conditioning, AHU, HVAC,Work Area4
72926 | THR-ACC-HCP4 | Heating and Cooling Pumps, HVAC,WA4 | THR-DCL | Analyzer,ORP | HVAC |  |  | http://www.toronto.ca/TWONTO#collection_of_assets |  | Dechlorination
72944 | THR-ACC-HH | Heating, Ventilation and Air Conditioning, Head House | THR-ACC-HVAC |  | HVAC |  |  | http://www.toronto.ca/TWONTO#collection_of_assets |  | Air Conditioning, Heating, Ventilation & Air Conditioning
72945 | THR-ACC-HH | Heating, Ventilation and Air Conditioning, Head House | THR-PLT |  | HVAC |  |  | http://www.toronto.ca/TWONTO#collection_of_assets |  | Preliminary Treatment
72948 | THR-ACC-HPBB | Air Conditioning, HVAC,Fans, High Pressure Blower Building | THR-ACC-WA3 | H.V.A.C.,Air Conditioner | HVAC |  |  | http://www.toronto.ca/TWONTO#collection_of_assets |  | Air Conditioning, Boiler, Fans & AHU
73130 | THR-ACC-NR-610 | Air Handling Unit, Engine Room Workshop | THR-ACC-ADM | H.V.A.C.,Heater,Unit | HVAC |  | NR | http://www.toronto.ca/TWONTO#air_handler_unit |  | Air Conditioning, HVAC, Admin Building
73131 | THR-ACC-NR-640 | HVAC Unit & Fan, West Maintenance Shop | THR-ACC-ADM | H.V.A.C.,Heater,Unit | HVAC |  | NR | http://www.toronto.ca/TWONTO#heater |  | Air Conditioning, HVAC, Admin Building
73132 | THR-ACC-NR-649 | HVAC Unit & Fan, Maintenance Planner Office | THR-ACC-HVAC | H.V.A.C.,Heater,Unit | HVAC |  | NR | http://www.toronto.ca/TWONTO#heater |  | Air Conditioning, Heating, Ventilation & Air Conditioning
73133 | THR-ACC-NR-654 | HVAC Unit & Fan, Kenis Cairo Office | THR-ACC-ADM | H.V.A.C.,Heater,Unit | HVAC |  | NR | http://www.toronto.ca/TWONTO#heater |  | Air Conditioning, HVAC, Admin Building
73134 | THR-ACC-NR-655 | HVAC Unit & Fan, Ground Floor, Machine Shop SW Ceiling | THR-ACC-ADM | H.V.A.C.,Heater,Unit | HVAC |  | NR | http://www.toronto.ca/TWONTO#heater |  | Air Conditioning, HVAC, Admin Building
73135 | THR-ACC-NR-656 | HVAC Unit & Fan, Ground Floor, Machine Shop SE Ceiling | THR-ACC-ADM | H.V.A.C.,Heater,Unit | HVAC |  | NR | http://www.toronto.ca/TWONTO#heater |  | Air Conditioning, HVAC, Admin Building
73136 | THR-ACC-NR-659 | HVAC Unit & Fan, Women Washroom | THR-ACC-ADM | H.V.A.C.,Heater,Unit | HVAC |  | NR | http://www.toronto.ca/TWONTO#heater |  | Air Conditioning, HVAC, Admin Building
73137 | THR-ACC-NR-663 | HVAC Unit & Fan, Ground Floor, Admin Stairs S to 2nd Floor | THR-ACC-ADM | H.V.A.C.,Heater,Unit | HVAC |  | NR | http://www.toronto.ca/TWONTO#heater |  | Air Conditioning, HVAC, Admin Building
73138 | THR-ACC-NR-666 | HVAC Unit & Fan, Admin Lunch Room | THR-ACC-ADM | H.V.A.C.,Heater,Unit | HVAC |  | NR | http://www.toronto.ca/TWONTO#heater |  | Air Conditioning, HVAC, Admin Building
73139 | THR-ACC-NR-667 | HVAC Unit & Fan, Admin Lunch Room | THR-ACC-ADM | H.V.A.C.,Heater,Unit | HVAC |  | NR | http://www.toronto.ca/TWONTO#heater |  | Air Conditioning, HVAC, Admin Building
73140 | THR-ACC-NR-670 | HVAC Unit & Fan, Across Admin Lunch Room | THR-ACC-WA3 | H.V.A.C.,Heater,Unit | HVAC |  | NR | http://www.toronto.ca/TWONTO#heater |  | Air Conditioning, Boiler, Fans & AHU
73141 | THR-ACC-NR-672 | HVAC Unit & Fan, Main Floor Hallway | THR-ACC-ADM | H.V.A.C.,Heater,Unit | HVAC |  | NR | http://www.toronto.ca/TWONTO#heater |  | Air Conditioning, HVAC, Admin Building
73142 | THR-ACC-NR-675 | HVAC Unit & Fan, Men's Wash Room | THR-ACC-ADM | H.V.A.C.,Heater,Unit | HVAC |  | NR | http://www.toronto.ca/TWONTO#heater |  | Air Conditioning, HVAC, Admin Building
73143 | THR-ACC-NR-677 | HVAC Unit & Fan, Main Floor Photocopy Room | THR-ACC-ADM | H.V.A.C.,Heater,Unit | HVAC |  | NR | http://www.toronto.ca/TWONTO#heater |  | Air Conditioning, HVAC, Admin Building
73144 | THR-ACC-NR-678 | HVAC Unit & Fan, Main Floor V. Wilson Office | THR-ACC-ADM | H.V.A.C.,Heater,Unit | HVAC |  | NR | http://www.toronto.ca/TWONTO#heater |  | Air Conditioning, HVAC, Admin Building
73145 | THR-ACC-NR-683 | HVAC Unit & Fan, Main Floor Voitek Office | THR-ACC-ADM | H.V.A.C.,Heater,Unit | HVAC |  | NR | http://www.toronto.ca/TWONTO#heater |  | Air Conditioning, HVAC, Admin Building
73146 | THR-ACC-NR-688 | HVAC Unit & Fan, Main Floor Library | THR-ACC-ADM | H.V.A.C.,Heater,Unit | HVAC |  | NR | http://www.toronto.ca/TWONTO#heater |  | Air Conditioning, HVAC, Admin Building
73147 | THR-ACC-NR-691 | HVAC Unit & Fan, Main Floor Board Room | THR-ACC-ADM | H.V.A.C.,Heater,Unit | HVAC |  | NR | http://www.toronto.ca/TWONTO#heater |  | Air Conditioning, HVAC, Admin Building
73148 | THR-ACC-NR-693 | HVAC Unit & Fan, Main Floor Near Board Room | THR-ACC-ADM | H.V.A.C.,Heater,Unit | HVAC |  | NR | http://www.toronto.ca/TWONTO#heater |  | Air Conditioning, HVAC, Admin Building
73149 | THR-ACC-NR-695 | HVAC Unit & Fan, Main Lobby Reception | THR-ACC-ADM | H.V.A.C.,Heater,Unit | HVAC |  | NR | http://www.toronto.ca/TWONTO#heater |  | Air Conditioning, HVAC, Admin Building
73150 | THR-ACC-NR-696 | HVAC Unit & Fan, Main Lobby Ceiling, Above Main Door | THR-ACC-ADM | H.V.A.C.,Heater,Unit | HVAC |  | NR | http://www.toronto.ca/TWONTO#heater |  | Air Conditioning, HVAC, Admin Building
73151 | THR-ACC-NR-697 | HVAC Unit & Fan, Main Floor Stairs E to 2nd Floor | THR-ACC-ADM | H.V.A.C.,Heater,Unit | HVAC |  | NR | http://www.toronto.ca/TWONTO#heater |  | Air Conditioning, HVAC, Admin Building
73152 | THR-ACC-NR-701 | HVAC Unit & Fan, Electrical Shop Office | THR-ACC-ADM | H.V.A.C.,Heater,Unit | HVAC |  | NR | http://www.toronto.ca/TWONTO#heater |  | Air Conditioning, HVAC, Admin Building
73153 | THR-ACC-NR-702 | HVAC Unit & Fan, Electrical Shop Office | THR-ACC-ADM | H.V.A.C.,Heater,Unit | HVAC |  | NR | http://www.toronto.ca/TWONTO#heater |  | Air Conditioning, HVAC, Admin Building
73154 | THR-ACC-NR-705 | HVAC Unit & Fan, Electrical Shop | THR-ACC-ADM | H.V.A.C.,Heater,Unit | HVAC |  | NR | http://www.toronto.ca/TWONTO#heater |  | Air Conditioning, HVAC, Admin Building
73155 | THR-ACC-NR-706 | HVAC Unit & Fan, Electrical Shop | THR-ACC-ADM | H.V.A.C.,Heater,Unit | HVAC |  | NR | http://www.toronto.ca/TWONTO#heater |  | Air Conditioning, HVAC, Admin Building
73156 | THR-ACC-NR-707 | HVAC Unit & Fan, Electrical Shop | THR-ACC-ADM | H.V.A.C.,Heater,Unit | HVAC |  | NR | http://www.toronto.ca/TWONTO#heater |  | Air Conditioning, HVAC, Admin Building
73157 | THR-ACC-NR-708 | HVAC Unit & Fan, Electrical Shop | THR-ACC-ADM | H.V.A.C.,Heater,Unit | HVAC |  | NR | http://www.toronto.ca/TWONTO#heater |  | Air Conditioning, HVAC, Admin Building
73158 | THR-ACC-NR-710 | HVAC Unit & Fan, Instrument Shop | THR-ACC-ADM | H.V.A.C.,Heater,Unit | HVAC |  | NR | http://www.toronto.ca/TWONTO#heater |  | Air Conditioning, HVAC, Admin Building
73159 | THR-ACC-NR-711 | HVAC Unit & Fan, Instrument Shop | THR-ACC-ADM | H.V.A.C.,Heater,Unit | HVAC |  | NR | http://www.toronto.ca/TWONTO#heater |  | Air Conditioning, HVAC, Admin Building
73160 | THR-ACC-NR-719 | HVAC Unit & Fan, Men's Wash Room Corridor | THR-ACC-ADM | H.V.A.C.,Heater,Unit | HVAC |  | NR | http://www.toronto.ca/TWONTO#heater |  | Air Conditioning, HVAC, Admin Building
73161 | THR-ACC-NR-720 | HVAC Unit & Fan, Men's Wash Room Corridor | THR-ACC-ADM | H.V.A.C.,Heater,Unit | HVAC |  | NR | http://www.toronto.ca/TWONTO#heater |  | Air Conditioning, HVAC, Admin Building
73162 | THR-ACC-NR-721 | HVAC Unit & Fan, Control Room Corridor | THR-ACC-HVAC | H.V.A.C.,Heater,Unit | HVAC |  | NR | http://www.toronto.ca/TWONTO#heater |  | Air Conditioning, Heating, Ventilation & Air Conditioning
73163 | THR-ACC-NR-727 | HVAC Unit & Fan, Lunch Room | THR-ACC-ADM | H.V.A.C.,Heater,Unit | HVAC |  | NR | http://www.toronto.ca/TWONTO#heater |  | Air Conditioning, HVAC, Admin Building
73164 | THR-ACC-NR-728 | HVAC Unit & Fan, Lunch Room | THR-ACC-ADM | H.V.A.C.,Heater,Unit | HVAC |  | NR | http://www.toronto.ca/TWONTO#heater |  | Air Conditioning, HVAC, Admin Building
73165 | THR-ACC-NR-730 | HVAC Unit & Fan, Lunch Room | THR-ACC-ADM | H.V.A.C.,Heater,Unit | HVAC |  | NR | http://www.toronto.ca/TWONTO#heater |  | Air Conditioning, HVAC, Admin Building
73166 | THR-ACC-NR-731 | HVAC Unit & Fan, 2nd Floor South End Stairs | THR-ACC-ADM | H.V.A.C.,Heater,Unit | HVAC |  | NR | http://www.toronto.ca/TWONTO#heater |  | Air Conditioning, HVAC, Admin Building
73167 | THR-ACC-NR-737 | HVAC Unit & Fan, 2nd Floor East Wall | THR-ACC-ADM | H.V.A.C.,Heater,Unit | HVAC |  | NR | http://www.toronto.ca/TWONTO#heater |  | Air Conditioning, HVAC, Admin Building
73168 | THR-ACC-NR-739 | HVAC Unit & Fan, Lab. East Wall | THR-ACC-ADM | H.V.A.C.,Heater,Unit | HVAC |  | NR | http://www.toronto.ca/TWONTO#heater |  | Air Conditioning, HVAC, Admin Building
73169 | THR-ACC-NR-740 | HVAC Unit & Fan, Lab. East Wall | THR-ACC-ADM | H.V.A.C.,Heater,Unit | HVAC |  | NR | http://www.toronto.ca/TWONTO#heater |  | Air Conditioning, HVAC, Admin Building
73170 | THR-ACC-NR-784 | HVAC, Heater, Baseboard,Chlorine Bldg | THR-ACC-DIS | H.V.A.C.,Heater,Unit | HVAC |  | NR | http://www.toronto.ca/TWONTO#heater |  | Air Conditioning, HVAC, Chlorine Building
73171 | THR-ACC-NR-785 | HVAC, Heater Unit and Fan, Dechlorination Bldg | THR-ACC-DIS | H.V.A.C.,Heater,Unit | HVAC |  | NR | http://www.toronto.ca/TWONTO#heater |  | Air Conditioning, HVAC, Chlorine Building
73172 | THR-ACC-NR-787 | HVAC, Heater Unit & Fan, Dechlorination Bldg | THR-ACC-DIS | H.V.A.C.,Heater,Unit | HVAC |  | NR | http://www.toronto.ca/TWONTO#heater |  | Air Conditioning, HVAC, Chlorine Building
73173 | THR-ACC-NR-789 | HVAC, Heater Unit & Fan,Chlorine Bldg | THR-ACC-DIS | H.V.A.C.,Heater,Unit | HVAC |  | NR | http://www.toronto.ca/TWONTO#heater |  | Air Conditioning, HVAC, Chlorine Building
73174 | THR-ACC-NR-791 | HVAC, Heater Unit & Fan (Removed from Service) | THR-ACC-DIS | H.V.A.C.,Heater,Unit | HVAC | 35147 | NR | http://www.toronto.ca/TWONTO#heater |  | Air Conditioning, HVAC, Chlorine Building
73175 | THR-ACC-NR-793 | HVAC, Heater Unit & Fan,Chlorine Bldg | THR-ACC-DIS | H.V.A.C.,Heater,Unit | HVAC |  | NR | http://www.toronto.ca/TWONTO#heater |  | Air Conditioning, HVAC, Chlorine Building
73176 | THR-ACC-NR-794 | HVAC, Heater Unit & Fan,Chlorine Bldg | THR-ACC-DIS | H.V.A.C.,Heater,Unit | HVAC |  | NR | http://www.toronto.ca/TWONTO#heater |  | Air Conditioning, HVAC, Chlorine Building
73177 | THR-ACC-NR-795 | HVAC, Heater Unit & Fan,Chlorine Bldg | THR-ACC-DIS | H.V.A.C.,Heater,Unit | HVAC |  | NR | http://www.toronto.ca/TWONTO#heater |  | Air Conditioning, HVAC, Chlorine Building
73178 | THR-ACC-NR-796 | HVAC, Heater Unit & Fan,Chlorine Bldg | THR-ACC-DIS | H.V.A.C.,Heater,Unit | HVAC |  | NR | http://www.toronto.ca/TWONTO#heater |  | Air Conditioning, HVAC, Chlorine Building
73189 | THR-ACC-NU-561 | Fan and Heating Coil Unit, Electric, Odour Control Bldg. Gallery | THR-ACC-OCS | Fan | HVAC |  | NU | http://www.toronto.ca/TWONTO#heater |  | Air Conditioning, HVAC, Odour Control Bldg.
73192 | THR-ACC-NU-567 | Ducted Heater Unit, Electric, Odour Control Bldg. Gallery | THR-ACC-OCS | Fan | HVAC |  | NU | http://www.toronto.ca/TWONTO#heater |  | Air Conditioning, HVAC, Odour Control Bldg.
73270 | THR-ACC-NX-645 | HVAC, Heating and Air Conditioing Unit, Consultant Bldg. | THR-ACC-ER | H.V.A.C. | HVAC |  | NX | http://www.toronto.ca/TWONTO#air_condition |  | Air Conditioning, AHU, HVAC, Engine Room
73271 | THR-ACC-NX-645 | HVAC, Heating and Air Conditioing Unit, Consultant Bldg. | THR-HVAC-CB | H.V.A.C. | HVAC |  | NX | http://www.toronto.ca/TWONTO#air_condition |  | Heating, Ventilation and Air Conditioning, Consultant Building
73272 | THR-ACC-NX-651 | A/C Unit, Instrument Shop, Admin Bldg. Roof | THR-ACC-ADM | H.V.A.C.,Air Conditioner | HVAC |  | NX | http://www.toronto.ca/TWONTO#air_condition |  | Air Conditioning, HVAC, Admin Building
73290 | THR-ACC-NX-716 | Heating and Cooling Unit for Training Room | THR-ACC-ADM | H.V.A.C. | HVAC |  | NX | http://www.toronto.ca/TWONTO#air_condition |  | Air Conditioning, HVAC, Admin Building
73308 | THR-ACC-NX-743S | HVAC, Air Conditioning Unit, Centralized AC,Chlorine Bldg | THR-ACC-DIS | H.V.A.C.,Air Conditioner | HVAC | 40231 | NX | http://www.toronto.ca/TWONTO#air_condition |  | Air Conditioning, HVAC, Chlorine Building
73309 | THR-ACC-NX-745 | HVAC, Air Conditioning Unit,,Chlorine Bldg,Roof | THR-ACC-DIS | H.V.A.C.,Air Conditioner | HVAC |  | NX | http://www.toronto.ca/TWONTO#air_condition |  | Air Conditioning, HVAC, Chlorine Building
73365 | THR-ACC-NX-793 | Air Handling Unit, Chlorine Bldg. | THR-ACC-DIS | Air Handling Unit | HVAC |  | NX | http://www.toronto.ca/TWONTO#air_handler_unit |  | Air Conditioning, HVAC, Chlorine Building
73377 | THR-ACC-OCS | Air Conditioning, HVAC, Odour Control Bldg. | THR-ACC-HVAC | H.V.A.C.,Air Conditioner | HVAC |  |  | http://www.toronto.ca/TWONTO#collection_of_assets |  | Air Conditioning, Heating, Ventilation & Air Conditioning
73378 | THR-ACC-OCS | Air Conditioning, HVAC, Odour Control Bldg. | THR-ACC-WA1 | H.V.A.C.,Air Conditioner | HVAC |  |  | http://www.toronto.ca/TWONTO#collection_of_assets |  | Air Conditioning, AHU, HVAC,Work Area1
73379 | THR-ACC-OCS | Air Conditioning, HVAC, Odour Control Bldg. | THR-OCS | H.V.A.C.,Air Conditioner | HVAC |  |  | http://www.toronto.ca/TWONTO#collection_of_assets |  | Odour Control System
73536 | THR-ACC-PRM | Heating, Ventilation and Air Conditioning, Primaries | THR-ACC-WA3 |  | HVAC |  |  | http://www.toronto.ca/TWONTO#collection_of_assets |  | Air Conditioning, Boiler, Fans & AHU
73537 | THR-ACC-PRM | Heating, Ventilation and Air Conditioning, Primaries | THR-PRM |  | HVAC |  |  | http://www.toronto.ca/TWONTO#collection_of_assets |  | Primary Treatment
73538 | THR-ACC-PRS | Heating, Ventilation and Air Conditioning, Ferrous Chloride Building | THR-ACC-HVAC |  | HVAC |  |  | http://www.toronto.ca/TWONTO#collection_of_assets |  | Air Conditioning, Heating, Ventilation & Air Conditioning
73539 | THR-ACC-PRS | Heating, Ventilation and Air Conditioning, Ferrous Chloride Building | THR-ACC-WA3 |  | HVAC |  |  | http://www.toronto.ca/TWONTO#collection_of_assets |  | Air Conditioning, Boiler, Fans & AHU
73579 | THR-ACC-RSPS | Air Conditioning, AHU, HVAC, Exhaust Fans,RSPS | THR-ACC-WA3 | H.V.A.C.,Air Conditioner | HVAC |  |  | http://www.toronto.ca/TWONTO#collection_of_assets |  | Air Conditioning, Boiler, Fans & AHU
73622 | THR-ACC-T&G | Air Conditioning, AHU, HVAC, Tunnels & Galleries | THR-ACC-WA4 | H.V.A.C.,Air Conditioner | HVAC |  |  | http://www.toronto.ca/TWONTO#collection_of_assets |  | Air Conditioning, AHU, HVAC,Work Area4
73623 | THR-ACC-T&G | Air Conditioning, AHU, HVAC, Tunnels & Galleries | THR-FT | H.V.A.C.,Air Conditioner | HVAC |  |  | http://www.toronto.ca/TWONTO#collection_of_assets |  | Final Tank
73656 | THR-ACC-THK | Air Conditioning, AHU, HVAC, STB | THR-ACC-WA3 | H.V.A.C.,Air Conditioner | HVAC |  |  | http://www.toronto.ca/TWONTO#collection_of_assets |  | Air Conditioning, Boiler, Fans & AHU
73657 | THR-ACC-THK | Air Conditioning, AHU, HVAC, STB | THR-THK | H.V.A.C.,Air Conditioner | HVAC |  |  | http://www.toronto.ca/TWONTO#collection_of_assets |  | Sludge Thickening
73832 | THR-ACC-TSL-4802 | Switch, Temperature, HTR-4802, S Wall, Control Room, West Substation | THR-ACC-HTR-4802 | Switch,Temperature-Low | HVAC |  | TSL | http://www.toronto.ca/TWONTO#temperature_switch |  | Heater, Cabinet Convection, Electric, S Wall, Control Room, West Substation
77678 | THR-DIS-FN-0200 | Fan, Washroom, Disinfection Building | THR-DIS | Fan | HVAC |  | FN | http://www.toronto.ca/TWONTO#blower_or_fan_with_drive |  | Disinfection
81320 | THR-HVAC-CB | Heating, Ventilation and Air Conditioning, Consultant Building | THR-ACC-HVAC |  | HVAC |  |  | http://www.toronto.ca/TWONTO#collection_of_assets |  | Air Conditioning, Heating, Ventilation & Air Conditioning
81321 | THR-HVAC-WS | Heating, Ventilation and Air Conditioning, West Substation | THR-ACC-HVAC |  | HVAC |  |  | http://www.toronto.ca/TWONTO#collection_of_assets |  | Air Conditioning, Heating, Ventilation & Air Conditioning
81812 | THR-OCS-DM-0061 | Damper, Butterfly, Suction, Fan 0060, Carbon System | THR-OCS-FN-0060 | Damper/Louver | HVAC |  | DM | http://www.toronto.ca/TWONTO#air_damper |  | Fan, Centrifugal, Odourous Air, Carbon System
81813 | THR-OCS-DM-0071 | Damper, Butterfly, Suction, Fan 0070, Carbon System | THR-OCS-FN-0070 | Damper/Louver | HVAC |  | DM | http://www.toronto.ca/TWONTO#air_damper |  | Fan, Centrifugal, Odourous Air, Carbon System
81814 | THR-OCS-DM-0072 | Damper, Butterfly, Discharge, Fan 0070, Carbon System - Omitted | THR-OCS-FN-0070 | Damper/Louver | HVAC |  | DM | http://www.toronto.ca/TWONTO#air_damper |  | Fan, Centrifugal, Odourous Air, Carbon System
81815 | THR-OCS-DM-2217 | Damper, Butterfly, Suction, Fan 2210, North Biofilter | THR-OCS-FN-2210 | Damper/Louver | HVAC |  | DM | http://www.toronto.ca/TWONTO#air_damper |  | Fan, Centrifugal, Odourous Air, North Biofilter
81816 | THR-OCS-DM-2218 | Damper, Butterfly, Discharge, Fan 2210, North Biofilter | THR-OCS-FN-2210 | Damper/Louver | HVAC |  | DM | http://www.toronto.ca/TWONTO#air_damper |  | Fan, Centrifugal, Odourous Air, North Biofilter
81817 | THR-OCS-DM-2228 | Damper, Butterfly, Discharge, Fan 2220, North Biofilter | THR-OCS-FN-2220 | Damper/Louver | HVAC |  | DM | http://www.toronto.ca/TWONTO#air_damper |  | Fan, Centrifugal, Odourous Air, North Biofilter
85628 | TNT-ACC-AC-2002A | Air Conditioner | TNT-ACC-AC | H.V.A.C.,Air Conditioner | HVAC |  | AC | http://www.toronto.ca/TWONTO#air_condition |  | HVAC- Air conditioner and cooling units
85629 | TNT-ACC-AC-2004A | Air Conditioner | TNT-ACC-AC | H.V.A.C.,Air Conditioner | HVAC |  | AC | http://www.toronto.ca/TWONTO#air_condition |  | HVAC- Air conditioner and cooling units
85630 | TNT-ACC-AC-2005A | Air Conditioner | TNT-ACC-AC | H.V.A.C.,Air Conditioner | HVAC |  | AC | http://www.toronto.ca/TWONTO#air_condition |  | HVAC- Air conditioner and cooling units
85631 | TNT-ACC-AC-2008A | Air Conditioner | TNT-ACC-AC | H.V.A.C.,Air Conditioner | HVAC |  | AC | http://www.toronto.ca/TWONTO#air_condition |  | HVAC- Air conditioner and cooling units
85632 | TNT-ACC-AC-2010A | Air Conditioner | TNT-ACC-AC | H.V.A.C.,Air Conditioner | HVAC |  | AC | http://www.toronto.ca/TWONTO#air_condition |  | HVAC- Air conditioner and cooling units
85633 | TNT-ACC-AHU-1601 | Air handling unit | TNT-ACC-AHU | Air Handling Unit | HVAC |  | AHU | http://www.toronto.ca/TWONTO#air_handler_unit |  | HVAC- AHUs and Fans
85636 | TNT-ACC-CU-2002B | Air Conditioner, outdoor condensor | TNT-ACC-AC | H.V.A.C.,Chiller | HVAC |  | CU | http://www.toronto.ca/TWONTO#AC_condenser_unit |  | HVAC- Air conditioner and cooling units
85637 | TNT-ACC-CU-2003B | Air Conditioner, outdoor condensor | TNT-ACC-AC | H.V.A.C.,Chiller | HVAC |  | CU | http://www.toronto.ca/TWONTO#AC_condenser_unit |  | HVAC- Air conditioner and cooling units
85638 | TNT-ACC-CU-2004B | Air Conditioner, outdoor condensor | TNT-ACC-AC | H.V.A.C.,Chiller | HVAC |  | CU | http://www.toronto.ca/TWONTO#AC_condenser_unit |  | HVAC- Air conditioner and cooling units
85639 | TNT-ACC-CU-2005B | Air Conditioner, outdoor condensor | TNT-ACC-AC | H.V.A.C.,Chiller | HVAC |  | CU | http://www.toronto.ca/TWONTO#AC_condenser_unit |  | HVAC- Air conditioner and cooling units
85640 | TNT-ACC-CU-2008B | Air Conditioner, outdoor condensor | TNT-ACC-AC | H.V.A.C.,Chiller | HVAC |  | CU | http://www.toronto.ca/TWONTO#AC_condenser_unit |  | HVAC- Air conditioner and cooling units
90311 | WTR-PDS-AC-0001 | Air Conditioner, Dorset PS | WTR-PDS-ACC |  | HVAC |  | AC | http://www.toronto.ca/TWONTO#air_condition |  | Air Conditioning, Heating and Ventilation
90596 | WTR-PEL-CU-1092 | Condensing Unit, FN-1092, AHU-1001, Economizer, Generator Building, Roof | WTR-PEL-AHU-1001 | H.V.A.C.,Air Conditioner | HVAC |  | CU | http://www.toronto.ca/TWONTO#AC_condenser_unit |  | Air Handling Unit, Generator Building, Roof
91602 | WTR-PJO-ACC | Air Conditioning, Heating and Ventilation | WTR-PJO |  | HVAC |  |  | http://www.toronto.ca/TWONTO#collection_of_assets |  | Wm. H. Johnston Pumping Station
92546 | FIS-ACC-AC-3001 | Air Conditioner, Settling Basins 9 & 11, Access Building, PLC Room, N/E Corner | FIS-RMF-PLCRM | H.V.A.C.,Air Conditioner | HVAC |  | AC | http://www.toronto.ca/TWONTO#air_condition |  | FIS RMF PLC Room
92547 | FIS-ACC-AC-4500 | Air Conditioner, Workshop Building, Outside, South | FIS-HVAC | Air Handling Unit | HVAC |  | AC | http://www.toronto.ca/TWONTO#air_condition |  | Climate Control
92549 | FIS-ACC-AHU-0101 | Air Handling Unit, Raw Water Building, S/W Unit | FIS-SUSPENDED | Air Handling Unit | HVAC |  | AHU | http://www.toronto.ca/TWONTO#air_handler_unit |  | Obsolete Entities/Processes
92550 | FIS-ACC-AHU-0401 | Air Handling Unit, Filter Complex, Basement Floor, Pump Room, North Unit | FIS-SUSPENDED | Air Handling Unit | HVAC | 46012 | AHU | http://www.toronto.ca/TWONTO#air_handler_unit |  | Obsolete Entities/Processes
92551 | FIS-ACC-AHU-0501 | Air Handling Unit, Filter Complex, Basement | FIS-HVAC | Air Handling Unit | HVAC |  | AHU | http://www.toronto.ca/TWONTO#air_handler_unit |  | Climate Control
92552 | FIS-ACC-AHU-4001 | Air Handling Unit, Marine Yard Ventilation, Mechanical/Electrical Room | FIS-MARINE-M/ERM | Air Handling Unit | HVAC |  | AHU | http://www.toronto.ca/TWONTO#air_handler_unit |  | Mechanical/ Electrical Room, Marine Yard Building
92553 | FIS-ACC-AHU-4500 | Air Handling Unit, Machine Shop Supply, North/West Side, Ground Level, Workshop Building | FIS-HVAC | Air Handling Unit | HVAC |  | AHU | http://www.toronto.ca/TWONTO#air_handler_unit |  | Climate Control
92565 | FIS-ACC-CP-4000 | Panel, Control, Building Automation System, Mechanical/Electrical Room | FIS-MARINE-BUILDING |  | HVAC |  | CP | http://www.toronto.ca/TWONTO#process_control_panel |  | FIS Marine Yard Building
92566 | FIS-ACC-CU-4001 | Condenser Unit, Marine Yard Cooling, Outside Mechanical/Electrical Room | FIS-ACC-AHU-4001 |  | HVAC |  | CU | http://www.toronto.ca/TWONTO#AC_condenser_unit |  | Air Handling Unit, Marine Yard Ventilation, Mechanical/Electrical Room
92639 | FIS-ACC-DM-3001 | Damper, Actuated, Air Intake to RMF Polymer Storage & Feeder Building, RMF Polymer Storage & Feeder Building, Polymer Storage Room, N/W Corner | FIS-ACC-FN-3001 | Damper/Louver | HVAC |  | DM | http://www.toronto.ca/TWONTO#air_damper |  | Fan, Exhaust, Polymer Storage & Feeder Building, RMF Polymer Storage & Feeder Building, Polymer Storage Room, N/W Corner,S/E Corner
92640 | FIS-ACC-DM-3002 | Damper, Actuated, Exhaust Fan FN-3001, Polymer Storage & Feeder Building, RMF Polymer Storage & Feeder Building, Polymer Storage Room, S/E Corner | FIS-ACC-FN-3001 | Damper/Louver | HVAC |  | DM | http://www.toronto.ca/TWONTO#air_damper |  | Fan, Exhaust, Polymer Storage & Feeder Building, RMF Polymer Storage & Feeder Building, Polymer Storage Room, N/W Corner,S/E Corner
92641 | FIS-ACC-DM-3002 | Damper, Actuated, Exhaust Fan FN-3001, Polymer Storage & Feeder Building, RMF Polymer Storage & Feeder Building, Polymer Storage Room, S/E Corner | FIS-POL-ROOM | Damper/Louver | HVAC |  | DM | http://www.toronto.ca/TWONTO#air_damper |  | FIS RMF Polymer Storage Room
92642 | FIS-ACC-DM-4003 | Damper, Motorized, Return Air for AHU, Mechanical/Electrical Room | FIS-ACC-AHU-4001 |  | HVAC |  | DM | http://www.toronto.ca/TWONTO#air_damper |  | Air Handling Unit, Marine Yard Ventilation, Mechanical/Electrical Room
92643 | FIS-ACC-DM-4004 | Damper, Motorized, Outside Air for FN-4004, Mechanical/Electrical Room | FIS-ACC-FN-4004 |  | HVAC |  | DM | http://www.toronto.ca/TWONTO#air_damper |  | Fan, Celing mounted, Marine Yard Building, Mechanical/Electrical Room
92644 | FIS-ACC-DM-4006 | Damper, Motorized, Outside Air, Mechanical/Electrical Room | FIS-ACC-CP-4000 |  | HVAC |  | DM | http://www.toronto.ca/TWONTO#air_damper |  | Panel, Control, Building Automation System, Mechanical/Electrical Room
92645 | FIS-ACC-DM-4006 | Damper, Motorized, Outside Air, Mechanical/Electrical Room | FIS-MARINE-M/ERM |  | HVAC |  | DM | http://www.toronto.ca/TWONTO#air_damper |  | Mechanical/ Electrical Room, Marine Yard Building
92646 | FIS-ACC-DM-4010 | Damper, Motorized, FN-4003, Mechanical/Electrical Room | FIS-ACC-FN-4003 |  | HVAC |  | DM | http://www.toronto.ca/TWONTO#air_damper |  | Fan, Celing mounted, Marine Yard Building, Mechanical/Electrical Room
92656 | FIS-ACC-FN-3001 | Fan, Exhaust, Polymer Storage & Feeder Building, RMF Polymer Storage & Feeder Building, Polymer Storage Room, N/W Corner,S/E Corner | FIS-POL-ROOM | Fan | HVAC |  | FN | http://www.toronto.ca/TWONTO#blower_or_fan_with_drive |  | FIS RMF Polymer Storage Room
92657 | FIS-ACC-FN-4001 | Fan, Celing mounted, Marine Yard Building, Mechanical/Electrical Room | FIS-ACC-MARINEYARD |  | HVAC |  | FN | http://www.toronto.ca/TWONTO#blower_or_fan_with_drive |  | HVAC Marine Yard Building
92658 | FIS-ACC-FN-4002 | Fan, Celing mounted, Marine Yard Building, Mechanical/Electrical Room | FIS-ACC-MARINEYARD |  | HVAC |  | FN | http://www.toronto.ca/TWONTO#blower_or_fan_with_drive |  | HVAC Marine Yard Building
92659 | FIS-ACC-FN-4003 | Fan, Celing mounted, Marine Yard Building, Mechanical/Electrical Room | FIS-MARINE-M/ERM |  | HVAC |  | FN | http://www.toronto.ca/TWONTO#blower_or_fan_with_drive |  | Mechanical/ Electrical Room, Marine Yard Building
92660 | FIS-ACC-FN-4004 | Fan, Celing mounted, Marine Yard Building, Mechanical/Electrical Room | FIS-ACC-CP-4000 |  | HVAC |  | FN | http://www.toronto.ca/TWONTO#blower_or_fan_with_drive |  | Panel, Control, Building Automation System, Mechanical/Electrical Room
92661 | FIS-ACC-FN-4004 | Fan, Celing mounted, Marine Yard Building, Mechanical/Electrical Room | FIS-MARINE-M/ERM |  | HVAC |  | FN | http://www.toronto.ca/TWONTO#blower_or_fan_with_drive |  | Mechanical/ Electrical Room, Marine Yard Building
92662 | FIS-ACC-FN-4005 | Fan, Exhaust Air, Janitor Room Exhaust, Janitor's Room | FIS-MARINE-BUILDING |  | HVAC |  | FN | http://www.toronto.ca/TWONTO#blower_or_fan_with_drive |  | FIS Marine Yard Building
92663 | FIS-ACC-FN-4006 | Fan, Power Venter, Marine Yard AHU, Mechanical/Electrical Room | FIS-ACC-AHU-4001 |  | HVAC |  | FN | http://www.toronto.ca/TWONTO#blower_or_fan_with_drive |  | Air Handling Unit, Marine Yard Ventilation, Mechanical/Electrical Room
92664 | FIS-ACC-FN-4006 | Fan, Power Venter, Marine Yard AHU, Mechanical/Electrical Room | FIS-MARINE-M/ERM |  | HVAC |  | FN | http://www.toronto.ca/TWONTO#blower_or_fan_with_drive |  | Mechanical/ Electrical Room, Marine Yard Building
92885 | FIS-ACC-HTR-3001 | Heater, Unit, RMF Polymer Storage & Feeder Building, Ceiling, N/W Corner | FIS-ACC-CHEMICAL BUILDING | H.V.A.C.,Heater,Unit | HVAC |  | HTR | http://www.toronto.ca/TWONTO#heater |  | HVAC Chemical Building
92886 | FIS-ACC-HTR-3001 | Heater, Unit, RMF Polymer Storage & Feeder Building, Ceiling, N/W Corner | FIS-POL-ROOM | H.V.A.C.,Heater,Unit | HVAC |  | HTR | http://www.toronto.ca/TWONTO#heater |  | FIS RMF Polymer Storage Room
92887 | FIS-ACC-HTR-3002 | Heater, Unit, RMF Polymer Storage & Feeder Building, Ceiling, S/E Corner | FIS-ACC-CHEMICAL BUILDING | H.V.A.C.,Heater,Unit | HVAC |  | HTR | http://www.toronto.ca/TWONTO#heater |  | HVAC Chemical Building
92888 | FIS-ACC-HTR-3002 | Heater, Unit, RMF Polymer Storage & Feeder Building, Ceiling, S/E Corner | FIS-POL-ROOM | H.V.A.C.,Heater,Unit | HVAC |  | HTR | http://www.toronto.ca/TWONTO#heater |  | FIS RMF Polymer Storage Room
92889 | FIS-ACC-HTR-3003 | Heater, Unit, Settling Basins 9 & 11 Access Building, S/E Corner | FIS-ACC-CHEMICAL BUILDING | H.V.A.C.,Heater,Unit | HVAC |  | HTR | http://www.toronto.ca/TWONTO#heater |  | HVAC Chemical Building
92890 | FIS-ACC-HTR-3003 | Heater, Unit, Settling Basins 9 & 11 Access Building, S/E Corner | FIS-RMF 9&11 ACCESS-BLDG | H.V.A.C.,Heater,Unit | HVAC |  | HTR | http://www.toronto.ca/TWONTO#heater |  | FIS RMF Basin 9&11 Access Building
93595 | WTR-PPD-AC-3041 | Air Conditioner, Ductless, Electrical Room | WTR-PPD-CU-3041 | H.V.A.C.,Air Conditioner | HVAC |  | AC | http://www.toronto.ca/TWONTO#air_condition |  | Condensing Unit 1, Air Cooled, Roof
93596 | WTR-PPD-AC-3051 | Air Conditioner, Ductless, Control Room | WTR-PPD-CU-3051 | H.V.A.C.,Air Conditioner | HVAC |  | AC | http://www.toronto.ca/TWONTO#air_condition |  | Condensing Unit 2, Air Cooled, Roof
93598 | WTR-PPD-AHU-1011 | Air Handling Unit, Pump Gallery | WTR-PPD-ACC | Air Handling Unit | HVAC |  | AHU | http://www.toronto.ca/TWONTO#air_handler_unit |  | Air Conditioning, Heating and Ventilation
93625 | WTR-PPD-CU-3041 | Condensing Unit 1, Air Cooled, Roof | WTR-PPD-ACC |  | HVAC |  | CU | http://www.toronto.ca/TWONTO#AC_condenser_unit |  | Air Conditioning, Heating and Ventilation
93626 | WTR-PPD-CU-3051 | Condensing Unit 2, Air Cooled, Roof | WTR-PPD-ACC |  | HVAC |  | CU | http://www.toronto.ca/TWONTO#AC_condenser_unit |  | Air Conditioning, Heating and Ventilation
93791 | WTR-PRH-AC-0001 | Air Conditioner, Switchgear Room | WTR-PRH-ACC | H.V.A.C.,Air Conditioner | HVAC |  | AC | http://www.toronto.ca/TWONTO#air_condition |  | Air Conditioning, Heating and Ventilation
93793 | WTR-PRH-AHU-0001 | Air Handling Unit, Meter Access Room, | WTR-PRH-ACC | Air Handling Unit,Draw Thru | HVAC |  | AHU | http://www.toronto.ca/TWONTO#air_handler_unit |  | Air Conditioning, Heating and Ventilation
93819 | WTR-PRH-CU-0002 | Air Cooled Condenser, Roof | WTR-PRH-ACC | H.V.A.C.,Air Conditioner | HVAC |  | CU | http://www.toronto.ca/TWONTO#AC_condenser_unit |  | Air Conditioning, Heating and Ventilation
96394 | YTF-ACC-AC-0001 | H.V.A.C., Air Conditioner, HUB Room, HVAC Dampers | YTF-ACC | H.V.A.C.,Air Conditioner | HVAC |  | AC | http://www.toronto.ca/TWONTO#air_condition |  | HVAC Equipment
96395 | YTF-ACC-AC-5901 | H.V.A.C., Air Conditioner, YTF-ACC-AHU-5901, HVAC Exhaust Fans and AHU's | YTF-ACC | H.V.A.C.,Air Conditioner | HVAC |  | AC | http://www.toronto.ca/TWONTO#air_condition |  | HVAC Equipment
96396 | YTF-ACC-AHU-4201 | Air Handling Unit, RN149, HVAC Exhaust Fans and AHU's | YTF-ACC | Air Handling Unit | HVAC |  | AHU | http://www.toronto.ca/TWONTO#air_handler_unit |  | HVAC Equipment
96397 | YTF-ACC-AHU-4401 | Air Handling Unit, RN156, HVAC Exhaust Fans and AHU's | YTF-ACC | Air Handling Unit | HVAC |  | AHU | http://www.toronto.ca/TWONTO#air_handler_unit |  | HVAC Equipment
96398 | YTF-ACC-AHU-4501 | Air Handling Unit, UPS Room, HVAC Exhaust Fans and AHU's | YTF-ACC | Air Handling Unit | HVAC |  | AHU | http://www.toronto.ca/TWONTO#air_handler_unit |  | HVAC Equipment
96399 | YTF-ACC-AHU-4701 | Air Handling Unit, RN142, HVAC Exhaust Fans and AHU's | YTF-ACC | Air Handling Unit | HVAC |  | AHU | http://www.toronto.ca/TWONTO#air_handler_unit |  | HVAC Equipment
96400 | YTF-ACC-AHU-4801 | Air Handling Unit, RN143, HVAC Exhaust Fans and AHU's | YTF-ACC | Air Handling Unit | HVAC |  | AHU | http://www.toronto.ca/TWONTO#air_handler_unit |  | HVAC Equipment
96401 | YTF-ACC-AHU-5001 | Air Handling Unit, RN105, HVAC Exhaust Fans and AHU's | YTF-ACC | Air Handling Unit | HVAC |  | AHU | http://www.toronto.ca/TWONTO#air_handler_unit |  | HVAC Equipment
96402 | YTF-ACC-AHU-5101 | Air Handling Unit, RN122, HVAC Exhaust Fans and AHU's | YTF-ACC | Air Handling Unit | HVAC |  | AHU | http://www.toronto.ca/TWONTO#air_handler_unit |  | HVAC Equipment
96403 | YTF-ACC-AHU-5301 | Air Handling Unit, RN125, HVAC Exhaust Fans and AHU's | YTF-ACC | Air Handling Unit | HVAC |  | AHU | http://www.toronto.ca/TWONTO#air_handler_unit |  | HVAC Equipment
96404 | YTF-ACC-AHU-5401 | Air Handling Unit, A Building Electrical Room, HVAC Exhaust Fans and AHU's | YTF-ACC | Air Handling Unit | HVAC |  | AHU | http://www.toronto.ca/TWONTO#air_handler_unit |  | HVAC Equipment
96405 | YTF-ACC-AHU-5501 | Air Handling Unit, A Building Electrical Room, HVAC Exhaust Fans and AHU's | YTF-ACC | Air Handling Unit | HVAC |  | AHU | http://www.toronto.ca/TWONTO#air_handler_unit |  | HVAC Equipment
96406 | YTF-ACC-AHU-5601 | Air Handling Unit, A Building Office Area, HVAC Exhaust Fans and AHU's | YTF-ACC | Air Handling Unit | HVAC |  | AHU | http://www.toronto.ca/TWONTO#air_handler_unit |  | HVAC Equipment
96407 | YTF-ACC-AHU-5901 | Air Handling Unit, Server Room, North-East, HVAC Exhaust Fans and AHU's | YTF-ACC | Air Handling Unit | HVAC |  | AHU | http://www.toronto.ca/TWONTO#air_handler_unit |  | HVAC Equipment
96408 | YTF-ACC-AHU-6001 | Air Handling Unit, Server Room, South, HVAC Exhaust Fans and AHU's | YTF-ACC | Air Handling Unit | HVAC |  | AHU | http://www.toronto.ca/TWONTO#air_handler_unit |  | HVAC Equipment
96508 | YTF-CW-HU-7301 | H.V.A.C., Humidifier, RN156, City Water | YTF-CW | H.V.A.C.,Humidifier | HVAC |  | HU | http://www.toronto.ca/TWONTO#humidier |  | City Water
96509 | YTF-CW-HU-7401 | H.V.A.C., Humidifier, A Building Office, City Water | YTF-CW | H.V.A.C.,Humidifier | HVAC |  | HU | http://www.toronto.ca/TWONTO#humidier |  | City Water
96510 | YTF-CW-HU-7701 | H.V.A.C., Humidifier, RN125, City Water | YTF-CW | H.V.A.C.,Humidifier | HVAC |  | HU | http://www.toronto.ca/TWONTO#humidier |  | City Water
101155 | KR2201A | Unit Heater, Silo #1, Basement, Silo Building | TAB-ACC-HTR | H.V.A.C.,Heater | HVAC |  |  | http://www.toronto.ca/TWONTO#heater |  | Heaters- Convection,
101156 | KR2201A | Unit Heater, Silo #1, Basement, Silo Building | TAB-ACC-HTR-SLO | H.V.A.C.,Heater | HVAC |  |  | http://www.toronto.ca/TWONTO#heater |  | Unit Heaters- Silo Bldg
101157 | KR2203A | Unit Heater, Silo #3, Basement, Silo Building | TAB-ACC-HTR-SLO | H.V.A.C.,Heater | HVAC |  |  | http://www.toronto.ca/TWONTO#heater |  | Unit Heaters- Silo Bldg
101158 | KR2221A | Unit Heater, Silo #1, 2nd Floor, Silo Building | TAB-ACC-HTR | H.V.A.C.,Heater | HVAC |  |  | http://www.toronto.ca/TWONTO#heater |  | Heaters- Convection,
101159 | KR2222A | Unit Heater, Silo #1, 2nd Floor, Silo Building | TAB-ACC-HTR-SLO | H.V.A.C.,Heater | HVAC |  |  | http://www.toronto.ca/TWONTO#heater |  | Unit Heaters- Silo Bldg
101162 | KR2224A | Unit Heater, Silo #3, 2nd Floor, Silo Building | TAB-ACC-HTR | H.V.A.C.,Heater | HVAC |  |  | http://www.toronto.ca/TWONTO#heater |  | Heaters- Convection,
101163 | KR2232A | Unit Heater, Silo #1, 3rd Floor, Silo Building | TAB-ACC-HTR | H.V.A.C.,Heater | HVAC |  |  | http://www.toronto.ca/TWONTO#heater |  | Heaters- Convection,
101164 | KR2232A | Unit Heater, Silo #1, 3rd Floor, Silo Building | TAB-ACC-HTR-SLO | H.V.A.C.,Heater | HVAC |  |  | http://www.toronto.ca/TWONTO#heater |  | Unit Heaters- Silo Bldg
101165 | KR2242A | Unit Heater, Silo #1, 4th Floor, Silo Building | TAB-ACC-HTR | H.V.A.C.,Heater | HVAC |  |  | http://www.toronto.ca/TWONTO#heater |  | Heaters- Convection,
101166 | KR2242A | Unit Heater, Silo #1, 4th Floor, Silo Building | TAB-ACC-HTR-SLO | H.V.A.C.,Heater | HVAC |  |  | http://www.toronto.ca/TWONTO#heater |  | Unit Heaters- Silo Bldg
101167 | KR2243A | Fan, Air Heater, Silo #3, 4th Floor, Silo Building | TAB-ACC-HTR | H.V.A.C.,Heater | HVAC |  |  | http://www.toronto.ca/TWONTO#heater |  | Heaters- Convection,
101168 | KR2243A | Fan, Air Heater, Silo #3, 4th Floor, Silo Building | TAB-ACC-HTR-SLO | H.V.A.C.,Heater | HVAC |  |  | http://www.toronto.ca/TWONTO#heater |  | Unit Heaters- Silo Bldg
101169 | KR2244A | Unit Heater, Silo #3, 4th Floor, Silo Building | TAB-ACC-HTR | H.V.A.C.,Heater | HVAC |  |  | http://www.toronto.ca/TWONTO#heater |  | Heaters- Convection,
101170 | KR2252A | Unit Heater, Silo #1, 5th Floor, Silo Building | TAB-ACC-HTR | H.V.A.C.,Heater | HVAC |  |  | http://www.toronto.ca/TWONTO#heater |  | Heaters- Convection,
101171 | KR2254A | Fan, Air Heater, Silo #3, 5th Floor, Silo Building | TAB-ACC-HTR | H.V.A.C.,Heater | HVAC |  |  | http://www.toronto.ca/TWONTO#heater |  | Heaters- Convection,
101172 | KR2254A | Fan, Air Heater, Silo #3, 5th Floor, Silo Building | TAB-ACC-HTR-SLO | H.V.A.C.,Heater | HVAC |  |  | http://www.toronto.ca/TWONTO#heater |  | Unit Heaters- Silo Bldg
104659 | NR3104E | Duct Heater, Electirc-P.W.P.S.H-1 | TAB-ACC-HTR-PWPS | H.V.A.C.,Heater | HVAC |  |  | http://www.toronto.ca/TWONTO#heater |  | Unit Heaters- PWPS
104662 | NR3109E | Unit Heater,Convection,P.W.P.S.-H-5 | TAB-ACC-HTR | H.V.A.C.,Heater | HVAC |  |  | http://www.toronto.ca/TWONTO#heater |  | Heaters- Convection,
104667 | NR3112E | Unit Heater,Convection,P.W.P.S.-H-10 | TAB-ACC-HTR | H.V.A.C.,Heater | HVAC |  |  | http://www.toronto.ca/TWONTO#heater |  | Heaters- Convection,
104668 | NR3112E | Unit Heater,Convection,P.W.P.S.-H-10 | TAB-ACC-HTR-PWPS | H.V.A.C.,Heater | HVAC |  |  | http://www.toronto.ca/TWONTO#heater |  | Unit Heaters- PWPS
104670 | NR3117E | Unit Heater,Convection,P.W.P.S.-H-9 | TAB-ACC-HTR-PWPS | H.V.A.C.,Heater | HVAC |  |  | http://www.toronto.ca/TWONTO#heater |  | Unit Heaters- PWPS
104671 | NR3119E | Unit Heater,Convection,P.W.P.S.-H-12 | TAB-ACC-HTR-PWPS | H.V.A.C.,Heater | HVAC |  |  | http://www.toronto.ca/TWONTO#heater |  | Unit Heaters- PWPS
104694 | NX2034A | Fan, Intake Air Unit-Dig., Pipe Gallery | TAB-ACC-AHU | Fan | HVAC |  |  | http://www.toronto.ca/TWONTO#blower_or_fan_with_drive |  | Air Handling Unit & Supply Fan
104695 | NX2034A | Fan, Intake Air Unit-Dig., Pipe Gallery | TAB-ACC-AHU-TUN | Fan | HVAC |  |  | http://www.toronto.ca/TWONTO#blower_or_fan_with_drive |  | AHUs/Supply Fans, All tunnels
104701 | NX2057A | Fan, Exhaust, Blower Bldg. | TAB-ACC-FN | Fan | HVAC |  |  | http://www.toronto.ca/TWONTO#blower_or_fan_with_drive |  | Exhaust Fans
104702 | NX2060A | Fan, Exhaust, Blower Bldg. | TAB-ACC-FN | Fan | HVAC |  |  | http://www.toronto.ca/TWONTO#blower_or_fan_with_drive |  | Exhaust Fans
104731 | NX2104A | Fan, Air Exhaust Unit- Z Bldg | TAB-ACC-FN-THK | Fan | HVAC |  |  | http://www.toronto.ca/TWONTO#blower_or_fan_with_drive |  | Exhaust Fans , Floation Bldg
104736 | NX2165A | Conditioner, Air-Old Admin.Bldg., | TAB-ACC-CI | H.V.A.C.,Air Conditioner | HVAC |  |  | http://www.toronto.ca/TWONTO#air_condition |  | Chiller and Air Coolers
104737 | NX2169ASUS | Air Handling Unit, Old Admin Building | TAB-SUSPENDED ENTITY | H.V.A.C.,Air Conditioner | HVAC | 47528 |  | http://www.toronto.ca/TWONTO#air_handler_unit |  | Suspended entities
104738 | NX2172 | Fan, Supply -Z Bldg, Air Supply Unit Room, Mezzanine | TAB-ACC-AHU | Fan | HVAC | 36118 |  | http://www.toronto.ca/TWONTO#blower_or_fan_with_drive |  | Air Handling Unit & Supply Fan
104741 | NX2173 | Fan, Supply -Z Bldg, Boiler room, Mezzanine Flr. | TAB-ACC-AHU | Fan | HVAC | 36125 |  | http://www.toronto.ca/TWONTO#blower_or_fan_with_drive |  | Air Handling Unit & Supply Fan
104752 | NX2194A | Air Cooling Unit, Z Bldg | TAB-SUSPENDED ENTITY | H.V.A.C.,Air Conditioner | HVAC | 35626 |  | http://www.toronto.ca/TWONTO#air_condition |  | Suspended entities
104794 | NX2328A | Air Handling Unit, Aux., 2nd Flr, Electric RmE. | TAB-SUSPENDED ENTITY | H.V.A.C.,Air Conditioner | HVAC | 35290 |  | http://www.toronto.ca/TWONTO#air_handler_unit |  | Suspended entities
104795 | NX2329A | Air Handling Unit A/c, Aux., 2nd Flr, Electric RmW. | TAB-ACC-CI | H.V.A.C.,Air Conditioner | HVAC | 35289 |  | http://www.toronto.ca/TWONTO#air_handler_unit |  | Chiller and Air Coolers
104796 | NX2329A | Air Handling Unit A/c, Aux., 2nd Flr, Electric RmW. | TAB-SUSPENDED ENTITY | H.V.A.C.,Air Conditioner | HVAC | 35289 |  | http://www.toronto.ca/TWONTO#air_handler_unit |  | Suspended entities
104797 | NX2331A | Condenser, for Air Conditioner NX2329 | NX2329A | H.V.A.C.,Air Conditioner | HVAC | 34380 |  | http://www.toronto.ca/TWONTO#AC_condenser_unit |  | Air Handling Unit A/c, Aux., 2nd Flr, Electric RmW.
104912 | NX2648A | Air Conditioner, Digester Tanks13-16(5 Tons) | TAB-ACC-CI | H.V.A.C.,Air Conditioner | HVAC |  |  | http://www.toronto.ca/TWONTO#air_condition |  | Chiller and Air Coolers
104914 | NX2649A | Air Conditioner, Digester Tanks 13-16 | TAB-ACC-CI | H.V.A.C.,Air Conditioner | HVAC |  |  | http://www.toronto.ca/TWONTO#air_condition |  | Chiller and Air Coolers
104950 | NX3054 | AHU, Dewatering Bldg, Main Roof, West (S1) | TAB-ACC-AHU-DEW | Air Handling Unit | HVAC |  |  | http://www.toronto.ca/TWONTO#air_handler_unit |  | AHUs/Supply Fans Dewater. Bldg.
104951 | NX3054A | Fan, Air Intake Unit, Dewatering Bldg. Main Roof, West (S1) | NX3054 | Fan | HVAC |  |  | http://www.toronto.ca/TWONTO#blower_or_fan_with_drive |  | AHU, Dewatering Bldg, Main Roof, West (S1)
104952 | NX3055 | Air Handling Unit Dewater. Bldg.LowerRoof, North Side (S2) | TAB-ACC-AHU | Air Handling Unit | HVAC |  |  | http://www.toronto.ca/TWONTO#air_handler_unit |  | Air Handling Unit & Supply Fan
104967 | NX3103A | Air Conditioner, D Bldg Roof | TAB-ACC-CI | H.V.A.C.,Air Conditioner | HVAC |  |  | http://www.toronto.ca/TWONTO#air_condition |  | Chiller and Air Coolers
104968 | NX3333A | Air Handling Unit, Digester Tanks 13-16 | TAB-ACC-AHU | H.V.A.C. | HVAC |  |  | http://www.toronto.ca/TWONTO#air_handler_unit |  | Air Handling Unit & Supply Fan
104969 | NX3333A | Air Handling Unit, Digester Tanks 13-16 | TAB-ACC-AHU-DIG | H.V.A.C. | HVAC |  |  | http://www.toronto.ca/TWONTO#air_handler_unit |  | AHUs/Supply Fans Dig. Bldg.
104970 | NX4013A | Air Conditioner, Control Room West, Aeration | TAB-ACC-CI | H.V.A.C.,Air Conditioner | HVAC |  |  | http://www.toronto.ca/TWONTO#air_condition |  | Chiller and Air Coolers
104971 | NX4020A | Unit Heater,Ground Equipment Store | TAB-ACC-HTR | H.V.A.C.,Heater | HVAC |  |  | http://www.toronto.ca/TWONTO#heater |  | Heaters- Convection,
104972 | NX4021A | Unit Heater,Ground Equipment Store | TAB-ACC-HTR | H.V.A.C.,Heater | HVAC |  |  | http://www.toronto.ca/TWONTO#heater |  | Heaters- Convection,
104973 | NX4022 | Unit Heater,UH3,(Gas),Ground Equipment Store | TAB-ACC-HTR | H.V.A.C.,Heater | HVAC |  |  | http://www.toronto.ca/TWONTO#heater |  | Heaters- Convection,
104975 | NX4038A | Fan, Makeup Air | TAB-ACC-AHU-TUN | Fan | HVAC |  |  | http://www.toronto.ca/TWONTO#blower_or_fan_with_drive |  | AHUs/Supply Fans, All tunnels
104976 | NX4401A | Air con HVAC- Odour Control Building- | TAB-ACC-CI | H.V.A.C.,Air Conditioner | HVAC |  |  | http://www.toronto.ca/TWONTO#air_condition |  | Chiller and Air Coolers
104978 | NX5232A | Chiller, Silo Bldg Control Room | TAB-ACC-CI | H.V.A.C.,Chiller | HVAC |  |  | http://www.toronto.ca/TWONTO#chiller |  | Chiller and Air Coolers
104982 | NX6001A | Conditioner, Air,MCC Room, Z Bldg, | TAB-ACC-CI | H.V.A.C.,Air Conditioner | HVAC |  |  | http://www.toronto.ca/TWONTO#air_condition |  | Chiller and Air Coolers
104983 | NX6104A | Chiller, Liquid- Zbldg | TAB-ACC-CI | H.V.A.C.,Chiller | HVAC |  |  | http://www.toronto.ca/TWONTO#chiller |  | Chiller and Air Coolers
105149 | PX2520A | Corrosion Control Unit, Grease House #3 | TAB-ACC-PRM | H.V.A.C.,Air Conditioner | HVAC |  |  | ? |  | HVAC, Primary & Corrosion Control Units
105150 | PX2521A | Corrosion Control Unit, Grease House #2 | TAB-ACC-PRM | H.V.A.C.,Air Conditioner | HVAC |  |  | ? |  | HVAC, Primary & Corrosion Control Units
105816 | TAB-ACC | Plant HVAC Equipment | TAB-WORK-AREA-6 |  | HVAC |  |  | http://www.toronto.ca/TWONTO#collection_of_assets |  | Work Area 6
105817 | TAB-ACC | Plant HVAC Equipment | TAB-WORK-AREA-SEO |  | HVAC |  |  | http://www.toronto.ca/TWONTO#collection_of_assets |  | TAB Work Area SEO
105818 | TAB-ACC-0600 | Heating, Admin Bldg, Item 3 | TAB-ACC |  | HVAC |  | ACC | http://www.toronto.ca/TWONTO#collection_of_assets |  | Plant HVAC Equipment
105819 | TAB-ACC-0800 | Heating, Admin Bldg, Item 2 | TAB-ACC |  | HVAC |  | ACC | http://www.toronto.ca/TWONTO#collection_of_assets |  | Plant HVAC Equipment
105820 | TAB-ACC-1400 | Heating, Z Bldg - | TAB-ACC |  | HVAC |  | ACC | http://www.toronto.ca/TWONTO#collection_of_assets |  | Plant HVAC Equipment
105822 | TAB-ACC-1600 | Heating Process & Space ,(Item #18) Primary Tanks 7-9 | TAB-ACC |  | HVAC |  | ACC | http://www.toronto.ca/TWONTO#collection_of_assets |  | Plant HVAC Equipment
105823 | TAB-ACC-2000 | Heating ,Space , Aeration and Chemical Gallery , Item 4/37 | TAB-ACC |  | HVAC |  | ACC | http://www.toronto.ca/TWONTO#collection_of_assets |  | Plant HVAC Equipment
105824 | TAB-ACC-2200 | Heating ,Space , PRS Building and Tunnel | TAB-ACC |  | HVAC |  | ACC | http://www.toronto.ca/TWONTO#collection_of_assets |  | Plant HVAC Equipment
105825 | TAB-ACC-3000 | Centrifuge Bldg. Space Heating,(Item #7) | TAB-ACC |  | HVAC |  | ACC | http://www.toronto.ca/TWONTO#collection_of_assets |  | Plant HVAC Equipment
105826 | TAB-ACC-3600 | Heating, Space ,Old Admin Bldg,Prm 1-6, Lab Spc Heating,(Item #5) | TAB-ACC |  | HVAC |  | ACC | http://www.toronto.ca/TWONTO#collection_of_assets |  | Plant HVAC Equipment
105827 | TAB-ACC-3800 | Filter Bldg, Heat Rec. Bldg, Inc. Bldg Space Heating,(Item #29/30/31) | TAB-ACC |  | HVAC |  | ACC | http://www.toronto.ca/TWONTO#collection_of_assets |  | Plant HVAC Equipment
105828 | TAB-ACC-4000 | Space Heating, Silo Bldg Item #22) | TAB-ACC |  | HVAC |  | ACC | http://www.toronto.ca/TWONTO#collection_of_assets |  | Plant HVAC Equipment
105829 | TAB-ACC-4400 | Space Heating, Auxillary Bldg | TAB-ACC | H.V.A.C.,Heater | HVAC |  | ACC | http://www.toronto.ca/TWONTO#collection_of_assets |  | Plant HVAC Equipment
105830 | TAB-ACC-4500 | Digester 1~4 Space & Process Heating, Item XX | TAB-ACC |  | HVAC |  | ACC | http://www.toronto.ca/TWONTO#collection_of_assets |  | Plant HVAC Equipment
105833 | TAB-ACC-5300 | Space Heating, Sea Wall Sub Station ( New Project) | TAB-ACC | Pump,Centrifugal | HVAC |  | ACC | http://www.toronto.ca/TWONTO#collection_of_assets |  | Plant HVAC Equipment
105834 | TAB-ACC-5500 | Space Heating, | TAB-ACC | Pump,Centrifugal | HVAC |  | ACC | http://www.toronto.ca/TWONTO#collection_of_assets |  | Plant HVAC Equipment
105835 | TAB-ACC-5600 | Space Heating, | TAB-ACC | Pump,Centrifugal | HVAC |  | ACC | http://www.toronto.ca/TWONTO#collection_of_assets |  | Plant HVAC Equipment
105836 | TAB-ACC-6200 | Digester 5-12 Process & Space Heating,(Item #1 | TAB-ACC |  | HVAC |  | ACC | http://www.toronto.ca/TWONTO#collection_of_assets |  | Plant HVAC Equipment
105837 | TAB-ACC-8200 | HVAC, M&T Building | TAB-ACC |  | HVAC |  | ACC | http://www.toronto.ca/TWONTO#collection_of_assets |  | Plant HVAC Equipment
105838 | TAB-ACC-AC-0201 | Conditioner, Air,Security Office, North West Enterance, TAB(3 Tons) | TAB-ACC-CI | H.V.A.C.,Air Conditioner | HVAC |  | AC | http://www.toronto.ca/TWONTO#air_condition |  | Chiller and Air Coolers
105839 | TAB-ACC-AC-0302 | Conditioner, Air,Mogen, No. 2 | TAB-ACC-CI | H.V.A.C.,Air Conditioner | HVAC |  | AC | http://www.toronto.ca/TWONTO#air_condition |  | Chiller and Air Coolers
105840 | TAB-ACC-AC-0401 | Conditioner, Air, Elevator Room Biosolids Bldg | TAB-ACC-CI | H.V.A.C.,Air Conditioner | HVAC |  | AC | http://www.toronto.ca/TWONTO#air_condition |  | Chiller and Air Coolers
105841 | TAB-ACC-AC-0501 | Conditioner, Air,MCC Room South of Digester 5-8 | TAB-ACC-ACC-0501 | H.V.A.C.,Air Conditioner | HVAC |  | AC | http://www.toronto.ca/TWONTO#air_condition |  | Conditioner, Air, Digester 1-4 MCC Room South of Digester 5-8, Outside(2 Tons)
105842 | TAB-ACC-AC-0601 | Air conditioner, AHU Z Bldg Office (4Tons) | TAB-ACC-CI | H.V.A.C.,Air Conditioner | HVAC |  | AC | http://www.toronto.ca/TWONTO#air_condition |  | Chiller and Air Coolers
105843 | TAB-ACC-AC-0601A | Conditioner, Air, Digester 5-8 MCC Room South of Digester 9-12, North Wall | TAB-ACC-ACC-0601 | H.V.A.C.,Air Conditioner | HVAC |  | AC | http://www.toronto.ca/TWONTO#air_condition |  | Conditioner, Air, Digester 5-8 MCC Room South of Digester 9-12, Outside(2 Tons)
105844 | TAB-ACC-AC-0601A | Conditioner, Air, Digester 5-8 MCC Room South of Digester 9-12, North Wall | TAB-ACC-CI | H.V.A.C.,Air Conditioner | HVAC |  | AC | http://www.toronto.ca/TWONTO#air_condition |  | Chiller and Air Coolers
105845 | TAB-ACC-AC-1001 | Conditioner, Air,MCC Room D Bldg | TAB-ACC-CI | H.V.A.C.,Air Conditioner | HVAC | 34437 | AC | http://www.toronto.ca/TWONTO#air_condition |  | Chiller and Air Coolers
105846 | TAB-ACC-AC-1001 | Conditioner, Air,MCC Room D Bldg | TAB-SUSPENDED ENTITY | H.V.A.C.,Air Conditioner | HVAC | 34437 | AC | http://www.toronto.ca/TWONTO#air_condition |  | Suspended entities
105847 | TAB-ACC-AC-1230 | Conditioner, Air,Polymer Room, Floatation Bldg | TAB-ACC-CI | H.V.A.C.,Air Conditioner | HVAC |  | AC | http://www.toronto.ca/TWONTO#air_condition |  | Chiller and Air Coolers
105848 | TAB-ACC-AC-1301 | Conditioner, Air,New North Sub station- Battery Room | NORTH SUBSTN_BTTRY RM | H.V.A.C.,Air Conditioner | HVAC |  | AC | http://www.toronto.ca/TWONTO#air_condition |  | MSA Substation,Battery Room
105849 | TAB-ACC-AC-1302 | Conditioner, Air,New North Sub station- Electrical Room | TAB-ACC-CI | H.V.A.C.,Air Conditioner | HVAC |  | AC | http://www.toronto.ca/TWONTO#air_condition |  | Chiller and Air Coolers
105850 | TAB-ACC-AC-1303 | Conditioner, Air, Heater,North SubStation | TAB-ACC-AHU-TRL | H.V.A.C.,Air Conditioner | HVAC |  | AC | http://www.toronto.ca/TWONTO#air_condition |  | AHUs/Supply Fans - Consultant Trailer
105851 | TAB-ACC-AC-1304 | Conditioner, Air, Heater,North SubStation | TAB-ACC-AHU-TRL | H.V.A.C.,Air Conditioner | HVAC |  | AC | http://www.toronto.ca/TWONTO#air_condition |  | AHUs/Supply Fans - Consultant Trailer
105852 | TAB-ACC-AC-1304A | Air Delivery Unit-North SubStation | TAB-ACC-AC-1304 | H.V.A.C.,Air Conditioner | HVAC |  | AC | http://www.toronto.ca/TWONTO#collection_of_assets |  | Conditioner, Air, Heater,North SubStation
105853 | TAB-ACC-AC-1304B | Air Delivery Unit-North SubStation | TAB-ACC-AC-1304 | H.V.A.C.,Air Conditioner | HVAC |  | AC | http://www.toronto.ca/TWONTO#collection_of_assets |  | Conditioner, Air, Heater,North SubStation
105854 | TAB-ACC-AC-1304C | Air Delivery Unit-North SubStation | TAB-ACC-AC-1304 | H.V.A.C.,Air Conditioner | HVAC |  | AC | http://www.toronto.ca/TWONTO#collection_of_assets |  | Conditioner, Air, Heater,North SubStation
105855 | TAB-ACC-AC-1331 | Conditioner, Air,Aeration Hut No.3 Center(2.5 Tons) | TAB-ACC-CI | H.V.A.C.,Air Conditioner | HVAC |  | AC | http://www.toronto.ca/TWONTO#air_condition |  | Chiller and Air Coolers
105856 | TAB-ACC-AC-1341 | Conditioner, Air,Aeration Hut No.4 West(2.5 Tons) | TAB-ACC-CI | H.V.A.C.,Air Conditioner | HVAC |  | AC | http://www.toronto.ca/TWONTO#air_condition |  | Chiller and Air Coolers
105857 | TAB-ACC-AC-1351 | Conditioner, Air,Aeration Hut No.5 West(2.5 Tons) | TAB-ACC-CI | H.V.A.C.,Air Conditioner | HVAC |  | AC | http://www.toronto.ca/TWONTO#air_condition |  | Chiller and Air Coolers
105858 | TAB-ACC-AC-1510 | Conditioner, Air,South Sub station,Electrical Training Room, | TAB-ACC-CI | H.V.A.C.,Air Conditioner | HVAC |  | AC | http://www.toronto.ca/TWONTO#air_condition |  | Chiller and Air Coolers
105859 | TAB-ACC-AC-1520 | Conditioner, Air,Sea Wall Sub station- Battery Room | TAB-ACC-CI | H.V.A.C.,Air Conditioner | HVAC |  | AC | http://www.toronto.ca/TWONTO#air_condition |  | Chiller and Air Coolers
105860 | TAB-ACC-AC-1601SUS | Conditioner, Air,MCC Room North of Primary Tank #9 | TAB-ACC-CI | H.V.A.C.,Air Conditioner | HVAC | 40945 | AC | http://www.toronto.ca/TWONTO#air_condition |  | Chiller and Air Coolers
105861 | TAB-ACC-AC-1602 | Conditioner, Air,Trailer North of primary Tank #9 | TAB-ACC-CI | H.V.A.C.,Air Conditioner | HVAC | 34580 | AC | http://www.toronto.ca/TWONTO#air_condition |  | Chiller and Air Coolers
105862 | TAB-ACC-AC-1602 | Conditioner, Air,Trailer North of primary Tank #9 | TAB-SUSPENDED ENTITY | H.V.A.C.,Air Conditioner | HVAC | 34580 | AC | http://www.toronto.ca/TWONTO#air_condition |  | Suspended entities
105863 | TAB-ACC-AC-1801 | Conditioner,Air, Inside Stores Blower Bldg | TAB-ACC-CI | H.V.A.C.,Air Conditioner | HVAC |  | AC | http://www.toronto.ca/TWONTO#air_condition |  | Chiller and Air Coolers
105864 | TAB-ACC-AC-2001 | Conditioner,Air, Control Room East, Aeration(6 Tons) | TAB-ACC-CI | H.V.A.C.,Air Conditioner | HVAC |  | AC | http://www.toronto.ca/TWONTO#air_condition |  | Chiller and Air Coolers
105865 | TAB-ACC-AC-2810 | Conditioner,Air , EICT Room, Dewatering Bldg 3rd Floor | TAB-ACC-CI | H.V.A.C.,Air Conditioner | HVAC |  | AC | http://www.toronto.ca/TWONTO#air_condition |  | Chiller and Air Coolers
105866 | TAB-ACC-AC-2820 | Conditioner,Air , Control Room, Dewatering Bldg 5th Floor | TAB-ACC-CI | H.V.A.C.,Air Conditioner | HVAC |  | AC | http://www.toronto.ca/TWONTO#air_condition |  | Chiller and Air Coolers
105867 | TAB-ACC-AC-3010 | Air Conditioner, Admin Area,Control Room, D Bldg | TAB-ACC-CI | H.V.A.C.,Air Conditioner | HVAC |  | AC | http://www.toronto.ca/TWONTO#air_condition |  | Chiller and Air Coolers
105868 | TAB-ACC-AC-3600 | CONDITIONER, AIR, BASEMENT ADMIN BUILDING | TAB-ADM-STRC | H.V.A.C.,Air Conditioner | HVAC |  | AC | http://www.toronto.ca/TWONTO#air_condition |  | Old Admin Building - General
105869 | TAB-ACC-AC-4401 | Conditioner, Air,Training centre | TAB-ACC-CI | H.V.A.C.,Air Conditioner | HVAC |  | AC | http://www.toronto.ca/TWONTO#air_condition |  | Chiller and Air Coolers
105870 | TAB-ACC-AC-4901 | Split Cooling Unit, HVAC, Waste Gas Burner Station | TAB-ACC-CI | H.V.A.C.,Air Conditioner | HVAC |  | AC | http://www.toronto.ca/TWONTO#air_condition |  | Chiller and Air Coolers
105871 | TAB-ACC-AC-6101 | Conditioner, Air, Digester 1-4, MCC Room South of Digester 5-8 South Wall | TAB-ACC-CI | H.V.A.C.,Air Conditioner | HVAC |  | AC | http://www.toronto.ca/TWONTO#air_condition |  | Chiller and Air Coolers
105872 | TAB-ACC-AC-6102 | Conditioner, Air, Heater,Consultant Trailer, | TAB-ACC-AHU-TRL | H.V.A.C.,Air Conditioner | HVAC |  | AC | http://www.toronto.ca/TWONTO#air_condition |  | AHUs/Supply Fans - Consultant Trailer
105873 | TAB-ACC-AC-6102A | Air Delivery Unit-Consultant Trailer | TAB-ACC-AC-6102 | H.V.A.C.,Air Conditioner | HVAC |  | AC | http://www.toronto.ca/TWONTO#collection_of_assets |  | Conditioner, Air, Heater,Consultant Trailer,
105874 | TAB-ACC-AC-6102B | Air Delivery Unit-Consultant Trailer | TAB-ACC-AC-6102 | H.V.A.C.,Air Conditioner | HVAC |  | AC | http://www.toronto.ca/TWONTO#collection_of_assets |  | Conditioner, Air, Heater,Consultant Trailer,
105875 | TAB-ACC-AC-6102C | Air Delivery Unit-Consultant Trailer | TAB-ACC-AC-6102 | H.V.A.C.,Air Conditioner | HVAC |  | AC | http://www.toronto.ca/TWONTO#collection_of_assets |  | Conditioner, Air, Heater,Consultant Trailer,
105876 | TAB-ACC-AC-6411 | Air Conditioner, Indoor, Electrical Room, Old Screen Bldg., P Bldg. | TAB-ACC-CI | H.V.A.C.,Air Conditioner | HVAC |  | AC | http://www.toronto.ca/TWONTO#air_condition |  | Chiller and Air Coolers
105877 | TAB-ACC-AC-6512 | Air Conditioner, Indoor, Electrical Room No. 1, Screen Bldg., P Bldg. | TAB-ACC-CI | H.V.A.C.,Air Conditioner | HVAC |  | AC | http://www.toronto.ca/TWONTO#air_condition |  | Chiller and Air Coolers
105878 | TAB-ACC-AC-6522 | Air Conditioner, Indoor, Electrical Room No. 2, Screen Bldg., P Bldg. | TAB-ACC-CI | H.V.A.C.,Air Conditioner | HVAC |  | AC | http://www.toronto.ca/TWONTO#air_condition |  | Chiller and Air Coolers
105879 | TAB-ACC-AC-6533 | Air Conditioner, Indoor, Workshop Lunch/meeting Room, Screen Bldg., P Bldg. | TAB-ACC-CI | H.V.A.C.,Air Conditioner | HVAC |  | AC | http://www.toronto.ca/TWONTO#air_condition |  | Chiller and Air Coolers
105880 | TAB-ACC-AC-6535 | Air Conditioner, Indoor, Workshop Office, Screen Bldg., P Bldg. | TAB-ACC-CI | H.V.A.C.,Air Conditioner | HVAC |  | AC | http://www.toronto.ca/TWONTO#air_condition |  | Chiller and Air Coolers
105881 | TAB-ACC-AC-9202 | Air Conditioner, T Building , B2 , Mezzanine | TAB-ACC-AHU-M&T |  | HVAC |  | AC | http://www.toronto.ca/TWONTO#air_condition |  | AHUs/Supply Fans, Dampers M&T Bldg.
105882 | TAB-ACC-AC-9211 | Conditioner#1, Air, M&T Bldg | TAB-ACC-AHU-TRL | H.V.A.C.,Air Conditioner | HVAC |  | AC | http://www.toronto.ca/TWONTO#air_condition |  | AHUs/Supply Fans - Consultant Trailer
105883 | TAB-ACC-AC-9212 | Conditioner#2, Air, M&T Bldg | TAB-ACC-AHU-TRL | H.V.A.C.,Air Conditioner | HVAC |  | AC | http://www.toronto.ca/TWONTO#air_condition |  | AHUs/Supply Fans - Consultant Trailer
105884 | TAB-ACC-ACC-6101 | Conditioner, Air,MCC Room South of Digester 5-8, Outside | TAB-ACC-CI | H.V.A.C.,Air Conditioner | HVAC |  | ACC | http://www.toronto.ca/TWONTO#air_condition |  | Chiller and Air Coolers
105894 | TAB-ACC-AHU-1239 | Heating Coil, Flotation Bldg | TAB-ACC-AHU | H.V.A.C.,Heater | HVAC |  | AHU | heating_coil |  | Air Handling Unit & Supply Fan
105895 | TAB-ACC-AHU-1239 | Heating Coil, Flotation Bldg | TAB-ACC-AHU-THK | H.V.A.C.,Heater | HVAC |  | AHU | heating_coil |  | AHUs/Supply Fans Float. Bldg.
105896 | TAB-ACC-AHU-1244 | Air Handing unit,Flotation Bldg | TAB-ACC-AHU-THK | H.V.A.C.,Heater | HVAC |  | AHU | http://www.toronto.ca/TWONTO#air_handler_unit |  | AHUs/Supply Fans Float. Bldg.
105897 | TAB-ACC-AHU-1247 | Air Handing unit,Flotation Bldg | TAB-ACC-AHU | H.V.A.C.,Heater | HVAC |  | AHU | http://www.toronto.ca/TWONTO#air_handler_unit |  | Air Handling Unit & Supply Fan
105898 | TAB-ACC-AHU-1250 | Air Handing unit,Flotation Bldg | TAB-ACC-AHU-THK | Air Handling Unit | HVAC |  | AHU | http://www.toronto.ca/TWONTO#air_handler_unit |  | AHUs/Supply Fans Float. Bldg.
105899 | TAB-ACC-AHU-1252 | Air Handing unit,Flotation Bldg | TAB-ACC-AHU | H.V.A.C.,Heater | HVAC |  | AHU | http://www.toronto.ca/TWONTO#air_handler_unit |  | Air Handling Unit & Supply Fan
105901 | TAB-ACC-AHU-1407 | Air Handling Unit S-7(FOR BOILER ROOM) , Z Bldg | TAB-ACC-AHU-ZBLDG |  | HVAC |  | AHU | http://www.toronto.ca/TWONTO#air_handler_unit |  | AHUs/Supply Fans Z. Bldg.
105902 | TAB-ACC-AHU-1408 | Air Handling Unit, Air Supply to Boiler Room, Z Bldg | TAB-ACC-AHU | H.V.A.C. | HVAC | 38012 | AHU | http://www.toronto.ca/TWONTO#air_handler_unit |  | Air Handling Unit & Supply Fan
105903 | TAB-ACC-AHU-1408 | Air Handling Unit, Air Supply to Boiler Room, Z Bldg | TAB-SUSPENDED ENTITY | H.V.A.C. | HVAC | 38012 | AHU | http://www.toronto.ca/TWONTO#air_handler_unit |  | Suspended entities
105904 | TAB-ACC-AHU-1409 | Air Handling Unit, Z Bldg, 3rd Flr | TAB-ACC-AHU-ZBLDG | Fan | HVAC | 38013 | AHU | http://www.toronto.ca/TWONTO#air_handler_unit |  | AHUs/Supply Fans Z. Bldg.
105905 | TAB-ACC-AHU-1409 | Air Handling Unit, Z Bldg, 3rd Flr | TAB-SUSPENDED ENTITY | Fan | HVAC | 38013 | AHU | http://www.toronto.ca/TWONTO#air_handler_unit |  | Suspended entities
105912 | TAB-ACC-AHU-1836 | AHU, Blower Bldg | TAB-ACC-AHU | Air Handling Unit | HVAC |  | AHU | http://www.toronto.ca/TWONTO#air_handler_unit |  | Air Handling Unit & Supply Fan
105913 | TAB-ACC-AHU-1836 | AHU, Blower Bldg | TAB-ACC-AHU-BL | Air Handling Unit | HVAC |  | AHU | http://www.toronto.ca/TWONTO#air_handler_unit |  | AHUs/Supply Fans Blower Bldg.
105914 | TAB-ACC-AHU-1840 | AHU, Blower Bldg | TAB-ACC-AHU | Air Handling Unit | HVAC |  | AHU | http://www.toronto.ca/TWONTO#air_handler_unit |  | Air Handling Unit & Supply Fan
105915 | TAB-ACC-AHU-1845 | AHU, Blower Bldg | TAB-ACC-AHU-BL | Air Handling Unit | HVAC |  | AHU | http://www.toronto.ca/TWONTO#air_handler_unit |  | AHUs/Supply Fans Blower Bldg.
105916 | TAB-ACC-AHU-1846 | AHU, Blower Bldg | TAB-ACC-AHU | Air Handling Unit | HVAC |  | AHU | http://www.toronto.ca/TWONTO#air_handler_unit |  | Air Handling Unit & Supply Fan
105917 | TAB-ACC-AHU-1846 | AHU, Blower Bldg | TAB-ACC-AHU-BL | Air Handling Unit | HVAC |  | AHU | http://www.toronto.ca/TWONTO#air_handler_unit |  | AHUs/Supply Fans Blower Bldg.
105918 | TAB-ACC-AHU-1847 | AHU, Blower Bldg | TAB-ACC-AHU | Air Handling Unit | HVAC |  | AHU | http://www.toronto.ca/TWONTO#air_handler_unit |  | Air Handling Unit & Supply Fan
105919 | TAB-ACC-AHU-1847 | AHU, Blower Bldg | TAB-ACC-AHU-BL | Air Handling Unit | HVAC |  | AHU | http://www.toronto.ca/TWONTO#air_handler_unit |  | AHUs/Supply Fans Blower Bldg.
105920 | TAB-ACC-AHU-1848 | AHU, Blower Bldg | TAB-ACC-AHU | Air Handling Unit | HVAC |  | AHU | http://www.toronto.ca/TWONTO#air_handler_unit |  | Air Handling Unit & Supply Fan
105921 | TAB-ACC-AHU-1850 | AHU, Blower Bldg | TAB-ACC-AHU | Air Handling Unit | HVAC |  | AHU | http://www.toronto.ca/TWONTO#air_handler_unit |  | Air Handling Unit & Supply Fan
105922 | TAB-ACC-AHU-1851 | AHU, Blower Bldg | TAB-ACC-AHU | Air Handling Unit | HVAC |  | AHU | http://www.toronto.ca/TWONTO#air_handler_unit |  | Air Handling Unit & Supply Fan
105923 | TAB-ACC-AHU-1851 | AHU, Blower Bldg | TAB-ACC-AHU-BL | Air Handling Unit | HVAC |  | AHU | http://www.toronto.ca/TWONTO#air_handler_unit |  | AHUs/Supply Fans Blower Bldg.
105924 | TAB-ACC-AHU-1852 | AHU, Blower Bldg | TAB-ACC-AHU | Air Handling Unit | HVAC |  | AHU | http://www.toronto.ca/TWONTO#air_handler_unit |  | Air Handling Unit & Supply Fan
105925 | TAB-ACC-AHU-1852 | AHU, Blower Bldg | TAB-ACC-AHU-BL | Air Handling Unit | HVAC |  | AHU | http://www.toronto.ca/TWONTO#air_handler_unit |  | AHUs/Supply Fans Blower Bldg.
105926 | TAB-ACC-AHU-1853 | AHU, Blower Bldg | TAB-ACC-AHU-BL | Air Handling Unit | HVAC |  | AHU | http://www.toronto.ca/TWONTO#air_handler_unit |  | AHUs/Supply Fans Blower Bldg.
105927 | TAB-ACC-AHU-1904 | AHU, Server Room, Blower Bldg | TAB-ACC-AHU-BL | Air Handling Unit | HVAC |  | AHU | http://www.toronto.ca/TWONTO#air_handler_unit |  | AHUs/Supply Fans Blower Bldg.
105928 | TAB-ACC-AHU-1905 | AHU, Server Room, Blower Bldg | TAB-ACC-AHU | Air Handling Unit | HVAC |  | AHU | http://www.toronto.ca/TWONTO#air_handler_unit |  | Air Handling Unit & Supply Fan
105929 | TAB-ACC-AHU-1905 | AHU, Server Room, Blower Bldg | TAB-ACC-AHU-BL | Air Handling Unit | HVAC |  | AHU | http://www.toronto.ca/TWONTO#air_handler_unit |  | AHUs/Supply Fans Blower Bldg.
105930 | TAB-ACC-AHU-1917 | AHU, Blower Bldg, Electrician Room/Heating and A/C(3.5 Tons) | TAB-ACC-AHU-BL | Air Handling Unit | HVAC |  | AHU | http://www.toronto.ca/TWONTO#air_handler_unit |  | AHUs/Supply Fans Blower Bldg.
105931 | TAB-ACC-AHU-1918 | AHU, Blower Bldg, Training area, Heating & A/C(7.5 tons) | TAB-ACC-AHU | Air Handling Unit | HVAC |  | AHU | http://www.toronto.ca/TWONTO#air_handler_unit |  | Air Handling Unit & Supply Fan
105932 | TAB-ACC-AHU-1918 | AHU, Blower Bldg, Training area, Heating & A/C(7.5 tons) | TAB-ACC-AHU-BL | Air Handling Unit | HVAC |  | AHU | http://www.toronto.ca/TWONTO#air_handler_unit |  | AHUs/Supply Fans Blower Bldg.
105933 | TAB-ACC-AHU-2001 | AHU- New West Control Bldg | TAB-ACC-AHU | Air Handling Unit | HVAC |  | AHU | http://www.toronto.ca/TWONTO#air_handler_unit |  | Air Handling Unit & Supply Fan
105934 | TAB-ACC-AHU-2053 | AHU, Chemical & Aeration Gallery | TAB-ACC-AHU | Air Handling Unit | HVAC |  | AHU | http://www.toronto.ca/TWONTO#air_handler_unit |  | Air Handling Unit & Supply Fan
105935 | TAB-ACC-AHU-2250 | AHU, PRS Building Supply air | TAB-ACC-AHU | Air Handling Unit | HVAC |  | AHU | http://www.toronto.ca/TWONTO#air_handler_unit |  | Air Handling Unit & Supply Fan
105936 | TAB-ACC-AHU-2821 | AHU, North of Old Dewatering Bldg | TAB-ACC-AHU | Air Handling Unit | HVAC |  | AHU | http://www.toronto.ca/TWONTO#air_handler_unit |  | Air Handling Unit & Supply Fan
105937 | TAB-ACC-AHU-2821 | AHU, North of Old Dewatering Bldg | TAB-ACC-AHU-DEW | Air Handling Unit | HVAC |  | AHU | http://www.toronto.ca/TWONTO#air_handler_unit |  | AHUs/Supply Fans Dewater. Bldg.
105938 | TAB-ACC-AHU-3436 | AHU(Supply Fan - S7), Filter Bldg (Old Dewatering) | TAB-ACC-AHU | Air Handling Unit | HVAC |  | AHU | http://www.toronto.ca/TWONTO#air_handler_unit |  | Air Handling Unit & Supply Fan
105940 | TAB-ACC-AHU-3660 | AHU, OPS #1 | TAB-ACC-AHU | Air Handling Unit | HVAC |  | AHU | http://www.toronto.ca/TWONTO#air_handler_unit |  | Air Handling Unit & Supply Fan
105941 | TAB-ACC-AHU-3670 | AHU, OPS #2 | TAB-ACC-AHU | Air Handling Unit | HVAC |  | AHU | http://www.toronto.ca/TWONTO#air_handler_unit |  | Air Handling Unit & Supply Fan
105942 | TAB-ACC-AHU-3680 | AHU, OPS #3 | TAB-ACC-AHU | Air Handling Unit | HVAC |  | AHU | http://www.toronto.ca/TWONTO#air_handler_unit |  | Air Handling Unit & Supply Fan
105943 | TAB-ACC-AHU-3894SUS | AHU,Incinerator Bldg | TAB-SUSPENDED ENTITY | Air Handling Unit | HVAC | 41014 | AHU | http://www.toronto.ca/TWONTO#air_handler_unit |  | Suspended entities
105944 | TAB-ACC-AHU-3905SUS | AHU, Heat Recovery Bldg | TAB-ACC-AHU | Air Handling Unit | HVAC | 41012 | AHU | http://www.toronto.ca/TWONTO#air_handler_unit |  | Air Handling Unit & Supply Fan
105945 | TAB-ACC-AHU-3905SUS | AHU, Heat Recovery Bldg | TAB-SUSPENDED ENTITY | Air Handling Unit | HVAC | 41012 | AHU | http://www.toronto.ca/TWONTO#air_handler_unit |  | Suspended entities
105946 | TAB-ACC-AHU-3907SUS | AHU, Heat Recovery Bldg | TAB-ACC-AHU | Air Handling Unit | HVAC | 41011 | AHU | http://www.toronto.ca/TWONTO#air_handler_unit |  | Air Handling Unit & Supply Fan
105947 | TAB-ACC-AHU-3907SUS | AHU, Heat Recovery Bldg | TAB-SUSPENDED ENTITY | Air Handling Unit | HVAC | 41011 | AHU | http://www.toronto.ca/TWONTO#air_handler_unit |  | Suspended entities
105950 | TAB-ACC-AHU-4465 | AHU, Aux. Bldg , North Tunnel | TAB-ACC-AHU | Air Handling Unit | HVAC |  | AHU | http://www.toronto.ca/TWONTO#air_handler_unit |  | Air Handling Unit & Supply Fan
105951 | TAB-ACC-AHU-4465 | AHU, Aux. Bldg , North Tunnel | TAB-ACC-AHU-AUX | Air Handling Unit | HVAC |  | AHU | http://www.toronto.ca/TWONTO#air_handler_unit |  | AHUs/Supply Fans Aux. Bldg
105952 | TAB-ACC-AHU-4476 | AHU, Aux Bldg | TAB-ACC-AHU | Air Handling Unit | HVAC |  | AHU | http://www.toronto.ca/TWONTO#air_handler_unit |  | Air Handling Unit & Supply Fan
105953 | TAB-ACC-AHU-4477 | AHU, Aux Bldg | TAB-ACC-AHU-AUX | Air Handling Unit | HVAC |  | AHU | http://www.toronto.ca/TWONTO#air_handler_unit |  | AHUs/Supply Fans Aux. Bldg
105954 | TAB-ACC-AHU-4502 | AHU, Digester 1-4, Drip Trap Room | TAB-ACC-AHU-DIG | Air Handling Unit | HVAC |  | AHU | http://www.toronto.ca/TWONTO#air_handler_unit |  | AHUs/Supply Fans Dig. Bldg.
105955 | TAB-ACC-AHU-4504 | AHU, Digester 1-4, Pump Room | TAB-ACC-AHU-DIG | Air Handling Unit | HVAC |  | AHU | http://www.toronto.ca/TWONTO#air_handler_unit |  | AHUs/Supply Fans Dig. Bldg.
105956 | TAB-ACC-AHU-6101 | AHU, Digester 5-8 Drip Trap Room | TAB-ACC-AHU | Air Handling Unit | HVAC |  | AHU | http://www.toronto.ca/TWONTO#air_handler_unit |  | Air Handling Unit & Supply Fan
105957 | TAB-ACC-AHU-6101 | AHU, Digester 5-8 Drip Trap Room | TAB-ACC-AHU-DIG | Air Handling Unit | HVAC |  | AHU | http://www.toronto.ca/TWONTO#air_handler_unit |  | AHUs/Supply Fans Dig. Bldg.
105958 | TAB-ACC-AHU-6102 | AHU, Digester 5-8 Drip Trap Room | TAB-ACC-AHU | Air Handling Unit | HVAC |  | AHU | http://www.toronto.ca/TWONTO#air_handler_unit |  | Air Handling Unit & Supply Fan
105959 | TAB-ACC-AHU-6102 | AHU, Digester 5-8 Drip Trap Room | TAB-ACC-AHU-DIG | Air Handling Unit | HVAC |  | AHU | http://www.toronto.ca/TWONTO#air_handler_unit |  | AHUs/Supply Fans Dig. Bldg.
105960 | TAB-ACC-AHU-6103 | AHU, Digester 5-8 Sludge Heat. Room | TAB-ACC-AHU | Air Handling Unit | HVAC |  | AHU | http://www.toronto.ca/TWONTO#air_handler_unit |  | Air Handling Unit & Supply Fan
105961 | TAB-ACC-AHU-6104 | AHU, Digester 5-8 Pump Room | TAB-ACC-AHU | Air Handling Unit | HVAC |  | AHU | http://www.toronto.ca/TWONTO#air_handler_unit |  | Air Handling Unit & Supply Fan
105964 | TAB-ACC-AHU-6420 | Air Handling Unit, Roof, Grit Bldg., P Bldg. | TAB-ACC-AHU-PBLDG | Air Handling Unit | HVAC |  | AHU | http://www.toronto.ca/TWONTO#air_handler_unit |  | AHUs/Supply Fans P. Bldg.
105965 | TAB-ACC-AHU-6430 | Air Handling Unit, Roof, Grit Bldg., P Bldg. | TAB-ACC-AHU-PBLDG | Air Handling Unit | HVAC |  | AHU | http://www.toronto.ca/TWONTO#air_handler_unit |  | AHUs/Supply Fans P. Bldg.
105966 | TAB-ACC-AHU-6440 | Air Handling Unit, Primary Tank Operating Gallery, Ground, West Side | TAB-ACC-AHU-PBLDG | Air Handling Unit | HVAC | 46312 | AHU | http://www.toronto.ca/TWONTO#air_handler_unit |  | AHUs/Supply Fans P. Bldg.
105967 | TAB-ACC-AHU-6450 | Air Handling Unit, Primary Tank Operating Gallery, Ground, East Side | TAB-ACC-AHU-PBLDG | Air Handling Unit | HVAC |  | AHU | http://www.toronto.ca/TWONTO#air_handler_unit |  | AHUs/Supply Fans P. Bldg.
105968 | TAB-ACC-AHU-6470 | Air Handling Unit, Mechanical Room no.6, Grit Bldg., P Bldg. | TAB-ACC-AHU-PBLDG | Air Handling Unit | HVAC |  | AHU | http://www.toronto.ca/TWONTO#air_handler_unit |  | AHUs/Supply Fans P. Bldg.
105969 | TAB-ACC-AHU-6550 | Air Handling Unit, Mechanical Room no.3, Screen Bldg., P Bldg. | TAB-ACC-AHU-PBLDG | Air Handling Unit | HVAC |  | AHU | http://www.toronto.ca/TWONTO#air_handler_unit |  | AHUs/Supply Fans P. Bldg.
105970 | TAB-ACC-AHU-6570 | Air Handling Unit, Mechanical Room no.3, Screen Bldg., P Bldg. | TAB-ACC-AHU-PBLDG | Air Handling Unit | HVAC |  | AHU | http://www.toronto.ca/TWONTO#air_handler_unit |  | AHUs/Supply Fans P. Bldg.
105971 | TAB-ACC-AHU-6580 | Air Handling Unit, Workshop Roof, P Bldg. | TAB-ACC-AHU-PBLDG | Air Handling Unit | HVAC |  | AHU | http://www.toronto.ca/TWONTO#air_handler_unit |  | AHUs/Supply Fans P. Bldg.
105972 | TAB-ACC-AHU-6590 | Air Handling Unit, Workshop Roof, P Bldg. | TAB-ACC-AHU-PBLDG | Air Handling Unit | HVAC |  | AHU | http://www.toronto.ca/TWONTO#air_handler_unit |  | AHUs/Supply Fans P. Bldg.
105973 | TAB-ACC-AHU-8230 | AHU,M Bldg | TAB-ACC-AHU | Air Handling Unit | HVAC |  | AHU | http://www.toronto.ca/TWONTO#air_handler_unit |  | Air Handling Unit & Supply Fan
105974 | TAB-ACC-AHU-8230 | AHU,M Bldg | TAB-ACC-AHU-M&T | Air Handling Unit | HVAC |  | AHU | http://www.toronto.ca/TWONTO#air_handler_unit |  | AHUs/Supply Fans, Dampers M&T Bldg.
105975 | TAB-ACC-AHU-9100 | AHU,T Bldg | TAB-ACC-AHU-M&T | Air Handling Unit | HVAC |  | AHU | http://www.toronto.ca/TWONTO#air_handler_unit |  | AHUs/Supply Fans, Dampers M&T Bldg.
105976 | TAB-ACC-AHU-9200 | AHU,T Bldg | TAB-ACC-AHU-M&T | Air Handling Unit | HVAC |  | AHU | http://www.toronto.ca/TWONTO#air_handler_unit |  | AHUs/Supply Fans, Dampers M&T Bldg.
106040 | TAB-ACC-C-0002 | Cooler, Walk In, Air Cool | TAB-ACC-CI | H.V.A.C.,Air Conditioner | HVAC |  | C | walk_in_cooler |  | Chiller and Air Coolers
106050 | TAB-ACC-CP-6400 | Panel, BAS Gateway Controller, Basement, Operating Gallery., P Bldg. | TAB-ACC-AHU-PBLDG | Control Panel,HVAC | HVAC |  | CP | http://www.toronto.ca/TWONTO#process_control_panel |  | AHUs/Supply Fans P. Bldg.
106051 | TAB-ACC-CT-1400 | Control Panel, Zone Controller | TAB-ACC-VAV-1400 | Control Panel,HVAC | HVAC |  | CT | http://www.toronto.ca/TWONTO#thermostat_or_zone_controller_unit |  | Heater, Hot Water Reheat Coil, Variable air
106052 | TAB-ACC-CT-1402 | Control Panel, Zone Controller | TAB-ACC-VAV-1402 | Control Panel,HVAC | HVAC |  | CT | http://www.toronto.ca/TWONTO#thermostat_or_zone_controller_unit |  | Heater, Hot Water Reheat Coil, Variable air
106053 | TAB-ACC-CT-1417 | Control Panel, Zone Controller | TAB-ACC-VAV-1417 | Control Panel,HVAC | HVAC |  | CT | http://www.toronto.ca/TWONTO#thermostat_or_zone_controller_unit |  | Heater, Hot Water Reheat Coil, Variable air
106054 | TAB-ACC-CT-1418 | Control Panel, Zone Controller | TAB-ACC-VAV-1418 | Control Panel,HVAC | HVAC |  | CT | http://www.toronto.ca/TWONTO#thermostat_or_zone_controller_unit |  | Heater, Hot Water Reheat Coil, Variable air
106055 | TAB-ACC-CT-1420 | Control Panel, Zone Controller | TAB-ACC-VAV-1420 | Control Panel,HVAC | HVAC |  | CT | http://www.toronto.ca/TWONTO#thermostat_or_zone_controller_unit |  | Heater, Hot Water Reheat Coil, Variable air
106056 | TAB-ACC-CT-1434 | Control Panel, Zone Controller | TAB-ACC-HTR-1434 | Control Panel,HVAC | HVAC |  | CT | http://www.toronto.ca/TWONTO#thermostat_or_zone_controller_unit |  | Heater, Hot Water Reheat Coil
106057 | TAB-ACC-CT-1438 | Control Panel, Zone Controller | TAB-ACC-HTR-1438 | Control Panel,HVAC | HVAC |  | CT | http://www.toronto.ca/TWONTO#thermostat_or_zone_controller_unit |  | Heater, Hot Water Reheat Coil
106058 | TAB-ACC-CT-1439 | Control Panel, Zone Controller | TAB-ACC-HTR-1438 | Control Panel,HVAC | HVAC |  | CT | http://www.toronto.ca/TWONTO#thermostat_or_zone_controller_unit |  | Heater, Hot Water Reheat Coil
106059 | TAB-ACC-CT-1440 | Control Panel, Zone Controller | TAB-ACC-VAV-1440 | Control Panel,HVAC | HVAC |  | CT | http://www.toronto.ca/TWONTO#thermostat_or_zone_controller_unit |  | Heater, Hot Water Reheat Coil, Variable air
106060 | TAB-ACC-CT-1445 | Control Panel, Zone Controller | TAB-ACC-HTR-1445 | Control Panel,HVAC | HVAC |  | CT | http://www.toronto.ca/TWONTO#thermostat_or_zone_controller_unit |  | Heater, Hot Water Reheat Coil
106061 | TAB-ACC-CT-1446 | Control Panel, Zone Controller | TAB-ACC-HTR-1446 | Control Panel,HVAC | HVAC |  | CT | http://www.toronto.ca/TWONTO#thermostat_or_zone_controller_unit |  | Heater, Hot Water Reheat Coil
106062 | TAB-ACC-CT-1447 | Control Panel, Zone Controller | TAB-ACC-HTR-1446 | Control Panel,HVAC | HVAC |  | CT | http://www.toronto.ca/TWONTO#thermostat_or_zone_controller_unit |  | Heater, Hot Water Reheat Coil
106063 | TAB-ACC-CT-1449 | Control Panel, Zone Controller | TAB-ACC-HTR-1449 | Control Panel,HVAC | HVAC |  | CT | http://www.toronto.ca/TWONTO#thermostat_or_zone_controller_unit |  | Heater, Hot Water Reheat Coil
106064 | TAB-ACC-CT-1454 | Control Panel, Zone Controller | TAB-ACC-HTR-1454 | Control Panel,HVAC | HVAC |  | CT | http://www.toronto.ca/TWONTO#thermostat_or_zone_controller_unit |  | Heater, Hot Water Reheat Coil
106065 | TAB-ACC-CT-1456 | Control Panel, Zone Controller | TAB-ACC-HTR-1456 | Control Panel,HVAC | HVAC |  | CT | http://www.toronto.ca/TWONTO#thermostat_or_zone_controller_unit |  | Heater, Hot Water Reheat Coil
106066 | TAB-ACC-CT-1459 | Control Panel, Zone Controller | TAB-ACC-VAV-1459 | Control Panel,HVAC | HVAC |  | CT | http://www.toronto.ca/TWONTO#thermostat_or_zone_controller_unit |  | Heater, Hot Water Reheat Coil, Variable air
106067 | TAB-ACC-CT-1463 | Control Panel, Zone Controller | TAB-ACC-HTR-1463 | Control Panel,HVAC | HVAC |  | CT | http://www.toronto.ca/TWONTO#thermostat_or_zone_controller_unit |  | Heater unit, Z Bldg
106068 | TAB-ACC-CT-1464 | Control Panel, Zone Controller | TAB-ACC-HTR-1464 | Control Panel,HVAC | HVAC |  | CT | http://www.toronto.ca/TWONTO#thermostat_or_zone_controller_unit |  | Heater unit, Z Bldg
106069 | TAB-ACC-CT-1469 | Control Panel, Zone Controller | TAB-ACC-VAV-1469 | Control Panel,HVAC | HVAC |  | CT | http://www.toronto.ca/TWONTO#thermostat_or_zone_controller_unit |  | Heater, Hot Water Reheat Coil, Variable air
106070 | TAB-ACC-CT-1483 | Control Panel, Zone Controller | TAB-ACC-VAV-1483 | Control Panel,HVAC | HVAC |  | CT | http://www.toronto.ca/TWONTO#thermostat_or_zone_controller_unit |  | Heater, Hot Water Reheat Coil, Variable air
106071 | TAB-ACC-CT-1486 | Control Panel, Zone Controller | TAB-ACC-VAV-1486 | Control Panel,HVAC | HVAC |  | CT | http://www.toronto.ca/TWONTO#thermostat_or_zone_controller_unit |  | Heater, Hot Water Reheat Coil, Variable air
106072 | TAB-ACC-CT-1487 | Control Panel, Zone Controller | TAB-ACC-VAV-1487 | Control Panel,HVAC | HVAC |  | CT | http://www.toronto.ca/TWONTO#thermostat_or_zone_controller_unit |  | Heater, Hot Water Reheat Coil, Variable air
106073 | TAB-ACC-CT-1491 | Control Panel, Zone Controller | TAB-ACC-HTR-1491 | Control Panel,HVAC | HVAC |  | CT | http://www.toronto.ca/TWONTO#thermostat_or_zone_controller_unit |  | Heater, Electric Reheat Coil
106074 | TAB-ACC-CT-1499 | Control Panel, Zone Controller | TAB-ACC-HTR-1499 | Control Panel,HVAC | HVAC |  | CT | http://www.toronto.ca/TWONTO#thermostat_or_zone_controller_unit |  | Heater, Hot Water Reheat Coil
106077 | TAB-ACC-CU-1301 | Conditioner,Air,North Substation,Outside East Wall,North | TAB-ACC-AC-1301 | H.V.A.C.,Air Conditioner | HVAC |  | CU | http://www.toronto.ca/TWONTO#AC_condenser_unit |  | Conditioner, Air,New North Sub station- Battery Room
106078 | TAB-ACC-CU-1302 | Conditioner,Air,North Substation,Outside East Wall,South | TAB-ACC-AC-1302 | H.V.A.C.,Air Conditioner | HVAC |  | CU | http://www.toronto.ca/TWONTO#AC_condenser_unit |  | Conditioner, Air,New North Sub station- Electrical Room
106079 | TAB-ACC-CU-6581 | Condensing unit, Outdoor, Workshop Roof, Screen Bldg., P Bldg. | TAB-ACC-CI | H.V.A.C.,Air Conditioner | HVAC |  | CU | http://www.toronto.ca/TWONTO#AC_condenser_unit |  | Chiller and Air Coolers
106128 | TAB-ACC-DM-1400A | Temperature Element, Supply Air Temperature | TAB-ACC-VAV-1400 | Damper/Louver | HVAC |  | DM | http://www.toronto.ca/TWONTO#temperature_sensor_element |  | Heater, Hot Water Reheat Coil, Variable air
106129 | TAB-ACC-DM-1402 | Damper, Actuated, Exhaust | TAB-ACC-VAV-1402 | Damper/Louver | HVAC |  | DM | http://www.toronto.ca/TWONTO#air_damper |  | Heater, Hot Water Reheat Coil, Variable air
106131 | TAB-ACC-DM-1405 | Damper, Actuated, Exhaust | TAB-ACC-VAV-1405 | Damper/Louver | HVAC |  | DM | http://www.toronto.ca/TWONTO#air_damper |  | Heater, Hot Water Reheat Coil, Variable air
106146 | TAB-ACC-DM-1457 | Damper, Actuated, Exhaust | TAB-ACC-VAV-1457 | Damper/Louver | HVAC |  | DM | http://www.toronto.ca/TWONTO#air_damper |  | Heater, Hot Water Reheat Coil, Variable air
106147 | TAB-ACC-DM-1458 | Damper, Actuated, Exhaust | TAB-ACC-VAV-1458 | Damper/Louver | HVAC |  | DM | http://www.toronto.ca/TWONTO#air_damper |  | Heater, Hot Water Reheat Coil, Variable air
106148 | TAB-ACC-DM-1459 | Damper, Actuated, Exhaust | TAB-ACC-VAV-1459 | Damper/Louver | HVAC |  | DM | http://www.toronto.ca/TWONTO#air_damper |  | Heater, Hot Water Reheat Coil, Variable air
106151 | TAB-ACC-DM-1469 | Damper, Actuated, Exhaust | TAB-ACC-VAV-1469 | Damper/Louver | HVAC |  | DM | http://www.toronto.ca/TWONTO#air_damper |  | Heater, Hot Water Reheat Coil, Variable air
106154 | TAB-ACC-DM-1483 | Damper, Actuated, Exhaust | TAB-ACC-VAV-1483 | Damper/Louver | HVAC |  | DM | http://www.toronto.ca/TWONTO#air_damper |  | Heater, Hot Water Reheat Coil, Variable air
106155 | TAB-ACC-DM-1484 | Damper, Actuated, Exhaust | TAB-ACC-VAV-1484 | Damper/Louver | HVAC |  | DM | http://www.toronto.ca/TWONTO#air_damper |  | Heater, Hot Water Reheat Coil, Variable air
106156 | TAB-ACC-DM-1486 | Damper, Actuated, Exhaust | TAB-ACC-VAV-1486 | Damper/Louver | HVAC |  | DM | http://www.toronto.ca/TWONTO#air_damper |  | Heater, Hot Water Reheat Coil, Variable air
106157 | TAB-ACC-DM-1489 | Damper, Actuated, Exhaust | TAB-ACC-VAV-1489 | Damper/Louver | HVAC |  | DM | http://www.toronto.ca/TWONTO#air_damper |  | Heater, Hot Water Reheat Coil, Variable air
106188 | TAB-ACC-DM-3030 | Damper, Suction, Supply Fan 3030, Electrical Room | TAB-ACC-AC-3030 | Damper/Louver | HVAC |  | DM | http://www.toronto.ca/TWONTO#air_damper |  | Air Conditioner, D Bldg, New Electrical Room
106218 | TAB-ACC-DM-6412 | Damper, Motorized, Supply Air, AHU-6410, Roof, Existing Grit Bldg. | TAB-ACC-AHU-6410 | Damper/Louver | HVAC |  | DM | http://www.toronto.ca/TWONTO#air_damper |  | Air Handling Unit, Roof, Grit Bldg., P Bldg.
106219 | TAB-ACC-DM-6415 | Damper, Motorized, Exhaust Air, FN- 6413, Roof, Existing Grit Bldg. | TAB-ACC-FN-6413 | Damper/Louver | HVAC |  | DM | http://www.toronto.ca/TWONTO#air_damper |  | Fan, Centrifugal, Exhaust Air, Roof, Grit Bldg., P Bldg.
106220 | TAB-ACC-DM-6418 | Damper, Motorized, Exhaust Air, FN- 6416, Roof, Existing Grit Bldg. | TAB-ACC-FN-6416 | Damper/Louver | HVAC |  | DM | http://www.toronto.ca/TWONTO#air_damper |  | Fan, Centrifugal, Exhaust Air, Roof, Grit Bldg., P Bldg.
106221 | TAB-ACC-DM-6419 | Damper, Motorized, Exhaust Air, FN- 6417, Roof, Existing Grit Bldg. | TAB-ACC-FN-6417 | Damper/Louver | HVAC |  | DM | http://www.toronto.ca/TWONTO#air_damper |  | Fan, Centrifugal, Exhaust Air, Roof, Grit Bldg., P Bldg.
106222 | TAB-ACC-DM-6421 | Damper, Motorized, Outside Air, AHU-6420, Roof, Existing Grit Bldg. | TAB-ACC-AHU-6420 | Damper/Louver | HVAC |  | DM | http://www.toronto.ca/TWONTO#air_damper |  | Air Handling Unit, Roof, Grit Bldg., P Bldg.
106223 | TAB-ACC-DM-6422 | Damper, Motorized, Supply Air, AHU-6420, Roof, Existing Grit Bldg. | TAB-ACC-AHU-6420 | Damper/Louver | HVAC |  | DM | http://www.toronto.ca/TWONTO#air_damper |  | Air Handling Unit, Roof, Grit Bldg., P Bldg.
106224 | TAB-ACC-DM-6425 | Damper, Motorized, Exhaust Air, FN- 6419, Roof, Existing Grit Bldg. | TAB-ACC-FN-6419 | Damper/Louver | HVAC |  | DM | http://www.toronto.ca/TWONTO#air_damper |  | Fan, Centrifugal, Exhaust Air, Roof, Grit Bldg., P Bldg.
106225 | TAB-ACC-DM-6426 | Damper, Motorized, Outside Air, Grit Tank Area, Existing Grit Bldg. | TAB-ACC-AHU-6420 | Damper/Louver | HVAC |  | DM | http://www.toronto.ca/TWONTO#air_damper |  | Air Handling Unit, Roof, Grit Bldg., P Bldg.
106226 | TAB-ACC-DM-6433 | Damper, Motorized, Outside Air, FN- 6432, Corridor Area of AHU-6430, Existing Grit Bldg. | TAB-ACC-AHU-6430 | Damper/Louver | HVAC |  | DM | http://www.toronto.ca/TWONTO#air_damper |  | Air Handling Unit, Roof, Grit Bldg., P Bldg.
106227 | TAB-ACC-DM-6435 | Damper, Motorized, Exhaust Air, FN- 6433, Roof, Existing Grit Bldg. | TAB-ACC-FN-6433 | Damper/Louver | HVAC |  | DM | http://www.toronto.ca/TWONTO#air_damper |  | Fan, Centrifugal, Exhaust Air, Roof, Grit Bldg., P Bldg.
106228 | TAB-ACC-DM-6451 | Damper, Motorized, Outside Air, AHU-6450, Ground, East Operating Gallery | TAB-ACC-AHU-6450 | Damper/Louver | HVAC |  | DM | http://www.toronto.ca/TWONTO#air_damper |  | Air Handling Unit, Primary Tank Operating Gallery, Ground, East Side
106229 | TAB-ACC-DM-6452 | Damper, Motorized, Outside Air, FN- 6452,AHU-6450, Ground, East Operating Gallery | TAB-ACC-AHU-6450 | Damper/Louver | HVAC |  | DM | http://www.toronto.ca/TWONTO#air_damper |  | Air Handling Unit, Primary Tank Operating Gallery, Ground, East Side
106230 | TAB-ACC-DM-6454 | Damper, Motorized, Supply Air, AHU-6450, Ground, East Operating Gallery | TAB-ACC-AHU-6450 | Damper/Louver | HVAC |  | DM | http://www.toronto.ca/TWONTO#air_damper |  | Air Handling Unit, Primary Tank Operating Gallery, Ground, East Side
106231 | TAB-ACC-DM-6458 | Damper, Motorized, Exhaust Air, FN- 6455, Ground, East Operating Gallery | TAB-ACC-FN-6455 | Damper/Louver | HVAC |  | DM | http://www.toronto.ca/TWONTO#air_damper |  | Fan, Centrifugal, Exhaust Air, Primary Tank Operating Gallery, Ground, East Side
106232 | TAB-ACC-DM-6461 | Damper, Motorized, Outside Air, AHU-6460, Ground, Existing west operating gallery | TAB-ACC-AHU-6460 | Damper/Louver | HVAC |  | DM | http://www.toronto.ca/TWONTO#air_damper |  | Air Handling Unit, Existing Primary Tank Operating Gallery, Ground, West Side
106233 | TAB-ACC-DM-6463 | Damper, Motorized, Outside Air, FN- 6461, AHU-6460, Ground, Existing west operating gallery | TAB-ACC-FN-6461 | Damper/Louver | HVAC |  | DM | http://www.toronto.ca/TWONTO#air_damper |  | Fan, Centrifugal, Supply Air, AHU-6460, Primary Tank Operating Gallery, Ground, West Side
106234 | TAB-ACC-DM-6465 | Damper, Motorized, Outside Air, Corridor Area of AHU-6460, Existing west operating gallery | TAB-ACC-AHU-6460 | Damper/Louver | HVAC |  | DM | http://www.toronto.ca/TWONTO#air_damper |  | Air Handling Unit, Existing Primary Tank Operating Gallery, Ground, West Side
106235 | TAB-ACC-DM-6466 | Damper, Motorized, Exhaust Air, FN- 6463, Corridor Area of AHU-6460, Exist. east operating gallery | TAB-ACC-FN-6463 | Damper/Louver | HVAC |  | DM | http://www.toronto.ca/TWONTO#air_damper |  | Fan, Sidewall, Exhaust Air, AHU-6460, Primary Tank Operating Gallery, Ground, West Side
106236 | TAB-ACC-DM-6471 | Damper, Motorized, Outside Air, AHU-6470, Mechanical RM No. 6, Existing grit bldg. | TAB-ACC-AHU-6470 | Damper/Louver | HVAC |  | DM | http://www.toronto.ca/TWONTO#air_damper |  | Air Handling Unit, Mechanical Room no.6, Grit Bldg., P Bldg.
106237 | TAB-ACC-DM-6472 | Damper, Motorized, Outside Air, FN- 6472, AHU-6470, Mechanical RM No. 6, Existing grit bldg. | TAB-ACC-FN-6472 | Damper/Louver | HVAC |  | DM | http://www.toronto.ca/TWONTO#air_damper |  | Fan, Centrifugal, Supply Air, AHU-6470, Mech Room No. 6, Old Screen Bldg., P Bldg.
106238 | TAB-ACC-DM-6477 | Damper, Motorized, Exhaust Air, FN- 6465, Roof, Existing Grit Bldg. | TAB-ACC-FN-6465 | Damper/Louver | HVAC |  | DM | http://www.toronto.ca/TWONTO#air_damper |  | Fan, Centrifugal, Exhaust Air, Roof, Old Screen Bldg., P Bldg.
106239 | TAB-ACC-DM-6482 | Damper, Motorized, Exhaust Air, Pump RM, Existing Grit Bldg. | TAB-ACC-FN-6481 | Damper/Louver | HVAC |  | DM | http://www.toronto.ca/TWONTO#air_damper |  | Fan, Centrifugal, Supply Air, Pump Room, Grit Bldg., P Bldg.
106240 | TAB-ACC-DM-6483 | Damper, Motorized, Outside Air, FN- 6483, Chemical RM, Existing Grit Bldg. | TAB-ACC-FN-6483 | Damper/Louver | HVAC |  | DM | http://www.toronto.ca/TWONTO#air_damper |  | Fan, Centrifugal, Supply Air, chemical Room, Grit Bldg., P Bldg.
106241 | TAB-ACC-DM-6484 | Damper, Motorized, Exhaust Air, FN- 6484, Pump RM, Existing Grit Bldg. | TAB-ACC-FN-6484 | Damper/Louver | HVAC |  | DM | http://www.toronto.ca/TWONTO#air_damper |  | Fan, Centrifugal, Exhaust Air, Ground Floor (north side), Grit Bldg., P Bldg.
106242 | TAB-ACC-DM-6486 | Damper, Motorized, Exhaust Air, FN- 6486, Grit Tank Area north, Existing Grit Bldg. | TAB-ACC-FN-6486 | Damper/Louver | HVAC |  | DM | http://www.toronto.ca/TWONTO#air_damper |  | Fan, Centrifugal, Exhaust Air, Ground Floor (north side), Grit Bldg., P Bldg.
106243 | TAB-ACC-DM-6487 | Damper, Motorized, Outside Air, FN- 6482, Mechanical RM No. 5, Existing Grit Bldg. | TAB-ACC-FN-6482 | Damper/Louver | HVAC |  | DM | http://www.toronto.ca/TWONTO#air_damper |  | Fan, Centrifugal, Supply Air, Mech Room No. 5, Old Screen Bldg., P Bldg.
106244 | TAB-ACC-DM-6488 | Damper, Motorized, Exhaust Air, Mechanical RM No. 5, Existing Grit Bldg. | TAB-ACC-FN-6482 | Damper/Louver | HVAC |  | DM | http://www.toronto.ca/TWONTO#air_damper |  | Fan, Centrifugal, Supply Air, Mech Room No. 5, Old Screen Bldg., P Bldg.
106245 | TAB-ACC-DM-6502 | Damper, Motorized, Exhaust Air, Heat Recovery Ventilator, 6501, Kitchen, Workshop Bldg. | TAB-ACC-MEQ-6501 | Damper/Louver | HVAC |  | DM | http://www.toronto.ca/TWONTO#air_damper |  | High Pressure Hot Water cleaning system, Mechanical Room No. 1, Screen Bldg., P Bldg.
106246 | TAB-ACC-DM-6511 | Damper, Motorized, Outside Air, AHU-6510, Mechanical RM No. 1, Screen Bldg., P Bldg. | TAB-ACC-AHU-6510 | Damper/Louver | HVAC |  | DM | http://www.toronto.ca/TWONTO#air_damper |  | Air Handling Unit, Mechanical Room no.1, Screen Bldg., P Bldg.
106247 | TAB-ACC-DM-6512 | Damper, Motorized, Supply Air, AHU-6510, Mechanical RM No. 1, Screen Bldg., P Bldg. | TAB-ACC-AHU-6510 | Damper/Louver | HVAC |  | DM | http://www.toronto.ca/TWONTO#air_damper |  | Air Handling Unit, Mechanical Room no.1, Screen Bldg., P Bldg.
106248 | TAB-ACC-DM-6513 | Damper, Motorized, Supply Air, AHU-6510, Vestibule 1, Screen Bldg., P Bldg. | TAB-ACC-AHU-6510 | Damper/Louver | HVAC |  | DM | http://www.toronto.ca/TWONTO#air_damper |  | Air Handling Unit, Mechanical Room no.1, Screen Bldg., P Bldg.
106249 | TAB-ACC-DM-6514 | Damper, Motorized, Supply Air, AHU-6510, Truck loading Area, Screen Bldg., P Bldg. | TAB-ACC-AHU-6510 | Damper/Louver | HVAC |  | DM | http://www.toronto.ca/TWONTO#air_damper |  | Air Handling Unit, Mechanical Room no.1, Screen Bldg., P Bldg.
106250 | TAB-ACC-DM-6515 | Damper, Motorized, Return Air, AHU-6510, Mechanical RM No. 1, Screen Bldg., P Bldg. | TAB-ACC-AHU-6510 | Damper/Louver | HVAC |  | DM | http://www.toronto.ca/TWONTO#air_damper |  | Air Handling Unit, Mechanical Room no.1, Screen Bldg., P Bldg.
106251 | TAB-ACC-DM-6516 | Damper, Motorized, Return Air, AHU-6510, Mechanical RM No. 1, Screen Bldg., P Bldg. | TAB-ACC-AHU-6510 | Damper/Louver | HVAC |  | DM | http://www.toronto.ca/TWONTO#air_damper |  | Air Handling Unit, Mechanical Room no.1, Screen Bldg., P Bldg.
106252 | TAB-ACC-DM-6517 | Damper, Motorized, Exhaust Air, AHU-6510, Mechanical RM No. 1, Screen Bldg., P Bldg. | TAB-ACC-AHU-6510 | Damper/Louver | HVAC |  | DM | http://www.toronto.ca/TWONTO#air_damper |  | Air Handling Unit, Mechanical Room no.1, Screen Bldg., P Bldg.
106253 | TAB-ACC-DM-6521 | Damper, Motorized, Outside Air, AHU-6520, Mechanical RM No. 2, Screen Bldg., P Bldg. | TAB-ACC-AHU-6520 | Damper/Louver | HVAC |  | DM | http://www.toronto.ca/TWONTO#air_damper |  | Air Handling Unit, Mechanical Room no.2, Screen Bldg., P Bldg.
106254 | TAB-ACC-DM-6522 | Damper, Motorized, Outside Air, FN- 6521, AHU-6520, Mechanical RM No. 2, Screen Bldg., P Bldg. | TAB-ACC-FN-6521 | Damper/Louver | HVAC |  | DM | http://www.toronto.ca/TWONTO#air_damper |  | Fan, Centrifugal, Supply air, AHU-6520, Mechanical Room No. 2, Screen Bldg., P Bldg.
106255 | TAB-ACC-DM-6523 | Damper, Motorized, Outside Air, FN- 6522, AHU-6520, Mechanical RM No. 2, Screen Bldg., P Bldg. | TAB-ACC-FN-6522 | Damper/Louver | HVAC |  | DM | http://www.toronto.ca/TWONTO#air_damper |  | Fan, Centrifugal, Supply air, AHU-6520, Mechanical Room No. 2, Screen Bldg., P Bldg.
106256 | TAB-ACC-DM-6524 | Damper, Motorized, Supply Air, AHU-6520, Mechanical RM No. 2, Screen Bldg., P Bldg. | TAB-ACC-AHU-6520 | Damper/Louver | HVAC |  | DM | http://www.toronto.ca/TWONTO#air_damper |  | Air Handling Unit, Mechanical Room no.2, Screen Bldg., P Bldg.
106257 | TAB-ACC-DM-6526 | Damper, Motorized, Supply Air, AHU-6520, Mechanical RM No. 2, Screen Bldg., P Bldg. | TAB-ACC-AHU-6520 | Damper/Louver | HVAC |  | DM | http://www.toronto.ca/TWONTO#air_damper |  | Air Handling Unit, Mechanical Room no.2, Screen Bldg., P Bldg.
106258 | TAB-ACC-DM-6527 | Damper, Motorized, Exhaust Air, Mechanical RM No. 2, Screen Bldg., P Bldg. | TAB-ACC-AHU-6520 | Damper/Louver | HVAC |  | DM | http://www.toronto.ca/TWONTO#air_damper |  | Air Handling Unit, Mechanical Room no.2, Screen Bldg., P Bldg.
106259 | TAB-ACC-DM-6532 | Damper, Motorized, Supply Air, AHU-6530, Mechanical RM No. 3, Screen Bldg., P Bldg. | TAB-ACC-AHU-6530 | Damper/Louver | HVAC |  | DM | http://www.toronto.ca/TWONTO#air_damper |  | Air Handling Unit, Mechanical Room no.3, Screen Bldg., P Bldg.
106260 | TAB-ACC-DM-6533 | Damper, Motorized, Exhaust Air, FN- 6532, Mechanical RM No. 3, Screen Bldg., P Bldg. | TAB-ACC-FN-6532 | Damper/Louver | HVAC |  | DM | http://www.toronto.ca/TWONTO#air_damper |  | Fan, Centrifugal, Exhaust air, Mechanical Room No. 3, Screen Bldg., P Bldg.
106261 | TAB-ACC-DM-6536 | Damper, Motorized, Outside Air, AHU-6530,6540, 6550 & 6560, Mech. RM No. 3, Screen Bldg., P Bldg. | TAB-ACC-AHU-6530 | Damper/Louver | HVAC |  | DM | http://www.toronto.ca/TWONTO#air_damper |  | Air Handling Unit, Mechanical Room no.3, Screen Bldg., P Bldg.
106262 | TAB-ACC-DM-6537 | Damper, Motorized, Outside Air, AHU-6530,6540, 6550 & 6560, Mech. RM No. 3, Screen Bldg., P Bldg. | TAB-ACC-AHU-6530 | Damper/Louver | HVAC |  | DM | http://www.toronto.ca/TWONTO#air_damper |  | Air Handling Unit, Mechanical Room no.3, Screen Bldg., P Bldg.
106263 | TAB-ACC-DM-6538 | Damper, Motorized, Outside Air, AHU-6530,6540, 6550 & 6560, Mech. RM No. 3, Screen Bldg., P Bldg. | TAB-ACC-AHU-6530 | Damper/Louver | HVAC |  | DM | http://www.toronto.ca/TWONTO#air_damper |  | Air Handling Unit, Mechanical Room no.3, Screen Bldg., P Bldg.
106264 | TAB-ACC-DM-6539 | Damper, Motorized, Outside Air, AHU-6530,6540, 6550 & 6560, Mech. RM No. 3, Screen Bldg., P Bldg. | TAB-ACC-AHU-6530 | Damper/Louver | HVAC |  | DM | http://www.toronto.ca/TWONTO#air_damper |  | Air Handling Unit, Mechanical Room no.3, Screen Bldg., P Bldg.
106265 | TAB-ACC-DM-6542 | Damper, Motorized, Supply Air, AHU-6540, Mechanical RM No. 3, Screen Bldg., P Bldg. | TAB-ACC-AHU-6540 | Damper/Louver | HVAC |  | DM | http://www.toronto.ca/TWONTO#air_damper |  | Air Handling Unit, Mechanical Room no.3, Screen Bldg., P Bldg.
106266 | TAB-ACC-DM-6543 | Damper, Motorized, Exhaust Air, FN- 6542, Mechanical RM No. 3, Screen Bldg., P Bldg. | TAB-ACC-FN-6542 | Damper/Louver | HVAC |  | DM | http://www.toronto.ca/TWONTO#air_damper |  | Fan, Centrifugal, exhaust air, Mechanical Room No. 3, Screen Bldg., P Bldg.
106267 | TAB-ACC-DM-6544 | Damper, Motorized, Exhaust Air, FN- 6542, Mechanical RM No. 3, Screen Bldg., P Bldg. | TAB-ACC-FN-6542 | Damper/Louver | HVAC |  | DM | http://www.toronto.ca/TWONTO#air_damper |  | Fan, Centrifugal, exhaust air, Mechanical Room No. 3, Screen Bldg., P Bldg.
106268 | TAB-ACC-DM-6545 | Damper, Motorized, Outside Air, AHU-6530,6540, 6550 & 6560, Mech. RM No. 3, Screen Bldg., P Bldg. | TAB-ACC-AHU-6530 | Damper/Louver | HVAC |  | DM | http://www.toronto.ca/TWONTO#air_damper |  | Air Handling Unit, Mechanical Room no.3, Screen Bldg., P Bldg.
106269 | TAB-ACC-DM-6546 | Damper, Motorized, Outside Air, AHU-6530,6540, 6550 & 6560, Mech. RM No. 3, Screen Bldg., P Bldg. | TAB-ACC-AHU-6530 | Damper/Louver | HVAC |  | DM | http://www.toronto.ca/TWONTO#air_damper |  | Air Handling Unit, Mechanical Room no.3, Screen Bldg., P Bldg.
106270 | TAB-ACC-DM-6547 | Damper, Motorized, Outside Air, AHU-6530,6540, 6550 & 6560, Mech. RM No. 3, Screen Bldg., P Bldg. | TAB-ACC-AHU-6530 | Damper/Louver | HVAC |  | DM | http://www.toronto.ca/TWONTO#air_damper |  | Air Handling Unit, Mechanical Room no.3, Screen Bldg., P Bldg.
106271 | TAB-ACC-DM-6548 | Damper, Motorized, Outside Air, AHU-6530,6540, 6550 & 6560, Mech. RM No. 3, Screen Bldg., P Bldg. | TAB-ACC-AHU-6530 | Damper/Louver | HVAC |  | DM | http://www.toronto.ca/TWONTO#air_damper |  | Air Handling Unit, Mechanical Room no.3, Screen Bldg., P Bldg.
106272 | TAB-ACC-DM-6551 | Damper, Motorized, Outside Air, AHU-6550, Mechanical RM No. 3, Screen Bldg., P Bldg. | TAB-ACC-AHU-6550 | Damper/Louver | HVAC |  | DM | http://www.toronto.ca/TWONTO#air_damper |  | Air Handling Unit, Mechanical Room no.3, Screen Bldg., P Bldg.
106273 | TAB-ACC-DM-6552 | Damper, Motorized, Supply Air, AHU-6550, Mechanical RM No. 3, Screen Bldg., P Bldg. | TAB-ACC-AHU-6550 | Damper/Louver | HVAC |  | DM | http://www.toronto.ca/TWONTO#air_damper |  | Air Handling Unit, Mechanical Room no.3, Screen Bldg., P Bldg.
106274 | TAB-ACC-DM-6553 | Damper, Motorized, Exhaust Air, FN- 6552, Mechanical RM No. 3, Screen Bldg., P Bldg. | TAB-ACC-FN-6552 | Damper/Louver | HVAC |  | DM | http://www.toronto.ca/TWONTO#air_damper |  | Fan, Centrifugal, exhaust air, Mechanical Room No. 3, Screen Bldg., P Bldg.
106275 | TAB-ACC-DM-6555 | Damper, Motorized, Supply Air, AHU-6530,6540, 6550 & 6560, Mech. RM No. 3, Screen Bldg., P Bldg. | TAB-ACC-AHU-6530 | Damper/Louver | HVAC |  | DM | http://www.toronto.ca/TWONTO#air_damper |  | Air Handling Unit, Mechanical Room no.3, Screen Bldg., P Bldg.
106276 | TAB-ACC-DM-6559 | Damper, Motorized, Ambient Air, Mechanical RM No. 3, Screen Bldg., P Bldg. | TAB-ACC-AHU-6550 | Damper/Louver | HVAC |  | DM | http://www.toronto.ca/TWONTO#air_damper |  | Air Handling Unit, Mechanical Room no.3, Screen Bldg., P Bldg.
106277 | TAB-ACC-DM-6561 | Damper, Motorized, Outside Air, AHU-6560, Mechanical RM No. 3, Screen Bldg., P Bldg. | TAB-ACC-AHU-6560 | Damper/Louver | HVAC |  | DM | http://www.toronto.ca/TWONTO#air_damper |  | Air Handling Unit, Mechanical Room no.3, Screen Bldg., P Bldg.
106278 | TAB-ACC-DM-6563 | Damper, Motorized, Exhaust Air, FN- 6562, Mechanical RM No. 3, Screen Bldg., P Bldg. | TAB-ACC-FN-6562 | Damper/Louver | HVAC |  | DM | http://www.toronto.ca/TWONTO#air_damper |  | Fan, Centrifugal, exhaust air, Mechanical Room No. 3, Screen Bldg., P Bldg.
106279 | TAB-ACC-DM-6578 | Damper, Motorized, Exhaust Air, AHU-6570, Mechanical RM No. 3, Screen Bldg., P Bldg. | TAB-ACC-AHU-6570 | Damper/Louver | HVAC |  | DM | http://www.toronto.ca/TWONTO#air_damper |  | Air Handling Unit, Mechanical Room no.3, Screen Bldg., P Bldg.
106280 | TAB-ACC-DM-6579 | Damper, Motorized, Return Air, AHU-6570, Mechanical RM No. 3, Screen Bldg., P Bldg. | TAB-ACC-AHU-6570 | Damper/Louver | HVAC |  | DM | http://www.toronto.ca/TWONTO#air_damper |  | Air Handling Unit, Mechanical Room no.3, Screen Bldg., P Bldg.
106281 | TAB-ACC-DM-6582 | Damper, Motorized, Return Air, AHU-6580, Roof, Workshop Bldg. | TAB-ACC-AHU-6580 | Damper/Louver | HVAC |  | DM | http://www.toronto.ca/TWONTO#air_damper |  | Air Handling Unit, Workshop Roof, P Bldg.
106282 | TAB-ACC-DM-6583 | Damper, Motorized, Supply Air, AHU-6580, Roof, Workshop Bldg. | TAB-ACC-AHU-6580 | Damper/Louver | HVAC |  | DM | http://www.toronto.ca/TWONTO#air_damper |  | Air Handling Unit, Workshop Roof, P Bldg.
106283 | TAB-ACC-DM-6584 | Damper, Motorized, Exhaust Air, FN- 6582, Maintenance Area, Workshop Bldg. | TAB-ACC-FN-6582 | Damper/Louver | HVAC |  | DM | http://www.toronto.ca/TWONTO#air_damper |  | Fan, Sidewall type, Exhaust Air, maintenance Workshop, Screen Bldg., P Bldg.
106284 | TAB-ACC-DM-6585 | Damper, Motorized, Exhaust Air, FN- 6583, Maintenance Area, Workshop Bldg. | TAB-ACC-FN-6583 | Damper/Louver | HVAC |  | DM | http://www.toronto.ca/TWONTO#air_damper |  | Fan, Sidewall type, Exhaust Air, maintenance Workshop, Screen Bldg., P Bldg.
106285 | TAB-ACC-DM-6586 | Damper, Motorized, Outside Air, Corridor Area of AHU-6580, Workshop Bldg. | TAB-ACC-AHU-6580 | Damper/Louver | HVAC |  | DM | http://www.toronto.ca/TWONTO#air_damper |  | Air Handling Unit, Workshop Roof, P Bldg.
106286 | TAB-ACC-DM-6587 | Damper, Motorized, Exhaust Air, FN- 6584, Corridor Area of AHU-6580, Workshop Bldg. | TAB-ACC-AHU-6580 | Damper/Louver | HVAC |  | DM | http://www.toronto.ca/TWONTO#air_damper |  | Air Handling Unit, Workshop Roof, P Bldg.
106287 | TAB-ACC-DM-6591 | Damper, Motorized, Outside Air, AHU-6590, Roof, Workshop Bldg. | TAB-ACC-AHU-6590 | Damper/Louver | HVAC |  | DM | http://www.toronto.ca/TWONTO#air_damper |  | Air Handling Unit, Workshop Roof, P Bldg.
106288 | TAB-ACC-DM-6593 | Damper, Motorized, Supply Air, AHU-6590, Roof, Workshop Bldg. | TAB-ACC-AHU-6590 | Damper/Louver | HVAC |  | DM | http://www.toronto.ca/TWONTO#air_damper |  | Air Handling Unit, Workshop Roof, P Bldg.
106289 | TAB-ACC-DM-6595 | Damper, Motorized, Exhaust Air, FN- 6592, Corridor Area of AHU-6580, Workshop Bldg. | TAB-ACC-AHU-6580 | Damper/Louver | HVAC |  | DM | http://www.toronto.ca/TWONTO#air_damper |  | Air Handling Unit, Workshop Roof, P Bldg.
106316 | TAB-ACC-F-4902 | Filter, Ventilation, Waste Gas Burner Station | TAB-ACC-AHU-4901 | Filter | HVAC |  | F | http://www.toronto.ca/TWONTO#replaceable_air_filter |  | Air Handling Unit, Waste Gas Buner Station
106317 | TAB-ACC-F-6411 | Filter, Prefilter, AHU-6410, Roof, Grit Bldg., P Bldg. | TAB-ACC-AHU-6410 | Filter | HVAC |  | F | http://www.toronto.ca/TWONTO#replaceable_air_filter |  | Air Handling Unit, Roof, Grit Bldg., P Bldg.
106318 | TAB-ACC-F-6421 | Filter, Prefilter, AHU-6420, Roof, Grit Bldg., P Bldg. | TAB-ACC-AHU-6420 | Filter | HVAC |  | F | http://www.toronto.ca/TWONTO#replaceable_air_filter |  | Air Handling Unit, Roof, Grit Bldg., P Bldg.
106319 | TAB-ACC-F-6432 | Filter, AHU-6430, Roof, Grit Bldg., P Bldg. | TAB-ACC-AHU-6430 | Filter | HVAC |  | F | http://www.toronto.ca/TWONTO#replaceable_air_filter |  | Air Handling Unit, Roof, Grit Bldg., P Bldg.
106320 | TAB-ACC-F-6451 | Filter, Prefilter, AHU-6450, Primary Tank Operating Gallery, Ground, East Side | TAB-ACC-AHU-6450 | Filter | HVAC |  | F | http://www.toronto.ca/TWONTO#replaceable_air_filter |  | Air Handling Unit, Primary Tank Operating Gallery, Ground, East Side
106321 | TAB-ACC-F-6471 | Filter, Prefilter, AHU-6470, Mech Room No. 6, Old Screen Bldg., P Bldg. | TAB-ACC-AHU-6470 | Filter | HVAC |  | F | http://www.toronto.ca/TWONTO#replaceable_air_filter |  | Air Handling Unit, Mechanical Room no.6, Grit Bldg., P Bldg.
106322 | TAB-ACC-F-6472 | Filter, AHU-6470, Mech Room No. 6, Old Screen Bldg., P Bldg. | TAB-ACC-AHU-6470 | Filter | HVAC |  | F | http://www.toronto.ca/TWONTO#replaceable_air_filter |  | Air Handling Unit, Mechanical Room no.6, Grit Bldg., P Bldg.
106323 | TAB-ACC-F-6521 | Filter, Prefilter, AHU-6520, Mechanical Room No. 2, Screen Bldg., P Bldg. | TAB-ACC-AHU-6520 | Filter | HVAC |  | F | http://www.toronto.ca/TWONTO#replaceable_air_filter |  | Air Handling Unit, Mechanical Room no.2, Screen Bldg., P Bldg.
106324 | TAB-ACC-F-6532 | Filter, AHU-6530, Mechanical Room No. 3, Screen Bldg., P Bldg. | TAB-ACC-AHU-6530 | Filter | HVAC |  | F | http://www.toronto.ca/TWONTO#replaceable_air_filter |  | Air Handling Unit, Mechanical Room no.3, Screen Bldg., P Bldg.
106325 | TAB-ACC-F-6551 | Filter, Prefilter, AHU-6550, Mechanical Room No. 3, Screen Bldg., P Bldg. | TAB-ACC-AHU-6550 | Filter | HVAC |  | F | http://www.toronto.ca/TWONTO#replaceable_air_filter |  | Air Handling Unit, Mechanical Room no.3, Screen Bldg., P Bldg.
106326 | TAB-ACC-F-6562 | Filter, AHU-6560, Mechanical Room No. 3, Screen Bldg., P Bldg. | TAB-ACC-AHU-6560 | Filter | HVAC |  | F | http://www.toronto.ca/TWONTO#replaceable_air_filter |  | Air Handling Unit, Mechanical Room no.3, Screen Bldg., P Bldg.
106327 | TAB-ACC-F-6571 | Filter, Prefilter, AHU-6570, Mechanical Room No. 3, Screen Bldg., P Bldg. | TAB-ACC-AHU-6570 | Filter | HVAC |  | F | http://www.toronto.ca/TWONTO#replaceable_air_filter |  | Air Handling Unit, Mechanical Room no.3, Screen Bldg., P Bldg.
106328 | TAB-ACC-F-6572 | Filter, AHU-6570, Mechanical Room No. 3, Screen Bldg., P Bldg. | TAB-ACC-AHU-6570 | Filter | HVAC |  | F | http://www.toronto.ca/TWONTO#replaceable_air_filter |  | Air Handling Unit, Mechanical Room no.3, Screen Bldg., P Bldg.
106329 | TAB-ACC-F-6581 | Filter, Prefilter, AHU-6580, Workshop Roof, Screen Bldg., P Bldg. | TAB-ACC-AHU-6580 | Filter | HVAC |  | F | http://www.toronto.ca/TWONTO#replaceable_air_filter |  | Air Handling Unit, Workshop Roof, P Bldg.
106330 | TAB-ACC-F-6582 | Filter, AHU-6580, Workshop Roof, Screen Bldg., P Bldg. | TAB-ACC-AHU-6580 | Filter | HVAC |  | F | http://www.toronto.ca/TWONTO#replaceable_air_filter |  | Air Handling Unit, Workshop Roof, P Bldg.
106404 | TAB-ACC-FN-1250 | Fan, Supply Air, Floatation Bldg | TAB-ACC-AHU-1250 | Fan | HVAC |  | FN | http://www.toronto.ca/TWONTO#blower_or_fan_with_drive |  | Air Handing unit,Flotation Bldg
106405 | TAB-ACC-FN-1252 | Fan, Supply Air, Floatation Bldg- 2nd Floor North Parking Lot West | TAB-ACC-AHU-1252 | Fan | HVAC |  | FN | http://www.toronto.ca/TWONTO#blower_or_fan_with_drive |  | Air Handing unit,Flotation Bldg
106456 | TAB-ACC-FN-1905 | Conditioner, Air, Blwr Bldg, Computer Rm-Blwr Bldg | TAB-ACC-CI | H.V.A.C.,Air Conditioner | HVAC |  | FN | http://www.toronto.ca/TWONTO#air_condition |  | Chiller and Air Coolers
106480 | TAB-ACC-FN-2831 | Fan, Supply Air, Dewatering Bldg. | TAB-ACC-AHU-DEW | Fan | HVAC |  | FN | http://www.toronto.ca/TWONTO#blower_or_fan_with_drive |  | AHUs/Supply Fans Dewater. Bldg.
106491 | TAB-ACC-FN-4465A | Fan, Exhaust, Auxiliary Systems Building, Main Floor, Outside, East Side | TAB-ACC-FN-AUX | Fan | HVAC |  | FN | http://www.toronto.ca/TWONTO#blower_or_fan_with_drive |  | Exhaust Fans , Aux. Bldg
106496 | TAB-ACC-FN-4477B | Fan, Exhaust, Auxiliary Systems Building, Main Floor | TAB-ACC-FN-AUX | Fan | HVAC |  | FN | http://www.toronto.ca/TWONTO#blower_or_fan_with_drive |  | Exhaust Fans , Aux. Bldg
106497 | TAB-ACC-FN-4478 | Fan, Exhaust, Auxiliary Systems Building, Penthouse | TAB-ACC-FN-AUX | Fan | HVAC |  | FN | http://www.toronto.ca/TWONTO#blower_or_fan_with_drive |  | Exhaust Fans , Aux. Bldg
106510 | TAB-ACC-FN-4901 | Fan, Exhaust, Waste Gas Burner Station | TAB-ACC-AHU-4901 | Fan | HVAC |  | FN | http://www.toronto.ca/TWONTO#blower_or_fan_with_drive |  | Air Handling Unit, Waste Gas Buner Station
106511 | TAB-ACC-FN-4902 | Fan, Exhaust, Waste Gas Burner Station | TAB-ACC-AHU-4901 | Fan | HVAC |  | FN | http://www.toronto.ca/TWONTO#blower_or_fan_with_drive |  | Air Handling Unit, Waste Gas Buner Station
106544 | TAB-ACC-FN-6411 | Fan, Centrifugal, Supply Air, AHU-6410, Grit Bldg. roof, P Bldg. | TAB-ACC-AHU-6410 | Fan,Centrifugal | HVAC |  | FN | http://www.toronto.ca/TWONTO#blower_or_fan_with_drive |  | Air Handling Unit, Roof, Grit Bldg., P Bldg.
106545 | TAB-ACC-FN-6413 | Fan, Centrifugal, Exhaust Air, Roof, Grit Bldg., P Bldg. | TAB-ACC-FN-PBLDG | Fan,Centrifugal | HVAC |  | FN | http://www.toronto.ca/TWONTO#blower_or_fan_with_drive |  | Exhaust Fans , P Bldg
106546 | TAB-ACC-FN-6414 | Fan, Centrifugal, Exhaust Air, Roof, Grit Bldg., P Bldg. | TAB-ACC-FN-PBLDG | Fan,Centrifugal | HVAC |  | FN | http://www.toronto.ca/TWONTO#blower_or_fan_with_drive |  | Exhaust Fans , P Bldg
106547 | TAB-ACC-FN-6415 | Fan, Centrifugal, Exhaust Air, Roof, Grit Bldg., P Bldg. | TAB-ACC-FN-PBLDG | Fan,Centrifugal | HVAC |  | FN | http://www.toronto.ca/TWONTO#blower_or_fan_with_drive |  | Exhaust Fans , P Bldg
106548 | TAB-ACC-FN-6416 | Fan, Centrifugal, Exhaust Air, Roof, Grit Bldg., P Bldg. | TAB-ACC-FN-PBLDG | Fan,Centrifugal | HVAC |  | FN | http://www.toronto.ca/TWONTO#blower_or_fan_with_drive |  | Exhaust Fans , P Bldg
106549 | TAB-ACC-FN-6419 | Fan, Centrifugal, Exhaust Air, Roof, Grit Bldg., P Bldg. | TAB-ACC-FN-PBLDG | Fan,Centrifugal | HVAC |  | FN | http://www.toronto.ca/TWONTO#blower_or_fan_with_drive |  | Exhaust Fans , P Bldg
106550 | TAB-ACC-FN-6432 | Fan, Sidewall, Exhaust Air, AHU-6430, Roof, Grit Bldg., P Bldg. | TAB-ACC-AHU-6430 | Fan | HVAC |  | FN | http://www.toronto.ca/TWONTO#blower_or_fan_with_drive |  | Air Handling Unit, Roof, Grit Bldg., P Bldg.
106551 | TAB-ACC-FN-6433 | Fan, Centrifugal, Exhaust Air, Roof, Grit Bldg., P Bldg. | TAB-ACC-FN-PBLDG | Fan,Centrifugal | HVAC |  | FN | http://www.toronto.ca/TWONTO#blower_or_fan_with_drive |  | Exhaust Fans , P Bldg
106552 | TAB-ACC-FN-6453 | Fan, Sidewall, Exhaust Air, AHU-6450, Primary Tank Operating Gallery, Ground, East Side | TAB-ACC-AHU-6450 | Fan,Centrifugal | HVAC |  | FN | http://www.toronto.ca/TWONTO#blower_or_fan_with_drive |  | Air Handling Unit, Primary Tank Operating Gallery, Ground, East Side
106553 | TAB-ACC-FN-6454 | Fan, Centrifugal, Exhaust Air, Primary Tank Operating Gallery, Ground, East Side | TAB-ACC-FN-PBLDG | Fan,Centrifugal | HVAC |  | FN | http://www.toronto.ca/TWONTO#blower_or_fan_with_drive |  | Exhaust Fans , P Bldg
106554 | TAB-ACC-FN-6455 | Fan, Centrifugal, Exhaust Air, Primary Tank Operating Gallery, Ground, East Side | TAB-ACC-FN-PBLDG | Fan,Centrifugal | HVAC |  | FN | http://www.toronto.ca/TWONTO#blower_or_fan_with_drive |  | Exhaust Fans , P Bldg
106555 | TAB-ACC-FN-6461 | Fan, Centrifugal, Supply Air, AHU-6460, Primary Tank Operating Gallery, Ground, West Side | TAB-ACC-AHU-6460 | Fan,Centrifugal | HVAC |  | FN | http://www.toronto.ca/TWONTO#blower_or_fan_with_drive |  | Air Handling Unit, Existing Primary Tank Operating Gallery, Ground, West Side
106556 | TAB-ACC-FN-6462 | Fan, Centrifugal, Supply Air, AHU-6460, Primary Tank Operating Gallery, Ground, West Side | TAB-ACC-AHU-6460 | Fan,Centrifugal | HVAC |  | FN | http://www.toronto.ca/TWONTO#blower_or_fan_with_drive |  | Air Handling Unit, Existing Primary Tank Operating Gallery, Ground, West Side
106557 | TAB-ACC-FN-6471 | Fan, Centrifugal, Supply Air, AHU-6470, Mech Room No. 6, Old Screen Bldg., P Bldg. | TAB-ACC-AHU-6470 | Fan,Centrifugal | HVAC |  | FN | http://www.toronto.ca/TWONTO#blower_or_fan_with_drive |  | Air Handling Unit, Mechanical Room no.6, Grit Bldg., P Bldg.
106558 | TAB-ACC-FN-6481 | Fan, Centrifugal, Supply Air, Pump Room, Grit Bldg., P Bldg. | TAB-ACC-AHU-PBLDG | Fan,Centrifugal | HVAC |  | FN | http://www.toronto.ca/TWONTO#blower_or_fan_with_drive |  | AHUs/Supply Fans P. Bldg.
106559 | TAB-ACC-FN-6483 | Fan, Centrifugal, Supply Air, chemical Room, Grit Bldg., P Bldg. | TAB-ACC-AHU-PBLDG | Fan,Centrifugal | HVAC |  | FN | http://www.toronto.ca/TWONTO#blower_or_fan_with_drive |  | AHUs/Supply Fans P. Bldg.
106560 | TAB-ACC-FN-6484 | Fan, Centrifugal, Exhaust Air, Ground Floor (north side), Grit Bldg., P Bldg. | TAB-ACC-FN-PBLDG | Fan,Centrifugal | HVAC |  | FN | http://www.toronto.ca/TWONTO#blower_or_fan_with_drive |  | Exhaust Fans , P Bldg
106561 | TAB-ACC-FN-6485 | Fan, Centrifugal, Supply Air, CEPT, Grit Bldg., P Bldg. | TAB-ACC-AHU-PBLDG | Fan,Centrifugal | HVAC |  | FN | http://www.toronto.ca/TWONTO#blower_or_fan_with_drive |  | AHUs/Supply Fans P. Bldg.
106562 | TAB-ACC-FN-6486 | Fan, Centrifugal, Exhaust Air, Ground Floor (north side), Grit Bldg., P Bldg. | TAB-ACC-FN-PBLDG | Fan,Centrifugal | HVAC |  | FN | http://www.toronto.ca/TWONTO#blower_or_fan_with_drive |  | Exhaust Fans , P Bldg
106563 | TAB-ACC-FN-6501 | Fan, Ceiling type, Exhaust air, Washroom, Screen Bldg., P Bldg. | TAB-ACC-FN-PBLDG | Fan | HVAC |  | FN | http://www.toronto.ca/TWONTO#blower_or_fan_with_drive |  | Exhaust Fans , P Bldg
106564 | TAB-ACC-FN-6512 | Fan, Centrifugal, Exhaust air, AHU-6510, Mechanical room No. 1, Screen Bldg., P Bldg. | TAB-ACC-AHU-6510 | Fan,Centrifugal | HVAC |  | FN | http://www.toronto.ca/TWONTO#blower_or_fan_with_drive |  | Air Handling Unit, Mechanical Room no.1, Screen Bldg., P Bldg.
106565 | TAB-ACC-FN-6522 | Fan, Centrifugal, Supply air, AHU-6520, Mechanical Room No. 2, Screen Bldg., P Bldg. | TAB-ACC-AHU-6520 | Fan,Centrifugal | HVAC |  | FN | http://www.toronto.ca/TWONTO#blower_or_fan_with_drive |  | Air Handling Unit, Mechanical Room no.2, Screen Bldg., P Bldg.
106566 | TAB-ACC-FN-6531 | Fan, Centrifugal, Supply air, AHU-6530, Mechanical Room No. 3, Screen Bldg., P Bldg. | TAB-ACC-AHU-6530 | Fan,Centrifugal | HVAC |  | FN | http://www.toronto.ca/TWONTO#blower_or_fan_with_drive |  | Air Handling Unit, Mechanical Room no.3, Screen Bldg., P Bldg.
106567 | TAB-ACC-FN-6541 | Fan, Centrifugal, Supply air, AHU-6540, Mechanical Room No. 3, Screen Bldg., P Bldg. | TAB-ACC-AHU-6540 | Fan,Centrifugal | HVAC |  | FN | http://www.toronto.ca/TWONTO#blower_or_fan_with_drive |  | Air Handling Unit, Mechanical Room no.3, Screen Bldg., P Bldg.
106568 | TAB-ACC-FN-6542 | Fan, Centrifugal, exhaust air, Mechanical Room No. 3, Screen Bldg., P Bldg. | TAB-ACC-FN-PBLDG | Fan,Centrifugal | HVAC |  | FN | http://www.toronto.ca/TWONTO#blower_or_fan_with_drive |  | Exhaust Fans , P Bldg
106569 | TAB-ACC-FN-6551 | Fan, Centrifugal, Supply air, AHU-6550, Mechanical Room No. 3, Screen Bldg., P Bldg. | TAB-ACC-AHU-6550 | Fan,Centrifugal | HVAC |  | FN | http://www.toronto.ca/TWONTO#blower_or_fan_with_drive |  | Air Handling Unit, Mechanical Room no.3, Screen Bldg., P Bldg.
106570 | TAB-ACC-FN-6552 | Fan, Centrifugal, exhaust air, Mechanical Room No. 3, Screen Bldg., P Bldg. | TAB-ACC-FN-PBLDG | Fan,Centrifugal | HVAC |  | FN | http://www.toronto.ca/TWONTO#blower_or_fan_with_drive |  | Exhaust Fans , P Bldg
106571 | TAB-ACC-FN-6572 | Fan, Centrifugal, Supply air, AHU-6570, Mechanical Room No. 3, Screen Bldg., P Bldg. | TAB-ACC-AHU-6570 | Fan,Centrifugal | HVAC |  | FN | http://www.toronto.ca/TWONTO#blower_or_fan_with_drive |  | Air Handling Unit, Mechanical Room no.3, Screen Bldg., P Bldg.
106572 | TAB-ACC-FN-6581 | Fan, Centrifugal, Supply Air, AHU-6580, Workshop Roof, Screen Bldg., P Bldg. | TAB-ACC-AHU-6580 | Fan,Centrifugal | HVAC |  | FN | http://www.toronto.ca/TWONTO#blower_or_fan_with_drive |  | Air Handling Unit, Workshop Roof, P Bldg.
106573 | TAB-ACC-FN-6582 | Fan, Sidewall type, Exhaust Air, maintenance Workshop, Screen Bldg., P Bldg. | TAB-ACC-FN-PBLDG | Fan | HVAC |  | FN | http://www.toronto.ca/TWONTO#blower_or_fan_with_drive |  | Exhaust Fans , P Bldg
106574 | TAB-ACC-FN-6583 | Fan, Sidewall type, Exhaust Air, maintenance Workshop, Screen Bldg., P Bldg. | TAB-ACC-FN-PBLDG | Fan | HVAC |  | FN | http://www.toronto.ca/TWONTO#blower_or_fan_with_drive |  | Exhaust Fans , P Bldg
106575 | TAB-ACC-FN-6591 | Fan, Centrifugal, Supply Air, AHU-6590, Workshop Roof, Screen Bldg., P Bldg. | TAB-ACC-AHU-6590 | Fan,Centrifugal | HVAC |  | FN | http://www.toronto.ca/TWONTO#blower_or_fan_with_drive |  | Air Handling Unit, Workshop Roof, P Bldg.
106576 | TAB-ACC-FN-6593 | Fan, ceiling type, Exhaust Air, Workshop server closet, Screen Bldg., P Bldg. | TAB-ACC-FN-PBLDG | Fan | HVAC |  | FN | http://www.toronto.ca/TWONTO#blower_or_fan_with_drive |  | Exhaust Fans , P Bldg
106577 | TAB-ACC-FN-6594 | Fan, portable welding smoke extractor, Exhaust Air, Maintenance Workshop, Screen Bldg., P Bldg. | TAB-ACC-FN-PBLDG | Fan | HVAC |  | FN | http://www.toronto.ca/TWONTO#blower_or_fan_with_drive |  | Exhaust Fans , P Bldg
106631 | TAB-ACC-FSL-0330 | Switch, Flow, Air, Supply Fan 3030, Electrical Room | TAB-ACC-AC-3030 | Switch,Flow-Low | HVAC |  | FSL | http://www.toronto.ca/TWONTO#flow_switch |  | Air Conditioner, D Bldg, New Electrical Room
106696 | TAB-ACC-HC-6451 | Heating Coil, AHU-6450, Primary Tank Operating Gallery, Ground, East Side | TAB-ACC-AHU-6450 | H.V.A.C.,Heater | HVAC |  | HC | heating_coil |  | Air Handling Unit, Primary Tank Operating Gallery, Ground, East Side
106697 | TAB-ACC-HC-9002 | Heating Coil, T Bldg | TAB-ACC-HTR-M&T | H.V.A.C.,Heater,Convection | HVAC |  | HC | heating_coil |  | Unit Heaters- M&T Bldg
106698 | TAB-ACC-HC-9003 | Heating Coil, T Bldg | TAB-ACC-HTR-M&T | H.V.A.C.,Heater,Convection | HVAC |  | HC | heating_coil |  | Unit Heaters- M&T Bldg
106699 | TAB-ACC-HC-9004 | Heating Coil, T Bldg | TAB-ACC-HTR-M&T | H.V.A.C.,Heater,Convection | HVAC |  | HC | heating_coil |  | Unit Heaters- M&T Bldg
106700 | TAB-ACC-HC-9005 | Heating Coil, T Bldg | TAB-ACC-HTR-M&T | H.V.A.C.,Heater,Convection | HVAC |  | HC | heating_coil |  | Unit Heaters- M&T Bldg
106715 | TAB-ACC-HE-1405 | Heat Exchanger, Hot Water Reheat Coil | TAB-ACC-VAV-1405 | Heat Exchanger | HVAC |  | HE | http://www.toronto.ca/TWONTO#heat_exchanger |  | Heater, Hot Water Reheat Coil, Variable air
106716 | TAB-ACC-HE-1418 | Heat Exchange, Hot Water Reheat Coil | TAB-ACC-VAV-1418 | Heat Exchanger | HVAC |  | HE | http://www.toronto.ca/TWONTO#heat_exchanger |  | Heater, Hot Water Reheat Coil, Variable air
106717 | TAB-ACC-HE-1419 | Heater, Hot Water Reheat Coil | TAB-ACC-VAV-1419 | Heat Exchanger | HVAC |  | HE | http://www.toronto.ca/TWONTO#heat_exchanger |  | Heater, Hot Water Reheat Coil, Variable air
106720 | TAB-ACC-HE-1433 | Heat Exchanger, Hot Water Reheat Coil | TAB-ACC-HTR-1433 | Heat Exchanger | HVAC |  | HE | http://www.toronto.ca/TWONTO#heat_exchanger |  | Heater, Hot Water Reheat Coil
106721 | TAB-ACC-HE-1435 | Heat Exchanger, Hot Water Reheat Coil | TAB-ACC-HTR-1435 | Heat Exchanger | HVAC |  | HE | http://www.toronto.ca/TWONTO#heat_exchanger |  | Heater, Hot Water Reheat Coil
106722 | TAB-ACC-HE-1436 | Heat Exchanger, Hot Water Reheat Coil | TAB-ACC-HTR-1436 | Heat Exchanger | HVAC |  | HE | http://www.toronto.ca/TWONTO#heat_exchanger |  | Heater, Hot Water Reheat Coil
106723 | TAB-ACC-HE-1437 | Heat Exchanger, Hot Water Reheat Coil | TAB-ACC-HTR-1437 | Heat Exchanger | HVAC |  | HE | http://www.toronto.ca/TWONTO#heat_exchanger |  | Heater, Hot Water Reheat Coil
106724 | TAB-ACC-HE-1438 | Heat Exchanger, Hot Water Reheat Coil | TAB-ACC-HTR-1438 | Heat Exchanger | HVAC |  | HE | http://www.toronto.ca/TWONTO#heat_exchanger |  | Heater, Hot Water Reheat Coil
106725 | TAB-ACC-HE-1448 | Heat Exchanger, Hot Water Reheat Coil | TAB-ACC-HTR-1448 | Heat Exchanger | HVAC |  | HE | http://www.toronto.ca/TWONTO#heat_exchanger |  | Heater, Hot Water Reheat Coil
106726 | TAB-ACC-HE-1454 | Heat Exchanger, Hot Water Reheat Coil | TAB-ACC-HTR-1449 | Heat Exchanger | HVAC |  | HE | http://www.toronto.ca/TWONTO#heat_exchanger |  | Heater, Hot Water Reheat Coil
106727 | TAB-ACC-HE-1454 | Heat Exchanger, Hot Water Reheat Coil | TAB-ACC-HTR-1454 | Heat Exchanger | HVAC |  | HE | http://www.toronto.ca/TWONTO#heat_exchanger |  | Heater, Hot Water Reheat Coil
106728 | TAB-ACC-HE-1455 | Heat Exchanger, Hot Water Reheat Coil | TAB-ACC-HTR-1455 | Heat Exchanger | HVAC |  | HE | http://www.toronto.ca/TWONTO#heat_exchanger |  | Heater, Hot Water Reheat Coil
106729 | TAB-ACC-HE-1456 | Heat Exchanger, Hot Water Reheat Coil | TAB-ACC-HTR-1456 | Heat Exchanger | HVAC |  | HE | http://www.toronto.ca/TWONTO#heat_exchanger |  | Heater, Hot Water Reheat Coil
106730 | TAB-ACC-HE-1457 | Heat Exchanger, Hot Water Reheat Coil | TAB-ACC-VAV-1457 | Heat Exchanger | HVAC |  | HE | http://www.toronto.ca/TWONTO#heat_exchanger |  | Heater, Hot Water Reheat Coil, Variable air
106731 | TAB-ACC-HE-1458 | Heat Exchanger, Hot Water Reheat Coil | TAB-ACC-VAV-1458 | Heat Exchanger | HVAC |  | HE | http://www.toronto.ca/TWONTO#heat_exchanger |  | Heater, Hot Water Reheat Coil, Variable air
106732 | TAB-ACC-HE-1461 | Heat Exchanger, Electric Reheat Coil | TAB-ACC-HTR-1461 | Heat Exchanger | HVAC |  | HE | http://www.toronto.ca/TWONTO#heat_exchanger |  | Heater, Electric Reheat Coil
106733 | TAB-ACC-HE-1461 | Heat Exchanger, Electric Reheat Coil | TAB-ACC-HTR-1490 | Heat Exchanger | HVAC |  | HE | http://www.toronto.ca/TWONTO#heat_exchanger |  | Heater, Electric Reheat Coil
106734 | TAB-ACC-HE-1462 | Heat Exchanger, Electric Reheat Coil | TAB-ACC-HTR-1462 | Heat Exchanger | HVAC |  | HE | http://www.toronto.ca/TWONTO#heat_exchanger |  | Heater unit, Z Bldg
106735 | TAB-ACC-HE-1463 | Heat Exchanger, Electric Reheat Coil | TAB-ACC-HTR-1463 | Heat Exchanger | HVAC |  | HE | http://www.toronto.ca/TWONTO#heat_exchanger |  | Heater unit, Z Bldg
106736 | TAB-ACC-HE-1464 | Heat Exchanger, Electric Reheat Coil | TAB-ACC-HTR-1464 | Heat Exchanger | HVAC |  | HE | http://www.toronto.ca/TWONTO#heat_exchanger |  | Heater unit, Z Bldg
106737 | TAB-ACC-HE-1483 | Heat Exchanger, Hot Water Reheat Coil | TAB-ACC-VAV-1483 | Heat Exchanger | HVAC |  | HE | http://www.toronto.ca/TWONTO#heat_exchanger |  | Heater, Hot Water Reheat Coil, Variable air
106738 | TAB-ACC-HE-1485 | Heat Exchanger, Hot Water Reheat Coil | TAB-ACC-VAV-1485 | Heat Exchanger | HVAC |  | HE | http://www.toronto.ca/TWONTO#heat_exchanger |  | Heater, Hot Water Reheat Coil, Variable air
106739 | TAB-ACC-HE-1487 | Heat Exchanger, Hot Water Reheat Coil | TAB-ACC-VAV-1487 | Heat Exchanger | HVAC |  | HE | http://www.toronto.ca/TWONTO#heat_exchanger |  | Heater, Hot Water Reheat Coil, Variable air
106740 | TAB-ACC-HE-1489 | Heat Exchanger, Hot Water Reheat Coil | TAB-ACC-VAV-1489 | Heat Exchanger | HVAC |  | HE | http://www.toronto.ca/TWONTO#heat_exchanger |  | Heater, Hot Water Reheat Coil, Variable air
106741 | TAB-ACC-HE-1491 | Heat Exchanger , Electric Reheat Coil | TAB-ACC-HTR-1491 | Heat Exchanger | HVAC |  | HE | http://www.toronto.ca/TWONTO#heat_exchanger |  | Heater, Electric Reheat Coil
106742 | TAB-ACC-HE-1499 | Heat Exchanger, Hot Water Reheat Coil | TAB-ACC-HTR-1499 | Heat Exchanger | HVAC |  | HE | http://www.toronto.ca/TWONTO#heat_exchanger |  | Heater, Hot Water Reheat Coil
106758 | TAB-ACC-HE-6401 | Heat Exchanger, Mechanical Room No.5, Old Screen Bldg., P Bldg. | TAB-ACC-1100 | Heat Exchanger | HVAC |  | HE | http://www.toronto.ca/TWONTO#heat_exchanger |  | HVAC Heating, P Bldg
106759 | TAB-ACC-HE-6403 | Heat Exchanger, Heating Coil box, Ground Floor, North Side, Grit Bldg., P Bldg. | TAB-ACC-FN-6465 | Heat Exchanger | HVAC |  | HE | http://www.toronto.ca/TWONTO#heat_exchanger |  | Fan, Centrifugal, Exhaust Air, Roof, Old Screen Bldg., P Bldg.
106760 | TAB-ACC-HE-6405 | Heat Exchanger, Heating Coil box, Pump Room, Grit Bldg., P Bldg. | TAB-ACC-HTR-PBLDG | Heat Exchanger | HVAC |  | HE | http://www.toronto.ca/TWONTO#heat_exchanger |  | Unit Heaters- P Bldg
106761 | TAB-ACC-HE-6406 | Heat Exchanger, Heating Coil box, chemical Room, Grit Bldg., P Bldg. | TAB-ACC-HTR-PBLDG | Heat Exchanger | HVAC |  | HE | http://www.toronto.ca/TWONTO#heat_exchanger |  | Unit Heaters- P Bldg
106762 | TAB-ACC-HE-6471 | Heat Exchanger, AHU-6470, Mech Room No. 6, Old Screen Bldg., P Bldg. | TAB-ACC-AHU-6470 | Heat Exchanger | HVAC |  | HE | http://www.toronto.ca/TWONTO#heat_exchanger |  | Air Handling Unit, Mechanical Room no.6, Grit Bldg., P Bldg.
106763 | TAB-ACC-HE-6501 | Heat Exchanger, Reheat coil, Workshop Kitchen, Screen Bldg., P Bldg. | TAB-ACC-MEQ-6501 | Heat Exchanger | HVAC |  | HE | http://www.toronto.ca/TWONTO#heat_exchanger |  | High Pressure Hot Water cleaning system, Mechanical Room No. 1, Screen Bldg., P Bldg.
106764 | TAB-ACC-HE-6521 | Heat Exchanger, Mechanical Room No. 2, Screen Bldg., P Bldg. | TAB-ACC-AHU-6520 | Heat Exchanger | HVAC |  | HE | http://www.toronto.ca/TWONTO#heat_exchanger |  | Air Handling Unit, Mechanical Room no.2, Screen Bldg., P Bldg.
106765 | TAB-ACC-HE-6531 | Heat Exchanger, AHU-6530, Mechanical Room No. 3, Screen Bldg., P Bldg. | TAB-ACC-AHU-6530 | Heat Exchanger | HVAC |  | HE | http://www.toronto.ca/TWONTO#heat_exchanger |  | Air Handling Unit, Mechanical Room no.3, Screen Bldg., P Bldg.
106766 | TAB-ACC-HE-6541 | Heat Exchanger, AHU-6540, Mechanical Room No. 3, Screen Bldg., P Bldg. | TAB-ACC-AHU-6540 | Heat Exchanger | HVAC |  | HE | http://www.toronto.ca/TWONTO#heat_exchanger |  | Air Handling Unit, Mechanical Room no.3, Screen Bldg., P Bldg.
106767 | TAB-ACC-HE-6551 | Heat Exchanger, AHU-6550, Mechanical Room No. 3, Screen Bldg., P Bldg. | TAB-ACC-AHU-6550 | Heat Exchanger | HVAC |  | HE | http://www.toronto.ca/TWONTO#heat_exchanger |  | Air Handling Unit, Mechanical Room no.3, Screen Bldg., P Bldg.
106768 | TAB-ACC-HE-6571 | Heat Exchanger, AHU-6570, Mechanical Room No. 3, Screen Bldg., P Bldg. | TAB-ACC-AHU-6570 | Heat Exchanger | HVAC |  | HE | http://www.toronto.ca/TWONTO#heat_exchanger |  | Air Handling Unit, Mechanical Room no.3, Screen Bldg., P Bldg.
106862 | TAB-ACC-HTR-1433 | Heater, Hot Water Reheat Coil | TAB-ACC-1400 | H.V.A.C.,Heater | HVAC |  | HTR | http://www.toronto.ca/TWONTO#heater |  | Heating, Z Bldg -
106863 | TAB-ACC-HTR-1439 | Heater, Hot Water Reheat Coil | TAB-ACC-1400 | H.V.A.C.,Heater | HVAC |  | HTR | http://www.toronto.ca/TWONTO#heater |  | Heating, Z Bldg -
106864 | TAB-ACC-HTR-1444 | Heater, Hot Water Reheat Coil | TAB-ACC-1400 | H.V.A.C.,Heater | HVAC |  | HTR | http://www.toronto.ca/TWONTO#heater |  | Heating, Z Bldg -
106865 | TAB-ACC-HTR-1445 | Heater, Hot Water Reheat Coil | TAB-ACC-1400 | H.V.A.C.,Heater | HVAC |  | HTR | http://www.toronto.ca/TWONTO#heater |  | Heating, Z Bldg -
106866 | TAB-ACC-HTR-1446 | Heater, Hot Water Reheat Coil | TAB-ACC-1400 | H.V.A.C.,Heater | HVAC |  | HTR | http://www.toronto.ca/TWONTO#heater |  | Heating, Z Bldg -
106867 | TAB-ACC-HTR-1454 | Heater, Hot Water Reheat Coil | TAB-ACC-1400 | H.V.A.C.,Heater | HVAC |  | HTR | http://www.toronto.ca/TWONTO#heater |  | Heating, Z Bldg -
107006 | TAB-ACC-HTR-3859 | Heater unit-Heat Recovery Bldg. Elevator room | TAB-ACC-HTR-HRS |  | HVAC |  | HTR | http://www.toronto.ca/TWONTO#heater |  | Unit Heaters- Heat recovery Bldg
107030 | TAB-ACC-HTR-4035 | Unit Heater, East Stairwell, First Landing, 5th Floor, Silo Building | TAB-ACC-HTR | H.V.A.C.,Heater | HVAC |  | HTR | http://www.toronto.ca/TWONTO#heater |  | Heaters- Convection,
107031 | TAB-ACC-HTR-4035 | Unit Heater, East Stairwell, First Landing, 5th Floor, Silo Building | TAB-ACC-HTR-SLO | H.V.A.C.,Heater | HVAC |  | HTR | http://www.toronto.ca/TWONTO#heater |  | Unit Heaters- Silo Bldg
107097 | TAB-ACC-HTR-6402 | Heater, Electric, WashRoom, Existing Primary Tank Operating Gallery | TAB-ACC-HTR-PBLDG | H.V.A.C.,Heater | HVAC |  | HTR | http://www.toronto.ca/TWONTO#heater |  | Unit Heaters- P Bldg
107098 | TAB-ACC-HTR-6403 | Heater, Electric, StAir, Existing Primary Tank Operating Gallery | TAB-ACC-HTR-PBLDG | H.V.A.C.,Heater | HVAC |  | HTR | http://www.toronto.ca/TWONTO#heater |  | Unit Heaters- P Bldg
107099 | TAB-ACC-HTR-6404 | Heater, Electric, MCC Room, Existing Primary Tank Operating Gallery | TAB-ACC-HTR-PBLDG | H.V.A.C.,Heater | HVAC |  | HTR | http://www.toronto.ca/TWONTO#heater |  | Unit Heaters- P Bldg
107100 | TAB-ACC-HTR-6405 | Heater, Electric, MCC Room, Existing Primary Tank Operating Gallery | TAB-ACC-HTR-PBLDG | H.V.A.C.,Heater | HVAC |  | HTR | http://www.toronto.ca/TWONTO#heater |  | Unit Heaters- P Bldg
107101 | TAB-ACC-HTR-6411 | Heater, Unit, Hot Water, AHU-6410, Roof, Grit Bldg., P Bldg. | TAB-ACC-AHU-6410 | H.V.A.C.,Heater | HVAC |  | HTR | http://www.toronto.ca/TWONTO#heater |  | Air Handling Unit, Roof, Grit Bldg., P Bldg.
107102 | TAB-ACC-HTR-6421 | Heater, Unit, Hot Water, AHU-6420, Roof, Grit Bldg., P Bldg. | TAB-ACC-AHU-6420 | H.V.A.C.,Heater | HVAC |  | HTR | http://www.toronto.ca/TWONTO#heater |  | Air Handling Unit, Roof, Grit Bldg., P Bldg.
107103 | TAB-ACC-HTR-6471 | Heater, Unit, Hot Water, Ground Floor, North Side, Grit Bldg., P Bldg. | TAB-ACC-HTR-PBLDG | H.V.A.C.,Heater | HVAC |  | HTR | http://www.toronto.ca/TWONTO#heater |  | Unit Heaters- P Bldg
107104 | TAB-ACC-HTR-6473 | Heater, Unit, Hot Water, Ground Floor, North Side, Grit Bldg., P Bldg. | TAB-ACC-HTR-PBLDG | H.V.A.C.,Heater | HVAC |  | HTR | http://www.toronto.ca/TWONTO#heater |  | Unit Heaters- P Bldg
107105 | TAB-ACC-HTR-6476 | Heater, Unit, Hot Water, Ground Floor, North Side, Grit Bldg., P Bldg. | TAB-ACC-HTR-PBLDG | H.V.A.C.,Heater | HVAC |  | HTR | http://www.toronto.ca/TWONTO#heater |  | Unit Heaters- P Bldg
107106 | TAB-ACC-HTR-6479 | Heater, Unit, Hot Water, Mechanical Room No.6, Old Screen Bldg., P Bldg. | TAB-ACC-HTR-PBLDG | H.V.A.C.,Heater | HVAC |  | HTR | http://www.toronto.ca/TWONTO#heater |  | Unit Heaters- P Bldg
107107 | TAB-ACC-HTR-6501 | Heater, Unit, Hot Water, maintenance Workshop, Screen Bldg., P Bldg. | TAB-ACC-HTR-PBLDG | H.V.A.C.,Heater | HVAC |  | HTR | http://www.toronto.ca/TWONTO#heater |  | Unit Heaters- P Bldg
107108 | TAB-ACC-HTR-6502 | Heater, Unit, Hot Water, maintenance Workshop, Screen Bldg., P Bldg. | TAB-ACC-HTR-PBLDG | H.V.A.C.,Heater | HVAC |  | HTR | http://www.toronto.ca/TWONTO#heater |  | Unit Heaters- P Bldg
107109 | TAB-ACC-HTR-6503 | Heater, Unit, Hot Water, maintenance Workshop, Screen Bldg., P Bldg. | TAB-ACC-HTR-PBLDG | H.V.A.C.,Heater | HVAC |  | HTR | http://www.toronto.ca/TWONTO#heater |  | Unit Heaters- P Bldg
107110 | TAB-ACC-HTR-6504 | Heater, Unit, Hot Water, Mechanical Room No. 4, Screen Bldg., P Bldg. | TAB-ACC-HTR-PBLDG | H.V.A.C.,Heater | HVAC |  | HTR | http://www.toronto.ca/TWONTO#heater |  | Unit Heaters- P Bldg
107111 | TAB-ACC-HTR-6512 | Heater, Unit, Hot Water, Workshop Control Room, Screen Bldg., P Bldg. | TAB-ACC-HTR-PBLDG | H.V.A.C.,Heater | HVAC |  | HTR | http://www.toronto.ca/TWONTO#heater |  | Unit Heaters- P Bldg
107112 | TAB-ACC-HTR-6513 | Heater, Unit, Hot Water, Workshop male Change Room, Screen Bldg., P Bldg. | TAB-ACC-HTR-PBLDG | H.V.A.C.,Heater | HVAC |  | HTR | http://www.toronto.ca/TWONTO#heater |  | Unit Heaters- P Bldg
107113 | TAB-ACC-HTR-6531 | Heater, Unit, Electric, Electrical Room No. 1, Screen Bldg., P Bldg. | TAB-ACC-HTR-PBLDG | H.V.A.C.,Heater | HVAC |  | HTR | http://www.toronto.ca/TWONTO#heater |  | Unit Heaters- P Bldg
107114 | TAB-ACC-HTR-6532 | Heater, Unit, Electric, Electrical Room No. 1, Screen Bldg., P Bldg. | TAB-ACC-HTR-PBLDG | H.V.A.C.,Heater | HVAC |  | HTR | http://www.toronto.ca/TWONTO#heater |  | Unit Heaters- P Bldg
107115 | TAB-ACC-HTR-6533 | Heater, Unit, Electric, Electrical Room No. 2, Screen Bldg., P Bldg. | TAB-ACC-HTR-PBLDG | H.V.A.C.,Heater | HVAC |  | HTR | http://www.toronto.ca/TWONTO#heater |  | Unit Heaters- P Bldg
107116 | TAB-ACC-HTR-6541 | Heater, Unit, Hot Water, stair at basement, Screen Bldg., P Bldg. | TAB-ACC-HTR-PBLDG | H.V.A.C.,Heater | HVAC |  | HTR | http://www.toronto.ca/TWONTO#heater |  | Unit Heaters- P Bldg
107117 | TAB-ACC-HTR-6542 | Heater, Unit, Hot Water, stair at Ground Floor, Screen Bldg., P Bldg. | TAB-ACC-HTR-PBLDG | H.V.A.C.,Heater | HVAC |  | HTR | http://www.toronto.ca/TWONTO#heater |  | Unit Heaters- P Bldg
107118 | TAB-ACC-HTR-6543 | Heater, Unit, Hot Water, stair at Ground Floor, Screen Bldg., P Bldg. | TAB-ACC-HTR-PBLDG | H.V.A.C.,Heater | HVAC |  | HTR | http://www.toronto.ca/TWONTO#heater |  | Unit Heaters- P Bldg
107119 | TAB-ACC-HTR-6544 | Heater, Unit, Hot Water, stair at penthouse, Screen Bldg., P Bldg. | TAB-ACC-HTR-PBLDG | H.V.A.C.,Heater | HVAC |  | HTR | http://www.toronto.ca/TWONTO#heater |  | Unit Heaters- P Bldg
107120 | TAB-ACC-HTR-6545 | Heater, Unit, Hot Water, stair at penthouse, Screen Bldg., P Bldg. | TAB-ACC-HTR-PBLDG | H.V.A.C.,Heater | HVAC |  | HTR | http://www.toronto.ca/TWONTO#heater |  | Unit Heaters- P Bldg
107121 | TAB-ACC-HTR-6547 | Heater, Unit, Hot Water, stair at penthouse, Screen Bldg., P Bldg. | TAB-ACC-HTR-PBLDG | H.V.A.C.,Heater | HVAC |  | HTR | http://www.toronto.ca/TWONTO#heater |  | Unit Heaters- P Bldg
107122 | TAB-ACC-HTR-6554 | Heater, Unit, Hot Water, blower Room, Screen Bldg., P Bldg. | TAB-ACC-HTR-PBLDG | H.V.A.C.,Heater | HVAC |  | HTR | http://www.toronto.ca/TWONTO#heater |  | Unit Heaters- P Bldg
107123 | TAB-ACC-HTR-6555 | Heater, Unit, Hot Water, screen area, Screen Bldg., P Bldg. | TAB-ACC-HTR-PBLDG | H.V.A.C.,Heater | HVAC |  | HTR | http://www.toronto.ca/TWONTO#heater |  | Unit Heaters- P Bldg
107124 | TAB-ACC-HTR-6560 | Heater, Unit, Hot Water, Mechanical Room No. 2, Screen Bldg., P Bldg. | TAB-ACC-HTR-PBLDG | H.V.A.C.,Heater | HVAC |  | HTR | http://www.toronto.ca/TWONTO#heater |  | Unit Heaters- P Bldg
107125 | TAB-ACC-HTR-6563 | Heater, Unit, Hot Water, Mechanical Room No. 3, Screen Bldg., P Bldg. | TAB-ACC-HTR-PBLDG | H.V.A.C.,Heater | HVAC |  | HTR | http://www.toronto.ca/TWONTO#heater |  | Unit Heaters- P Bldg
107126 | TAB-ACC-HTR-6564 | Heater, Unit, Hot Water, Mechanical Room No. 3, Screen Bldg., P Bldg. | TAB-ACC-HTR-PBLDG | H.V.A.C.,Heater | HVAC |  | HTR | http://www.toronto.ca/TWONTO#heater |  | Unit Heaters- P Bldg
107127 | TAB-ACC-HTR-6581 | Heater, Electric Forced Air Heater, AHU-6580, Workshop Roof, Screen Bldg., P Bldg. | TAB-ACC-AHU-6580 | H.V.A.C.,Heater | HVAC |  | HTR | http://www.toronto.ca/TWONTO#heater |  | Air Handling Unit, Workshop Roof, P Bldg.
107164 | TAB-ACC-MEQ-6401 | Mechanical Equipment, Air separator, Mechanical Room No.5, Old Screen Bldg., P Bldg. | TAB-ACC-HE-6401 | H.V.A.C. | HVAC |  | MEQ | http://www.toronto.ca/TWONTO#collection_of_assets |  | Heat Exchanger, Mechanical Room No.5, Old Screen Bldg., P Bldg.
107170 | TAB-ACC-MEQ-6514 | Mechanical Equipment, Heat Recovery ventilator, Workshop Kitchen, Screen Bldg., P Bldg. | TAB-PLT-PLQ-P | Heat Exchanger | HVAC |  | MEQ | http://www.toronto.ca/TWONTO#collection_of_assets |  | Plumbing, General, P Bldg Prelim Treatment
107277 | TAB-ACC-P-6401 | Pump, Heating Pump, VFD, Mech Room No. 5, Old Screen Bldg., P Bldg. | TAB-ACC-HE-6401 | Pump | HVAC |  | P | http://www.toronto.ca/TWONTO#pump_set_-_with_drive |  | Heat Exchanger, Mechanical Room No.5, Old Screen Bldg., P Bldg.
107278 | TAB-ACC-P-6402 | Pump, Heating Pump, VFD, Mech Room No. 5, Old Screen Bldg., P Bldg. | TAB-ACC-HE-6401 | Pump | HVAC |  | P | http://www.toronto.ca/TWONTO#pump_set_-_with_drive |  | Heat Exchanger, Mechanical Room No.5, Old Screen Bldg., P Bldg.
107279 | TAB-ACC-P-6405 | Pump, Sump, Basement, Grit Bldg., P Bldg. | TAB-PLT-P-P | Pump | HVAC |  | P | http://www.toronto.ca/TWONTO#pump_set_-_with_drive |  | P Building - Sump Pumps, Grit Tanks
107280 | TAB-ACC-P-6406 | Pump, Sump, Basement, Grit Bldg., P Bldg. | TAB-PLT-P-P | Pump | HVAC |  | P | http://www.toronto.ca/TWONTO#pump_set_-_with_drive |  | P Building - Sump Pumps, Grit Tanks
107281 | TAB-ACC-P-6414 | Pump, jockey Pump, Pump Room, Grit Bldg., P Bldg. | TAB-PLT-SQ | Pump | HVAC |  | P | http://www.toronto.ca/TWONTO#pump_set_-_with_drive |  | P Building - Safety Equipment
107282 | TAB-ACC-P-6511 | Pump, Fire pump, Mechanical Room No. 1, Screen Bldg., P Bldg. | TAB-PLT-SQ | Pump | HVAC |  | P | http://www.toronto.ca/TWONTO#pump_set_-_with_drive |  | P Building - Safety Equipment
107283 | TAB-ACC-P-6513 | Pump, Jockey pump, Mechanical Room No. 1, Screen Bldg., P Bldg. | TAB-PLT-SQ | Pump | HVAC |  | P | http://www.toronto.ca/TWONTO#pump_set_-_with_drive |  | P Building - Safety Equipment
107380 | TAB-ACC-PSH-0330 | Switch, Pressure, High, Filter, Fan 3030, Electrical Room | TAB-ACC-AC-3030 | Switch,Pressure-High | HVAC |  | PSH | http://www.toronto.ca/TWONTO#pressure_switch |  | Air Conditioner, D Bldg, New Electrical Room
107389 | TAB-ACC-PSH-6451 | Switch, Pressure, High, Filter, FN- 6451 & 6452, AHU-6450, Ground, East Operating Gallery | TAB-ACC-AHU-6450 | Switch,Pressure-High | HVAC |  | PSH | http://www.toronto.ca/TWONTO#pressure_switch |  | Air Handling Unit, Primary Tank Operating Gallery, Ground, East Side
107390 | TAB-ACC-PSH-6452 | Switch, Pressure, High, Filter, FN- 6451 & 6452, AHU-6450, Ground, East Operating Gallery | TAB-ACC-AHU-6450 | Switch,Pressure-High | HVAC |  | PSH | http://www.toronto.ca/TWONTO#pressure_switch |  | Air Handling Unit, Primary Tank Operating Gallery, Ground, East Side
107417 | TAB-ACC-RPU-6440 | RPU Panel, HVAC, BAS Controller, Mech RM, Existing Screen Bldg., P Bldg. | TAB-PRM-INQ-P | Control Panel,HVAC | HVAC |  | RPU | http://www.toronto.ca/TWONTO#RPU_panel |  | P Building - Instrument Equipment
107534 | TAB-ACC-T-6401 | Tank, Glycol make-up package, Mechanical Room No.5, Old Screen Bldg., P Bldg. | TAB-ACC-HE-6401 | Tank | HVAC |  | T | http://www.toronto.ca/TWONTO#chemical_storage_tank |  | Heat Exchanger, Mechanical Room No.5, Old Screen Bldg., P Bldg.
107535 | TAB-ACC-T-6407 | Tank, Heating, Domestic water | TAB-ACC | Tank | HVAC |  | T | http://www.toronto.ca/TWONTO#tanked_hot_water_heater |  | Plant HVAC Equipment
107536 | TAB-ACC-T-6409 | Heater, Domestic Hot Water, Primary Tank Operating Gallery Basement | TAB-ACC | Tank,Domestic Hot Water | HVAC |  | T | http://www.toronto.ca/TWONTO#tanked_hot_water_heater |  | Plant HVAC Equipment
107537 | TAB-ACC-T-6502 | Tank, Domestic Hot Water, Workshop Mechanical Room No. 4, Screen Bldg., P Bldg. | TAB-ACC | Tank | HVAC |  | T | http://www.toronto.ca/TWONTO#tanked_hot_water_heater |  | Plant HVAC Equipment
107538 | TAB-ACC-T-6503 | Tank, Domestic Hot Water, Workshop Mechanical Room No. 4, Screen Bldg., P Bldg. | TAB-ACC | Tank | HVAC |  | T | http://www.toronto.ca/TWONTO#tanked_hot_water_heater |  | Plant HVAC Equipment
107559 | TAB-ACC-TE-1400A | Temperature Element, Supply Air Temperature | TAB-ACC-VAV-1400 | Sensor,Temperature | HVAC |  | TE | http://www.toronto.ca/TWONTO#temperature_sensor_element |  | Heater, Hot Water Reheat Coil, Variable air
107560 | TAB-ACC-TE-1400B | Temperature Element, Space Temperature | TAB-ACC-VAV-1400 | Sensor,Temperature | HVAC |  | TE | http://www.toronto.ca/TWONTO#temperature_sensor_element |  | Heater, Hot Water Reheat Coil, Variable air
107561 | TAB-ACC-TE-1402B | Temperature Element, Space Temperature | TAB-ACC-VAV-1402 | Sensor,Temperature | HVAC |  | TE | http://www.toronto.ca/TWONTO#temperature_sensor_element |  | Heater, Hot Water Reheat Coil, Variable air
107562 | TAB-ACC-TE-1405B | Temperature Element, Space Temperature | TAB-ACC-VAV-1405 | Sensor,Temperature | HVAC |  | TE | http://www.toronto.ca/TWONTO#temperature_sensor_element |  | Heater, Hot Water Reheat Coil, Variable air
107563 | TAB-ACC-TE-1417A | Temperature Element, Supply Air Temperature | TAB-ACC-VAV-1417 | Sensor,Temperature | HVAC |  | TE | http://www.toronto.ca/TWONTO#temperature_sensor_element |  | Heater, Hot Water Reheat Coil, Variable air
107564 | TAB-ACC-TE-1418A | Temperature Element, Supply Air Temperature | TAB-ACC-VAV-1418 | Sensor,Temperature | HVAC |  | TE | http://www.toronto.ca/TWONTO#temperature_sensor_element |  | Heater, Hot Water Reheat Coil, Variable air
107565 | TAB-ACC-TE-1418B | Temperature Element, Space Temperature | TAB-ACC-VAV-1418 | Sensor,Temperature | HVAC |  | TE | http://www.toronto.ca/TWONTO#temperature_sensor_element |  | Heater, Hot Water Reheat Coil, Variable air
107566 | TAB-ACC-TE-1419A | Temperature Element, Supply Air Temperature | TAB-ACC-VAV-1419 | Sensor,Temperature | HVAC |  | TE | http://www.toronto.ca/TWONTO#temperature_sensor_element |  | Heater, Hot Water Reheat Coil, Variable air
107567 | TAB-ACC-TE-1419B | Temperature Element, Space Temperature | TAB-ACC-VAV-1419 | Sensor,Temperature | HVAC |  | TE | http://www.toronto.ca/TWONTO#temperature_sensor_element |  | Heater, Hot Water Reheat Coil, Variable air
107568 | TAB-ACC-TE-1420A | Temperature Element, Supply Air Temperature | TAB-ACC-VAV-1420 | Sensor,Temperature | HVAC |  | TE | http://www.toronto.ca/TWONTO#temperature_sensor_element |  | Heater, Hot Water Reheat Coil, Variable air
107569 | TAB-ACC-TE-1433A | Temperature Element, Supply Air Temperature | TAB-ACC-HTR-1433 | Sensor,Temperature | HVAC |  | TE | http://www.toronto.ca/TWONTO#temperature_sensor_element |  | Heater, Hot Water Reheat Coil
107570 | TAB-ACC-TE-1434A | Temperature Element, Supply Air Temperature | TAB-ACC-HTR-1434 | Sensor,Temperature | HVAC |  | TE | http://www.toronto.ca/TWONTO#temperature_sensor_element |  | Heater, Hot Water Reheat Coil
107571 | TAB-ACC-TE-1435B | Temperature Element, Space Temperature | TAB-ACC-HTR-1435 | Sensor,Temperature | HVAC |  | TE | http://www.toronto.ca/TWONTO#temperature_sensor_element |  | Heater, Hot Water Reheat Coil
107572 | TAB-ACC-TE-1436 | Control Panel, Zone Controller | TAB-ACC-HTR-1436 | Control Panel,HVAC | HVAC |  | TE | http://www.toronto.ca/TWONTO#thermostat_or_zone_controller_unit |  | Heater, Hot Water Reheat Coil
107573 | TAB-ACC-TE-1436A | Temperature Element, Supply Air Temperature | TAB-ACC-HTR-1436 | Sensor,Temperature | HVAC |  | TE | http://www.toronto.ca/TWONTO#temperature_sensor_element |  | Heater, Hot Water Reheat Coil
107574 | TAB-ACC-TE-1436B | Temperature Element, Space Temperature | TAB-ACC-HTR-1436 | Sensor,Temperature | HVAC |  | TE | http://www.toronto.ca/TWONTO#temperature_sensor_element |  | Heater, Hot Water Reheat Coil
107575 | TAB-ACC-TE-1438A | Temperature Element, Supply Air Temperature | TAB-ACC-HTR-1438 | Sensor,Temperature | HVAC |  | TE | http://www.toronto.ca/TWONTO#temperature_sensor_element |  | Heater, Hot Water Reheat Coil
107576 | TAB-ACC-TE-1440A | Temperature Element, Supply Air Temperature | TAB-ACC-VAV-1440 | Sensor,Temperature | HVAC |  | TE | http://www.toronto.ca/TWONTO#temperature_sensor_element |  | Heater, Hot Water Reheat Coil, Variable air
107577 | TAB-ACC-TE-1440B | Temperature Element, Space Temperature | TAB-ACC-VAV-1440 | Sensor,Temperature | HVAC |  | TE | http://www.toronto.ca/TWONTO#temperature_sensor_element |  | Heater, Hot Water Reheat Coil, Variable air
107578 | TAB-ACC-TE-1444A | Temperature Element, Supply Air Temperature | TAB-ACC-HTR-1444 | Sensor,Temperature | HVAC |  | TE | http://www.toronto.ca/TWONTO#temperature_sensor_element |  | Heater, Hot Water Reheat Coil
107579 | TAB-ACC-TE-1444B | Temperature Element, Space Temperature | TAB-ACC-HTR-1444 | Sensor,Temperature | HVAC |  | TE | http://www.toronto.ca/TWONTO#temperature_sensor_element |  | Heater, Hot Water Reheat Coil
107580 | TAB-ACC-TE-1445A | Temperature Element, Supply Air Temperature | TAB-ACC-HTR-1445 | Sensor,Temperature | HVAC |  | TE | http://www.toronto.ca/TWONTO#temperature_sensor_element |  | Heater, Hot Water Reheat Coil
107581 | TAB-ACC-TE-1445B | Temperature Element, Space Temperature | TAB-ACC-HTR-1445 | Sensor,Temperature | HVAC |  | TE | http://www.toronto.ca/TWONTO#temperature_sensor_element |  | Heater, Hot Water Reheat Coil
107582 | TAB-ACC-TE-1446B | Temperature Element, Space Temperature | TAB-ACC-HTR-1446 | Sensor,Temperature | HVAC |  | TE | http://www.toronto.ca/TWONTO#temperature_sensor_element |  | Heater, Hot Water Reheat Coil
107583 | TAB-ACC-TE-1447A | Temperature Element, Supply Air Temperature | TAB-ACC-HTR-1447 | Sensor,Temperature | HVAC |  | TE | http://www.toronto.ca/TWONTO#temperature_sensor_element |  | Heater, Hot Water Reheat Coil
107584 | TAB-ACC-TE-1448A | Temperature Element, Supply Air Temperature | TAB-ACC-HTR-1448 | Sensor,Temperature | HVAC |  | TE | http://www.toronto.ca/TWONTO#temperature_sensor_element |  | Heater, Hot Water Reheat Coil
107585 | TAB-ACC-TE-1449A | Temperature Element, Supply Air Temperature | TAB-ACC-HTR-1449 | Sensor,Temperature | HVAC |  | TE | http://www.toronto.ca/TWONTO#temperature_sensor_element |  | Heater, Hot Water Reheat Coil
107586 | TAB-ACC-TE-1455A | Temperature Element, Supply Air Temperature | TAB-ACC-HTR-1455 | Sensor,Temperature | HVAC |  | TE | http://www.toronto.ca/TWONTO#temperature_sensor_element |  | Heater, Hot Water Reheat Coil
107587 | TAB-ACC-TE-1455B | Temperature Element, Space Temperature | TAB-ACC-HTR-1455 | Sensor,Temperature | HVAC |  | TE | http://www.toronto.ca/TWONTO#temperature_sensor_element |  | Heater, Hot Water Reheat Coil
107588 | TAB-ACC-TE-1456A | Temperature Element, Supply Air Temperature | TAB-ACC-HTR-1456 | Sensor,Temperature | HVAC |  | TE | http://www.toronto.ca/TWONTO#temperature_sensor_element |  | Heater, Hot Water Reheat Coil
107589 | TAB-ACC-TE-1457B | Temperature Element, Space Temperature | TAB-ACC-VAV-1457 | Sensor,Temperature | HVAC |  | TE | http://www.toronto.ca/TWONTO#temperature_sensor_element |  | Heater, Hot Water Reheat Coil, Variable air
107590 | TAB-ACC-TE-1461A | Temperature Element, Supply Air Temperature | TAB-ACC-HTR-1461 | Sensor,Temperature | HVAC |  | TE | http://www.toronto.ca/TWONTO#temperature_sensor_element |  | Heater, Electric Reheat Coil
107591 | TAB-ACC-TE-1461B | Temperature Element, Space Temperature | TAB-ACC-HTR-1461 | Sensor,Temperature | HVAC |  | TE | http://www.toronto.ca/TWONTO#temperature_sensor_element |  | Heater, Electric Reheat Coil
107592 | TAB-ACC-TE-1462B | Temperature Element, Space Temperature | TAB-ACC-HTR-1462 | Sensor,Temperature | HVAC |  | TE | http://www.toronto.ca/TWONTO#temperature_sensor_element |  | Heater unit, Z Bldg
107593 | TAB-ACC-TE-1464A | Temperature Element, Supply Air Temperature | TAB-ACC-HTR-1462 | Sensor,Temperature | HVAC |  | TE | http://www.toronto.ca/TWONTO#temperature_sensor_element |  | Heater unit, Z Bldg
107594 | TAB-ACC-TE-1464A | Temperature Element, Supply Air Temperature | TAB-ACC-HTR-1464 | Sensor,Temperature | HVAC |  | TE | http://www.toronto.ca/TWONTO#temperature_sensor_element |  | Heater unit, Z Bldg
107595 | TAB-ACC-TE-1464B | Temperature Element, Space Temperature | TAB-ACC-HTR-1462 | Sensor,Temperature | HVAC |  | TE | http://www.toronto.ca/TWONTO#temperature_sensor_element |  | Heater unit, Z Bldg
107596 | TAB-ACC-TE-1484B | Temperature Element, Space Temperature | TAB-ACC-VAV-1484 | Sensor,Temperature | HVAC |  | TE | http://www.toronto.ca/TWONTO#temperature_sensor_element |  | Heater, Hot Water Reheat Coil, Variable air
107597 | TAB-ACC-TE-1485B | Temperature Element, Space Temperature | TAB-ACC-VAV-1485 | Sensor,Temperature | HVAC |  | TE | http://www.toronto.ca/TWONTO#temperature_sensor_element |  | Heater, Hot Water Reheat Coil, Variable air
107598 | TAB-ACC-TE-1486A | Temperature Element, Space Temperature | TAB-ACC-VAV-1486 | Sensor,Temperature | HVAC |  | TE | http://www.toronto.ca/TWONTO#temperature_sensor_element |  | Heater, Hot Water Reheat Coil, Variable air
107599 | TAB-ACC-TE-1487B | Temperature Element, Space Temperature | TAB-ACC-VAV-1487 | Sensor,Temperature | HVAC |  | TE | http://www.toronto.ca/TWONTO#temperature_sensor_element |  | Heater, Hot Water Reheat Coil, Variable air
107600 | TAB-ACC-TE-1488A | Temperature Element, Supply Air Temperature | TAB-ACC-VAV-1488 | Sensor,Temperature | HVAC |  | TE | http://www.toronto.ca/TWONTO#temperature_sensor_element |  | Heater, Hot Water Reheat Coil, Variable air
107601 | TAB-ACC-TE-1488B | Temperature Element, Space Temperature | TAB-ACC-VAV-1488 | Sensor,Temperature | HVAC |  | TE | http://www.toronto.ca/TWONTO#temperature_sensor_element |  | Heater, Hot Water Reheat Coil, Variable air
107602 | TAB-ACC-TE-1489A | Temperature Element, Supply Air Temperature | TAB-ACC-VAV-1489 | Sensor,Temperature | HVAC |  | TE | http://www.toronto.ca/TWONTO#temperature_sensor_element |  | Heater, Hot Water Reheat Coil, Variable air
107603 | TAB-ACC-TE-1489B | Temperature Element, Space Temperature | TAB-ACC-VAV-1489 | Sensor,Temperature | HVAC |  | TE | http://www.toronto.ca/TWONTO#temperature_sensor_element |  | Heater, Hot Water Reheat Coil, Variable air
107604 | TAB-ACC-TE-1491A | Temperature Element, Supply Air Temperature | TAB-ACC-HTR-1491 | Sensor,Temperature | HVAC |  | TE | http://www.toronto.ca/TWONTO#temperature_sensor_element |  | Heater, Electric Reheat Coil
107605 | TAB-ACC-TE-1491B | Temperature Element, Space Temperature | TAB-ACC-HTR-1491 | Sensor,Temperature | HVAC |  | TE | http://www.toronto.ca/TWONTO#temperature_sensor_element |  | Heater, Electric Reheat Coil
107606 | TAB-ACC-TE-1499A | Temperature Element, Supply Air Temperature | TAB-ACC-HTR-1499 | Sensor,Temperature | HVAC |  | TE | http://www.toronto.ca/TWONTO#temperature_sensor_element |  | Heater, Hot Water Reheat Coil
107607 | TAB-ACC-TIC-1264 | Controller, Temperature Indicating, Thermostat, Stack | TAB-ACC-FN-1260 | Controller,Temperature | HVAC |  | TIC | http://www.toronto.ca/TWONTO#thermostat_or_zone_controller_unit |  | Fan, Exhaust, ,Stack
107608 | TAB-ACC-TIC-1501 | Thermostat, control the HVAC unit, CTC meeting room | TAB-ACC-AHU-1501 | Controller,Temperature | HVAC |  | TIC | http://www.toronto.ca/TWONTO#thermostat_or_zone_controller_unit |  | HVAC Unit, heating and cooling, side mounted on west exterior wall of CTC
107754 | TAB-ACC-TIT-6451 | Transmitter, Temperature, Outside Air, AHU-6450, Ground, East Operating Gallery | TAB-ACC-AHU-6450 | Transmitter,Temperature | HVAC |  | TIT | http://www.toronto.ca/TWONTO#temperature_transmitter |  | Air Handling Unit, Primary Tank Operating Gallery, Ground, East Side
107755 | TAB-ACC-TIT-6456 | Transmitter, Temperature, Ambient Air,Corridor Area of AHU-6450, East Operating Gallery | TAB-ACC-AHU-6450 | Transmitter,Temperature | HVAC |  | TIT | http://www.toronto.ca/TWONTO#temperature_transmitter |  | Air Handling Unit, Primary Tank Operating Gallery, Ground, East Side
107769 | TAB-ACC-TSH-6452 | Switch,Smoke detector, High, Supply Air, AHU-6450, Ground, East Operating Gallery | TAB-ACC-AHU-6450 | Switch,Temperature-High | HVAC |  | TSH | http://www.toronto.ca/TWONTO#flame_or_combustion_sensing_instrument |  | Air Handling Unit, Primary Tank Operating Gallery, Ground, East Side
107770 | TAB-ACC-TSH-6453 | Switch,Smoke detector, High, Exhaust Air, FN- 6453 & 6454, Ground, East Operating Gallery | TAB-ACC-AHU-6450 | Switch,Temperature-High | HVAC |  | TSH | http://www.toronto.ca/TWONTO#flame_or_combustion_sensing_instrument |  | Air Handling Unit, Primary Tank Operating Gallery, Ground, East Side
107803 | TAB-ACC-TSL-6301 | HVAC, Temperature Low Switch, AHU-6301, Mechanical Room, Dig 9-12 Control Building. | TAB-ACC-AHU-6301 | Switch,Temperature-Low | HVAC |  | TSL | http://www.toronto.ca/TWONTO#temperature_switch |  | Air Handling Unit, Gas Room Ventilation, Mechanical Room, Dig 9-12 Control Building.
107804 | TAB-ACC-TSL-6303 | HVAC, Temperature Low Switch, AHU-6303, Mechanical Room, Dig 9-12 Control Building. | TAB-ACC-AHU-6303 | Switch,Temperature-Low | HVAC |  | TSL | http://www.toronto.ca/TWONTO#temperature_switch |  | Air Handling Unit, Sludge Heating Room Ventilation, Mechanical Room, Dig 9-12 Control Building.
107805 | TAB-ACC-TSL-6304 | HVAC, Temperature Low Switch, AHU-6304, Mechanical Room, Dig 9-12 Control Building. | TAB-ACC-AHU-6304 | Switch,Temperature-Low | HVAC |  | TSL | http://www.toronto.ca/TWONTO#temperature_switch |  | Air Handling Unit, Basement Ventilation, Mechanical Room, Dig 9-12 Control Building.
107806 | TAB-ACC-TSL-6334 | HVAC, Temperature Low Switch, HTR-6334, Mechanical Room, Dig 9-12 Control Building. | TAB-ACC-HTR-6334 | Switch,Temperature-Low | HVAC |  | TSL | http://www.toronto.ca/TWONTO#temperature_switch |  | Heater, Unit Heater, Hot Water, Mechanical Room, Dig 9-12 Control Building.
107807 | TAB-ACC-TSL-6335 | HVAC, Temperature Low Switch, HTR-6335, Sludge Heating Room, Dig 9-12 Control Building. | TAB-ACC-HTR-6335 | Switch,Temperature-Low | HVAC |  | TSL | http://www.toronto.ca/TWONTO#temperature_switch |  | Heater, Unit Heater, Hot Water, Sludge Heating Room, Dig 9-12 Control Building.
107808 | TAB-ACC-TSL-6337 | HVAC, Temperature Low Switch, HTR-6337, Basement, Dig 9-12 Control Building., Dig 9-12 Control Building. | TAB-ACC-HTR-6337 | Switch,Temperature-Low | HVAC |  | TSL | http://www.toronto.ca/TWONTO#temperature_switch |  | Heater, Unit Heater, Hot Water, Basement, Dig 9-12 Control Building.
107809 | TAB-ACC-TSL-6338 | HVAC, Temperature Low Switch, HTR-6338, Basement, Dig 9-12 Control Building., Dig 9-12 Control Building. | TAB-ACC-HTR-6338 | Switch,Temperature-Low | HVAC |  | TSL | http://www.toronto.ca/TWONTO#temperature_switch |  | Heater, Unit Heater, Hot Water, Basement, Dig 9-12 Control Building.
107810 | TAB-ACC-TSL-6339 | HVAC, Temperature Low Switch, HTR-6339, Stairwell, Dig 9-12 Control Building., Dig 9-12 Control Building. | TAB-ACC-HTR-6339 | Switch,Temperature-Low | HVAC |  | TSL | http://www.toronto.ca/TWONTO#temperature_switch |  | Heater, Convector Heater, Electric, Stairwell, Dig 9-12 Control Building.
107811 | TAB-ACC-TSL-6340 | HVAC, Temperature Low Switch, HTR-6340, Stairwell, Dig 9-12 Control Building. | TAB-ACC-HTR-6340 | Switch,Temperature-Low | HVAC |  | TSL | http://www.toronto.ca/TWONTO#temperature_switch |  | Heater, Convector Heater, Electric, Stairwell, Dig 9-12 Control Building.
108105 | TAB-ACC-V-1433 | Valve, Reheat, Modulating | TAB-ACC-HTR-1433 | Valve | HVAC |  | V | http://www.toronto.ca/TWONTO#valve |  | Heater, Hot Water Reheat Coil
108106 | TAB-ACC-V-1433 | Valve, Reheat, Modulating | TAB-ACC-HTR-1464 | Valve | HVAC |  | V | http://www.toronto.ca/TWONTO#valve |  | Heater unit, Z Bldg
108107 | TAB-ACC-V-1435 | Valve, Reheat, Modulating | TAB-ACC-HTR-1435 | Valve | HVAC |  | V | http://www.toronto.ca/TWONTO#valve |  | Heater, Hot Water Reheat Coil
108108 | TAB-ACC-V-1437 | Valve, Reheat, Modulating | TAB-ACC-HTR-1437 | Valve | HVAC |  | V | http://www.toronto.ca/TWONTO#valve |  | Heater, Hot Water Reheat Coil
108109 | TAB-ACC-V-1439 | Valve, Reheat, Modulating | TAB-ACC-HTR-1439 | Valve | HVAC |  | V | http://www.toronto.ca/TWONTO#valve |  | Heater, Hot Water Reheat Coil
108113 | TAB-ACC-V-1445 | Valve, Reheat, Modulating | TAB-ACC-HTR-1445 | Valve | HVAC |  | V | http://www.toronto.ca/TWONTO#valve |  | Heater, Hot Water Reheat Coil
108114 | TAB-ACC-V-1447 | Valve, Reheat, Modulating | TAB-ACC-HTR-1447 | Valve | HVAC |  | V | http://www.toronto.ca/TWONTO#valve |  | Heater, Hot Water Reheat Coil
108115 | TAB-ACC-V-1449 | Valve, Reheat, Modulating | TAB-ACC-HTR-1449 | Valve | HVAC |  | V | http://www.toronto.ca/TWONTO#valve |  | Heater, Hot Water Reheat Coil
108117 | TAB-ACC-V-1454 | Valve, Reheat, Modulating | TAB-ACC-HTR-1454 | Valve | HVAC |  | V | http://www.toronto.ca/TWONTO#valve |  | Heater, Hot Water Reheat Coil
108140 | TAB-ACC-V-1498 | Valve, Reheat, Modulating | TAB-ACC-HTR-1498 | Valve | HVAC |  | V | http://www.toronto.ca/TWONTO#valve |  | Heater, Hot Water Reheat Coil
108609 | TAB-ACC-V-6400 | Valve, Actuated, Fire Protection System, Ground Floor, Old Screen Bldg., P Bldg. | TAB-WA1-SQ | Valve | HVAC |  | V | http://www.toronto.ca/TWONTO#valve |  | Safety Equipment & Supplies Common to WA1
108610 | TAB-ACC-V-6401 | Valve, Actuated, Fire Protection System, Pump Room, Grit Bldg., P Bldg. | TAB-ACC-P-6414 | Valve | HVAC |  | V | http://www.toronto.ca/TWONTO#valve |  | Pump, jockey Pump, Pump Room, Grit Bldg., P Bldg.
108611 | TAB-ACC-V-6407 | Valve, Actuated, Fire Protection System, Pump Room, Grit Bldg., P Bldg. | TAB-ACC-P-6414 | Valve | HVAC |  | V | http://www.toronto.ca/TWONTO#valve |  | Pump, jockey Pump, Pump Room, Grit Bldg., P Bldg.
108612 | TAB-ACC-V-6408 | Valve, Actuated, Fire Protection System, Pump Room, Grit Bldg., P Bldg. | TAB-ACC-P-6414 | Valve | HVAC |  | V | http://www.toronto.ca/TWONTO#valve |  | Pump, jockey Pump, Pump Room, Grit Bldg., P Bldg.
108613 | TAB-ACC-V-6411 | Valve, Actuated, Fire Protection System, Pump Room, Grit Bldg., P Bldg. | TAB-ACC-P-6414 | Valve | HVAC |  | V | http://www.toronto.ca/TWONTO#valve |  | Pump, jockey Pump, Pump Room, Grit Bldg., P Bldg.
108614 | TAB-ACC-V-6412 | Valve, Actuated, Fire Protection System, Pump Room, Grit Bldg., P Bldg. | TAB-ACC-P-6414 | Valve | HVAC |  | V | http://www.toronto.ca/TWONTO#valve |  | Pump, jockey Pump, Pump Room, Grit Bldg., P Bldg.
108615 | TAB-ACC-V-6416 | Valve, Butterfly Valve, Isolation, Hot Water System, Mech. Room No.5, Old Screen Bldg., P Bldg. | TAB-ACC-P-6404 | Valve | HVAC |  | V | http://www.toronto.ca/TWONTO#valve |  | Pump, Heating Pump, Existing Screen Bldg Mechanical Room No.5
108616 | TAB-ACC-V-6419 | Valve, Check, Hot Water System, Mech. Room No.5, Old Screen Bldg., P Bldg. | TAB-ACC-P-6403 | Valve,Check | HVAC |  | V | http://www.toronto.ca/TWONTO#valve |  | Pump, Heating Pump, Existing Screen Bldg Mechanical Room No.5
108617 | TAB-ACC-V-6420 | Valve, Motorized, Hot Water System, Mech. Room No.5, Old Screen Bldg., P Bldg. | TAB-ACC-HE-6401 | Valve | HVAC |  | V | http://www.toronto.ca/TWONTO#valve |  | Heat Exchanger, Mechanical Room No.5, Old Screen Bldg., P Bldg.
108618 | TAB-ACC-V-6423 | Valve, Motorized, Mech. Room No.5, Old Screen Bldg., P Bldg. | TAB-ACC-HE-6402 | Valve | HVAC |  | V | http://www.toronto.ca/TWONTO#valve |  | Heat Exchanger, Mechanical Room No.5, Old Screen Bldg., P Bldg.
108619 | TAB-ACC-V-6428 | Valve, 2-Way Modulating, PreHeater Coil,AHU-6410, Roof, Existing Grit Bldg. | TAB-ACC-AHU-6410 | Valve | HVAC |  | V | http://www.toronto.ca/TWONTO#valve |  | Air Handling Unit, Roof, Grit Bldg., P Bldg.
108620 | TAB-ACC-V-6430 | Valve, 2-Way Modulating, PreHeater Coil,AHU-6420, Roof, Existing Grit Bldg. | TAB-ACC-AHU-6420 | Valve | HVAC |  | V | http://www.toronto.ca/TWONTO#valve |  | Air Handling Unit, Roof, Grit Bldg., P Bldg.
108621 | TAB-ACC-V-6432 | Valve, 2-Way Modulating, PreHeater Coil,AHU-6430, Roof, Existing Grit Bldg. | TAB-ACC-AHU-6430 | Valve | HVAC |  | V | http://www.toronto.ca/TWONTO#valve |  | Air Handling Unit, Roof, Grit Bldg., P Bldg.
108622 | TAB-ACC-V-6461 | Valve, 2-Way Modulating, PreHeater Coil,AHU-6460, Ground, Existing west operating gallery | TAB-ACC-AHU-6460 | Valve | HVAC |  | V | http://www.toronto.ca/TWONTO#valve |  | Air Handling Unit, Existing Primary Tank Operating Gallery, Ground, West Side
108623 | TAB-ACC-V-6471 | Valve, 2-Way Modulating, PreHeater Coil,AHU-6470, Mechanical RM No. 6, Existing grit bldg. | TAB-ACC-AHU-6470 | Valve | HVAC |  | V | http://www.toronto.ca/TWONTO#valve |  | Air Handling Unit, Mechanical Room no.6, Grit Bldg., P Bldg.
108624 | TAB-ACC-V-6482 | Valve, 2-Way Modulating, heating Coil,6406, Chemical RM, Existing Grit Bldg. | TAB-ACC-HE-6406 | Valve | HVAC |  | V | http://www.toronto.ca/TWONTO#valve |  | Heat Exchanger, Heating Coil box, chemical Room, Grit Bldg., P Bldg.
108625 | TAB-ACC-V-6512 | Valve, Circuit Balancing Valve, Hot Water System, Mechanical Room No. 1, Screen Bldg., P Bldg. | TAB-ACC-AHU-6510 | Valve | HVAC |  | V | http://www.toronto.ca/TWONTO#valve |  | Air Handling Unit, Mechanical Room no.1, Screen Bldg., P Bldg.
108626 | TAB-ACC-V-6522 | Valve, Actuated, Fire Protection System, Mechanical Room No. 1, Screen Bldg., P Bldg. | TAB-ACC-P-6511 | Valve | HVAC |  | V | http://www.toronto.ca/TWONTO#valve |  | Pump, Fire pump, Mechanical Room No. 1, Screen Bldg., P Bldg.
108627 | TAB-ACC-V-6523 | Valve, Actuated, Fire Protection System, Mechanical Room No. 1, Screen Bldg., P Bldg. | TAB-ACC-P-6511 | Valve | HVAC |  | V | http://www.toronto.ca/TWONTO#valve |  | Pump, Fire pump, Mechanical Room No. 1, Screen Bldg., P Bldg.
108628 | TAB-ACC-V-6524 | Valve, Actuated, Fire Protection System, Mechanical Room No. 1, Screen Bldg., P Bldg. | TAB-ACC-P-6511 | Valve | HVAC |  | V | http://www.toronto.ca/TWONTO#valve |  | Pump, Fire pump, Mechanical Room No. 1, Screen Bldg., P Bldg.
108629 | TAB-ACC-V-6530 | Valve, Actuated, Fire Protection System, Mechanical Room No. 1, Screen Bldg., P Bldg. | TAB-ACC-P-6511 | Valve | HVAC |  | V | http://www.toronto.ca/TWONTO#valve |  | Pump, Fire pump, Mechanical Room No. 1, Screen Bldg., P Bldg.
108630 | TAB-ACC-V-6552 | Valve, 3-Way Modulating, PreHeater Coil,AHU-6550, Mechanical RM No. 3, Screen Bldg., P Bldg. | TAB-ACC-AHU-6550 | Valve | HVAC |  | V | http://www.toronto.ca/TWONTO#valve |  | Air Handling Unit, Mechanical Room no.3, Screen Bldg., P Bldg.
108631 | TAB-ACC-V-6561 | Valve, 3-Way Modulating, PreHeater Coil,AHU-6560, Mechanical RM No. 3, Screen Bldg., P Bldg. | TAB-ACC-AHU-6560 | Valve | HVAC |  | V | http://www.toronto.ca/TWONTO#valve |  | Air Handling Unit, Mechanical Room no.3, Screen Bldg., P Bldg.
108632 | TAB-ACC-V-6562 | Valve, 3-Way Modulating, PreHeater Coil,AHU-6560, Mechanical RM No. 3, Screen Bldg., P Bldg. | TAB-ACC-AHU-6560 | Valve | HVAC |  | V | http://www.toronto.ca/TWONTO#valve |  | Air Handling Unit, Mechanical Room no.3, Screen Bldg., P Bldg.
108633 | TAB-ACC-V-6592 | Valve, 2-Way Modulating, Heating Coil,6501, Kitchen, Workshop Bldg. | TAB-ACC-AHU-6590 | Valve | HVAC |  | V | http://www.toronto.ca/TWONTO#valve |  | Air Handling Unit, Workshop Roof, P Bldg.
110505 | TAB-DIG-CP-7102 | Control Station, Ventilation, Waste Gas Burner Station | TAB-DIG-CP-7100 | Control Panel | HVAC |  | CP | http://www.toronto.ca/TWONTO#process_control_panel |  | Control Panel, Combustible Gas Monitoring, Waste Gas Burner Station
110506 | TAB-DIG-CP-7103 | Control Station, Ventilation, Waste Gas Burner Station | TAB-DIG-CP-7100 | Control Panel | HVAC |  | CP | http://www.toronto.ca/TWONTO#process_control_panel |  | Control Panel, Combustible Gas Monitoring, Waste Gas Burner Station
116483 | TAB-PWA-CI-0090 | Chiller, Plant Water | TAB-PWA-P-0090 | H.V.A.C.,Chiller | HVAC |  | CI | http://www.toronto.ca/TWONTO#chiller |  | Pump, Chiller Cir.
118003 | TAB-SLO-AHU-0301 | AHU- Bio Solid Bldg | TAB-ACC-AHU | Air Handling Unit | HVAC |  | AHU | http://www.toronto.ca/TWONTO#air_handler_unit |  | Air Handling Unit & Supply Fan
118663 | TAB-STR-HE-4010V | Heat Exchanger | TAB-STR-BL-4010 | H.V.A.C.,Chiller | HVAC |  | HE | http://www.toronto.ca/TWONTO#heat_exchanger |  | Blower #4010
120215 | THC-ACC-AC-0001 | Air Conditioner Split Unit, Building K | THC-ACC-BLDG K | H.V.A.C.,Air Conditioner | HVAC |  | AC | http://www.toronto.ca/TWONTO#air_condition |  | Administration Building, HVAC
120216 | THC-ACC-AC-0002 | Air Conditioner Ceiling mounted, Building I | THC-ACC-BLDG I | H.V.A.C.,Air Conditioner | HVAC |  | AC | http://www.toronto.ca/TWONTO#air_condition |  | Headhouse Building, old process, HVAC
120217 | THC-ACC-AC-0003 | Air Conditioner Ceiling mounted, Building I | THC-ACC-BLDG I | H.V.A.C.,Air Conditioner | HVAC |  | AC | http://www.toronto.ca/TWONTO#air_condition |  | Headhouse Building, old process, HVAC
120218 | THC-ACC-AC-0004 | Air Conditioner Split Unit, Building K | THC-ACC-BLDG K | H.V.A.C.,Air Conditioner | HVAC |  | AC | http://www.toronto.ca/TWONTO#air_condition |  | Administration Building, HVAC
120219 | THC-ACC-AC-0051 | Air Conditioner, Outdoor Unit, Telecom Room, Admin. Building Roof | THC-ACC-BLDG K |  | HVAC |  | AC | http://www.toronto.ca/TWONTO#air_condition |  | Administration Building, HVAC
120220 | THC-ACC-AC-0054 | Air Conditioner, Outdoor Unit, Control Room, Admin. Building Roof | THC-ACC-BLDG K |  | HVAC |  | AC | http://www.toronto.ca/TWONTO#air_condition |  | Administration Building, HVAC
120221 | THC-ACC-AC-0055 | Air Conditioner, Outdoor Unit, Control Room, Admin. Building Roof | THC-ACC-BLDG K |  | HVAC |  | AC | http://www.toronto.ca/TWONTO#air_condition |  | Administration Building, HVAC
120222 | THC-ACC-AC-0056 | Air Conditioner, Outdoor Unit, Control Room, Admin. Building Roof | THC-ACC-BLDG K |  | HVAC |  | AC | http://www.toronto.ca/TWONTO#air_condition |  | Administration Building, HVAC
120223 | THC-ACC-AC-0057 | Air Conditioner, Outdoor Unit, Control Room, Admin. Building Roof | THC-ACC-BLDG K |  | HVAC |  | AC | http://www.toronto.ca/TWONTO#air_condition |  | Administration Building, HVAC
120224 | THC-ACC-AC-0097 | Air Conditioner, Portable Unit, Admin Building, Office 104 | THC-ACC-BLDG K |  | HVAC |  | AC | http://www.toronto.ca/TWONTO#air_condition |  | Administration Building, HVAC
120225 | THC-ACC-AC-0121 | Air Conditioner,Elec RM,Aeration Building,Phase 4 | THC-ACC-BLDG O | Air Handling Unit | HVAC |  | AC | http://www.toronto.ca/TWONTO#air_condition |  | Phase IV , Building O HVAC
120226 | THC-ACC-AC-0241 | Air Conditioner Unit, Building K | THC-ACC-BLDG K | H.V.A.C.,Air Conditioner | HVAC |  | AC | http://www.toronto.ca/TWONTO#air_condition |  | Administration Building, HVAC
120227 | THC-ACC-AC-0271 | Chiller, Air Conditioning System, Building A | THC-ACC-BLDG A | H.V.A.C.,Chiller | HVAC |  | AC | http://www.toronto.ca/TWONTO#chiller |  | Old Plant Blower Building HVAC
120228 | THC-ACC-AC-0441 | H.V.A.C.,Air Conditioning Evaporator Unit,Electrical Room,Building UU | THC-ACC-BLDG U | H.V.A.C.,Air Conditioner | HVAC |  | AC | http://www.toronto.ca/TWONTO#air_condition |  | New Digesters Building HVAC
120229 | THC-ACC-AC-0566 | Air Conditioner,Electrical Room,Blower Building,Lower Plant | THC-ACC-BLDG A | Air Handling Unit | HVAC |  | AC | http://www.toronto.ca/TWONTO#air_condition |  | Old Plant Blower Building HVAC
120230 | THC-ACC-AC-0567 | Air Conditioner,Electrical Room,Blower Building,Lower Plant | THC-ACC-BLDG A | Air Handling Unit | HVAC |  | AC | http://www.toronto.ca/TWONTO#air_condition |  | Old Plant Blower Building HVAC
120231 | THC-ACC-AC-0701 | Air Conditioner,Thickening Building Office Area | THC-ACC-BLDG J | H.V.A.C.,Air Conditioner | HVAC |  | AC | http://www.toronto.ca/TWONTO#air_condition |  | TWAS Building, HVAC
120232 | THC-ACC-AC-0704 | Air Conditioner,Thickening Building Electrical Room | THC-ACC-BLDG J | H.V.A.C.,Air Conditioner | HVAC |  | AC | http://www.toronto.ca/TWONTO#air_condition |  | TWAS Building, HVAC
120233 | THC-ACC-AC-0900 | Air Conditioner, Dechlorination Building | THC-DCL |  | HVAC |  | AC | http://www.toronto.ca/TWONTO#air_condition |  | Dechlorination Process
120234 | THC-ACC-AC-0903 | Air Conditioning Unit,ATS Room,Solids Treatment,Biosolids Building East | THC-ACC-BLDG M |  | HVAC |  | AC | http://www.toronto.ca/TWONTO#air_condition |  | Incineration Building, HVAC
120235 | THC-ACC-AC-0904 | Air Conditioning Unit,MCC Room,2nd Floor,Solids Treatment,Biosolids Building East | THC-ACC-BLDG M |  | HVAC |  | AC | http://www.toronto.ca/TWONTO#air_condition |  | Incineration Building, HVAC
120236 | THC-ACC-AC-0905 | Air Conditioning Unit,MCC Room,2nd Floor,Solids Treatment,Biosolids Building East | THC-ACC-BLDG M |  | HVAC |  | AC | http://www.toronto.ca/TWONTO#air_condition |  | Incineration Building, HVAC
120237 | THC-ACC-AC-0907 | Air Conditioning Unit,MCC Room,2nd Floor,Solids Treatment,Biosolids Building East | THC-ACC-BLDG M |  | HVAC |  | AC | http://www.toronto.ca/TWONTO#air_condition |  | Incineration Building, HVAC
120238 | THC-ACC-AC-5201 | Air Conditioning, Split, IT room | THC-ACC-BLDG X | Air Handling Unit | HVAC |  | AC | http://www.toronto.ca/TWONTO#air_condition |  | New Workshop WA2 Building HVAC
120239 | THC-ACC-AC-6610 | Air-conditioning Unit, Indoor, Electrical Room, Ground floor, Headworks | THC-PLT-BLDG-0001 | H.V.A.C.,Air Conditioner | HVAC |  | AC | http://www.toronto.ca/TWONTO#air_condition |  | New Head House, preliminary process
120240 | THC-ACC-AC-6620 | Air-conditioning Unit, Indoor, Electrical Room, Ground floor, Headworks | THC-PLT-BLDG-0001 | H.V.A.C.,Air Conditioner | HVAC |  | AC | http://www.toronto.ca/TWONTO#air_condition |  | New Head House, preliminary process
120241 | THC-ACC-AC-6640 | Air-conditioning Unit, Indoor, Control Room, Ground floor, Headworks | THC-PLT-BLDG-0001 | H.V.A.C.,Air Conditioner | HVAC |  | AC | http://www.toronto.ca/TWONTO#air_condition |  | New Head House, preliminary process
120242 | THC-ACC-AHU-0011 | Air handling Unit, Basement North Zone Locker Area, Admin Building Roof | THC-ACC-BLDG K |  | HVAC |  | AHU | http://www.toronto.ca/TWONTO#air_handler_unit |  | Administration Building, HVAC
120243 | THC-ACC-AHU-0021 | Air Handling Unit, Basement East Zone, Locker Supply & W/R Exhaust Admin Bdlg Roof | THC-ACC-BLDG K |  | HVAC |  | AHU | http://www.toronto.ca/TWONTO#air_handler_unit |  | Administration Building, HVAC
120244 | THC-ACC-AHU-0031 | Air handling Unit, North Zone Basement Storage & Mechanical Room, Admin Building Roof | THC-ACC-BLDG K |  | HVAC |  | AHU | http://www.toronto.ca/TWONTO#air_handler_unit |  | Administration Building, HVAC
120245 | THC-ACC-AHU-0061 | Air handling Unit, Ground Floor North Zone(Process Control), Admin Building Roof | THC-ACC-BLDG K | Air Handling Unit | HVAC |  | AHU | http://www.toronto.ca/TWONTO#air_handler_unit |  | Administration Building, HVAC
120246 | THC-ACC-AHU-0091 | Air handling Unit, Ground Floor East Zone(Field Services), Admin Building Roof | THC-ACC-BLDG K | Air Handling Unit | HVAC |  | AHU | http://www.toronto.ca/TWONTO#air_handler_unit |  | Administration Building, HVAC
120247 | THC-ACC-AHU-0128 | Air Handling Unit,Flotation Building | THC-ACC-BLDG J | Air Handling Unit | HVAC | 34360 | AHU | http://www.toronto.ca/TWONTO#air_handler_unit |  | TWAS Building, HVAC
120248 | THC-ACC-AHU-0128 | Air Handling Unit,Flotation Building | THC-SUSPENDED | Air Handling Unit | HVAC | 34360 | AHU | http://www.toronto.ca/TWONTO#air_handler_unit |  | Suspended entity
120249 | THC-ACC-AHU-0145 | Air Handling Unit, Building I | THC-ACC-BLDG I | Air Handling Unit | HVAC |  | AHU | http://www.toronto.ca/TWONTO#air_handler_unit |  | Headhouse Building, old process, HVAC
120251 | THC-ACC-AHU-0220 | Air Handling Unit, Building K | THC-SUSPENDED | H.V.A.C.,Air Conditioner | HVAC | 35458 | AHU | http://www.toronto.ca/TWONTO#air_handler_unit |  | Suspended entity
120252 | THC-ACC-AHU-0253 | Air Handling Unit, Admin Bldg K | THC-SUSPENDED | Air Handling Unit | HVAC | 35459 | AHU | http://www.toronto.ca/TWONTO#air_handler_unit |  | Suspended entity
120253 | THC-ACC-AHU-0261 | Air Conditioner Unit, Building R | THC-SUSPENDED | H.V.A.C.,Air Conditioner | HVAC | 35750 | AHU | http://www.toronto.ca/TWONTO#air_condition |  | Suspended entity
120254 | THC-ACC-AHU-0262 | Air Conditioner Unit, Building R | THC-ACC-BLDG K | H.V.A.C.,Air Conditioner | HVAC | 35751 | AHU | http://www.toronto.ca/TWONTO#air_condition |  | Administration Building, HVAC
120255 | THC-ACC-AHU-0263 | Air Conditioner Unit, Building R | THC-SUSPENDED | H.V.A.C.,Air Conditioner | HVAC | 35752 | AHU | http://www.toronto.ca/TWONTO#air_condition |  | Suspended entity
120256 | THC-ACC-AHU-0264 | Air Handling Unit, Building A | THC-ACC-BLDG A | Air Handling Unit,Blow Thru | HVAC |  | AHU | http://www.toronto.ca/TWONTO#air_handler_unit |  | Old Plant Blower Building HVAC
120257 | THC-ACC-AHU-0267 | Air Handling Unit, Building A | THC-ACC-BLDG A | Air Handling Unit | HVAC |  | AHU | http://www.toronto.ca/TWONTO#air_handler_unit |  | Old Plant Blower Building HVAC
120258 | THC-ACC-AHU-0321 | HVAC Unit, Building M, 2nd floor | THC-SUSPENDED | Air Handling Unit | HVAC |  | AHU | http://www.toronto.ca/TWONTO#air_condition |  | Suspended entity
120259 | THC-ACC-AHU-0323 | HVAC Unit, Incinerator, Building M, B1 Mechanical Room | THC-SUSPENDED | Air Handling Unit | HVAC |  | AHU | http://www.toronto.ca/TWONTO#air_condition |  | Suspended entity
120264 | THC-ACC-AHU-0400 | Air Handling Unit, Digester Building, bldg. U | THC-ACC-BLDG U | Air Handling Unit | HVAC | 35915 | AHU | http://www.toronto.ca/TWONTO#air_handler_unit |  | New Digesters Building HVAC
120265 | THC-ACC-AHU-0400 | Air Handling Unit, Digester Building, bldg. U | THC-SUSPENDED | Air Handling Unit | HVAC | 35915 | AHU | http://www.toronto.ca/TWONTO#air_handler_unit |  | Suspended entity
120266 | THC-ACC-AHU-0411 | Air Handling Unit,Basements,Roof,Building U | THC-ACC-BLDG U | Air Handling Unit | HVAC |  | AHU | http://www.toronto.ca/TWONTO#air_handler_unit |  | New Digesters Building HVAC
120267 | THC-ACC-AHU-0412 | Air Handling Unit,Compressor Room,Roof,Building U | THC-ACC-BLDG U | Air Handling Unit | HVAC |  | AHU | http://www.toronto.ca/TWONTO#air_handler_unit |  | New Digesters Building HVAC
120268 | THC-ACC-AHU-0501 | Air Handling Unit,Roof Incineration Building M | THC-ACC-AHU BLDG M | Air Handling Unit | HVAC |  | AHU | http://www.toronto.ca/TWONTO#air_handler_unit |  | Air Handling Units, Building M
120269 | THC-ACC-AHU-0556 | Air Handling Unit,Basement,Decant Area | THC-SUSPENDED | Air Handling Unit | HVAC | 33153 | AHU | http://www.toronto.ca/TWONTO#air_handler_unit |  | Suspended entity
120270 | THC-ACC-AHU-0730 | Air handling Unit,Polymer Room,Thickening Building | THC-ACC-BLDG J | Air Handling Unit | HVAC |  | AHU | http://www.toronto.ca/TWONTO#air_handler_unit |  | TWAS Building, HVAC
120271 | THC-ACC-AHU-0810 | Air Handling Unit,Roof,Sludge Storage Building | THC-ACC-BLDG D | Air Handling Unit | HVAC |  | AHU | http://www.toronto.ca/TWONTO#air_handler_unit |  | Sludge Holding Tanks Building HVAC
120272 | THC-ACC-AHU-0910 | Air Handling Unit, Dechlorination Building | THC-DCL |  | HVAC |  | AHU | http://www.toronto.ca/TWONTO#air_handler_unit |  | Dechlorination Process
120273 | THC-ACC-AHU-5201 | Air Handling Unit, Make-up, Office | THC-ACC-BLDG X | Air Handling Unit | HVAC |  | AHU | http://www.toronto.ca/TWONTO#air_handler_unit |  | New Workshop WA2 Building HVAC
120274 | THC-ACC-AHU-5202 | Air Handling Unit, Workshop | THC-ACC-BLDG X | Air Handling Unit | HVAC |  | AHU | http://www.toronto.ca/TWONTO#air_handler_unit |  | New Workshop WA2 Building HVAC
120275 | THC-ACC-AHU-6300 | Air Handling Unit, Screen Room/Conveyor Areas, 2nd Floor Mech Room #1, Headworks | THC-PLT-BLDG-0001 | Air Handling Unit | HVAC |  | AHU | http://www.toronto.ca/TWONTO#air_handler_unit |  | New Head House, preliminary process
120276 | THC-ACC-AHU-6400 | Air Handling Unit, Screen Room/Conveyor Areas, 2nd Floor Mech Room #1, Headworks | THC-PLT-BLDG-0001 | Air Handling Unit | HVAC |  | AHU | http://www.toronto.ca/TWONTO#air_handler_unit |  | New Head House, preliminary process
120282 | THC-ACC-AIT-6000 | Transmitter, Humidity, O/A, General, North Elevation Shielded From Solar Radiation, Headworks | THC-PLT-BLDG-0001 | Transmitter | HVAC |  | AIT | http://www.toronto.ca/TWONTO#instrument_transmitter |  | New Head House, preliminary process
120283 | THC-ACC-AIT-6292 | Transmitter, Smoke Detection, Outdoor Air Plenum, 2nd Floor, Mech Room #2, Headworks | THC-ACC-F-6291 | Fire Prevention,Smoke Detector | HVAC | 45960 | AIT | http://www.toronto.ca/TWONTO#flame_or_combustion_sensing_instrument |  | Filter, Outdoor Air Plenum, 2nd Floor, Mech Room #2, Headworks
120284 | THC-ACC-AIT-6341 | Transmitter, Smoke Detection, S/A Duct, Scrn Room/Conv. Areas, 2nd Fl. Mech Room #1, Headworks | THC-ACC-AHU-6300 | Analyzer | HVAC | 45961 | AIT | http://www.toronto.ca/TWONTO#flame_or_combustion_sensing_instrument |  | Air Handling Unit, Screen Room/Conveyor Areas, 2nd Floor Mech Room #1, Headworks
120285 | THC-ACC-AIT-6592 | Transmitter, Smoke Detection, Outdoor Air Plenum, 2nd Floor, Mech Room #1, Headworks | THC-ACC-F-6591 | Fire Prevention,Smoke Detector | HVAC | 45964 | AIT | http://www.toronto.ca/TWONTO#flame_or_combustion_sensing_instrument |  | Filter, Outdoor Air Plenum, 2nd Floor, Mech Room #1, Headworks
120303 | THC-ACC-BLDG A | Old Plant Blower Building HVAC | THC-MCS-HVAC |  | HVAC |  |  | http://www.toronto.ca/TWONTO#collection_of_assets |  | Mechanical Services, HVAC
120304 | THC-ACC-BLDG D | Sludge Holding Tanks Building HVAC | THC-MCS-HVAC |  | HVAC |  |  | http://www.toronto.ca/TWONTO#collection_of_assets |  | Mechanical Services, HVAC
120305 | THC-ACC-BLDG E | Boiler House, HVAC | THCSLDOPS |  | HVAC |  |  | http://www.toronto.ca/TWONTO#collection_of_assets |  | THC Solids Operations
120306 | THC-ACC-BLDG G | Air Treatment Building HVAC | THC-MCS-HVAC |  | HVAC |  |  | http://www.toronto.ca/TWONTO#collection_of_assets |  | Mechanical Services, HVAC
120307 | THC-ACC-BLDG H | Phase I Aeration Building, HVAC | THC-MCS-HVAC |  | HVAC |  |  | http://www.toronto.ca/TWONTO#collection_of_assets |  | Mechanical Services, HVAC
120308 | THC-ACC-BLDG I | Headhouse Building, old process, HVAC | THC-MCS-HVAC |  | HVAC |  |  | http://www.toronto.ca/TWONTO#collection_of_assets |  | Mechanical Services, HVAC
120309 | THC-ACC-BLDG L | Plant Effluent Pumping Station, HVAC | THC-MCS-HVAC |  | HVAC |  |  | http://www.toronto.ca/TWONTO#collection_of_assets |  | Mechanical Services, HVAC
120310 | THC-ACC-BLDG Q | Old gas Compressors Building HVAC | THC-MCS-HVAC |  | HVAC |  |  | http://www.toronto.ca/TWONTO#collection_of_assets |  | Mechanical Services, HVAC
120311 | THC-ACC-BLDG TUNNELS | Tunnels, Building HVAC | THC-MCS-HVAC |  | HVAC |  |  | http://www.toronto.ca/TWONTO#collection_of_assets |  | Mechanical Services, HVAC
120312 | THC-ACC-BLDG U | New Digesters Building HVAC | THC-MCS-HVAC |  | HVAC |  |  | http://www.toronto.ca/TWONTO#collection_of_assets |  | Mechanical Services, HVAC
120314 | THC-ACC-BLDG X | New Workshop WA2 Building HVAC | THC-MCS-HVAC |  | HVAC |  |  | http://www.toronto.ca/TWONTO#collection_of_assets |  | Mechanical Services, HVAC
120315 | THC-ACC-BLDG-0001 | Headworks, New Building HVAC | THC-MCS-HVAC |  | HVAC |  | BLDG | http://www.toronto.ca/TWONTO#collection_of_assets |  | Mechanical Services, HVAC
120324 | THC-ACC-COM-0011 | Communication, HVAC, Admin Building | THC-ACC-BLDG K |  | HVAC |  | COM | http://www.toronto.ca/TWONTO#collection_of_assets |  | Administration Building, HVAC
120325 | THC-ACC-CP-0010 | Control Panel, HVAC System, Admin Building Basement | THC-ACC-BLDG K |  | HVAC |  | CP | http://www.toronto.ca/TWONTO#process_control_panel |  | Administration Building, HVAC
120326 | THC-ACC-CP-0016 | Control Panel, Glycol Feed System, Admin Building | THC-ACC-BLDG K |  | HVAC |  | CP | http://www.toronto.ca/TWONTO#process_control_panel |  | Administration Building, HVAC
120327 | THC-ACC-CP-0017 | Control Panel, Server/Equipment Room Cooling, Admin Building Ground Floor | THC-ACC-BLDG K |  | HVAC |  | CP | http://www.toronto.ca/TWONTO#process_control_panel |  | Administration Building, HVAC
120328 | THC-ACC-CP-0018 | Control Panel, Server/Equipment Room Cooling, Admin Building Ground Floor | THC-ACC-BLDG K |  | HVAC |  | CP | http://www.toronto.ca/TWONTO#process_control_panel |  | Administration Building, HVAC
120341 | THC-ACC-CP-6000 | Panel, Control, Hydronic Heating System, Lower Level 2 Blower Room, Headworks | THC-ACC-HE-6001 | Control Panel,HVAC | HVAC |  | CP | http://www.toronto.ca/TWONTO#process_control_panel |  | Heat Exchanger, Heating Glycol System, Lower Level 2 Blower Room, Headworks
120342 | THC-ACC-CP-6210 | Panel, Control, Mech Room Ventilation, 2nd Floor Mech Room #2, Headworks | THC-ACC-FN-6290 | Control Panel,HVAC | HVAC |  | CP | http://www.toronto.ca/TWONTO#process_control_panel |  | Fan, Exhaust, Mechanical Room #2, Roof, Headworks
120343 | THC-ACC-CP-6510 | Panel, Control, Mech Room Ventilation, 2nd Floor Mech Room #1, Headworks | THC-ACC-FN-6590 | Control Panel,HVAC | HVAC |  | CP | http://www.toronto.ca/TWONTO#process_control_panel |  | Fan, Exhaust, Mechanical Room #1, Roof, Headworks
120344 | THC-ACC-CP-6600 | Panel, Control, Air Conditioning, Electrical Room, Headworks | THC-ACC-RPU-3012 | Control Panel,HVAC | HVAC |  | CP | http://www.toronto.ca/TWONTO#air_condition |  | RPU, HVAC, Mech Room #2, Headworks
120349 | THC-ACC-CT-0015 | Controller, Heating System, Admin Building, Basement, Storagr Room East B107 | THC-ACC-HTR-0015 |  | HVAC |  | CT | http://www.toronto.ca/TWONTO#thermostat_or_zone_controller_unit |  | Heater, Unit, Electric, 6.3kW, Admin. Building Basement, Storage Room B107, South/East
120350 | THC-ACC-CT-0016 | Controller, HTR-0016, Admin Building, Basement, Womens W.C & Locker Room B121 | THC-ACC-HTR-0011 |  | HVAC |  | CT | http://www.toronto.ca/TWONTO#thermostat_or_zone_controller_unit |  | Heater, Unit, Electric, 6.3kW, Admin. Building Basement, Mechanical Room B104, North/West
120351 | THC-ACC-CT-0017 | Controller, HTR-0017, Admin Building, Basement, Supervisor W.C & Locker Room B120 | THC-ACC-HTR-0017 |  | HVAC |  | CT | http://www.toronto.ca/TWONTO#thermostat_or_zone_controller_unit |  | Heater, Hot Water Heating Coil, Supervisor's Locker Room B120, Admin. Building Basement
120352 | THC-ACC-CT-0018 | Controller, HTR-0018, Admin Building, Basement, Mens W.C & Locker Room B120 | THC-ACC-HTR-0018 |  | HVAC |  | CT | http://www.toronto.ca/TWONTO#thermostat_or_zone_controller_unit |  | Heater, Hot Water Heating Coil, Men's Locker Room B117, Admin. Building Basement
120353 | THC-ACC-CT-0019 | Controller, HTR-0019, Admin Building, Basement, Corridor B118 | THC-ACC-HTR-0019 |  | HVAC |  | CT | http://www.toronto.ca/TWONTO#thermostat_or_zone_controller_unit |  | Heater, Hot Water Heating Coil, Corridor B118, Admin. Building Basement
120354 | THC-ACC-CT-0021 | Controller, AHU-0021, Admin Building, Roof | THC-ACC-AHU-0021 |  | HVAC |  | CT | http://www.toronto.ca/TWONTO#thermostat_or_zone_controller_unit |  | Air Handling Unit, Basement East Zone, Locker Supply & W/R Exhaust Admin Bdlg Roof
120355 | THC-ACC-CT-0021 | Controller, AHU-0021, Admin Building, Roof | THC-ACC-BLDG K |  | HVAC |  | CT | http://www.toronto.ca/TWONTO#thermostat_or_zone_controller_unit |  | Administration Building, HVAC
120385 | THC-ACC-CU-0052 | Condensing Unit, Equipment Room,Admin Building Roof | THC-ACC-BLDG K | Air Handling Unit | HVAC |  | CU | http://www.toronto.ca/TWONTO#AC_condenser_unit |  | Administration Building, HVAC
120386 | THC-ACC-CU-0441 | H.V.A.C.,Air Conditioning Condensor Unit,Electrical Room,Building UU | THC-ACC-BLDG UU | H.V.A.C.,Air Conditioner | HVAC |  | CU | http://www.toronto.ca/TWONTO#AC_condenser_unit |  | Waste Gas Burner Building HVAC
120387 | THC-ACC-CU-0732 | Condenser Unit,DX Cooling,AHU-0730,Thickening Building Polymer Room | THC-ACC-AHU-0730 | Heat Exchanger | HVAC |  | CU | http://www.toronto.ca/TWONTO#AC_condenser_unit |  | Air handling Unit,Polymer Room,Thickening Building
120388 | THC-ACC-CU-0906 | Condensing Unit,RPU Room,2nd Floor, Solids Treatment,Outdoor,Biosolids Building East | THC-ACC-BLDG M |  | HVAC |  | CU | http://www.toronto.ca/TWONTO#AC_condenser_unit |  | Incineration Building, HVAC
120389 | THC-ACC-CU-6620 | Condensing Unit, Outdoor, Electrical Room, High roof #1, Headworks | THC-ACC-AC-6620 | H.V.A.C.,Air Conditioner | HVAC |  | CU | http://www.toronto.ca/TWONTO#AC_condenser_unit |  | Air-conditioning Unit, Indoor, Electrical Room, Ground floor, Headworks
120390 | THC-ACC-CU-6640 | Condensing Unit, Outdoor, Control Room, High roof #1, Headworks | THC-ACC-AC-6640 | H.V.A.C.,Air Conditioner | HVAC |  | CU | http://www.toronto.ca/TWONTO#AC_condenser_unit |  | Air-conditioning Unit, Indoor, Control Room, Ground floor, Headworks
120394 | THC-ACC-DM-0056 | Damper, Motorized, Exhaust FN-0056, Admin Building, Ground Floor, Lunch Room 150 | THC-ACC-BLDG K |  | HVAC |  | DM | http://www.toronto.ca/TWONTO#air_damper |  | Administration Building, HVAC
120395 | THC-ACC-DM-0059 | Damper, Motorized, Exhaust FN-0059, Admin Building, Ground Floor, Lunch Room 141 | THC-ACC-BLDG K |  | HVAC |  | DM | http://www.toronto.ca/TWONTO#air_damper |  | Administration Building, HVAC
120396 | THC-ACC-DM-0059 | Damper, Motorized, Exhaust FN-0059, Admin Building, Ground Floor, Lunch Room 141 | THC-ACC-FN-0059 |  | HVAC |  | DM | http://www.toronto.ca/TWONTO#air_damper |  | Exhuast Fan, Admin. Building Ground Floor, Lunchroom 141
120397 | THC-ACC-DM-0060 | Damper, Motorized, Exhaust FN-0060, Admin Building, Ground Floor, Electrical Room 139 | THC-ACC-BLDG K |  | HVAC |  | DM | http://www.toronto.ca/TWONTO#air_damper |  | Administration Building, HVAC
120398 | THC-ACC-DM-0061 | Damper, Motorized, Exhaust FN-0061, Admin Building, Ground Floor, Electrical Room 139 | THC-ACC-BLDG K |  | HVAC |  | DM | http://www.toronto.ca/TWONTO#air_damper |  | Administration Building, HVAC
120399 | THC-ACC-DM-0068 | Damper, Motorized, Air Supply, Admin Building, Ground Floor, Electrical Room 139 | THC-ACC-BLDG K |  | HVAC |  | DM | http://www.toronto.ca/TWONTO#air_damper |  | Administration Building, HVAC
120400 | THC-ACC-DM-0069 | Damper, Motorized, Air Supply, Admin Building, Ground Floor, Electrical Room 139 | THC-ACC-BLDG K |  | HVAC |  | DM | http://www.toronto.ca/TWONTO#air_damper |  | Administration Building, HVAC
120401 | THC-ACC-DM-0069 | Damper, Motorized, Air Supply, Admin Building, Ground Floor, Electrical Room 139 | THC-ACC-FN-0061 |  | HVAC |  | DM | http://www.toronto.ca/TWONTO#air_damper |  | Exhuast Fan, Admin. Building Ground Floor, Electrical Room 139, North
120402 | THC-ACC-DM-0070 | VAV Box, Admin Building, Ground Floor, Office Room 108 | THC-ACC-AHU-0071 |  | HVAC |  | DM | http://www.toronto.ca/TWONTO#air_damper |  | Air handling Unit, Ground Floor West Zone(Administration), Admin Building Roof
120403 | THC-ACC-DM-0072 | VAV Box, Admin Building, Ground Floor, Office Room 109 | THC-ACC-AHU-0071 |  | HVAC |  | DM | http://www.toronto.ca/TWONTO#air_damper |  | Air handling Unit, Ground Floor West Zone(Administration), Admin Building Roof
120404 | THC-ACC-DM-0074 | VAV Box, Admin Building, Ground Floor, Office Room 111 | THC-ACC-AHU-0071 |  | HVAC |  | DM | http://www.toronto.ca/TWONTO#air_damper |  | Air handling Unit, Ground Floor West Zone(Administration), Admin Building Roof
120405 | THC-ACC-DM-0076 | VAV Box, Admin Building, Ground Floor, IT Office 147 | THC-ACC-AHU-0071 |  | HVAC |  | DM | http://www.toronto.ca/TWONTO#air_damper |  | Air handling Unit, Ground Floor West Zone(Administration), Admin Building Roof
120406 | THC-ACC-DM-0078 | VAV Box, Admin Building, Ground Floor, Office Room 113 | THC-ACC-AHU-0071 |  | HVAC |  | DM | http://www.toronto.ca/TWONTO#air_damper |  | Air handling Unit, Ground Floor West Zone(Administration), Admin Building Roof
120407 | THC-ACC-DM-0081 | VAV Box, Admin Building, Ground Floor, Office Room 118 | THC-ACC-AHU-0081 |  | HVAC |  | DM | http://www.toronto.ca/TWONTO#air_damper |  | Air handling Unit, Ground Floor South Zone(Project Management), Admin Building Roof
120408 | THC-ACC-DM-0083 | VAV Box, Admin Building, Ground Floor, Office Room 120 | THC-ACC-AHU-0081 |  | HVAC |  | DM | http://www.toronto.ca/TWONTO#air_damper |  | Air handling Unit, Ground Floor South Zone(Project Management), Admin Building Roof
120409 | THC-ACC-DM-0084 | VAV Box, Admin Building, Ground Floor, Office Room 121 | THC-ACC-AHU-0081 |  | HVAC |  | DM | http://www.toronto.ca/TWONTO#air_damper |  | Air handling Unit, Ground Floor South Zone(Project Management), Admin Building Roof
120410 | THC-ACC-DM-0086 | VAV Box, Admin Building, Ground Floor, Meeting Room 125 | THC-ACC-AHU-0081 |  | HVAC |  | DM | http://www.toronto.ca/TWONTO#air_damper |  | Air handling Unit, Ground Floor South Zone(Project Management), Admin Building Roof
120411 | THC-ACC-DM-0087 | VAV Box, Admin Building, Ground Floor, Office Room 126 | THC-ACC-AHU-0081 |  | HVAC |  | DM | http://www.toronto.ca/TWONTO#air_damper |  | Air handling Unit, Ground Floor South Zone(Project Management), Admin Building Roof
120412 | THC-ACC-DM-0090 | VAV Box, Admin Building, Ground Floor, Field Service Corridor A 129 | THC-ACC-AHU-0091 |  | HVAC |  | DM | http://www.toronto.ca/TWONTO#air_damper |  | Air handling Unit, Ground Floor East Zone(Field Services), Admin Building Roof
120413 | THC-ACC-DM-0093 | VAV Box, Admin Building, Ground Floor, Meeting Room 134 | THC-ACC-AHU-0091 |  | HVAC |  | DM | http://www.toronto.ca/TWONTO#air_damper |  | Air handling Unit, Ground Floor East Zone(Field Services), Admin Building Roof
120414 | THC-ACC-DM-0094 | VAV Box, Admin Building, Ground Floor, Meeting Room 133 | THC-ACC-AHU-0091 |  | HVAC |  | DM | http://www.toronto.ca/TWONTO#air_damper |  | Air handling Unit, Ground Floor East Zone(Field Services), Admin Building Roof
120415 | THC-ACC-DM-0096 | VAV Box, Admin Building, Ground Floor, Archive Room 131 | THC-ACC-AHU-0091 |  | HVAC |  | DM | http://www.toronto.ca/TWONTO#air_damper |  | Air handling Unit, Ground Floor East Zone(Field Services), Admin Building Roof
120417 | THC-ACC-DM-0106 | Damper,Supply,Pressurization System,Access Building No.3,Phase 4 | THC-ACC-TUNNEL | Air Handling Unit | HVAC |  | DM | http://www.toronto.ca/TWONTO#air_damper |  | Plant Tunnels, HVAC
120420 | THC-ACC-DM-0111 | VAV Box, Admin Building, Basement, Print Room 145 | THC-ACC-AHU-0061 |  | HVAC |  | DM | http://www.toronto.ca/TWONTO#air_damper |  | Air handling Unit, Ground Floor North Zone(Process Control), Admin Building Roof
120421 | THC-ACC-DM-0123 | Damper,Exhaust,Air Handling Unit 0120,Srubber Room,Phase 4 | THC-ACC-AHU-0120 | Air Handling Unit | HVAC |  | DM | http://www.toronto.ca/TWONTO#air_damper |  | Air Handlling Unit,Roof,Scrubber Room,Phase 4
120422 | THC-ACC-DM-0130 | Damper,Motorized,Outdoor Air ,Boiler Building,South Zone 3 | THC-ACC-FN-0130 | Damper/Louver | HVAC |  | DM | http://www.toronto.ca/TWONTO#air_damper |  | Fan,Exhaust,Flotation Bldg
120423 | THC-ACC-DM-0131 | Damper,Motorized,Outdoor Air ,Boiler Building,South Zone 2 | THC-ACC-FN-0132 | Damper/Louver | HVAC |  | DM | http://www.toronto.ca/TWONTO#air_damper |  | Fan,Centrifugal,Boiler Building,South Zone 3
120431 | THC-ACC-DM-0152 | Damper,Air Compressor 9040 Ventilation,Air Treatment Building | THC-AI-C-9040 | Air Handling Unit | HVAC |  | DM | http://www.toronto.ca/TWONTO#air_damper |  | Compressor, Instrument Air, Bldg. G
120433 | THC-ACC-DM-0154 | Damper,Air Compressor 9050 Ventilation,Air Treatment Building | THC-AI-C-9050 | Air Handling Unit | HVAC |  | DM | http://www.toronto.ca/TWONTO#air_damper |  | Compressor, Instrument Air, Bldg. G
120434 | THC-ACC-DM-0155 | Damper,Air Compressor 9050 Ventilation,Air Treatment Building | THC-AI-C-9050 | Air Handling Unit | HVAC |  | DM | http://www.toronto.ca/TWONTO#air_damper |  | Compressor, Instrument Air, Bldg. G
120437 | THC-ACC-DM-0164 | VAV Box, Admin Building, Ground Floor, Admin Corridor 103, North | THC-ACC-AHU-0071 |  | HVAC |  | DM | http://www.toronto.ca/TWONTO#air_damper |  | Air handling Unit, Ground Floor West Zone(Administration), Admin Building Roof
120438 | THC-ACC-DM-0166 | VAV Box, Admin Building, Ground Floor, Control Room | THC-ACC-AHU-0061 |  | HVAC |  | DM | http://www.toronto.ca/TWONTO#air_damper |  | Air handling Unit, Ground Floor North Zone(Process Control), Admin Building Roof
120439 | THC-ACC-DM-0169 | VAV Box, Admin Building, Ground Floor, Admin Corridor 103, South | THC-ACC-AHU-0071 |  | HVAC |  | DM | http://www.toronto.ca/TWONTO#air_damper |  | Air handling Unit, Ground Floor West Zone(Administration), Admin Building Roof
120440 | THC-ACC-DM-0182 | Damper,Motorized,Outdoor Air,Boiler Building,North Zone 2 | THC-ACC-FN-0186 | Damper/Louver | HVAC |  | DM | http://www.toronto.ca/TWONTO#air_damper |  | Fan,Centrifugal,Boiler Building,North Zone 2
120441 | THC-ACC-DM-0183 | Damper,Motorized,Outdoor Air,Boiler Building,North Zone 2 | THC-ACC-FN-0186 | Damper/Louver | HVAC |  | DM | http://www.toronto.ca/TWONTO#air_damper |  | Fan,Centrifugal,Boiler Building,North Zone 2
120442 | THC-ACC-DM-0184 | Damper,Motorized,Outdoor Air,Boiler Building,North Zone 1 | THC-ACC-FN-0187 | Damper/Louver | HVAC |  | DM | http://www.toronto.ca/TWONTO#air_damper |  | Fan,Centrifugal,Exhuast,Standby,Boiler Building,North Zones
120443 | THC-ACC-DM-0185 | Damper,Motorized,Outdoor Air,Boiler Building,North Zone 1 | THC-ACC-FN-0187 | Damper/Louver | HVAC |  | DM | http://www.toronto.ca/TWONTO#air_damper |  | Fan,Centrifugal,Exhuast,Standby,Boiler Building,North Zones
120468 | THC-ACC-DM-0440 | Damper/Louver,AHU-0440 Outside Air Inlet,Building UU | THC-ACC-AHU-0440 | Damper/Louver | HVAC |  | DM | http://www.toronto.ca/TWONTO#air_damper |  | Air Handling Unit,Drip Trap Room,Building UU
120469 | THC-ACC-DM-0442 | Damper/Louver,FN-0442 Suction,AHU-0440,Building UU | THC-ACC-AHU-0440 | Damper/Louver | HVAC |  | DM | http://www.toronto.ca/TWONTO#air_damper |  | Air Handling Unit,Drip Trap Room,Building UU
120470 | THC-ACC-DM-0443 | Damper/Louver,FN-0443 Suction,Building UU | THC-ACC-FN-0443 | Damper/Louver | HVAC |  | DM | http://www.toronto.ca/TWONTO#air_damper |  | Fan,Exhaust,AHU-0440,Drip Trap Room,Building UU
120471 | THC-ACC-DM-0504 | Damper/Louver,Outside Air,Air Blower Room,Bldg M | THC-ACC-AHU BLDG M | Damper/Louver | HVAC |  | DM | http://www.toronto.ca/TWONTO#air_damper |  | Air Handling Units, Building M
120472 | THC-ACC-DM-0507 | Damper/Louver,Bypass,Old Generator Room,Bldg M | THC-ACC-AHU BLDG M | Damper/Louver | HVAC |  | DM | http://www.toronto.ca/TWONTO#air_damper |  | Air Handling Units, Building M
120473 | THC-ACC-DM-0508 | Damper/Louver,Exhaust,Old Generator Room,Bldg M | THC-ACC-AHU BLDG M | Damper/Louver | HVAC |  | DM | http://www.toronto.ca/TWONTO#air_damper |  | Air Handling Units, Building M
120475 | THC-ACC-DM-0583 | Damper,Actuated,Inlet,Fan 0583,Temporary Centrifuge Room,3rd Floor,Biosolids Building East | THC-ACC-FN-0583 | Damper/Louver | HVAC |  | DM | http://www.toronto.ca/TWONTO#air_damper |  | Fan,Centrifugal,Temporary Centrifuge Room, 3rd Floor,Biosolids Building East
120476 | THC-ACC-DM-0585 | Damper,Actuated,Inlet,Fan 0585,Compress.Room,3rd Floor,Biosolids Building West | THC-ACC-FN-0583 | Damper/Louver | HVAC |  | DM | http://www.toronto.ca/TWONTO#air_damper |  | Fan,Centrifugal,Temporary Centrifuge Room, 3rd Floor,Biosolids Building East
120477 | THC-ACC-DM-0591 | Damper,Actuated,2nd Floor Air Conditioner Room,Biosolids Building,Solid Treatment | THC-ACC-FN-0591 |  | HVAC |  | DM | http://www.toronto.ca/TWONTO#air_damper |  | Fan,Centrifugal,2nd Floor Air Conditioner Room,Biosolids Building East
120478 | THC-ACC-DM-0612 | Damper,Motorized,Outdoor Air Intermediate Lvl,South Pumping Station,Plenum Shaft,Intermediate Level | THC-ACC-BLDG L |  | HVAC |  | DM | http://www.toronto.ca/TWONTO#air_damper |  | Plant Effluent Pumping Station, HVAC
120479 | THC-ACC-DM-0613 | Damper,Motorized,Exhaust Fan FN-0610,South Pumping Station,Plenum Shaft,Basement Level | THC-ACC-FN-0610 |  | HVAC |  | DM | http://www.toronto.ca/TWONTO#air_damper |  | Fan,Centrifugal,Exhaust,South Pumping Station,Plenum Wall,Ground Level
120480 | THC-ACC-DM-0614 | Damper,Motorized,Outdoor Air Intermediate Lvl,South Pumping Station,Plenum Shaft,Basement Level | THC-ACC-BLDG L |  | HVAC |  | DM | http://www.toronto.ca/TWONTO#air_damper |  | Plant Effluent Pumping Station, HVAC
120481 | THC-ACC-DM-0622 | Damper,Motorized,Outdoor Air to Electrical Room,South Pumping Station,Electrical Room,Ground Level | THC-ACC-BLDG L |  | HVAC |  | DM | http://www.toronto.ca/TWONTO#air_damper |  | Plant Effluent Pumping Station, HVAC
120482 | THC-ACC-DM-0716 | Damper,Actuated,Mixing,AHU-0710,Thickening Centrifuge Area | THC-ACC-AHU-0710 | Damper/Louver | HVAC |  | DM | http://www.toronto.ca/TWONTO#air_damper |  | Air Handling Unit,Outdoor,Centrifuge Area,Thickening Building
120483 | THC-ACC-DM-0717 | Damper,Actuated,Exhaust Air,AHU-0710,Thickening Centrifuge Area | THC-ACC-AHU-0710 | Damper/Louver | HVAC |  | DM | http://www.toronto.ca/TWONTO#air_damper |  | Air Handling Unit,Outdoor,Centrifuge Area,Thickening Building
120484 | THC-ACC-DM-0721 | Damper,Actuated,Outside Air,AHU-0720,Thickening Building Basement/Sub-basement Area | THC-ACC-AHU-0720 | Damper/Louver | HVAC |  | DM | http://www.toronto.ca/TWONTO#air_damper |  | Air Handling Unit,Basement/Sub-basement Area,Thickening Building
120485 | THC-ACC-DM-0731 | Damper,Actuated,Outside Air,AHU-0730,Thickening Building Polymer Room | THC-ACC-AHU-0730 | Damper/Louver | HVAC |  | DM | http://www.toronto.ca/TWONTO#air_damper |  | Air handling Unit,Polymer Room,Thickening Building
120486 | THC-ACC-DM-0741 | Damper,Actuated,Outside Air,Thickening Building Mechanical Room Ventilation | THC-ACC-FN-0701 | Damper/Louver | HVAC |  | DM | http://www.toronto.ca/TWONTO#air_damper |  | Fan,Centrifugal,Exhaust,Thickening Building Mechanical Room Ventilation
120487 | THC-ACC-DM-0812 | Damper,Actuated,Exhaust Air,AHU-0810,Sludge Storage Building | THC-ACC-AHU-0810 | Damper/Louver | HVAC |  | DM | http://www.toronto.ca/TWONTO#air_damper |  | Air Handling Unit,Roof,Sludge Storage Building
120488 | THC-ACC-DM-0911 | Damper, FN-0911, Dechlorination Building | THC-ACC-AHU-0910 |  | HVAC |  | DM | http://www.toronto.ca/TWONTO#air_damper |  | Air Handling Unit, Dechlorination Building
120497 | THC-ACC-DM-1181B | Damper,Motorized | THC-PRM-BLDG-HPU1100 | Fan | HVAC |  | DM | http://www.toronto.ca/TWONTO#air_damper |  | HPU Building 11
120502 | THC-ACC-DM-3041 | Damper,Motorized,Boiler Combustion Air,Boiler BO-3041,Boiler Building | THC-ACC-BO-3041 |  | HVAC | 33802 | DM | http://www.toronto.ca/TWONTO#air_damper |  | Boiler, Hot Water, Boiler Building
120503 | THC-ACC-DM-3051 | Damper,Motorized,Boiler Combustion Air,Boiler BO-3051,Boiler Building | THC-ACC-BLDG E |  | HVAC | 33803 | DM | http://www.toronto.ca/TWONTO#air_damper |  | Boiler House, HVAC
120504 | THC-ACC-DM-3053 | Damper/Louver,Vent Header,Hot Water Boiler 3051,Boiler Building | THC-ACC-BO-3051 | Damper/Louver | HVAC |  | DM | http://www.toronto.ca/TWONTO#air_damper |  | Boiler, Hot Water, Boiler Building
120505 | THC-ACC-DM-3061 | Damper,Motorized,Boiler Combustion Air,Boiler BO-3061,Boiler Building | THC-ACC-BLDG E |  | HVAC | 33804 | DM | http://www.toronto.ca/TWONTO#air_damper |  | Boiler House, HVAC
120506 | THC-ACC-DM-3061 | Damper,Motorized,Boiler Combustion Air,Boiler BO-3061,Boiler Building | THC-ACC-BO-3061 |  | HVAC | 33804 | DM | http://www.toronto.ca/TWONTO#air_damper |  | Boiler, Hot Water, Boiler Building
120507 | THC-ACC-DM-3061 | Damper,Motorized,Boiler Combustion Air,Boiler BO-3061,Boiler Building | THC-SUSPENDED |  | HVAC | 33804 | DM | http://www.toronto.ca/TWONTO#air_damper |  | Suspended entity
120508 | THC-ACC-DM-3081 | Damper,Motorized,Boiler Combustion Air,Boiler BO-3081,Boiler Building | THC-ACC-BLDG E |  | HVAC | 33806 | DM | http://www.toronto.ca/TWONTO#air_damper |  | Boiler House, HVAC
120509 | THC-ACC-DM-3081 | Damper,Motorized,Boiler Combustion Air,Boiler BO-3081,Boiler Building | THC-ACC-BO-3081 |  | HVAC | 33806 | DM | http://www.toronto.ca/TWONTO#air_damper |  | Boiler, Hot Water, Boiler Building
120510 | THC-ACC-DM-4003 | Damper,Motorized | THC-ACC-FN-4003 |  | HVAC |  | DM | http://www.toronto.ca/TWONTO#air_damper |  | Fan, Exhaust, from NW Tunnel T12
120513 | THC-ACC-DM-5821 | Damper,Motorized,Exhaust Fan FN-5820,Plant Stores | THC-ACC-FN-5820 |  | HVAC |  | DM | http://www.toronto.ca/TWONTO#air_damper |  | Fan,Centrifugal,Exhuast,Plant Stores
120514 | THC-ACC-DM-5901 | Damper,Motorized,Outdoor Air ,AHU-5910,Disinfection Bldg | THC-ACC-AHU-5900 |  | HVAC |  | DM | http://www.toronto.ca/TWONTO#air_damper |  | Air Handling Unit,Disinfection Bldg
120515 | THC-ACC-DM-5921 | Damper,Motorized,Supply Fan FN-5920,AHU-5910,Disinfection Bldg | THC-ACC-FN-5920 |  | HVAC |  | DM | http://www.toronto.ca/TWONTO#air_damper |  | Fan,Centrifugal,Supply ,AHU-5910,Disinfection Bldg
120516 | THC-ACC-DM-5941 | Damper,Motorized,Exhaust Fan FN-5940,Disinfection Bldg,Tank Storage Room,East Wall | THC-ACC-FN-5940 |  | HVAC |  | DM | http://www.toronto.ca/TWONTO#air_damper |  | Fan,Centrifugal,Exhaust,Disinfection Bldg,Tank Storage Room,East Wall
120517 | THC-ACC-DM-6105 | Damper, Outdoor Air Inlet to AHU-6100, 2nd Floor Mech Room #2, Headworks | THC-ACC-AHU-6100 | Damper/Louver | HVAC |  | DM | http://www.toronto.ca/TWONTO#air_damper |  | Air Handling Unit, Truck Loading Bay, Mech Room #2, Headworks
120518 | THC-ACC-DM-6106 | Damper, Outdoor Air Inlet to AHU-6100, 2nd Floor Mech Room #2, Headworks | THC-ACC-AHU-6100 | Damper/Louver | HVAC |  | DM | http://www.toronto.ca/TWONTO#air_damper |  | Air Handling Unit, Truck Loading Bay, Mech Room #2, Headworks
120519 | THC-ACC-DM-6107 | Damper, Outdoor Air Inlet to AHU-6100, 2nd Floor Mech Room #2, Headworks | THC-ACC-AHU-6100 | Damper/Louver | HVAC |  | DM | http://www.toronto.ca/TWONTO#air_damper |  | Air Handling Unit, Truck Loading Bay, Mech Room #2, Headworks
120520 | THC-ACC-DM-6108 | Damper, AHU-6100 Unit Isolation, 2nd Floor Mech Room #2, Headworks | THC-ACC-AHU-6100 | Damper/Louver | HVAC |  | DM | http://www.toronto.ca/TWONTO#air_damper |  | Air Handling Unit, Truck Loading Bay, Mech Room #2, Headworks
120521 | THC-ACC-DM-6109 | Damper, AHU-6100 Unit Isolation, 2nd Floor Mech Room #2, Headworks | THC-ACC-AHU-6100 | Damper/Louver | HVAC |  | DM | http://www.toronto.ca/TWONTO#air_damper |  | Air Handling Unit, Truck Loading Bay, Mech Room #2, Headworks
120522 | THC-ACC-DM-6121 | Damper, Motorized, Inlet, Supply Fan FN-6120, 2nd Floor Mech Room #2, Headworks | THC-ACC-AHU-6100 | Damper/Louver | HVAC |  | DM | http://www.toronto.ca/TWONTO#air_damper |  | Air Handling Unit, Truck Loading Bay, Mech Room #2, Headworks
120523 | THC-ACC-DM-6162 | Damper, Outlet, Exhaust Fan FN-6160, Ground Floor Storage Room, Headworks | THC-ACC-FN-6160 | Damper/Louver | HVAC |  | DM | http://www.toronto.ca/TWONTO#air_damper |  | Fan, Exhaust, Lower Level 1, Serving Sump Storage Room, Headworks
120524 | THC-ACC-DM-6163 | Damper, Bubble, Exhaust Duct from Sump Storage Room, Ground Floor Storage Room, Headworks | THC-ACC-FN-6160 | Damper/Louver | HVAC |  | DM | http://www.toronto.ca/TWONTO#air_damper |  | Fan, Exhaust, Lower Level 1, Serving Sump Storage Room, Headworks
120525 | THC-ACC-DM-6206 | Damper, Isolation, O/A Duct, Common Plenum, AHU-6200, 2nd Floor Mech Room #2, Headworks | THC-ACC-AHU-6200 | Damper/Louver | HVAC |  | DM | http://www.toronto.ca/TWONTO#air_damper |  | Air Handling Unit, Blower Room, 2nd Floor Mech Room #2, Headworks
120526 | THC-ACC-DM-6208 | Damper, Isolation, Supply Duct, AHU-6200, 2nd Floor Mech Room #2, Headworks | THC-ACC-AHU-6200 | Damper/Louver | HVAC |  | DM | http://www.toronto.ca/TWONTO#air_damper |  | Air Handling Unit, Blower Room, 2nd Floor Mech Room #2, Headworks
120527 | THC-ACC-DM-6209 | Damper, Isolation, Supply Duct, AHU-6200, 2nd Floor Mech Room #2, Headworks | THC-ACC-AHU-6200 | Damper/Louver | HVAC |  | DM | http://www.toronto.ca/TWONTO#air_damper |  | Air Handling Unit, Blower Room, 2nd Floor Mech Room #2, Headworks
120528 | THC-ACC-DM-6210 | Damper, Bubble, Supply Air, Blower Room, 2nd Floor Mech Room #2, Headworks | THC-ACC-AHU-6200 | Damper/Louver | HVAC |  | DM | http://www.toronto.ca/TWONTO#air_damper |  | Air Handling Unit, Blower Room, 2nd Floor Mech Room #2, Headworks
120529 | THC-ACC-DM-6212 | Damper, Bubble, Return Air, Blower Room, 2nd Floor Mech Room #2, Headworks | THC-ACC-AHU-6200 | Damper/Louver | HVAC |  | DM | http://www.toronto.ca/TWONTO#air_damper |  | Air Handling Unit, Blower Room, 2nd Floor Mech Room #2, Headworks
120530 | THC-ACC-DM-6221 | Damper, Inlet, Supply Fan FN-6220, 2nd Floor Mech Room #2, Headworks | THC-ACC-AHU-6200 | Damper/Louver | HVAC |  | DM | http://www.toronto.ca/TWONTO#air_damper |  | Air Handling Unit, Blower Room, 2nd Floor Mech Room #2, Headworks
120531 | THC-ACC-DM-6241 | Damper, Inlet, Supply Fan FN-6240, 2nd Floor Mech Room #2, Headworks | THC-ACC-AHU-6200 | Damper/Louver | HVAC |  | DM | http://www.toronto.ca/TWONTO#air_damper |  | Air Handling Unit, Blower Room, 2nd Floor Mech Room #2, Headworks
120532 | THC-ACC-DM-6261 | Damper, Inlet, Supply Fan FN-6260, 2nd Floor Mech Room #2, Headworks | THC-ACC-AHU-6200 | Damper/Louver | HVAC |  | DM | http://www.toronto.ca/TWONTO#air_damper |  | Air Handling Unit, Blower Room, 2nd Floor Mech Room #2, Headworks
120533 | THC-ACC-DM-6281 | Damper, Inlet, Supply Fan FN-6280, 2nd Floor Mech Room #2, Headworks | THC-ACC-AHU-6200 | Damper/Louver | HVAC |  | DM | http://www.toronto.ca/TWONTO#air_damper |  | Air Handling Unit, Blower Room, 2nd Floor Mech Room #2, Headworks
120534 | THC-ACC-DM-6291 | Damper, Outdoor Air, Plenum, 2nd Floor Mech Room #2, Headworks | THC-ACC-AHU-6100 | Damper/Louver | HVAC |  | DM | http://www.toronto.ca/TWONTO#air_damper |  | Air Handling Unit, Truck Loading Bay, Mech Room #2, Headworks
120535 | THC-ACC-DM-6302 | Damper, Inlet, Outdoor Air, AHU-6300, 2nd Floor Mech Room #1, Headworks | THC-ACC-AHU-6300 | Damper/Louver | HVAC |  | DM | http://www.toronto.ca/TWONTO#air_damper |  | Air Handling Unit, Screen Room/Conveyor Areas, 2nd Floor Mech Room #1, Headworks
120536 | THC-ACC-DM-6303 | Damper, Inlet, Outdoor Air, AHU-6300, 2nd Floor Mech Room #1, Headworks | THC-ACC-AHU-6300 | Damper/Louver | HVAC |  | DM | http://www.toronto.ca/TWONTO#air_damper |  | Air Handling Unit, Screen Room/Conveyor Areas, 2nd Floor Mech Room #1, Headworks
120537 | THC-ACC-DM-6304 | Damper, Inlet, Outdoor Air, AHU-6300, 2nd Floor Mech Room #1, Headworks | THC-ACC-AHU-6300 | Damper/Louver | HVAC |  | DM | http://www.toronto.ca/TWONTO#air_damper |  | Air Handling Unit, Screen Room/Conveyor Areas, 2nd Floor Mech Room #1, Headworks
120538 | THC-ACC-DM-6309 | Damper, Inlet, Outdoor Air, AHU-6300, 2nd Floor Mech Room #1, Headworks | THC-ACC-AHU-6300 | Damper/Louver | HVAC |  | DM | http://www.toronto.ca/TWONTO#air_damper |  | Air Handling Unit, Screen Room/Conveyor Areas, 2nd Floor Mech Room #1, Headworks
120539 | THC-ACC-DM-6310 | Damper, Isol., Mixed O/A and O/A, Solar Wall Air Duct, 2nd Floor Mech Room #1, Headworks | THC-ACC-AHU-6300 | Damper/Louver | HVAC |  | DM | http://www.toronto.ca/TWONTO#air_damper |  | Air Handling Unit, Screen Room/Conveyor Areas, 2nd Floor Mech Room #1, Headworks
120540 | THC-ACC-DM-6314 | Damper, Relief, Screen Room, Headworks | THC-ACC-AHU-6300 | Damper/Louver | HVAC |  | DM | http://www.toronto.ca/TWONTO#air_damper |  | Air Handling Unit, Screen Room/Conveyor Areas, 2nd Floor Mech Room #1, Headworks
120541 | THC-ACC-DM-6341 | Damper, Inlet, Exhaust Fan FN-6340, Roof, Headworks | THC-ACC-FN-6340 | Damper/Louver | HVAC |  | DM | http://www.toronto.ca/TWONTO#air_damper |  | Fan, Exhaust, Screen/Conveyor Areas, Roof, Headworks
120542 | THC-ACC-DM-6402 | Damper, Isolation, Scrn Room/Conv. Areas, AHU-6400 S/A Duct, 2nd Floor Mech Room #1, Headworks | THC-ACC-AHU-6400 | Damper/Louver | HVAC |  | DM | http://www.toronto.ca/TWONTO#air_damper |  | Air Handling Unit, Screen Room/Conveyor Areas, 2nd Floor Mech Room #1, Headworks
120543 | THC-ACC-DM-6441 | Damper, Inlet, Exhaust Fan FN-6440, Roof, Headworks | THC-ACC-FN-6440 | Damper/Louver | HVAC |  | DM | http://www.toronto.ca/TWONTO#air_damper |  | Fan, Exhaust, Screen Room/Conveyor Areas, AHU-6400, Roof, Headworks
120544 | THC-ACC-DM-6505 | Damper, Isolation, Exhaust Air Duct, AHU-6500, 2nd Floor Mech Room #1, Headworks | THC-ACC-AHU-6500 | Damper/Louver | HVAC |  | DM | http://www.toronto.ca/TWONTO#air_damper |  | Air Handling Unit, Pipe Gallery, 2nd Floor Mech Room #1, Headworks
120545 | THC-ACC-DM-6509 | Damper, Isolation, R/A Duct, Pipe Gallery & Elec. Room, 2nd Floor Mech Room #1, Headworks | THC-ACC-AHU-6500 | Damper/Louver | HVAC |  | DM | http://www.toronto.ca/TWONTO#air_damper |  | Air Handling Unit, Pipe Gallery, 2nd Floor Mech Room #1, Headworks
120546 | THC-ACC-DM-6521 | Damper, Inlet, Supply Fan FN-6520, 2nd Floor Mech Room #1, Headworks | THC-ACC-AHU-6500 | Damper/Louver | HVAC |  | DM | http://www.toronto.ca/TWONTO#air_damper |  | Air Handling Unit, Pipe Gallery, 2nd Floor Mech Room #1, Headworks
120547 | THC-ACC-DM-6541 | Damper, Inlet, Supply Fan FN-6540, 2nd Floor Mech Room #1, Headworks | THC-ACC-AHU-6500 | Damper/Louver | HVAC |  | DM | http://www.toronto.ca/TWONTO#air_damper |  | Air Handling Unit, Pipe Gallery, 2nd Floor Mech Room #1, Headworks
120548 | THC-ACC-DM-6561 | Damper, Inlet, Return Fan FN-6560, 2nd Floor Mech Room #1, Headworks | THC-ACC-AHU-6500 | Damper/Louver | HVAC |  | DM | http://www.toronto.ca/TWONTO#air_damper |  | Air Handling Unit, Pipe Gallery, 2nd Floor Mech Room #1, Headworks
120549 | THC-ACC-DM-6581 | Damper, Inlet, Return Fan FN-6580, 2nd Floor Mech Room #1, Headworks | THC-ACC-AHU-6500 | Damper/Louver | HVAC |  | DM | http://www.toronto.ca/TWONTO#air_damper |  | Air Handling Unit, Pipe Gallery, 2nd Floor Mech Room #1, Headworks
120550 | THC-ACC-DM-6591 | Damper, Outdoor Air, Plenum, 2nd Floor Mech Room #1, Headworks | THC-ACC-AHU-6300 | Damper/Louver | HVAC |  | DM | http://www.toronto.ca/TWONTO#air_damper |  | Air Handling Unit, Screen Room/Conveyor Areas, 2nd Floor Mech Room #1, Headworks
120551 | THC-ACC-DM-6592 | Damper, Inlet, Exhaust Fan FN-6590, 2nd Floor Mech Room #1, Headworks | THC-ACC-FN-6590 | Damper/Louver | HVAC |  | DM | http://www.toronto.ca/TWONTO#air_damper |  | Fan, Exhaust, Mechanical Room #1, Roof, Headworks
120552 | THC-ACC-DM-6801 | Damper,Motorized, Supply Fan, Ferrous Chloride Building | THC-ACC-FN-6801 |  | HVAC |  | DM | http://www.toronto.ca/TWONTO#air_damper |  | Fan, Centrifugal, Supply, Ferrous Chloride Building
120553 | THC-ACC-DM-6821 | Damper,Motorized, Exhaust Fan, Ferrous Chloride Building | THC-ACC-FN-6821 |  | HVAC |  | DM | http://www.toronto.ca/TWONTO#air_damper |  | Fan,Centrifugal, Exhaust, Ferrous Chloride Building
120586 | THC-ACC-F-0711 | Filter,Supply Air,Thickening Centrifuge Area Air Handling Unit | THC-ACC-AHU-0710 | Filter | HVAC |  | F | http://www.toronto.ca/TWONTO#replaceable_air_filter |  | Air Handling Unit,Outdoor,Centrifuge Area,Thickening Building
120587 | THC-ACC-F-0731 | Filter,Supply Air,AHU-0730,Thickening Building Polymer Room | THC-ACC-AHU-0730 | Filter | HVAC |  | F | http://www.toronto.ca/TWONTO#replaceable_air_filter |  | Air handling Unit,Polymer Room,Thickening Building
120588 | THC-ACC-F-0732 | Filter,Supply Air,AHU-0730,Thickening Building Polymer Room | THC-ACC-AHU-0730 | Filter | HVAC |  | F | http://www.toronto.ca/TWONTO#replaceable_air_filter |  | Air handling Unit,Polymer Room,Thickening Building
120589 | THC-ACC-F-0811 | Filter,Supply Air,AHU-0810,Sludge Storage Building | THC-ACC-AHU-0810 | Filter | HVAC |  | F | http://www.toronto.ca/TWONTO#replaceable_air_filter |  | Air Handling Unit,Roof,Sludge Storage Building
120592 | THC-ACC-F-6101 | Filter, AHU-6100, Serving Truck Loading Bay, 2nd Floor Mech Room #2, Headworks | THC-ACC-AHU-6100 | Filter | HVAC |  | F | http://www.toronto.ca/TWONTO#replaceable_air_filter |  | Air Handling Unit, Truck Loading Bay, Mech Room #2, Headworks
120593 | THC-ACC-F-6102 | Filter, AHU-6100, Serving Truck Loading Bay, 2nd Floor Mech Room #2, Headworks | THC-ACC-AHU-6100 | Filter | HVAC |  | F | http://www.toronto.ca/TWONTO#replaceable_air_filter |  | Air Handling Unit, Truck Loading Bay, Mech Room #2, Headworks
120594 | THC-ACC-F-6301 | Filter, Screen Room/Conveyor Areas, AHU-6300, 2nd Floor Mech Room #1, Headworks | THC-ACC-AHU-6300 | Filter | HVAC |  | F | http://www.toronto.ca/TWONTO#replaceable_air_filter |  | Air Handling Unit, Screen Room/Conveyor Areas, 2nd Floor Mech Room #1, Headworks
120595 | THC-ACC-F-6302 | Filter, Screen Room/Conveyor Areas, AHU-6300, 2nd Floor Mech Room #1, Headworks | THC-ACC-AHU-6300 | Filter | HVAC |  | F | http://www.toronto.ca/TWONTO#replaceable_air_filter |  | Air Handling Unit, Screen Room/Conveyor Areas, 2nd Floor Mech Room #1, Headworks
120596 | THC-ACC-F-6591 | Filter, Outdoor Air Plenum, 2nd Floor, Mech Room #1, Headworks | THC-ACC-DM-6591 | Filter | HVAC |  | F | http://www.toronto.ca/TWONTO#replaceable_air_filter |  | Damper, Outdoor Air, Plenum, 2nd Floor Mech Room #1, Headworks
120598 | THC-ACC-FD-0001 | Feeder, By-pass Feeder, Snow Melt Glycol System, Admin Building | THC-ACC-BLDG K |  | HVAC |  | FD | chemical_dosing_system |  | Administration Building, HVAC
120609 | THC-ACC-FIT-6121 | Transmitter, Flow, S/A Duct, Outlet, Supply Fan FN-6120, 2nd Floor Mech Room #2, Headworks | THC-ACC-AHU-6100 | Meter,Flow,Mass | HVAC |  | FIT | http://www.toronto.ca/TWONTO#flow_transmitter |  | Air Handling Unit, Truck Loading Bay, Mech Room #2, Headworks
120610 | THC-ACC-FIT-6141 | Transmitter, Flow, Supply Fan FN-6140 Outlet, 2nd Floor Mech Room #2, Headworks | THC-ACC-AHU-6100 | Meter,Flow,Mass | HVAC |  | FIT | http://www.toronto.ca/TWONTO#flow_transmitter |  | Air Handling Unit, Truck Loading Bay, Mech Room #2, Headworks
120611 | THC-ACC-FIT-6241 | Transmitter, Flow, Outlet, Supply Fan FN-6240, 2nd Floor Mech Room #2, Headworks | THC-ACC-AHU-6200 | Meter,Flow,Mass | HVAC |  | FIT | http://www.toronto.ca/TWONTO#flow_transmitter |  | Air Handling Unit, Blower Room, 2nd Floor Mech Room #2, Headworks
120612 | THC-ACC-FIT-6261 | Transmitter, Flow, Outlet, Supply Fan FN-6260, 2nd Floor Mech Room #2, Headworks | THC-ACC-AHU-6200 | Meter,Flow,Mass | HVAC |  | FIT | http://www.toronto.ca/TWONTO#flow_transmitter |  | Air Handling Unit, Blower Room, 2nd Floor Mech Room #2, Headworks
120613 | THC-ACC-FIT-6441 | Transmitter, Flow, Outlet, Exhaust Fan F-6440, 2nd Floor Mech Room #1, Headworks | THC-ACC-FN-6440 | Meter,Flow,Mass | HVAC |  | FIT | http://www.toronto.ca/TWONTO#flow_transmitter |  | Fan, Exhaust, Screen Room/Conveyor Areas, AHU-6400, Roof, Headworks
120614 | THC-ACC-FIT-6541 | Transmitter, Flow, Outlet, Supply fan FN-6540, 2nd Floor Mech Room #1, Headworks | THC-ACC-AHU-6500 | Meter,Flow,Mass | HVAC |  | FIT | http://www.toronto.ca/TWONTO#flow_transmitter |  | Air Handling Unit, Pipe Gallery, 2nd Floor Mech Room #1, Headworks
120615 | THC-ACC-FIT-6561 | Transmitter, Flow, Outlet, Return Fan FN-6560, 2nd Floor Mech Room #1, Headworks | THC-ACC-AHU-6500 | Meter,Flow,Mass | HVAC |  | FIT | http://www.toronto.ca/TWONTO#flow_transmitter |  | Air Handling Unit, Pipe Gallery, 2nd Floor Mech Room #1, Headworks
120641 | THC-ACC-FN-0132 | Fan,Centrifugal,Boiler Building,South Zone 3 | THC-ACC-BLDG E | Fan,Centrifugal | HVAC |  | FN | http://www.toronto.ca/TWONTO#blower_or_fan_with_drive |  | Boiler House, HVAC
120642 | THC-ACC-FN-0133 | Fan,Centrifugal,Boiler Building,South Zone 2 | THC-ACC-BLDG E | Fan,Centrifugal | HVAC |  | FN | http://www.toronto.ca/TWONTO#blower_or_fan_with_drive |  | Boiler House, HVAC
120665 | THC-ACC-FN-0186 | Fan,Centrifugal,Boiler Building,North Zone 2 | THC-ACC-BLDG E | Fan | HVAC |  | FN | http://www.toronto.ca/TWONTO#blower_or_fan_with_drive |  | Boiler House, HVAC
120690 | THC-ACC-FN-0321 | Fan,Return,Lower Basement,B2,Bldg M | THC-ACC-BLDG M | H.V.A.C.,Air Conditioner | HVAC |  | FN | http://www.toronto.ca/TWONTO#blower_or_fan_with_drive |  | Incineration Building, HVAC
120721 | THC-ACC-FN-0443 | Fan,Exhaust,AHU-0440,Drip Trap Room,Building UU | THC-ACC-AHU-0440 | Fan | HVAC |  | FN | http://www.toronto.ca/TWONTO#blower_or_fan_with_drive |  | Air Handling Unit,Drip Trap Room,Building UU
120722 | THC-ACC-FN-0444 | Fan,Exhaust,AHU-0440,Drip Trap Room,Building UU | THC-ACC-AHU-0440 | Fan | HVAC |  | FN | http://www.toronto.ca/TWONTO#blower_or_fan_with_drive |  | Air Handling Unit,Drip Trap Room,Building UU
120732 | THC-ACC-FN-0583 | Fan,Centrifugal,Temporary Centrifuge Room, 3rd Floor,Biosolids Building East | THC-ACC-BLDG M | Fan,Centrifugal | HVAC |  | FN | http://www.toronto.ca/TWONTO#blower_or_fan_with_drive |  | Incineration Building, HVAC
120733 | THC-ACC-FN-0583 | Fan,Centrifugal,Temporary Centrifuge Room, 3rd Floor,Biosolids Building East | THC-ACC-FAN | Fan,Centrifugal | HVAC |  | FN | http://www.toronto.ca/TWONTO#blower_or_fan_with_drive |  | Fans, Building M
120734 | THC-ACC-FN-0585 | Fan,Centrifugal,Compress. Room,3rd Floor,Biosolids Building West | THC-ACC-BLDG M | Fan,Centrifugal | HVAC |  | FN | http://www.toronto.ca/TWONTO#blower_or_fan_with_drive |  | Incineration Building, HVAC
120735 | THC-ACC-FN-0591 | Fan,Centrifugal,2nd Floor Air Conditioner Room,Biosolids Building East | THC-ACC-BLDG M |  | HVAC |  | FN | http://www.toronto.ca/TWONTO#blower_or_fan_with_drive |  | Incineration Building, HVAC
120736 | THC-ACC-FN-0610 | Fan,Centrifugal,Exhaust,South Pumping Station,Plenum Wall,Ground Level | THC-ACC-BLDG L |  | HVAC |  | FN | http://www.toronto.ca/TWONTO#blower_or_fan_with_drive |  | Plant Effluent Pumping Station, HVAC
120737 | THC-ACC-FN-0611 | Fan,Centrifugal,Exhaust,South Pumping Station,Washroom,Intermediate Level | THC-ACC-BLDG L |  | HVAC |  | FN | http://www.toronto.ca/TWONTO#blower_or_fan_with_drive |  | Plant Effluent Pumping Station, HVAC
120738 | THC-ACC-FN-0620 | Fan,Centrifugal,Exhaust,South Pumping Station,Electrical Room Roof | THC-ACC-BLDG L |  | HVAC |  | FN | http://www.toronto.ca/TWONTO#blower_or_fan_with_drive |  | Plant Effluent Pumping Station, HVAC
120739 | THC-ACC-FN-0630 | Fan,Centrifugal,Exhaust,South Pumping Station,Sampling Room Roof | THC-ACC-BLDG L |  | HVAC |  | FN | http://www.toronto.ca/TWONTO#blower_or_fan_with_drive |  | Plant Effluent Pumping Station, HVAC
120740 | THC-ACC-FN-0711A | Fan,Centrifugal,Supply Air,AHU-0710,Thickening Centrifuge Area | THC-ACC-BLDG J | Fan,Centrifugal | HVAC |  | FN | http://www.toronto.ca/TWONTO#blower_or_fan_with_drive |  | TWAS Building, HVAC
120741 | THC-ACC-FN-0711B | Fan,Centrifugal,Supply Air,AHU-0710,Thickening Centrifuge Area | THC-ACC-AHU-0710 | Fan,Centrifugal | HVAC |  | FN | http://www.toronto.ca/TWONTO#blower_or_fan_with_drive |  | Air Handling Unit,Outdoor,Centrifuge Area,Thickening Building
120742 | THC-ACC-FN-0712A | Fan,Centrifugal,Return Air,AHU-0710,Thickening Centrifuge Area | THC-ACC-BLDG J | Fan,Centrifugal | HVAC |  | FN | http://www.toronto.ca/TWONTO#blower_or_fan_with_drive |  | TWAS Building, HVAC
120743 | THC-ACC-FN-0712B | Fan,Centrifugal,Return Air,AHU-0710,Thickening Centrifuge Area | THC-ACC-AHU-0710 | Fan,Centrifugal | HVAC |  | FN | http://www.toronto.ca/TWONTO#blower_or_fan_with_drive |  | Air Handling Unit,Outdoor,Centrifuge Area,Thickening Building
120744 | THC-ACC-FN-0712B | Fan,Centrifugal,Return Air,AHU-0710,Thickening Centrifuge Area | THC-ACC-BLDG J | Fan,Centrifugal | HVAC |  | FN | http://www.toronto.ca/TWONTO#blower_or_fan_with_drive |  | TWAS Building, HVAC
120745 | THC-ACC-FN-0801 | Fan,Exhaust,Sampling Sink,Sludge Storage Building | THC-ACC-BLDG D | Fan,Centrifugal | HVAC |  | FN | http://www.toronto.ca/TWONTO#blower_or_fan_with_drive |  | Sludge Holding Tanks Building HVAC
120746 | THC-ACC-FN-0811 | Fan,Centrifugal,Supply Air,AHU-0810,Sludge Storage Building | THC-ACC-AHU-0810 | Fan,Centrifugal | HVAC |  | FN | http://www.toronto.ca/TWONTO#blower_or_fan_with_drive |  | Air Handling Unit,Roof,Sludge Storage Building
120747 | THC-ACC-FN-0911 | Fan, Dechlorination | THC-ACC-AHU-0910 |  | HVAC |  | FN | http://www.toronto.ca/TWONTO#blower_or_fan_with_drive |  | Air Handling Unit, Dechlorination Building
120750 | THC-ACC-FN-2170A | Fan A, Air Handling System, Tunnel T19, Phase IV Secondary | THC-ACC-AHU-2170 |  | HVAC |  | FN | http://www.toronto.ca/TWONTO#blower_or_fan_with_drive |  | Air Handling Unit, Tunnel T19, Phase IV Secondary
120751 | THC-ACC-FN-2170C | Fan C, Air Handling System, Tunnel T19, Phase IV Secondary | THC-ACC-AHU-2170 |  | HVAC |  | FN | http://www.toronto.ca/TWONTO#blower_or_fan_with_drive |  | Air Handling Unit, Tunnel T19, Phase IV Secondary
120752 | THC-ACC-FN-2170D | Fan D, Air Handling System, Tunnel T19, Phase IV Secondary | THC-ACC-AHU-2170 |  | HVAC |  | FN | http://www.toronto.ca/TWONTO#blower_or_fan_with_drive |  | Air Handling Unit, Tunnel T19, Phase IV Secondary
120753 | THC-ACC-FN-2171 | Fan, Exhaust, Access Building T19C, Phase IV Primary | THC-ACC-FN-2170 | Air Handling Unit | HVAC |  | FN | http://www.toronto.ca/TWONTO#blower_or_fan_with_drive |  | Air Handling Unit, (new tunnel ventilation ECAP-01)
120754 | THC-ACC-FN-2171 | Fan, Exhaust, Access Building T19C, Phase IV Primary | THC-ACC-TUNNEL | Air Handling Unit | HVAC |  | FN | http://www.toronto.ca/TWONTO#blower_or_fan_with_drive |  | Plant Tunnels, HVAC
120755 | THC-ACC-FN-2172 | Fan, Exhaust, Access Building T19A, Phase IV Secondary | THC-ACC-TUNNEL | Air Handling Unit | HVAC |  | FN | http://www.toronto.ca/TWONTO#blower_or_fan_with_drive |  | Plant Tunnels, HVAC
120756 | THC-ACC-FN-2174 | Fan, Exhaust, Access Building T15B, Phase I Primary | THC-ACC-FN-2170 | Air Handling Unit | HVAC |  | FN | http://www.toronto.ca/TWONTO#blower_or_fan_with_drive |  | Air Handling Unit, (new tunnel ventilation ECAP-01)
120757 | THC-ACC-FN-2174 | Fan, Exhaust, Access Building T15B, Phase I Primary | THC-ACC-TUNNEL | Air Handling Unit | HVAC |  | FN | http://www.toronto.ca/TWONTO#blower_or_fan_with_drive |  | Plant Tunnels, HVAC
120758 | THC-ACC-FN-2175 | Fan, Recirculation Fan, Tunnel T15, Phase I Primary | THC-ACC-TUNNEL | Air Handling Unit | HVAC |  | FN | http://www.toronto.ca/TWONTO#blower_or_fan_with_drive |  | Plant Tunnels, HVAC
120759 | THC-ACC-FN-2176 | Recirculation Fan, Tunnel T19, Phase IV Primary | THC-ACC-FN-2170 | Air Handling Unit | HVAC |  | FN | http://www.toronto.ca/TWONTO#blower_or_fan_with_drive |  | Air Handling Unit, (new tunnel ventilation ECAP-01)
120760 | THC-ACC-FN-2176 | Recirculation Fan, Tunnel T19, Phase IV Primary | THC-ACC-TUNNEL | Air Handling Unit | HVAC |  | FN | http://www.toronto.ca/TWONTO#blower_or_fan_with_drive |  | Plant Tunnels, HVAC
120761 | THC-ACC-FN-2177 | Fan, Recirculation, tunnel T18, Phase I Secondary | THC-ACC-FN-2170 | Air Handling Unit | HVAC |  | FN | http://www.toronto.ca/TWONTO#blower_or_fan_with_drive |  | Air Handling Unit, (new tunnel ventilation ECAP-01)
120762 | THC-ACC-FN-2177 | Fan, Recirculation, tunnel T18, Phase I Secondary | THC-ACC-TUNNEL | Air Handling Unit | HVAC |  | FN | http://www.toronto.ca/TWONTO#blower_or_fan_with_drive |  | Plant Tunnels, HVAC
120774 | THC-ACC-FN-5810 | Fan,Centrifugal,Exhuast,Plant Stores | THC-ACC-BLDG B |  | HVAC |  | FN | http://www.toronto.ca/TWONTO#blower_or_fan_with_drive |  | Mechanical Shop (Chlorine) Building HVAC
120775 | THC-ACC-FN-5832 | Fan,Propeller,Circulating,Plant Stores | THC-ACC-BLDG B |  | HVAC |  | FN | http://www.toronto.ca/TWONTO#blower_or_fan_with_drive |  | Mechanical Shop (Chlorine) Building HVAC
120776 | THC-ACC-FN-5835 | Fan,Propeller,Circulating,Plant Stores | THC-ACC-BLDG B |  | HVAC |  | FN | http://www.toronto.ca/TWONTO#blower_or_fan_with_drive |  | Mechanical Shop (Chlorine) Building HVAC
120777 | THC-ACC-FN-5836 | Fan,Propeller,Circulating,Plant Stores | THC-ACC-BLDG B |  | HVAC |  | FN | http://www.toronto.ca/TWONTO#blower_or_fan_with_drive |  | Mechanical Shop (Chlorine) Building HVAC
120778 | THC-ACC-FN-5839 | Fan,Exhaust,Ceiling Type,Plant Stores,Washroom | THC-ACC-BLDG B |  | HVAC |  | FN | http://www.toronto.ca/TWONTO#blower_or_fan_with_drive |  | Mechanical Shop (Chlorine) Building HVAC
120779 | THC-ACC-FN-5910 | Fan,Centrifugal,Supply ,AHU-5910,Disinfection Bldg | THC-ACC-AHU-5900 |  | HVAC |  | FN | http://www.toronto.ca/TWONTO#blower_or_fan_with_drive |  | Air Handling Unit,Disinfection Bldg
120780 | THC-ACC-FN-5920 | Fan,Centrifugal,Supply ,AHU-5910,Disinfection Bldg | THC-ACC-AHU-5900 |  | HVAC |  | FN | http://www.toronto.ca/TWONTO#blower_or_fan_with_drive |  | Air Handling Unit,Disinfection Bldg
120781 | THC-ACC-FN-5940 | Fan,Centrifugal,Exhaust,Disinfection Bldg,Tank Storage Room,East Wall | THC-ACC-BLDG G |  | HVAC |  | FN | http://www.toronto.ca/TWONTO#blower_or_fan_with_drive |  | Air Treatment Building HVAC
120782 | THC-ACC-FN-6140 | Fan, Supply, Truck Loading Bay, 2nd Floor Mech Room #2, Headworks | THC-ACC-AHU-6100 | Fan | HVAC |  | FN | http://www.toronto.ca/TWONTO#blower_or_fan_with_drive |  | Air Handling Unit, Truck Loading Bay, Mech Room #2, Headworks
120783 | THC-ACC-FN-6180 | Fan, Exhaust, Ground Floor, Storage Room, Headworks | THC-PLT-BLDG-0001 | Fan | HVAC |  | FN | http://www.toronto.ca/TWONTO#blower_or_fan_with_drive |  | New Head House, preliminary process
120784 | THC-ACC-FN-6220 | Fan, Supply, Blower Room, 2nd Floor Mech Room #2, Headworks | THC-ACC-AHU-6200 | Fan | HVAC |  | FN | http://www.toronto.ca/TWONTO#blower_or_fan_with_drive |  | Air Handling Unit, Blower Room, 2nd Floor Mech Room #2, Headworks
120785 | THC-ACC-FN-6240 | Fan, Supply, Blower Room, 2nd Floor Mech Room #2, Headworks | THC-ACC-AHU-6200 | Fan | HVAC |  | FN | http://www.toronto.ca/TWONTO#blower_or_fan_with_drive |  | Air Handling Unit, Blower Room, 2nd Floor Mech Room #2, Headworks
120786 | THC-ACC-FN-6280 | Fan, Return, Blower Room, 2nd Floor Mech Room #2, Headworks | THC-ACC-AHU-6200 | Fan | HVAC |  | FN | http://www.toronto.ca/TWONTO#blower_or_fan_with_drive |  | Air Handling Unit, Blower Room, 2nd Floor Mech Room #2, Headworks
120787 | THC-ACC-FN-6440 | Fan, Exhaust, Screen Room/Conveyor Areas, AHU-6400, Roof, Headworks | THC-ACC-AHU-6400 | Fan | HVAC |  | FN | http://www.toronto.ca/TWONTO#blower_or_fan_with_drive |  | Air Handling Unit, Screen Room/Conveyor Areas, 2nd Floor Mech Room #1, Headworks
120788 | THC-ACC-FN-6520 | Fan, Supply, Pipe Gallery, 2nd Floor Mech Room #1, Headworks | THC-ACC-AHU-6500 | Fan | HVAC |  | FN | http://www.toronto.ca/TWONTO#blower_or_fan_with_drive |  | Air Handling Unit, Pipe Gallery, 2nd Floor Mech Room #1, Headworks
120789 | THC-ACC-FN-6580 | Fan, Return, Pipe Gallery, 2nd Floor Mech Room #1, Headworks | THC-ACC-AHU-6500 | Fan | HVAC |  | FN | http://www.toronto.ca/TWONTO#blower_or_fan_with_drive |  | Air Handling Unit, Pipe Gallery, 2nd Floor Mech Room #1, Headworks
120790 | THC-ACC-FN-6801 | Fan, Centrifugal, Supply, Ferrous Chloride Building | THC-PRS-BLDG |  | HVAC |  | FN | http://www.toronto.ca/TWONTO#blower_or_fan_with_drive |  | Phosphorous removal system, Building and Storage
120791 | THC-ACC-FN-6920 | Fan, Exhaust, Washroom, Ground Floor, Headworks | THC-PLT-BLDG-0001 | Fan | HVAC |  | FN | http://www.toronto.ca/TWONTO#blower_or_fan_with_drive |  | New Head House, preliminary process
120815 | THC-ACC-HE-6002 | Heat Exchanger, Heating Glycol System, Lower Level 2 Blower Room, Headworks | THC-ACC-P-6001 | Heat Exchanger | HVAC |  | HE | http://www.toronto.ca/TWONTO#heat_exchanger |  | Pump, Hot Water System, Lower Level 2 operating gallery
120818 | THC-ACC-HEATERS | Air Heaters, Building M | THC-ACC-BLDG M |  | HVAC |  |  | http://www.toronto.ca/TWONTO#collection_of_assets |  | Incineration Building, HVAC
120821 | THC-ACC-HTR-0012 | Heater, Unit, Electric, 6.3kW, Admin. Building Basement, Mechanical Room B104, North | THC-ACC-BLDG K |  | HVAC |  | HTR | http://www.toronto.ca/TWONTO#heater |  | Administration Building, HVAC
120822 | THC-ACC-HTR-0015 | Heater, Unit, Electric, 6.3kW, Admin. Building Basement, Storage Room B107, South/East | THC-ACC-BLDG K |  | HVAC |  | HTR | http://www.toronto.ca/TWONTO#heater |  | Administration Building, HVAC
120823 | THC-ACC-HTR-0019 | Heater, Hot Water Heating Coil, Corridor B118, Admin. Building Basement | THC-ACC-BLDG K |  | HVAC |  | HTR | http://www.toronto.ca/TWONTO#heater |  | Administration Building, HVAC
120824 | THC-ACC-HTR-0051 | Heater, Forced Flow, 12.5kW, Admin. Building Ground Floor, Vestibule 102 | THC-ACC-BLDG K |  | HVAC |  | HTR | http://www.toronto.ca/TWONTO#heater |  | Administration Building, HVAC
120825 | THC-ACC-HTR-0052 | Heater, Forced Flow, 12.5kW, Admin. Building Ground Floor, Vestibule140, Near Stairs 2 | THC-ACC-BLDG K |  | HVAC |  | HTR | http://www.toronto.ca/TWONTO#heater |  | Administration Building, HVAC
120826 | THC-ACC-HTR-0054 | Heater, Forced Flow, 4.7kW, Admin. Building Ground Floor, Vestibule 142, West | THC-ACC-BLDG K |  | HVAC |  | HTR | http://www.toronto.ca/TWONTO#heater |  | Administration Building, HVAC
120827 | THC-ACC-HTR-0056 | Heater, Forced Flow, 9.4kW, Admin. Building Ground Floor, Stair S04 | THC-ACC-BLDG K |  | HVAC |  | HTR | http://www.toronto.ca/TWONTO#heater |  | Administration Building, HVAC
120828 | THC-ACC-HTR-0057 | Heater, Forced Flow, 9.4kW, Admin. Building Ground Floor, Vestibule 116 | THC-ACC-BLDG K |  | HVAC |  | HTR | http://www.toronto.ca/TWONTO#heater |  | Administration Building, HVAC
120829 | THC-ACC-HTR-0058 | Heater, Gas Type, Project Management Area, Admin Building Ground Floor | THC-ACC-BLDG K |  | HVAC |  | HTR | http://www.toronto.ca/TWONTO#heater |  | Administration Building, HVAC
120830 | THC-ACC-HTR-0079 | Heater, Perimeter, Admin Building Ground Floor, Men`s Washroom 105 | THC-ACC-BLDG K |  | HVAC |  | HTR | http://www.toronto.ca/TWONTO#heater |  | Administration Building, HVAC
120831 | THC-ACC-HTR-0081 | Heater, Perimeter, Admin Building Ground Floor, Unisex W/C 122 | THC-ACC-BLDG K |  | HVAC |  | HTR | http://www.toronto.ca/TWONTO#heater |  | Administration Building, HVAC
120832 | THC-ACC-HTR-0084 | Heater, Perimeter, FN-0059, Admin Building Ground Floor, Lunch Room 141 | THC-ACC-FN-0059 |  | HVAC |  | HTR | http://www.toronto.ca/TWONTO#heater |  | Exhuast Fan, Admin. Building Ground Floor, Lunchroom 141
120833 | THC-ACC-HTR-0105 | Heater,Electric,Vestibule,Phase 4 Access Building No.3, bldg.O | THC-ACC-BLDG O | Air Handling Unit | HVAC |  | HTR | http://www.toronto.ca/TWONTO#heater |  | Phase IV , Building O HVAC
120834 | THC-ACC-HTR-0106 | Duct Heater,Pressurization System,Access Building No.3,Phase 4, bldg.O | THC-ACC-BLDG O | Air Handling Unit | HVAC |  | HTR | http://www.toronto.ca/TWONTO#heater |  | Phase IV , Building O HVAC
120835 | THC-ACC-HTR-0116 | Heater,Electric,Vestibule Access Building No.1,Phase 1, bldg.H | THC-ACC-BLDG H | Air Handling Unit | HVAC |  | HTR | http://www.toronto.ca/TWONTO#heater |  | Phase I Aeration Building, HVAC
120836 | THC-ACC-HTR-0117 | Heater,Electric,Elec RM Access Building No.1,Phase 1 | THC-ACC-BLDG H | Air Handling Unit | HVAC |  | HTR | http://www.toronto.ca/TWONTO#heater |  | Phase I Aeration Building, HVAC
120838 | THC-ACC-HTR-0126 | Unit Heater,Scrubber Room,Phase 4, bldg.O | THC-ACC-BLDG O | Air Handling Unit | HVAC |  | HTR | http://www.toronto.ca/TWONTO#heater |  | Phase IV , Building O HVAC
120839 | THC-ACC-HTR-0157 | Duct Heater,Fan,Supply,Air Treatment Building, bldg.O | THC-ACC-BLDG O | Air Handling Unit | HVAC |  | HTR | http://www.toronto.ca/TWONTO#heater |  | Phase IV , Building O HVAC
120843 | THC-ACC-HTR-0201 | Heating infloor, Heating coil, Hot Water, Office, WA2 Workshop | THC-GRK-STRC-0200 | Air Handling Unit | HVAC |  | HTR | heating_coil |  | Workshop, WA2, Building X
120844 | THC-ACC-HTR-0202 | Heating infloor, Heating coil, Hot Water, Meeting room, WA2 Workshop | THC-GRK-STRC-0200 | Air Handling Unit | HVAC |  | HTR | heating_coil |  | Workshop, WA2, Building X
120845 | THC-ACC-HTR-0204 | Heater, Perimeter. Admin Building | THC-ACC-BLDG K |  | HVAC |  | HTR | http://www.toronto.ca/TWONTO#heater |  | Administration Building, HVAC
120846 | THC-ACC-HTR-0205 | Heater, Perimeter. Admin Building | THC-ACC-BLDG K |  | HVAC |  | HTR | http://www.toronto.ca/TWONTO#heater |  | Administration Building, HVAC
120847 | THC-ACC-HTR-0206 | Heater, Perimeter. Admin Building | THC-ACC-BLDG K |  | HVAC |  | HTR | http://www.toronto.ca/TWONTO#heater |  | Administration Building, HVAC
120848 | THC-ACC-HTR-0207 | Heater, Perimeter. Admin Building | THC-ACC-BLDG K |  | HVAC |  | HTR | http://www.toronto.ca/TWONTO#heater |  | Administration Building, HVAC
120849 | THC-ACC-HTR-0208 | Heater, Celing Radiant Panel. Admin Building, Ground Floor, Admin Corridor 103, North | THC-ACC-AHU-0071 |  | HVAC |  | HTR | heating_coil |  | Air handling Unit, Ground Floor West Zone(Administration), Admin Building Roof
120850 | THC-ACC-HTR-0210 | Heater, Perimeter.. Admin Building, Ground Floor, Office 104, North/West | THC-ACC-AHU-0071 |  | HVAC |  | HTR | http://www.toronto.ca/TWONTO#heater |  | Air handling Unit, Ground Floor West Zone(Administration), Admin Building Roof
120851 | THC-ACC-HTR-0215 | Heater, Perimeter. Admin Building, Ground Floor, Office 107 | THC-ACC-AHU-0071 |  | HVAC |  | HTR | http://www.toronto.ca/TWONTO#heater |  | Air handling Unit, Ground Floor West Zone(Administration), Admin Building Roof
120852 | THC-ACC-HTR-0219 | Heater, Perimeter. Admin Building, Ground Floor, Office 110 | THC-ACC-AHU-0071 |  | HVAC |  | HTR | http://www.toronto.ca/TWONTO#heater |  | Air handling Unit, Ground Floor West Zone(Administration), Admin Building Roof
120853 | THC-ACC-HTR-0220 | Heater, Perimeter. Admin Building, Ground Floor, Office 111 | THC-ACC-AHU-0071 |  | HVAC |  | HTR | http://www.toronto.ca/TWONTO#heater |  | Air handling Unit, Ground Floor West Zone(Administration), Admin Building Roof
120854 | THC-ACC-HTR-0221 | Heater, Perimeter. Admin Building, Ground Floor, Lunch Room 150 | THC-ACC-AHU-0071 |  | HVAC |  | HTR | http://www.toronto.ca/TWONTO#heater |  | Air handling Unit, Ground Floor West Zone(Administration), Admin Building Roof
120855 | THC-ACC-HTR-0225 | Heater, Perimeter. Admin Building | THC-ACC-BLDG K |  | HVAC |  | HTR | http://www.toronto.ca/TWONTO#heater |  | Administration Building, HVAC
120856 | THC-ACC-HTR-0226 | Heater, Perimeter. Admin Building | THC-ACC-BLDG K |  | HVAC |  | HTR | http://www.toronto.ca/TWONTO#heater |  | Administration Building, HVAC
120857 | THC-ACC-HTR-0227 | Heater, Perimeter. Admin Building | THC-ACC-BLDG K |  | HVAC |  | HTR | http://www.toronto.ca/TWONTO#heater |  | Administration Building, HVAC
120858 | THC-ACC-HTR-0228 | Heater, Perimeter. Admin Building | THC-ACC-BLDG K |  | HVAC |  | HTR | http://www.toronto.ca/TWONTO#heater |  | Administration Building, HVAC
120859 | THC-ACC-HTR-0229 | Heater, Perimeter. Admin Building | THC-ACC-BLDG K |  | HVAC |  | HTR | http://www.toronto.ca/TWONTO#heater |  | Administration Building, HVAC
120860 | THC-ACC-HTR-0232 | Heater, Perimeter. Admin Building, Ground Floor, Vestibule 140 | THC-ACC-AHU-0061 |  | HVAC |  | HTR | http://www.toronto.ca/TWONTO#heater |  | Air handling Unit, Ground Floor North Zone(Process Control), Admin Building Roof
120861 | THC-ACC-HTR-0233 | Heater, Perimeter. Admin Building, Ground Floor, Vestibule 140 | THC-ACC-AHU-0061 |  | HVAC |  | HTR | http://www.toronto.ca/TWONTO#heater |  | Air handling Unit, Ground Floor North Zone(Process Control), Admin Building Roof
120862 | THC-ACC-HTR-0234 | Heater, Perimeter. Admin Building, Ground Floor, Office 112 | THC-ACC-AHU-0071 |  | HVAC |  | HTR | http://www.toronto.ca/TWONTO#heater |  | Air handling Unit, Ground Floor West Zone(Administration), Admin Building Roof
120863 | THC-ACC-HTR-0236 | Heater, Perimeter. Admin Building, Ground Floor, Office 114 | THC-ACC-AHU-0071 |  | HVAC |  | HTR | http://www.toronto.ca/TWONTO#heater |  | Air handling Unit, Ground Floor West Zone(Administration), Admin Building Roof
120864 | THC-ACC-HTR-0238 | Heater, Perimeter. Admin Building, Ground Floor, Admin Corridor 103, South | THC-ACC-AHU-0071 |  | HVAC |  | HTR | http://www.toronto.ca/TWONTO#heater |  | Air handling Unit, Ground Floor West Zone(Administration), Admin Building Roof
120865 | THC-ACC-HTR-0247 | Heater, Perimeter. Admin Building, Ground Floor, Office 118 | THC-ACC-AHU-0081 |  | HVAC |  | HTR | http://www.toronto.ca/TWONTO#heater |  | Air handling Unit, Ground Floor South Zone(Project Management), Admin Building Roof
120866 | THC-ACC-HTR-0248 | Heater, Perimeter. Admin Building, Ground Floor, Office 119 | THC-ACC-AHU-0081 |  | HVAC |  | HTR | http://www.toronto.ca/TWONTO#heater |  | Air handling Unit, Ground Floor South Zone(Project Management), Admin Building Roof
120867 | THC-ACC-HTR-0249 | Heater, Perimeter. Admin Building, Ground Floor, Office 120 | THC-ACC-AHU-0081 |  | HVAC |  | HTR | http://www.toronto.ca/TWONTO#heater |  | Air handling Unit, Ground Floor South Zone(Project Management), Admin Building Roof
120868 | THC-ACC-HTR-0251 | Heater, Perimeter. Admin Building, Ground Floor, Office 124 | THC-ACC-AHU-0081 |  | HVAC |  | HTR | http://www.toronto.ca/TWONTO#heater |  | Air handling Unit, Ground Floor South Zone(Project Management), Admin Building Roof
120869 | THC-ACC-HTR-0252 | Heater, Perimeter. Admin Building, Ground Floor, Meeting Room 125 | THC-ACC-AHU-0081 |  | HVAC |  | HTR | http://www.toronto.ca/TWONTO#heater |  | Air handling Unit, Ground Floor South Zone(Project Management), Admin Building Roof
120870 | THC-ACC-HTR-0253 | Heater, Perimeter. Admin Building, Ground Floor, Office 126 | THC-ACC-AHU-0081 |  | HVAC |  | HTR | http://www.toronto.ca/TWONTO#heater |  | Air handling Unit, Ground Floor South Zone(Project Management), Admin Building Roof
120871 | THC-ACC-HTR-0254 | Heater, Perimeter. Admin Building, Ground Floor, Project Management Corridor 117 | THC-ACC-AHU-0081 |  | HVAC |  | HTR | http://www.toronto.ca/TWONTO#heater |  | Air handling Unit, Ground Floor South Zone(Project Management), Admin Building Roof
120872 | THC-ACC-HTR-0258 | Heater, Perimeter. Admin Building | THC-ACC-BLDG K |  | HVAC |  | HTR | http://www.toronto.ca/TWONTO#heater |  | Administration Building, HVAC
120873 | THC-ACC-HTR-0259 | Heater, Perimeter. Admin Building | THC-ACC-BLDG K |  | HVAC |  | HTR | http://www.toronto.ca/TWONTO#heater |  | Administration Building, HVAC
120874 | THC-ACC-HTR-0264 | Heater, Perimeter. Admin Building | THC-ACC-BLDG K |  | HVAC |  | HTR | http://www.toronto.ca/TWONTO#heater |  | Administration Building, HVAC
120875 | THC-ACC-HTR-0266 | Heater, Perimeter. Admin Building | THC-ACC-BLDG K |  | HVAC |  | HTR | http://www.toronto.ca/TWONTO#heater |  | Administration Building, HVAC
120876 | THC-ACC-HTR-0267 | Heater, Perimeter. Admin Building | THC-ACC-BLDG K |  | HVAC |  | HTR | http://www.toronto.ca/TWONTO#heater |  | Administration Building, HVAC
120877 | THC-ACC-HTR-0270 | Heater, Perimeter. Admin Building | THC-ACC-BLDG K |  | HVAC |  | HTR | http://www.toronto.ca/TWONTO#heater |  | Administration Building, HVAC
120878 | THC-ACC-HTR-0271 | Heater, Perimeter. Admin Building | THC-ACC-BLDG K |  | HVAC |  | HTR | http://www.toronto.ca/TWONTO#heater |  | Administration Building, HVAC
120879 | THC-ACC-HTR-0272 | Heater, Perimeter. Admin Building | THC-ACC-BLDG K |  | HVAC |  | HTR | http://www.toronto.ca/TWONTO#heater |  | Administration Building, HVAC
120880 | THC-ACC-HTR-0273 | Heater, Perimeter. Admin Building | THC-ACC-BLDG K |  | HVAC |  | HTR | http://www.toronto.ca/TWONTO#heater |  | Administration Building, HVAC
120881 | THC-ACC-HTR-0274 | Heater, Perimeter. Admin Building | THC-ACC-BLDG K |  | HVAC |  | HTR | http://www.toronto.ca/TWONTO#heater |  | Administration Building, HVAC
120882 | THC-ACC-HTR-0278 | Heater, Perimeter. Admin Building | THC-ACC-BLDG K |  | HVAC |  | HTR | http://www.toronto.ca/TWONTO#heater |  | Administration Building, HVAC
120883 | THC-ACC-HTR-0288 | Heater, Perimeter. Admin Building, Ground Floor, Archive & Office Room 131 | THC-ACC-AHU-0091 |  | HVAC |  | HTR | http://www.toronto.ca/TWONTO#heater |  | Air handling Unit, Ground Floor East Zone(Field Services), Admin Building Roof
120884 | THC-ACC-HTR-0297 | Heater, Perimeter. Admin Building, Ground Floor, IT Office Room 143 | THC-ACC-AHU-0071 |  | HVAC |  | HTR | http://www.toronto.ca/TWONTO#heater |  | Air handling Unit, Ground Floor West Zone(Administration), Admin Building Roof
120885 | THC-ACC-HTR-0299 | Heater, Perimeter. Admin Building, Ground Floor, Fiels Service Corridor 130 | THC-ACC-AHU-0091 |  | HVAC |  | HTR | http://www.toronto.ca/TWONTO#heater |  | Air handling Unit, Ground Floor East Zone(Field Services), Admin Building Roof
120886 | THC-ACC-HTR-0301 | Air Heater, Convector, Building M | THC-ACC-HEATERS | H.V.A.C.,Heater,Unit | HVAC |  | HTR | http://www.toronto.ca/TWONTO#heater |  | Air Heaters, Building M
120887 | THC-ACC-HTR-0302 | Air Heater, Convector, Building M | THC-ACC-HEATERS | H.V.A.C.,Heater,Unit | HVAC |  | HTR | http://www.toronto.ca/TWONTO#heater |  | Air Heaters, Building M
120888 | THC-ACC-HTR-0303 | Air Heater, Convector, Building M | THC-ACC-HEATERS | H.V.A.C.,Heater,Unit | HVAC |  | HTR | http://www.toronto.ca/TWONTO#heater |  | Air Heaters, Building M
120889 | THC-ACC-HTR-0305 | Air Heater, Convector, Building M | THC-ACC-HEATERS | H.V.A.C.,Heater,Unit | HVAC |  | HTR | http://www.toronto.ca/TWONTO#heater |  | Air Heaters, Building M
120890 | THC-ACC-HTR-0311 | Air Heater, Convector, Building M | THC-ACC-HEATERS | H.V.A.C.,Heater,Unit | HVAC |  | HTR | http://www.toronto.ca/TWONTO#heater |  | Air Heaters, Building M
120891 | THC-ACC-HTR-0313 | Air Heater, Convector, Building M | THC-ACC-HEATERS | H.V.A.C.,Heater,Unit | HVAC |  | HTR | http://www.toronto.ca/TWONTO#heater |  | Air Heaters, Building M
120892 | THC-ACC-HTR-0313U | Air Heater, Building M | THC-ACC-HEATERS | H.V.A.C.,Heater,Unit | HVAC |  | HTR | http://www.toronto.ca/TWONTO#heater |  | Air Heaters, Building M
120893 | THC-ACC-HTR-0314 | Air Heater, Convector, Building M | THC-ACC-HEATERS | H.V.A.C.,Heater,Unit | HVAC |  | HTR | http://www.toronto.ca/TWONTO#heater |  | Air Heaters, Building M
120894 | THC-ACC-HTR-0314U | Air Heater, Building M | THC-ACC-HEATERS | H.V.A.C.,Heater,Unit | HVAC |  | HTR | http://www.toronto.ca/TWONTO#heater |  | Air Heaters, Building M
120895 | THC-ACC-HTR-0315 | Air Heater, Building M | THC-ACC-HEATERS | H.V.A.C.,Heater,Unit | HVAC |  | HTR | http://www.toronto.ca/TWONTO#heater |  | Air Heaters, Building M
120896 | THC-ACC-HTR-0316 | Air Heater, Convector, Building M | THC-ACC-HEATERS | H.V.A.C.,Heater,Unit | HVAC |  | HTR | http://www.toronto.ca/TWONTO#heater |  | Air Heaters, Building M
120897 | THC-ACC-HTR-0317U | Air Heater, Building M | THC-ACC-HEATERS | H.V.A.C.,Heater,Unit | HVAC |  | HTR | http://www.toronto.ca/TWONTO#heater |  | Air Heaters, Building M
120898 | THC-ACC-HTR-0319 | Air Heater, Convector, Building M | THC-ACC-HEATERS | H.V.A.C.,Heater,Unit | HVAC |  | HTR | http://www.toronto.ca/TWONTO#heater |  | Air Heaters, Building M
120899 | THC-ACC-HTR-0319U | Air Heater, Building M | THC-ACC-HEATERS | H.V.A.C.,Heater,Unit | HVAC |  | HTR | http://www.toronto.ca/TWONTO#heater |  | Air Heaters, Building M
120900 | THC-ACC-HTR-0320U | Air Heater, Building M | THC-ACC-HEATERS | H.V.A.C.,Heater,Unit | HVAC |  | HTR | http://www.toronto.ca/TWONTO#heater |  | Air Heaters, Building M
120901 | THC-ACC-HTR-0322 | Heater, Building M | THC-ACC-HEATERS | H.V.A.C.,Dehumidifier | HVAC |  | HTR | http://www.toronto.ca/TWONTO#heater |  | Air Heaters, Building M
120902 | THC-ACC-HTR-0325 | Air Heater, Building M | THC-ACC-HEATERS | H.V.A.C.,Heater,Unit | HVAC |  | HTR | http://www.toronto.ca/TWONTO#heater |  | Air Heaters, Building M
120903 | THC-ACC-HTR-0326 | Air Heater, Building M | THC-ACC-HEATERS | H.V.A.C.,Heater,Unit | HVAC |  | HTR | http://www.toronto.ca/TWONTO#heater |  | Air Heaters, Building M
120904 | THC-ACC-HTR-0327 | Air Heater, Building M | THC-ACC-HEATERS | H.V.A.C.,Heater,Unit | HVAC |  | HTR | http://www.toronto.ca/TWONTO#heater |  | Air Heaters, Building M
120905 | THC-ACC-HTR-0331 | Air Heater, Building M | THC-ACC-HEATERS | H.V.A.C.,Heater,Unit | HVAC |  | HTR | http://www.toronto.ca/TWONTO#heater |  | Air Heaters, Building M
120906 | THC-ACC-HTR-0332 | Air Heater, Building M | THC-ACC-HEATERS | H.V.A.C.,Heater,Unit | HVAC |  | HTR | http://www.toronto.ca/TWONTO#heater |  | Air Heaters, Building M
120907 | THC-ACC-HTR-0333 | Air Heater, Building M | THC-ACC-HEATERS | H.V.A.C.,Heater,Unit | HVAC |  | HTR | http://www.toronto.ca/TWONTO#heater |  | Air Heaters, Building M
120908 | THC-ACC-HTR-0343 | Air Heater, Building M | THC-ACC-HEATERS | H.V.A.C.,Heater,Unit | HVAC |  | HTR | http://www.toronto.ca/TWONTO#heater |  | Air Heaters, Building M
120909 | THC-ACC-HTR-0344 | Air Heater, Building M | THC-ACC-HEATERS | H.V.A.C.,Heater,Unit | HVAC |  | HTR | http://www.toronto.ca/TWONTO#heater |  | Air Heaters, Building M
120910 | THC-ACC-HTR-0354 | Air Heater, Building M | THC-ACC-HEATERS | H.V.A.C.,Heater,Unit | HVAC |  | HTR | http://www.toronto.ca/TWONTO#heater |  | Air Heaters, Building M
120911 | THC-ACC-HTR-0355 | Air Heater, Building M | THC-ACC-HEATERS | H.V.A.C.,Heater,Unit | HVAC |  | HTR | http://www.toronto.ca/TWONTO#heater |  | Air Heaters, Building M
120912 | THC-ACC-HTR-0357 | Air Heater, Building M | THC-ACC-HEATERS | H.V.A.C.,Heater,Unit | HVAC |  | HTR | http://www.toronto.ca/TWONTO#heater |  | Air Heaters, Building M
120913 | THC-ACC-HTR-0360 | Air Heater, Building M | THC-ACC-HEATERS | H.V.A.C.,Heater,Unit | HVAC |  | HTR | http://www.toronto.ca/TWONTO#heater |  | Air Heaters, Building M
120914 | THC-ACC-HTR-0364 | Air Heater, Building M | THC-ACC-HEATERS | H.V.A.C.,Heater,Unit | HVAC |  | HTR | http://www.toronto.ca/TWONTO#heater |  | Air Heaters, Building M
120915 | THC-ACC-HTR-0365 | Air Heater, Convector, Building M | THC-ACC-HEATERS | H.V.A.C.,Heater,Unit | HVAC |  | HTR | http://www.toronto.ca/TWONTO#heater |  | Air Heaters, Building M
120916 | THC-ACC-HTR-0366U | Air Heater, Building M | THC-ACC-HEATERS | H.V.A.C.,Heater,Unit | HVAC |  | HTR | http://www.toronto.ca/TWONTO#heater |  | Air Heaters, Building M
120917 | THC-ACC-HTR-0367U | Air Heater, Building M | THC-ACC-HEATERS | H.V.A.C.,Heater,Unit | HVAC |  | HTR | http://www.toronto.ca/TWONTO#heater |  | Air Heaters, Building M
120924 | THC-ACC-HTR-0565 | Duct Heater,Pressurization System,Electrical Room,Lower Plant, bldg.A | THC-ACC-BLDG A | Air Handling Unit | HVAC |  | HTR | http://www.toronto.ca/TWONTO#heater |  | Old Plant Blower Building HVAC
120955 | THC-ACC-HTR-0901 | Heater, Dechlorination Building | THC-DCL |  | HVAC |  | HTR | http://www.toronto.ca/TWONTO#heater |  | Dechlorination Process
120956 | THC-ACC-HTR-0902 | Heater, Dechlorination Building | THC-DCL |  | HVAC |  | HTR | http://www.toronto.ca/TWONTO#heater |  | Dechlorination Process
120957 | THC-ACC-HTR-0903 | Heater, Dechlorination Building | THC-DCL |  | HVAC |  | HTR | http://www.toronto.ca/TWONTO#heater |  | Dechlorination Process
120958 | THC-ACC-HTR-0906 | Heater, Dechlorination Building | THC-DCL |  | HVAC |  | HTR | http://www.toronto.ca/TWONTO#heater |  | Dechlorination Process
120965 | THC-ACC-HTR-4050 | H.V.A.C.,Heater,Glycol Heating,Basement,Building U | THC-ACC-BLDG U | H.V.A.C.,Heater | HVAC |  | HTR | http://www.toronto.ca/TWONTO#heater |  | New Digesters Building HVAC
120966 | THC-ACC-HTR-4060 | H.V.A.C.,Heater,Glycol Heating,Basement,Building U | THC-ACC-AHU-0411 | H.V.A.C.,Heater | HVAC |  | HTR | http://www.toronto.ca/TWONTO#heater |  | Air Handling Unit,Basements,Roof,Building U
120967 | THC-ACC-HTR-4060 | H.V.A.C.,Heater,Glycol Heating,Basement,Building U | THC-ACC-BLDG U | H.V.A.C.,Heater | HVAC |  | HTR | http://www.toronto.ca/TWONTO#heater |  | New Digesters Building HVAC
120980 | THC-ACC-HTR-6001 | Heater, Unit, Glycol, Heating System, Ground Floor, Truck Loading Bay, Headworks | THC-ACC-P-6003 | H.V.A.C.,Heater,Unit | HVAC |  | HTR | http://www.toronto.ca/TWONTO#heater |  | Pump, Heating Glycol System, Lower Level 2 Blower Room, Headworks
120981 | THC-ACC-HTR-6006 | Heater, Unit, Glycol, Heating System, 2nd Floor, Conveyor area, Headworks | THC-ACC-P-6003 | H.V.A.C.,Heater,Unit | HVAC |  | HTR | http://www.toronto.ca/TWONTO#heater |  | Pump, Heating Glycol System, Lower Level 2 Blower Room, Headworks
120982 | THC-ACC-HTR-6007 | Heater, Unit, Glycol, Heating System, 2nd Floor, Conveyor area, Headworks | THC-ACC-P-6003 | H.V.A.C.,Heater,Unit | HVAC |  | HTR | http://www.toronto.ca/TWONTO#heater |  | Pump, Heating Glycol System, Lower Level 2 Blower Room, Headworks
120983 | THC-ACC-HTR-6009 | Heater, Unit, Glycol, Heating System, 2nd Floor, Mech Room #1, Headworks | THC-ACC-P-6003 | H.V.A.C.,Heater,Unit | HVAC |  | HTR | http://www.toronto.ca/TWONTO#heater |  | Pump, Heating Glycol System, Lower Level 2 Blower Room, Headworks
120984 | THC-ACC-HTR-6010 | Heater, Unit, Glycol, Heating System, Ground Floor, Screen Room, Headworks | THC-ACC-P-6003 | H.V.A.C.,Heater,Unit | HVAC |  | HTR | http://www.toronto.ca/TWONTO#heater |  | Pump, Heating Glycol System, Lower Level 2 Blower Room, Headworks
120985 | THC-ACC-HTR-6014 | Heater, Unit, Glycol, Heating System, 2nd Floor, Mech Room #2, Headworks | THC-ACC-P-6003 | H.V.A.C.,Heater,Unit | HVAC |  | HTR | http://www.toronto.ca/TWONTO#heater |  | Pump, Heating Glycol System, Lower Level 2 Blower Room, Headworks
120986 | THC-ACC-HTR-6015 | Heater, Unit, Glycol, Heating System, Ground Floor, Screen Room, Headworks | THC-ACC-P-6003 | H.V.A.C.,Heater,Unit | HVAC |  | HTR | http://www.toronto.ca/TWONTO#heater |  | Pump, Heating Glycol System, Lower Level 2 Blower Room, Headworks
120987 | THC-ACC-HTR-6018 | Heater, Unit, Glycol, Heating System, Lower Level 2, Blower Room, Headworks | THC-ACC-P-6003 | H.V.A.C.,Heater,Unit | HVAC |  | HTR | http://www.toronto.ca/TWONTO#heater |  | Pump, Heating Glycol System, Lower Level 2 Blower Room, Headworks
120988 | THC-ACC-HTR-6020 | Heater, Unit, Glycol, Heating System, Lower Level 2, Vortex Pipe Gallery, Headworks | THC-ACC-P-6003 | H.V.A.C.,Heater,Unit | HVAC |  | HTR | http://www.toronto.ca/TWONTO#heater |  | Pump, Heating Glycol System, Lower Level 2 Blower Room, Headworks
120989 | THC-ACC-HTR-6021 | Heater, Unit, Electric, Heating System, Ground Floor, Electrical Room, Headworks | THC-ELS-MCC-4022 | H.V.A.C.,Heater,Unit | HVAC |  | HTR | http://www.toronto.ca/TWONTO#heater |  | Motor Control Centre, Electrical Room, Headworks
120990 | THC-ACC-HTR-6022 | Heater, Unit, Electric, Heating System, Ground Floor, Electrical Room, Headworks | THC-ELS-MCC-4022 | H.V.A.C.,Heater,Unit | HVAC |  | HTR | http://www.toronto.ca/TWONTO#heater |  | Motor Control Centre, Electrical Room, Headworks
120991 | THC-ACC-HTR-6023 | Heater, Unit, Electric, Heating System, Lower Level 2, Stair A, Headworks | THC-ELS-LP-4041A | H.V.A.C.,Heater,Unit | HVAC |  | HTR | http://www.toronto.ca/TWONTO#heater |  | Lighting Panel, Blower Room, Headworks
120992 | THC-ACC-HTR-6027 | Heater, Unit, Electric, Heating System, Ground Floor, Stair D, Headworks | THC-ELS-LP-4043A | H.V.A.C.,Heater,Unit | HVAC |  | HTR | http://www.toronto.ca/TWONTO#heater |  | Lighting Panel, Storage Room, Headworks
120993 | THC-ACC-HTR-6029 | Heater, Unit, Electric, Heating System, Ground Floor, Stair A, Headworks | THC-ELS-LP-4024A | H.V.A.C.,Heater,Unit | HVAC |  | HTR | http://www.toronto.ca/TWONTO#heater |  | Lighting Panel, Electrical Room, Headworks
120994 | THC-ACC-HTR-6030 | Heater, Unit, Glycol, Heating System, 2nd Floor Mech Room #2, Headworks | THC-ACC-P-6003 | H.V.A.C.,Heater,Unit | HVAC |  | HTR | http://www.toronto.ca/TWONTO#heater |  | Pump, Heating Glycol System, Lower Level 2 Blower Room, Headworks
120995 | THC-ACC-HTR-6302 | Heater, Heating Coil, Glycol, AHU-6300, 2nd Floor Mech Room #1, Headworks | THC-ACC-AHU-6300 | Heater | HVAC |  | HTR | heating_coil |  | Air Handling Unit, Screen Room/Conveyor Areas, 2nd Floor Mech Room #1, Headworks
120996 | THC-ACC-HTR-6402 | Heater, Heating Coil, Glycol, 2nd Floor Mech Room #1, Headworks | THC-ACC-AHU-6400 | Heater | HVAC |  | HTR | heating_coil |  | Air Handling Unit, Screen Room/Conveyor Areas, 2nd Floor Mech Room #1, Headworks
120999 | THC-ACC-HU-0051 | Humidifier, Admin. Building, Ground Floor, Control Room 155 | THC-ACC-BLDG K |  | HVAC |  | HU | http://www.toronto.ca/TWONTO#humidier |  | Administration Building, HVAC
121005 | THC-ACC-MAN-0016 | Manifold, Snow Melting System, Zone #6, Admin Building | THC-ACC-BLDG K |  | HVAC |  | MAN | http://www.toronto.ca/TWONTO#pipe_manifold |  | Administration Building, HVAC
121006 | THC-ACC-MAN-0041 | Manifold, Snow Melting System, Zone #4, Admin Building | THC-ACC-BLDG K |  | HVAC |  | MAN | http://www.toronto.ca/TWONTO#pipe_manifold |  | Administration Building, HVAC
121007 | THC-ACC-MAN-0051 | Manifold, Snow Melting System, Zone #5, Admin Building | THC-ACC-BLDG K |  | HVAC |  | MAN | http://www.toronto.ca/TWONTO#pipe_manifold |  | Administration Building, HVAC
121008 | THC-ACC-MEQ-0701 | Air Separator,Heating Glycol Supply,HVAC Systems,Thickening Building | THC-ACC-BLDG J | H.V.A.C. | HVAC |  | MEQ | ? |  | TWAS Building, HVAC
121009 | THC-ACC-MEQ-0801 | Air Separator,Heating Glycol Supply,HVAC Systems,Sludge Storage Building | THC-ACC-BLDG D | H.V.A.C. | HVAC |  | MEQ | ? |  | Sludge Holding Tanks Building HVAC
121010 | THC-ACC-MEQ-5801 | Energy/Heat recovery,Heat Exchanger,Office,Plant Stores | THC-ACC-BLDG B |  | HVAC |  | MEQ | http://www.toronto.ca/TWONTO#heat_exchanger |  | Mechanical Shop (Chlorine) Building HVAC
121011 | THC-ACC-MEQ-5901 | Penthouse,Louvered,Disinfection Bldg,Roof | THC-ACC-BLDG G |  | HVAC |  | MEQ | ? |  | Air Treatment Building HVAC
121017 | THC-ACC-P-0011 | Pump, Centrifugal, Hydronic Heating, Hot Water, Admin. Building Basement Mechanical Room B104 | THC-ACC-BLDG K |  | HVAC |  | P | http://www.toronto.ca/TWONTO#pump_set_-_with_drive |  | Administration Building, HVAC
121018 | THC-ACC-P-0013 | Pump, Centrifugal, Snow-Melting, Glycol, Admin. Building Basement Mechanical Room B104 | THC-ACC-BLDG K |  | HVAC |  | P | http://www.toronto.ca/TWONTO#pump_set_-_with_drive |  | Administration Building, HVAC
121019 | THC-ACC-P-0014 | Pump, Centrifugal, Snow-Melting, Glycol, Admin. Building Basement Mechanical Room B104 | THC-ACC-BLDG K |  | HVAC |  | P | http://www.toronto.ca/TWONTO#pump_set_-_with_drive |  | Administration Building, HVAC
121020 | THC-ACC-P-0017 | Pump, Snow-Melt Injection, Hot Water, Admin. Building Basement Mechanical Room B104 | THC-ACC-BLDG K |  | HVAC |  | P | http://www.toronto.ca/TWONTO#pump_set_-_with_drive |  | Administration Building, HVAC
121023 | THC-ACC-P-0031 | Pump, Snow Melting System, Manifold MAN-0011, Zone #1, Admin Building, North/West Area | THC-ACC-MAN-0011 |  | HVAC |  | P | http://www.toronto.ca/TWONTO#pump_set_-_with_drive |  | Manifold, Snow Melting System, Zone #1, Admin Building, North/West Area
121024 | THC-ACC-P-0032 | Pump, Snow Melting System, Manifold MAN-0012, Zone #2, Admin Building, South/West Area | THC-ACC-MAN-0012 |  | HVAC |  | P | http://www.toronto.ca/TWONTO#pump_set_-_with_drive |  | Manifold, Snow Melting System, Zone #2, Admin Building, South/West Area
121025 | THC-ACC-P-0035 | Pump, Snow Melting System, Manifold MAN-0015, Zone #5, Admin Building, Courtyard Area | THC-ACC-MAN-0015 |  | HVAC |  | P | http://www.toronto.ca/TWONTO#pump_set_-_with_drive |  | Manifold, Snow Melting System, Zone #5, Admin Building, Courtyard Area
121026 | THC-ACC-P-0036 | Pump, Snow Melting System, Manifold MAN-0016, Zone #6 | THC-ACC-BLDG K |  | HVAC |  | P | http://www.toronto.ca/TWONTO#pump_set_-_with_drive |  | Administration Building, HVAC
121027 | THC-ACC-P-0041 | Pump, Snow Melting System, Manifold MAN-0011, Zone #1, Admin Building, North/West Area | THC-ACC-BLDG K |  | HVAC |  | P | http://www.toronto.ca/TWONTO#pump_set_-_with_drive |  | Administration Building, HVAC
121028 | THC-ACC-P-0045 | Pump, Snow Melting System, Manifold MAN-0015, Zone #5, Admin Building, Courtyard Area | THC-ACC-BLDG K |  | HVAC |  | P | http://www.toronto.ca/TWONTO#pump_set_-_with_drive |  | Administration Building, HVAC
121033 | THC-ACC-P-0217 | Pump, Glycol, Tunnel T19, Phase IV Secondary | THC-ACC-AHU-2170 |  | HVAC |  | P | http://www.toronto.ca/TWONTO#pump_set_-_with_drive |  | Air Handling Unit, Tunnel T19, Phase IV Secondary
121076 | THC-ACC-P-6003 | Pump, Heating Glycol System, Lower Level 2 Blower Room, Headworks | THC-ACC-AHU-6100 | Pump | HVAC |  | P | http://www.toronto.ca/TWONTO#pump_set_-_with_drive |  | Air Handling Unit, Truck Loading Bay, Mech Room #2, Headworks
121077 | THC-ACC-P-6005 | Pump, Glycol System Makeup, Lower Level 2 Blower Room, Headworks | THC-ACC-P-6003 | Pump | HVAC |  | P | http://www.toronto.ca/TWONTO#pump_set_-_with_drive |  | Pump, Heating Glycol System, Lower Level 2 Blower Room, Headworks
121095 | THC-ACC-PDIT-0021 | Transmitter, Pressure Diffrential, Snow-Melting Glycol System, Zone 4, Admin Bldg, South/East Area | THC-ACC-MAN-0014 |  | HVAC |  | PDIT | http://www.toronto.ca/TWONTO#pressure_transmitter |  | Manifold, Snow Melting System, Zone #4, Admin Building, South/East Area
121096 | THC-ACC-PDIT-0022 | Transmitter, Pressure Diffrential, Between Hot Water Supply/Return to Unit and Force Flow Heaters | THC-ACC-BLDG K |  | HVAC |  | PDIT | http://www.toronto.ca/TWONTO#pressure_transmitter |  | Administration Building, HVAC
121097 | THC-ACC-PDIT-0022 | Transmitter, Pressure Diffrential, Between Hot Water Supply/Return to Unit and Force Flow Heaters | THC-ACC-MAN-0014 |  | HVAC |  | PDIT | http://www.toronto.ca/TWONTO#pressure_transmitter |  | Manifold, Snow Melting System, Zone #4, Admin Building, South/East Area
121105 | THC-ACC-PDIT-6004 | Transmitter, Pressure Differential, Sec Loop, HE-6001, Lower Level 2 Blower Room, Headworks | THC-ACC-HE-6001 | Transmitter,Pressure | HVAC |  | PDIT | http://www.toronto.ca/TWONTO#pressure_transmitter |  | Heat Exchanger, Heating Glycol System, Lower Level 2 Blower Room, Headworks
121106 | THC-ACC-PDIT-6006 | Transmitter, Pressure Differential, Sec Loop, HE-6002, Lower Level 2 Blower Room, Headworks | THC-ACC-HE-6002 | Transmitter,Pressure | HVAC |  | PDIT | http://www.toronto.ca/TWONTO#pressure_transmitter |  | Heat Exchanger, Heating Glycol System, Lower Level 2 Blower Room, Headworks
121107 | THC-ACC-PDIT-6201 | Transmitter, Pressure Differential, Filter, 2nd Floor Mech Room #2, Headworks | THC-ACC-AHU-6200 | Transmitter,Pressure,Differential | HVAC |  | PDIT | http://www.toronto.ca/TWONTO#pressure_transmitter |  | Air Handling Unit, Blower Room, 2nd Floor Mech Room #2, Headworks
121108 | THC-ACC-PDIT-6202 | Transmitter, Pressure Differential, Filter, 2nd Floor Mech Room #2, Headworks | THC-ACC-AHU-6200 | Transmitter,Pressure,Differential | HVAC |  | PDIT | http://www.toronto.ca/TWONTO#pressure_transmitter |  | Air Handling Unit, Blower Room, 2nd Floor Mech Room #2, Headworks
121109 | THC-ACC-PDIT-6301 | Transmitter, Pressure Differential, Filter, 2nd Floor Mech Room #1, Headworks | THC-ACC-AHU-6300 | Transmitter,Pressure,Differential | HVAC |  | PDIT | http://www.toronto.ca/TWONTO#pressure_transmitter |  | Air Handling Unit, Screen Room/Conveyor Areas, 2nd Floor Mech Room #1, Headworks
121110 | THC-ACC-PDIT-6302 | Transmitter, Pressure Differential, Filter, 2nd Floor Mech Room #1, Headworks | THC-ACC-AHU-6300 | Transmitter,Pressure,Differential | HVAC |  | PDIT | http://www.toronto.ca/TWONTO#pressure_transmitter |  | Air Handling Unit, Screen Room/Conveyor Areas, 2nd Floor Mech Room #1, Headworks
121111 | THC-ACC-PDIT-6501 | Transmitter, Pressure Differential, Serving Filter, 2nd Floor Mech Room #1, Headworks | THC-ACC-AHU-6500 | Transmitter,Pressure,Differential | HVAC |  | PDIT | http://www.toronto.ca/TWONTO#pressure_transmitter |  | Air Handling Unit, Pipe Gallery, 2nd Floor Mech Room #1, Headworks
121112 | THC-ACC-PDIT-6502 | Transmitter, Pressure Differential, Serving Filter, 2nd Floor Mech Room #1, Headworks | THC-ACC-AHU-6500 | Transmitter,Pressure,Differential | HVAC |  | PDIT | http://www.toronto.ca/TWONTO#pressure_transmitter |  | Air Handling Unit, Pipe Gallery, 2nd Floor Mech Room #1, Headworks
121113 | THC-ACC-PDIT-6591 | Transmitter, Pressure Differential, Filter F-6591, 2nd Floor, Mech Room #1, Headworks | THC-ACC-F-6591 | Transmitter,Pressure | HVAC |  | PDIT | http://www.toronto.ca/TWONTO#pressure_transmitter |  | Filter, Outdoor Air Plenum, 2nd Floor, Mech Room #1, Headworks
121123 | THC-ACC-PIT-0014 | Transmitter, Pressure, Glycol Supply, Snow Melting System, Admin Building | THC-ACC-P-0014 |  | HVAC |  | PIT | http://www.toronto.ca/TWONTO#pressure_transmitter |  | Pump, Centrifugal, Snow-Melting, Glycol, Admin. Building Basement Mechanical Room B104
121124 | THC-ACC-PIT-0015 | Transmitter, Pressure, Glycol Return, Snow Melting System, Admin Building | THC-ACC-P-0014 |  | HVAC |  | PIT | http://www.toronto.ca/TWONTO#pressure_transmitter |  | Pump, Centrifugal, Snow-Melting, Glycol, Admin. Building Basement Mechanical Room B104
121125 | THC-ACC-PIT-0016 | Transmitter, Pressure, Expansion Tank, T-0011, Snow Melting Glycol System, | THC-ACC-T-0011 |  | HVAC |  | PIT | http://www.toronto.ca/TWONTO#pressure_transmitter |  | Tank, Snow-Melting Glycol System, Admin. Building Basement Mechanical Room West
121136 | THC-ACC-PIT-6002 | Transmitter, Pressure, Primary Loop, Hot Water Supply Pipe, Lower Level 2 Blower Room Headworks | THC-ACC-HE-6002 | Transmitter,Pressure | HVAC |  | PIT | http://www.toronto.ca/TWONTO#pressure_transmitter |  | Heat Exchanger, Heating Glycol System, Lower Level 2 Blower Room, Headworks
121137 | THC-ACC-PIT-6007 | Pressure, Transmitter , Heating Glycol System, Lower Level 2 Blower Room, Headworks | THC-ACC-HE-6001 | Transmitter,Pressure | HVAC |  | PIT | http://www.toronto.ca/TWONTO#pressure_transmitter |  | Heat Exchanger, Heating Glycol System, Lower Level 2 Blower Room, Headworks
121140 | THC-ACC-PSH-6101 | Switch, Pressure, High, S/A Duct, Truck Loading Bay, 2nd Floor Mech Room #2, Headworks | THC-ACC-AHU-6100 | Switch,Pressure-High | HVAC |  | PSH | http://www.toronto.ca/TWONTO#pressure_switch |  | Air Handling Unit, Truck Loading Bay, Mech Room #2, Headworks
121141 | THC-ACC-PSH-6201 | Switch, Pressure, High, S/A Duct, Blower Room, 2nd Floor Mech Room #2, Headworks | THC-ACC-AHU-6200 | Switch,Pressure-High | HVAC |  | PSH | http://www.toronto.ca/TWONTO#pressure_switch |  | Air Handling Unit, Blower Room, 2nd Floor Mech Room #2, Headworks
121142 | THC-ACC-PSH-6501 | Switch, Pressure, High, S/A, Pipe Gallery, 2nd Floor Mech Room #1, Headworks | THC-ACC-AHU-6500 | Switch,Pressure-High | HVAC |  | PSH | http://www.toronto.ca/TWONTO#pressure_switch |  | Air Handling Unit, Pipe Gallery, 2nd Floor Mech Room #1, Headworks
121146 | THC-ACC-PSL-6401 | Switch, Pressure, Low, Inlet, Supply Fan FN-6401, 2nd Floor Mech Room #1, Headworks | THC-ACC-AHU-6400 | Switch,Pressure-Low | HVAC |  | PSL | http://www.toronto.ca/TWONTO#pressure_switch |  | Air Handling Unit, Screen Room/Conveyor Areas, 2nd Floor Mech Room #1, Headworks
121147 | THC-ACC-PSL-6441 | Switch, Pressure, Low, Inlet, Exhaust Fan FN-6440, 2nd Floor Mech Room #1, Headworks | THC-ACC-AHU-6400 | Switch,Pressure-Low | HVAC |  | PSL | http://www.toronto.ca/TWONTO#pressure_switch |  | Air Handling Unit, Screen Room/Conveyor Areas, 2nd Floor Mech Room #1, Headworks
121163 | THC-ACC-STR-3012 | Strainer,Suction,Plant Hot Water Supply Recirc. Pump 3013,Boiler Building | THC-ACC-P-3013 | Strainer,Self Cleaning Motorized | HVAC |  | STR | http://www.toronto.ca/TWONTO#strainer |  | Pump,Centrifugal,Plant Hot Water Supply,Recirc.,Boiler Building
121164 | THC-ACC-STR-3032 | Strainer,Suction,Plant Hot Water Supply Recirc. Pump 3033,Boiler Building | THC-ACC-P-3033 | Strainer,Self Cleaning Motorized | HVAC |  | STR | http://www.toronto.ca/TWONTO#strainer |  | Pump,Centrifugal,Plant Hot Water Supply Recirc.,Boiler Building
121165 | THC-ACC-STR-3042 | Strainer,Suction,Plant Hot Water Supply Recirc. Pump 3043,Boiler Building | THC-ACC-P-3043 | Strainer,Self Cleaning Motorized | HVAC |  | STR | http://www.toronto.ca/TWONTO#strainer |  | Pump,Centrifugal,Plant Hot Water Supply Recirc.,Boiler Building
121173 | THC-ACC-STR-6010 | Strainer, Hot Water Supply, Lower Level 2 Blower Room, Headworks | THC-ACC-HE-6001 | Filter | HVAC |  | STR | http://www.toronto.ca/TWONTO#strainer |  | Heat Exchanger, Heating Glycol System, Lower Level 2 Blower Room, Headworks
121174 | THC-ACC-STR-6020 | Strainer, Hot Water Supply, Lower Level 2 Blower Room, Headworks | THC-ACC-P-6001 | Filter | HVAC |  | STR | http://www.toronto.ca/TWONTO#strainer |  | Pump, Hot Water System, Lower Level 2 operating gallery
121175 | THC-ACC-STR-6040 | Strainer, P-6002, Lower Level 2 Blower Room, Headworks | THC-ACC-P-6002 | Filter | HVAC |  | STR | http://www.toronto.ca/TWONTO#strainer |  | Pump, Hot Water System, Lower Level 2 Blower Room, Headworks
121176 | THC-ACC-STR-6080 | Strainer, P-6004, Lower Level 2 Blower Room, Headworks | THC-ACC-P-6004 | Filter | HVAC |  | STR | http://www.toronto.ca/TWONTO#strainer |  | Pump, Heating Glycol System, Lower Level 2 Blower Room, Headworks
121177 | THC-ACC-STR-6110 | Strainer, AHU-6100, Mech Room #2, Headworks | THC-ACC-AHU-6100 | Filter | HVAC |  | STR | http://www.toronto.ca/TWONTO#strainer |  | Air Handling Unit, Truck Loading Bay, Mech Room #2, Headworks
121178 | THC-ACC-STR-6510 | Strainer, AHU-6500, 2nd Floor Mech Room #1, Headworks | THC-ACC-AHU-6500 | Filter | HVAC |  | STR | http://www.toronto.ca/TWONTO#strainer |  | Air Handling Unit, Pipe Gallery, 2nd Floor Mech Room #1, Headworks
121196 | THC-ACC-T-0901 | Domestic Hot Water Tank, Dechlorination Building | THC-PWA-HWT |  | HVAC |  | T | http://www.toronto.ca/TWONTO#tanked_hot_water_heater |  | Domestic Hot Water Tanks
121203 | THC-ACC-T-6001 | Tank, Glycol Makeup Package, 2nd Floor Mech Room #2, Headworks | THC-ACC-HE-6001 | Tank | HVAC |  | T | http://www.toronto.ca/TWONTO#chemical_storage_tank |  | Heat Exchanger, Heating Glycol System, Lower Level 2 Blower Room, Headworks
121204 | THC-ACC-T-6002 | Tank, Expansion, Heating Water, Glycol System, Lower Level 2 Blower Room, Headworks | THC-ACC-HE-6001 | Tank | HVAC |  | T | expansion_tank |  | Heat Exchanger, Heating Glycol System, Lower Level 2 Blower Room, Headworks
121205 | THC-ACC-T-6003 | Tank, Expansion, Heating Water, Glycol System, Lower Level 2 Blower Room, Headworks | THC-ACC-HE-6001 | Tank | HVAC |  | T | expansion_tank |  | Heat Exchanger, Heating Glycol System, Lower Level 2 Blower Room, Headworks
121206 | THC-ACC-T-6007 | Heater, Instantaneous, Domestic Water, Screen Room Emergency Eyewash, Ground Floor Shaft, Headworks | THC-PLT-BLDG-0001 | Tank,Domestic Hot Water | HVAC |  | T | http://www.toronto.ca/TWONTO#tanked_hot_water_heater |  | New Head House, preliminary process
121210 | THC-ACC-TC-0104 | Controller,Temperature,Heater 0104,Phase 4 Access Building No.3 | THC-ACC-HTR-0104 | Air Handling Unit | HVAC |  | TC | http://www.toronto.ca/TWONTO#thermostat_or_zone_controller_unit |  | Heater,Electric,Elec RM Access Building No.3,Phase 4, bldg.O
121211 | THC-ACC-TC-0105 | Controller,Temperature,Heater 0105,Vestibule,Phase 4 Access Building No.3 | THC-ACC-HTR-0105 | Air Handling Unit | HVAC |  | TC | http://www.toronto.ca/TWONTO#thermostat_or_zone_controller_unit |  | Heater,Electric,Vestibule,Phase 4 Access Building No.3, bldg.O
121212 | THC-ACC-TC-0106 | Controller,Temperature,Heater 0106,Phase 4 Access Building No.3 | THC-ACC-HTR-0106 | Air Handling Unit | HVAC |  | TC | http://www.toronto.ca/TWONTO#thermostat_or_zone_controller_unit |  | Duct Heater,Pressurization System,Access Building No.3,Phase 4, bldg.O
121213 | THC-ACC-TC-0116 | Controller,Temperature,Heater 0116,Phase 1 Access Building No.1 | THC-ACC-HTR-0116 | Air Handling Unit | HVAC |  | TC | http://www.toronto.ca/TWONTO#thermostat_or_zone_controller_unit |  | Heater,Electric,Vestibule Access Building No.1,Phase 1, bldg.H
121214 | THC-ACC-TC-0117 | Controller,Temperature,Heater 0117,Phase 1 Access Building No.1 | THC-ACC-HTR-0117 | Air Handling Unit | HVAC |  | TC | http://www.toronto.ca/TWONTO#thermostat_or_zone_controller_unit |  | Heater,Electric,Elec RM Access Building No.1,Phase 1
121215 | THC-ACC-TC-0126 | Controller,Temperature,Heater 0126,Scrubber Room,Phase 4 Aeration Building | THC-ACC-HTR-0126 | Air Handling Unit | HVAC |  | TC | http://www.toronto.ca/TWONTO#thermostat_or_zone_controller_unit |  | Unit Heater,Scrubber Room,Phase 4, bldg.O
121216 | THC-ACC-TC-0127 | Controller,Temperature,Heater 0127,Ozonation Room,Phase 4 Aeration Building | THC-ACC-HTR-0127 | Air Handling Unit | HVAC |  | TC | http://www.toronto.ca/TWONTO#thermostat_or_zone_controller_unit |  | Unit Heater,Ozonator Room,Phase 4, bldg.O
121217 | THC-ACC-TC-0128 | Controller,Temperature,Heater 0128,Ozonation Room,Phase 4 Aeration Building | THC-ACC-HTR-0128 | Air Handling Unit | HVAC |  | TC | http://www.toronto.ca/TWONTO#thermostat_or_zone_controller_unit |  | Unit Heater,Ozonator Room,Phase 4, bldg.O
121218 | THC-ACC-TC-0566 | Controller,Temperature,Heater 0566,Electrical Room,Lower Plant Blower Building | THC-ACC-HTR-0566 | Air Handling Unit | HVAC |  | TC | http://www.toronto.ca/TWONTO#thermostat_or_zone_controller_unit |  | Heater,Electric,Electrical Room,Blower Building,Lower Plant, bldg.A
121280 | THC-ACC-TIT-6000 | Transmitter, Temperature, Domestic Hot Water, 2nd Floor Mech Room #1 | THC-ACC-T-6006 | Transmitter,Temperature | HVAC |  | TIT | http://www.toronto.ca/TWONTO#temperature_transmitter |  | Heater, Instantaneous, Domestic Water, Washroom, Ground Floor Washroom, Headworks
121281 | THC-ACC-TIT-6001 | Transmitter, Temperature, Return Pipe, Bridge Hot Water, Lower Level 2 Service Conn. Room, Headworks | THC-ACC-HE-6001 | Transmitter,Temperature | HVAC |  | TIT | http://www.toronto.ca/TWONTO#temperature_transmitter |  | Heat Exchanger, Heating Glycol System, Lower Level 2 Blower Room, Headworks
121282 | THC-ACC-TIT-6002 | Transmitter, Temperature, Supply Pipe, Bridge Hot Water, Lower Level 2 Service Conn. Room, Headworks | THC-ACC-HE-6002 | Transmitter,Temperature | HVAC |  | TIT | http://www.toronto.ca/TWONTO#temperature_transmitter |  | Heat Exchanger, Heating Glycol System, Lower Level 2 Blower Room, Headworks
121283 | THC-ACC-TIT-6003 | Transmitter, Temperature, Primary Loop, Hot Water Return, Lower Level 2 Blower Room, Headworks | THC-ACC-HE-6001 | Transmitter,Temperature | HVAC |  | TIT | http://www.toronto.ca/TWONTO#temperature_transmitter |  | Heat Exchanger, Heating Glycol System, Lower Level 2 Blower Room, Headworks
121284 | THC-ACC-TIT-6004 | Transmitter, Temperature, Primary Loop, Hot Water Supply, Lower Level 2 Blower Room, Headworks | THC-ACC-HE-6002 | Transmitter,Temperature | HVAC |  | TIT | http://www.toronto.ca/TWONTO#temperature_transmitter |  | Heat Exchanger, Heating Glycol System, Lower Level 2 Blower Room, Headworks
121285 | THC-ACC-TIT-6008 | Transmitter, Temperature, Prim Loop, HWR After HE-6002, Lower Level 2 Blower Room, Headworks | THC-ACC-HE-6002 | Transmitter,Temperature | HVAC |  | TIT | http://www.toronto.ca/TWONTO#temperature_transmitter |  | Heat Exchanger, Heating Glycol System, Lower Level 2 Blower Room, Headworks
121286 | THC-ACC-TIT-6009 | Transmitter, Temperature, Sec Loop, Glycol Supply Distr. Sys, Lower Level 2 Blower Room, Headworks | THC-ACC-HE-6001 | Transmitter,Temperature | HVAC |  | TIT | http://www.toronto.ca/TWONTO#temperature_transmitter |  | Heat Exchanger, Heating Glycol System, Lower Level 2 Blower Room, Headworks
121287 | THC-ACC-TIT-6010 | Transmitter, Temperature, Sec Loop, Glycol Supply Distr. Sys, Lower Level 2 Blower Room, Headworks | THC-ACC-HE-6001 | Transmitter,Temperature | HVAC |  | TIT | http://www.toronto.ca/TWONTO#temperature_transmitter |  | Heat Exchanger, Heating Glycol System, Lower Level 2 Blower Room, Headworks
121288 | THC-ACC-TIT-6102 | Transmitter, Temperature, Space, Truck Loading Bay #2, Headworks | THC-ACC-AHU-6100 | Transmitter,Temperature | HVAC |  | TIT | http://www.toronto.ca/TWONTO#temperature_transmitter |  | Air Handling Unit, Truck Loading Bay, Mech Room #2, Headworks
121289 | THC-ACC-TIT-6106 | Transmitter, Temperature, O/A from Solar Wall Air, 2nd Floor Mech Room #2, Headworks | THC-ACC-AHU-6100 | Transmitter,Temperature | HVAC |  | TIT | http://www.toronto.ca/TWONTO#temperature_transmitter |  | Air Handling Unit, Truck Loading Bay, Mech Room #2, Headworks
121290 | THC-ACC-TIT-6107 | Transmitter, Temperature, O/A from Solar Wall Air, 2nd Floor Mech Room #2, Headworks | THC-ACC-AHU-6100 | Transmitter,Temperature | HVAC |  | TIT | http://www.toronto.ca/TWONTO#temperature_transmitter |  | Air Handling Unit, Truck Loading Bay, Mech Room #2, Headworks
121291 | THC-ACC-TIT-6108 | Transmitter, Temperature, Supply Air, Truck loading bay, 2nd Floor Mech Room #2, Headworks | THC-ACC-AHU-6100 | Transmitter,Temperature | HVAC |  | TIT | http://www.toronto.ca/TWONTO#temperature_transmitter |  | Air Handling Unit, Truck Loading Bay, Mech Room #2, Headworks
121292 | THC-ACC-TIT-6202 | Transmitter, Temperature, S/A Duct, Blower Room, 2nd Floor Mech Room #2, Headworks | THC-ACC-AHU-6200 | Transmitter,Temperature | HVAC |  | TIT | http://www.toronto.ca/TWONTO#temperature_transmitter |  | Air Handling Unit, Blower Room, 2nd Floor Mech Room #2, Headworks
121293 | THC-ACC-TIT-6203 | Transmitter, Temperature, Space, Blower Room, Headworks | THC-ACC-AHU-6200 | Transmitter,Temperature | HVAC |  | TIT | http://www.toronto.ca/TWONTO#temperature_transmitter |  | Air Handling Unit, Blower Room, 2nd Floor Mech Room #2, Headworks
121294 | THC-ACC-TIT-6291 | Transmitter, Temperature, Space, 2nd Floor, Mech Room #2, Headworks | THC-ACC-FN-6290 | Transmitter,Temperature | HVAC |  | TIT | http://www.toronto.ca/TWONTO#temperature_transmitter |  | Fan, Exhaust, Mechanical Room #2, Roof, Headworks
121295 | THC-ACC-TIT-6301 | Transmitter, Temperature, O/A, Solar Wall, AHU-6300, 2nd Floor Mech Room #1, Headworks | THC-ACC-AHU-6300 | Transmitter,Temperature | HVAC |  | TIT | http://www.toronto.ca/TWONTO#temperature_transmitter |  | Air Handling Unit, Screen Room/Conveyor Areas, 2nd Floor Mech Room #1, Headworks
121296 | THC-ACC-TIT-6304 | Transmitter, Temperature, O/A, Solar Wall, AHU-6400, 2nd Floor Mech Room #1, Headworks | THC-ACC-AHU-6300 | Transmitter,Temperature | HVAC |  | TIT | http://www.toronto.ca/TWONTO#temperature_transmitter |  | Air Handling Unit, Screen Room/Conveyor Areas, 2nd Floor Mech Room #1, Headworks
121297 | THC-ACC-TIT-6311 | Transmitter, Temperature, Space, Screen Room/Conveyor Areas, Headworks | THC-ACC-AHU-6300 | Transmitter,Temperature | HVAC |  | TIT | http://www.toronto.ca/TWONTO#temperature_transmitter |  | Air Handling Unit, Screen Room/Conveyor Areas, 2nd Floor Mech Room #1, Headworks
121298 | THC-ACC-TIT-6312 | Transmitter, Temperature, Space, Screen Room/Conveyor Areas, Headworks | THC-ACC-AHU-6300 | Transmitter,Temperature | HVAC |  | TIT | http://www.toronto.ca/TWONTO#temperature_transmitter |  | Air Handling Unit, Screen Room/Conveyor Areas, 2nd Floor Mech Room #1, Headworks
121299 | THC-ACC-TIT-6313 | Transmitter, Temperature, Space, Screen Room/Conveyor Areas, Headworks | THC-ACC-AHU-6300 | Transmitter,Temperature | HVAC |  | TIT | http://www.toronto.ca/TWONTO#temperature_transmitter |  | Air Handling Unit, Screen Room/Conveyor Areas, 2nd Floor Mech Room #1, Headworks
121300 | THC-ACC-TIT-6401 | Transmitter, Temperature, Mixed O/A & O/A From Solar Wall, 2nd Floor Mech Room #1, Headworks | THC-ACC-AHU-6400 | Transmitter,Temperature | HVAC |  | TIT | http://www.toronto.ca/TWONTO#temperature_transmitter |  | Air Handling Unit, Screen Room/Conveyor Areas, 2nd Floor Mech Room #1, Headworks
121301 | THC-ACC-TIT-6502 | Transmitter, Temperature, Supply Air, Pipe Gallery, 2nd Floor Mech Room #1, Headworks | THC-ACC-AHU-6500 | Transmitter,Temperature | HVAC |  | TIT | http://www.toronto.ca/TWONTO#temperature_transmitter |  | Air Handling Unit, Pipe Gallery, 2nd Floor Mech Room #1, Headworks
121302 | THC-ACC-TIT-6503 | Transmitter, Temperature, Space, Pipe Gallery, Lower level 2, Headworks | THC-ACC-AHU-6500 | Transmitter,Temperature | HVAC |  | TIT | http://www.toronto.ca/TWONTO#temperature_transmitter |  | Air Handling Unit, Pipe Gallery, 2nd Floor Mech Room #1, Headworks
121303 | THC-ACC-TIT-6504 | Transmitter, Temperature, Space, Pipe Gallery, Lower level 2, Headworks | THC-ACC-AHU-6500 | Transmitter,Temperature | HVAC |  | TIT | http://www.toronto.ca/TWONTO#temperature_transmitter |  | Air Handling Unit, Pipe Gallery, 2nd Floor Mech Room #1, Headworks
121304 | THC-ACC-TIT-6591 | Transmitter, Temperature, Space, 2nd Floor, Mech Room #1, Headworks | THC-ACC-FN-6590 | Transmitter,Temperature | HVAC |  | TIT | http://www.toronto.ca/TWONTO#temperature_transmitter |  | Fan, Exhaust, Mechanical Room #1, Roof, Headworks
121305 | THC-ACC-TIT-6592 | Transmitter, Temperature, Space, 2nd Floor, Mech Room #1, Headworks | THC-ACC-FN-6590 | Transmitter,Temperature | HVAC |  | TIT | http://www.toronto.ca/TWONTO#temperature_transmitter |  | Fan, Exhaust, Mechanical Room #1, Roof, Headworks
121323 | THC-ACC-TSH-6101 | Switch, Temperature, High, Truck Loading Bay, 2nd Floor Mech Room #2, Headworks | THC-ACC-AHU-6100 | Switch,Temperature-High | HVAC |  | TSH | http://www.toronto.ca/TWONTO#temperature_switch |  | Air Handling Unit, Truck Loading Bay, Mech Room #2, Headworks
121324 | THC-ACC-TSH-6203 | Switch, Temperature, High, S/A Duct, Blower Room, 2nd Floor Mech Room #2, Headworks | THC-ACC-AHU-6200 | Switch,Temperature-High | HVAC |  | TSH | http://www.toronto.ca/TWONTO#temperature_switch |  | Air Handling Unit, Blower Room, 2nd Floor Mech Room #2, Headworks
121325 | THC-ACC-TSH-6302 | Switch, Temperature, High, S/A Duct, Scrn Room/Conv. Areas, 2nd Fl. Mech Room #1, Headworks | THC-ACC-AHU-6300 | Switch,Temperature-High | HVAC |  | TSH | http://www.toronto.ca/TWONTO#temperature_switch |  | Air Handling Unit, Screen Room/Conveyor Areas, 2nd Floor Mech Room #1, Headworks
121326 | THC-ACC-TSH-6341 | Switch, Temperature, High, Inlet, Exhaust Fan FN-6340, East Roof, Headworks | THC-ACC-AHU-6300 | Switch,Temperature-High | HVAC |  | TSH | http://www.toronto.ca/TWONTO#temperature_switch |  | Air Handling Unit, Screen Room/Conveyor Areas, 2nd Floor Mech Room #1, Headworks
121327 | THC-ACC-TSH-6441 | Switch, Temperature, High, Inlet, Exhaust Fan FN-6440, East Roof, Headworks | THC-ACC-AHU-6400 | Switch,Temperature-High | HVAC |  | TSH | http://www.toronto.ca/TWONTO#temperature_switch |  | Air Handling Unit, Screen Room/Conveyor Areas, 2nd Floor Mech Room #1, Headworks
121330 | THC-ACC-TSL-0013 | Switch, Temperature, Ice in Slab, Snow Melting System, Zone #3, Admin Building, North/East Area | THC-ACC-CT-0123 |  | HVAC |  | TSL | http://www.toronto.ca/TWONTO#temperature_switch |  | Controller, MAN-0013, Admin Building, Snow Melting, Zone #3 PHASE 2
121331 | THC-ACC-TSL-0015 | Switch, Temperature, Ice in Slab, Snow Melting System, Zone #5, Admin Building, Courtyard Area | THC-ACC-CT-0125 |  | HVAC |  | TSL | http://www.toronto.ca/TWONTO#temperature_switch |  | Controller, MAN-0015, Admin Building, Snow Melting, Zone #5
121336 | THC-ACC-TSL-6301 | Switch, Temperature, Low, S/A Duct, Scrn Room/Conv. Areas, 2nd Fl. Mech Room #1, Headworks | THC-ACC-AHU-6300 | Switch,Temperature-Low | HVAC |  | TSL | http://www.toronto.ca/TWONTO#temperature_switch |  | Air Handling Unit, Screen Room/Conveyor Areas, 2nd Floor Mech Room #1, Headworks
121337 | THC-ACC-TSL-6501 | Switch, Temperature, Low, S/A, Pipe Gallery, 2nd Floor Mech Room #1, Headworks | THC-ACC-AHU-6500 | Switch,Temperature-Low | HVAC |  | TSL | http://www.toronto.ca/TWONTO#temperature_switch |  | Air Handling Unit, Pipe Gallery, 2nd Floor Mech Room #1, Headworks
121353 | THC-ACC-TT-0085 | Transmitter, Temperature, Room 124, Admin bldg. Building K | THC-ACC-BLDG K | H.V.A.C.,Air Conditioner | HVAC |  | TT | http://www.toronto.ca/TWONTO#temperature_transmitter |  | Administration Building, HVAC
121354 | THC-ACC-TT-0089 | Transmitter, Temperature, South hallway, Admin bldg. Building K | THC-ACC-BLDG K | H.V.A.C.,Air Conditioner | HVAC |  | TT | http://www.toronto.ca/TWONTO#temperature_transmitter |  | Administration Building, HVAC
121687 | THC-ACC-V-5206 | Valve, Motorized, Glycol System, Vestibul 106, Building X | THC-ACC-AC-5201 | Air Handling Unit | HVAC |  | V | http://www.toronto.ca/TWONTO#valve |  | Air Conditioning, Split, IT room
121688 | THC-ACC-V-5208 | Valve, Motorized, Glycol System, Office room, Building X | THC-ACC-AC-5201 | Air Handling Unit | HVAC |  | V | http://www.toronto.ca/TWONTO#valve |  | Air Conditioning, Split, IT room
121711 | THC-ACC-V-6002 | Valve, Motorized, Hot Water Return, HE-6001, Lower Level 2 Blower Room, Headworks | THC-ACC-HE-6001 | Valve,Ball | HVAC |  | V | http://www.toronto.ca/TWONTO#valve |  | Heat Exchanger, Heating Glycol System, Lower Level 2 Blower Room, Headworks
121712 | THC-ACC-V-6004 | Valve, Motorized, Hot Water Return, HE-6002, Lower Level 2 Blower Room, Headworks | THC-ACC-HE-6002 | Valve,Ball | HVAC |  | V | http://www.toronto.ca/TWONTO#valve |  | Heat Exchanger, Heating Glycol System, Lower Level 2 Blower Room, Headworks
121713 | THC-ACC-V-6005 | Valve, Motorized, Heating Glycol Supply/Return By-pass, Lower Level 2 Blower Room, Headworks | THC-ACC-HE-6001 | Valve,Ball | HVAC |  | V | http://www.toronto.ca/TWONTO#valve |  | Heat Exchanger, Heating Glycol System, Lower Level 2 Blower Room, Headworks
121714 | THC-ACC-V-6010 | Valve, Butterfly, Manual, Hot Water Supply , Lower Level 2 Blower Room, Headworks | THC-ACC-HE-6001 | Valve,Butterfly | HVAC |  | V | http://www.toronto.ca/TWONTO#valve |  | Heat Exchanger, Heating Glycol System, Lower Level 2 Blower Room, Headworks
121715 | THC-ACC-V-6011 | Valve, Butterfly, Manual, Hot Water Return, Lower Level 2 Blower Room, Headworks | THC-ACC-HE-6001 | Valve,Butterfly | HVAC |  | V | http://www.toronto.ca/TWONTO#valve |  | Heat Exchanger, Heating Glycol System, Lower Level 2 Blower Room, Headworks
121716 | THC-ACC-V-6012 | Valve, Manual, Circuit Balancing, Hot Water Return, Lower Level 2 Blower Room, Headworks | THC-ACC-HE-6001 | Valve | HVAC |  | V | http://www.toronto.ca/TWONTO#valve |  | Heat Exchanger, Heating Glycol System, Lower Level 2 Blower Room, Headworks
121717 | THC-ACC-V-6013 | Valve, Manual, Circuit Balancing, Hot Water Return, Lower Level 2 Blower Room, Headworks | THC-ACC-HE-6001 | Valve | HVAC |  | V | http://www.toronto.ca/TWONTO#valve |  | Heat Exchanger, Heating Glycol System, Lower Level 2 Blower Room, Headworks
121718 | THC-ACC-V-6015 | Valve, Butterfly, Manual, Glycol Bypass Isolation, Lower Level 2 Blower Room, Headworks | THC-ACC-HE-6001 | Valve,Butterfly | HVAC |  | V | http://www.toronto.ca/TWONTO#valve |  | Heat Exchanger, Heating Glycol System, Lower Level 2 Blower Room, Headworks
121719 | THC-ACC-V-6017 | Valve, Butterfly, Manual, Glycol Bypass Isolation, Lower Level 2 Blower Room, Headworks | THC-ACC-HE-6001 | Valve,Butterfly | HVAC |  | V | http://www.toronto.ca/TWONTO#valve |  | Heat Exchanger, Heating Glycol System, Lower Level 2 Blower Room, Headworks
121720 | THC-ACC-V-6022 | Valve, Ball, Manual, Hot Water, P-6001, Lower Level 2 Blower Room, Headworks | THC-ACC-P-6001 | Valve,Ball | HVAC |  | V | http://www.toronto.ca/TWONTO#valve |  | Pump, Hot Water System, Lower Level 2 operating gallery
121721 | THC-ACC-V-6023 | Valve, Ball, Manual, Hot Water, P-6001, Lower Level 2 Blower Room, Headworks | THC-ACC-P-6001 | Valve,Ball | HVAC |  | V | http://www.toronto.ca/TWONTO#valve |  | Pump, Hot Water System, Lower Level 2 operating gallery
121722 | THC-ACC-V-6027 | Valve, Ball, Manual, Hot Water, HE-6001, Lower Level 2 Blower Room, Headworks | THC-ACC-HE-6001 | Valve,Ball | HVAC |  | V | http://www.toronto.ca/TWONTO#valve |  | Heat Exchanger, Heating Glycol System, Lower Level 2 Blower Room, Headworks
121723 | THC-ACC-V-6029 | Valve, Butterfly, Manual, Hot Water, HE-6001, Lower Level 2 Blower Room, Headworks | THC-ACC-HE-6001 | Valve | HVAC |  | V | http://www.toronto.ca/TWONTO#valve |  | Heat Exchanger, Heating Glycol System, Lower Level 2 Blower Room, Headworks
121724 | THC-ACC-V-6030 | Valve, Multi Function, Hot Water Supply, P-6001, Lower Level 2 Blower Room, Headworks | THC-ACC-P-6001 | Valve | HVAC |  | V | http://www.toronto.ca/TWONTO#valve |  | Pump, Hot Water System, Lower Level 2 operating gallery
121725 | THC-ACC-V-6033 | Valve, Ball, Manual, Glycol, HE-6001, Lower Level 2 Blower Room, Headworks | THC-ACC-HE-6001 | Valve,Ball | HVAC |  | V | http://www.toronto.ca/TWONTO#valve |  | Heat Exchanger, Heating Glycol System, Lower Level 2 Blower Room, Headworks
121726 | THC-ACC-V-6034 | Valve, Ball, Manual, Glycol, HE-6001, Lower Level 2 Blower Room, Headworks | THC-ACC-HE-6001 | Valve,Ball | HVAC |  | V | http://www.toronto.ca/TWONTO#valve |  | Heat Exchanger, Heating Glycol System, Lower Level 2 Blower Room, Headworks
121727 | THC-ACC-V-6035 | Valve, Butterfly, Manual, Glycol, HE-6001, Lower Level 2 Blower Room, Headworks | THC-ACC-HE-6001 | Valve | HVAC |  | V | http://www.toronto.ca/TWONTO#valve |  | Heat Exchanger, Heating Glycol System, Lower Level 2 Blower Room, Headworks
121728 | THC-ACC-V-6037 | Valve, Butterfly, Manual, Glycol, HE-6001, Lower Level 2 Blower Room, Headworks | THC-ACC-HE-6001 | Valve | HVAC |  | V | http://www.toronto.ca/TWONTO#valve |  | Heat Exchanger, Heating Glycol System, Lower Level 2 Blower Room, Headworks
121729 | THC-ACC-V-6044 | Valve, Ball, Manual, Hot Water, P-6002, Lower Level 2 Blower Room, Headworks | THC-ACC-P-6002 | Valve,Ball | HVAC |  | V | http://www.toronto.ca/TWONTO#valve |  | Pump, Hot Water System, Lower Level 2 Blower Room, Headworks
121730 | THC-ACC-V-6048 | Valve, Ball, Manual, Hot Water, HE-6002, Lower Level 2 Blower Room, Headworks | THC-ACC-HE-6002 | Valve,Ball | HVAC |  | V | http://www.toronto.ca/TWONTO#valve |  | Heat Exchanger, Heating Glycol System, Lower Level 2 Blower Room, Headworks
121731 | THC-ACC-V-6050 | Valve, Multi Function, Hot Water Supply, P-6003, Lower Level 2 Blower Room, Headworks | THC-ACC-P-6003 | Valve | HVAC |  | V | http://www.toronto.ca/TWONTO#valve |  | Pump, Heating Glycol System, Lower Level 2 Blower Room, Headworks
121732 | THC-ACC-V-6051 | Valve, Butterfly, Manual, Hot Water, HE-6002, Lower Level 2 Blower Room, Headworks | THC-ACC-HE-6002 | Valve | HVAC |  | V | http://www.toronto.ca/TWONTO#valve |  | Heat Exchanger, Heating Glycol System, Lower Level 2 Blower Room, Headworks
121733 | THC-ACC-V-6054 | Valve, Ball, Manual, Glycol, HE-6002, Lower Level 2 Blower Room, Headworks | THC-ACC-HE-6002 | Valve,Ball | HVAC |  | V | http://www.toronto.ca/TWONTO#valve |  | Heat Exchanger, Heating Glycol System, Lower Level 2 Blower Room, Headworks
121734 | THC-ACC-V-6055 | Valve, Butterfly, Manual, Glycol, HE-6002, Lower Level 2 Blower Room, Headworks | THC-ACC-HE-6002 | Valve | HVAC |  | V | http://www.toronto.ca/TWONTO#valve |  | Heat Exchanger, Heating Glycol System, Lower Level 2 Blower Room, Headworks
121735 | THC-ACC-V-6062 | Valve, Ball, Manual, Glycol, P-6003, Lower Level 2 Blower Room, Headworks | THC-ACC-P-6003 | Valve,Ball | HVAC |  | V | http://www.toronto.ca/TWONTO#valve |  | Pump, Heating Glycol System, Lower Level 2 Blower Room, Headworks
121736 | THC-ACC-V-6082 | Valve, Ball, Manual, Glycol, P-6004, Lower Level 2 Blower Room, Headworks | THC-ACC-P-6004 | Valve,Ball | HVAC |  | V | http://www.toronto.ca/TWONTO#valve |  | Pump, Heating Glycol System, Lower Level 2 Blower Room, Headworks
121737 | THC-ACC-V-6083 | Valve, Ball, Manual, Glycol, P-6004, Lower Level 2 Blower Room, Headworks | THC-ACC-P-6004 | Valve,Ball | HVAC |  | V | http://www.toronto.ca/TWONTO#valve |  | Pump, Heating Glycol System, Lower Level 2 Blower Room, Headworks
121738 | THC-ACC-V-6084 | Valve, Ball, Manual, Glycol, P-6004, Lower Level 2 Blower Room, Headworks | THC-ACC-P-6004 | Valve,Ball | HVAC |  | V | http://www.toronto.ca/TWONTO#valve |  | Pump, Heating Glycol System, Lower Level 2 Blower Room, Headworks
121739 | THC-ACC-V-6086 | Valve, Butterfly, Manual, Glycol Supply, Lower Level 2 Blower Room, Headworks | THC-ACC-HE-6001 | Valve,Butterfly | HVAC |  | V | http://www.toronto.ca/TWONTO#valve |  | Heat Exchanger, Heating Glycol System, Lower Level 2 Blower Room, Headworks
121740 | THC-ACC-V-6087 | Valve, Butterfly, Manual, Glycol Supply, Lower Level 2 Blower Room, Headworks | THC-ACC-HE-6001 | Valve,Butterfly | HVAC |  | V | http://www.toronto.ca/TWONTO#valve |  | Heat Exchanger, Heating Glycol System, Lower Level 2 Blower Room, Headworks
121741 | THC-ACC-V-6088 | Valve, Butterfly, Manual, Glycol Supply, Lower Level 2 Blower Room, Headworks | THC-ACC-HE-6001 | Valve,Butterfly | HVAC |  | V | http://www.toronto.ca/TWONTO#valve |  | Heat Exchanger, Heating Glycol System, Lower Level 2 Blower Room, Headworks
121742 | THC-ACC-V-6092 | Valve, Circuit Balancing, Glycol Return, Lower Level 2 Blower Room, Headworks | THC-ACC-HE-6001 | Valve | HVAC |  | V | http://www.toronto.ca/TWONTO#valve |  | Heat Exchanger, Heating Glycol System, Lower Level 2 Blower Room, Headworks
121743 | THC-ACC-V-6099 | Valve, Pressure Relief, Manual, Glycol, HE-6002, Lower Level 2 Blower Room, Headworks | THC-ACC-HE-6002 | Valve,Pressure Relief | HVAC |  | V | http://www.toronto.ca/TWONTO#valve |  | Heat Exchanger, Heating Glycol System, Lower Level 2 Blower Room, Headworks
121744 | THC-ACC-V-6101 | Valve, Motorized, Glycol Heating Return Line, Second floor mechanical room #2 | THC-ACC-AHU-6100 | Valve,Ball | HVAC |  | V | http://www.toronto.ca/TWONTO#valve |  | Air Handling Unit, Truck Loading Bay, Mech Room #2, Headworks
121745 | THC-ACC-V-6111 | Valve, Ball, Manual, AHU-6100, Mech Room #2, Headworks | THC-ACC-AHU-6100 | Valve,Ball | HVAC |  | V | http://www.toronto.ca/TWONTO#valve |  | Air Handling Unit, Truck Loading Bay, Mech Room #2, Headworks
121746 | THC-ACC-V-6113 | Valve, Circuit Balancing, AHU-6100, 2nd Floor Mech Room #2, Headworks | THC-ACC-AHU-6100 | Valve,Ball | HVAC |  | V | http://www.toronto.ca/TWONTO#valve |  | Air Handling Unit, Truck Loading Bay, Mech Room #2, Headworks
121747 | THC-ACC-V-6114 | Valve, 2-Way Motorized, AHU-6100, 2nd Floor Mech Room #2, Headworks | THC-ACC-AHU-6100 | Valve,Ball | HVAC |  | V | http://www.toronto.ca/TWONTO#valve |  | Air Handling Unit, Truck Loading Bay, Mech Room #2, Headworks
121748 | THC-ACC-V-6201 | Valve, Motorized, Glycol Heating Return Line, Second floor mechanical room #2 | THC-ACC-AHU-6200 | Valve,Ball | HVAC |  | V | http://www.toronto.ca/TWONTO#valve |  | Air Handling Unit, Blower Room, 2nd Floor Mech Room #2, Headworks
121749 | THC-ACC-V-6211 | Valve, Ball, Manual, AHU-6200, 2nd Floor Mech Room #2, Headworks | THC-ACC-AHU-6200 | Valve,Ball | HVAC |  | V | http://www.toronto.ca/TWONTO#valve |  | Air Handling Unit, Blower Room, 2nd Floor Mech Room #2, Headworks
121750 | THC-ACC-V-6215 | Valve, Ball, AHU-6200, 2nd Floor Mech Room #2, Headworks | THC-ACC-AHU-6200 | Valve,Ball | HVAC |  | V | http://www.toronto.ca/TWONTO#valve |  | Air Handling Unit, Blower Room, 2nd Floor Mech Room #2, Headworks
121751 | THC-ACC-V-6216 | Valve, Circuit Balancing, AHU-6200, 2nd Floor Mech Room #2, Headworks | THC-ACC-AHU-6200 | Valve,Ball | HVAC |  | V | http://www.toronto.ca/TWONTO#valve |  | Air Handling Unit, Blower Room, 2nd Floor Mech Room #2, Headworks
121752 | THC-ACC-V-6217 | Valve, Ball, AHU-6200, 2nd Floor Mech Room #2, Headworks | THC-ACC-AHU-6200 | Valve,Ball | HVAC |  | V | http://www.toronto.ca/TWONTO#valve |  | Air Handling Unit, Blower Room, 2nd Floor Mech Room #2, Headworks
121753 | THC-ACC-V-6301 | Valve, Motorized, Glycol Heating Return Line, 2nd Floor Mech Room #1 | THC-ACC-AHU-6300 | Valve | HVAC |  | V | http://www.toronto.ca/TWONTO#valve |  | Air Handling Unit, Screen Room/Conveyor Areas, 2nd Floor Mech Room #1, Headworks
121754 | THC-ACC-V-6311 | Valve, Ball, Manual, AHU-6300, 2nd Floor Mech Room #1, Headworks | THC-ACC-AHU-6300 | Valve,Ball | HVAC |  | V | http://www.toronto.ca/TWONTO#valve |  | Air Handling Unit, Screen Room/Conveyor Areas, 2nd Floor Mech Room #1, Headworks
121755 | THC-ACC-V-6312 | Valve, Ball, Manual, AHU-6300, 2nd Floor Mech Room #1, Headworks | THC-ACC-AHU-6300 | Valve,Ball | HVAC |  | V | http://www.toronto.ca/TWONTO#valve |  | Air Handling Unit, Screen Room/Conveyor Areas, 2nd Floor Mech Room #1, Headworks
121756 | THC-ACC-V-6313 | Valve, Circuit Balancing, AHU-6300, 2nd Floor Mech Room #1, Headworks | THC-ACC-AHU-6300 | Valve,Ball | HVAC |  | V | http://www.toronto.ca/TWONTO#valve |  | Air Handling Unit, Screen Room/Conveyor Areas, 2nd Floor Mech Room #1, Headworks
121757 | THC-ACC-V-6314 | Valve, 3-Way Motorized, AHU-6300, 2nd Floor Mech Room #1, Headworks | THC-ACC-AHU-6300 | Valve | HVAC |  | V | http://www.toronto.ca/TWONTO#valve |  | Air Handling Unit, Screen Room/Conveyor Areas, 2nd Floor Mech Room #1, Headworks
121758 | THC-ACC-V-6318 | Valve, Circuit Balancing, AHU-6300, 2nd Floor Mech Room #1, Headworks | THC-ACC-AHU-6300 | Valve | HVAC |  | V | http://www.toronto.ca/TWONTO#valve |  | Air Handling Unit, Screen Room/Conveyor Areas, 2nd Floor Mech Room #1, Headworks
121759 | THC-ACC-V-6331 | Valve, Ball, Manual, AHU-6300, 2nd Floor Mech Room #1, Headworks | THC-ACC-AHU-6300 | Valve,Ball | HVAC |  | V | http://www.toronto.ca/TWONTO#valve |  | Air Handling Unit, Screen Room/Conveyor Areas, 2nd Floor Mech Room #1, Headworks
121760 | THC-ACC-V-6332 | Valve, Ball, Manual, AHU-6300, 2nd Floor Mech Room #1, Headworks | THC-ACC-AHU-6300 | Valve,Ball | HVAC |  | V | http://www.toronto.ca/TWONTO#valve |  | Air Handling Unit, Screen Room/Conveyor Areas, 2nd Floor Mech Room #1, Headworks
121761 | THC-ACC-V-6333 | Valve, Circuit Balancing, AHU-6300, 2nd Floor Mech Room #1, Headworks | THC-ACC-AHU-6300 | Valve | HVAC |  | V | http://www.toronto.ca/TWONTO#valve |  | Air Handling Unit, Screen Room/Conveyor Areas, 2nd Floor Mech Room #1, Headworks
121762 | THC-ACC-V-6337 | Valve, Ball, Manual, AHU-6300, 2nd Floor Mech Room #1, Headworks | THC-ACC-AHU-6300 | Valve,Ball | HVAC |  | V | http://www.toronto.ca/TWONTO#valve |  | Air Handling Unit, Screen Room/Conveyor Areas, 2nd Floor Mech Room #1, Headworks
121763 | THC-ACC-V-6401 | Valve, Motorized, Glycol Heating Return Line, 2nd Floor Mech Room #1 | THC-ACC-AHU-6400 | Valve,Ball | HVAC |  | V | http://www.toronto.ca/TWONTO#valve |  | Air Handling Unit, Screen Room/Conveyor Areas, 2nd Floor Mech Room #1, Headworks
121764 | THC-ACC-V-6411 | Valve, Ball, Manual AHU-6400, 2nd Floor Mech Room #1, Headworks | THC-ACC-AHU-6400 | Valve,Ball | HVAC |  | V | http://www.toronto.ca/TWONTO#valve |  | Air Handling Unit, Screen Room/Conveyor Areas, 2nd Floor Mech Room #1, Headworks
121765 | THC-ACC-V-6413 | Valve, Circuit Balancing, AHU-6400, 2nd Floor Mech Room #1, Headworks | THC-ACC-AHU-6400 | Valve,Ball | HVAC |  | V | http://www.toronto.ca/TWONTO#valve |  | Air Handling Unit, Screen Room/Conveyor Areas, 2nd Floor Mech Room #1, Headworks
121766 | THC-ACC-V-6417 | Valve, Ball, Manual, AHU-6400, 2nd Floor Mech Room #1, Headworks | THC-ACC-AHU-6400 | Valve,Ball | HVAC |  | V | http://www.toronto.ca/TWONTO#valve |  | Air Handling Unit, Screen Room/Conveyor Areas, 2nd Floor Mech Room #1, Headworks
121767 | THC-ACC-V-6431 | Valve, Ball, Manual, AHU-6400, 2nd Floor Mech Room #1, Headworks | THC-ACC-AHU-6400 | Valve,Ball | HVAC |  | V | http://www.toronto.ca/TWONTO#valve |  | Air Handling Unit, Screen Room/Conveyor Areas, 2nd Floor Mech Room #1, Headworks
121768 | THC-ACC-V-6432 | Valve, Ball, Manual, AHU-6400, 2nd Floor Mech Room #1, Headworks | THC-ACC-AHU-6400 | Valve,Ball | HVAC |  | V | http://www.toronto.ca/TWONTO#valve |  | Air Handling Unit, Screen Room/Conveyor Areas, 2nd Floor Mech Room #1, Headworks
121769 | THC-ACC-V-6436 | Valve, Circuit Balancing, AHU-6400, 2nd Floor Mech Room #1, Headworks | THC-ACC-AHU-6400 | Valve | HVAC |  | V | http://www.toronto.ca/TWONTO#valve |  | Air Handling Unit, Screen Room/Conveyor Areas, 2nd Floor Mech Room #1, Headworks
121770 | THC-ACC-V-6501 | Valve, Motorized, Glycol Heating Return Line, 2nd Floor Mech Room #1 | THC-ACC-AHU-6500 | Valve,Ball | HVAC |  | V | http://www.toronto.ca/TWONTO#valve |  | Air Handling Unit, Pipe Gallery, 2nd Floor Mech Room #1, Headworks
121771 | THC-ACC-V-6511 | Valve, Ball, Manual, AHU-6500, 2nd Floor Mech Room #1, Headworks | THC-ACC-AHU-6500 | Valve,Ball | HVAC |  | V | http://www.toronto.ca/TWONTO#valve |  | Air Handling Unit, Pipe Gallery, 2nd Floor Mech Room #1, Headworks
121772 | THC-ACC-V-6512 | Valve, Ball, Manual, AHU-6500, 2nd Floor Mech Room #1, Headworks | THC-ACC-AHU-6500 | Valve,Ball | HVAC |  | V | http://www.toronto.ca/TWONTO#valve |  | Air Handling Unit, Pipe Gallery, 2nd Floor Mech Room #1, Headworks
121773 | THC-ACC-V-6514 | Valve, 2-Way Motorized, AHU-6500, 2nd Floor Mech Room #1, Headworks | THC-ACC-AHU-6500 | Valve | HVAC |  | V | http://www.toronto.ca/TWONTO#valve |  | Air Handling Unit, Pipe Gallery, 2nd Floor Mech Room #1, Headworks
121774 | THC-ACC-V-6516 | Valve, Circuit Balancing, AHU-6500, 2nd Floor Mech Room #1, Headworks | THC-ACC-AHU-6500 | Valve | HVAC |  | V | http://www.toronto.ca/TWONTO#valve |  | Air Handling Unit, Pipe Gallery, 2nd Floor Mech Room #1, Headworks
122118 | THC-AI-D-7010 | Dryer,Compressed Air,Incinerator Building,2nd Floor | THC-MCS-AI/SA | Drier,Refrigerant | HVAC |  | D | http://www.toronto.ca/TWONTO#air_dryer |  | Instrument/service Air Plant Wide
122340 | THC-DCL-AC-0001 | Air Conditioner, Dechlorination | THC-DCL | Piping | HVAC | 34139 | AC | http://www.toronto.ca/TWONTO#air_condition |  | Dechlorination Process
123317 | THC-DIG-HTR-4030 | Eliminated Role: H.V.A.C.,Heater,Heating,Roof,Digesters | THC-ACC-FN-0411 | H.V.A.C.,Heater | HVAC | 40451 | HTR | http://www.toronto.ca/TWONTO#heater |  | Fan,Supply,AHU-0411,Basement/Sub-Basement,AHU-0411,Building U
123318 | THC-DIG-HTR-4040 | Eliminated Role: H.V.A.C.,Heater,Heating,Roof,Digesters | THC-ACC-FN-0412 | H.V.A.C.,Heater | HVAC | 40450 | HTR | http://www.toronto.ca/TWONTO#heater |  | Fan,Supply,Compressor Room,AHU-0412,Roof,Building U
124702 | THC-ELS-HTR-5002 | Heater, Electric, Disinfection Bldg,Ex. Compressor Room | THC-ACC-BLDG G |  | HVAC |  | HTR | http://www.toronto.ca/TWONTO#heater |  | Air Treatment Building HVAC
125251 | THC-FEQ-DM-0011 | Fire Damper, Admin Building, Basement, North West | THC-FEQ-BLDG K |  | HVAC | 43302 | DM | http://www.toronto.ca/TWONTO#air_damper |  | Fire fighting protection equipment, Admin Building
125252 | THC-FEQ-DM-0014 | Fire Damper, Admin Building, Basement, North West | THC-FEQ-BLDG K |  | HVAC | 43299 | DM | http://www.toronto.ca/TWONTO#air_damper |  | Fire fighting protection equipment, Admin Building
125253 | THC-FEQ-DM-0018 | Fire Damper, Admin Building, Basement, Storage Room, East | THC-FEQ-BLDG K |  | HVAC | 43295 | DM | http://www.toronto.ca/TWONTO#air_damper |  | Fire fighting protection equipment, Admin Building
125254 | THC-FEQ-DM-0019 | Fire Damper, Admin Building, Basement, Storage Room, South East | THC-FEQ-BLDG K |  | HVAC | 43294 | DM | http://www.toronto.ca/TWONTO#air_damper |  | Fire fighting protection equipment, Admin Building
125255 | THC-FEQ-DM-0021 | Fire Damper, Admin Building, Basement, South Corridor Men's Locker Room | THC-FEQ-BLDG K |  | HVAC | 43292 | DM | http://www.toronto.ca/TWONTO#air_damper |  | Fire fighting protection equipment, Admin Building
125256 | THC-FEQ-DM-0022 | Fire Damper, Admin Building, Basement, Men's Washroom, North West | THC-FEQ-BLDG K |  | HVAC | 43291 | DM | http://www.toronto.ca/TWONTO#air_damper |  | Fire fighting protection equipment, Admin Building
125257 | THC-FEQ-DM-0023 | Fire Damper, Admin Building, Basement, Men's Washroom, North East | THC-FEQ-BLDG K |  | HVAC | 43290 | DM | http://www.toronto.ca/TWONTO#air_damper |  | Fire fighting protection equipment, Admin Building
125258 | THC-FEQ-DM-0053 | Fire Damper, Admin Building, Ground Floor, Near Equipment Room | THC-FEQ-BLDG K |  | HVAC | 43284 | DM | http://www.toronto.ca/TWONTO#air_damper |  | Fire fighting protection equipment, Admin Building
125259 | THC-FEQ-DM-0054 | Fire Damper, Admin Building, Ground Floor, North East Vestibule | THC-FEQ-BLDG K |  | HVAC | 43283 | DM | http://www.toronto.ca/TWONTO#air_damper |  | Fire fighting protection equipment, Admin Building
125260 | THC-FEQ-DM-0056 | Fire/Smoke Damper, Admin Building, Ground Floor, Sequrity Equipment Area | THC-FEQ-BLDG K |  | HVAC | 43281 | DM | http://www.toronto.ca/TWONTO#air_damper |  | Fire fighting protection equipment, Admin Building
125730 | THC-GRK-IRG-0001 | Irigation System, Admin. Bldg, K | THC-ACC-BLDG K |  | HVAC |  | IRG | http://www.toronto.ca/TWONTO#collection_of_assets |  | Administration Building, HVAC
125731 | THC-GRK-IRG-0002 | Irigation System, New workshop. Bldg, X | THC-ACC-BLDG X |  | HVAC |  | IRG | http://www.toronto.ca/TWONTO#collection_of_assets |  | New Workshop WA2 Building HVAC
126587 | THC-OCS-FN-3020 | Fan,Foul Air,3030,Storage Tanks Area,Solid Treatment | THC-OCS-BLDG M | Fan,Centrifugal | HVAC |  | FN | http://www.toronto.ca/TWONTO#blower_or_fan_with_drive |  | Incineration Building Odour Control Systems
126589 | THC-OCS-FN-3030 | Fan, Foul Air,3040,Storage Tanks Area,Solid Treatment | THC-OCS-BLDG M | Fan,Centrifugal | HVAC |  | FN | http://www.toronto.ca/TWONTO#blower_or_fan_with_drive |  | Incineration Building Odour Control Systems
126590 | THC-OCS-FN-3030 | Fan, Foul Air,3040,Storage Tanks Area,Solid Treatment | THC-OCS-FN-3020/3030 | Fan,Centrifugal | HVAC |  | FN | http://www.toronto.ca/TWONTO#blower_or_fan_with_drive |  | Fan, Odour Control System FN-3020/3030
126591 | THC-OCS-FN-3040 | Fan,Foul Air,Centrifuge Area,Solid Treatment | THC-OCS-BLDG M | Fan,Centrifugal | HVAC |  | FN | http://www.toronto.ca/TWONTO#blower_or_fan_with_drive |  | Incineration Building Odour Control Systems
126592 | THC-OCS-FN-3050 | Fan,Foul Air,Centrifuge Area,Solid Treatment | THC-OCS-FN-3040/3050 | Fan,Centrifugal | HVAC |  | FN | http://www.toronto.ca/TWONTO#blower_or_fan_with_drive |  | Fan, Odour Control System FN-3040/3050
129570 | THR-ACC-AC-0004 | Air Conditioning, Cooling & Fan Unit, South Primary Station 3, MCC Room | THR-ACC-CU-4803 | H.V.A.C.,Air Conditioner | HVAC |  | AC | http://www.toronto.ca/TWONTO#air_condition |  | Condensing Unit, Air Conditioning, NE Roof, West Substation
129571 | THR-ACC-AC-0005 | Air Conditioning, Cooling & Fan Unit, Primary Station 1, MCC Room | THR-ACC-PRM | H.V.A.C.,Air Conditioner | HVAC |  | AC | http://www.toronto.ca/TWONTO#air_condition |  | Heating, Ventilation and Air Conditioning, Primaries
129572 | THR-ACC-AC-0120 | Air Conditioner, South Grit Electrical Room, Headhouse | THR-ACC-HH | H.V.A.C.,Air Conditioner | HVAC |  | AC | http://www.toronto.ca/TWONTO#air_condition |  | Heating, Ventilation and Air Conditioning, Head House
129573 | THR-ACC-AC-0220 | Air Conditioner, South Grit Electrical Room, Headhouse | THR-ACC-HH | H.V.A.C.,Air Conditioner | HVAC |  | AC | http://www.toronto.ca/TWONTO#air_condition |  | Heating, Ventilation and Air Conditioning, Head House
129574 | THR-ACC-AC-0310 | Air Conditioner (AC) Unit Mitsubishi | THR-ACC-RSPS |  | HVAC |  | AC | http://www.toronto.ca/TWONTO#air_condition |  | Air Conditioning, AHU, HVAC, Exhaust Fans,RSPS
129575 | THR-ACC-AC-0330 | Air Conditioner (AC) Unit Mitsubishi | THR-ACC-RSPS |  | HVAC |  | AC | http://www.toronto.ca/TWONTO#air_condition |  | Air Conditioning, AHU, HVAC, Exhaust Fans,RSPS
129576 | THR-ACC-AC-0610 | Air Cinditioning, Cooling & Fan Unit, MCC Room | THR-ACC-CU-0610 | H.V.A.C.,Air Conditioner | HVAC |  | AC | http://www.toronto.ca/TWONTO#air_condition |  | Air Conditioning, Condensing Unit, HPBB Roof
129577 | THR-ACC-AC-0610 | Air Cinditioning, Cooling & Fan Unit, MCC Room | THR-HVAC-HPBB | H.V.A.C.,Air Conditioner | HVAC |  | AC | http://www.toronto.ca/TWONTO#air_condition |  | Heating, Ventilation and Air Conditioning, High Pressure Blower Building
129578 | THR-ACC-AC-0750B | Air Conditioning, Cooling & Fan Unit, New Control Room Ceiling, Admin Bldg. | THR-ACC-CU-0750 | H.V.A.C.,Air Conditioner | HVAC |  | AC | http://www.toronto.ca/TWONTO#air_condition |  | Air Conditioning, Condensing Unit, New Control Room, Admin Bldg. Roof
129579 | THR-ACC-AC-0790 | Air Conditioner, Control Panel Bldg, North Wall,WGB | THR-ACC-DIG | H.V.A.C.,Air Conditioner | HVAC |  | AC | http://www.toronto.ca/TWONTO#air_condition |  | Air Conditioning, HVAC, Digesters
129580 | THR-ACC-AC-1010 | Air Conditioner, Bridge Kiosk Primary Tank10 | THR-ACC-PRM | H.V.A.C.,Air Conditioner | HVAC |  | AC | http://www.toronto.ca/TWONTO#air_condition |  | Heating, Ventilation and Air Conditioning, Primaries
129581 | THR-ACC-AC-2201 | Air Conditioner, HVAC, Admin Bldg (Temp),Trailer | THR-ACC-ADM | H.V.A.C.,Air Conditioner | HVAC |  | AC | http://www.toronto.ca/TWONTO#air_condition |  | Air Conditioning, HVAC, Admin Building
129582 | THR-ACC-AC-2202 | Air Conditioner, HVAC, Admin Bldg (Temp),Trailer | THR-ACC-ADM | H.V.A.C.,Air Conditioner | HVAC |  | AC | http://www.toronto.ca/TWONTO#air_condition |  | Air Conditioning, HVAC, Admin Building
129583 | THR-ACC-AC-2203 | Air Conditioner, HVAC, Admin Bldg (Temp),Trailer | THR-ACC-ADM | H.V.A.C.,Air Conditioner | HVAC |  | AC | http://www.toronto.ca/TWONTO#air_condition |  | Air Conditioning, HVAC, Admin Building
129584 | THR-ACC-AC-3501 | Fan Coil Unit, Ductless Split System Indoor Unit, Ferrous Chloride Fac RPU Rm | THR-ACC-WA4 | H.V.A.C.,Air Conditioner | HVAC |  | AC | http://www.toronto.ca/TWONTO#air_condition |  | Air Conditioning, AHU, HVAC,Work Area4
129585 | THR-ACC-AC-4000 | Fan Coil Unit, Ductless Split System Indoor Unit, AT Electrical Bldg MCC Rm | THR-ACC-WA4 | H.V.A.C.,Air Conditioner | HVAC |  | AC | http://www.toronto.ca/TWONTO#air_condition |  | Air Conditioning, AHU, HVAC,Work Area4
129586 | THR-ACC-AC-4502 | Fan Coil Unit, Ductless Split System Indoor Unit, SP RAS PS, MCC Room | THR-ACC-WA4 | H.V.A.C.,Air Conditioner | HVAC |  | AC | http://www.toronto.ca/TWONTO#air_condition |  | Air Conditioning, AHU, HVAC,Work Area4
129587 | THR-ACC-AC-4503 | Fan Coil Unit, Ducted Unit, SP RAS PS Offices | THR-ACC-WA4 | H.V.A.C.,Air Conditioner | HVAC |  | AC | http://www.toronto.ca/TWONTO#air_condition |  | Air Conditioning, AHU, HVAC,Work Area4
129588 | THR-ACC-AC-4505 | Fan Coil Unit, Ductless Split System Indoor Unit, Switchgear Bldg North | THR-ACC-WA4 | H.V.A.C.,Air Conditioner | HVAC |  | AC | http://www.toronto.ca/TWONTO#air_condition |  | Air Conditioning, AHU, HVAC,Work Area4
129589 | THR-ACC-AC-4506 | Fan Coil Unit, Ductless Split System Indoor Unit, Switchgear Bldg North | THR-ACC-WA4 | H.V.A.C.,Air Conditioner | HVAC |  | AC | http://www.toronto.ca/TWONTO#air_condition |  | Air Conditioning, AHU, HVAC,Work Area4
129590 | THR-ACC-AC-4507 | Fan Coil Unit, Ductless Split System Indoor Unit, Switchgear Bldg North | THR-ACC-WA4 | H.V.A.C.,Air Conditioner | HVAC |  | AC | http://www.toronto.ca/TWONTO#air_condition |  | Air Conditioning, AHU, HVAC,Work Area4
129591 | THR-ACC-AC-4508 | Fan Coil Unit, Ductless Split System Indoor Unit, Switchgear Bldg North | THR-ACC-WA4 | H.V.A.C.,Air Conditioner | HVAC |  | AC | http://www.toronto.ca/TWONTO#air_condition |  | Air Conditioning, AHU, HVAC,Work Area4
129592 | THR-ACC-AC-4700 | Fan Coil Unit, Ductless Split System Indoor Unit, Switchgear Bldg South | THR-ACC-WA4 | H.V.A.C.,Air Conditioner | HVAC |  | AC | http://www.toronto.ca/TWONTO#air_condition |  | Air Conditioning, AHU, HVAC,Work Area4
129593 | THR-ACC-AC-4701 | Fan Coil Unit, Ductless Split System Indoor Unit, Switchgear Bldg South | THR-ACC-WA4 | H.V.A.C.,Air Conditioner | HVAC |  | AC | http://www.toronto.ca/TWONTO#air_condition |  | Air Conditioning, AHU, HVAC,Work Area4
129594 | THR-ACC-AC-4706 | Fan Coil Unit, Ductless Split System Indoor Unit, Switchgear Bldg South | THR-ACC-WA4 | H.V.A.C.,Air Conditioner | HVAC |  | AC | http://www.toronto.ca/TWONTO#air_condition |  | Air Conditioning, AHU, HVAC,Work Area4
129595 | THR-ACC-AC-4708 | Fan Coil Unit, Ductless Split System Indoor Unit, Electrical Bldg Elec Rm | THR-ACC-WA4 | H.V.A.C.,Air Conditioner | HVAC |  | AC | http://www.toronto.ca/TWONTO#air_condition |  | Air Conditioning, AHU, HVAC,Work Area4
129596 | THR-ACC-AC-4709 | Fan Coil Unit, Ductless Split System Indoor Unit, Electrical Bldg Elec Rm | THR-ACC-WA4 | H.V.A.C.,Air Conditioner | HVAC |  | AC | http://www.toronto.ca/TWONTO#air_condition |  | Air Conditioning, AHU, HVAC,Work Area4
129597 | THR-ACC-AC-4801 | Air Conditioning, Cooling and Fan Unit, Electric, Control Room, West Substation | THR-ACC-CU-4801 | H.V.A.C.,Air Conditioner | HVAC |  | AC | http://www.toronto.ca/TWONTO#air_condition |  | Condensing Unit, Air Conditioning, SW Roof, West Substation
129598 | THR-ACC-AC-5100 | Fan Coil Unit, Ductless Split System Indoor Unit, Plant Water Effluent PS | THR-ACC-FPW | H.V.A.C.,Air Conditioner | HVAC |  | AC | http://www.toronto.ca/TWONTO#air_condition |  | Air Conditioning, HVAC, Filtered Plant Water Building
129599 | THR-ACC-AC-8020 | Air Conditioning Unit, Digester Control Room | THR-ACC-DIG | H.V.A.C.,Air Conditioner | HVAC |  | AC | http://www.toronto.ca/TWONTO#air_condition |  | Air Conditioning, HVAC, Digesters
129600 | THR-ACC-ADM | Air Conditioning, HVAC, Admin Building | THR-ACC-HVAC | H.V.A.C.,Air Conditioner | HVAC |  |  | http://www.toronto.ca/TWONTO#collection_of_assets |  | Air Conditioning, Heating, Ventilation & Air Conditioning
129622 | THR-ACC-AHU-0130 | Air Handling Unit, Headhouse Screen Area Air Supply, Headhouse Roof | THR-ACC-HH | Air Handling Unit | HVAC |  | AHU | http://www.toronto.ca/TWONTO#air_handler_unit |  | Heating, Ventilation and Air Conditioning, Head House
129623 | THR-ACC-AHU-0140 | Air Handling Unit, Headhouse Loading Bay Air Supply, Headhouse Roof | THR-ACC-HH | Air Handling Unit | HVAC |  | AHU | http://www.toronto.ca/TWONTO#air_handler_unit |  | Heating, Ventilation and Air Conditioning, Head House
129624 | THR-ACC-AHU-0150 | Air Handling Unit, Headhouse Loading Bay Air Supply, Headhouse Roof | THR-ACC-HH | Air Handling Unit | HVAC |  | AHU | http://www.toronto.ca/TWONTO#air_handler_unit |  | Heating, Ventilation and Air Conditioning, Head House
129626 | THR-ACC-AHU-0200 | Air Handling Unit, Air Supply, North Grit Fan Room | THR-ACC-GRIT | Air Handling Unit | HVAC |  | AHU | http://www.toronto.ca/TWONTO#air_handler_unit |  | Heating, Ventilation and Air Conditioning, Grit Building
129629 | THR-ACC-AHU-0210 | Air Handling Unit, Air Supply, North Grit Loading Bay Roof | THR-ACC-GRIT | Air Handling Unit | HVAC |  | AHU | http://www.toronto.ca/TWONTO#air_handler_unit |  | Heating, Ventilation and Air Conditioning, Grit Building
129630 | THR-ACC-AHU-0220 | Air Handling Unit, Air Supply, North Grit Loading Bay Roof | THR-ACC-GRIT | Air Handling Unit | HVAC |  | AHU | http://www.toronto.ca/TWONTO#air_handler_unit |  | Heating, Ventilation and Air Conditioning, Grit Building
129631 | THR-ACC-AHU-0230 | Air Handling Unit, Air Supply, North Grit Fan Room | THR-ACC-GRIT | Air Handling Unit | HVAC |  | AHU | http://www.toronto.ca/TWONTO#air_handler_unit |  | Heating, Ventilation and Air Conditioning, Grit Building
129705 | THR-ACC-CU-0003 | Air Conditioning,Condensing unit,Electrical Room, Outdoor,Plant Water Bldg | THR-ACC-WA4 | H.V.A.C.,Air Conditioner | HVAC |  | CU | http://www.toronto.ca/TWONTO#AC_condenser_unit |  | Air Conditioning, AHU, HVAC,Work Area4
129706 | THR-ACC-CU-0100 | Condensing Unit, New Electrical Room, Headhouse | THR-ACC-AC-0100A |  | HVAC |  | CU | http://www.toronto.ca/TWONTO#AC_condenser_unit |  | Air Conditioner, New Electrical Room, Headhouse
129707 | THR-ACC-CU-0110 | Condensing Unit, New Electrical Room, Headhouse | THR-ACC-AC-0110 |  | HVAC |  | CU | http://www.toronto.ca/TWONTO#AC_condenser_unit |  | Air Conditioner, New Electrical Room, Headhouse
129708 | THR-ACC-CU-0120 | Condensing Unit, Electrical Room, Headhouse | THR-ACC-AC-0120 |  | HVAC |  | CU | http://www.toronto.ca/TWONTO#AC_condenser_unit |  | Air Conditioner, South Grit Electrical Room, Headhouse
129709 | THR-ACC-CU-0200 | Condensing Unit, New Electrical Room, North Grit Building | THR-ACC-AC-0200 | H.V.A.C.,Air Conditioner | HVAC |  | CU | http://www.toronto.ca/TWONTO#AC_condenser_unit |  | Air Conditioner, New Electrical Room, North Grit Building
129710 | THR-ACC-CU-0210 | Condensing Unit, New Electrical Room, North Grit Building | THR-ACC-AC-0210 |  | HVAC |  | CU | http://www.toronto.ca/TWONTO#AC_condenser_unit |  | Air Conditioner, New Electrical Room, North Grit Building
129711 | THR-ACC-CU-0260 | Condensing Unit, Grit Building,Electrical Room, North | THR-ACC-GRIT |  | HVAC |  | CU | http://www.toronto.ca/TWONTO#AC_condenser_unit |  | Heating, Ventilation and Air Conditioning, Grit Building
129712 | THR-ACC-CU-0610 | Air Conditioning, Condensing Unit, HPBB Roof | THR-HVAC-HPBB | H.V.A.C.,Air Conditioner | HVAC |  | CU | http://www.toronto.ca/TWONTO#AC_condenser_unit |  | Heating, Ventilation and Air Conditioning, High Pressure Blower Building
129713 | THR-ACC-CU-0750 | Air Conditioning, Condensing Unit, New Control Room, Admin Bldg. Roof | THR-ACC-ADM | H.V.A.C.,Air Conditioner | HVAC |  | CU | http://www.toronto.ca/TWONTO#AC_condenser_unit |  | Air Conditioning, HVAC, Admin Building
129714 | THR-ACC-CU-0810 | Air Conditioning, Condensing Unit, HH Roof | THR-ACC-HH | H.V.A.C.,Air Conditioner | HVAC |  | CU | http://www.toronto.ca/TWONTO#AC_condenser_unit |  | Heating, Ventilation and Air Conditioning, Head House
129715 | THR-ACC-CU-3500 | Condensing Unit, Ductless Split System outdoor Unit, Ferrous Chloride Fac Elec Rm | THR-ACC-AC-3500 |  | HVAC |  | CU | http://www.toronto.ca/TWONTO#AC_condenser_unit |  | Fan Coil Unit, Ductless Split System Indoor Unit, Ferrous Chloride Fac Elec Rm
129716 | THR-ACC-CU-3501 | Condensing Unit, Ductless Split System outdoor Unit, Ferrous Chloride Fac RPU Rm | THR-ACC-AC-3501 |  | HVAC |  | CU | http://www.toronto.ca/TWONTO#AC_condenser_unit |  | Fan Coil Unit, Ductless Split System Indoor Unit, Ferrous Chloride Fac RPU Rm
129717 | THR-ACC-CU-3601 | Air Conditioning, Condensing Unit, East Maintenance Building | THR-ACC-WA4 | H.V.A.C.,Air Conditioner | HVAC |  | CU | http://www.toronto.ca/TWONTO#AC_condenser_unit |  | Air Conditioning, AHU, HVAC,Work Area4
129718 | THR-ACC-CU-3602 | Air Conditioning, Condensing Unit, East Maintenance Building | THR-ACC-EMB | H.V.A.C.,Air Conditioner | HVAC |  | CU | http://www.toronto.ca/TWONTO#AC_condenser_unit |  | Air Conditioning, AHU, HVAC, East Maintenance Building
129719 | THR-ACC-CU-3602 | Air Conditioning, Condensing Unit, East Maintenance Building | THR-ACC-WA4 | H.V.A.C.,Air Conditioner | HVAC |  | CU | http://www.toronto.ca/TWONTO#AC_condenser_unit |  | Air Conditioning, AHU, HVAC,Work Area4
129720 | THR-ACC-CU-4000 | Condensing Unit, Ductless Split System outdoor Unit, AT Electrical Bldg Elec Rm | THR-ACC-WA4 | H.V.A.C.,Air Conditioner | HVAC |  | CU | http://www.toronto.ca/TWONTO#AC_condenser_unit |  | Air Conditioning, AHU, HVAC,Work Area4
129721 | THR-ACC-CU-4001 | Air Conditioning, Condensing Unit, Aeration Building | THR-ACC-WA4 | H.V.A.C.,Air Conditioner | HVAC |  | CU | http://www.toronto.ca/TWONTO#AC_condenser_unit |  | Air Conditioning, AHU, HVAC,Work Area4
129722 | THR-ACC-CU-4002 | Condensing Unit, Ductless Split System outdoor Unit, AT Electrical Bldg, MCC Room | THR-ACC-AC-4002 | H.V.A.C.,Air Conditioner | HVAC |  | CU | http://www.toronto.ca/TWONTO#AC_condenser_unit |  | Fan Coil Unit, Ductless Split System Indoor Unit, AT Electrical Building, MCC Room
129723 | THR-ACC-CU-4500 | Condensing Unit, Ductless Split System outdoor Unit, SP RAS PS Elec Rm North | THR-ACC-AC-4500 | H.V.A.C.,Air Conditioner | HVAC |  | CU | http://www.toronto.ca/TWONTO#AC_condenser_unit |  | Fan Coil Unit, Ductless Split System Indoor Unit, SP RAS PS, MCC Rm
129724 | THR-ACC-CU-4501 | Condensing Unit, Ductless Split System outdoor Unit, SP RAS PS RPU Rm North | THR-ACC-AC-4501 | H.V.A.C.,Air Conditioner | HVAC |  | CU | http://www.toronto.ca/TWONTO#AC_condenser_unit |  | Fan Coil Unit, Ductless Split System Indoor Unit, SP RAS PS, RPU Rm
129725 | THR-ACC-CU-4502 | Condensing Unit, Ductless Split System outdoor Unit, SP RAS PS Electrical Room (PE02) | THR-ACC-AC-4502 | H.V.A.C.,Air Conditioner | HVAC |  | CU | http://www.toronto.ca/TWONTO#AC_condenser_unit |  | Fan Coil Unit, Ductless Split System Indoor Unit, SP RAS PS, MCC Room
129726 | THR-ACC-CU-4507 | Condensing Unit, Ductless Split System outdoor Unit, Switchgear Bldg North | THR-ACC-AC-4504 | H.V.A.C.,Air Conditioner | HVAC |  | CU | http://www.toronto.ca/TWONTO#AC_condenser_unit |  | Fan Coil Unit, Ductless Split System Indoor Unit, Switchgear Bldg North
129727 | THR-ACC-CU-4508 | Condensing Unit, Ductless Split System outdoor Unit, Switchgear Bldg North | THR-ACC-AC-4504 | H.V.A.C.,Air Conditioner | HVAC |  | CU | http://www.toronto.ca/TWONTO#AC_condenser_unit |  | Fan Coil Unit, Ductless Split System Indoor Unit, Switchgear Bldg North
129728 | THR-ACC-CU-4509 | Condensing Unit, Ductless Split System outdoor Unit, Switchgear Bldg North | THR-ACC-AC-4504 | H.V.A.C.,Air Conditioner | HVAC |  | CU | http://www.toronto.ca/TWONTO#AC_condenser_unit |  | Fan Coil Unit, Ductless Split System Indoor Unit, Switchgear Bldg North
129729 | THR-ACC-CU-4510 | Condensing Unit, Ductless Split System outdoor Unit, Switchgear Bldg North | THR-ACC-AC-4504 | H.V.A.C.,Air Conditioner | HVAC |  | CU | http://www.toronto.ca/TWONTO#AC_condenser_unit |  | Fan Coil Unit, Ductless Split System Indoor Unit, Switchgear Bldg North
129730 | THR-ACC-CU-4700 | Condensing Unit, Ductless Split System outdoor Unit, Switchgear Bldg South | THR-ACC-AC-4700 | H.V.A.C.,Air Conditioner | HVAC |  | CU | http://www.toronto.ca/TWONTO#AC_condenser_unit |  | Fan Coil Unit, Ductless Split System Indoor Unit, Switchgear Bldg South
129731 | THR-ACC-CU-4703 | Condensing Unit, Ductless Split System outdoor Unit, Switchgear Bldg South | THR-ACC-AC-4703 | H.V.A.C.,Air Conditioner | HVAC |  | CU | http://www.toronto.ca/TWONTO#AC_condenser_unit |  | Fan Coil Unit, Ductless Split System Indoor Unit, Switchgear Bldg South
129732 | THR-ACC-CU-4704 | Condensing Unit, Ductless Split System outdoor Unit, Switchgear Bldg South | THR-ACC-AC-4704 | H.V.A.C.,Air Conditioner | HVAC |  | CU | http://www.toronto.ca/TWONTO#AC_condenser_unit |  | Fan Coil Unit, Ductless Split System Indoor Unit, Switchgear Bldg South
129733 | THR-ACC-CU-4709 | Condensing Unit, Ductless Split System outdoor Unit, Electrical Bldg Elec Rm | THR-ACC-AC-4709 | H.V.A.C.,Air Conditioner | HVAC |  | CU | http://www.toronto.ca/TWONTO#AC_condenser_unit |  | Fan Coil Unit, Ductless Split System Indoor Unit, Electrical Bldg Elec Rm
129734 | THR-ACC-CU-4710 | Condensing Unit, Ductless Split System outdoor Unit, AT Electrical Bldg RPU Rm | THR-ACC-AC-4710 | H.V.A.C.,Air Conditioner | HVAC |  | CU | http://www.toronto.ca/TWONTO#AC_condenser_unit |  | Fan Coil Unit, Ductless Split System Indoor Unit, Electrical Bldg RPU Rm
129735 | THR-ACC-CU-4801 | Condensing Unit, Air Conditioning, SW Roof, West Substation | THR-HVAC-WS | H.V.A.C.,Air Conditioner | HVAC |  | CU | http://www.toronto.ca/TWONTO#AC_condenser_unit |  | Heating, Ventilation and Air Conditioning, West Substation
129736 | THR-ACC-CU-5100 | Condensing Unit, Ductless Split System outdoor Unit, Plant Water Effluent PS | THR-ACC-AC-5100 | H.V.A.C.,Air Conditioner | HVAC |  | CU | http://www.toronto.ca/TWONTO#AC_condenser_unit |  | Fan Coil Unit, Ductless Split System Indoor Unit, Plant Water Effluent PS
129737 | THR-ACC-CU-5100 | Condensing Unit, Ductless Split System outdoor Unit, Plant Water Effluent PS | THR-ACC-FPW | H.V.A.C.,Air Conditioner | HVAC |  | CU | http://www.toronto.ca/TWONTO#AC_condenser_unit |  | Air Conditioning, HVAC, Filtered Plant Water Building
129738 | THR-ACC-CU-5101 | Condensing Unit, Ductless Split System outdoor Unit, Plant Water Effluent PS | THR-ACC-AC-5100 | H.V.A.C.,Air Conditioner | HVAC |  | CU | http://www.toronto.ca/TWONTO#AC_condenser_unit |  | Fan Coil Unit, Ductless Split System Indoor Unit, Plant Water Effluent PS
129739 | THR-ACC-D-0100 | H.V.A.C.,Dehumidifier,Basement South-East Wall ,Main Sub Station | THR-ACC-MAINSUB |  | HVAC |  | D | http://www.toronto.ca/TWONTO#dehumidifier |  | ACC Equipment Serving the Main Substation
129740 | THR-ACC-DCL | Air Conditioning, HVAC, Dechlorination Building | THR-ACC-WA3 | H.V.A.C.,Air Conditioner | HVAC |  |  | http://www.toronto.ca/TWONTO#collection_of_assets |  | Air Conditioning, Boiler, Fans & AHU
129741 | THR-ACC-DIG | Air Conditioning, HVAC, Digesters | THR-ACC-WA3 | H.V.A.C.,Air Conditioner | HVAC |  |  | http://www.toronto.ca/TWONTO#collection_of_assets |  | Air Conditioning, Boiler, Fans & AHU
129742 | THR-ACC-DIS | Air Conditioning, HVAC, Chlorine Building | THR-ACC-HVAC | H.V.A.C.,Air Conditioner | HVAC |  |  | http://www.toronto.ca/TWONTO#collection_of_assets |  | Air Conditioning, Heating, Ventilation & Air Conditioning
129743 | THR-ACC-DIS | Air Conditioning, HVAC, Chlorine Building | THR-ACC-WA1 | H.V.A.C.,Air Conditioner | HVAC |  |  | http://www.toronto.ca/TWONTO#collection_of_assets |  | Air Conditioning, AHU, HVAC,Work Area1
129744 | THR-ACC-DIS | Air Conditioning, HVAC, Chlorine Building | THR-DIS | H.V.A.C.,Air Conditioner | HVAC |  |  | http://www.toronto.ca/TWONTO#collection_of_assets |  | Disinfection
129753 | THR-ACC-DM-0100 | Damper, Intake, Air Handling Unit AHU-0100A, Headhouse Roof | THR-ACC-AHU-0100A | Damper/Louver | HVAC |  | DM | http://www.toronto.ca/TWONTO#air_damper |  | Air Handling Unit, Headhouse Grit Area Air Supply, Headhouse Roof
129755 | THR-ACC-DM-0101A | Damper, Discharge, Existing Air Handling Unit AHU-0100A, Headhouse Roof | THR-ACC-AHU-0100A | Damper/Louver | HVAC |  | DM | http://www.toronto.ca/TWONTO#air_damper |  | Air Handling Unit, Headhouse Grit Area Air Supply, Headhouse Roof
129756 | THR-ACC-DM-0102A | Damper, Intake, Exhaust Fan FN-0100,Headhouse Roof | THR-ACC-FN-0100A | Damper/Louver | HVAC |  | DM | http://www.toronto.ca/TWONTO#air_damper |  | Fan, Centrifugal, Exhaust Air, Headhouse Roof
129757 | THR-ACC-DM-0103A | Damper, Intake, Exhaust Fan FN-0100,Headhouse Roof | THR-ACC-FN-0100A | Damper/Louver | HVAC |  | DM | http://www.toronto.ca/TWONTO#air_damper |  | Fan, Centrifugal, Exhaust Air, Headhouse Roof
129758 | THR-ACC-DM-0104 | Damper, Intake, Exhaust Fan FN-0100,Headhouse Roof | THR-ACC-FN-0100A | Damper/Louver | HVAC |  | DM | http://www.toronto.ca/TWONTO#air_damper |  | Fan, Centrifugal, Exhaust Air, Headhouse Roof
129759 | THR-ACC-DM-0114 | Damper, Isolation, Exhaust Fan FN-0110,Headhouse Roof | THR-ACC-FN-0110 | Damper/Louver | HVAC |  | DM | http://www.toronto.ca/TWONTO#air_damper |  | Fan, Centrifugal, Exhaust Air, Headhouse Roof
129760 | THR-ACC-DM-0131 | Damper, Discharge, Air Handling Unit AHU-0130, Headhouse Roof | THR-ACC-AHU-0130 | Damper/Louver | HVAC |  | DM | http://www.toronto.ca/TWONTO#air_damper |  | Air Handling Unit, Headhouse Screen Area Air Supply, Headhouse Roof
129761 | THR-ACC-DM-0141 | Damper, Discharge, Air Handling Unit AHU-140, Headhouse Loading Bay Roof | THR-ACC-AHU-0140 | Damper/Louver | HVAC |  | DM | http://www.toronto.ca/TWONTO#air_damper |  | Air Handling Unit, Headhouse Loading Bay Air Supply, Headhouse Roof
129762 | THR-ACC-DM-0151 | Damper, Discharge, Air Handling Unit AHU-150, Headhouse Loading Bay Roof | THR-ACC-AHU-0150 | Damper/Louver | HVAC |  | DM | http://www.toronto.ca/TWONTO#air_damper |  | Air Handling Unit, Headhouse Loading Bay Air Supply, Headhouse Roof
129764 | THR-ACC-DM-0202 | Damper, Intake, Exhaust Fan FN-0200,North Grit | THR-ACC-FN-0200 | Damper/Louver | HVAC |  | DM | http://www.toronto.ca/TWONTO#air_damper |  | Fan,Centrifugal,Main Equipment Room South-West Wall,Main Sub Stn
129765 | THR-ACC-DM-0203 | Damper, Intake, Exhaust Fan FN-0200,North Grit | THR-ACC-FN-0200 | Damper/Louver | HVAC |  | DM | http://www.toronto.ca/TWONTO#air_damper |  | Fan,Centrifugal,Main Equipment Room South-West Wall,Main Sub Stn
129766 | THR-ACC-DM-0204 | Damper, Intake, Exhaust Fan FN-0200, North Grit Roof | THR-ACC-FN-0200 | Damper/Louver | HVAC |  | DM | http://www.toronto.ca/TWONTO#air_damper |  | Fan,Centrifugal,Main Equipment Room South-West Wall,Main Sub Stn
129767 | THR-ACC-DM-0210 | Damper, Intake, Air Handling Unit AHU-0210, North Grit Loading Bay | THR-ACC-AHU-0210 | Damper/Louver | HVAC |  | DM | http://www.toronto.ca/TWONTO#air_damper |  | Air Handling Unit, Air Supply, North Grit Loading Bay Roof
129768 | THR-ACC-DM-0211 | Damper, Discharge, Air Handling Unit AHU-0210, North Grit Loading Bay | THR-ACC-AHU-0210 | Damper/Louver | HVAC |  | DM | http://www.toronto.ca/TWONTO#air_damper |  | Air Handling Unit, Air Supply, North Grit Loading Bay Roof
129769 | THR-ACC-DM-0220 | Damper, Intake, Air Handling Unit AHU-0220, North Grit Loading Bay | THR-ACC-AHU-0220 | Damper/Louver | HVAC |  | DM | http://www.toronto.ca/TWONTO#air_damper |  | Air Handling Unit, Air Supply, North Grit Loading Bay Roof
129770 | THR-ACC-DM-0221 | Damper, Discharge, Air Handling Unit AHU-0220, North Grit Loading Bay | THR-ACC-AHU-0220 | Damper/Louver | HVAC |  | DM | http://www.toronto.ca/TWONTO#air_damper |  | Air Handling Unit, Air Supply, North Grit Loading Bay Roof
129771 | THR-ACC-DM-0230 | Damper, Intake, Air Handling Unit AHU-0230, North Grit Fan Room | THR-ACC-AHU-0230 | Damper/Louver | HVAC |  | DM | http://www.toronto.ca/TWONTO#air_damper |  | Air Handling Unit, Air Supply, North Grit Fan Room
129772 | THR-ACC-DM-0231 | Damper, Discharge, Air Handling Unit AHU-0230, North Grit Fan Room | THR-ACC-AHU-0230 | Damper/Louver | HVAC |  | DM | http://www.toronto.ca/TWONTO#air_damper |  | Air Handling Unit, Air Supply, North Grit Fan Room
129773 | THR-ACC-DM-0232 | Damper, Outside, Intake, Supply Fan FN-0231,AHU-0230, North Grit Storage Room | THR-ACC-AHU-0230 | Damper/Louver | HVAC |  | DM | http://www.toronto.ca/TWONTO#air_damper |  | Air Handling Unit, Air Supply, North Grit Fan Room
129774 | THR-ACC-DM-0240 | Damper, Intake, Air Handling Unit AHU-0200, North Grit Fan Room | THR-ACC-AHU-0200 | Damper/Louver | HVAC |  | DM | http://www.toronto.ca/TWONTO#air_damper |  | Air Handling Unit, Air Supply, North Grit Fan Room
129775 | THR-ACC-DM-0241 | Damper, Discharge, Air Handling Unit AHU-0200, North Grit Fan Room | THR-ACC-AHU-0200 | Damper/Louver | HVAC |  | DM | http://www.toronto.ca/TWONTO#air_damper |  | Air Handling Unit, Air Supply, North Grit Fan Room
129776 | THR-ACC-DM-0244 | Damper, Intake, Exhaust Fan FN-0222, North Grit Roof | THR-ACC-FN-0222 | Damper/Louver | HVAC |  | DM | http://www.toronto.ca/TWONTO#air_damper |  | Fan, Centrifugal, Exhaust Air, North Grit Roof
129782 | THR-ACC-DM-1011 | Louver,Kiosk, Bridge 1102, Primary Tank#11 | THR-ACC-AC-1011 | Damper/Louver | HVAC |  | DM | http://www.toronto.ca/TWONTO#air_damper |  | Air Conditioner, Bridge Kiosk Primary Tank11
129800 | THR-ACC-DM-4200 | Damper, Control, Shutoff, Motorized, Outlet, Gallery T13, FN-4200 | THR-ACC-FN-4200 | Damper/Louver | HVAC |  | DM | http://www.toronto.ca/TWONTO#air_damper |  | Fan, Exhaust, T13 ,Wall Mounted
129801 | THR-ACC-DM-4201 | Damper, Control, Shutoff, Motorized, Outlet, Gallery T13, FN-4201 | THR-ACC-FN-4201 | Damper/Louver | HVAC |  | DM | http://www.toronto.ca/TWONTO#air_damper |  | Fan, Exhaust, T15
129824 | THR-ACC-EPS | Air Conditioning, HVAC, EPS | THR-PRS | H.V.A.C.,Air Conditioner | HVAC |  |  | http://www.toronto.ca/TWONTO#collection_of_assets |  | Phosphorous Removal System
129825 | THR-ACC-ER | Air Conditioning, AHU, HVAC, Engine Room | THR-OCS-NEW | H.V.A.C.,Air Conditioner | HVAC |  |  | http://www.toronto.ca/TWONTO#collection_of_assets |  | Odour Control, Biofilter
129826 | THR-ACC-EV-0003 | Air Conditioning, Cooling & Fan Unit, Electrical Room,Plant Water Bldg | THR-ACC-CU-4803 | H.V.A.C.,Air Conditioner | HVAC |  | EV | http://www.toronto.ca/TWONTO#air_condition |  | Condensing Unit, Air Conditioning, NE Roof, West Substation
129827 | THR-ACC-EV-0003 | Air Conditioning, Cooling & Fan Unit, Electrical Room,Plant Water Bldg | THR-ACC-PRM | H.V.A.C.,Air Conditioner | HVAC |  | EV | http://www.toronto.ca/TWONTO#air_condition |  | Heating, Ventilation and Air Conditioning, Primaries
129828 | THR-ACC-EV-0003 | Air Conditioning, Cooling & Fan Unit, Electrical Room,Plant Water Bldg | THR-ACC-WA4 | H.V.A.C.,Air Conditioner | HVAC |  | EV | http://www.toronto.ca/TWONTO#air_condition |  | Air Conditioning, AHU, HVAC,Work Area4
129829 | THR-ACC-EV-3601 | Evaporator,1,Cooling,Electrical Room,East Workshop | THR-ACC-CU-3601 | H.V.A.C.,Air Conditioner | HVAC |  | EV | http://www.toronto.ca/TWONTO#AC_evaporator_unit |  | Air Conditioning, Condensing Unit, East Maintenance Building
129830 | THR-ACC-EV-3601 | Evaporator,1,Cooling,Electrical Room,East Workshop | THR-ACC-CU-4803 | H.V.A.C.,Air Conditioner | HVAC |  | EV | http://www.toronto.ca/TWONTO#AC_evaporator_unit |  | Condensing Unit, Air Conditioning, NE Roof, West Substation
129831 | THR-ACC-EV-3601 | Evaporator,1,Cooling,Electrical Room,East Workshop | THR-ACC-PRM | H.V.A.C.,Air Conditioner | HVAC |  | EV | http://www.toronto.ca/TWONTO#AC_evaporator_unit |  | Heating, Ventilation and Air Conditioning, Primaries
129832 | THR-ACC-EV-3601 | Evaporator,1,Cooling,Electrical Room,East Workshop | THR-ACC-WA4 | H.V.A.C.,Air Conditioner | HVAC |  | EV | http://www.toronto.ca/TWONTO#AC_evaporator_unit |  | Air Conditioning, AHU, HVAC,Work Area4
129833 | THR-ACC-EV-3602 | Evaporator,2,Cooling,Electrical Room,East Workshop | THR-ACC-WA4 | H.V.A.C.,Air Conditioner | HVAC |  | EV | http://www.toronto.ca/TWONTO#AC_evaporator_unit |  | Air Conditioning, AHU, HVAC,Work Area4
129955 | THR-ACC-FN-4801 | Fan, Inline Centrifugal, Exhaust, SE Wall, Control Room, West Substation | THR-ACC-FN | Fan,Centrifugal | HVAC |  | FN | http://www.toronto.ca/TWONTO#blower_or_fan_with_drive |  | Air Conditoning, Fans, Gallery Ventilation, Supply and Exhaust
129957 | THR-ACC-FPW | Air Conditioning, HVAC, Filtered Plant Water Building | THR-ACC-HVAC | H.V.A.C.,Air Conditioner | HVAC |  |  | http://www.toronto.ca/TWONTO#collection_of_assets |  | Air Conditioning, Heating, Ventilation & Air Conditioning
129958 | THR-ACC-FPW | Air Conditioning, HVAC, Filtered Plant Water Building | THR-ACC-WA4 | H.V.A.C.,Air Conditioner | HVAC |  |  | http://www.toronto.ca/TWONTO#collection_of_assets |  | Air Conditioning, AHU, HVAC,Work Area4
129959 | THR-ACC-FPW | Air Conditioning, HVAC, Filtered Plant Water Building | THR-FPW | H.V.A.C.,Air Conditioner | HVAC |  |  | http://www.toronto.ca/TWONTO#collection_of_assets |  | Filtered Plant Water
129991 | THR-ACC-FT | Air Conditioning, Fans, Exhaust, Final Tanks & Galleries | THR-ACC-HVAC | H.V.A.C.,Air Conditioner | HVAC |  |  | http://www.toronto.ca/TWONTO#collection_of_assets |  | Air Conditioning, Heating, Ventilation & Air Conditioning
129992 | THR-ACC-FT | Air Conditioning, Fans, Exhaust, Final Tanks & Galleries | THR-ACC-WA3 | H.V.A.C.,Air Conditioner | HVAC |  |  | http://www.toronto.ca/TWONTO#collection_of_assets |  | Air Conditioning, Boiler, Fans & AHU
129993 | THR-ACC-FT | Air Conditioning, Fans, Exhaust, Final Tanks & Galleries | THR-FT | H.V.A.C.,Air Conditioner | HVAC |  |  | http://www.toronto.ca/TWONTO#collection_of_assets |  | Final Tank
129998 | THR-ACC-GRIT | Heating, Ventilation and Air Conditioning, Grit Building | THR-ACC-WA3 |  | HVAC |  |  | http://www.toronto.ca/TWONTO#collection_of_assets |  | Air Conditioning, Boiler, Fans & AHU
129999 | THR-ACC-GRIT | Heating, Ventilation and Air Conditioning, Grit Building | THR-PLT |  | HVAC |  |  | http://www.toronto.ca/TWONTO#collection_of_assets |  | Preliminary Treatment
130000 | THR-ACC-GRIT | Heating, Ventilation and Air Conditioning, Grit Building | THR-PRM |  | HVAC |  |  | http://www.toronto.ca/TWONTO#collection_of_assets |  | Primary Treatment
130003 | THR-ACC-HCP1 | Heating and Cooling Pumps,WA1 | THR-ACC-WA1 | Analyzer,ORP | HVAC |  |  | http://www.toronto.ca/TWONTO#collection_of_assets |  | Air Conditioning, AHU, HVAC,Work Area1
130004 | THR-ACC-HCP1 | Heating and Cooling Pumps,WA1 | THR-DCL | Analyzer,ORP | HVAC |  |  | http://www.toronto.ca/TWONTO#collection_of_assets |  | Dechlorination
130005 | THR-ACC-HCP2 | Heating and Cooling Pumps, WA2 | THR-ACC-WA3 | Analyzer,ORP | HVAC |  |  | http://www.toronto.ca/TWONTO#collection_of_assets |  | Air Conditioning, Boiler, Fans & AHU
130021 | THR-ACC-HH | Heating, Ventilation and Air Conditioning, Head House | THR-ACC-WA3 |  | HVAC |  |  | http://www.toronto.ca/TWONTO#collection_of_assets |  | Air Conditioning, Boiler, Fans & AHU
130022 | THR-ACC-HH | Heating, Ventilation and Air Conditioning, Head House | THR-OCS-NEW |  | HVAC |  |  | http://www.toronto.ca/TWONTO#collection_of_assets |  | Odour Control, Biofilter
130023 | THR-ACC-HH | Heating, Ventilation and Air Conditioning, Head House | THR-PRM |  | HVAC |  |  | http://www.toronto.ca/TWONTO#collection_of_assets |  | Primary Treatment
130128 | THR-ACC-NR-610 | Air Handling Unit, Engine Room Workshop | THR-ACC-HVAC | H.V.A.C.,Heater,Unit | HVAC |  | NR | http://www.toronto.ca/TWONTO#air_handler_unit |  | Air Conditioning, Heating, Ventilation & Air Conditioning
130129 | THR-ACC-NR-611 | Air Handling Unit, Engine Room Workshop | THR-ACC-ADM | H.V.A.C.,Heater,Unit | HVAC |  | NR | http://www.toronto.ca/TWONTO#air_handler_unit |  | Air Conditioning, HVAC, Admin Building
130130 | THR-ACC-NR-641 | HVAC Unit & Fan, West Maintenance Shop | THR-ACC-ADM | H.V.A.C.,Heater,Unit | HVAC |  | NR | http://www.toronto.ca/TWONTO#heater |  | Air Conditioning, HVAC, Admin Building
130131 | THR-ACC-NR-642 | HVAC Unit & Fan, West Maintenance Shop | THR-ACC-ADM | H.V.A.C.,Heater,Unit | HVAC |  | NR | http://www.toronto.ca/TWONTO#heater |  | Air Conditioning, HVAC, Admin Building
130132 | THR-ACC-NR-643 | HVAC Unit & Fan, West Maintenance Shop | THR-ACC-ADM | H.V.A.C.,Heater,Unit | HVAC |  | NR | http://www.toronto.ca/TWONTO#heater |  | Air Conditioning, HVAC, Admin Building
130133 | THR-ACC-NR-644 | HVAC Unit & Fan, West Maintenance Shop | THR-ACC-ADM | H.V.A.C.,Heater,Unit | HVAC |  | NR | http://www.toronto.ca/TWONTO#heater |  | Air Conditioning, HVAC, Admin Building
130134 | THR-ACC-NR-645 | HVAC Unit & Fan, West Maintenance Shop Ceiling | THR-ACC-ADM | H.V.A.C.,Heater,Unit | HVAC |  | NR | http://www.toronto.ca/TWONTO#heater |  | Air Conditioning, HVAC, Admin Building
130135 | THR-ACC-NR-646 | HVAC Unit & Fan, West Maintenance Shop Ceiling | THR-ACC-ADM | H.V.A.C.,Heater,Unit | HVAC |  | NR | http://www.toronto.ca/TWONTO#heater |  | Air Conditioning, HVAC, Admin Building
130136 | THR-ACC-NR-647 | HVAC Unit & Fan, West Maintenance Shop Ceiling | THR-ACC-ADM | H.V.A.C.,Heater,Unit | HVAC |  | NR | http://www.toronto.ca/TWONTO#heater |  | Air Conditioning, HVAC, Admin Building
130137 | THR-ACC-NR-648 | HVAC Unit & Fan, West Maintenance Shop Ceiling | THR-ACC-ADM | H.V.A.C.,Heater,Unit | HVAC |  | NR | http://www.toronto.ca/TWONTO#heater |  | Air Conditioning, HVAC, Admin Building
130138 | THR-ACC-NR-649 | HVAC Unit & Fan, Maintenance Planner Office | THR-ACC-ADM | H.V.A.C.,Heater,Unit | HVAC |  | NR | http://www.toronto.ca/TWONTO#heater |  | Air Conditioning, HVAC, Admin Building
130139 | THR-ACC-NR-650 | HVAC Unit & Fan, D. Vatafu Office | THR-ACC-ADM | H.V.A.C.,Heater,Unit | HVAC |  | NR | http://www.toronto.ca/TWONTO#heater |  | Air Conditioning, HVAC, Admin Building
130140 | THR-ACC-NR-651 | HVAC Unit & Fan, N. Kurian Office | THR-ACC-ADM | H.V.A.C.,Heater,Unit | HVAC |  | NR | http://www.toronto.ca/TWONTO#heater |  | Air Conditioning, HVAC, Admin Building
130141 | THR-ACC-NR-652 | HVAC Unit & Fan, K. Mahadeo Office | THR-ACC-ADM | H.V.A.C.,Heater,Unit | HVAC |  | NR | http://www.toronto.ca/TWONTO#heater |  | Air Conditioning, HVAC, Admin Building
130142 | THR-ACC-NR-653 | HVAC Unit & Fan, Igor Office | THR-ACC-ADM | H.V.A.C.,Heater,Unit | HVAC |  | NR | http://www.toronto.ca/TWONTO#heater |  | Air Conditioning, HVAC, Admin Building
130143 | THR-ACC-NR-653A | Air Conditioner(AC), Unit,LENNOX, Head House Roof,Admin Bldg | THR-ACC-ADM | H.V.A.C.,Air Conditioner | HVAC |  | NR | http://www.toronto.ca/TWONTO#air_condition |  | Air Conditioning, HVAC, Admin Building
130144 | THR-ACC-NR-657 | HVAC Unit & Fan, Supervisors Washroom | THR-ACC-ADM | H.V.A.C.,Heater,Unit | HVAC |  | NR | http://www.toronto.ca/TWONTO#heater |  | Air Conditioning, HVAC, Admin Building
130145 | THR-ACC-NR-661 | HVAC Unit & Fan, Ground Floor, Machine Shop NW Ceiling | THR-ACC-ADM | H.V.A.C.,Heater,Unit | HVAC |  | NR | http://www.toronto.ca/TWONTO#heater |  | Air Conditioning, HVAC, Admin Building
130146 | THR-ACC-NR-662 | HVAC Unit & Fan, Ground Floor, Machine Shop NE Ceiling | THR-ACC-ADM | H.V.A.C.,Heater,Unit | HVAC |  | NR | http://www.toronto.ca/TWONTO#heater |  | Air Conditioning, HVAC, Admin Building
130147 | THR-ACC-NR-664 | HVAC Unit & Fan, Ground Floor near Changeroom East of Hallway | THR-ACC-ADM | H.V.A.C.,Heater,Unit | HVAC |  | NR | http://www.toronto.ca/TWONTO#heater |  | Air Conditioning, HVAC, Admin Building
130148 | THR-ACC-NR-665 | HVAC Unit & Fan, Admin Lunch Room | THR-ACC-ADM | H.V.A.C.,Heater,Unit | HVAC |  | NR | http://www.toronto.ca/TWONTO#heater |  | Air Conditioning, HVAC, Admin Building
130149 | THR-ACC-NR-668 | HVAC Unit & Fan, Admin Lunch Room | THR-ACC-ADM | H.V.A.C.,Heater,Unit | HVAC |  | NR | http://www.toronto.ca/TWONTO#heater |  | Air Conditioning, HVAC, Admin Building
130150 | THR-ACC-NR-669 | HVAC Unit & Fan, Main Floor Hallway | THR-ACC-ADM | H.V.A.C.,Heater,Unit | HVAC |  | NR | http://www.toronto.ca/TWONTO#heater |  | Air Conditioning, HVAC, Admin Building
130151 | THR-ACC-NR-670 | HVAC Unit & Fan, Across Admin Lunch Room | THR-ACC-ADM | H.V.A.C.,Heater,Unit | HVAC |  | NR | http://www.toronto.ca/TWONTO#heater |  | Air Conditioning, HVAC, Admin Building
130152 | THR-ACC-NR-671 | HVAC Unit & Fan, Small Board Room | THR-ACC-ADM | H.V.A.C.,Heater,Unit | HVAC |  | NR | http://www.toronto.ca/TWONTO#heater |  | Air Conditioning, HVAC, Admin Building
130153 | THR-ACC-NR-676 | HVAC Unit & Fan, Women's Wash Room | THR-ACC-ADM | H.V.A.C.,Heater,Unit | HVAC |  | NR | http://www.toronto.ca/TWONTO#heater |  | Air Conditioning, HVAC, Admin Building
130154 | THR-ACC-NR-679 | HVAC Unit & Fan, Main Floor C. Gonzales Office | THR-ACC-ADM | H.V.A.C.,Heater,Unit | HVAC |  | NR | http://www.toronto.ca/TWONTO#heater |  | Air Conditioning, HVAC, Admin Building
130155 | THR-ACC-NR-680 | HVAC Unit & Fan, Main Floor B. Morice Office | THR-ACC-ADM | H.V.A.C.,Heater,Unit | HVAC |  | NR | http://www.toronto.ca/TWONTO#heater |  | Air Conditioning, HVAC, Admin Building
130156 | THR-ACC-NR-681 | HVAC Unit & Fan, Main Floor ITSS Office | THR-ACC-ADM | H.V.A.C.,Heater,Unit | HVAC |  | NR | http://www.toronto.ca/TWONTO#heater |  | Air Conditioning, HVAC, Admin Building
130157 | THR-ACC-NR-682 | HVAC Unit & Fan, Main Floor Front Office | THR-ACC-ADM | H.V.A.C.,Heater,Unit | HVAC |  | NR | http://www.toronto.ca/TWONTO#heater |  | Air Conditioning, HVAC, Admin Building
130158 | THR-ACC-NR-684 | HVAC Unit & Fan, Main Floor R. Szigeti Office | THR-ACC-ADM | H.V.A.C.,Heater,Unit | HVAC |  | NR | http://www.toronto.ca/TWONTO#heater |  | Air Conditioning, HVAC, Admin Building
130159 | THR-ACC-NR-685 | HVAC Unit & Fan, Main Floor Office | THR-ACC-ADM | H.V.A.C.,Heater,Unit | HVAC |  | NR | http://www.toronto.ca/TWONTO#heater |  | Air Conditioning, HVAC, Admin Building
130160 | THR-ACC-NR-686 | HVAC Unit & Fan, Main Floor Spare Office at End of Hallway | THR-ACC-ADM | H.V.A.C.,Heater,Unit | HVAC |  | NR | http://www.toronto.ca/TWONTO#heater |  | Air Conditioning, HVAC, Admin Building
130161 | THR-ACC-NR-687 | HVAC Unit & Fan, Main Floor, End of Hallway, Ceiling | THR-ACC-ADM | H.V.A.C.,Heater,Unit | HVAC |  | NR | http://www.toronto.ca/TWONTO#heater |  | Air Conditioning, HVAC, Admin Building
130162 | THR-ACC-NR-689 | HVAC Unit & Fan, Main Floor Board Room | THR-ACC-ADM | H.V.A.C.,Heater,Unit | HVAC |  | NR | http://www.toronto.ca/TWONTO#heater |  | Air Conditioning, HVAC, Admin Building
130163 | THR-ACC-NR-692 | HVAC Unit & Fan, Main Floor Near Board Room | THR-ACC-ADM | H.V.A.C.,Heater,Unit | HVAC |  | NR | http://www.toronto.ca/TWONTO#heater |  | Air Conditioning, HVAC, Admin Building
130164 | THR-ACC-NR-694 | HVAC Unit & Fan, Main Lobby Reception | THR-ACC-ADM | H.V.A.C.,Heater,Unit | HVAC |  | NR | http://www.toronto.ca/TWONTO#heater |  | Air Conditioning, HVAC, Admin Building
130165 | THR-ACC-NR-700 | HVAC Unit & Fan, Main Floor Board Room | THR-ACC-ADM | H.V.A.C.,Heater,Unit | HVAC |  | NR | http://www.toronto.ca/TWONTO#heater |  | Air Conditioning, HVAC, Admin Building
130166 | THR-ACC-NR-703 | HVAC Unit & Fan, Electrical Shop | THR-ACC-ADM | H.V.A.C.,Heater,Unit | HVAC |  | NR | http://www.toronto.ca/TWONTO#heater |  | Air Conditioning, HVAC, Admin Building
130167 | THR-ACC-NR-704 | HVAC Unit & Fan, Electrical Shop | THR-ACC-ADM | H.V.A.C.,Heater,Unit | HVAC |  | NR | http://www.toronto.ca/TWONTO#heater |  | Air Conditioning, HVAC, Admin Building
130168 | THR-ACC-NR-712 | HVAC Unit & Fan, Instrument Shop | THR-ACC-ADM | H.V.A.C.,Heater,Unit | HVAC |  | NR | http://www.toronto.ca/TWONTO#heater |  | Air Conditioning, HVAC, Admin Building
130169 | THR-ACC-NR-713 | HVAC Unit & Fan, Instrument Shop | THR-ACC-ADM | H.V.A.C.,Heater,Unit | HVAC |  | NR | http://www.toronto.ca/TWONTO#heater |  | Air Conditioning, HVAC, Admin Building
130170 | THR-ACC-NR-721 | HVAC Unit & Fan, Control Room Corridor | THR-ACC-ADM | H.V.A.C.,Heater,Unit | HVAC |  | NR | http://www.toronto.ca/TWONTO#heater |  | Air Conditioning, HVAC, Admin Building
130171 | THR-ACC-NR-722 | HVAC Unit & Fan, Men's Wash Room Corridor | THR-ACC-ADM | H.V.A.C.,Heater,Unit | HVAC |  | NR | http://www.toronto.ca/TWONTO#heater |  | Air Conditioning, HVAC, Admin Building
130172 | THR-ACC-NR-723 | HVAC Unit & Fan, Men's Wash Room Corridor | THR-ACC-ADM | H.V.A.C.,Heater,Unit | HVAC |  | NR | http://www.toronto.ca/TWONTO#heater |  | Air Conditioning, HVAC, Admin Building
130173 | THR-ACC-NR-724 | HVAC Unit & Fan, Lunch Room | THR-ACC-ADM | H.V.A.C.,Heater,Unit | HVAC |  | NR | http://www.toronto.ca/TWONTO#heater |  | Air Conditioning, HVAC, Admin Building
130174 | THR-ACC-NR-725 | HVAC Unit & Fan, Admin Bldg., 2nd Floor Lunch Room | THR-ACC-ADM | H.V.A.C.,Heater,Unit | HVAC |  | NR | http://www.toronto.ca/TWONTO#heater |  | Air Conditioning, HVAC, Admin Building
130175 | THR-ACC-NR-726 | HVAC Unit & Fan, Lunch Room | THR-ACC-ADM | H.V.A.C.,Heater,Unit | HVAC |  | NR | http://www.toronto.ca/TWONTO#heater |  | Air Conditioning, HVAC, Admin Building
130176 | THR-ACC-NR-729 | HVAC Unit & Fan, Lunch Room | THR-ACC-ADM | H.V.A.C.,Heater,Unit | HVAC |  | NR | http://www.toronto.ca/TWONTO#heater |  | Air Conditioning, HVAC, Admin Building
130177 | THR-ACC-NR-732 | HVAC Unit & Fan, 2nd Floor, PCS Staff Office | THR-ACC-ADM | H.V.A.C.,Heater,Unit | HVAC |  | NR | http://www.toronto.ca/TWONTO#heater |  | Air Conditioning, HVAC, Admin Building
130178 | THR-ACC-NR-733 | HVAC Unit & Fan, 2nd Floor Chemist Office | THR-ACC-ADM | H.V.A.C.,Heater,Unit | HVAC |  | NR | http://www.toronto.ca/TWONTO#heater |  | Air Conditioning, HVAC, Admin Building
130179 | THR-ACC-NR-734 | HVAC Unit & Fan, 2nd Floor Corridor, West Wall | THR-ACC-ADM | H.V.A.C.,Heater,Unit | HVAC |  | NR | http://www.toronto.ca/TWONTO#heater |  | Air Conditioning, HVAC, Admin Building
130180 | THR-ACC-NR-735 | HVAC Unit & Fan, Laboratory near Refridgerator | THR-ACC-ADM | H.V.A.C.,Heater,Unit | HVAC |  | NR | http://www.toronto.ca/TWONTO#heater |  | Air Conditioning, HVAC, Admin Building
130181 | THR-ACC-NR-736 | HVAC Unit & Fan, Lab. East Wall | THR-ACC-ADM | H.V.A.C.,Heater,Unit | HVAC |  | NR | http://www.toronto.ca/TWONTO#heater |  | Air Conditioning, HVAC, Admin Building
130182 | THR-ACC-NR-738 | HVAC Unit & Fan, 2nd Floor Lab. Corridor | THR-ACC-ADM | H.V.A.C.,Heater,Unit | HVAC |  | NR | http://www.toronto.ca/TWONTO#heater |  | Air Conditioning, HVAC, Admin Building
130183 | THR-ACC-NR-741 | HVAC Unit & Fan, 2nd Floor North Stairwell | THR-ACC-ADM | H.V.A.C.,Heater,Unit | HVAC |  | NR | http://www.toronto.ca/TWONTO#heater |  | Air Conditioning, HVAC, Admin Building
130184 | THR-ACC-NR-781 | HVAC, Heater, Baseboard,Chlorine Bldg | THR-ACC-DIS | H.V.A.C.,Heater,Unit | HVAC |  | NR | http://www.toronto.ca/TWONTO#heater |  | Air Conditioning, HVAC, Chlorine Building
130185 | THR-ACC-NR-782 | HVAC, Heater, Baseboard,Chlorine Bldg | THR-ACC-DIS | H.V.A.C.,Heater,Unit | HVAC |  | NR | http://www.toronto.ca/TWONTO#heater |  | Air Conditioning, HVAC, Chlorine Building
130186 | THR-ACC-NR-783 | HVAC, Heater, Baseboard,C | THR-ACC-DIS | H.V.A.C.,Heater,Unit | HVAC |  | NR | http://www.toronto.ca/TWONTO#heater |  | Air Conditioning, HVAC, Chlorine Building
130187 | THR-ACC-NR-785 | HVAC, Heater Unit and Fan, Dechlorination Bldg | THR-ACC-DCL | H.V.A.C.,Heater,Unit | HVAC |  | NR | http://www.toronto.ca/TWONTO#heater |  | Air Conditioning, HVAC, Dechlorination Building
130188 | THR-ACC-NR-787 | HVAC, Heater Unit & Fan, Dechlorination Bldg | THR-ACC-DCL | H.V.A.C.,Heater,Unit | HVAC |  | NR | http://www.toronto.ca/TWONTO#heater |  | Air Conditioning, HVAC, Dechlorination Building
130189 | THR-ACC-NR-788 | HVAC, Heater Unit & Fan,Chlorine Bldg | THR-ACC-DIS | H.V.A.C.,Heater,Unit | HVAC |  | NR | http://www.toronto.ca/TWONTO#heater |  | Air Conditioning, HVAC, Chlorine Building
130190 | THR-ACC-NR-790 | HVAC, Heater Unit & Fan,Chlorine Bldg | THR-ACC-DIS | H.V.A.C.,Heater,Unit | HVAC |  | NR | http://www.toronto.ca/TWONTO#heater |  | Air Conditioning, HVAC, Chlorine Building
130191 | THR-ACC-NR-792 | HVAC, Heater Unit & Fan (Removed from Service) | THR-ACC-DIS | H.V.A.C.,Heater,Unit | HVAC | 35146 | NR | http://www.toronto.ca/TWONTO#heater |  | Air Conditioning, HVAC, Chlorine Building
130192 | THR-ACC-NR-797 | HVAC, Heater Unit & Fan,Chlorine Bldg | THR-ACC-DIS | H.V.A.C.,Heater,Unit | HVAC |  | NR | http://www.toronto.ca/TWONTO#heater |  | Air Conditioning, HVAC, Chlorine Building
130193 | THR-ACC-NR-798 | HVAC, Heater Unit & Fan,Chlorine Bldg | THR-ACC-DIS | H.V.A.C.,Heater,Unit | HVAC |  | NR | http://www.toronto.ca/TWONTO#heater |  | Air Conditioning, HVAC, Chlorine Building
130194 | THR-ACC-NR-799 | HVAC, Heater Unit & Fan,Chlorine Bldg | THR-ACC-DIS | H.V.A.C.,Heater,Unit | HVAC |  | NR | http://www.toronto.ca/TWONTO#heater |  | Air Conditioning, HVAC, Chlorine Building
130208 | THR-ACC-NU-558 | Make Up Air w/ Electric Heater, Grit Building, Stores Ceiling | THR-ACC-GRIT | H.V.A.C. | HVAC |  | NU | http://www.toronto.ca/TWONTO#heater |  | Heating, Ventilation and Air Conditioning, Grit Building
130228 | THR-ACC-NU-712 | Air Handling Unit, Ferrous Chloride Bldg. | THR-ACC-PRS | H.V.A.C. | HVAC |  | NU | http://www.toronto.ca/TWONTO#air_handler_unit |  | Heating, Ventilation and Air Conditioning, Ferrous Chloride Building
130237 | THR-ACC-NX-501 | A/C Unit, Men's Locker Room, Admin. Bldg. | THR-ACC-ADM | H.V.A.C.,Air Conditioner | HVAC |  | NX | http://www.toronto.ca/TWONTO#air_condition |  | Air Conditioning, HVAC, Admin Building
130238 | THR-ACC-NX-502 | A/C Unit, Men's Locker Room, Admin. Bldg. | THR-ACC-ADM | H.V.A.C.,Air Conditioner | HVAC |  | NX | http://www.toronto.ca/TWONTO#air_condition |  | Air Conditioning, HVAC, Admin Building
130263 | THR-ACC-NX-650 | A/C Unit, Nurse Office, Admin Bldg. Roof | THR-ACC-ADM | H.V.A.C.,Air Conditioner | HVAC |  | NX | http://www.toronto.ca/TWONTO#air_condition |  | Air Conditioning, HVAC, Admin Building
130288 | THR-ACC-NX-716 | Heating and Cooling Unit for Training Room | THR-ACC-HH | H.V.A.C. | HVAC |  | NX | http://www.toronto.ca/TWONTO#air_condition |  | Heating, Ventilation and Air Conditioning, Head House
130302 | THR-ACC-NX-744 | HVAC, Air Conditioning Unit, Centralized AC,Chlorine Bldg | THR-ACC-DIS | H.V.A.C.,Air Conditioner | HVAC |  | NX | http://www.toronto.ca/TWONTO#air_condition |  | Air Conditioning, HVAC, Chlorine Building
130303 | THR-ACC-NX-750 | A/C Unit, Control Room, Admin Bldg. Roof | THR-ACC-ADM | H.V.A.C.,Air Conditioner | HVAC |  | NX | http://www.toronto.ca/TWONTO#air_condition |  | Air Conditioning, HVAC, Admin Building
130308 | THR-ACC-NX-778 | Humidifier, Adminitration Building | THR-ACC-ADM | Air Handling Unit | HVAC |  | NX | http://www.toronto.ca/TWONTO#humidier |  | Air Conditioning, HVAC, Admin Building
130309 | THR-ACC-NX-778 | Humidifier, Adminitration Building | THR-ACC-WA3 | Air Handling Unit | HVAC |  | NX | http://www.toronto.ca/TWONTO#humidier |  | Air Conditioning, Boiler, Fans & AHU
130315 | THR-ACC-NX-791 | Air Handling Unit, Chlorine Bldg. | THR-ACC-DIS | Air Handling Unit | HVAC |  | NX | http://www.toronto.ca/TWONTO#air_handler_unit |  | Air Conditioning, HVAC, Chlorine Building
130316 | THR-ACC-NX-792 | Air Handling Unit, Chlorine Bldg. | THR-ACC-DIS | Air Handling Unit | HVAC |  | NX | http://www.toronto.ca/TWONTO#air_handler_unit |  | Air Conditioning, HVAC, Chlorine Building
130340 | THR-ACC-OCS | Air Conditioning, HVAC, Odour Control Bldg. | THR-ACC-WA3 | H.V.A.C.,Air Conditioner | HVAC |  |  | http://www.toronto.ca/TWONTO#collection_of_assets |  | Air Conditioning, Boiler, Fans & AHU
130445 | THR-ACC-PRM | Heating, Ventilation and Air Conditioning, Primaries | THR-ACC-HVAC |  | HVAC |  |  | http://www.toronto.ca/TWONTO#collection_of_assets |  | Air Conditioning, Heating, Ventilation & Air Conditioning
130446 | THR-ACC-PRM | Heating, Ventilation and Air Conditioning, Primaries | THR-OCS-NEW |  | HVAC |  |  | http://www.toronto.ca/TWONTO#collection_of_assets |  | Odour Control, Biofilter
130447 | THR-ACC-PRS | Heating, Ventilation and Air Conditioning, Ferrous Chloride Building | THR-ACC-WA4 |  | HVAC |  |  | http://www.toronto.ca/TWONTO#collection_of_assets |  | Air Conditioning, AHU, HVAC,Work Area4
130448 | THR-ACC-PRS | Heating, Ventilation and Air Conditioning, Ferrous Chloride Building | THR-PRS |  | HVAC |  |  | http://www.toronto.ca/TWONTO#collection_of_assets |  | Phosphorous Removal System
130500 | THR-ACC-T&G | Air Conditioning, AHU, HVAC, Tunnels & Galleries | THR-ACC-WA3 | H.V.A.C.,Air Conditioner | HVAC |  |  | http://www.toronto.ca/TWONTO#collection_of_assets |  | Air Conditioning, Boiler, Fans & AHU
130526 | THR-ACC-THK | Air Conditioning, AHU, HVAC, STB | THR-ACC-HVAC | H.V.A.C.,Air Conditioner | HVAC |  |  | http://www.toronto.ca/TWONTO#collection_of_assets |  | Air Conditioning, Heating, Ventilation & Air Conditioning
130527 | THR-ACC-THK | Air Conditioning, AHU, HVAC, STB | THR-ACC-WA1 | H.V.A.C.,Air Conditioner | HVAC |  |  | http://www.toronto.ca/TWONTO#collection_of_assets |  | Air Conditioning, AHU, HVAC,Work Area1
130672 | THR-ACC-TSL-4800 | Switch, Temperature, HTR-4800, NW Wall, Electrical Room, West Substation | THR-ACC-HTR-4800 | Switch,Temperature-Low | HVAC |  | TSL | http://www.toronto.ca/TWONTO#temperature_switch |  | Heater, Unit, Electric, NW Wall, Electrical Room, West Substation
130673 | THR-ACC-TSL-4801 | Switch, Temperature, HTR-4801, NE Wall, Electrical Room, West Substation | THR-ACC-HTR-4801 | Switch,Temperature-Low | HVAC |  | TSL | http://www.toronto.ca/TWONTO#temperature_switch |  | Heater, Unit, Electric, NE Wall, Electrical Room, West Substation
133891 | THR-DIS-AHU-0100 | HVAC, Air Conditioning Unit, Chlorine Bldg,Roof | THR-ACC-DIS | H.V.A.C.,Air Conditioner | HVAC |  | AHU | http://www.toronto.ca/TWONTO#air_condition |  | Air Conditioning, HVAC, Chlorine Building
133985 | THR-DIS-FN-0100 | Fan, Workshop, Disinfection Building Roof | THR-DIS | Fan | HVAC |  | FN | http://www.toronto.ca/TWONTO#blower_or_fan_with_drive |  | Disinfection
136641 | THR-HVAC-ACB | Heating, Ventilation and Air Conditioning, Air Compressor Building | THR-ACC-HVAC |  | HVAC |  |  | http://www.toronto.ca/TWONTO#collection_of_assets |  | Air Conditioning, Heating, Ventilation & Air Conditioning
136642 | THR-HVAC-HPBB | Heating, Ventilation and Air Conditioning, High Pressure Blower Building | THR-ACC-HVAC |  | HVAC |  |  | http://www.toronto.ca/TWONTO#collection_of_assets |  | Air Conditioning, Heating, Ventilation & Air Conditioning
136643 | THR-HVAC-HPBB | Heating, Ventilation and Air Conditioning, High Pressure Blower Building | THR-AER-BL |  | HVAC |  |  | http://www.toronto.ca/TWONTO#collection_of_assets |  | Aeration Blowers
136644 | THR-HVAC-WS | Heating, Ventilation and Air Conditioning, West Substation | THR-ACC-WA3 |  | HVAC |  |  | http://www.toronto.ca/TWONTO#collection_of_assets |  | Air Conditioning, Boiler, Fans & AHU
136956 | THR-OCS-DM-0041 | Damper, Butterfly, Suction, Fan 0040, South Biofilter | THR-OCS-FN-0040 | Damper/Louver | HVAC |  | DM | http://www.toronto.ca/TWONTO#air_damper |  | Fan, Centrifugal, Odourous Air, South Biofilter
136957 | THR-OCS-DM-0042 | Damper, Butterfly, Discharge, Fan 0040, South Biofilter | THR-OCS-FN-0040 | Damper/Louver | HVAC |  | DM | http://www.toronto.ca/TWONTO#air_damper |  | Fan, Centrifugal, Odourous Air, South Biofilter
136958 | THR-OCS-DM-0051 | Damper, Butterfly, Suction, Fan 0050, South Biofilter | THR-OCS-FN-0050 | Damper/Louver | HVAC |  | DM | http://www.toronto.ca/TWONTO#air_damper |  | Fan, Centrifugal, Odourous Air, South Biofilter
136959 | THR-OCS-DM-0052 | Damper, Butterfly, Discharge, Fan 0050, South Biofilter | THR-OCS-FN-0050 | Damper/Louver | HVAC |  | DM | http://www.toronto.ca/TWONTO#air_damper |  | Fan, Centrifugal, Odourous Air, South Biofilter
136960 | THR-OCS-DM-0062 | Damper, Butterfly, Discharge, Fan 0060, Carbon System - Omitted | THR-OCS-FN-0060 | Damper/Louver | HVAC |  | DM | http://www.toronto.ca/TWONTO#air_damper |  | Fan, Centrifugal, Odourous Air, Carbon System
136961 | THR-OCS-DM-2207 | Damper, Butterfly, Suction, Fan 2200, North Biofilter | THR-OCS-FN-2200 | Damper/Louver | HVAC |  | DM | http://www.toronto.ca/TWONTO#air_damper |  | Fan, Centrifugal, Odourous Air, North Biofilter
136962 | THR-OCS-DM-2208 | Damper, Butterfly, Discharge, Fan 2200, North Biofilter | THR-OCS-FN-2200 | Damper/Louver | HVAC |  | DM | http://www.toronto.ca/TWONTO#air_damper |  | Fan, Centrifugal, Odourous Air, North Biofilter
136963 | THR-OCS-DM-2227 | Damper, Butterfly, Suction, Fan 2220, North Biofilter | THR-OCS-FN-2220 | Damper/Louver | HVAC |  | DM | http://www.toronto.ca/TWONTO#air_damper |  | Fan, Centrifugal, Odourous Air, North Biofilter
139697 | TNT-ACC-AC-2003A | Air Conditioner | TNT-ACC-AC | H.V.A.C.,Air Conditioner | HVAC |  | AC | http://www.toronto.ca/TWONTO#air_condition |  | HVAC- Air conditioner and cooling units
139698 | TNT-ACC-AC-2006A | Air Conditioner | TNT-ACC-AC | H.V.A.C.,Air Conditioner | HVAC |  | AC | http://www.toronto.ca/TWONTO#air_condition |  | HVAC- Air conditioner and cooling units
139699 | TNT-ACC-AC-2007A | Air Conditioner | TNT-ACC-AC | H.V.A.C.,Air Conditioner | HVAC |  | AC | http://www.toronto.ca/TWONTO#air_condition |  | HVAC- Air conditioner and cooling units
139700 | TNT-ACC-AC-2009A | Air Conditioner | TNT-ACC-AC | H.V.A.C.,Air Conditioner | HVAC |  | AC | http://www.toronto.ca/TWONTO#air_condition |  | HVAC- Air conditioner and cooling units
139702 | TNT-ACC-AHU-1602 | Air handling unit | TNT-ACC-AHU | Air Handling Unit | HVAC |  | AHU | http://www.toronto.ca/TWONTO#air_handler_unit |  | HVAC- AHUs and Fans
139703 | TNT-ACC-AHU-1603 | Air handling unit | TNT-ACC-AHU | Air Handling Unit | HVAC |  | AHU | http://www.toronto.ca/TWONTO#air_handler_unit |  | HVAC- AHUs and Fans
139707 | TNT-ACC-CU-2006B | Air Conditioner, outdoor condensor | TNT-ACC-AC | H.V.A.C.,Chiller | HVAC |  | CU | http://www.toronto.ca/TWONTO#AC_condenser_unit |  | HVAC- Air conditioner and cooling units
139708 | TNT-ACC-CU-2007B | Air Conditioner, outdoor condensor | TNT-ACC-AC | H.V.A.C.,Chiller | HVAC |  | CU | http://www.toronto.ca/TWONTO#AC_condenser_unit |  | HVAC- Air conditioner and cooling units
139709 | TNT-ACC-CU-2009B | Air Conditioner, outdoor condensor | TNT-ACC-AC | H.V.A.C.,Chiller | HVAC |  | CU | http://www.toronto.ca/TWONTO#AC_condenser_unit |  | HVAC- Air conditioner and cooling units
139710 | TNT-ACC-CU-2010B | Air Conditioner, outdoor condensor | TNT-ACC-AC | H.V.A.C.,Chiller | HVAC |  | CU | http://www.toronto.ca/TWONTO#AC_condenser_unit |  | HVAC- Air conditioner and cooling units
140908 | TNT-SPC-AC-1001 | AC Unit, SPC Room | TNT-ACC-AHU | Fan | HVAC |  | AC | http://www.toronto.ca/TWONTO#air_condition |  | HVAC- AHUs and Fans
143510 | WTR-PEL-AHU-1001 | Air Handling Unit, Generator Building, Roof | WTR-PEL-ACC | Air Handling Unit | HVAC |  | AHU | http://www.toronto.ca/TWONTO#air_handler_unit |  | Air Conditioning, Handling and Ventilation
145633 | WTR-PPD-AC-2041 | Air Conditioner, Ductless, Break Room | WTR-PPD-CU-3051 | H.V.A.C.,Air Conditioner | HVAC |  | AC | http://www.toronto.ca/TWONTO#air_condition |  | Condensing Unit 2, Air Cooled, Roof
145634 | WTR-PPD-AC-3042 | Air Conditioner, Ductless, Electrical Room | WTR-PPD-CU-3041 | H.V.A.C.,Air Conditioner | HVAC |  | AC | http://www.toronto.ca/TWONTO#air_condition |  | Condensing Unit 1, Air Cooled, Roof
145810 | WTR-PRH-CU-0001 | Cooling Water Condenser, Meter Access Room | WTR-PRH-ACC | H.V.A.C.,Air Conditioner | HVAC |  | CU | http://www.toronto.ca/TWONTO#AC_condenser_unit |  | Air Conditioning, Heating and Ventilation
147616 | YTF-ACC-AC-0002 | H.V.A.C., Air Conditioner, RN117, HVAC Exhaust Fans and AHU's | YTF-ACC | H.V.A.C.,Air Conditioner | HVAC |  | AC | http://www.toronto.ca/TWONTO#air_condition |  | HVAC Equipment
147617 | YTF-ACC-AC-5801 | H.V.A.C., Air Conditioner, YTF-ACC-AHU-5801, HVAC Exhaust Fans and AHU's | YTF-ACC | H.V.A.C.,Air Conditioner | HVAC |  | AC | http://www.toronto.ca/TWONTO#air_condition |  | HVAC Equipment
147618 | YTF-ACC-AC-6001 | H.V.A.C., Air Conditioner, YTF-ACC-AHU-6001, HVAC Exhaust Fans and AHU's | YTF-ACC | H.V.A.C.,Air Conditioner | HVAC |  | AC | http://www.toronto.ca/TWONTO#air_condition |  | HVAC Equipment
147619 | YTF-ACC-AHU-4101 | Air Handling Unit, RN150, HVAC Exhaust Fans and AHU's | YTF-ACC | Air Handling Unit | HVAC |  | AHU | http://www.toronto.ca/TWONTO#air_handler_unit |  | HVAC Equipment
147620 | YTF-ACC-AHU-4301 | Air Handling Unit, RN151, HVAC Exhaust Fans and AHU's | YTF-ACC | Air Handling Unit | HVAC |  | AHU | http://www.toronto.ca/TWONTO#air_handler_unit |  | HVAC Equipment
147621 | YTF-ACC-AHU-4601 | Air Handling Unit, RN146, HVAC Exhaust Fans and AHU's | YTF-ACC | Air Handling Unit | HVAC |  | AHU | http://www.toronto.ca/TWONTO#air_handler_unit |  | HVAC Equipment
147622 | YTF-ACC-AHU-4901 | Air Handling Unit, RN175, HVAC Exhaust Fans and AHU's | YTF-ACC | Air Handling Unit | HVAC |  | AHU | http://www.toronto.ca/TWONTO#air_handler_unit |  | HVAC Equipment
147623 | YTF-ACC-AHU-5201 | Air Handling Unit, RN125, HVAC Exhaust Fans and AHU's | YTF-ACC | Air Handling Unit | HVAC |  | AHU | http://www.toronto.ca/TWONTO#air_handler_unit |  | HVAC Equipment
147624 | YTF-ACC-AHU-5701 | Air Handling Unit, Telephone Room, HVAC Exhaust Fans and AHU's | YTF-ACC | Air Handling Unit | HVAC |  | AHU | http://www.toronto.ca/TWONTO#air_handler_unit |  | HVAC Equipment
147625 | YTF-ACC-AHU-5801 | Air Handling Unit, Server Room, North-West, HVAC Exhaust Fans and AHU's | YTF-ACC | Air Handling Unit | HVAC |  | AHU | http://www.toronto.ca/TWONTO#air_handler_unit |  | HVAC Equipment
147711 | YTF-CW-HU-7101 | H.V.A.C., Humidifier, General Office Area 4, City Water | YTF-CW | H.V.A.C.,Humidifier | HVAC |  | HU | http://www.toronto.ca/TWONTO#humidier |  | City Water
147712 | YTF-CW-HU-7201 | H.V.A.C., Humidifier, RN151, City Water | YTF-CW | H.V.A.C.,Humidifier | HVAC |  | HU | http://www.toronto.ca/TWONTO#humidier |  | City Water
147713 | YTF-CW-HU-7501 | H.V.A.C., Humidifier, RN132, City Water | YTF-CW | H.V.A.C.,Humidifier | HVAC |  | HU | http://www.toronto.ca/TWONTO#humidier |  | City Water
147714 | YTF-CW-HU-7601 | H.V.A.C., Humidifier, RN122, City Water | YTF-CW | H.V.A.C.,Humidifier | HVAC |  | HU | http://www.toronto.ca/TWONTO#humidier |  | City Water
38991 | TAB-ACC-DM-0041 | Combustin Air Damper Servo Motor | TAB-ACC-BO-0040 |  | Burner |  | DM | http://www.toronto.ca/TWONTO#flame_arrestor |  | Boiler#4, Plant Wide Heating System
39278 | TAB-ACC-FDT-0040 | Flame Detector | TAB-ACC-BO-0040 |  | Burner |  | FDT | http://www.toronto.ca/TWONTO#flame_or_combustion_sensing_instrument |  | Boiler#4, Plant Wide Heating System
40482 | TAB-ACC-PSL-0005 | Combustion Air Flow Proving Switch | TAB-ACC-BO-0040 |  | Burner |  | PSL | http://www.toronto.ca/TWONTO#pressure_switch |  | Boiler#4, Plant Wide Heating System
44451 | TAB-DIG-BU | Waste Gas Burner | TAB-AUX |  | Burner |  |  | http://www.toronto.ca/TWONTO#waste_gas_burner |  | Gas Services, Natural Gas, Digester Gas
44452 | TAB-DIG-BU | Waste Gas Burner | TAB-WORK-AREA-6 |  | Burner |  |  | http://www.toronto.ca/TWONTO#waste_gas_burner |  | Work Area 6
44453 | TAB-DIG-BU | Waste Gas Burner | TAB-WORK-AREA-SEO |  | Burner |  |  | http://www.toronto.ca/TWONTO#waste_gas_burner |  | TAB Work Area SEO
44454 | TAB-DIG-BU-7062 | Burner #2, Waste Gas | TAB-DIG-BU | Burner,Waste Gas | Burner |  | BU | http://www.toronto.ca/TWONTO#waste_gas_burner |  | Waste Gas Burner
44455 | TAB-DIG-BU-7062 | Burner #2, Waste Gas | TAB-SUSPENDED ENTITY | Burner,Waste Gas | Burner |  | BU | http://www.toronto.ca/TWONTO#waste_gas_burner |  | Suspended entities
44456 | TAB-DIG-BU-7200 | Waste Gas Burner, Digester Gas, Waste Gas Burner Station | TAB-DIG-BU | Burner | Burner |  | BU | http://www.toronto.ca/TWONTO#waste_gas_burner |  | Waste Gas Burner
44457 | TAB-DIG-BU-7300 | Waste Gas Burner, Digester Gas, Waste Gas Burner Station | TAB-DIG-BU | Burner | Burner |  | BU | http://www.toronto.ca/TWONTO#waste_gas_burner |  | Waste Gas Burner
44458 | TAB-DIG-BU-7400 | Waste Gas Burner, Digester Gas, Waste Gas Burner Station | TAB-DIG-BU | Burner | Burner |  | BU | http://www.toronto.ca/TWONTO#waste_gas_burner |  | Waste Gas Burner
44459 | TAB-DIG-BU-7500 | Waste Gas Burner, Waste Gas Burner Station | TAB-DIG-BU | Burner | Burner |  | BU | http://www.toronto.ca/TWONTO#waste_gas_burner |  | Waste Gas Burner
44460 | TAB-DIG-BU-7600 | Waste Gas Burner, Waste Gas Burner Station | TAB-DIG-BU | Burner | Burner |  | BU | http://www.toronto.ca/TWONTO#waste_gas_burner |  | Waste Gas Burner
62890 | THC-DIG-BU-5100 | Burner,Waste Gas,Building UU | THC-DIG-BURNERS | Burner,Waste Gas | Burner |  | BU | http://www.toronto.ca/TWONTO#waste_gas_burner |  | Waste Gas Burners
62891 | THC-DIG-BU-5182S | Waste Gas, Burner | THC-DIG-BURNERS | Burner,Waste Gas | Burner | 37958 | BU | http://www.toronto.ca/TWONTO#waste_gas_burner |  | Waste Gas Burners
62892 | THC-DIG-BU-5300 | Burner,Waste Gas,Building UU | THC-DIG-BURNERS | Burner,Waste Gas | Burner |  | BU | http://www.toronto.ca/TWONTO#waste_gas_burner |  | Waste Gas Burners
66916 | THC-INC-BU-1030 | Burner, Hearth 1, Incinerator 1000 | THC-INC-FU-1000 | Burner | Burner |  | BU | http://www.toronto.ca/TWONTO#burner_component_of_asset |  | Furnace, Incinerator 1000
66917 | THC-INC-BU-1031 | Burner, Hearth 1, Incinerator 1000 | THC-INC-FU-1000? | Burner | Burner |  | BU | http://www.toronto.ca/TWONTO#burner_component_of_asset |  | Furnace, Incinerator 1000
66918 | THC-INC-BU-1032 | Burner, Hearth 1, Incinerator 1000 | THC-INC-FU-1000 | Burner | Burner |  | BU | http://www.toronto.ca/TWONTO#burner_component_of_asset |  | Furnace, Incinerator 1000
66919 | THC-INC-BU-1033 | Burner, Hearth 1, Incinerator 1000 | THC-INC-FU-1000? | Burner | Burner |  | BU | http://www.toronto.ca/TWONTO#burner_component_of_asset |  | Furnace, Incinerator 1000
66920 | THC-INC-BU-1034 | Burner, Hearth 3, Incinerator 1000 | THC-INC-FU-1000? | Burner | Burner |  | BU | http://www.toronto.ca/TWONTO#burner_component_of_asset |  | Furnace, Incinerator 1000
66921 | THC-INC-BU-1035 | Burner, Hearth 3, Incinerator 1000 | THC-INC-FU-1000? | Burner | Burner |  | BU | http://www.toronto.ca/TWONTO#burner_component_of_asset |  | Furnace, Incinerator 1000
66922 | THC-INC-BU-1036 | Burner, Hearth 3, Incinerator 1000 | THC-INC-FU-1000? | Burner | Burner |  | BU | http://www.toronto.ca/TWONTO#burner_component_of_asset |  | Furnace, Incinerator 1000
66923 | THC-INC-BU-1037 | Burner, Hearth 3, Incinerator 1000 | THC-INC-FU-1000? | Burner | Burner |  | BU | http://www.toronto.ca/TWONTO#burner_component_of_asset |  | Furnace, Incinerator 1000
66924 | THC-INC-BU-1038 | Burner, Hearth 5, Incinerator 1000 | THC-INC-FU-1000 | Burner | Burner |  | BU | http://www.toronto.ca/TWONTO#burner_component_of_asset |  | Furnace, Incinerator 1000
66925 | THC-INC-BU-1039 | Burner, Hearth 5, Incinerator 1000 | THC-INC-FU-1000 | Burner | Burner |  | BU | http://www.toronto.ca/TWONTO#burner_component_of_asset |  | Furnace, Incinerator 1000
66926 | THC-INC-BU-1040 | Burner, Hearth 5, Incinerator 1000 | THC-INC-FU-1000 | Burner | Burner |  | BU | http://www.toronto.ca/TWONTO#burner_component_of_asset |  | Furnace, Incinerator 1000
66927 | THC-INC-BU-1041 | Burner, Hearth 5, Incinerator 1000 | THC-INC-FU-1000 | Burner | Burner |  | BU | http://www.toronto.ca/TWONTO#burner_component_of_asset |  | Furnace, Incinerator 1000
66928 | THC-INC-BU-1042 | Burner, Hearth 7, Incinerator 1000 | THC-INC-FU-1000 | Burner | Burner |  | BU | http://www.toronto.ca/TWONTO#burner_component_of_asset |  | Furnace, Incinerator 1000
66929 | THC-INC-BU-1043 | Burner, Hearth 7, Incinerator 1000 | THC-INC-FU-1000 | Burner | Burner |  | BU | http://www.toronto.ca/TWONTO#burner_component_of_asset |  | Furnace, Incinerator 1000
66930 | THC-INC-BU-2030 | Burner, Hearth 1, Incinerator 2000 | THC-INC-FU-2000 | Burner | Burner |  | BU | http://www.toronto.ca/TWONTO#burner_component_of_asset |  | Furnace, Incinerator 2000
66931 | THC-INC-BU-2031 | Burner, Hearth 1, Incinerator 2000 | THC-INC-FU-2000? | Burner | Burner |  | BU | http://www.toronto.ca/TWONTO#burner_component_of_asset |  | Furnace, Incinerator 2000
66932 | THC-INC-BU-2032 | Burner, Hearth 1, Incinerator 2000 | THC-INC-FU-2000? | Burner | Burner |  | BU | http://www.toronto.ca/TWONTO#burner_component_of_asset |  | Furnace, Incinerator 2000
66933 | THC-INC-BU-2033 | Burner, Hearth 1, Incinerator 2000 | THC-INC-FU-2000? | Burner | Burner |  | BU | http://www.toronto.ca/TWONTO#burner_component_of_asset |  | Furnace, Incinerator 2000
66934 | THC-INC-BU-2037 | Burner, Hearth 3, Incinerator 2000 | THC-INC-FU-2000 | Burner | Burner |  | BU | http://www.toronto.ca/TWONTO#burner_component_of_asset |  | Furnace, Incinerator 2000
66935 | THC-INC-BU-2037 | Burner, Hearth 3, Incinerator 2000 | THC-INC-FU-2000? | Burner | Burner |  | BU | http://www.toronto.ca/TWONTO#burner_component_of_asset |  | Furnace, Incinerator 2000
66936 | THC-INC-BU-2038 | Burner, Hearth 5, Incinerator 2000 | THC-INC-FU-2000 | Burner | Burner |  | BU | http://www.toronto.ca/TWONTO#burner_component_of_asset |  | Furnace, Incinerator 2000
66937 | THC-INC-BU-2039 | Burner, Hearth 5, Incinerator 2000 | THC-INC-FU-2000? | Burner | Burner |  | BU | http://www.toronto.ca/TWONTO#burner_component_of_asset |  | Furnace, Incinerator 2000
66938 | THC-INC-BU-2040 | Burner, Hearth 5, Incinerator 2000 | THC-INC-FU-2000? | Burner | Burner |  | BU | http://www.toronto.ca/TWONTO#burner_component_of_asset |  | Furnace, Incinerator 2000
66939 | THC-INC-BU-2041 | Burner, Hearth 5, Incinerator 2000 | THC-INC-FU-2000 | Burner | Burner |  | BU | http://www.toronto.ca/TWONTO#burner_component_of_asset |  | Furnace, Incinerator 2000
66940 | THC-INC-BU-2042 | Burner, Hearth 7, Incinerator 2000 | THC-INC-FU-2000 | Burner | Burner |  | BU | http://www.toronto.ca/TWONTO#burner_component_of_asset |  | Furnace, Incinerator 2000
66941 | THC-INC-BU-2043 | Burner, Hearth 7, Incinerator 2000 | THC-INC-FU-2000? | Burner | Burner |  | BU | http://www.toronto.ca/TWONTO#burner_component_of_asset |  | Furnace, Incinerator 2000
75828 | THR-DIG-BU-7720S | Burner, Waste Gas | THR-DIG-BU | Analyzer | Burner | 39916 | BU | http://www.toronto.ca/TWONTO#waste_gas_burner |  | Digester, Waste Gas Burners
75829 | THR-DIG-BU-7720S | Burner, Waste Gas | THR-S-E | Analyzer | Burner | 39916 | BU | http://www.toronto.ca/TWONTO#waste_gas_burner |  | SUSPENDED ENTITY
75830 | THR-DIG-BU-7750 | Waste Gas Burner, Burner 7750, WGB Bldg Roof | THR-DIG-BU | Analyzer | Burner |  | BU | http://www.toronto.ca/TWONTO#waste_gas_burner |  | Digester, Waste Gas Burners
75831 | THR-DIG-BU-7750S | Burner, Waste Gas | THR-DIG-BU | Analyzer | Burner | 40407 | BU | http://www.toronto.ca/TWONTO#waste_gas_burner |  | Digester, Waste Gas Burners
75832 | THR-DIG-BU-7750S | Burner, Waste Gas | THR-S-E | Analyzer | Burner | 40407 | BU | http://www.toronto.ca/TWONTO#waste_gas_burner |  | SUSPENDED ENTITY
75833 | THR-DIG-BU-7780 | Burner, Waste Gas 7780, Waste Gas Burner Building Roof | THR-DIG-BU | Analyzer | Burner |  | BU | http://www.toronto.ca/TWONTO#waste_gas_burner |  | Digester, Waste Gas Burners
75834 | THR-DIG-BU-7780S | Burner, Waste Gas | THR-DIG-BU | Analyzer | Burner | 40408 | BU | http://www.toronto.ca/TWONTO#waste_gas_burner |  | Digester, Waste Gas Burners
75875 | THR-DIG-FDT-7780 | Flame detector, BU-7780, WGB Bldg Roof | THR-DIG-BU-7750 | Control Panel,Operator | Burner |  | FDT | http://www.toronto.ca/TWONTO#flame_or_combustion_sensing_instrument |  | Waste Gas Burner, Burner 7750, WGB Bldg Roof
85635 | TNT-ACC-BU-5101 | Burner, Boiler #5100 | TNT-ACC-BO-5100 | Burner | Burner |  | BU | http://www.toronto.ca/TWONTO#burner_component_of_asset |  | Boiler, Hot Water
86535 | TNT-DIG-BU-5301 | Burner, Waste Gas | TNT-DIG-GAS | Burner,Waste Gas | Burner |  | BU | http://www.toronto.ca/TWONTO#waste_gas_burner |  | Digester Gas header
86536 | TNT-DIG-BU-5401 | Burner, Waste Gas | TNT-DIG-GAS | Burner,Waste Gas | Burner |  | BU | http://www.toronto.ca/TWONTO#waste_gas_burner |  | Digester Gas header
106039 | TAB-ACC-BU-0400 | Valve, Lubricated Plug, Digester Gas Train, | TAB-DIG-BLR19 | Burner | Burner |  | BU | http://www.toronto.ca/TWONTO#valve |  | Digester Gas Train,#19 Volcano Steam Boiler
108977 | TAB-CAP-PRJ-0022 | New Waste Gas Burner Project | TAB-DIG-BU | Burner,Waste Gas | Burner |  | PRJ | project |  | Waste Gas Burner
110476 | TAB-DIG-BU | Waste Gas Burner | TAB-WORK-AREA-5 |  | Burner |  |  | http://www.toronto.ca/TWONTO#collection_of_assets |  | Work Area 5
110477 | TAB-DIG-BU-7061 | Burner #1, Waste Gas | TAB-DIG-BU | Burner,Waste Gas | Burner | 46285 | BU | http://www.toronto.ca/TWONTO#waste_gas_burner |  | Waste Gas Burner
110478 | TAB-DIG-BU-7061 | Burner #1, Waste Gas | TAB-SUSPENDED ENTITY | Burner,Waste Gas | Burner | 46285 | BU | http://www.toronto.ca/TWONTO#waste_gas_burner |  | Suspended entities
110479 | TAB-DIG-BU-7063 | Burner #3, Waste Gas | TAB-DIG-BU | Burner,Waste Gas | Burner | 46286 | BU | http://www.toronto.ca/TWONTO#waste_gas_burner |  | Waste Gas Burner
110480 | TAB-DIG-BU-7063 | Burner #3, Waste Gas | TAB-SUSPENDED ENTITY | Burner,Waste Gas | Burner | 46286 | BU | http://www.toronto.ca/TWONTO#waste_gas_burner |  | Suspended entities
123192 | THC-DIG-BU-5182S | Waste Gas, Burner | THC-SUSPENDED | Burner,Waste Gas | Burner | 37958 | BU | http://www.toronto.ca/TWONTO#waste_gas_burner |  | Suspended entity
123193 | THC-DIG-BU-5200 | Burner,Waste Gas,Building UU | THC-DIG-BURNERS | Burner,Waste Gas | Burner |  | BU | http://www.toronto.ca/TWONTO#waste_gas_burner |  | Waste Gas Burners
123194 | THC-DIG-BU-5200S | Waste Gas, Burner | THC-DIG-BURNERS | Burner,Waste Gas | Burner | 36072 | BU | http://www.toronto.ca/TWONTO#waste_gas_burner |  | Waste Gas Burners
123195 | THC-DIG-BU-5200S | Waste Gas, Burner | THC-SUSPENDED | Burner,Waste Gas | Burner | 36072 | BU | http://www.toronto.ca/TWONTO#waste_gas_burner |  | Suspended entity
123196 | THC-DIG-BU-5220S | Waste Gas, Burner | THC-DIG-BURNERS | Burner,Waste Gas | Burner | 36071 | BU | http://www.toronto.ca/TWONTO#waste_gas_burner |  | Waste Gas Burners
123197 | THC-DIG-BU-5220S | Waste Gas, Burner | THC-SUSPENDED | Burner,Waste Gas | Burner | 36071 | BU | http://www.toronto.ca/TWONTO#waste_gas_burner |  | Suspended entity
125846 | THC-INC-BU-1030 | Burner, Hearth 1, Incinerator 1000 | THC-INC-FU-1000? | Burner | Burner |  | BU | http://www.toronto.ca/TWONTO#burner_component_of_asset |  | Furnace, Incinerator 1000
125847 | THC-INC-BU-1031 | Burner, Hearth 1, Incinerator 1000 | THC-INC-FU-1000 | Burner | Burner |  | BU | http://www.toronto.ca/TWONTO#burner_component_of_asset |  | Furnace, Incinerator 1000
125848 | THC-INC-BU-1032 | Burner, Hearth 1, Incinerator 1000 | THC-INC-FU-1000? | Burner | Burner |  | BU | http://www.toronto.ca/TWONTO#burner_component_of_asset |  | Furnace, Incinerator 1000
125849 | THC-INC-BU-1033 | Burner, Hearth 1, Incinerator 1000 | THC-INC-FU-1000 | Burner | Burner |  | BU | http://www.toronto.ca/TWONTO#burner_component_of_asset |  | Furnace, Incinerator 1000
125850 | THC-INC-BU-1034 | Burner, Hearth 3, Incinerator 1000 | THC-INC-FU-1000 | Burner | Burner |  | BU | http://www.toronto.ca/TWONTO#burner_component_of_asset |  | Furnace, Incinerator 1000
125851 | THC-INC-BU-1035 | Burner, Hearth 3, Incinerator 1000 | THC-INC-FU-1000 | Burner | Burner |  | BU | http://www.toronto.ca/TWONTO#burner_component_of_asset |  | Furnace, Incinerator 1000
125852 | THC-INC-BU-1036 | Burner, Hearth 3, Incinerator 1000 | THC-INC-FU-1000 | Burner | Burner |  | BU | http://www.toronto.ca/TWONTO#burner_component_of_asset |  | Furnace, Incinerator 1000
125853 | THC-INC-BU-1037 | Burner, Hearth 3, Incinerator 1000 | THC-INC-FU-1000 | Burner | Burner |  | BU | http://www.toronto.ca/TWONTO#burner_component_of_asset |  | Furnace, Incinerator 1000
125854 | THC-INC-BU-1038 | Burner, Hearth 5, Incinerator 1000 | THC-INC-FU-1000? | Burner | Burner |  | BU | http://www.toronto.ca/TWONTO#burner_component_of_asset |  | Furnace, Incinerator 1000
125855 | THC-INC-BU-1039 | Burner, Hearth 5, Incinerator 1000 | THC-INC-FU-1000? | Burner | Burner |  | BU | http://www.toronto.ca/TWONTO#burner_component_of_asset |  | Furnace, Incinerator 1000
125856 | THC-INC-BU-1040 | Burner, Hearth 5, Incinerator 1000 | THC-INC-FU-1000? | Burner | Burner |  | BU | http://www.toronto.ca/TWONTO#burner_component_of_asset |  | Furnace, Incinerator 1000
125857 | THC-INC-BU-1041 | Burner, Hearth 5, Incinerator 1000 | THC-INC-FU-1000? | Burner | Burner |  | BU | http://www.toronto.ca/TWONTO#burner_component_of_asset |  | Furnace, Incinerator 1000
125858 | THC-INC-BU-1042 | Burner, Hearth 7, Incinerator 1000 | THC-INC-FU-1000? | Burner | Burner |  | BU | http://www.toronto.ca/TWONTO#burner_component_of_asset |  | Furnace, Incinerator 1000
125859 | THC-INC-BU-1043 | Burner, Hearth 7, Incinerator 1000 | THC-INC-FU-1000? | Burner | Burner |  | BU | http://www.toronto.ca/TWONTO#burner_component_of_asset |  | Furnace, Incinerator 1000
125860 | THC-INC-BU-2030 | Burner, Hearth 1, Incinerator 2000 | THC-INC-FU-2000? | Burner | Burner |  | BU | http://www.toronto.ca/TWONTO#burner_component_of_asset |  | Furnace, Incinerator 2000
125861 | THC-INC-BU-2031 | Burner, Hearth 1, Incinerator 2000 | THC-INC-FU-2000 | Burner | Burner |  | BU | http://www.toronto.ca/TWONTO#burner_component_of_asset |  | Furnace, Incinerator 2000
125862 | THC-INC-BU-2032 | Burner, Hearth 1, Incinerator 2000 | THC-INC-FU-2000 | Burner | Burner |  | BU | http://www.toronto.ca/TWONTO#burner_component_of_asset |  | Furnace, Incinerator 2000
125863 | THC-INC-BU-2033 | Burner, Hearth 1, Incinerator 2000 | THC-INC-FU-2000 | Burner | Burner |  | BU | http://www.toronto.ca/TWONTO#burner_component_of_asset |  | Furnace, Incinerator 2000
125864 | THC-INC-BU-2034 | Burner, Hearth 3, Incinerator 2000 | THC-INC-FU-2000 | Burner | Burner |  | BU | http://www.toronto.ca/TWONTO#burner_component_of_asset |  | Furnace, Incinerator 2000
125865 | THC-INC-BU-2034 | Burner, Hearth 3, Incinerator 2000 | THC-INC-FU-2000? | Burner | Burner |  | BU | http://www.toronto.ca/TWONTO#burner_component_of_asset |  | Furnace, Incinerator 2000
125866 | THC-INC-BU-2035 | Burner, Hearth 3, Incinerator 2000 | THC-INC-FU-2000 | Burner | Burner |  | BU | http://www.toronto.ca/TWONTO#burner_component_of_asset |  | Furnace, Incinerator 2000
125867 | THC-INC-BU-2035 | Burner, Hearth 3, Incinerator 2000 | THC-INC-FU-2000? | Burner | Burner |  | BU | http://www.toronto.ca/TWONTO#burner_component_of_asset |  | Furnace, Incinerator 2000
125868 | THC-INC-BU-2036 | Burner, Hearth 3, Incinerator 2000 | THC-INC-FU-2000 | Burner | Burner |  | BU | http://www.toronto.ca/TWONTO#burner_component_of_asset |  | Furnace, Incinerator 2000
125869 | THC-INC-BU-2036 | Burner, Hearth 3, Incinerator 2000 | THC-INC-FU-2000? | Burner | Burner |  | BU | http://www.toronto.ca/TWONTO#burner_component_of_asset |  | Furnace, Incinerator 2000
125870 | THC-INC-BU-2038 | Burner, Hearth 5, Incinerator 2000 | THC-INC-FU-2000? | Burner | Burner |  | BU | http://www.toronto.ca/TWONTO#burner_component_of_asset |  | Furnace, Incinerator 2000
125871 | THC-INC-BU-2039 | Burner, Hearth 5, Incinerator 2000 | THC-INC-FU-2000 | Burner | Burner |  | BU | http://www.toronto.ca/TWONTO#burner_component_of_asset |  | Furnace, Incinerator 2000
125872 | THC-INC-BU-2040 | Burner, Hearth 5, Incinerator 2000 | THC-INC-FU-2000 | Burner | Burner |  | BU | http://www.toronto.ca/TWONTO#burner_component_of_asset |  | Furnace, Incinerator 2000
125873 | THC-INC-BU-2041 | Burner, Hearth 5, Incinerator 2000 | THC-INC-FU-2000? | Burner | Burner |  | BU | http://www.toronto.ca/TWONTO#burner_component_of_asset |  | Furnace, Incinerator 2000
125874 | THC-INC-BU-2042 | Burner, Hearth 7, Incinerator 2000 | THC-INC-FU-2000? | Burner | Burner |  | BU | http://www.toronto.ca/TWONTO#burner_component_of_asset |  | Furnace, Incinerator 2000
125875 | THC-INC-BU-2043 | Burner, Hearth 7, Incinerator 2000 | THC-INC-FU-2000 | Burner | Burner |  | BU | http://www.toronto.ca/TWONTO#burner_component_of_asset |  | Furnace, Incinerator 2000
132485 | THR-DIG-BU-7720 | Waste Gas Burner, Burner 7720, WGB Bldg Roof | THR-DIG-BU | Analyzer | Burner |  | BU | http://www.toronto.ca/TWONTO#waste_gas_burner |  | Digester, Waste Gas Burners
132486 | THR-DIG-BU-7780S | Burner, Waste Gas | THR-S-E | Analyzer | Burner | 40408 | BU | http://www.toronto.ca/TWONTO#waste_gas_burner |  | SUSPENDED ENTITY
132526 | THR-DIG-FDT-7720 | Flame detector, BU-7720, WGB Bldg Roof | THR-DIG-BU-7720 | Control Panel,Operator | Burner |  | FDT | http://www.toronto.ca/TWONTO#flame_or_combustion_sensing_instrument |  | Waste Gas Burner, Burner 7720, WGB Bldg Roof
132527 | THR-DIG-FDT-7750 | Flame detector, BU-7750, WGB Bldg Roof | THR-DIG-BU-7750 | Control Panel,Operator | Burner |  | FDT | http://www.toronto.ca/TWONTO#flame_or_combustion_sensing_instrument |  | Waste Gas Burner, Burner 7750, WGB Bldg Roof
139706 | TNT-ACC-BU-5201 | Burner, Boiler #5200 | TNT-ACC-BO-5200 | Burner | Burner |  | BU | http://www.toronto.ca/TWONTO#burner_component_of_asset |  | Boiler, Hot Water
8539 | DOS-YCM-FAK-VEH076090 | First Aid kit in vehicle # 76090 | DOS-YCM-VEH-076090 | Safety,First Aid Kit | First Aid |  |  | http://www.toronto.ca/TWONTO#first_aid_kit |  | 2021 Chevrolet Silverado 3500 - Vehicle Unit# 076090
8540 | DOS-YCM-FAK-VEH270005 | First Aid kit in Trailer vehicle # 270005 | DOS-YCM-TRL-VEH270005 | Safety,First Aid Kit | First Aid |  |  | http://www.toronto.ca/TWONTO#first_aid_kit |  | 2008 Homemade Modular - Vehicle Trailer Unit# 270005
8541 | DOS-YCM-FAK-VEH270008 | First Aid kit in Trailer vehicle # 270008 | DOS-YCM-TRL-VEH270008 | Safety,First Aid Kit | First Aid |  |  | http://www.toronto.ca/TWONTO#first_aid_kit |  | 2008 Homemade Modular - Vehicle Trailer Unit# 270008
8542 | DOS-YCM-FAK-VEH270012 | First Aid kit in Trailer vehicle # 270012 |  | Safety,First Aid Kit | First Aid |  |  | http://www.toronto.ca/TWONTO#first_aid_kit
8543 | DOS-YCM-FAK-VEH270014 | First Aid kit in Trailer vehicle # 270014 | DOS-YCM-TRL-VEH270014 | Safety,First Aid Kit | First Aid |  |  | http://www.toronto.ca/TWONTO#first_aid_kit |  | 2019 ALANTRA LEASING 22X10 - Vehicle Trailer Unit# 270014
8544 | DOS-YCM-FAK-VEH270015 | First Aid kit in Trailer vehicle # 270015 | DOS-YCM-TRL-VEH270015 | Safety,First Aid Kit | First Aid |  |  | http://www.toronto.ca/TWONTO#first_aid_kit |  | 2019 ALANTRA LEASING 22X10 - Vehicle Trailer Unit# 270015
8545 | DOS-YCM-FAK-VEH270017 | First Aid kit in Trailer vehicle # 270017 | DOS-YCM-TRL-VEH270017 | Safety,First Aid Kit | First Aid |  |  | http://www.toronto.ca/TWONTO#first_aid_kit |  | 2019 Haulmark trailer - Vehicle Unit# 270017
8546 | DOS-YCM-FAK-VEH41088 | First Aid kit in vehicle # 41088 | DOS-YCM-VEH-41088 | Safety,First Aid Kit | First Aid |  |  | http://www.toronto.ca/TWONTO#first_aid_kit |  | 2010 FORD ESCAPE HYBRID - Vehicle Unit# 41088
8547 | DOS-YCM-FAK-VEH76089 | First Aid kit in vehicle # 76089 | DOS-YCM-VEH-076089 | Safety,First Aid Kit | First Aid |  |  | http://www.toronto.ca/TWONTO#first_aid_kit |  | 2021 Chevrolet Silverado 3500 - Vehicle Unit# 076089
8551 | DOS-YCM-SQ-VEH270008 | Portable eye wash station in Trailer vehicle # 270008 | DOS-YCM-TRL-VEH270008 | Safety,Eye wash | First Aid |  |  | eye_wash_bottle |  | 2008 Homemade Modular - Vehicle Trailer Unit# 270008
8552 | DOS-YCM-SQ-VEH270012 | Portable eye wash station in Trailer vehicle # 270012 |  | Safety,Eye wash | First Aid |  |  | eye_wash_bottle
8553 | DOS-YCM-SQ-VEH270014 | Portable eye wash station in Trailer vehicle # 270014 | DOS-YCM-TRL-VEH270014 | Safety,Eye wash | First Aid |  |  | eye_wash_bottle |  | 2019 ALANTRA LEASING 22X10 - Vehicle Trailer Unit# 270014
8554 | DOS-YCM-SQ-VEH270017 | Portable eye wash station in Trailer vehicle # 270017 | DOS-YCM-TRL-VEH270017 | Safety,Eye wash | First Aid |  |  | eye_wash_bottle |  | 2019 Haulmark trailer - Vehicle Unit# 270017
24234 | FHO-SES-DEF-0001 | Defibrillation Unit, Admin Building, Control Room, | FHO-GRK-PRTY-0002 | Safety,Defibrillator | First Aid |  | DEF | http://www.toronto.ca/TWONTO#automatic_external_defibrillator |  | Grounds Maintenance
24235 | FHO-SES-FAK-0101 | First Aid Kit Station, Admin Building, S4, Switchgear Room, South Side | FHO-SES-SQ-0004 | Safety,First Aid Kit | First Aid |  | FAK | http://www.toronto.ca/TWONTO#first_aid_station_equipment |  | First Aid
24236 | FHO-SES-FAK-0103 | First Aid Kit Station, Admin Building, S2, Electrical Shop, South Wall | FHO-SES-SQ-0004 | Safety,First Aid Kit | First Aid |  | FAK | http://www.toronto.ca/TWONTO#first_aid_station_equipment |  | First Aid
24237 | FHO-SES-FAK-0401 | First Aid Kit Station, Treated Water Building, S2, South Mixing Gallery, South End, Sluice Gate Hall | FHO-SES-SQ-0004 | Safety,First Aid Kit | First Aid |  | FAK | http://www.toronto.ca/TWONTO#first_aid_station_equipment |  | First Aid
24238 | FHO-SES-FAK-0501 | First Aid Kit Station, Raw Water Building, S9, By Service Elevator | FHO-SES-SQ-0004 | Safety,First Aid Kit | First Aid |  | FAK | http://www.toronto.ca/TWONTO#first_aid_station_equipment |  | First Aid
24239 | FHO-SES-FAK-1501 | First Aid Kit Station, Ozone Building, L1, Hallway | FHO-SES-SQ-0004 | Safety,First Aid Kit | First Aid |  | FAK | http://www.toronto.ca/TWONTO#first_aid_station_equipment |  | First Aid
24898 | FHO-SES-SQ-4010 | First Aid Kit Station, Admin Building, Rest Room (Inside Conference Room) | FHO-SES-SQ-0004 | Safety,First Aid Kit | First Aid |  | SQ | http://www.toronto.ca/TWONTO#first_aid_station_equipment |  | First Aid
40510 | DOS-YCM-FAK-VEH135150 | First Aid kit in vehicle # 135150 | DOS-YCM-VEH-135150 | Safety,First Aid Kit | First Aid |  |  | http://www.toronto.ca/TWONTO#first_aid_kit |  | 2011 Vercedes Sprinter 3500 - Vehicle Unit# 135150
40511 | DOS-YCM-FAK-VEH270007 | First Aid kit in Trailer vehicle # 270007 | DOS-YCM-TRL-VEH270007 | Safety,First Aid Kit | First Aid |  |  | http://www.toronto.ca/TWONTO#first_aid_kit |  | 2008 Homemade Modular - Vehicle Trailer Unit# 270007
40512 | DOS-YCM-FAK-VEH270009 | First Aid kit in Trailer vehicle # 270009 | DOS-YCM-TRL-VEH270009 | Safety,First Aid Kit | First Aid |  |  | http://www.toronto.ca/TWONTO#first_aid_kit |  | 2008 Homemade Modular - Vehicle Trailer Unit# 270009
40513 | DOS-YCM-FAK-VEH270013 | First Aid kit in Trailer vehicle # 270013 | DOS-YCM-TRL-VEH270013 | Safety,First Aid Kit | First Aid |  |  | http://www.toronto.ca/TWONTO#first_aid_kit |  | 2019 ALANTRA LEASING 22X10 - Vehicle Trailer Unit# 270013
40514 | DOS-YCM-FAK-VEH67022 | First Aid kit in vehicle # 67022 | DOS-YCM-VEH-67022 | Safety,First Aid Kit | First Aid |  |  | http://www.toronto.ca/TWONTO#first_aid_kit |  | 2012 DODGE - Vehicle Unit# 67022
40515 | DOS-YCM-FAK-VEH67024 | First Aid kit in vehicle # 67024 | DOS-YCM-VEH-67024 | Safety,First Aid Kit | First Aid |  |  | http://www.toronto.ca/TWONTO#first_aid_kit |  | 2012 DODGE - Vehicle Unit# 67024
40516 | DOS-YCM-FAK-VEH67046 | First Aid kit in vehicle # 67046 | DOS-YCM-VEH-67046 | Safety,First Aid Kit | First Aid |  |  | http://www.toronto.ca/TWONTO#first_aid_kit |  | 2013 FORD F250 4X4 - Vehicle Unit# 67046
40517 | DOS-YCM-FAK-VEH67082 | First Aid kit in vehicle # 67082 | DOS-YCM-VEH-67082 | Safety,First Aid Kit | First Aid |  |  | http://www.toronto.ca/TWONTO#first_aid_kit |  | 2020 Chevrolet 2500 - Vehicle Unit# 67082
40518 | DOS-YCM-FAK-VEH73118 | First Aid kit in vehicle # 73118 | DOS-YCM-VEH-73118 | Safety,First Aid Kit | First Aid |  |  | http://www.toronto.ca/TWONTO#first_aid_kit |  | 2012 DODGE RAM 3500 - Vehicle Unit# 73118
40524 | DOS-YCM-SQ-VEH270005 | Portable eye wash station in Trailer vehicle # 270005 | DOS-YCM-TRL-VEH270005 | Safety,Eye wash | First Aid |  |  | eye_wash_bottle |  | 2008 Homemade Modular - Vehicle Trailer Unit# 270005
40525 | DOS-YCM-SQ-VEH270007 | Portable eye wash station in Trailer vehicle # 270007 | DOS-YCM-TRL-VEH270007 | Safety,Eye wash | First Aid |  |  | eye_wash_bottle |  | 2008 Homemade Modular - Vehicle Trailer Unit# 270007
40526 | DOS-YCM-SQ-VEH270009 | Portable eye wash station in Trailer vehicle # 270009 | DOS-YCM-TRL-VEH270009 | Safety,Eye wash | First Aid |  |  | eye_wash_bottle |  | 2008 Homemade Modular - Vehicle Trailer Unit# 270009
40527 | DOS-YCM-SQ-VEH270013 | Portable eye wash station in Trailer vehicle # 270013 | DOS-YCM-TRL-VEH270013 | Safety,Eye wash | First Aid |  |  | eye_wash_bottle |  | 2019 ALANTRA LEASING 22X10 - Vehicle Trailer Unit# 270013
40528 | DOS-YCM-SQ-VEH270015 | Portable eye wash station in Trailer vehicle # 270015 | DOS-YCM-TRL-VEH270015 | Safety,Eye wash | First Aid |  |  | eye_wash_bottle |  | 2019 ALANTRA LEASING 22X10 - Vehicle Trailer Unit# 270015
86184 | FHO-SES-DEF-0001 | Defibrillation Unit, Admin Building, Control Room, | FHO-SES-SQ-0001 | Safety,Defibrillator | First Aid |  | DEF | http://www.toronto.ca/TWONTO#automatic_external_defibrillator |  | Safety Equipment
86185 | FHO-SES-DEF-0001 | Defibrillation Unit, Admin Building, Control Room, | FHO-SES-SQ-0004 | Safety,Defibrillator | First Aid |  | DEF | http://www.toronto.ca/TWONTO#automatic_external_defibrillator |  | First Aid
86186 | FHO-SES-DEF-0002 | Defibrillation Unit, S9, Raw Water Pump Room | FHO-SES-SQ-0004 | Safety,Defibrillator | First Aid |  | DEF | http://www.toronto.ca/TWONTO#automatic_external_defibrillator |  | First Aid
86187 | FHO-SES-DEF-0003 | Defibrillation Unit, Chemical Building, S4, East Wall Outside Diesel Room | FHO-SES-SQ-0004 | Safety,Defibrillator | First Aid |  | DEF | http://www.toronto.ca/TWONTO#automatic_external_defibrillator |  | First Aid
86188 | FHO-SES-FAK-0102 | First Aid Kit Station, Admin Building, L1, Control Room, South Entrance | FHO-SES-SQ-0004 | Safety,First Aid Kit | First Aid |  | FAK | http://www.toronto.ca/TWONTO#first_aid_station_equipment |  | First Aid
87986 | FHO-SES-SQ-4011 | First Aid Kit Station, Admin Building, L2, Kitchen | FHO-SES-SQ-0004 | Safety,First Aid Kit | First Aid |  | SQ | http://www.toronto.ca/TWONTO#first_aid_station_equipment |  | First Aid
96254 | YCM-BLD-FAK-0001 | First Aid kit inside the building | FAC-YCM-BLD | Safety,First Aid Kit | First Aid |  | FAK | http://www.toronto.ca/TWONTO#first_aid_kit |  | BUILDING ENVELOPE
23189 | FHO-LAB-ANL-0010 | Distillation Columns | FHO-AUX | Sampler | Sampler |  | ANL | http://www.toronto.ca/TWONTO#test_equipment |  | Lab/Portable Testing Instruments
36317 | COL-RBC-SP-0314 | Sampler, Overflow | COL-RBC-MISC |  | Sampler |  | SP | http://www.toronto.ca/TWONTO#auto_sampler |  | Miscellaneous Equipment
37660 | PK2412D | Sampler, ( WAS ) | TAB-THK-SP | Sampler | Sampler |  |  | http://www.toronto.ca/TWONTO#auto_sampler |  | Auto sampler
50230 | TAB-PLT-SP-0041 | Sampler, P-Bldg. Screen Effluent Channel | TAB-PLT-T-0100 | Sampler | Sampler |  | SP | http://www.toronto.ca/TWONTO#auto_sampler |  | Tank, Reservoir, Grit Removal, Grit Bldg., P Bldg.
50231 | TAB-PLT-SP-0201 | Sampler, Grit Tank T-0200 Discharge, Old Screen Area, Grit Bldg., P Bldg. | TAB-SUSPENDED ENTITY | Sampler | Sampler | 46072 | SP | http://www.toronto.ca/TWONTO#auto_sampler |  | Suspended entities
50232 | TAB-PLT-SP-0301 | Sampler, Grit Tank T-0300 Discharge, Old Screen Area, Grit Bldg., P Bldg. | TAB-SUSPENDED ENTITY | Sampler | Sampler | 46073 | SP | http://www.toronto.ca/TWONTO#auto_sampler |  | Suspended entities
50233 | TAB-PLT-SP-0401 | Sampler, Grit Tank T-0400 Discharge, Old Screen Area, Grit Bldg., P Bldg. | TAB-SUSPENDED ENTITY | Sampler | Sampler | 46074 | SP | http://www.toronto.ca/TWONTO#auto_sampler |  | Suspended entities
50234 | TAB-PLT-SP-0500 | Sampler, Raw Sewage, D Bldg | TAB-PLT-G-D | Sampler | Sampler |  | SP | http://www.toronto.ca/TWONTO#auto_sampler |  | D Building - Conduits 6-11
50235 | TAB-PLT-SP-0501 | Sampler, Grit Tank T-0500 Discharge, Old Screen Area, Grit Bldg., P Bldg. | TAB-PLT-T-0500 | Sampler | Sampler | 46075 | SP | http://www.toronto.ca/TWONTO#auto_sampler |  | Tank, Reservoir, Grit Removal, Grit Bldg., P Bldg.
50236 | TAB-PLT-SP-0601 | Sampler, Grit Tank T-0600 Discharge, Old Screen Area, Grit Bldg., P Bldg. | TAB-PLT-T-0600 | Sampler | Sampler | 46076 | SP | http://www.toronto.ca/TWONTO#auto_sampler |  | Tank, Reservoir, Grit Removal, Grit Bldg., P Bldg.
50237 | TAB-PLT-SP-0601 | Sampler, Grit Tank T-0600 Discharge, Old Screen Area, Grit Bldg., P Bldg. | TAB-SUSPENDED ENTITY | Sampler | Sampler | 46076 | SP | http://www.toronto.ca/TWONTO#auto_sampler |  | Suspended entities
50238 | TAB-PLT-SP-1000 | Sampler, Raw Sewage, Grit Works, Conduit 1 | TAB-SUSPENDED ENTITY | Sampler | Sampler | 34265 | SP | http://www.toronto.ca/TWONTO#auto_sampler |  | Suspended entities
50239 | TAB-PLT-SP-2000 | Sampler, Raw Sewage, P Bldg, Grit Works, Conduit 2 | TAB-RSP-PIP-0002 | Sampler | Sampler | 34266 | SP | http://www.toronto.ca/TWONTO#auto_sampler |  | Influent Conduit # 2, Raw Sewage Conduit from High Level
50240 | TAB-PLT-SP-2000 | Sampler, Raw Sewage, P Bldg, Grit Works, Conduit 2 | TAB-SUSPENDED ENTITY | Sampler | Sampler | 34266 | SP | http://www.toronto.ca/TWONTO#auto_sampler |  | Suspended entities
50241 | TAB-PLT-SP-3000 | Sampler, Raw Sewage, P Bldg, Grit Works, Conduit 3 | TAB-SUSPENDED ENTITY | Sampler | Sampler | 46077 | SP | http://www.toronto.ca/TWONTO#auto_sampler |  | Suspended entities
50242 | TAB-PLT-SP-5000 | Sampler, Raw Sewage, P Bldg, Grit Works, Conduit 5 | TAB-RSP-PIP-0005 | Sampler | Sampler | 46079 | SP | http://www.toronto.ca/TWONTO#auto_sampler |  | Influent Conduit # 5, Raw Sewage Conduit from Main Pumping Station
50243 | TAB-PLT-SP-5000 | Sampler, Raw Sewage, P Bldg, Grit Works, Conduit 5 | TAB-SUSPENDED ENTITY | Sampler | Sampler | 46079 | SP | http://www.toronto.ca/TWONTO#auto_sampler |  | Suspended entities
50244 | TAB-PLT-SP-7000 | Sampler, Raw Sewage, D Bldg, N. Outside Hut, Conduit 7 | TAB-SUSPENDED ENTITY | Sampler | Sampler | 34187 | SP | http://www.toronto.ca/TWONTO#auto_sampler |  | Suspended entities
50245 | TAB-PLT-SP-8000 | Sampler, Raw Sewage,Conduit 8 | TAB-PLT-G-D | Sampler | Sampler | 34188 | SP | http://www.toronto.ca/TWONTO#auto_sampler |  | D Building - Conduits 6-11
50246 | TAB-PLT-SP-9000 | Sampler, Raw Sewage, Conduit 9 | TAB-SUSPENDED ENTITY | Sampler | Sampler | 34189 | SP | http://www.toronto.ca/TWONTO#auto_sampler |  | Suspended entities
51252 | TAB-PRM-SP-0701 | Sampler, Primary Tanks, T-0700 to T-0900 Common Effluent Channel | TAB-PRM-T-0700 | Sampler | Sampler |  | SP | http://www.toronto.ca/TWONTO#auto_sampler |  | P Building, Primary Tank 7
56170 | TAB-STR-SP-1001 | Sampler, Settled Sewage, North Conduit | TAB-STR-SP | Sampler | Sampler |  | SP | http://www.toronto.ca/TWONTO#auto_sampler |  | Aeration, Sampler Settled Sewage
56171 | TAB-STR-SP-3001 | Sampler,East Bypass SBS-2 | TAB-STR-SP | Sampler | Sampler |  | SP | http://www.toronto.ca/TWONTO#auto_sampler |  | Aeration, Sampler Settled Sewage
56172 | TAB-STR-SP-3132 | Sampler, North Final Effluent Conduit-FES-2(PK2409D) | TAB-WA8-INQ | Sampler | Sampler |  | SP | http://www.toronto.ca/TWONTO#auto_sampler |  | Instrument Equipment
56173 | TAB-STR-SP-3132? | Sampler,Final Effluent FES-2 | TAB-STR-SP | Sampler | Sampler | 34190 | SP | http://www.toronto.ca/TWONTO#auto_sampler |  | Aeration, Sampler Settled Sewage
56174 | TAB-STR-SP-3132? | Sampler,Final Effluent FES-2 | TAB-SUSPENDED ENTITY | Sampler | Sampler | 34190 | SP | http://www.toronto.ca/TWONTO#auto_sampler |  | Suspended entities
56175 | TAB-STR-SP-3334 | Sampler, South Final Effluent Conduit-FES-1 (PK2408D) | TAB-DIS-CHL1 | Sampler | Sampler |  | SP | http://www.toronto.ca/TWONTO#auto_sampler |  | Chlorination Process
56176 | TAB-STR-SP-3334 | Sampler, South Final Effluent Conduit-FES-1 (PK2408D) | TAB-STR-INQ | Sampler | Sampler |  | SP | http://www.toronto.ca/TWONTO#auto_sampler |  | WA1 Instrumentation & Safety Equipment (Gas Monitors)
69056 | THC-PLT-SP-0002 | Autosampler Unit, Primary Influent Channel, Phase I , Sluice gate, TEMP 1 | THC-PLT-GRIT TANKS | Sampler | Sampler |  | SP | http://www.toronto.ca/TWONTO#auto_sampler |  | Grid Tanks
69057 | THC-PLT-SP-0100 | Autosampler Unit, Raw Sewage, Influent Channel | THC-PLT-GRIT TANKS | Sampler | Sampler |  | SP | http://www.toronto.ca/TWONTO#auto_sampler |  | Grid Tanks
69864 | THC-PRM-SP-0004 | Autosampler Unit, Primary, Old section, Effluent 7-8, TEMP 3 | THC-SUSPENDED | Sampler | Sampler | 35761 | SP | http://www.toronto.ca/TWONTO#auto_sampler |  | Suspended entity
71586 | THC-STR-SP-0001 | Autosampler Unit, Secondary, Phase I, Final Effluent, TEMP 4 | THC-STR | Sampler | Sampler |  | SP | http://www.toronto.ca/TWONTO#auto_sampler |  | Secondary Treatment
71587 | THC-STR-SP-0004 | Autosampler Unit, Secondary, Old Section final outfall across the road, North of #2 final tank | THC-STR | Sampler | Sampler |  | SP | http://www.toronto.ca/TWONTO#auto_sampler |  | Secondary Treatment
75773 | THR-DCL-ZONE-3 | Zone 3, Simulator Contact Point | THR-DCL | Sampler | Sampler |  | ZONE | http://www.toronto.ca/TWONTO#sampling_point |  | Dechlorination
75774 | THR-DCL-ZONE-3 | Zone 3, Simulator Contact Point | THR-DCL-ZONE | Sampler | Sampler |  | ZONE | http://www.toronto.ca/TWONTO#sampling_point |  | Simulator Zone, De-chlorination System
80497 | THR-FT-SP-0001 | Sampler, Final Effluent | THR-FT-AIT | Sampler | Sampler |  | SP | http://www.toronto.ca/TWONTO#auto_sampler |  | Analyzer, Turbidity, Sampler & Pump, Final Tanks
83278 | THR-PRM-SP-0001 | Sampler, North Primary Treatment | THR-PRM-NORTH | Sampler | Sampler |  | SP | http://www.toronto.ca/TWONTO#auto_sampler |  | Primary Treatment, North Primary
83279 | THR-PRM-SP-0002 | Sampler, South Primary Treatment | THR-PRM-SOUTH | Sampler | Sampler |  | SP | http://www.toronto.ca/TWONTO#auto_sampler |  | Primary Treatment, South Primary
83280 | THR-PRM-SP-0002 | Sampler, South Primary Treatment | THR-PRM-STA-2 | Sampler | Sampler |  | SP | http://www.toronto.ca/TWONTO#auto_sampler |  | South Primary Station 2
83281 | THR-PRM-SP-0002 | Sampler, South Primary Treatment | THR-PRM-T | Sampler | Sampler |  | SP | http://www.toronto.ca/TWONTO#auto_sampler |  | Primary Sedimentation Tanks
86381 | TNT-CSO-SP-0300 | Sampler, Auto | TNT-CSO | Sampler | Sampler |  | SP | http://www.toronto.ca/TWONTO#auto_sampler |  | Combined Sewer Overflow and storage system
87134 | TNT-PLT-SP-0001 | Sampler, Raw Sewage, | TNT-PLT | Sampler | Sampler |  | SP | http://www.toronto.ca/TWONTO#auto_sampler |  | Preliminary Treatment
87196 | TNT-PRM-SP-0001 | Sampler, Automatic, Primary Effluent Auto Sampler, Primary Treatment | TNT-PRM | Sampler | Sampler |  | SP | http://www.toronto.ca/TWONTO#auto_sampler |  | Primary Treatment
105059 | PK2413D | Sampler, ( SUBNATANT) | TAB-THK-SP | Sampler | Sampler |  |  | http://www.toronto.ca/TWONTO#auto_sampler |  | Auto sampler
114814 | TAB-PLT-SP-0201 | Sampler, Grit Tank T-0200 Discharge, Old Screen Area, Grit Bldg., P Bldg. | TAB-PLT-T-0200 | Sampler | Sampler | 46072 | SP | http://www.toronto.ca/TWONTO#auto_sampler |  | Tank, Reservoir, Grit Removal, Grit Bldg., P Bldg.
114815 | TAB-PLT-SP-0301 | Sampler, Grit Tank T-0300 Discharge, Old Screen Area, Grit Bldg., P Bldg. | TAB-PLT-T-0300 | Sampler | Sampler | 46073 | SP | http://www.toronto.ca/TWONTO#auto_sampler |  | Tank, Reservoir, Grit Removal, Grit Bldg., P Bldg.
114816 | TAB-PLT-SP-0401 | Sampler, Grit Tank T-0400 Discharge, Old Screen Area, Grit Bldg., P Bldg. | TAB-PLT-T-0400 | Sampler | Sampler | 46074 | SP | http://www.toronto.ca/TWONTO#auto_sampler |  | Tank, Reservoir, Grit Removal, Grit Bldg., P Bldg.
114817 | TAB-PLT-SP-0501 | Sampler, Grit Tank T-0500 Discharge, Old Screen Area, Grit Bldg., P Bldg. | TAB-SUSPENDED ENTITY | Sampler | Sampler | 46075 | SP | http://www.toronto.ca/TWONTO#auto_sampler |  | Suspended entities
114818 | TAB-PLT-SP-1000 | Sampler, Raw Sewage, Grit Works, Conduit 1 | TAB-RSP-PIP-0001 | Sampler | Sampler | 34265 | SP | http://www.toronto.ca/TWONTO#auto_sampler |  | Influent Conduit # 1, Raw Sewage Conduit from High Level
114819 | TAB-PLT-SP-3000 | Sampler, Raw Sewage, P Bldg, Grit Works, Conduit 3 | TAB-RSP-PIP-0003 | Sampler | Sampler | 46077 | SP | http://www.toronto.ca/TWONTO#auto_sampler |  | Influent Conduit # 3, Raw Sewage Conduit from Coxwell
114820 | TAB-PLT-SP-4000 | Sampler, Raw Sewage, P Bldg, Grit Works, Conduit 4 | TAB-RSP-PIP-0004 | Sampler | Sampler | 46078 | SP | http://www.toronto.ca/TWONTO#auto_sampler |  | Influent Conduit # 4, Raw Sewage Conduit from Coxwell
114821 | TAB-PLT-SP-4000 | Sampler, Raw Sewage, P Bldg, Grit Works, Conduit 4 | TAB-SUSPENDED ENTITY | Sampler | Sampler | 46078 | SP | http://www.toronto.ca/TWONTO#auto_sampler |  | Suspended entities
114822 | TAB-PLT-SP-6000 | Sampler, Raw Sewage, D Bldg, S. Outside Hut, Conduit 6 | TAB-PLT-G-D | Sampler | Sampler | 34186 | SP | http://www.toronto.ca/TWONTO#auto_sampler |  | D Building - Conduits 6-11
114823 | TAB-PLT-SP-6000 | Sampler, Raw Sewage, D Bldg, S. Outside Hut, Conduit 6 | TAB-SUSPENDED ENTITY | Sampler | Sampler | 34186 | SP | http://www.toronto.ca/TWONTO#auto_sampler |  | Suspended entities
114824 | TAB-PLT-SP-7000 | Sampler, Raw Sewage, D Bldg, N. Outside Hut, Conduit 7 | TAB-PLT-G-D | Sampler | Sampler | 34187 | SP | http://www.toronto.ca/TWONTO#auto_sampler |  | D Building - Conduits 6-11
114825 | TAB-PLT-SP-8000 | Sampler, Raw Sewage,Conduit 8 | TAB-SUSPENDED ENTITY | Sampler | Sampler | 34188 | SP | http://www.toronto.ca/TWONTO#auto_sampler |  | Suspended entities
114826 | TAB-PLT-SP-9000 | Sampler, Raw Sewage, Conduit 9 | TAB-PLT-G-D | Sampler | Sampler | 34189 | SP | http://www.toronto.ca/TWONTO#auto_sampler |  | D Building - Conduits 6-11
115566 | TAB-PRM-SP-9596 | Sampler, PRE, Primary Treatment, Primary Clarification | TAB-PRM-T | Sampler | Sampler |  | SP | http://www.toronto.ca/TWONTO#auto_sampler |  | D Building - Scum, Sludge Hoppers & Primary Tanks 10-12
118154 | TAB-SLO-SP-0001 | Sampling Point, Sludge Cake to Plelletization Plant | TAB-SLO-PIP | Sampler | Sampler |  | SP | http://www.toronto.ca/TWONTO#sampling_point |  | Sludge Transfer Pipe Lubrication
118822 | TAB-STR-SP-1001 | Sampler, Settled Sewage, North Conduit | TAB-STR-INQ | Sampler | Sampler |  | SP | http://www.toronto.ca/TWONTO#auto_sampler |  | WA1 Instrumentation & Safety Equipment (Gas Monitors)
118823 | TAB-STR-SP-2001 | Sampler, Settled Sewage, South Conduit, P Bldg | TAB-STR-INQ | Sampler | Sampler |  | SP | http://www.toronto.ca/TWONTO#auto_sampler |  | WA1 Instrumentation & Safety Equipment (Gas Monitors)
118824 | TAB-STR-SP-2001 | Sampler, Settled Sewage, South Conduit, P Bldg | TAB-STR-SP | Sampler | Sampler |  | SP | http://www.toronto.ca/TWONTO#auto_sampler |  | Aeration, Sampler Settled Sewage
118825 | TAB-STR-SP-3001 | Sampler,East Bypass SBS-2 | TAB-STR-INQ | Sampler | Sampler |  | SP | http://www.toronto.ca/TWONTO#auto_sampler |  | WA1 Instrumentation & Safety Equipment (Gas Monitors)
118826 | TAB-STR-SP-3132 | Sampler, North Final Effluent Conduit-FES-2(PK2409D) | TAB-DIS-CHL1 | Sampler | Sampler |  | SP | http://www.toronto.ca/TWONTO#auto_sampler |  | Chlorination Process
118827 | TAB-STR-SP-3132 | Sampler, North Final Effluent Conduit-FES-2(PK2409D) | TAB-STR-INQ | Sampler | Sampler |  | SP | http://www.toronto.ca/TWONTO#auto_sampler |  | WA1 Instrumentation & Safety Equipment (Gas Monitors)
118828 | TAB-STR-SP-3334 | Sampler, South Final Effluent Conduit-FES-1 (PK2408D) | TAB-WA8-INQ | Sampler | Sampler |  | SP | http://www.toronto.ca/TWONTO#auto_sampler |  | Instrument Equipment
118829 | TAB-STR-SP-4001 | Sampler,West Bypass SBS-3 | TAB-STR-INQ | Sampler | Sampler |  | SP | http://www.toronto.ca/TWONTO#auto_sampler |  | WA1 Instrumentation & Safety Equipment (Gas Monitors)
118830 | TAB-STR-SP-4001 | Sampler,West Bypass SBS-3 | TAB-STR-SP | Sampler | Sampler |  | SP | http://www.toronto.ca/TWONTO#auto_sampler |  | Aeration, Sampler Settled Sewage
122423 | THC-DCL-SP-0001 | Autosampler, Chlorinated Final Effluent Sample to Simulator, Dechlorination | THC-DCL | Sampler | Sampler |  | SP | http://www.toronto.ca/TWONTO#auto_sampler |  | Dechlorination Process
122424 | THC-DCL-SP-0001 | Autosampler, Chlorinated Final Effluent Sample to Simulator, Dechlorination | THC-DCL-SIMULATION | Sampler | Sampler |  | SP | http://www.toronto.ca/TWONTO#auto_sampler |  | Dechlorination Simulation
124378 | THC-DIS-SP-0601 | Sampler,Automatic,Sample Well,South Effluent Pump Station,Ground Floor | THC-PWA-SOUTH |  | Sampler |  | SP | http://www.toronto.ca/TWONTO#auto_sampler |  | South Pumping Station
124379 | THC-DIS-SP-0602 | Sampler,Automatic,Sample Well,South Effluent Pump Station,Ground Floor | THC-PWA-SOUTH |  | Sampler |  | SP | http://www.toronto.ca/TWONTO#auto_sampler |  | South Pumping Station
127083 | THC-PLT-SP-0001 | Autosampler Unit, Raw Sewage, Influent Channel | THC-PLT-GRIT TANKS | Sampler | Sampler |  | SP | http://www.toronto.ca/TWONTO#auto_sampler |  | Grid Tanks
127084 | THC-PLT-SP-0004 | Autosampler Unit, Preliminary, North side of Headworks over the Influent channel | THC-PLT | Sampler | Sampler |  | SP | http://www.toronto.ca/TWONTO#auto_sampler |  | Preliminary Treatment (Grit and Screenings)
127603 | THC-PRM-SP-0001 | Autosampler Unit, Primary, Phase I | THC-PRM | Sampler | Sampler |  | SP | http://www.toronto.ca/TWONTO#auto_sampler |  | Primary Treatment
127604 | THC-PRM-SP-0002 | Autosampler Unit, Primary, Phase IV | THC-PRM | Sampler | Sampler |  | SP | http://www.toronto.ca/TWONTO#auto_sampler |  | Primary Treatment
127605 | THC-PRM-SP-0003 | Autosampler Unit, Primary, Phase IV, Influent 11-12, TEMP 2 | THC-PRM | Sampler | Sampler |  | SP | http://www.toronto.ca/TWONTO#auto_sampler |  | Primary Treatment
127606 | THC-PRM-SP-0004 | Autosampler Unit, Primary, Old section, Effluent 7-8, TEMP 3 | THC-PRM | Sampler | Sampler | 35761 | SP | http://www.toronto.ca/TWONTO#auto_sampler |  | Primary Treatment
127607 | THC-PRM-SP-0004 | Autosampler Unit, Primary, Old section, Effluent 7-8, TEMP 3 | THC-STR | Sampler | Sampler | 35761 | SP | http://www.toronto.ca/TWONTO#auto_sampler |  | Secondary Treatment
128957 | THC-STR-SP-0002 | Autosampler Unit, Secondary, Phase IV, Final Effluent, TEMP 5 | THC-STR | Sampler | Sampler |  | SP | http://www.toronto.ca/TWONTO#auto_sampler |  | Secondary Treatment
132408 | THR-DCL-ZONE-1 | Zone 1, Simulator Contact Point | THR-DCL | Sampler | Sampler |  | ZONE | http://www.toronto.ca/TWONTO#sampling_point |  | Dechlorination
132409 | THR-DCL-ZONE-1 | Zone 1, Simulator Contact Point | THR-DCL-ZONE | Sampler | Sampler |  | ZONE | http://www.toronto.ca/TWONTO#sampling_point |  | Simulator Zone, De-chlorination System
132410 | THR-DCL-ZONE-2 | Zone 2, Simulator Contact Point | THR-DCL | Sampler | Sampler |  | ZONE | http://www.toronto.ca/TWONTO#sampling_point |  | Dechlorination
132411 | THR-DCL-ZONE-2 | Zone 2, Simulator Contact Point | THR-DCL-ZONE | Sampler | Sampler |  | ZONE | http://www.toronto.ca/TWONTO#sampling_point |  | Simulator Zone, De-chlorination System
137530 | THR-PLT-SP-0003 | Sampler, Raw Sewage, Preliminary Treatment | THR-PLT-HH | Sampler | Sampler |  | SP | http://www.toronto.ca/TWONTO#auto_sampler |  | Preliminary Treatment, Head House
140015 | TNT-AER-SP-0001 | Sampler, Mixed Liquer channel | TNT-AER-ML-CHNL | Sampler | Sampler |  | SP | http://www.toronto.ca/TWONTO#auto_sampler |  | Mixed liquer Channel
140198 | TNT-CSO-SP-0100 | Sampler, Diversion Chamber A | TNT-CSO | Sampler | Sampler |  | SP | http://www.toronto.ca/TWONTO#auto_sampler |  | Combined Sewer Overflow and storage system
140199 | TNT-CSO-SP-0200 | Sampler, Tank Overflow at Weir | TNT-CSO | Sampler | Sampler |  | SP | http://www.toronto.ca/TWONTO#auto_sampler |  | Combined Sewer Overflow and storage system
140662 | TNT-FT-SP-0003 | Sampler, Final effluent channel | TNT-FT-FE-0001 | Sampler | Sampler |  | SP | http://www.toronto.ca/TWONTO#auto_sampler |  | Final Effluent Channel, Final Tanks- Samplers
147209 | WTR-RRH-SP-0001 | Sampler, Water from Tank 0100 & Tank 0200 | WTR-RRH-AUX | Sampler | Sampler |  | SP | http://www.toronto.ca/TWONTO#auto_sampler |  | Auxiliary Equipment (Building Facilities)
2465 | COL-120-RPU-0700 | Remote Processing Unit, Coxwell Control Chambers No. 7&8, MTI | COL-MTI | RPU | Remote Processor Unit |  | RPU | http://www.toronto.ca/TWONTO#RPU_panel |  | Mid-Toronto Interceptor
2466 | COL-120-RPU-0700 | Remote Processing Unit, Coxwell Control Chambers No. 7&8, MTI | COL-MTI-CH-0700 | RPU | Remote Processor Unit |  | RPU | http://www.toronto.ca/TWONTO#RPU_panel |  | Chamber,Boston Dome Chamber No.7,MTI
2480 | COL-BCV-RPU-0001 | Remote Processing Unit | COL-BCV | RPU | Remote Processor Unit |  | RPU | http://www.toronto.ca/TWONTO#RPU_panel |  | Carlingview Blower Station
2481 | COL-BCV-RPU-0001 | Remote Processing Unit | COL-BCV-MISC | RPU | Remote Processor Unit |  | RPU | http://www.toronto.ca/TWONTO#RPU_panel |  | Miscellaneous Equipment
2518 | COL-BEB-RPU-0001 | Remote Processing Unit | COL-BEB | RPU | Remote Processor Unit |  | RPU | http://www.toronto.ca/TWONTO#RPU_panel |  | Edenbridge Blower Station
2537 | COL-CED-RPU-0100 | Remote Processing Unit | COL-CED | RPU | Remote Processor Unit |  | RPU | http://www.toronto.ca/TWONTO#RPU_panel |  | Coatsworth Cut CSO Storage Tank
2538 | COL-CED-RPU-0100 | Remote Processing Unit | COL-CED-MISC | RPU | Remote Processor Unit |  | RPU | http://www.toronto.ca/TWONTO#RPU_panel |  | Miscellaneous Equipment
2539 | COL-CED-RPU-0100 | Remote Processing Unit | COL-PAB-MISC | RPU | Remote Processor Unit |  | RPU | http://www.toronto.ca/TWONTO#RPU_panel |  | Miscellaneous Equipment
2799 | COL-MTI-OIT-1400C | Operator Interface Terminal,Rosedale Valley Control Chamber No.14C, MTI | COL-MTI | Control Panel,Operator | Remote Processor Unit |  | OIT | http://www.toronto.ca/TWONTO#operator_interface_terminal |  | Mid-Toronto Interceptor
2800 | COL-MTI-OIT-1400C | Operator Interface Terminal,Rosedale Valley Control Chamber No.14C, MTI | COL-MTI-CH-1400C | Control Panel,Operator | Remote Processor Unit |  | OIT | http://www.toronto.ca/TWONTO#operator_interface_terminal |  | Chamber,Rosedale Valley Control Chamber No.14C, MTI
2803 | COL-MTI-OIT-2300B | Operator Interface Terminal,Simcoe Control Chamber No.23B, MTI | COL-MTI | Control Panel,Operator | Remote Processor Unit |  | OIT | http://www.toronto.ca/TWONTO#operator_interface_terminal |  | Mid-Toronto Interceptor
2804 | COL-MTI-OIT-2300B | Operator Interface Terminal,Simcoe Control Chamber No.23B, MTI | COL-MTI-CH-2300B | Control Panel,Operator | Remote Processor Unit |  | OIT | http://www.toronto.ca/TWONTO#operator_interface_terminal |  | Chamber,Simcoe Control Chamber No.23B, MTI
2806 | COL-MTI-OIT-2400 | Operator Interface Terminal,Spadina Control Chamber No.24, MTI | COL-MTI | Control Panel,Operator | Remote Processor Unit |  | OIT | http://www.toronto.ca/TWONTO#operator_interface_terminal |  | Mid-Toronto Interceptor
2807 | COL-MTI-OIT-2700B | Operator Interface Terminal,Strachan Control Chamber No.27B, MTI | COL-MTI-CH-2700B | Control Panel,Operator | Remote Processor Unit |  | OIT | http://www.toronto.ca/TWONTO#operator_interface_terminal |  | Chamber,Strachan St. Control Chamber No.27B, MTI
2837 | COL-MTI-RPU-1400C | Remote Processing Unit, Rosedale Valley Control Chamber No.14C, MTI | COL-MTI-CH-1400C | RPU | Remote Processor Unit |  | RPU | http://www.toronto.ca/TWONTO#RPU_panel |  | Chamber,Rosedale Valley Control Chamber No.14C, MTI
2841 | COL-MTI-RPU-2300B | Remote Processing Unit, Simcoe Control Chamber No.23B, MTI | COL-MTI | RPU | Remote Processor Unit |  | RPU | http://www.toronto.ca/TWONTO#RPU_panel |  | Mid-Toronto Interceptor
2842 | COL-MTI-RPU-2300B | Remote Processing Unit, Simcoe Control Chamber No.23B, MTI | COL-MTI-CH-2300B | RPU | Remote Processor Unit |  | RPU | http://www.toronto.ca/TWONTO#RPU_panel |  | Chamber,Simcoe Control Chamber No.23B, MTI
2845 | COL-MTI-RPU-2300D | Remote Processing Unit, Simcoe Control Chamber No.2300D, MTI | COL-MTI-CH-2300D | RPU | Remote Processor Unit |  | RPU | http://www.toronto.ca/TWONTO#RPU_panel |  | Chamber,Simcoe Control Chamber No.2300D, MTI
2846 | COL-MTI-RPU-2400 | Remote Processing Unit, Spadina Control Chamber No.24, MTI | COL-MTI-CH-2400 | RPU | Remote Processor Unit |  | RPU | http://www.toronto.ca/TWONTO#RPU_panel |  | Chamber,Spadina Control Chamber No.24, MTI
2847 | COL-MTI-RPU-3400 | Remote Processing Unit, Parkside Control Chamber No.34, MTI | COL-MTI | RPU | Remote Processor Unit |  | RPU | http://www.toronto.ca/TWONTO#RPU_panel |  | Mid-Toronto Interceptor
3062 | COL-PBG-RPU-0001 | Remote Processing Unit, All control and Instrumentation Equipment - RPU | COL-PBG |  | Remote Processor Unit |  | RPU | http://www.toronto.ca/TWONTO#RPU_panel |  | Brule Gardens Sewage Pumping Station
3063 | COL-PBG-RPU-0001 | Remote Processing Unit, All control and Instrumentation Equipment - RPU | COL-PBG-MISC |  | Remote Processor Unit |  | RPU | http://www.toronto.ca/TWONTO#RPU_panel |  | Miscellaneous Equipment
3115 | COL-PBP-RPU-0001 | Remote Processing Unit | COL-PBP-MISC | RPU | Remote Processor Unit |  | RPU | http://www.toronto.ca/TWONTO#RPU_panel |  | Miscellaneous Equipment
3160 | COL-PBR-RPU-0001 | Remote Processing Unit, All control and Instrumentation Equipment - RPU | COL-PBR |  | Remote Processor Unit |  | RPU | http://www.toronto.ca/TWONTO#RPU_panel |  | Berry Road Sewage Pumping Station
3490 | COL-PCU-RPU-0100 | Remote Processor Unit, Electrical Room | COL-PCU | RPU | Remote Processor Unit |  | RPU | http://www.toronto.ca/TWONTO#RPU_panel |  | Cumber Pumping Station
3491 | COL-PCU-RPU-0100 | Remote Processor Unit, Electrical Room | COL-PCU-MISC | RPU | Remote Processor Unit |  | RPU | http://www.toronto.ca/TWONTO#RPU_panel |  | Miscellaneous Equipment
3640 | COL-PEV-RPU-0001 | Remote Processing Unit, All control and Instrumentation Equipment - RPU | COL-PEV |  | Remote Processor Unit |  | RPU | http://www.toronto.ca/TWONTO#RPU_panel |  | Ellis Sewage Pumping Station
4034 | COL-PHB-RPU-0001 | Remote Processing Unit | COL-PHB | RPU | Remote Processor Unit |  | RPU | http://www.toronto.ca/TWONTO#RPU_panel |  | Humber Sewage Pumping Station
4108 | COL-PHP-RPU-0001 | Remote Processing Unit, All control and Instrumentation Equipment - RPU | COL-PHP |  | Remote Processor Unit |  | RPU | http://www.toronto.ca/TWONTO#RPU_panel |  | High Park Sewage Pumping Station
4109 | COL-PHP-RPU-0001 | Remote Processing Unit, All control and Instrumentation Equipment - RPU | COL-PHP-MISC |  | Remote Processor Unit |  | RPU | http://www.toronto.ca/TWONTO#RPU_panel |  | Miscellaneous Equipment
4208 | COL-PKG-RPU-0001 | Remote process unit | COL-PKG-MISC |  | Remote Processor Unit |  | RPU | http://www.toronto.ca/TWONTO#RPU_panel |  | Miscellaneous Equipment
4271 | COL-PKP-RPU-0001 | Remote Processing Unit, All control and Instrumentation Equipment - RPU | COL-PKP |  | Remote Processor Unit |  | RPU | http://www.toronto.ca/TWONTO#RPU_panel |  | Kennedy Park Sewage Pumping Station
4272 | COL-PKP-RPU-0001 | Remote Processing Unit, All control and Instrumentation Equipment - RPU | COL-PKP-MISC |  | Remote Processor Unit |  | RPU | http://www.toronto.ca/TWONTO#RPU_panel |  | Miscellaneous Equipment
4297 | COL-PKS-RPU-0001 | Remote Processing Unit | COL-PKS-MISC | RPU | Remote Processor Unit |  | RPU | http://www.toronto.ca/TWONTO#RPU_panel |  | Miscellaneous Equipment
4695 | COL-PMD-RPU-0001 | Remote process unit | COL-PMD-MISC |  | Remote Processor Unit |  | RPU | http://www.toronto.ca/TWONTO#RPU_panel |  | Miscellaneous Equipment
5177 | COL-PMP-RPU-0001 | Remote Processing Unit | COL-PMP |  | Remote Processor Unit |  | RPU | http://www.toronto.ca/TWONTO#RPU_panel |  | Mount Pleasant Sewage Pumping Station
5653 | COL-POM-RPU-0001 | Remote Processing Unit | COL-POM | RPU | Remote Processor Unit |  | RPU | http://www.toronto.ca/TWONTO#RPU_panel |  | Old Mill Sewage Pumping Station
5654 | COL-POM-RPU-0001 | Remote Processing Unit | COL-POM-MISC | RPU | Remote Processor Unit |  | RPU | http://www.toronto.ca/TWONTO#RPU_panel |  | Miscellaneous Equipment
5948 | COL-PRG-RPU-0001 | Remote Processing Unit | COL-PRG-MISC | RPU | Remote Processor Unit |  | RPU | http://www.toronto.ca/TWONTO#RPU_panel |  | Miscellaneous Equipment
6124 | COL-PSD-RPU-0001 | Remote Processing Unit, All control and Instrumentation Equipment - RPU | COL-PSD |  | Remote Processor Unit |  | RPU | http://www.toronto.ca/TWONTO#RPU_panel |  | Spadina Sewage Pumping Station
6125 | COL-PSD-RPU-0001 | Remote Processing Unit, All control and Instrumentation Equipment - RPU | COL-PSD-MISC |  | Remote Processor Unit |  | RPU | http://www.toronto.ca/TWONTO#RPU_panel |  | Miscellaneous Equipment
6652 | COL-PSU-RPU-0001 | Remote Processing Unit, All control and Instrumentation Equipment - RPU | COL-PSU-MISC |  | Remote Processor Unit |  | RPU | http://www.toronto.ca/TWONTO#RPU_panel |  | Miscellaneous Equipment
6923 | COL-PVM-RPU-0001 | Remote Processing Unit, All control and Instrumentation Equipment - RPU | COL-PVM |  | Remote Processor Unit |  | RPU | http://www.toronto.ca/TWONTO#RPU_panel |  | Valleymede Sewage Pumping Station
6924 | COL-PVM-RPU-0001 | Remote Processing Unit, All control and Instrumentation Equipment - RPU | COL-PVM-MISC |  | Remote Processor Unit |  | RPU | http://www.toronto.ca/TWONTO#RPU_panel |  | Miscellaneous Equipment
6966 | COL-PWC-RPU-0001 | Remote process unit | COL-PWC-MISC |  | Remote Processor Unit |  | RPU | http://www.toronto.ca/TWONTO#RPU_panel |  | Miscellaneous Equipment
7276 | COL-PWR-RPU-0100 | Remote Processor Unit, Control Room, West Rouge PS | COL-PWR-AUX-ELEC | RPU | Remote Processor Unit |  | RPU | http://www.toronto.ca/TWONTO#RPU_panel |  | Electrical Equipment
7277 | COL-PWR-RPU-0100 | Remote Processor Unit, Control Room, West Rouge PS | COL-PWR-MISC | RPU | Remote Processor Unit |  | RPU | http://www.toronto.ca/TWONTO#RPU_panel |  | Miscellaneous Equipment
9827 | FCL-ACC-RPU-0101 | RPU Panel, Low Lift BAS, Low Lift Pump Room S/E | FCL-GRK | Control Panel | Remote Processor Unit |  | RPU | http://www.toronto.ca/TWONTO#RPU_panel |  | Buildings and Grounds
9828 | FCL-ACC-RPU-0101 | RPU Panel, Low Lift BAS, Low Lift Pump Room S/E | FCL-TRW | Control Panel | Remote Processor Unit |  | RPU | http://www.toronto.ca/TWONTO#RPU_panel |  | Treated Water
9829 | FCL-ACC-RPU-0101 | RPU Panel, Low Lift BAS, Low Lift Pump Room S/E | FCL_ELS_MISCELLANEOUS | Control Panel | Remote Processor Unit |  | RPU | http://www.toronto.ca/TWONTO#RPU_panel |  | FCL_ELS_MISCELLANEOUS
9830 | FCL-ACC-RPU-0201 | RPU Panel, Flocculation/Sedimentation BAS, Dry Chemical Building Storage Area, Lobby | FCL-GRK | Control Panel | Remote Processor Unit |  | RPU | http://www.toronto.ca/TWONTO#RPU_panel |  | Buildings and Grounds
9831 | FCL-ACC-RPU-0201 | RPU Panel, Flocculation/Sedimentation BAS, Dry Chemical Building Storage Area, Lobby | FCL_ELS_MISCELLANEOUS | Control Panel | Remote Processor Unit |  | RPU | http://www.toronto.ca/TWONTO#RPU_panel |  | FCL_ELS_MISCELLANEOUS
9832 | FCL-ACC-RPU-0301 | RPU Panel, Admin Building BAS, High Lift Building Control Room | FCL-GRK | Control Panel | Remote Processor Unit |  | RPU | http://www.toronto.ca/TWONTO#RPU_panel |  | Buildings and Grounds
9833 | FCL-ACC-RPU-0301 | RPU Panel, Admin Building BAS, High Lift Building Control Room | FCL_ELS_MISCELLANEOUS | Control Panel | Remote Processor Unit |  | RPU | http://www.toronto.ca/TWONTO#RPU_panel |  | FCL_ELS_MISCELLANEOUS
9834 | FCL-ACC-RPU-0401 | RPU Panel, High Lift Building BAS, High Lift Heating & Ventilation Room | FCL-GRK | Control Panel | Remote Processor Unit |  | RPU | http://www.toronto.ca/TWONTO#RPU_panel |  | Buildings and Grounds
9835 | FCL-ACC-RPU-0401 | RPU Panel, High Lift Building BAS, High Lift Heating & Ventilation Room | FCL_ELS_MISCELLANEOUS | Control Panel | Remote Processor Unit |  | RPU | http://www.toronto.ca/TWONTO#RPU_panel |  | FCL_ELS_MISCELLANEOUS
9836 | FCL-ACC-RPU-0501 | RPU Panel, Filter Building BAS, Filter Building Piping Gallery East | FCL-GRK | Control Panel | Remote Processor Unit |  | RPU | http://www.toronto.ca/TWONTO#RPU_panel |  | Buildings and Grounds
9837 | FCL-ACC-RPU-0501 | RPU Panel, Filter Building BAS, Filter Building Piping Gallery East | FCL_ELS_MISCELLANEOUS | Control Panel | Remote Processor Unit |  | RPU | http://www.toronto.ca/TWONTO#RPU_panel |  | FCL_ELS_MISCELLANEOUS
9838 | FCL-ACC-RPU-0801 | RPU, Surge Building BAS, Surge Building North | FCL_ELS_MISCELLANEOUS | Control Panel | Remote Processor Unit |  | RPU | http://www.toronto.ca/TWONTO#RPU_panel |  | FCL_ELS_MISCELLANEOUS
12726 | COL-BDC-RPU-0001 | Remote Processing Unit | COL-BDC | RPU | Remote Processor Unit |  | RPU | http://www.toronto.ca/TWONTO#RPU_panel |  | Disco Blower Station
12727 | COL-BDC-RPU-0001 | Remote Processing Unit | COL-BDC-MISC | RPU | Remote Processor Unit |  | RPU | http://www.toronto.ca/TWONTO#RPU_panel |  | Miscellaneous Equipment
12747 | COL-BEB-RPU-0001 | Remote Processing Unit | COL-BEB-MISC | RPU | Remote Processor Unit |  | RPU | http://www.toronto.ca/TWONTO#RPU_panel |  | Miscellaneous Equipment
12983 | FCL-RW-RPU-0001 | RPU Panel, Low Lift Bldg Pumping Station | FCL-RW | Control Panel | Remote Processor Unit |  | RPU | http://www.toronto.ca/TWONTO#RPU_panel |  | Raw Water
13787 | COL-MTI-OIT-2400 | Operator Interface Terminal,Spadina Control Chamber No.24, MTI | COL-MTI-CH-2400 | Control Panel,Operator | Remote Processor Unit |  | OIT | http://www.toronto.ca/TWONTO#operator_interface_terminal |  | Chamber,Spadina Control Chamber No.24, MTI
13788 | COL-MTI-OIT-2700B | Operator Interface Terminal,Strachan Control Chamber No.27B, MTI | COL-MTI | Control Panel,Operator | Remote Processor Unit |  | OIT | http://www.toronto.ca/TWONTO#operator_interface_terminal |  | Mid-Toronto Interceptor
13809 | COL-MTI-RPU-1400C | Remote Processing Unit, Rosedale Valley Control Chamber No.14C, MTI | COL-MTI | RPU | Remote Processor Unit |  | RPU | http://www.toronto.ca/TWONTO#RPU_panel |  | Mid-Toronto Interceptor
13811 | COL-MTI-RPU-2400 | Remote Processing Unit, Spadina Control Chamber No.24, MTI | COL-MTI | RPU | Remote Processor Unit |  | RPU | http://www.toronto.ca/TWONTO#RPU_panel |  | Mid-Toronto Interceptor
13812 | COL-MTI-RPU-2700B | Remote Processing Unit, Strachan Control Chamber No.27B, MTI | COL-MTI | RPU | Remote Processor Unit |  | RPU | http://www.toronto.ca/TWONTO#RPU_panel |  | Mid-Toronto Interceptor
13813 | COL-MTI-RPU-2700B | Remote Processing Unit, Strachan Control Chamber No.27B, MTI | COL-MTI-CH-2700B | RPU | Remote Processor Unit |  | RPU | http://www.toronto.ca/TWONTO#RPU_panel |  | Chamber,Strachan St. Control Chamber No.27B, MTI
13814 | COL-MTI-RPU-2900 | Remote Processing Unit, Roxton Control Chamber No.29, MTI | COL-MTI | RPU | Remote Processor Unit |  | RPU | http://www.toronto.ca/TWONTO#RPU_panel |  | Mid-Toronto Interceptor
13815 | COL-MTI-RPU-2900 | Remote Processing Unit, Roxton Control Chamber No.29, MTI | COL-MTI-CH-2900 | RPU | Remote Processor Unit |  | RPU | http://www.toronto.ca/TWONTO#RPU_panel |  | Chamber,Roxton St. Control Chamber No.29, MTI
13816 | COL-MTI-RPU-3400 | Remote Processing Unit, Parkside Control Chamber No.34, MTI | COL-MTI-CH-3400 | RPU | Remote Processor Unit |  | RPU | http://www.toronto.ca/TWONTO#RPU_panel |  | Chamber,Parkside St. Control Chamber No.34, MTI
13911 | FCL-SPC-RPU-1121 | RPU Panel, Gaseous Chemicals, Chemical Building | FCL-ELS-PS-0001 | Control Panel | Remote Processor Unit |  | RPU | http://www.toronto.ca/TWONTO#RPU_panel |  | Uninterruptible Power Supply,High Lift Bldg - Switchgear Room,LP-0001
13912 | FCL-SPC-RPU-1121A | RPU Panel, Gaseous Chemicals, Chemical Building | FCL_ELS_MISCELLANEOUS | Control Panel | Remote Processor Unit |  | RPU | http://www.toronto.ca/TWONTO#RPU_panel |  | FCL_ELS_MISCELLANEOUS
13954 | FCL-SPC-RPU-1122 | RPU Panel, Gaseous Chemicals, Chemical Building | FCL-ELS-PS-0001 | Control Panel | Remote Processor Unit |  | RPU | http://www.toronto.ca/TWONTO#RPU_panel |  | Uninterruptible Power Supply,High Lift Bldg - Switchgear Room,LP-0001
13955 | FCL-SPC-RPU-1123 | RPU Panel, Liquid Chemicals, Chemical Building | FCL-ELS-PS-0001 | Control Panel | Remote Processor Unit |  | RPU | http://www.toronto.ca/TWONTO#RPU_panel |  | Uninterruptible Power Supply,High Lift Bldg - Switchgear Room,LP-0001
13956 | FCL-SPC-RPU-1123 | RPU Panel, Liquid Chemicals, Chemical Building | FCL_ELS_MISCELLANEOUS | Control Panel | Remote Processor Unit |  | RPU | http://www.toronto.ca/TWONTO#RPU_panel |  | FCL_ELS_MISCELLANEOUS
13957 | FCL-SPC-RPU-1124 | RPU Panel, Gaseous Chemical, Gaseous Chemical Building | FCL-ELS-PS-0001 | Control Panel | Remote Processor Unit |  | RPU | http://www.toronto.ca/TWONTO#RPU_panel |  | Uninterruptible Power Supply,High Lift Bldg - Switchgear Room,LP-0001
13958 | FCL-SPC-RPU-1221 | RPU Panel, Backwash Pumps 0101-0401, High Lift Bldg - Switchgear Room | FCL_ELS_MISCELLANEOUS | Control Panel | Remote Processor Unit |  | RPU | http://www.toronto.ca/TWONTO#RPU_panel |  | FCL_ELS_MISCELLANEOUS
13959 | FCL-SPC-RPU-1222 | RPU Panel, Building Services, High Lift Bldg - Switchgear Room | FCL_ELS_MISCELLANEOUS | Control Panel | Remote Processor Unit |  | RPU | http://www.toronto.ca/TWONTO#RPU_panel |  | FCL_ELS_MISCELLANEOUS
13960 | FCL-SPC-RPU-1224 | RPU Panel, High Lift Pumps 0101-1001, High Lift Bldg - Switchgear Room | FCL_ELS_MISCELLANEOUS | Control Panel | Remote Processor Unit |  | RPU | http://www.toronto.ca/TWONTO#RPU_panel |  | FCL_ELS_MISCELLANEOUS
13961 | FCL-SPC-RPU-1421 | RPU Panel, Sewage Channel, Surge Chamber | FCL_ELS_MISCELLANEOUS | Control Panel | Remote Processor Unit |  | RPU | http://www.toronto.ca/TWONTO#RPU_panel |  | FCL_ELS_MISCELLANEOUS
13962 | FCL-SPC-RPU-1521 | RPU Panel, Settled Water Conduit Level and General Backwash, Filter Gallery | FCL-ELS-PS-0001 | Control Panel | Remote Processor Unit |  | RPU | http://www.toronto.ca/TWONTO#RPU_panel |  | Uninterruptible Power Supply,High Lift Bldg - Switchgear Room,LP-0001
13963 | FCL-SPC-RPU-1522 | RPU Panel, Filters 0101 and 0201, Filter Gallery | FCL_ELS_MISCELLANEOUS | Control Panel | Remote Processor Unit |  | RPU | http://www.toronto.ca/TWONTO#RPU_panel |  | FCL_ELS_MISCELLANEOUS
13964 | FCL-SPC-RPU-1523 | RPU Panel, Filters 0301 and 0401, Filter Gallery | FCL-ELS-PS-0001 | Control Panel | Remote Processor Unit |  | RPU | http://www.toronto.ca/TWONTO#RPU_panel |  | Uninterruptible Power Supply,High Lift Bldg - Switchgear Room,LP-0001
13965 | FCL-SPC-RPU-1524 | RPU Panel, Filters 0501 and 0601, Filter Gallery | FCL_ELS_MISCELLANEOUS | Control Panel | Remote Processor Unit |  | RPU | http://www.toronto.ca/TWONTO#RPU_panel |  | FCL_ELS_MISCELLANEOUS
13966 | FCL-SPC-RPU-1621 | RPU Panel, Filters 0801 and 0801, Filter Gallery | FCL_ELS_MISCELLANEOUS | Control Panel | Remote Processor Unit |  | RPU | http://www.toronto.ca/TWONTO#RPU_panel |  | FCL_ELS_MISCELLANEOUS
13967 | FCL-SPC-RPU-1622 | RPU Panel, Filters 0901 and 1001, Filter Gallery | FCL-ELS-PS-0001 | Control Panel | Remote Processor Unit |  | RPU | http://www.toronto.ca/TWONTO#RPU_panel |  | Uninterruptible Power Supply,High Lift Bldg - Switchgear Room,LP-0001
13968 | FCL-SPC-RPU-1623 | RPU Panel, Filters 1201 and 1201, Filter Gallery | FCL-ELS-PS-0001 | Control Panel | Remote Processor Unit |  | RPU | http://www.toronto.ca/TWONTO#RPU_panel |  | Uninterruptible Power Supply,High Lift Bldg - Switchgear Room,LP-0001
13969 | FCL-SPC-RPU-1623 | RPU Panel, Filters 1201 and 1201, Filter Gallery | FCL_ELS_MISCELLANEOUS | Control Panel | Remote Processor Unit |  | RPU | http://www.toronto.ca/TWONTO#RPU_panel |  | FCL_ELS_MISCELLANEOUS
13970 | FCL-SPC-RPU-1624 | RPU Panel, Filters 1301 and 1401, Filter Gallery | FCL-ELS-PS-0001 | Control Panel | Remote Processor Unit |  | RPU | http://www.toronto.ca/TWONTO#RPU_panel |  | Uninterruptible Power Supply,High Lift Bldg - Switchgear Room,LP-0001
13971 | FCL-SPC-RPU-1625 | RPU Panel, Filters 1501 and 1601, Filter Gallery | FCL-ELS-PS-0001 | Control Panel | Remote Processor Unit |  | RPU | http://www.toronto.ca/TWONTO#RPU_panel |  | Uninterruptible Power Supply,High Lift Bldg - Switchgear Room,LP-0001
13972 | FCL-SPC-RPU-1721 | RPU Panel, Alum Pumps, Liquid Alum Storage Room | FCL_ELS_MISCELLANEOUS | Control Panel | Remote Processor Unit |  | RPU | http://www.toronto.ca/TWONTO#RPU_panel |  | FCL_ELS_MISCELLANEOUS
13973 | FCL-SPC-RPU-1722 | RPU Panel, PAC System, Alum Bag Storage Room | FCL-ELS-PS-0001 | Control Panel | Remote Processor Unit |  | RPU | http://www.toronto.ca/TWONTO#RPU_panel |  | Uninterruptible Power Supply,High Lift Bldg - Switchgear Room,LP-0001
13974 | FCL-SPC-RPU-1723 | RPU Panel, Pretreatment Module 1, PAC Pump Area | FCL-ELS-PS-0001 | Control Panel | Remote Processor Unit |  | RPU | http://www.toronto.ca/TWONTO#RPU_panel |  | Uninterruptible Power Supply,High Lift Bldg - Switchgear Room,LP-0001
13975 | FCL-SPC-RPU-1724 | RPU Panel, Pretreatment Module 2, PAC Pump Area | FCL-ELS-PS-0001 | Control Panel | Remote Processor Unit |  | RPU | http://www.toronto.ca/TWONTO#RPU_panel |  | Uninterruptible Power Supply,High Lift Bldg - Switchgear Room,LP-0001
13976 | FCL-SPC-RPU-1725 | RPU Panel, Pretreatment Module 3, PAC Pump Area | FCL_ELS_MISCELLANEOUS | Control Panel | Remote Processor Unit |  | RPU | http://www.toronto.ca/TWONTO#RPU_panel |  | FCL_ELS_MISCELLANEOUS
13977 | FCL-SPC-RPU-1727 | RPU Panel, Corrosion Control, Raw Water Pumping | FCL-CCS | Control Panel | Remote Processor Unit |  | RPU | http://www.toronto.ca/TWONTO#RPU_panel |  | Corrosion Control System
13978 | FCL-SPC-RPU-1821 | RPU Panel, Screens, Raw Water Pumping | FCL_ELS_MISCELLANEOUS | Control Panel | Remote Processor Unit |  | RPU | http://www.toronto.ca/TWONTO#RPU_panel |  | FCL_ELS_MISCELLANEOUS
13979 | FCL-SPC-RPU-1822 | RPU Panel, Zebra Mussel/Raw Water Sampling, Raw Water Pumping | FCL_ELS_MISCELLANEOUS | Control Panel | Remote Processor Unit |  | RPU | http://www.toronto.ca/TWONTO#RPU_panel |  | FCL_ELS_MISCELLANEOUS
13980 | FCL-SPC-RPU-1823 | RPU Panel, Low Lift Pumps 2-6, Raw Water Pumping | FCL-ELS-PS-0001 | Control Panel | Remote Processor Unit |  | RPU | http://www.toronto.ca/TWONTO#RPU_panel |  | Uninterruptible Power Supply,High Lift Bldg - Switchgear Room,LP-0001
13981 | FCL-SPC-RPU-1825 | RPU Panel, Switchgear, Raw Water Pumping | FCL_ELS_MISCELLANEOUS | Control Panel | Remote Processor Unit |  | RPU | http://www.toronto.ca/TWONTO#RPU_panel |  | FCL_ELS_MISCELLANEOUS
13982 | FCL-SPC-RPU-1921 | RPU Panel, RMF Clarification Facility, Electrical Room, WWW-CP-1100 | FCL-ELS-PS-0001 | Control Panel | Remote Processor Unit |  | RPU | http://www.toronto.ca/TWONTO#RPU_panel |  | Uninterruptible Power Supply,High Lift Bldg - Switchgear Room,LP-0001
13983 | FCL-SPC-RPU-1921R | RPU Panel, Centrifuge to Clarification Facility, Clarification Facility, Electrical Room | FCL_ELS_MISCELLANEOUS | Control Panel | Remote Processor Unit |  | RPU | http://www.toronto.ca/TWONTO#RPU_panel |  | FCL_ELS_MISCELLANEOUS
13984 | FCL-SPC-RPU-2022 | RPU Panel, Centrifuge CF-5501, RMF Centrifuge Building, Control Room | FCL_ELS_MISCELLANEOUS | Control Panel | Remote Processor Unit |  | RPU | http://www.toronto.ca/TWONTO#RPU_panel |  | FCL_ELS_MISCELLANEOUS
13985 | FCL-SPC-RPU-2023 | RPU Panel, Centrifuge CF-5601, RMF Centrifuge Building, Control Room | FCL-ELS-PS-0001 | Control Panel | Remote Processor Unit |  | RPU | http://www.toronto.ca/TWONTO#RPU_panel |  | Uninterruptible Power Supply,High Lift Bldg - Switchgear Room,LP-0001
13986 | FCL-SPC-RPU-2121 | RPU Panel, RMF Clarification Facility, Electrical Room | FCL_ELS_MISCELLANEOUS | Control Panel | Remote Processor Unit |  | RPU | http://www.toronto.ca/TWONTO#RPU_panel |  | FCL_ELS_MISCELLANEOUS
13987 | FCL-SPC-RPU-2423 | Remote Processor Unit, Sedimentation Tank T-0300 | FCL-ELS-PS-0003 | Controller,PLC | Remote Processor Unit |  | RPU | http://www.toronto.ca/TWONTO#RPU_panel |  | Emergency Power
14139 | COL-PAB-RPU-0001 | Remote Processing Unit | COL-PAB-MISC | RPU | Remote Processor Unit |  | RPU | http://www.toronto.ca/TWONTO#RPU_panel |  | Miscellaneous Equipment
14231 | FCL-TRW-RPU-0002-SUS | Remote Processing Unit | FCL-SUSPENDED |  | Remote Processor Unit | 36790 | RPU | http://www.toronto.ca/TWONTO#RPU_panel |  | Suspended entity
14232 | FCL-TRW-RPU-0002-SUS | Remote Processing Unit | FCL-TRW |  | Remote Processor Unit | 36790 | RPU | http://www.toronto.ca/TWONTO#RPU_panel |  | Treated Water
14233 | FCL-TRW-RPU-0003-SUS | Remote Processing Unit | FCL-SUSPENDED |  | Remote Processor Unit | 36791 | RPU | http://www.toronto.ca/TWONTO#RPU_panel |  | Suspended entity
14234 | FCL-TRW-RPU-0003-SUS | Remote Processing Unit | FCL-TRW |  | Remote Processor Unit | 36791 | RPU | http://www.toronto.ca/TWONTO#RPU_panel |  | Treated Water
14689 | COL-PBP-RPU-0001 | Remote Processing Unit | COL-PBP | RPU | Remote Processor Unit |  | RPU | http://www.toronto.ca/TWONTO#RPU_panel |  | Baby Point Sewage Pumping Station
15136 | COL-PBR-RPU-0001 | Remote Processing Unit, All control and Instrumentation Equipment - RPU | COL-PBR-MISC |  | Remote Processor Unit |  | RPU | http://www.toronto.ca/TWONTO#RPU_panel |  | Miscellaneous Equipment
16969 | COL-PCU-RPU-0100 | Remote Processor Unit, Electrical Room | COL-PCU-AUX-ELEC | RPU | Remote Processor Unit |  | RPU | http://www.toronto.ca/TWONTO#RPU_panel |  | Electrical Equipment
17704 | COL-PEV-RPU-0001 | Remote Processing Unit, All control and Instrumentation Equipment - RPU | COL-PEV-MISC |  | Remote Processor Unit |  | RPU | http://www.toronto.ca/TWONTO#RPU_panel |  | Miscellaneous Equipment
17746 | COL-PFB-RPU-0001 | Remote process unit | COL-PFB-MISC |  | Remote Processor Unit |  | RPU | http://www.toronto.ca/TWONTO#RPU_panel |  | Miscellaneous Equipment
18227 | FHA-SPC-RPU-1211 | Computer, SCADA Client. Pump Building Basement, Switchgear Room | FHA-ELS | Computer Equipment | Remote Processor Unit |  | RPU | http://www.toronto.ca/TWONTO#operator_interface_terminal |  | Electrical
18228 | FHA-SPC-RPU-1221 | RPU, Raw Water Pumping, Pump Building Basement, Switchgear Room | FHA-ELS |  | Remote Processor Unit |  | RPU | http://www.toronto.ca/TWONTO#RPU_panel |  | Electrical
18229 | FHA-SPC-RPU-1223 | RPU, Backwash, Pump Building Basement, Switchgear Room | FHA-ELS |  | Remote Processor Unit |  | RPU | http://www.toronto.ca/TWONTO#RPU_panel |  | Electrical
18230 | FHA-SPC-RPU-1224 | RPU,High Lift Water Pumping, Pump Building Basement, Switchgear Room | FHA-ELS |  | Remote Processor Unit |  | RPU | http://www.toronto.ca/TWONTO#RPU_panel |  | Electrical
18231 | FHA-SPC-RPU-1225 | RPU, Raw Water Summator. Pump Building Basement, Switchgear Room, RPU-1221 Panel | FHA-ELS |  | Remote Processor Unit |  | RPU | http://www.toronto.ca/TWONTO#RPU_panel |  | Electrical
18232 | FHA-SPC-RPU-1226 | RPU, Treated Water Summator, RPU-1224 Panel, Pump Building Basement, Switchgear Room | FHA-ELS | RPU | Remote Processor Unit |  | RPU | http://www.toronto.ca/TWONTO#RPU_panel |  | Electrical
18233 | FHA-SPC-RPU-1321 | RPU,Liquid Chemical | FHA-SUSPENDED |  | Remote Processor Unit | 33407 | RPU | http://www.toronto.ca/TWONTO#RPU_panel |  | Suspended Obsolete entity for storage purpose
18234 | FHA-SPC-RPU-1421 | RPU, Screens, Pump Building, Screen Room | FHA-ELS |  | Remote Processor Unit |  | RPU | http://www.toronto.ca/TWONTO#RPU_panel |  | Electrical
18235 | FHA-SPC-RPU-1523 | RPU, Main Electrical Switchgear, Service Building Switchgear Room | FHA-ELS |  | Remote Processor Unit |  | RPU | http://www.toronto.ca/TWONTO#RPU_panel |  | Electrical
18236 | FHA-SPC-RPU-1611 | Computer, SCADA Client, Filtration Building, Filter Pipe Gallery | FHA-ELS | Computer Equipment | Remote Processor Unit |  | RPU | http://www.toronto.ca/TWONTO#operator_interface_terminal |  | Electrical
18237 | FHA-SPC-RPU-1623 | RPI, Filters F-3301-3601, East Filter Pipe Gallery | FHA-ELS |  | Remote Processor Unit |  | RPU | http://www.toronto.ca/TWONTO#RPU_panel |  | Electrical
18238 | FHA-SPC-RPU-1624 | RPU, Filters F-3701-4001, East Filter Pipe Gallery | FHA-ELS |  | Remote Processor Unit |  | RPU | http://www.toronto.ca/TWONTO#RPU_panel |  | Electrical
18239 | FHA-SPC-RPU-1721 | RPU, Filters F-0101-0401, West Filter Pipe Gallery | FHA-ELS |  | Remote Processor Unit |  | RPU | http://www.toronto.ca/TWONTO#RPU_panel |  | Electrical
18240 | FHA-SPC-RPU-1723 | RPU, Filters F-0901-1201, West Filter Pipe Gallery | FHA-ELS |  | Remote Processor Unit |  | RPU | http://www.toronto.ca/TWONTO#RPU_panel |  | Electrical
18241 | FHA-SPC-RPU-1724 | RPU, Filters F-1301-1601, West Filter Pipe Gallery | FHA-ELS |  | Remote Processor Unit |  | RPU | http://www.toronto.ca/TWONTO#RPU_panel |  | Electrical
18242 | FHA-SPC-RPU-1821 | RPU, Sedimentation & General Backwash, Filter Gallery Centre | FHA-ELS |  | Remote Processor Unit |  | RPU | http://www.toronto.ca/TWONTO#RPU_panel |  | Electrical
18243 | FHA-SPC-RPU-1824 | Remote Processing Unit, Sedimentation Basin Rehabilitation, Sedimentation Basin Basement | FHA-ELS |  | Remote Processor Unit |  | RPU | http://www.toronto.ca/TWONTO#RPU_panel |  | Electrical
18244 | FHA-SPC-RPU-1826 | RPU, Chemical Gas "B" Cl & SO2, Filter Pipe Gallery Centre | FHA-ELS |  | Remote Processor Unit |  | RPU | http://www.toronto.ca/TWONTO#RPU_panel |  | Electrical
18245 | FHA-SPC-RPU-1827 | RPU, Filter Master Rate, Admin Building, Operator Control Room, CBP | FHA-ELS | UPS | Remote Processor Unit |  | RPU | http://www.toronto.ca/TWONTO#RPU_panel |  | Electrical
18246 | FHA-SPC-RPU-1911 | Computer, SCADA Client, RMF, Centrifuge Control Room 1 | FHA-ELS | Computer Equipment | Remote Processor Unit |  | RPU | http://www.toronto.ca/TWONTO#operator_interface_terminal |  | Electrical
18247 | FHA-SPC-RPU-1924 | FHA-WWW-RPU-1924 - RPU is for Centrifuge CF 2501 | FHA-WWW-CF-2501 |  | Remote Processor Unit |  | RPU | http://www.toronto.ca/TWONTO#RPU_panel |  | Centrifuge, Dewatering, RMF, Centrifuge Service Platform
18248 | FHA-SPC-RPU-1925 | FHA-WWW-RPU-1925 - RPU, RMF | FHA-ELS |  | Remote Processor Unit |  | RPU | http://www.toronto.ca/TWONTO#RPU_panel |  | Electrical
18249 | FHA-SPC-RPU-1926 | FHA-WWW-RPU-1926 - RPU, RMF | FHA-ELS |  | Remote Processor Unit |  | RPU | http://www.toronto.ca/TWONTO#RPU_panel |  | Electrical
18250 | FHA-SPC-RPU-1927 | FHA-WWW-RPU-1927 - RPU, RMF | FHA-ELS |  | Remote Processor Unit |  | RPU | http://www.toronto.ca/TWONTO#RPU_panel |  | Electrical
18251 | FHA-SPC-RPU-2011 | Computer, SCADA Client, RMF, Electrical Room 2/PLC Room | FHA-ELS | Computer Equipment | Remote Processor Unit |  | RPU | http://www.toronto.ca/TWONTO#operator_interface_terminal |  | Electrical
18252 | FHA-SPC-RPU-2021 | RPU, Liquid Chemical, SBS, Ammonia, Fluoride, RMF, PLC Room | FHA-ELS | RPU | Remote Processor Unit |  | RPU | http://www.toronto.ca/TWONTO#RPU_panel |  | Electrical
18253 | FHA-SPC-RPU-2022 | RPU, Corrosion Control, Chemical Building | FHA-ELS | Controller,PLC | Remote Processor Unit |  | RPU | http://www.toronto.ca/TWONTO#RPU_panel |  | Electrical
19509 | FHO-ACC-RPU-0101 | Remote Programming Unit, Admin Building HVAC, Admin Bldg. S1, AHU Room, North Wall | FHO-MCS-HVAC | Controller,PLC | Remote Processor Unit |  | RPU | http://www.toronto.ca/TWONTO#RPU_panel |  | Plant HVAC
19510 | FHO-ACC-RPU-0201 | Remote Programming Unit, Building HVAC, Chemical Building, L2, North Penthouse, S/W | FHO-MCS-HVAC | Controller,PLC | Remote Processor Unit |  | RPU | http://www.toronto.ca/TWONTO#RPU_panel |  | Plant HVAC
19511 | FHO-ACC-RPU-0301 | Remote Programming Unit, Chemical Building HVAC, Chemical Building, L2, South Penthouse | FHO-MCS-HVAC | Controller,PLC | Remote Processor Unit |  | RPU | http://www.toronto.ca/TWONTO#RPU_panel |  | Plant HVAC
19512 | FHO-ACC-RPU-0501 | Remote Programming Unit, Raw Water Building HVAC, Raw Water Building, S8, Ventilation Room | FHO-MCS-HVAC | Controller,PLC | Remote Processor Unit |  | RPU | http://www.toronto.ca/TWONTO#RPU_panel |  | Plant HVAC
19513 | FHO-ACC-RPU-0601 | Remote Programming Unit, Raw Water Building HVAC, Raw Water Building, S7, Storage Area | FHO-MCS-HVAC | Controller,PLC | Remote Processor Unit |  | RPU | http://www.toronto.ca/TWONTO#RPU_panel |  | Plant HVAC
19514 | FHO-ACC-RPU-0801 | Remote Programming Unit, Switchgear Room HVAC, Chemical Building, S4, Emergency Generator Room | FHO-MCS-HVAC | Controller,PLC | Remote Processor Unit |  | RPU | http://www.toronto.ca/TWONTO#RPU_panel |  | Plant HVAC
19515 | FHO-ACC-RPU-0901 | Remote Programming Unit, Filter Gallery1-8 HVAC, Filter Building, S2, HVAC Room | FHO-MCS-HVAC | Controller,PLC | Remote Processor Unit |  | RPU | http://www.toronto.ca/TWONTO#RPU_panel |  | Plant HVAC
19516 | FHO-ACC-RPU-1101 | Remote Programming Unit, Clarifier Building HVAC, Clarifier Building, S2, Main Foyer | FHO-MCS-HVAC | Controller,PLC | Remote Processor Unit |  | RPU | http://www.toronto.ca/TWONTO#RPU_panel |  | Plant HVAC
19517 | FHO-ACC-RPU-1511 | Remote Programming Unit, Ozone Building HVAC, Ozone Building, L1, Electrical Room | FHO-MCS-HVAC | Controller,PLC | Remote Processor Unit |  | RPU | http://www.toronto.ca/TWONTO#RPU_panel |  | Plant HVAC
19518 | FHO-ACC-RPU-1541 | Remote Programming Unit, Ozone Building HVAC, Ozone Building, L1, Electrical Room | FHO-MCS-HVAC | Controller,PLC | Remote Processor Unit |  | RPU | http://www.toronto.ca/TWONTO#RPU_panel |  | Plant HVAC
19519 | FHO-ACC-RPU-1611 | Remote Programming Unit, Standby Building HVAC, Standby Building, S2, Generator Room, West Wall | FHO-MCS-HVAC | Controller,PLC | Remote Processor Unit |  | RPU | http://www.toronto.ca/TWONTO#RPU_panel |  | Plant HVAC
19923 | COL-PHB-RPU-0001 | Remote Processing Unit | COL-PHB-MISC | RPU | Remote Processor Unit |  | RPU | http://www.toronto.ca/TWONTO#RPU_panel |  | Miscellaneous Equipment
25264 | FHO-SPC-RPU-1121 | RPU, Raw Water Pumps PLC, Admin Building S4, Main Electrical Room | FHO-RAW | Controller,PLC | Remote Processor Unit |  | RPU | http://www.toronto.ca/TWONTO#RPU_panel |  | Raw Water Production
25265 | FHO-SPC-RPU-1123 | RPU, High Lift Pumps PLC, Admin Building S4, Main Electrical Room | FHO TRW PUMPING | Controller,PLC | Remote Processor Unit |  | RPU | http://www.toronto.ca/TWONTO#RPU_panel |  | Treated Water Pumping
25266 | FHO-SPC-RPU-1221 | RPU, Pre-Treatments Modules 1&2 PLC, Admin Building S4, Main Electrical Room | FHO-PLT | Controller,PLC | Remote Processor Unit |  | RPU | http://www.toronto.ca/TWONTO#RPU_panel |  | Preliminary Treatment
25267 | FHO-SPC-RPU-1224 | RPU, Polymer System PLC, Chemical Building, S4, Chemical Gallery | FHO-POL | Controller,PLC | Remote Processor Unit |  | RPU | http://www.toronto.ca/TWONTO#RPU_panel |  | Polymer System
25268 | FHO-SPC-RPU-1225 | RPU, Alum System PLC, Chemical Building, S4, Chemical Gallery | FHO-ALM | Controller,PLC | Remote Processor Unit |  | RPU | http://www.toronto.ca/TWONTO#RPU_panel |  | Alum System
25269 | FHO-SPC-RPU-1230 | RPU, Filter Backwash Summator, Chemical Building, S4, SBS Pump Room, SBS-CP-0801 | FHO-BW |  | Remote Processor Unit |  | RPU | http://www.toronto.ca/TWONTO#RPU_panel |  | Backwash System
25270 | FHO-SPC-RPU-1421 | RPU, General Raw Water PLC, Raw Water Building, S7, Electrical Room | FHO-RAW | Controller,PLC | Remote Processor Unit |  | RPU | http://www.toronto.ca/TWONTO#RPU_panel |  | Raw Water Production
25271 | FHO-SPC-RPU-1621 | RPU, Waste Water PLC, Clarifier Building, S2, Corridor | FHO-WWW | Controller,PLC | Remote Processor Unit |  | RPU | http://www.toronto.ca/TWONTO#RPU_panel |  | Residue Management / Waste Water System
25272 | FHO-SPC-RPU-1722 | RPU, Filters 1 & 2 PLC, Filter 1-8 Building, S2, Filter Pipe Gallery, East Wall | FHO-FLT | Controller,PLC | Remote Processor Unit |  | RPU | http://www.toronto.ca/TWONTO#RPU_panel |  | Filtration
25273 | FHO-SPC-RPU-1722A | RPU, Filters 1 & 2 PLC Expansion, Filter 1-8 Building, S2, Filter Pipe Gallery, East Wall | FHO-FLT |  | Remote Processor Unit |  | RPU | http://www.toronto.ca/TWONTO#RPU_panel |  | Filtration
25274 | FHO-SPC-RPU-1725 | RPU, Filters F-0501 & 0601 PLC, Filter 1-8 Building, S2, Filter Pipe Gallery, East Wall | FHO-FLT | Controller,PLC | Remote Processor Unit |  | RPU | http://www.toronto.ca/TWONTO#RPU_panel |  | Filtration
25275 | FHO-SPC-RPU-1726 | RPU, Filters F-0701 & 0801 PLC, Filter 1-8 Building, S2, Filter Pipe Gallery, East Wall | FHO-FLT | Controller,PLC | Remote Processor Unit |  | RPU | http://www.toronto.ca/TWONTO#RPU_panel |  | Filtration
25276 | FHO-SPC-RPU-1813 | RPU, Raw, Filtered & Treated Water Summator & Master Filter Rate Controler, Control Room, CBP Panel | FHO-FLT |  | Remote Processor Unit |  | RPU | http://www.toronto.ca/TWONTO#RPU_panel |  | Filtration
25277 | FHO-SPC-RPU-1921 | RPU Panel, Chemical Dispersion, Ozone Building, L1, Ozone Equipment Room, West Wall | FHO-WWW | Controller,PLC | Remote Processor Unit |  | RPU | http://www.toronto.ca/TWONTO#RPU_panel |  | Residue Management / Waste Water System
25278 | FHO-SPC-RPU-1922 | Ozone master PLC A | FHO-WWW | Controller,PLC | Remote Processor Unit |  | RPU | http://www.toronto.ca/TWONTO#RPU_panel |  | Residue Management / Waste Water System
25279 | FHO-SPC-RPU-1922B | Ozone master PLC | FHO-WWW | Controller,PLC | Remote Processor Unit | 35167 | RPU | http://www.toronto.ca/TWONTO#RPU_panel |  | Residue Management / Waste Water System
25280 | FHO-SPC-RPU-2022 | RPU Panel, Air Scour Blower, Ozone Building, L1, Electrical Room, West Wall | FHO-BW | Controller,PLC | Remote Processor Unit |  | RPU | http://www.toronto.ca/TWONTO#RPU_panel |  | Backwash System
25281 | FHO-SPC-RPU-2023 | RPU Panel, Filter 9-10, Ozone Building, L1, Electrical Room, West Wall | FHO-WWW | Controller,PLC | Remote Processor Unit |  | RPU | http://www.toronto.ca/TWONTO#RPU_panel |  | Residue Management / Waste Water System
25282 | FHO-SPC-RPU-2024 | RPU Panel, Filter 11-12, Ozone Building, L1, Electrical Room, West Wall | FHO-WWW | Controller,PLC | Remote Processor Unit |  | RPU | http://www.toronto.ca/TWONTO#RPU_panel |  | Residue Management / Waste Water System
25283 | FHO-SPC-RPU-2025 | RPU Panel, Filter 13, Ozone Building, L1, Electrical Room, West Wall | FHO-WWW | Controller,PLC | Remote Processor Unit |  | RPU | http://www.toronto.ca/TWONTO#RPU_panel |  | Residue Management / Waste Water System
25284 | FHO-SPC-RPU-GROUP1 | Remote processing units -Group 1 | FHO TRW PUMPING | Controller,PLC | Remote Processor Unit |  |  | http://www.toronto.ca/TWONTO#RPU_panel |  | Treated Water Pumping
26856 | COL-PRG-RPU-0001 | Remote Processing Unit | COL-PRG | RPU | Remote Processor Unit |  | RPU | http://www.toronto.ca/TWONTO#RPU_panel |  | Ridge Valley Pumping Station
27159 | COL-PRR-RPU-0001 | Remote Processing Unit, All control and Instrumentation Equipment - RPU | COL-PRR |  | Remote Processor Unit |  | RPU | http://www.toronto.ca/TWONTO#RPU_panel |  | Riverside Sewage Pumping Station
27160 | COL-PRR-RPU-0001 | Remote Processing Unit, All control and Instrumentation Equipment - RPU | COL-PRR-MISC |  | Remote Processor Unit |  | RPU | http://www.toronto.ca/TWONTO#RPU_panel |  | Miscellaneous Equipment
27751 | FIS-ELS-RPU-0001 | Power Supply Location | 16854 |  | Remote Processor Unit |  | RPU | ? |  | Process Control & Instrumentation
29348 | COL-PSM-RPU-0001 | Remote Processing Unit, All control and Instrumentation Equipment - RPU | COL-PSM |  | Remote Processor Unit |  | RPU | http://www.toronto.ca/TWONTO#RPU_panel |  | Simcoe St Sewage Pumping Station
29349 | COL-PSM-RPU-0001 | Remote Processing Unit, All control and Instrumentation Equipment - RPU | COL-PSM-MISC |  | Remote Processor Unit |  | RPU | http://www.toronto.ca/TWONTO#RPU_panel |  | Miscellaneous Equipment
29450 | COL-PSP-RPU-0001 | Remote Processing Unit, All control and Instrumentation Equipment - RPU | COL-PSP |  | Remote Processor Unit |  | RPU | http://www.toronto.ca/TWONTO#RPU_panel |  | Southport Sewage Pumping Station
29451 | COL-PSP-RPU-0001 | Remote Processing Unit, All control and Instrumentation Equipment - RPU | COL-PSP-MISC |  | Remote Processor Unit |  | RPU | http://www.toronto.ca/TWONTO#RPU_panel |  | Miscellaneous Equipment
29545 | FIS-SPC-RPU-1221 | Remote Processing Unit, Filter F-0100, Filter Building, Filter Gallery, Area Control Panel CP-0101 | FIS-FLT-F-0100 |  | Remote Processor Unit |  | RPU | http://www.toronto.ca/TWONTO#RPU_panel |  | Filter, Settled Water, Filter Building, Filter Gallery
29546 | FIS-SPC-RPU-1223 | Remote Processing Unit, Filter F-0300, Filter Building, Filter Gallery, Area Control Panel CP-0301 | FIS-FLT-F-0300 |  | Remote Processor Unit |  | RPU | http://www.toronto.ca/TWONTO#RPU_panel |  | Filter, Settled Water, Filter Building, Filter Gallery
29547 | FIS-SPC-RPU-1224 | Remote Processing Unit, Filter F-0400, Filter Building, Filter Gallery, Area Control Panel CP-0401 | FIS-FLT-F-0400 |  | Remote Processor Unit |  | RPU | http://www.toronto.ca/TWONTO#RPU_panel |  | Filter, Settled Water, Filter Building, Filter Gallery
29548 | FIS-SPC-RPU-1225 | Remote Processing Unit, Filter F-0500, Filter Building, Filter Gallery, Area Control Panel CP-0501 | FIS-FLT-F-0500 |  | Remote Processor Unit |  | RPU | http://www.toronto.ca/TWONTO#RPU_panel |  | Filter, Settled Water, Filter Building, Filter Gallery
29549 | FIS-SPC-RPU-1321 | Remote Processing Unit, Backwash Pumps, Filter Building, Pump Room | FIS-ELS |  | Remote Processor Unit |  | RPU | http://www.toronto.ca/TWONTO#RPU_panel |  | System, Electrical Distribution System
29550 | FIS-SPC-RPU-1422 | Remote Processing Unit, Ammonia/Fluoride, Ammonia Building, Storage Room | FIS-DIS | Controller,PLC | Remote Processor Unit |  | RPU | http://www.toronto.ca/TWONTO#RPU_panel |  | Disinfection
29551 | FIS-SPC-RPU-1521 | Remote Processing Unit, Switchgear, Workshop and Office Building, Machine Shop | FIS-TRW |  | Remote Processor Unit |  | RPU | http://www.toronto.ca/TWONTO#RPU_panel |  | Treated Water Production
29552 | FIS-SPC-RPU-1523 | Remote Processing Unit, PACL System, Workshop Building, Main Floor, Chemical Storage Room | FIS-CCS | Controller,PLC | Remote Processor Unit |  | RPU | http://www.toronto.ca/TWONTO#RPU_panel |  | Corrosion Control
29553 | FIS-SPC-RPU-1526 | Remote Processing Unit, El. Generator and Load Shed Control, Electrical Generator Room | 16856 |  | Remote Processor Unit |  | RPU | http://www.toronto.ca/TWONTO#RPU_panel |  | Emergency Power, Diesel & UPS
29554 | FIS-SPC-RPU-1624 | Remote Processing Unit, Scrubber System, Workshop Building, EICT Corridor | FIS-DIS | Controller,PLC | Remote Processor Unit |  | RPU | http://www.toronto.ca/TWONTO#RPU_panel |  | Disinfection
29555 | FIS-SPC-RPU-1821 | Remote Processing Unit, Intake Valves, Intake Valve Chamber, Upper Level | FIS-RW |  | Remote Processor Unit |  | RPU | http://www.toronto.ca/TWONTO#RPU_panel |  | Raw Water Production
29556 | FIS-SPC-RPU-1822 | Remote Processing Unit, Zebra Mussel, Intake Valve Chamber, Upper Level | FIS-RW |  | Remote Processor Unit |  | RPU | http://www.toronto.ca/TWONTO#RPU_panel |  | Raw Water Production
29558 | FIS-SPC-RPU-2121 | Controller,PLC, Control Panel | FIS-SBS |  | Remote Processor Unit |  | RPU | http://www.toronto.ca/TWONTO#RPU_panel |  | SBS System
29661 | FIS-TRW-RPU-0001 | Remote Processing Unit | FIS-TRW |  | Remote Processor Unit |  | RPU | http://www.toronto.ca/TWONTO#RPU_panel |  | Treated Water Production
29662 | FIS-TRW-RPU-0002 | Remote Processing Unit | FIS-TRW |  | Remote Processor Unit |  | RPU | http://www.toronto.ca/TWONTO#RPU_panel |  | Treated Water Production
30077 | COL-PST-RPU-0001 | Remote Processing Unit, All control and Instrumentation Equipment - RPU | COL-PST |  | Remote Processor Unit |  | RPU | http://www.toronto.ca/TWONTO#RPU_panel |  | Strachan Pumping Station
30078 | COL-PST-RPU-0001 | Remote Processing Unit, All control and Instrumentation Equipment - RPU | COL-PST-MISC |  | Remote Processor Unit |  | RPU | http://www.toronto.ca/TWONTO#RPU_panel |  | Miscellaneous Equipment
31262 | COL-PSU-RPU-0001 | Remote Processing Unit, All control and Instrumentation Equipment - RPU | COL-PSU |  | Remote Processor Unit |  | RPU | http://www.toronto.ca/TWONTO#RPU_panel |  | Sunnyside Pumping Station
34554 | COL-PWN-RPU-0001 | Remote Processing Unit | COL-PWN | RPU | Remote Processor Unit |  | RPU | http://www.toronto.ca/TWONTO#RPU_panel |  | Warren Park Pumping Station
34555 | COL-PWN-RPU-0001 | Remote Processing Unit | COL-PWN-MISC | RPU | Remote Processor Unit |  | RPU | http://www.toronto.ca/TWONTO#RPU_panel |  | Miscellaneous Equipment
35573 | COL-PWR-RPU-0100 | Remote Processor Unit, Control Room, West Rouge PS | COL-PWR | RPU | Remote Processor Unit |  | RPU | http://www.toronto.ca/TWONTO#RPU_panel |  | West Rouge Pumping Station
37439 | COL-SMC-RPU-0001 | Remote Processing Unit | COL-SMC-MISC |  | Remote Processor Unit |  | RPU | http://www.toronto.ca/TWONTO#RPU_panel |  | Miscellaneous Equipment
37809 | RPU IO EXTENSION, FINAL C | RPU IO Extension, Final Clarifiers - South | THR-FT-RPU-0200 | RPU | Remote Processor Unit |  |  | http://www.toronto.ca/TWONTO#RPU_panel |  | RPU, Final Clarifiers - South
37810 | RPU-27600 | RPU 21 | TAB-DIG-ELQ-T13-16 | SCADA | Remote Processor Unit |  |  | http://www.toronto.ca/TWONTO#RPU_panel |  | Digester Tanks 13-16, Electrical Equipment
38083 | SWM-PBL-RPU-0001 | Remote Processing Unit | SWM-PBL | RPU | Remote Processor Unit |  | RPU | http://www.toronto.ca/TWONTO#RPU_panel |  | Bloor Storm Pumping Station
38084 | SWM-PBL-RPU-0001 | Remote Processing Unit | SWM-PBL-MISC | RPU | Remote Processor Unit |  | RPU | http://www.toronto.ca/TWONTO#RPU_panel |  | Miscellaneous Equipment
38163 | SWM-PET-RPU-0001 | Remote process unit | SWM-PET |  | Remote Processor Unit |  | RPU | http://www.toronto.ca/TWONTO#RPU_panel |  | Eglinton - Bellamy Storm Pumping Station
38204 | SWM-PIT-RPU-0001 | Remote Processing Unit | SWM-PIT | RPU | Remote Processor Unit |  | RPU | http://www.toronto.ca/TWONTO#RPU_panel |  | Islington Storm Pumping Station
38468 | SWM-PWI-RPU-0001 | Remote Processing Unit, All control and Instrumentation Equipment - RPU | SWM-PWI |  | Remote Processor Unit |  | RPU | http://www.toronto.ca/TWONTO#RPU_panel |  | Wilson Storm Pumping Station
40492 | TAB-ACC-RPU-1401 | RPU-GE1401 | TAB-ELS-WA6 | RPU | Remote Processor Unit |  | RPU | http://www.toronto.ca/TWONTO#RPU_panel |  | Panel Boards, MCC, WA6
40493 | TAB-ACC-RPU-1402 | RPU-GE1402 | TAB-ELS-WA6 | RPU | Remote Processor Unit |  | RPU | http://www.toronto.ca/TWONTO#RPU_panel |  | Panel Boards, MCC, WA6
40494 | TAB-ACC-RPU-1405 | RPU-GE1405 | TAB-ELS-WA6 | RPU | Remote Processor Unit |  | RPU | http://www.toronto.ca/TWONTO#RPU_panel |  | Panel Boards, MCC, WA6
40495 | TAB-ACC-RPU-1406 | RPU-GE1406 | TAB-ELS-WA6 | RPU | Remote Processor Unit |  | RPU | http://www.toronto.ca/TWONTO#RPU_panel |  | Panel Boards, MCC, WA6
40496 | TAB-ACC-RPU-1408 | Control Panel, RPU, Building Services, Sewall Tunnel, East | TAB-ACC-4900 | RPU | Remote Processor Unit |  | RPU | http://www.toronto.ca/TWONTO#RPU_panel |  | Process Heating, HVAC Waste Gas Burner station
40497 | TAB-ACC-RPU-1408 | Control Panel, RPU, Building Services, Sewall Tunnel, East | TAB-ELS-WA6 | RPU | Remote Processor Unit |  | RPU | http://www.toronto.ca/TWONTO#RPU_panel |  | Panel Boards, MCC, WA6
40498 | TAB-ACC-RPU-1409 | RPU-GE1409 | TAB-ELS-WA6 | RPU | Remote Processor Unit |  | RPU | http://www.toronto.ca/TWONTO#RPU_panel |  | Panel Boards, MCC, WA6
40499 | TAB-ACC-RPU-1410 | RPU-GE1410 | TAB-ELS-WA6 | RPU | Remote Processor Unit |  | RPU | http://www.toronto.ca/TWONTO#RPU_panel |  | Panel Boards, MCC, WA6
40500 | TAB-ACC-RPU-1413 | RPU-GE1413 | TAB-ELS-WA6 | RPU | Remote Processor Unit |  | RPU | http://www.toronto.ca/TWONTO#RPU_panel |  | Panel Boards, MCC, WA6
40501 | TAB-ACC-RPU-1417S | RPU-GE1417 | TAB-ELS-WA6 | RPU | Remote Processor Unit | 46225 | RPU | http://www.toronto.ca/TWONTO#RPU_panel |  | Panel Boards, MCC, WA6
40502 | TAB-ACC-RPU-1417S | RPU-GE1417 | TAB-SUSPENDED ENTITY | RPU | Remote Processor Unit | 46225 | RPU | http://www.toronto.ca/TWONTO#RPU_panel |  | Suspended entities
40503 | TAB-ACC-RPU-1418 | RPU-GE1418 | TAB-ELS-WA6 | RPU | Remote Processor Unit |  | RPU | http://www.toronto.ca/TWONTO#RPU_panel |  | Panel Boards, MCC, WA6
42615 | TAB-AUX-RPU-1120 | RPU | TAB-AUX-C | RPU | Remote Processor Unit |  | RPU | http://www.toronto.ca/TWONTO#RPU_panel |  | Auxiliary Building - Compressed Service Air Equipment
43443 | FCL-ACC-RPU-0601 | RPU Panel, Filter Building BAS, Filter Building Piping Gallery West | FCL-GRK | Control Panel | Remote Processor Unit |  | RPU | http://www.toronto.ca/TWONTO#RPU_panel |  | Buildings and Grounds
43444 | FCL-ACC-RPU-0601 | RPU Panel, Filter Building BAS, Filter Building Piping Gallery West | FCL_ELS_MISCELLANEOUS | Control Panel | Remote Processor Unit |  | RPU | http://www.toronto.ca/TWONTO#RPU_panel |  | FCL_ELS_MISCELLANEOUS
43445 | FCL-ACC-RPU-0701 | RPU Panel, Gaseous Chemical Building BAS, Ammonia Control Panel Room | FCL-GRK | Control Panel | Remote Processor Unit |  | RPU | http://www.toronto.ca/TWONTO#RPU_panel |  | Buildings and Grounds
43446 | FCL-ACC-RPU-0701 | RPU Panel, Gaseous Chemical Building BAS, Ammonia Control Panel Room | FCL_ELS_MISCELLANEOUS | Control Panel | Remote Processor Unit |  | RPU | http://www.toronto.ca/TWONTO#RPU_panel |  | FCL_ELS_MISCELLANEOUS
43447 | FCL-ACC-RPU-0801 | RPU, Surge Building BAS, Surge Building North | FCL-ACC-P-HL | Control Panel | Remote Processor Unit |  | RPU | http://www.toronto.ca/TWONTO#RPU_panel |  | High Lift Pumping Station HVAC Equipment
43696 | TAB-DEW-RPU-1101 | RPU for Centrifuges 1 - 4 | TAB-DEW CENTRIFUGES | RPU | Remote Processor Unit |  | RPU | http://www.toronto.ca/TWONTO#RPU_panel |  | Centrifuge Systems
43697 | TAB-DEW-RPU-1102 | RPU for Centrifuges 1 - 4 Sludge & Polymer Pumps & Valves | TAB-DEW CENTRIFUGES | RPU | Remote Processor Unit |  | RPU | http://www.toronto.ca/TWONTO#RPU_panel |  | Centrifuge Systems
43698 | TAB-DEW-RPU-1102A | RPU for Sludge & Polymer Pumps & Valves | TAB-DEW CENTRIFUGES |  | Remote Processor Unit |  | RPU | http://www.toronto.ca/TWONTO#RPU_panel |  | Centrifuge Systems
43699 | TAB-DEW-RPU-1103 | RPU for Sludge Holding Tank Mixer & Valve Control | TAB-DEW-SLUDGE SILO | RPU | Remote Processor Unit |  | RPU | http://www.toronto.ca/TWONTO#RPU_panel |  | Sludge Holding Tank System, Conveyors
43700 | TAB-DEW-RPU-1105 | RPU for Centrifuges 5 - 8 | TAB-DEW CENTRIFUGES | RPU | Remote Processor Unit |  | RPU | http://www.toronto.ca/TWONTO#RPU_panel |  | Centrifuge Systems
43701 | TAB-DEW-RPU-1106 | RPU for Centrifuge 5 - 8 Sludge & Polymer Pumps & Valves | TAB-DEW CENTRIFUGES | RPU | Remote Processor Unit |  | RPU | http://www.toronto.ca/TWONTO#RPU_panel |  | Centrifuge Systems
43702 | TAB-DEW-RPU-1121 | RPU for Old Wet Well Pump & Valve Control | TAB-DEW-WEL | RPU | Remote Processor Unit |  | RPU | http://www.toronto.ca/TWONTO#RPU_panel |  | Centrate Wet Wells
43703 | TAB-DEW-RPU-1121A | RPU for Old Wet Well Pump & Valve Control | TAB-DEW-WEL |  | Remote Processor Unit |  | RPU | http://www.toronto.ca/TWONTO#RPU_panel |  | Centrate Wet Wells
43704 | TAB-DEW-RPU-1132 | RPU for Equalization Tank Control | TAB-DEW-EQUALIZATION | RPU | Remote Processor Unit |  | RPU | http://www.toronto.ca/TWONTO#RPU_panel |  | Equalization Tank System
43705 | TAB-DEW-RPU-1133 | RPU | TAB-DEW-SLUDGE SILO | RPU | Remote Processor Unit |  | RPU | http://www.toronto.ca/TWONTO#RPU_panel |  | Sludge Holding Tank System, Conveyors
43706 | TAB-DEW-RPU-1134 | RPU | TAB-DEW-SLUDGE SILO | RPU | Remote Processor Unit |  | RPU | http://www.toronto.ca/TWONTO#RPU_panel |  | Sludge Holding Tank System, Conveyors
43707 | TAB-DEW-RPU-1135 | RPU | TAB-DEW-SLUDGE SILO | RPU | Remote Processor Unit |  | RPU | http://www.toronto.ca/TWONTO#RPU_panel |  | Sludge Holding Tank System, Conveyors
43708 | TAB-DEW-RPU-1140 | RPU | TAB-DEW CENTRIFUGES | RPU | Remote Processor Unit |  | RPU | http://www.toronto.ca/TWONTO#RPU_panel |  | Centrifuge Systems
43709 | TAB-DEW-RPU-1141 | RPU | TAB-DEW CENTRIFUGES | RPU | Remote Processor Unit |  | RPU | http://www.toronto.ca/TWONTO#RPU_panel |  | Centrifuge Systems
43710 | TAB-DEW-RPU-1142 | RPU | TAB-DEW CENTRIFUGES | RPU | Remote Processor Unit |  | RPU | http://www.toronto.ca/TWONTO#RPU_panel |  | Centrifuge Systems
43711 | TAB-DEW-RPU-1147 | RPU | TAB-DEW-SLUDGE SILO | RPU | Remote Processor Unit |  | RPU | http://www.toronto.ca/TWONTO#RPU_panel |  | Sludge Holding Tank System, Conveyors
43712 | TAB-DEW-RPU-1150 | Remote Processing Unit, | TAB-SPC-COM-2200 | RPU | Remote Processor Unit |  | RPU | http://www.toronto.ca/TWONTO#RPU_panel |  | Communication Unit
45392 | TAB-DIG-RPU-0901 | RPU | TAB-DIG-ELQ-T1-4 | RPU | Remote Processor Unit |  | RPU | http://www.toronto.ca/TWONTO#RPU_panel |  | Digester Tanks 1-4, Electrical Equipment
45393 | TAB-DIG-RPU-0909 | RPU Control Panel, PLC, Digester 5-12 Electrical Control Room | TAB-DIG-ELQ-T9-12 | RPU | Remote Processor Unit |  | RPU | http://www.toronto.ca/TWONTO#RPU_panel |  | Digester Tanks 9-12, Electrical Equipment
45394 | TAB-DIG-RPU-0909A | RPU Control Panel, PLC, Digester 5-12 Electrical Control Room | TAB-DIG-ELQ-T9-12 | RPU | Remote Processor Unit |  | RPU | http://www.toronto.ca/TWONTO#RPU_panel |  | Digester Tanks 9-12, Electrical Equipment
45395 | TAB-DIG-RPU-0912 | RPU | TAB-DIG-ELQ-T1-4 | RPU | Remote Processor Unit |  | RPU | http://www.toronto.ca/TWONTO#RPU_panel |  | Digester Tanks 1-4, Electrical Equipment
45396 | TAB-DIG-RPU-1001 | Remote Processing Unit (RPU-27591) | TAB-DIG-ELQ-T13-16 | RPU | Remote Processor Unit |  | RPU | http://www.toronto.ca/TWONTO#RPU_panel |  | Digester Tanks 13-16, Electrical Equipment
45397 | TAB-DIG-RPU-1002 | Remote Processing Unit (RPU-27593) | TAB-DIG-ELQ-T13-16 | SCADA | Remote Processor Unit |  | RPU | http://www.toronto.ca/TWONTO#RPU_panel |  | Digester Tanks 13-16, Electrical Equipment
45398 | TAB-DIG-RPU-1006 | Remote Processing Unit | TAB-DIG-ELQ-T13-16 | RPU | Remote Processor Unit |  | RPU | http://www.toronto.ca/TWONTO#RPU_panel |  | Digester Tanks 13-16, Electrical Equipment
45399 | TAB-DIG-RPU-1007 | Remote Processing Unit | TAB-DIG-ELQ-T13-16 | RPU | Remote Processor Unit |  | RPU | http://www.toronto.ca/TWONTO#RPU_panel |  | Digester Tanks 13-16, Electrical Equipment
45400 | TAB-DIG-RPU-1008 | Remote Processing Unit | TAB-DIG-ELQ-T13-16 | RPU | Remote Processor Unit |  | RPU | http://www.toronto.ca/TWONTO#RPU_panel |  | Digester Tanks 13-16, Electrical Equipment
45401 | TAB-DIG-RPU-1009 | Remote Processing Unit | TAB-DIG-ELQ-T13-16 | RPU | Remote Processor Unit |  | RPU | http://www.toronto.ca/TWONTO#RPU_panel |  | Digester Tanks 13-16, Electrical Equipment
45402 | TAB-DIG-RPU-1011 | RPU for DIG 19-22 | TAB-DIG-INQ-T19-22 | RPU | Remote Processor Unit |  | RPU | http://www.toronto.ca/TWONTO#RPU_panel |  | Digester Tanks 19-22, Instrument Equipment
45403 | TAB-DIG-RPU-1013 | RPU, Controller,PLC, Control Panels, DIG 19-22 | TAB-DIG-SQ-T19-22 | RPU | Remote Processor Unit |  | RPU | http://www.toronto.ca/TWONTO#RPU_panel |  | Digester Tanks 19-22, Safety Equipments
45404 | TAB-DIG-RPU-1021 | RPU, DIG Gas Control Bldg. | TAB-DIG-INQ-T19-22 | RPU | Remote Processor Unit |  | RPU | http://www.toronto.ca/TWONTO#RPU_panel |  | Digester Tanks 19-22, Instrument Equipment
45405 | TAB-DIG-RPU-1022 | RPU, DIG Gas Control Bldg. | TAB-DIG-INQ-T19-22 | RPU | Remote Processor Unit |  | RPU | http://www.toronto.ca/TWONTO#RPU_panel |  | Digester Tanks 19-22, Instrument Equipment
45406 | TAB-DIG-RPU-1024 | RPU, DIG Gas Control Bldg. | TAB-GAS-ELS | RPU | Remote Processor Unit |  | RPU | http://www.toronto.ca/TWONTO#RPU_panel |  | Digester Control Building - Electrical System
45407 | TAB-DIG-RPU-1032 | Control Panel, Remote Processing Unit, Gas Burner Station Control | TAB-DIG-BU | RPU | Remote Processor Unit |  | RPU | http://www.toronto.ca/TWONTO#RPU_panel |  | Waste Gas Burner
45408 | TAB-DIG-RPU-1036 | RPU | TAB-DIG-ELQ-T1-4 | RPU | Remote Processor Unit |  | RPU | http://www.toronto.ca/TWONTO#RPU_panel |  | Digester Tanks 1-4, Electrical Equipment
45409 | TAB-DIG-RPU-1041 | PLC 22 - Digestion | TAB-DIG-INQ-T19-22 | SCADA | Remote Processor Unit |  | RPU | http://www.toronto.ca/TWONTO#RPU_panel |  | Digester Tanks 19-22, Instrument Equipment
46867 | TAB-DIS-RPU-0523 | RPU | TAB-DIS-INQ | RPU | Remote Processor Unit |  | RPU | http://www.toronto.ca/TWONTO#RPU_panel |  | Disinfection - Instrument Equipment
47760 | TAB-EL2-RPU-0810 | RPU | TAB-ELS-SOUTH | RPU | Remote Processor Unit |  | RPU | http://www.toronto.ca/TWONTO#RPU_panel |  | South Substation
48370 | TAB-EPG-RPU-6001 | Remote Processing Unit,Controller,Standby Generator 6001,Emergency Power,P Building | TAB-EL1-GEN-6001 | RPU | Remote Processor Unit |  | RPU | http://www.toronto.ca/TWONTO#RPU_panel |  | Generator, Standby Power, 600V 1000kw - P Bldg
49229 | TAB-OCS-RPU-0326 | RPU Panel, Biofilter System, Electrical Room, Old Screen Bldg., P Bldg. | TAB-EL1-LP-6631 | RPU | Remote Processor Unit |  | RPU | http://www.toronto.ca/TWONTO#RPU_panel |  | Lighting Panel,120/208V,Electrical Room,Ground Floor,Grit Build,P Building
49230 | TAB-OCS-RPU-0517 | Remote Processing Unit, Odour Control System | TAB-OCS | RPU | Remote Processor Unit |  | RPU | http://www.toronto.ca/TWONTO#RPU_panel |  | Odour Control System, Aeration tanks
49231 | TAB-OCS-RPU-0518 | Remote Processing Unit, Odour Control System | TAB-OCS | RPU | Remote Processor Unit |  | RPU | http://www.toronto.ca/TWONTO#RPU_panel |  | Odour Control System, Aeration tanks
49286 | TAB-PAB-RPU-0221 | RPU, | TAB-RSP-INQ | RPU | Remote Processor Unit |  | RPU | http://www.toronto.ca/TWONTO#RPU_panel |  | T Building - Instrumentation
50201 | TAB-PLT-RPU-0301 | RPU, Remote Processor Unit | TAB-PLT-INQ | RPU | Remote Processor Unit |  | RPU | http://www.toronto.ca/TWONTO#RPU_panel |  | P Building - Instrumentation Equipment
50202 | TAB-PLT-RPU-0323 | RPU Panel, Screen System, Second Floor Electrical Room, P Bldg. | TAB-EL1-LP-6925 | RPU | Remote Processor Unit |  | RPU | http://www.toronto.ca/TWONTO#RPU_panel |  | Lighting Panel,120/208V,Electrical Room,Second Floor,Screen Build,P Building
50203 | TAB-PLT-RPU-0324 | RPU Panel, Screen System, Second Floor Electrical Room, P Bldg. | TAB-EL1-LP-6925 | RPU | Remote Processor Unit |  | RPU | http://www.toronto.ca/TWONTO#RPU_panel |  | Lighting Panel,120/208V,Electrical Room,Second Floor,Screen Build,P Building
50204 | TAB-PLT-RPU-0325 | RPU Panel, Washer Compactor System, Second Floor Electrical Room, P Bldg. | TAB-EL1-LP-6925 | RPU | Remote Processor Unit |  | RPU | http://www.toronto.ca/TWONTO#RPU_panel |  | Lighting Panel,120/208V,Electrical Room,Second Floor,Screen Build,P Building
50205 | TAB-PLT-RPU-0326 | RPU Panel, Washer Compactor System, Second Floor Electrical Room, P Bldg. | TAB-EL1-LP-6925 | RPU | Remote Processor Unit |  | RPU | http://www.toronto.ca/TWONTO#RPU_panel |  | Lighting Panel,120/208V,Electrical Room,Second Floor,Screen Build,P Building
50206 | TAB-PLT-RPU-0332 | RPU Panel, Plant, Operating Gallery Area, Blower Room, P Bldg. | TAB-EL1-LP-6631 | RPU | Remote Processor Unit |  | RPU | http://www.toronto.ca/TWONTO#RPU_panel |  | Lighting Panel,120/208V,Electrical Room,Ground Floor,Grit Build,P Building
50207 | TAB-PLT-RPU-0333 | RPU Panel, Plant Services, Workshop Bldg, Control Room, P Bldg. | TAB-EL1-LP-6962 | RPU | Remote Processor Unit |  | RPU | http://www.toronto.ca/TWONTO#RPU_panel |  | Lighting Panel,120/208V,Electrical Room,Second Floor,Workshop,P Building
50208 | TAB-PLT-RPU-0401 | RPU, Remote Processor Unit | TAB-PLT-INQ-D | RPU | Remote Processor Unit |  | RPU | http://www.toronto.ca/TWONTO#RPU_panel |  | D Building - Instrumentation Equipment
50209 | TAB-PLT-RPU-0402 | RPU, Remote Processor Unit | TAB-PLT-INQ-D | RPU | Remote Processor Unit |  | RPU | http://www.toronto.ca/TWONTO#RPU_panel |  | D Building - Instrumentation Equipment
50210 | TAB-PLT-RPU-0403 | RPU, Remote Processor Unit | TAB-PLT-INQ-D | RPU | Remote Processor Unit |  | RPU | http://www.toronto.ca/TWONTO#RPU_panel |  | D Building - Instrumentation Equipment
50211 | TAB-PLT-RPU-0404 | RPU, Remote Processor Unit | TAB-PLT-INQ-D | RPU | Remote Processor Unit |  | RPU | http://www.toronto.ca/TWONTO#RPU_panel |  | D Building - Instrumentation Equipment
50318 | TAB-PLT-UPS-0323 | RPU Panel, Screen System, Second Floor Electrical Room, P Bldg. | TAB-PLT-RPU-0323 | RPU | Remote Processor Unit |  | UPS | http://www.toronto.ca/TWONTO#RPU_panel |  | RPU Panel, Screen System, Second Floor Electrical Room, P Bldg.
50319 | TAB-PLT-UPS-0324 | UPS for RPU | TAB-PLT-RPU-0324 | RPU | Remote Processor Unit |  | UPS | http://www.toronto.ca/TWONTO#UPS |  | RPU Panel, Screen System, Second Floor Electrical Room, P Bldg.
50320 | TAB-PLT-UPS-0325 | UPS for RPU | TAB-PLT-RPU-0325 | RPU | Remote Processor Unit |  | UPS | http://www.toronto.ca/TWONTO#UPS |  | RPU Panel, Washer Compactor System, Second Floor Electrical Room, P Bldg.
50321 | TAB-PLT-UPS-0330 | UPS for RPU | TAB-PLT-RPU-0330 | UPS | Remote Processor Unit |  | UPS | http://www.toronto.ca/TWONTO#UPS |  | RPU Panel, Washer Compactor System, Second Floor Electrical Room, P Bldg.
51244 | TAB-PRM-RPU-0311 | RPU-GE0311 | TAB-PRM-INQ-P | RPU | Remote Processor Unit |  | RPU | http://www.toronto.ca/TWONTO#RPU_panel |  | P Building - Instrument Equipment
51245 | TAB-PRM-RPU-0313 | RPU-GE0313 | TAB-PRM-INQ-P | RPU | Remote Processor Unit |  | RPU | http://www.toronto.ca/TWONTO#RPU_panel |  | P Building - Instrument Equipment
51246 | TAB-PRM-RPU-0314 | RUP for PLC-54 | TAB-PRM-INQ-P | RPU | Remote Processor Unit |  | RPU | http://www.toronto.ca/TWONTO#RPU_panel |  | P Building - Instrument Equipment
51247 | TAB-PRM-RPU-0314A | PLC 54-2 | TAB-PRM-INQ-P | RPU | Remote Processor Unit |  | RPU | http://www.toronto.ca/TWONTO#RPU_panel |  | P Building - Instrument Equipment
51248 | TAB-PRM-RPU-0314B | PLC 54-3 | TAB-PRM-INQ-P | RPU | Remote Processor Unit |  | RPU | http://www.toronto.ca/TWONTO#RPU_panel |  | P Building - Instrument Equipment
51249 | TAB-PRM-RPU-0411 | RPU, Remote Processor Unit | TAB-PLT-INQ-D | RPU | Remote Processor Unit |  | RPU | http://www.toronto.ca/TWONTO#RPU_panel |  | D Building - Instrumentation Equipment
51250 | TAB-PRM-RPU-0412 | RPU, Remote Processor Unit | TAB-PLT-INQ-D | RPU | Remote Processor Unit |  | RPU | http://www.toronto.ca/TWONTO#RPU_panel |  | D Building - Instrumentation Equipment
51251 | TAB-PRM-RPU-0412C | PLC12 | TAB-PRM-INQ | RPU | Remote Processor Unit |  | RPU | http://www.toronto.ca/TWONTO#RPU_panel |  | D Building - Instrumentation Equipment
52190 | TAB-PRS-RPU-0524 | RPU, Process Control, Electrical Room,PRS Bldg | TAB-PRS-INQ | RPU | Remote Processor Unit |  | RPU | http://www.toronto.ca/TWONTO#RPU_panel |  | Instrumentation Equipment
53022 | TAB-PWA-RPU-0420 | RPU, Process Control, | TAB-PRS-INQ | RPU | Remote Processor Unit |  | RPU | http://www.toronto.ca/TWONTO#RPU_panel |  | Instrumentation Equipment
53023 | TAB-PWA-RPU-0422 | RPU,Plant Water,Plant Water Pumping Station | TAB-PWA | RPU | Remote Processor Unit |  | RPU | http://www.toronto.ca/TWONTO#RPU_panel |  | Plant Water
53024 | TAB-PWA-RPU-0830 | RPU, Process Control, | TAB-PWA-INQ | RPU | Remote Processor Unit |  | RPU | http://www.toronto.ca/TWONTO#RPU_panel |  | Plant Water - Instrumentation Equipment
53601 | FCL-RW-RPU-0001 | RPU Panel, Low Lift Bldg Pumping Station | FCL_ELS_MISCELLANEOUS | Control Panel | Remote Processor Unit |  | RPU | http://www.toronto.ca/TWONTO#RPU_panel |  | FCL_ELS_MISCELLANEOUS
53969 | TAB-RSP-RPU-0201 | RPU, Pump #'s MSP-1 & MSP-2 | TAB-RSP-INQ-M | RPU | Remote Processor Unit |  | RPU | http://www.toronto.ca/TWONTO#RPU_panel |  | M Building - Instrumentation Equipment
53970 | TAB-RSP-RPU-0202 | RPU, Pump #'s MSP-3 & MSP-4 | TAB-RSP-INQ-M | RPU | Remote Processor Unit |  | RPU | http://www.toronto.ca/TWONTO#RPU_panel |  | M Building - Instrumentation Equipment
53971 | TAB-RSP-RPU-0204 | RPU,Pumps MSP-8, MSP-9 & MSP-10 High Level Channel 1 | TAB-RSP-INQ-M | RPU | Remote Processor Unit |  | RPU | http://www.toronto.ca/TWONTO#RPU_panel |  | M Building - Instrumentation Equipment
53972 | TAB-RSP-RPU-0214 | RPU, RSP Pump #4 | TAB-RSP-INQ | RPU | Remote Processor Unit |  | RPU | http://www.toronto.ca/TWONTO#RPU_panel |  | T Building - Instrumentation
54009 | TAB-RSP-RPU-0231 | RPU, | TAB-RSP-INQ-M | RPU | Remote Processor Unit |  | RPU | http://www.toronto.ca/TWONTO#RPU_panel |  | M Building - Instrumentation Equipment
54010 | TAB-RSP-RPU-0232 | RPU, | TAB-RSP-INQ | RPU | Remote Processor Unit |  | RPU | http://www.toronto.ca/TWONTO#RPU_panel |  | T Building - Instrumentation
54011 | TAB-RSP-RPU-0232 | RPU, | TAB-RSP-INQ-M | RPU | Remote Processor Unit |  | RPU | http://www.toronto.ca/TWONTO#RPU_panel |  | M Building - Instrumentation Equipment
54012 | TAB-RSP-RPU-EIMCO-2 | RPU, | TAB-RSP-INQ-M | RPU | Remote Processor Unit |  | EIMCO | http://www.toronto.ca/TWONTO#RPU_panel |  | M Building - Instrumentation Equipment
54041 | TAB-RSP-UPS-0201 | UPS for RPU, | TAB-RSP-RPU-0201 | UPS | Remote Processor Unit |  | UPS | http://www.toronto.ca/TWONTO#UPS |  | RPU, Pump #'s MSP-1 & MSP-2
54042 | TAB-RSP-UPS-0203 | UPS for RPU | TAB-RSP-RPU-0203 | UPS | Remote Processor Unit |  | UPS | http://www.toronto.ca/TWONTO#UPS |  | RPU, Pumps MSP-5, MSP-6 & MSP-7 High Level Channel 2
54043 | TAB-RSP-UPS-0204 | UPS for RPU, | TAB-RSP-RPU-0204 | UPS | Remote Processor Unit |  | UPS | http://www.toronto.ca/TWONTO#UPS |  | RPU,Pumps MSP-8, MSP-9 & MSP-10 High Level Channel 1
54044 | TAB-RSP-UPS-0212 | UPS for RPU | TAB-RSP-RPU-0212 | RPU | Remote Processor Unit |  | UPS | http://www.toronto.ca/TWONTO#UPS |  | RPU, RSP Pump # 2
54045 | TAB-RSP-UPS-0232 | UPS for RPU, | TAB-RSP-INQ-M | UPS | Remote Processor Unit |  | UPS | http://www.toronto.ca/TWONTO#UPS |  | M Building - Instrumentation Equipment
54046 | TAB-RSP-UPS-EIMCO-2 | Ups for RPU, | TAB-RSP-INQ-M | UPS | Remote Processor Unit |  | EIMCO | http://www.toronto.ca/TWONTO#UPS |  | M Building - Instrumentation Equipment
54047 | TAB-RSP-UPS-EIMCO-2 | Ups for RPU, | TAB-RSP-RPU-EIMCO-2 | UPS | Remote Processor Unit |  | EIMCO | http://www.toronto.ca/TWONTO#UPS |  | RPU,
54275 | TAB-SA-RPU-0101 | RPU, Air Compressor, Controller, Auxiliary Systems Building, Main Floor | TAB-SA-C-0100 | Controller,PLC | Remote Processor Unit |  | RPU | http://www.toronto.ca/TWONTO#RPU_panel |  | Air Compressor, Auxiliary Systems Building, Main Floor
54276 | TAB-SA-RPU-0201 | RPU, Air Compressor, Controller, Auxiliary Systems Building, Main Floor | TAB-SA-C-0200 | Controller,PLC | Remote Processor Unit |  | RPU | http://www.toronto.ca/TWONTO#RPU_panel |  | Air Compressor, Auxiliary Systems Building, Main Floor
54277 | TAB-SA-RPU-0401 | RPU, Air Compressor, Controller, Auxiliary Systems Building, Main Floor | TAB-SA-C-0400 | Controller,PLC | Remote Processor Unit |  | RPU | http://www.toronto.ca/TWONTO#RPU_panel |  | Air Compressor, Auxiliary Systems Building, Main Floor
54278 | TAB-SA-RPU-0730 | Control Panel, RPU, Service Air, Auxiliary Systems Building, 2nd Floor | TAB-AUX-C | RPU | Remote Processor Unit |  | RPU | http://www.toronto.ca/TWONTO#RPU_panel |  | Auxiliary Building - Compressed Service Air Equipment
54279 | TAB-SA-RPU-0732 | RPU, Air Compressor, Controller, Auxiliary Systems Building, Main Floor | TAB-SA-C-0200 | RPU | Remote Processor Unit |  | RPU | http://www.toronto.ca/TWONTO#RPU_panel |  | Air Compressor, Auxiliary Systems Building, Main Floor
54280 | TAB-SA-RPU-0733 | RPU, Air Compressor, Controller, Auxiliary Systems Building, Main Floor | TAB-SA-C-0300 | RPU | Remote Processor Unit |  | RPU | http://www.toronto.ca/TWONTO#RPU_panel |  | Air Compressor, Auxiliary Systems Building, Main Floor
54281 | TAB-SA-RPU-0734 | RPU, Air Compressor, Controller, Auxiliary Systems Building, Main Floor | TAB-SA-C-0400 | RPU | Remote Processor Unit |  | RPU | http://www.toronto.ca/TWONTO#RPU_panel |  | Air Compressor, Auxiliary Systems Building, Main Floor
55213 | TAB-SLO-RPU-1201 | Remote Processing Unit, Silo 1, Biosolids Complex | TAB-SPC-COM-2200 | RPU | Remote Processor Unit |  | RPU | http://www.toronto.ca/TWONTO#RPU_panel |  | Communication Unit
55215 | TAB-SLO-RPU-1208 | Remote Processing Unit, Bio-Solid Loading Bay, Mezzanine | TAB-SPC-COM-3900 | RPU | Remote Processor Unit |  | RPU | http://www.toronto.ca/TWONTO#RPU_panel |  | Communication Unit, Bio-Solid Loading Bay, Mezzanine
55216 | TAB-SLO-RPU-1212 | Remote Processing Unit, | TAB-SPC-COM-3900 | RPU | Remote Processor Unit |  | RPU | http://www.toronto.ca/TWONTO#RPU_panel |  | Communication Unit, Bio-Solid Loading Bay, Mezzanine
55954 | FCL-SPC-RPU-1121 | RPU Panel, Gaseous Chemicals, Chemical Building | FCL_ELS_MISCELLANEOUS | Control Panel | Remote Processor Unit |  | RPU | http://www.toronto.ca/TWONTO#RPU_panel |  | FCL_ELS_MISCELLANEOUS
55955 | FCL-SPC-RPU-1122 | RPU Panel, Gaseous Chemicals, Chemical Building | FCL_ELS_MISCELLANEOUS | Control Panel | Remote Processor Unit |  | RPU | http://www.toronto.ca/TWONTO#RPU_panel |  | FCL_ELS_MISCELLANEOUS
55956 | FCL-SPC-RPU-1122A | RPU Panel, Gaseous Chemicals, Chemical Building | FCL_ELS_MISCELLANEOUS | Control Panel | Remote Processor Unit |  | RPU | http://www.toronto.ca/TWONTO#RPU_panel |  | FCL_ELS_MISCELLANEOUS
55957 | FCL-SPC-RPU-1124 | RPU Panel, Gaseous Chemical, Gaseous Chemical Building | FCL_ELS_MISCELLANEOUS | Control Panel | Remote Processor Unit |  | RPU | http://www.toronto.ca/TWONTO#RPU_panel |  | FCL_ELS_MISCELLANEOUS
55958 | FCL-SPC-RPU-1221 | RPU Panel, Backwash Pumps 0101-0401, High Lift Bldg - Switchgear Room | FCL-ELS-PS-0001 | Control Panel | Remote Processor Unit |  | RPU | http://www.toronto.ca/TWONTO#RPU_panel |  | Uninterruptible Power Supply,High Lift Bldg - Switchgear Room,LP-0001
55959 | FCL-SPC-RPU-1222 | RPU Panel, Building Services, High Lift Bldg - Switchgear Room | FCL-ELS-PS-0001 | Control Panel | Remote Processor Unit |  | RPU | http://www.toronto.ca/TWONTO#RPU_panel |  | Uninterruptible Power Supply,High Lift Bldg - Switchgear Room,LP-0001
55960 | FCL-SPC-RPU-1223 | RPU Panel, Load Shedding, High Lift Bldg - Switchgear Room | FCL-ELS-PS-0001 | Control Panel | Remote Processor Unit |  | RPU | http://www.toronto.ca/TWONTO#RPU_panel |  | Uninterruptible Power Supply,High Lift Bldg - Switchgear Room,LP-0001
55961 | FCL-SPC-RPU-1223 | RPU Panel, Load Shedding, High Lift Bldg - Switchgear Room | FCL_ELS_MISCELLANEOUS | Control Panel | Remote Processor Unit |  | RPU | http://www.toronto.ca/TWONTO#RPU_panel |  | FCL_ELS_MISCELLANEOUS
55962 | FCL-SPC-RPU-1224 | RPU Panel, High Lift Pumps 0101-1001, High Lift Bldg - Switchgear Room | FCL-ELS-PS-0001 | Control Panel | Remote Processor Unit |  | RPU | http://www.toronto.ca/TWONTO#RPU_panel |  | Uninterruptible Power Supply,High Lift Bldg - Switchgear Room,LP-0001
55963 | FCL-SPC-RPU-1421 | RPU Panel, Sewage Channel, Surge Chamber | FCL-ELS-PS-0001 | Control Panel | Remote Processor Unit |  | RPU | http://www.toronto.ca/TWONTO#RPU_panel |  | Uninterruptible Power Supply,High Lift Bldg - Switchgear Room,LP-0001
55964 | FCL-SPC-RPU-1521 | RPU Panel, Settled Water Conduit Level and General Backwash, Filter Gallery | FCL_ELS_MISCELLANEOUS | Control Panel | Remote Processor Unit |  | RPU | http://www.toronto.ca/TWONTO#RPU_panel |  | FCL_ELS_MISCELLANEOUS
55965 | FCL-SPC-RPU-1522 | RPU Panel, Filters 0101 and 0201, Filter Gallery | FCL-ELS-PS-0001 | Control Panel | Remote Processor Unit |  | RPU | http://www.toronto.ca/TWONTO#RPU_panel |  | Uninterruptible Power Supply,High Lift Bldg - Switchgear Room,LP-0001
55966 | FCL-SPC-RPU-1523 | RPU Panel, Filters 0301 and 0401, Filter Gallery | FCL_ELS_MISCELLANEOUS | Control Panel | Remote Processor Unit |  | RPU | http://www.toronto.ca/TWONTO#RPU_panel |  | FCL_ELS_MISCELLANEOUS
55967 | FCL-SPC-RPU-1524 | RPU Panel, Filters 0501 and 0601, Filter Gallery | FCL-ELS-PS-0001 | Control Panel | Remote Processor Unit |  | RPU | http://www.toronto.ca/TWONTO#RPU_panel |  | Uninterruptible Power Supply,High Lift Bldg - Switchgear Room,LP-0001
55968 | FCL-SPC-RPU-1621 | RPU Panel, Filters 0801 and 0801, Filter Gallery | FCL-ELS-PS-0001 | Control Panel | Remote Processor Unit |  | RPU | http://www.toronto.ca/TWONTO#RPU_panel |  | Uninterruptible Power Supply,High Lift Bldg - Switchgear Room,LP-0001
55969 | FCL-SPC-RPU-1622 | RPU Panel, Filters 0901 and 1001, Filter Gallery | FCL_ELS_MISCELLANEOUS | Control Panel | Remote Processor Unit |  | RPU | http://www.toronto.ca/TWONTO#RPU_panel |  | FCL_ELS_MISCELLANEOUS
55970 | FCL-SPC-RPU-1624 | RPU Panel, Filters 1301 and 1401, Filter Gallery | FCL_ELS_MISCELLANEOUS | Control Panel | Remote Processor Unit |  | RPU | http://www.toronto.ca/TWONTO#RPU_panel |  | FCL_ELS_MISCELLANEOUS
55971 | FCL-SPC-RPU-1625 | RPU Panel, Filters 1501 and 1601, Filter Gallery | FCL_ELS_MISCELLANEOUS | Control Panel | Remote Processor Unit |  | RPU | http://www.toronto.ca/TWONTO#RPU_panel |  | FCL_ELS_MISCELLANEOUS
55972 | FCL-SPC-RPU-1626 | RPU Panel, Filters 1701 and 1801, Filter Gallery | FCL-ELS-PS-0001 | Control Panel | Remote Processor Unit |  | RPU | http://www.toronto.ca/TWONTO#RPU_panel |  | Uninterruptible Power Supply,High Lift Bldg - Switchgear Room,LP-0001
55973 | FCL-SPC-RPU-1626 | RPU Panel, Filters 1701 and 1801, Filter Gallery | FCL_ELS_MISCELLANEOUS | Control Panel | Remote Processor Unit |  | RPU | http://www.toronto.ca/TWONTO#RPU_panel |  | FCL_ELS_MISCELLANEOUS
55974 | FCL-SPC-RPU-1721 | RPU Panel, Alum Pumps, Liquid Alum Storage Room | FCL-ELS-PS-0001 | Control Panel | Remote Processor Unit |  | RPU | http://www.toronto.ca/TWONTO#RPU_panel |  | Uninterruptible Power Supply,High Lift Bldg - Switchgear Room,LP-0001
55975 | FCL-SPC-RPU-1722 | RPU Panel, PAC System, Alum Bag Storage Room | FCL_ELS_MISCELLANEOUS | Control Panel | Remote Processor Unit |  | RPU | http://www.toronto.ca/TWONTO#RPU_panel |  | FCL_ELS_MISCELLANEOUS
55976 | FCL-SPC-RPU-1723 | RPU Panel, Pretreatment Module 1, PAC Pump Area | FCL_ELS_MISCELLANEOUS | Control Panel | Remote Processor Unit |  | RPU | http://www.toronto.ca/TWONTO#RPU_panel |  | FCL_ELS_MISCELLANEOUS
55977 | FCL-SPC-RPU-1724 | RPU Panel, Pretreatment Module 2, PAC Pump Area | FCL_ELS_MISCELLANEOUS | Control Panel | Remote Processor Unit |  | RPU | http://www.toronto.ca/TWONTO#RPU_panel |  | FCL_ELS_MISCELLANEOUS
55978 | FCL-SPC-RPU-1725 | RPU Panel, Pretreatment Module 3, PAC Pump Area | FCL-ELS-PS-0001 | Control Panel | Remote Processor Unit |  | RPU | http://www.toronto.ca/TWONTO#RPU_panel |  | Uninterruptible Power Supply,High Lift Bldg - Switchgear Room,LP-0001
55979 | FCL-SPC-RPU-1726 | RPU, Preatreatment - Sedimentation, PAC Pump Area, ALM-CP-0401 | FCL-ELS-PS-0001 | Control Panel | Remote Processor Unit |  | RPU | http://www.toronto.ca/TWONTO#RPU_panel |  | Uninterruptible Power Supply,High Lift Bldg - Switchgear Room,LP-0001
55980 | FCL-SPC-RPU-1726 | RPU, Preatreatment - Sedimentation, PAC Pump Area, ALM-CP-0401 | FCL_ELS_MISCELLANEOUS | Control Panel | Remote Processor Unit |  | RPU | http://www.toronto.ca/TWONTO#RPU_panel |  | FCL_ELS_MISCELLANEOUS
55981 | FCL-SPC-RPU-1727 | RPU Panel, Corrosion Control, Raw Water Pumping | FCL_ELS_MISCELLANEOUS | Control Panel | Remote Processor Unit |  | RPU | http://www.toronto.ca/TWONTO#RPU_panel |  | FCL_ELS_MISCELLANEOUS
55982 | FCL-SPC-RPU-1821 | RPU Panel, Screens, Raw Water Pumping | FCL-ELS-PS-0001 | Control Panel | Remote Processor Unit |  | RPU | http://www.toronto.ca/TWONTO#RPU_panel |  | Uninterruptible Power Supply,High Lift Bldg - Switchgear Room,LP-0001
55983 | FCL-SPC-RPU-1822 | RPU Panel, Zebra Mussel/Raw Water Sampling, Raw Water Pumping | FCL-ELS-PS-0001 | Control Panel | Remote Processor Unit |  | RPU | http://www.toronto.ca/TWONTO#RPU_panel |  | Uninterruptible Power Supply,High Lift Bldg - Switchgear Room,LP-0001
55984 | FCL-SPC-RPU-1823 | RPU Panel, Low Lift Pumps 2-6, Raw Water Pumping | FCL_ELS_MISCELLANEOUS | Control Panel | Remote Processor Unit |  | RPU | http://www.toronto.ca/TWONTO#RPU_panel |  | FCL_ELS_MISCELLANEOUS
55985 | FCL-SPC-RPU-1825 | RPU Panel, Switchgear, Raw Water Pumping | FCL-ELS-PS-0001 | Control Panel | Remote Processor Unit |  | RPU | http://www.toronto.ca/TWONTO#RPU_panel |  | Uninterruptible Power Supply,High Lift Bldg - Switchgear Room,LP-0001
56040 | FCL-SPC-RPU-1921 | RPU Panel, RMF Clarification Facility, Electrical Room, WWW-CP-1100 | FCL_ELS_MISCELLANEOUS | Control Panel | Remote Processor Unit |  | RPU | http://www.toronto.ca/TWONTO#RPU_panel |  | FCL_ELS_MISCELLANEOUS
56041 | FCL-SPC-RPU-1921R | RPU Panel, Centrifuge to Clarification Facility, Clarification Facility, Electrical Room | FCL-ELS-PS-0001 | Control Panel | Remote Processor Unit |  | RPU | http://www.toronto.ca/TWONTO#RPU_panel |  | Uninterruptible Power Supply,High Lift Bldg - Switchgear Room,LP-0001
56042 | FCL-SPC-RPU-2022 | RPU Panel, Centrifuge CF-5501, RMF Centrifuge Building, Control Room | FCL-ELS-PS-0001 | Control Panel | Remote Processor Unit |  | RPU | http://www.toronto.ca/TWONTO#RPU_panel |  | Uninterruptible Power Supply,High Lift Bldg - Switchgear Room,LP-0001
56043 | FCL-SPC-RPU-2023 | RPU Panel, Centrifuge CF-5601, RMF Centrifuge Building, Control Room | FCL_ELS_MISCELLANEOUS | Control Panel | Remote Processor Unit |  | RPU | http://www.toronto.ca/TWONTO#RPU_panel |  | FCL_ELS_MISCELLANEOUS
56044 | FCL-SPC-RPU-2121 | RPU Panel, RMF Clarification Facility, Electrical Room | FCL-ELS-PS-0001 | Control Panel | Remote Processor Unit |  | RPU | http://www.toronto.ca/TWONTO#RPU_panel |  | Uninterruptible Power Supply,High Lift Bldg - Switchgear Room,LP-0001
56045 | FCL-SPC-RPU-2121R | RPU Panel, Clarification Facility to Centrifuge, Centrifuge Building, Control Room | FCL-ELS-PS-0001 | Control Panel | Remote Processor Unit |  | RPU | http://www.toronto.ca/TWONTO#RPU_panel |  | Uninterruptible Power Supply,High Lift Bldg - Switchgear Room,LP-0001
56046 | FCL-SPC-RPU-2121R | RPU Panel, Clarification Facility to Centrifuge, Centrifuge Building, Control Room | FCL_ELS_MISCELLANEOUS | Control Panel | Remote Processor Unit |  | RPU | http://www.toronto.ca/TWONTO#RPU_panel |  | FCL_ELS_MISCELLANEOUS
56047 | FCL-SPC-RPU-2521 | Remote Processor Unit, Sedimentation Tank T-0100 | FCL-ELS-PS-0001 | Controller,PLC | Remote Processor Unit |  | RPU | http://www.toronto.ca/TWONTO#RPU_panel |  | Uninterruptible Power Supply,High Lift Bldg - Switchgear Room,LP-0001
56048 | FCL-SPC-RPU-2522 | Remote Processor Unit, Sedimentation Tank T-0200 | FCL-ELS-PS-0002 | Controller,PLC | Remote Processor Unit |  | RPU | http://www.toronto.ca/TWONTO#RPU_panel |  | Uninterruptible Power Supply,Low Lift Bldg - Switchgear Room,LP-0002
56117 | TAB-STR-RPU-0505 | RPU-GE0505 | TAB-STR-RPU |  | Remote Processor Unit |  | RPU | http://www.toronto.ca/TWONTO#RPU_panel |  | Aeration Gallery - RPUs
56118 | TAB-STR-RPU-0506 | RPU-GE0506 | TAB-STR-RPU |  | Remote Processor Unit |  | RPU | http://www.toronto.ca/TWONTO#RPU_panel |  | Aeration Gallery - RPUs
56119 | TAB-STR-RPU-0509 | RPU-GE0509 | TAB-STR-BL | RPU | Remote Processor Unit |  | RPU | http://www.toronto.ca/TWONTO#RPU_panel |  | Process Air Blowers & Lube Oil Pumps
56120 | TAB-STR-RPU-0515 | RPU-GE0515 | TAB-STR-RPU | RPU | Remote Processor Unit |  | RPU | http://www.toronto.ca/TWONTO#RPU_panel |  | Aeration Gallery - RPUs
56121 | TAB-STR-RPU-0707 | RPU-GE0707 | TAB-STR-RPU | RPU | Remote Processor Unit |  | RPU | http://www.toronto.ca/TWONTO#RPU_panel |  | Aeration Gallery - RPUs
56159 | TAB-STR-RPU-0708 | RPU-GE0708 | TAB-STR-RPU | RPU | Remote Processor Unit |  | RPU | http://www.toronto.ca/TWONTO#RPU_panel |  | Aeration Gallery - RPUs
56160 | TAB-STR-RPU-0709 | RPU-GE0709 | TAB-STR-RPU | RPU | Remote Processor Unit |  | RPU | http://www.toronto.ca/TWONTO#RPU_panel |  | Aeration Gallery - RPUs
56161 | TAB-STR-RPU-0711 | RPU-GE0511 | TAB-STR-RPU | RPU | Remote Processor Unit |  | RPU | http://www.toronto.ca/TWONTO#RPU_panel |  | Aeration Gallery - RPUs
56162 | TAB-STR-RPU-0721 | RPU-GE0721 | TAB-STR-RPU | RPU | Remote Processor Unit |  | RPU | http://www.toronto.ca/TWONTO#RPU_panel |  | Aeration Gallery - RPUs
56163 | TAB-STR-RPU-0723 | RPU-GE0723 | TAB-STR-RPU | RPU | Remote Processor Unit |  | RPU | http://www.toronto.ca/TWONTO#RPU_panel |  | Aeration Gallery - RPUs
56164 | TAB-STR-RPU-0724 | RPU-GE0724 | TAB-STR-RPU | RPU | Remote Processor Unit |  | RPU | http://www.toronto.ca/TWONTO#RPU_panel |  | Aeration Gallery - RPUs
56165 | TAB-STR-RPU-0725 | RPU-GE0725 | TAB-STR-RPU | RPU | Remote Processor Unit |  | RPU | http://www.toronto.ca/TWONTO#RPU_panel |  | Aeration Gallery - RPUs
56166 | TAB-STR-RPU-0726 | RPU-GE0726 | TAB-STR-RPU | RPU | Remote Processor Unit |  | RPU | http://www.toronto.ca/TWONTO#RPU_panel |  | Aeration Gallery - RPUs
56259 | TAB-STR-UPS-0724 | UPS for RPU-GE0724 | TAB-STR-RPU-0724 | UPS | Remote Processor Unit |  | UPS | http://www.toronto.ca/TWONTO#UPS |  | RPU-GE0724
56513 | FCL-TRW-RPU-0001 | RPU Panel, Treated Water Pumping, High Lift Pumping Station | FCL-TRW | Control Panel | Remote Processor Unit |  | RPU | http://www.toronto.ca/TWONTO#RPU_panel |  | Treated Water
56514 | FCL-TRW-RPU-0001 | RPU Panel, Treated Water Pumping, High Lift Pumping Station | FCL_ELS_MISCELLANEOUS | Control Panel | Remote Processor Unit |  | RPU | http://www.toronto.ca/TWONTO#RPU_panel |  | FCL_ELS_MISCELLANEOUS
56882 | TAB-THK-RPU-0412A | PLC10 | TAB-THK-RPU | SCADA | Remote Processor Unit |  | RPU | http://www.toronto.ca/TWONTO#RPU_panel |  | RPU Location
56883 | TAB-THK-RPU-0602 | RPU-GE0602 | TAB-THK-RPU | RPU | Remote Processor Unit |  | RPU | http://www.toronto.ca/TWONTO#RPU_panel |  | RPU Location
56884 | TAB-THK-RPU-0604 | RPU-GE0604 | TAB-THK-RPU | RPU | Remote Processor Unit |  | RPU | http://www.toronto.ca/TWONTO#RPU_panel |  | RPU Location
56885 | TAB-THK-RPU-0606 | RPU-GE0606 | TAB-THK-RPU | RPU | Remote Processor Unit |  | RPU | http://www.toronto.ca/TWONTO#RPU_panel |  | RPU Location
59434 | THC-ACC-RPU-1601 | RPU,HVAC,WAS Thickening Building (1) | THC-THK-ELS | Control Panel,Instrumentation | Remote Processor Unit |  | RPU | http://www.toronto.ca/TWONTO#RPU_panel |  | TWAS Elecftrical equipment Sludge Thickening
59435 | THC-ACC-RPU-1801 | RPU Panel,Air Handling Unit,Electrical Room,Phase 4 | THC-ACC-BLDG O | Air Handling Unit | Remote Processor Unit |  | RPU | http://www.toronto.ca/TWONTO#RPU_panel |  | Phase IV , Building O HVAC
59436 | THC-ACC-RPU-1901 | RPU Panel, Boiler room | THC-ACC-BLDG E | Air Handling Unit | Remote Processor Unit |  | RPU | http://www.toronto.ca/TWONTO#RPU_panel |  | Boiler House, HVAC
59437 | THC-ACC-RPU-1901 | RPU Panel, Boiler room | THC-ACC-BLDG G | Air Handling Unit | Remote Processor Unit |  | RPU | http://www.toronto.ca/TWONTO#RPU_panel |  | Air Treatment Building HVAC
59438 | THC-ACC-RPU-2901 | RPU,Sludge Storage and Transfer | THC-THK-ELS | Control Panel,Instrumentation | Remote Processor Unit |  | RPU | http://www.toronto.ca/TWONTO#RPU_panel |  | TWAS Elecftrical equipment Sludge Thickening
59439 | THC-ACC-RPU-3012 | RPU, HVAC, Mech Room #2, Headworks | THC-SPC-COM-3008 | RPU | Remote Processor Unit |  | RPU | http://www.toronto.ca/TWONTO#RPU_panel |  | Termination Panel, Network, Mechanical Room 2
60978 | THC-AUX-RPU-2801 | RPU Panel, Instrument Air and Ventilation | THC-AUX-LIQUIDS |  | Remote Processor Unit |  | RPU | http://www.toronto.ca/TWONTO#RPU_panel |  | Auxiliary Systems, Plant Liquids side
61940 | THC-DEW-RPU-2101 | Remote Processing Unit, control room | THC-DEW | Controller,PLC | Remote Processor Unit |  | RPU | http://www.toronto.ca/TWONTO#RPU_panel |  | Dewatering Process
61941 | THC-DEW-RPU-2101A | Remote Processing Unit | THC-DEW | Controller,PLC | Remote Processor Unit |  | RPU | http://www.toronto.ca/TWONTO#RPU_panel |  | Dewatering Process
61942 | THC-DEW-RPU-2101A | Remote Processing Unit | THC-DEW-RPU | Controller,PLC | Remote Processor Unit |  | RPU | http://www.toronto.ca/TWONTO#RPU_panel |  | Incineration RPUs
61943 | THC-DEW-RPU-2101D | Remote Processing Unit | THC-DEW | Controller,PLC | Remote Processor Unit |  | RPU | http://www.toronto.ca/TWONTO#RPU_panel |  | Dewatering Process
61944 | THC-DEW-RPU-2102 | Remote Processing Unit | THC-DEW | Controller,PLC | Remote Processor Unit |  | RPU | http://www.toronto.ca/TWONTO#RPU_panel |  | Dewatering Process
61945 | THC-DEW-RPU-2102 | Remote Processing Unit | THC-DEW-RPU | Controller,PLC | Remote Processor Unit |  | RPU | http://www.toronto.ca/TWONTO#RPU_panel |  | Incineration RPUs
61946 | THC-DEW-RPU-2103 | Remote Processing Unit | THC-DEW | Controller,PLC | Remote Processor Unit |  | RPU | http://www.toronto.ca/TWONTO#RPU_panel |  | Dewatering Process
61947 | THC-DEW-RPU-2201 | Remote Processing Unit,Dewatering,Basement B2,Biosolids Building East | THC-DEW | Controller,PLC | Remote Processor Unit |  | RPU | http://www.toronto.ca/TWONTO#RPU_panel |  | Dewatering Process
61948 | THC-DEW-RPU-2206 | Remote Processing Unit,Dewatering,Cake Pump-6810 RPU,Ground Floor,Biosolids Building West (TEMP) | THC-DEW-P-6810 | Control Panel,Instrumentation | Remote Processor Unit |  | RPU | http://www.toronto.ca/TWONTO#RPU_panel |  | Pump,Dewatered Biosolids,Solid Treatment
61949 | THC-DEW-RPU-2214 | Controller Panel,Centrifuge 1400,Centrifuge Room,Biosolids Building (West/Temp-East)-TEMP TAG | THC-DEW-CF-1400 | Control Panel,Instrumentation | Remote Processor Unit |  | RPU | http://www.toronto.ca/TWONTO#RPU_panel |  | Centrifuge,Dewatering,BLS/PYS - Solid Treatment,Incinerator Building
61950 | THC-DEW-RPU-2302 | Remote Processing Unit,Dewatering,3rd Floor,Biosolids Building West | THC-DEW-RPU |  | Remote Processor Unit |  | RPU | http://www.toronto.ca/TWONTO#RPU_panel |  | Incineration RPUs
61951 | THC-DEW-RPU-2306 | Remote Processing Unit,Dewatering,Cake Pump-6810 RPU,3rd Floor,Biosolids Building West | THC-DEW-P-6810 |  | Remote Processor Unit |  | RPU | http://www.toronto.ca/TWONTO#RPU_panel |  | Pump,Dewatered Biosolids,Solid Treatment
61952 | THC-DEW-RPU-2313 | Controller Panel,Centrifuge 1300,Centrifuge Room,5th Floor,Biosolids Building West | THC-DEW-CF-1300 |  | Remote Processor Unit |  | RPU | http://www.toronto.ca/TWONTO#RPU_panel |  | Centrifuge,Dewatering,BLS/PYS - Solid Treatment,Incinerator Building
61953 | THC-DEW-RPU-2315 | Controller Panel,Centrifuge 1500,Centrifuge Room,5th Floor,Biosolids Building West | THC-DEW-CF-1500 |  | Remote Processor Unit |  | RPU | http://www.toronto.ca/TWONTO#RPU_panel |  | Centrifuge,Dewatering,BLS/PYS - Solid Treatment,Incinerator Building
61954 | THC-DEW-RPU-2901 | RPU,Sludge Storage and Transfer | THC-THK-ELS | Control Panel,Instrumentation | Remote Processor Unit |  | RPU | http://www.toronto.ca/TWONTO#RPU_panel |  | TWAS Elecftrical equipment Sludge Thickening
61955 | THC-DEW-RPU-2901 | RPU,Sludge Storage and Transfer | THC-THK-P-5982 | Control Panel,Instrumentation | Remote Processor Unit |  | RPU | http://www.toronto.ca/TWONTO#RPU_panel |  | Pump,Centrifugal,Submersible,Thickening Building Sump
63364 | THC-DIG-RPU-1401 | Remote Processing Unit, Transmitter,Remote I/O,Digester,MCC Room Main Control Panel | THC-ELS-PS-0001-U | Transmitter | Remote Processor Unit |  | RPU | http://www.toronto.ca/TWONTO#RPU_panel |  | Primary Power Equipment, Building U
63365 | THC-DIG-RPU-1401A | Remote Processing Unit, , Digester Building, Basement | THC-AER |  | Remote Processor Unit |  | RPU | http://www.toronto.ca/TWONTO#RPU_panel |  | AerationTreatment Process
63366 | THC-DIG-RPU-1401A | Remote Processing Unit, , Digester Building, Basement | THC-DIG-BURNERS |  | Remote Processor Unit |  | RPU | http://www.toronto.ca/TWONTO#RPU_panel |  | Waste Gas Burners
63367 | THC-DIG-RPU-1401A | Remote Processing Unit, , Digester Building, Basement | THC-GRK-STRC-UU |  | Remote Processor Unit |  | RPU | http://www.toronto.ca/TWONTO#RPU_panel |  | Waste Gas Burner Building,Building UU
63368 | THC-DIG-RPU-1401B | Remote Processing Unit, , Digester Building, Basement level | THC-GRK-ELS-U |  | Remote Processor Unit |  | RPU | http://www.toronto.ca/TWONTO#RPU_panel |  | Building U, Anaerobic Digesters Bldg.
63369 | THC-DIG-RPU-1404 | RPU, Waste Gas Burners, Electrical Room, Waste Gas Burner Building | THC-GRK-STRC-UU | Control Panel | Remote Processor Unit |  | RPU | http://www.toronto.ca/TWONTO#RPU_panel |  | Waste Gas Burner Building,Building UU
63370 | THC-DIG-RPU-1705 | Remote Processing Unit, Digester Electrical room | THC-GRK-STRC-UU |  | Remote Processor Unit |  | RPU | http://www.toronto.ca/TWONTO#RPU_panel |  | Waste Gas Burner Building,Building UU
64563 | THC-DIS-RPU-1801 | Remote Processing Unit, Control Panel | THC-DIS |  | Remote Processor Unit |  | RPU | http://www.toronto.ca/TWONTO#RPU_panel |  | Disinfection (Chlorination) Process
64564 | THC-DIS-RPU-2801 | Remote Processor Unit,Chlorination,Plant Air,HVAC & Misc.,Disinfection Bldg | THC-DIS |  | Remote Processor Unit |  | RPU | http://www.toronto.ca/TWONTO#RPU_panel |  | Disinfection (Chlorination) Process
66424 | FHA-SPC-RPU-1321 | RPU,Liquid Chemical | FHA-ELS |  | Remote Processor Unit | 33407 | RPU | http://www.toronto.ca/TWONTO#RPU_panel |  | Electrical
66425 | FHA-SPC-RPU-1422 | RPU, Raw Water General, Pump Building, Low Lift Pump Basement | FHA-ELS |  | Remote Processor Unit |  | RPU | http://www.toronto.ca/TWONTO#RPU_panel |  | Electrical
66426 | FHA-SPC-RPU-1511 | Computer, SCADA Client, Service Building, Instrumentation Shop | FHA-ELS | Computer Equipment | Remote Processor Unit |  | RPU | http://www.toronto.ca/TWONTO#operator_interface_terminal |  | Electrical
66427 | FHA-SPC-RPU-1521 | RPU, Alum System, Service Building Basement | FHA-ELS |  | Remote Processor Unit |  | RPU | http://www.toronto.ca/TWONTO#RPU_panel |  | Electrical
66428 | FHA-SPC-RPU-1621 | RPU, Filters F-2501-2801, East Filter Pipe Gallery | FHA-ELS |  | Remote Processor Unit |  | RPU | http://www.toronto.ca/TWONTO#RPU_panel |  | Electrical
66429 | FHA-SPC-RPU-1622 | RPU, Filters F-2901-3201, East Filter Pipe Gallery | FHA-ELS |  | Remote Processor Unit |  | RPU | http://www.toronto.ca/TWONTO#RPU_panel |  | Electrical
66430 | FHA-SPC-RPU-1722 | RPU, Filters F-0501-0801, West Filter Pipe Gallery | FHA-ELS |  | Remote Processor Unit |  | RPU | http://www.toronto.ca/TWONTO#RPU_panel |  | Electrical
66431 | FHA-SPC-RPU-1811 | Computer, SCADA Client, Filter Gallery Centre | FHA-ELS | Computer Equipment | Remote Processor Unit |  | RPU | http://www.toronto.ca/TWONTO#operator_interface_terminal |  | Electrical
66432 | FHA-SPC-RPU-1822 | RPU, Filters F-1701-2001, West Filter Pipe Gallery | FHA-ELS |  | Remote Processor Unit |  | RPU | http://www.toronto.ca/TWONTO#RPU_panel |  | Electrical
66433 | FHA-SPC-RPU-1823 | RPU, Filters F-2101-2401, East Filter Pipe Gallery | FHA-ELS |  | Remote Processor Unit |  | RPU | http://www.toronto.ca/TWONTO#RPU_panel |  | Electrical
66434 | FHA-SPC-RPU-1825 | RPU, Chemical Gas "A" Cl & SO2, Filter Pipe Gallery Centre | FHA-ELS |  | Remote Processor Unit |  | RPU | http://www.toronto.ca/TWONTO#RPU_panel |  | Electrical
66435 | FHA-SPC-RPU-1921 | FHA-WWW-RPU-1921 - RPU, RMF | FHA-ELS |  | Remote Processor Unit |  | RPU | http://www.toronto.ca/TWONTO#RPU_panel |  | Electrical
66476 | FHA-SPC-RPU-1922 | FHA-WWW-RPU-1922 - RPU, RMF | FHA-ELS |  | Remote Processor Unit |  | RPU | http://www.toronto.ca/TWONTO#RPU_panel |  | Electrical
66477 | FHA-SPC-RPU-1923 | FHA-WWW-RPU-1923 - RPU is for Centrifuge CF 2401 | FHA-WWW-CF-2401 |  | Remote Processor Unit |  | RPU | http://www.toronto.ca/TWONTO#RPU_panel |  | Centrifuge, Dewatering, RMF, Centrifuge Service Platform
67171 | THC-INC-RPU-2101A | Remote Processing Unit | THC-DEW-RPU |  | Remote Processor Unit |  | RPU | http://www.toronto.ca/TWONTO#RPU_panel |  | Incineration RPUs
67172 | THC-INC-RPU-2101A | Remote Processing Unit | THC-INC |  | Remote Processor Unit |  | RPU | http://www.toronto.ca/TWONTO#RPU_panel |  | Incineration Process
67173 | THC-INC-RPU-2102 | Remote Processing Unit,Incinerator,2rd Floor,Biosolids Building East | THC-DEW-RPU |  | Remote Processor Unit |  | RPU | http://www.toronto.ca/TWONTO#RPU_panel |  | Incineration RPUs
67174 | THC-INC-RPU-2105 | Remote Processing Unit,Plant Services,2rd Floor,Biosolids Building East | THC-DEW-RPU | Control Panel,Instrumentation | Remote Processor Unit |  | RPU | http://www.toronto.ca/TWONTO#RPU_panel |  | Incineration RPUs
68503 | THC-OCS-RPU-1802 | Phase IV Odour Control RPU, Phase IV Electrical Room, Phase I/IV Odour Control | THC-PRM-BIOFILTER | RPU | Remote Processor Unit |  | RPU | http://www.toronto.ca/TWONTO#RPU_panel |  | Biofilter system
68504 | THC-OCS-RPU-1803 | RPU, Phase I/IV Modular Biofilter, Phase IV Electrical Room, Phase I/IV Odour Control | THC-PRM-BIOFILTER | RPU | Remote Processor Unit |  | RPU | http://www.toronto.ca/TWONTO#RPU_panel |  | Biofilter system
68505 | THC-OCS-RPU-3013 | Biofilter, RPU Panel, Headworks | THC-SPC-COM-3004 | RPU | Remote Processor Unit |  | RPU | http://www.toronto.ca/TWONTO#RPU_panel |  | Termination Panel, Network, Headworks Electrical Room
68995 | THC-PLT-RPU-1502 | Remote Processing Unit | THC-PLT |  | Remote Processor Unit |  | RPU | http://www.toronto.ca/TWONTO#RPU_panel |  | Preliminary Treatment (Grit and Screenings)
68996 | THC-PLT-RPU-3002 | RPU Panel, Headworks | THC-SPC-COM-3003 | RPU | Remote Processor Unit |  | RPU | http://www.toronto.ca/TWONTO#RPU_panel |  | Termination Panel, Network, Headworks Electrical Room
68997 | THC-PLT-RPU-3003 | RPU, Perforate Screen SC-0150 Control Panel, Headworks, Raw Sewage Screening | THC-PLT-SC-0150 | Controller,PLC | Remote Processor Unit |  | RPU | http://www.toronto.ca/TWONTO#RPU_panel |  | Screen, Perforated Plate, Screen Room, Raw Sewage Screening
68998 | THC-PLT-RPU-3004 | RPU, Perforate Screen SC-0250 Control Panel, Headworks, Raw Sewage Screening | THC-PLT-SC-0250 | Controller,PLC | Remote Processor Unit |  | RPU | http://www.toronto.ca/TWONTO#RPU_panel |  | Screen, Perforated Plate, Screen Room, Raw Sewage Screening
68999 | THC-PLT-RPU-3005 | RPU, Perforate Screen SC-0350 Control Panel, Headworks, Raw Sewage Screening | THC-PLT-SC-0350 | Controller,PLC | Remote Processor Unit |  | RPU | http://www.toronto.ca/TWONTO#RPU_panel |  | Screen, Perforated Plate, Screen Room, Raw Sewage Screening
69000 | THC-PLT-RPU-3006 | RPU, Perforate Screen SC-0450 Control Panel, Headworks, Raw Sewage Screening | THC-PLT-SC-0450 | Controller,PLC | Remote Processor Unit |  | RPU | http://www.toronto.ca/TWONTO#RPU_panel |  | Screen, Perforated Plate, Screen Room, Raw Sewage Screening
69001 | THC-PLT-RPU-3007 | RPU, Perforate Screen SC-0550 Control Panel, Headworks, Raw Sewage Screening | THC-PLT-SC-0550 | Controller,PLC | Remote Processor Unit |  | RPU | http://www.toronto.ca/TWONTO#RPU_panel |  | Screen, Perforated Plate, Screen Room, Raw Sewage Screening
69046 | THC-PLT-RPU-3008 | RPU, Screen Washer Compactor CMP-0810 Control Panel, Headworks, Screenings Conveyance | THC-PLT-CMP-0810 | Controller,PLC | Remote Processor Unit |  | RPU | http://www.toronto.ca/TWONTO#RPU_panel |  | Washer Compactor, Screen Room, Screenings Conveyance
69274 | FHO-ACC-RPU-0110 | Remote Programming Unit, Admin Building HVAC, Admin Bldg. L2, East Wing, Mechanical Room | FHO-MCS-HVAC | Controller,PLC | Remote Processor Unit |  | RPU | http://www.toronto.ca/TWONTO#RPU_panel |  | Plant HVAC
69275 | FHO-ACC-RPU-0203 | Remote Programming Unit, Chemical Building HVAC, Chemical Building, S4, East of SBS Pump Room | FHO-MCS-HVAC | Controller,PLC | Remote Processor Unit |  | RPU | http://www.toronto.ca/TWONTO#RPU_panel |  | Plant HVAC
69276 | FHO-ACC-RPU-0401 | Remote Programming Unit, TWPS. HVAC,TWPS., S4, East Ventilation Equipment Room | FHO-MCS-HVAC | Controller,PLC | Remote Processor Unit |  | RPU | http://www.toronto.ca/TWONTO#RPU_panel |  | Plant HVAC
69277 | FHO-ACC-RPU-0701 | Remote Programming Unit, TWPS HVAC, TWPS, S3, Compressor Room | FHO-MCS-HVAC | Controller,PLC | Remote Processor Unit |  | RPU | http://www.toronto.ca/TWONTO#RPU_panel |  | Plant HVAC
69278 | FHO-ACC-RPU-0902 | Remote Programming Unit, Filter Gallery1-8 HVAC, Filter Building, L1, Filter Gallery, East | FHO-MCS-HVAC | Controller,PLC | Remote Processor Unit |  | RPU | http://www.toronto.ca/TWONTO#RPU_panel |  | Plant HVAC
69279 | FHO-ACC-RPU-1001 | Remote Programming Unit, TRW Suction Channel HVAC, TRW Suction Channel, S2, North Mixer Gallery, N | FHO-MCS-HVAC | Controller,PLC | Remote Processor Unit |  | RPU | http://www.toronto.ca/TWONTO#RPU_panel |  | Plant HVAC
69434 | THC-POL-RPU-2201 | RPU, Polymer System, DEW | THC-DEW-POL | Transmitter | Remote Processor Unit |  | RPU | http://www.toronto.ca/TWONTO#RPU_panel |  | Polymer System Dewatering
69435 | THC-POL-RPU-2201 | RPU, Polymer System, DEW | THC-SPC-WA1 | Transmitter | Remote Processor Unit |  | RPU | http://www.toronto.ca/TWONTO#RPU_panel |  | System Process Control
69862 | THC-PRM-RPU-1811 | Remote Processing Unit, Tunnel 19 west | THC-PRM-RPU |  | Remote Processor Unit |  | RPU | http://www.toronto.ca/TWONTO#RPU_panel |  | Primary Clarification RPUs
70366 | THC-PRS-RPU-1303 | RPU,Ferrous Chloride System, Ferrous Chloride Building | THC-PRS-BLDG |  | Remote Processor Unit |  | RPU | http://www.toronto.ca/TWONTO#RPU_panel |  | Phosphorous removal system, Building and Storage
70470 | THC-PWA-RPU-2402 | RPU, S.E. Pumping Station | THC-PWA-P-0400 |  | Remote Processor Unit |  | RPU | http://www.toronto.ca/TWONTO#RPU_panel |  | Pump, P-0400, S.E. Pumping Station
71877 | THC-THK-RPU-1603 | RPU,WAS Thickening (2) | THC-THK-ELS | Control Panel,Instrumentation | Remote Processor Unit |  | RPU | http://www.toronto.ca/TWONTO#RPU_panel |  | TWAS Elecftrical equipment Sludge Thickening
71878 | THC-THK-RPU-1605 | RPU,Polymer Make-up,WAS Thickening Building (1) | THC-MCS-LD-I | Control Panel,Instrumentation | Remote Processor Unit |  | RPU | http://www.toronto.ca/TWONTO#RPU_panel |  | Lifting Devices, Headhouse, Building I
71879 | THC-THK-RPU-1606 | RPU,Polymer Make-up,WAS Thickening Building (2) | THC-THK-ELS | Control Panel,Instrumentation | Remote Processor Unit |  | RPU | http://www.toronto.ca/TWONTO#RPU_panel |  | TWAS Elecftrical equipment Sludge Thickening
71880 | THC-THK-RPU-1607 | RPU,Polymer Feed,WAS Thickening Building (1) | THC-GRK-DR-J | Control Panel,Instrumentation | Remote Processor Unit |  | RPU | http://www.toronto.ca/TWONTO#RPU_panel |  | Doors, Building J
71881 | THC-THK-RPU-1607 | RPU,Polymer Feed,WAS Thickening Building (1) | THC-THK-ELS | Control Panel,Instrumentation | Remote Processor Unit |  | RPU | http://www.toronto.ca/TWONTO#RPU_panel |  | TWAS Elecftrical equipment Sludge Thickening
71882 | THC-THK-RPU-1609 | RPU,Polymer Feed,WAS Thickening Building (3) | THC-THK-ELS | Control Panel | Remote Processor Unit |  | RPU | http://www.toronto.ca/TWONTO#RPU_panel |  | TWAS Elecftrical equipment Sludge Thickening
71883 | THC-THK-RPU-1616 | Controller Panel,Centrifuge CF-0600,Thickening Building | THC-THK-CF-0600 | Control Panel,Instrumentation | Remote Processor Unit |  | RPU | http://www.toronto.ca/TWONTO#RPU_panel |  | Centrifuge,WAS Thickening
73380 | THR-ACC-OIT-0001 | Remote Processor Unit, SCADA, QuickPanel 172.22.37.24 | THR-SPC | RPU | Remote Processor Unit |  | OIT | http://www.toronto.ca/TWONTO#RPU_panel |  | Process Control Systems - Services Area
73567 | THR-ACC-RPU-0001A | Remote Processor Unit, SCADA, Digester 7-8 Electrical Room (172.22.39.170) | THR-SPC | RPU | Remote Processor Unit |  | RPU | http://www.toronto.ca/TWONTO#RPU_panel |  | Process Control Systems - Services Area
73568 | THR-ACC-RPU-0003B | Remote Processor Unit, SCADA,Old RAS Building Gallery (172.22.39.173) | THR-SPC | RPU | Remote Processor Unit |  | RPU | http://www.toronto.ca/TWONTO#RPU_panel |  | Process Control Systems - Services Area
73569 | THR-ACC-RPU-0003S | Remote Processor Unit, SCADA, Aeration Gallery (172.22.39.174) | THR-SPC | RPU | Remote Processor Unit | 39353 | RPU | http://www.toronto.ca/TWONTO#RPU_panel |  | Process Control Systems - Services Area
73570 | THR-ACC-RPU-0004 | Remote Processor Unit, SCADA,Final Clarifier Gallery T16/T21(172.22.39.172) | THR-SPC | RPU | Remote Processor Unit |  | RPU | http://www.toronto.ca/TWONTO#RPU_panel |  | Process Control Systems - Services Area
73572 | THR-ACC-RPU-0020 | Remote Processor Unit, SCADA,Headhouse Old MCC Room (172.22.37.230) | THR-SPC | RPU | Remote Processor Unit |  | RPU | http://www.toronto.ca/TWONTO#RPU_panel |  | Process Control Systems - Services Area
73573 | THR-ACC-RPU-0100 | RPU, Plant Services,South,SP RAS Pumping Station Electrical Building | THR-ITS-COM-4002 | RPU | Remote Processor Unit |  | RPU | http://www.toronto.ca/TWONTO#RPU_panel |  | Termination Panel, Plant Services - South
73574 | THR-ACC-RPU-0200 | RPU, Plant Services,South,SP RAS Pumping Station Electrical Building | THR-ELS-RSPS | RPU | Remote Processor Unit |  | RPU | http://www.toronto.ca/TWONTO#RPU_panel |  | Electrical System, Returns Sludge Pumping Station
73575 | THR-ACC-RPU-0701 | Remote Processor Unit, HVAC, Glycol AHU , Gas Compressor Building, South | THR-DIG |  | Remote Processor Unit |  | RPU | http://www.toronto.ca/TWONTO#RPU_panel |  | Digester
73577 | THR-ACC-RPU-3300 | Remote Processor Unit, Controller,HVAC,HPBB | THR-ELS-HPBB |  | Remote Processor Unit |  | RPU | http://www.toronto.ca/TWONTO#RPU_panel |  | Electrical System, High Pressure Blower Building
73578 | THR-ACC-RPU-3600 | Remote Processor Unit, Controller,HVAC,East Workshop | THR-ELS-EMS |  | Remote Processor Unit |  | RPU | http://www.toronto.ca/TWONTO#RPU_panel |  | Electrical System, East Maintenance Shop
73834 | THR-ACC-UPS-0001B | UPS for , RPU THR-ACC-RPU-0001B, SCADA, North Grit Gallery (172.22.39.171) | THR-ACC-RPU-0001B | RPU | Remote Processor Unit |  | UPS | http://www.toronto.ca/TWONTO#UPS |  | Remote Processor Unit, SCADA, North Grit Gallery (172.22.39.171)
73835 | THR-ACC-UPS-0003 | UPS for RPU (THR-ACC-RPU-0003), SCADA, Aeration Gallery (172.22.39.174) | THR-ACC-RPU-0003S | RPU | Remote Processor Unit |  | UPS | http://www.toronto.ca/TWONTO#UPS |  | Remote Processor Unit, SCADA, Aeration Gallery (172.22.39.174)
73836 | THR-ACC-UPS-0004 | UPS for RPU (THR-ACC-RPU-0004), SCADA,Final Clarifier Gallery T16/T21(172.22.39.172) | THR-ACC-RPU-0004 | RPU | Remote Processor Unit |  | UPS | http://www.toronto.ca/TWONTO#UPS |  | Remote Processor Unit, SCADA,Final Clarifier Gallery T16/T21(172.22.39.172)
74337 | THR-AER-RPU-0002 | Remote Processor Unit, South Aeration, Blower 1211 (172.22.37.161) | THR-AER-BL-1211 | RPU | Remote Processor Unit |  | RPU | http://www.toronto.ca/TWONTO#RPU_panel |  | Blower, Centrifugal, Secondary Treatment, Aeration Blower System - Engine Room
74338 | THR-AER-RPU-0002 | Remote Processor Unit, South Aeration, Blower 1211 (172.22.37.161) | THR-ELS-AER | RPU | Remote Processor Unit |  | RPU | http://www.toronto.ca/TWONTO#RPU_panel |  | Electrical System, Aeration and Galleries
74339 | THR-AER-RPU-0003 | Remote Processor Unit, South Aeration, Blower 1311 (172.22.37.162) | THR-AER-BL-1311 | RPU | Remote Processor Unit |  | RPU | http://www.toronto.ca/TWONTO#RPU_panel |  | Blower, Centrifugal, Secondary Treatment, Aeration Blower System - Engine Room
74340 | THR-AER-RPU-0003 | Remote Processor Unit, South Aeration, Blower 1311 (172.22.37.162) | THR-ELS-AER | RPU | Remote Processor Unit |  | RPU | http://www.toronto.ca/TWONTO#RPU_panel |  | Electrical System, Aeration and Galleries
74341 | THR-AER-RPU-0004 | Remote Processor Unit, SCADA,Engine Room East BL-1411 (172.22.37.129) | THR-SPC | RPU | Remote Processor Unit |  | RPU | http://www.toronto.ca/TWONTO#RPU_panel |  | Process Control Systems - Services Area
74342 | THR-AER-RPU-0005 | Remote Processor Unit, SCADA,Engine Room East BL-1511 (172.22.37.144) | THR-SPC | RPU | Remote Processor Unit |  | RPU | http://www.toronto.ca/TWONTO#RPU_panel |  | Process Control Systems - Services Area
74343 | THR-AER-RPU-0011S | Remote Processor Unit, South Aeration, Tank 0200 (172.22.37.164) | THR-AER-T-0210 | RPU | Remote Processor Unit | 39377 | RPU | http://www.toronto.ca/TWONTO#RPU_panel |  | Tank, Secondary Treatment, Aeration - South
74344 | THR-AER-RPU-0012S | Remote Processor Unit, South Aeration, Tank 0300 (172.22.37.165) | THR-ELS-AER | RPU | Remote Processor Unit | 39378 | RPU | http://www.toronto.ca/TWONTO#RPU_panel |  | Electrical System, Aeration and Galleries
74345 | THR-AER-RPU-0020 | Remote Processor Unit, North Aeration, Blower 1611 (172.22.37.168) | THR-AER-BL-1611 | RPU | Remote Processor Unit |  | RPU | http://www.toronto.ca/TWONTO#RPU_panel |  | Blower, Centrifugal, Secondary Treatment, Aeration Blower System - HPBB
74346 | THR-AER-RPU-0020 | Remote Processor Unit, North Aeration, Blower 1611 (172.22.37.168) | THR-ELS-AER | RPU | Remote Processor Unit |  | RPU | http://www.toronto.ca/TWONTO#RPU_panel |  | Electrical System, Aeration and Galleries
74347 | THR-AER-RPU-0022 | Remote Processor Unit, North Aeration, Blower 1811 (172.22.37.170) | THR-AER-BL-1811 | RPU | Remote Processor Unit |  | RPU | http://www.toronto.ca/TWONTO#RPU_panel |  | Blower, Centrifugal, Secondary Treatment, Aeration Blower System - HPBB
74348 | THR-AER-RPU-0023 | Remote Processor Unit, North Aeration, Blower 1911 (172.22.37.171) | THR-ELS-AER | RPU | Remote Processor Unit |  | RPU | http://www.toronto.ca/TWONTO#RPU_panel |  | Electrical System, Aeration and Galleries
74349 | THR-AER-RPU-0030 | Remote Processor Unit, North Aeration, Tank 0600 (172.22.37.172) | THR-AER-T-0600 | RPU | Remote Processor Unit |  | RPU | http://www.toronto.ca/TWONTO#RPU_panel |  | Tank, Secondary Treatment, Aeration - North #06
74350 | THR-AER-RPU-0032 | Remote Processor Unit, North Aeration, Tank 0800 (172.22.37.174) | THR-AER-T-0800 | RPU | Remote Processor Unit |  | RPU | http://www.toronto.ca/TWONTO#RPU_panel |  | Tank, Secondary Treatment, Aeration - North #08
74351 | THR-AER-RPU-0032 | Remote Processor Unit, North Aeration, Tank 0800 (172.22.37.174) | THR-ELS-AER | RPU | Remote Processor Unit |  | RPU | http://www.toronto.ca/TWONTO#RPU_panel |  | Electrical System, Aeration and Galleries
74352 | THR-AER-RPU-0100 | Remote Processor Unit, SCADA,GE RX3i 172.22.37.236 THRPSN04 Aeration Tank Electrical Building | THR-ITS-COM-4201 | RPU | Remote Processor Unit |  | RPU | http://www.toronto.ca/TWONTO#RPU_panel |  | Termination Panel, Aeration - South
74353 | THR-AER-RPU-0100 | Remote Processor Unit, SCADA,GE RX3i 172.22.37.236 THRPSN04 Aeration Tank Electrical Building | THR-SPC | RPU | Remote Processor Unit |  | RPU | http://www.toronto.ca/TWONTO#RPU_panel |  | Process Control Systems - Services Area
74354 | THR-AER-RPU-0200 | Remote Processor Unit, SCADA,GE RX3i 172.22.37.237 THRPSN04 Aeration Tank Electrical Building | THR-ITS-COM-4201 | RPU | Remote Processor Unit |  | RPU | http://www.toronto.ca/TWONTO#RPU_panel |  | Termination Panel, Aeration - South
74355 | THR-AER-RPU-0200 | Remote Processor Unit, SCADA,GE RX3i 172.22.37.237 THRPSN04 Aeration Tank Electrical Building | THR-SPC | RPU | Remote Processor Unit |  | RPU | http://www.toronto.ca/TWONTO#RPU_panel |  | Process Control Systems - Services Area
74409 | THR-AER-UPS-0100 | Uninterruptible Power Supply, RPU-0100, South Aeration | THR-AER-RPU-0100 | RPU | Remote Processor Unit |  | UPS | http://www.toronto.ca/TWONTO#UPS |  | Remote Processor Unit, SCADA,GE RX3i 172.22.37.236 THRPSN04 Aeration Tank Electrical Building
74590 | THR-AI-RPU-0100 | Remote Processor Unit, Instrument Air - South | THR-SPC-COM-5202 | RPU | Remote Processor Unit |  | RPU | http://www.toronto.ca/TWONTO#RPU_panel |  | Termination Panel, Instrument Air - South
74930 | THR-CG-OIT-0002 | Remote Processor Unit, SCADA,Co-Gen Compressors (172.22.37.158) | THR-SPC | RPU | Remote Processor Unit |  | OIT | http://www.toronto.ca/TWONTO#RPU_panel |  | Process Control Systems - Services Area
74958 | THR-CG-RPU-0002 | Remote Processor Unit, SCADA,Co-Gen Compressors MCC Room (172.22.37.146) | THR-SPC | RPU | Remote Processor Unit |  | RPU | http://www.toronto.ca/TWONTO#RPU_panel |  | Process Control Systems - Services Area
74959 | THR-CG-RPU-0005 | Remote Processor Unit, SCADA,Gas Compressor MCC Room (172.22.37.147) | THR-SPC | RPU | Remote Processor Unit |  | RPU | http://www.toronto.ca/TWONTO#RPU_panel |  | Process Control Systems - Services Area
74960 | THR-CG-RPU-0011 | Remote Processor Unit, SCADA,Engine room East Side (172.22.37.149) | THR-SPC | RPU | Remote Processor Unit |  | RPU | http://www.toronto.ca/TWONTO#RPU_panel |  | Process Control Systems - Services Area
74961 | THR-CG-RPU-0012 | Remote Processor Unit, SCADA,Engine room East Side (172.22.37.150) | THR-SPC | RPU | Remote Processor Unit |  | RPU | http://www.toronto.ca/TWONTO#RPU_panel |  | Process Control Systems - Services Area
75620 | THR-DCL-RPU-0001 | Remote Processor Unit, Dechlorination (172.22.37.225) | THR-DCL-UPS-0001 | RPU | Remote Processor Unit |  | RPU | http://www.toronto.ca/TWONTO#RPU_panel |  | Uninterruptible Power Supply THR-DCL-RPU-0001, Dechlorination
76469 | THR-DIG-RPU-0002 | Remote Processor Unit, Digester, Tank 0700 (172.22.39.123) | THR-ELS-DIG | RPU | Remote Processor Unit |  | RPU | http://www.toronto.ca/TWONTO#RPU_panel |  | Electrical System, Digester Tanks
76470 | THR-DIG-RPU-0003 | Remote Processor Unit, Digester, Tank 0700 (172.22.39.128) | THR-DIG-PD-0700 | RPU | Remote Processor Unit |  | RPU | http://www.toronto.ca/TWONTO#RPU_panel |  | Tank, Primary Digester-7, Solids Treatment
76471 | THR-DIG-RPU-0003 | Remote Processor Unit, Digester, Tank 0700 (172.22.39.128) | THR-DIG-RPU | RPU | Remote Processor Unit |  | RPU | http://www.toronto.ca/TWONTO#RPU_panel |  | RPU, UPS, Digester
76472 | THR-DIG-RPU-0003 | Remote Processor Unit, Digester, Tank 0700 (172.22.39.128) | THR-DIG-T-7-8 | RPU | Remote Processor Unit |  | RPU | http://www.toronto.ca/TWONTO#RPU_panel |  | Digester, Entities Common to Tanks 7-8
76473 | THR-DIG-RPU-0003 | Remote Processor Unit, Digester, Tank 0700 (172.22.39.128) | THR-ELS-DIG | RPU | Remote Processor Unit |  | RPU | http://www.toronto.ca/TWONTO#RPU_panel |  | Electrical System, Digester Tanks
76474 | THR-DIG-RPU-0004 | Remote Processor Unit, Digester, Tank 0800 (172.22.39.129) | THR-DIG-T-7-8 | RPU | Remote Processor Unit |  | RPU | http://www.toronto.ca/TWONTO#RPU_panel |  | Digester, Entities Common to Tanks 7-8
76475 | THR-DIG-RPU-0004 | Remote Processor Unit, Digester, Tank 0800 (172.22.39.129) | THR-ELS-DIG | RPU | Remote Processor Unit |  | RPU | http://www.toronto.ca/TWONTO#RPU_panel |  | Electrical System, Digester Tanks
76476 | THR-DIG-RPU-0006 | Remote Processor Unit, forDig10,Digester 9-10 Basement | THR-DIG-T-9-10 | RPU | Remote Processor Unit |  | RPU | http://www.toronto.ca/TWONTO#RPU_panel |  | Digester, Entities Common to Tanks 9-10
76477 | THR-DIG-RPU-0006 | Remote Processor Unit, forDig10,Digester 9-10 Basement | THR-ELS-DIG | RPU | Remote Processor Unit |  | RPU | http://www.toronto.ca/TWONTO#RPU_panel |  | Electrical System, Digester Tanks
76478 | THR-DIG-RPU-0012 | Remote Processor Unit, Digester Compressor 5680 & Compressor 5660 & Compressor 5640 (172.22.39.127) | THR-DIG-C | RPU | Remote Processor Unit |  | RPU | http://www.toronto.ca/TWONTO#RPU_panel |  | Digester, Gas Compressors
76479 | THR-DIG-RPU-0013S | Remote Processor Unit, Digester, Waste Gas Burner 7720 (172.22.39.131) | THR-DIG-BU-7720S | RPU | Remote Processor Unit | 38935 | RPU | http://www.toronto.ca/TWONTO#RPU_panel |  | Burner, Waste Gas
76480 | THR-DIG-RPU-0014-SUSPEND | Remote Processor Unit, RPU , Digester, A-B SLC-5/05 172.22.37.151 THRPSN11 Engine room East Side | THR-ELS-GCB | RPU | Remote Processor Unit | 41319 | RPU | http://www.toronto.ca/TWONTO#RPU_panel |  | Electrical System, Digester Gas Compressor Building
76481 | THR-DIG-RPU-0014S | Remote Processor Unit, Digester, Waste Gas Burner 7750 (172.22.39.132) | THR-ELS-GCB | RPU | Remote Processor Unit | 38936 | RPU | http://www.toronto.ca/TWONTO#RPU_panel |  | Electrical System, Digester Gas Compressor Building
76482 | THR-DIG-RPU-0015-SUSPEND | Remote Processor Unit, Digester 172.22.39.133 THRPSN07 | THR-ELS-GCB | RPU | Remote Processor Unit | 41320 | RPU | http://www.toronto.ca/TWONTO#RPU_panel |  | Electrical System, Digester Gas Compressor Building
76483 | THR-DIG-RPU-0015S | Remote Processor Unit, Digester, Waste Gas Burner 7780 (172.22.39.133) | THR-DIG-BU-7780S | RPU | Remote Processor Unit | 38937 | RPU | http://www.toronto.ca/TWONTO#RPU_panel |  | Burner, Waste Gas
76484 | THR-DIG-RPU-0015S | Remote Processor Unit, Digester, Waste Gas Burner 7780 (172.22.39.133) | THR-ELS-GCB | RPU | Remote Processor Unit | 38937 | RPU | http://www.toronto.ca/TWONTO#RPU_panel |  | Electrical System, Digester Gas Compressor Building
76485 | THR-DIG-RPU-0016A | Remote Processor Unit, Digester 1-6 Mezzanine | THR-DIG-PD-0100 | RPU | Remote Processor Unit | 39134 | RPU | http://www.toronto.ca/TWONTO#RPU_panel |  | Tank, Primary Digester-1, Solids Treatment
76486 | THR-DIG-RPU-0018 | Remote Processor Unit, Digester MCC Room (172.22.39.136) | THR-DIG-RPU | RPU | Remote Processor Unit |  | RPU | http://www.toronto.ca/TWONTO#RPU_panel |  | RPU, UPS, Digester
76487 | THR-DIG-RPU-0018 | Remote Processor Unit, Digester MCC Room (172.22.39.136) | THR-ELS-DIG | RPU | Remote Processor Unit |  | RPU | http://www.toronto.ca/TWONTO#RPU_panel |  | Electrical System, Digester Tanks
76488 | THR-DIG-RPU-0018A | Remote Processor Unit, Digester 1-6 Mezzanine | THR-DIG-RPU | RPU | Remote Processor Unit |  | RPU | http://www.toronto.ca/TWONTO#RPU_panel |  | RPU, UPS, Digester
76489 | THR-DIG-RPU-0018A | Remote Processor Unit, Digester 1-6 Mezzanine | THR-ELS-DIG | RPU | Remote Processor Unit |  | RPU | http://www.toronto.ca/TWONTO#RPU_panel |  | Electrical System, Digester Tanks
76490 | THR-DIG-RPU-0019 | Remote Processor Unit, SCADA,Digester 1-6 (172.22.39.137) | THR-SPC | RPU | Remote Processor Unit |  | RPU | http://www.toronto.ca/TWONTO#RPU_panel |  | Process Control Systems - Services Area
76491 | THR-DIG-RPU-0019A | Remote Processor Unit, Digester 1-6 Mezzanine | THR-DIG-RPU | RPU | Remote Processor Unit |  | RPU | http://www.toronto.ca/TWONTO#RPU_panel |  | RPU, UPS, Digester
76492 | THR-DIG-RPU-0019A | Remote Processor Unit, Digester 1-6 Mezzanine | THR-DIG-SD-0400 | RPU | Remote Processor Unit |  | RPU | http://www.toronto.ca/TWONTO#RPU_panel |  | Tank, Secondary Digester-4, Solids Treatment
76493 | THR-DIG-RPU-0019A | Remote Processor Unit, Digester 1-6 Mezzanine | THR-ELS-DIG | RPU | Remote Processor Unit |  | RPU | http://www.toronto.ca/TWONTO#RPU_panel |  | Electrical System, Digester Tanks
76494 | THR-DIG-RPU-0020 | Remote Processor Unit, Digester 1-6 (172.22.39.138) | THR-SPC | RPU | Remote Processor Unit |  | RPU | http://www.toronto.ca/TWONTO#RPU_panel |  | Process Control Systems - Services Area
76495 | THR-DIG-RPU-0020A | Remote Processor Unit, Digester 1-6 Mezzanine | THR-DIG-RPU | RPU | Remote Processor Unit |  | RPU | http://www.toronto.ca/TWONTO#RPU_panel |  | RPU, UPS, Digester
76496 | THR-DIG-RPU-0021 | Remote Processor Unit, Digester 1-6 mezzanine (172.22.39.139) | THR-ELS-DIG | RPU | Remote Processor Unit |  | RPU | http://www.toronto.ca/TWONTO#RPU_panel |  | Electrical System, Digester Tanks
76497 | THR-DIG-RPU-0021A | Remote Processor Unit, Digester 1-6 mezzanine | THR-DIG-RPU | RPU | Remote Processor Unit |  | RPU | http://www.toronto.ca/TWONTO#RPU_panel |  | RPU, UPS, Digester
76498 | THR-DIG-RPU-0021A | Remote Processor Unit, Digester 1-6 mezzanine | THR-ELS-DIG | RPU | Remote Processor Unit |  | RPU | http://www.toronto.ca/TWONTO#RPU_panel |  | Electrical System, Digester Tanks
76499 | THR-DIG-RPU-0022 | Remote Processor Unit, Gas Compressor Bldg. (172.22.39.121) | THR-DIG-RPU | RPU | Remote Processor Unit |  | RPU | http://www.toronto.ca/TWONTO#RPU_panel |  | RPU, UPS, Digester
76500 | THR-DIG-RPU-0023 | RPU, Remote Processing Unit.GE RX3i 172.22.39.147 THRPSN07 Waste Gas Burners MCC | THR-ELS-DIG | RPU | Remote Processor Unit |  | RPU | http://www.toronto.ca/TWONTO#RPU_panel |  | Electrical System, Digester Tanks
76501 | THR-DIG-RPU-0051 | RPU, Remote Processor Unit, GE RX3i 172.22.39.122 THRPSN07 Digester 7-10 MCC Room | THR-ELS-DIG | RPU | Remote Processor Unit |  | RPU | http://www.toronto.ca/TWONTO#RPU_panel |  | Electrical System, Digester Tanks
76502 | THR-DIG-RPU-0051B | Remote Processor Unit, Gas Compressor Bldg. MCC | THR-ELS-GCB | RPU | Remote Processor Unit |  | RPU | http://www.toronto.ca/TWONTO#RPU_panel |  | Electrical System, Digester Gas Compressor Building
76746 | THR-DIG-UPS-0051 | RPU, Remote Processor Unit, GE RX3i 172.22.39.122 THRPSN07 Digester 7-10 MCC Room | THR-DIG-RPU-0051 | RPU | Remote Processor Unit |  | UPS | http://www.toronto.ca/TWONTO#RPU_panel |  | RPU, Remote Processor Unit, GE RX3i 172.22.39.122 THRPSN07 Digester 7-10 MCC Room
77781 | THR-DIS-RPU-0001 | Remote Processor Unit, Disinfection Chlorination | THR-ELS-DIS | RPU | Remote Processor Unit |  | RPU | http://www.toronto.ca/TWONTO#RPU_panel |  | Electrical System, Disinfection, Chlorine Building
77782 | THR-DIS-RPU-0001A | Remote Processor Unit, Disinfection Chlorination | THR-ELS-DIS | RPU | Remote Processor Unit | 34705 | RPU | http://www.toronto.ca/TWONTO#RPU_panel |  | Electrical System, Disinfection, Chlorine Building
77783 | THR-DIS-RPU-0001A | Remote Processor Unit, Disinfection Chlorination | THR-S-E | RPU | Remote Processor Unit | 34705 | RPU | http://www.toronto.ca/TWONTO#RPU_panel |  | SUSPENDED ENTITY
77784 | THR-DIS-RPU-0002 | Remote Processor Unit, Disinfection Chlorination, Palace Pier (172.22.37.247) | THR-DIS-T-PP | RPU | Remote Processor Unit |  | RPU | http://www.toronto.ca/TWONTO#RPU_panel |  | Disinfection, Tank, Palace Pier
77785 | THR-DIS-RPU-0002 | Remote Processor Unit, Disinfection Chlorination, Palace Pier (172.22.37.247) | THR-ELS-DIS | RPU | Remote Processor Unit |  | RPU | http://www.toronto.ca/TWONTO#RPU_panel |  | Electrical System, Disinfection, Chlorine Building
77786 | THR-DIS-RPU-0004 | RPU, Control Panel, Disinfection system, Disinfection Building Second Floor (172.22.37.232) | THR-ELS-DIS | RPU | Remote Processor Unit |  | RPU | http://www.toronto.ca/TWONTO#RPU_panel |  | Electrical System, Disinfection, Chlorine Building
79200 | THR-ELS-RPU-0001 | Remote Processor Unit, Main South Substation | THR-ELS-NS | RPU | Remote Processor Unit |  | RPU | http://www.toronto.ca/TWONTO#RPU_panel |  | Electrical System, North Substation
79201 | THR-ELS-RPU-0003 | Remote Processing Unit, Control Room, West Substation (172.22.37.117) | THR-ELS-SS | Control Panel,Instrumentation | Remote Processor Unit |  | RPU | http://www.toronto.ca/TWONTO#RPU_panel |  | Electrical System, South Main Substation
79509 | THR-EPS-RPU-0001 | Remote Processor Unit, Effluent Pump, Centrifugaling | THR-ELS-EPS | RPU | Remote Processor Unit |  | RPU | http://www.toronto.ca/TWONTO#RPU_panel |  | Electrical System, Effluent Pumping System
79604 | THR-FPW-RPU-0001 | RPU, Control Panel, Filtered Plant Water Building, Plant Services (172.22.37.242) | THR-FPW-F | RPU | Remote Processor Unit |  | RPU | http://www.toronto.ca/TWONTO#RPU_panel |  | Filtered Plant Water, Filter Beds
79605 | THR-FPW-RPU-0002 | RPU, Control Panel, Filters Inlet Valve Operator, Filtered Plant Water Building, Plant Services (172.22.37.241) | THR-FPW-F | RPU | Remote Processor Unit |  | RPU | http://www.toronto.ca/TWONTO#RPU_panel |  | Filtered Plant Water, Filter Beds
79606 | THR-FPW-RPU-0100 | Remote Processor Unit, Plant Water Pumping | THR-ELS-FPW | RPU | Remote Processor Unit |  | RPU | http://www.toronto.ca/TWONTO#RPU_panel |  | Electrical System, Filtered Plant Water Building
80468 | THR-FT-RPU-0001S | Remote Processor Unit, Final Tank 0100, Tank 0300 (172.22.37.194) | THR-ELS-RSPS | RPU | Remote Processor Unit | 39564 | RPU | http://www.toronto.ca/TWONTO#RPU_panel |  | Electrical System, Returns Sludge Pumping Station
80469 | THR-FT-RPU-0003S | Remote Processor Unit, Final Tank 0500, Tank 0700 (172.22.37.181) | THR-ELS-FST | RPU | Remote Processor Unit | 39566 | RPU | http://www.toronto.ca/TWONTO#RPU_panel |  | Electrical System, Final Sedimentation Tanks & Galleries
80470 | THR-FT-RPU-0003S | Remote Processor Unit, Final Tank 0500, Tank 0700 (172.22.37.181) | THR-FT-T | RPU | Remote Processor Unit | 39566 | RPU | http://www.toronto.ca/TWONTO#RPU_panel |  | Final Sedimentation Tank & Dedicated WAS Pumping
80471 | THR-FT-RPU-0005S | Remote Processor Unit, Final Tank 0900, Tank 1000, Tank 1100,Tank 1200 (172.22.37.180) | THR-FT-RPU | RPU | Remote Processor Unit | 39568 | RPU | http://www.toronto.ca/TWONTO#RPU_panel |  | Final Tank, Remote Processor Unit, UPS & RTU
80472 | THR-FT-RPU-0006BS | Remote Processor Unit, Final Tank 0700, Tank 0800, | THR-ELS-FST | RPU | Remote Processor Unit | 39570 | RPU | http://www.toronto.ca/TWONTO#RPU_panel |  | Electrical System, Final Sedimentation Tanks & Galleries
80473 | THR-FT-RPU-0008 | Remote Processor Unit, Final Tank 1400, Tank 1500 (172.22.37.191) | THR-ELS-FST | RPU | Remote Processor Unit |  | RPU | http://www.toronto.ca/TWONTO#RPU_panel |  | Electrical System, Final Sedimentation Tanks & Galleries
80474 | THR-FT-RPU-0008 | Remote Processor Unit, Final Tank 1400, Tank 1500 (172.22.37.191) | THR-FT-RPU | RPU | Remote Processor Unit |  | RPU | http://www.toronto.ca/TWONTO#RPU_panel |  | Final Tank, Remote Processor Unit, UPS & RTU
80475 | THR-FT-RPU-0008 | Remote Processor Unit, Final Tank 1400, Tank 1500 (172.22.37.191) | THR-FT-T | RPU | Remote Processor Unit |  | RPU | http://www.toronto.ca/TWONTO#RPU_panel |  | Final Sedimentation Tank & Dedicated WAS Pumping
80476 | THR-FT-RPU-0010 | Remote Processor Unit, Final Tank 1800, Tank 2100 (172.22.37.186) | THR-FT-RPU | RPU | Remote Processor Unit |  | RPU | http://www.toronto.ca/TWONTO#RPU_panel |  | Final Tank, Remote Processor Unit, UPS & RTU
80477 | THR-FT-RPU-0011 | Remote Processor Unit, Final Tank 1900, Tank 2000 (172.22.37.187) | THR-ELS-FST | RPU | Remote Processor Unit |  | RPU | http://www.toronto.ca/TWONTO#RPU_panel |  | Electrical System, Final Sedimentation Tanks & Galleries
80478 | THR-FT-RPU-0011 | Remote Processor Unit, Final Tank 1900, Tank 2000 (172.22.37.187) | THR-FT-T | RPU | Remote Processor Unit |  | RPU | http://www.toronto.ca/TWONTO#RPU_panel |  | Final Sedimentation Tank & Dedicated WAS Pumping
80479 | THR-FT-RPU-0012S | Remote Processor Unit, Final Tanks, Clarifiers 1-12 (172.22.37.183) | THR-ELS-FST | RPU | Remote Processor Unit | 39571 | RPU | http://www.toronto.ca/TWONTO#RPU_panel |  | Electrical System, Final Sedimentation Tanks & Galleries
80480 | THR-FT-RPU-0012S | Remote Processor Unit, Final Tanks, Clarifiers 1-12 (172.22.37.183) | THR-FT-RPU | RPU | Remote Processor Unit | 39571 | RPU | http://www.toronto.ca/TWONTO#RPU_panel |  | Final Tank, Remote Processor Unit, UPS & RTU
80481 | THR-FT-RPU-0012S | Remote Processor Unit, Final Tanks, Clarifiers 1-12 (172.22.37.183) | THR-FT-T | RPU | Remote Processor Unit | 39571 | RPU | http://www.toronto.ca/TWONTO#RPU_panel |  | Final Sedimentation Tank & Dedicated WAS Pumping
80482 | THR-FT-RPU-0021 | Remote Processor Unit, SCADA,Old RAS Pumping Station.(172.22.37.193) | THR-SPC | RPU | Remote Processor Unit |  | RPU | http://www.toronto.ca/TWONTO#RPU_panel |  | Process Control Systems - Services Area
80483 | THR-FT-RPU-0024 | Remote Processor Unit, SCADA,Final Clarifier (172.22.37.189) | THR-SPC | RPU | Remote Processor Unit |  | RPU | http://www.toronto.ca/TWONTO#RPU_panel |  | Process Control Systems - Services Area
80484 | THR-FT-RPU-0036 | Remote Processor Unit, Final Tank 20 | THR-ELS-FST | RPU | Remote Processor Unit |  | RPU | http://www.toronto.ca/TWONTO#RPU_panel |  | Electrical System, Final Sedimentation Tanks & Galleries
80485 | THR-FT-RPU-0200A | RPU IO Extension, Final Clarifiers - South | THR-FT-RPU-0200 | RPU | Remote Processor Unit |  | RPU | http://www.toronto.ca/TWONTO#RPU_panel |  | RPU, Final Clarifiers - South
80486 | THR-FT-RPU-0300 | Remote Processor Unit, SCADA, GE RX3i(172.22.37.155)THRPSN05 New Final Clarifier MCC (South East) | THR-SPC | RPU | Remote Processor Unit |  | RPU | http://www.toronto.ca/TWONTO#RPU_panel |  | Process Control Systems - Services Area
80487 | THR-FT-RPU-0400 | RPU, Final Clarifiers - South | THR-ITS-COM-4102 | RPU | Remote Processor Unit |  | RPU | http://www.toronto.ca/TWONTO#RPU_panel |  | Termination Panel, RAS and Final Clarifiers - South
80488 | THR-FT-RPU-0400A | RPU IO Extension, RAS System - South | THR-FT-RPU-0400 | RPU | Remote Processor Unit |  | RPU | http://www.toronto.ca/TWONTO#RPU_panel |  | RPU, Final Clarifiers - South
80489 | THR-FT-RPU-0500 | RPU, WAS System - South | THR-ITS-COM-4001 | RPU | Remote Processor Unit |  | RPU | http://www.toronto.ca/TWONTO#RPU_panel |  | Termination Panel, RAS/WAS and Final Clarifiers - South
82031 | THR-OCS-RPU-0027S | Remote Processor Unit, Odour Control Bldg. | THR-ELS-OCS | RPU | Remote Processor Unit | 39800 | RPU | http://www.toronto.ca/TWONTO#RPU_panel |  | Electrical System, Odour Control System
82032 | THR-OCS-RTU-0027 | Remote Terminal Unit 27,Odour Control Facility Phase 2 | THR-OCS | RPU | Remote Processor Unit |  | RTU | http://www.toronto.ca/TWONTO#RTU_panel |  | Odour Control System
82723 | THR-PLT-RPU | Prelimnery Treatement RPUs | THR-SPC |  | Remote Processor Unit |  |  | http://www.toronto.ca/TWONTO#collection_of_assets |  | Process Control Systems - Services Area
82724 | THR-PLT-RPU-0002 | RPU, Preliminary Treatment, South Grit | THR-ELS-HH | RPU | Remote Processor Unit |  | RPU | http://www.toronto.ca/TWONTO#RPU_panel |  | Electrical System, Head House and Engine Room
82725 | THR-PLT-RPU-0011 | RPU, Preliminary Treatment, Grit New Electrical Room | THR-ELS-GRIT | RPU | Remote Processor Unit |  | RPU | http://www.toronto.ca/TWONTO#RPU_panel |  | Electrical System, Grit Bldg., North Prelimanry and Primary Station
82726 | THR-PLT-RPU-0011 | RPU, Preliminary Treatment, Grit New Electrical Room | THR-PLT-GRITS | RPU | Remote Processor Unit |  | RPU | http://www.toronto.ca/TWONTO#RPU_panel |  | Gate,Sluice,Preliminary Treatment, Grit Building
82727 | THR-PLT-RPU-0020 | RPU, Preliminary Treatment, (RTU-20) Headhouse Electrical Room | THR-ELS-HH | RPU | Remote Processor Unit |  | RPU | http://www.toronto.ca/TWONTO#RPU_panel |  | Electrical System, Head House and Engine Room
82728 | THR-PLT-RPU-0204 | RPU, South Grit, Headhouse Electrical Room (172.22.37.210) | THR-ELS-HH | RPU | Remote Processor Unit |  | RPU | http://www.toronto.ca/TWONTO#RPU_panel |  | Electrical System, Head House and Engine Room
82729 | THR-PLT-RPU-0207 | RPU, Screen SC-0122, Headhouse Electrical Room (172.22.37.216) | THR-ELS-HH | RPU | Remote Processor Unit |  | RPU | http://www.toronto.ca/TWONTO#RPU_panel |  | Electrical System, Head House and Engine Room
82730 | THR-PLT-RPU-0220 | RPU, North Grit, North Grit Electrical Room (172.22.37.201) | THR-ELS-GRIT | RPU | Remote Processor Unit |  | RPU | http://www.toronto.ca/TWONTO#RPU_panel |  | Electrical System, Grit Bldg., North Prelimanry and Primary Station
82731 | THR-PLT-RPU-0231 | RPU, Blowers Master Control Panel, North Grit Blower Room (172.22.37.203) | THR-ELS-GRIT | RPU | Remote Processor Unit |  | RPU | http://www.toronto.ca/TWONTO#RPU_panel |  | Electrical System, Grit Bldg., North Prelimanry and Primary Station
82732 | THR-PLT-RPU-0233 | RPU, Blower BL-2110 Control Panel, North Grit Blower Room | THR-ELS-GRIT | RPU | Remote Processor Unit |  | RPU | http://www.toronto.ca/TWONTO#RPU_panel |  | Electrical System, Grit Bldg., North Prelimanry and Primary Station
82733 | THR-PLT-RPU-0234 | RPU, Blower BL-2120 Control Panel, North Grit Blower Room | THR-ELS-GRIT | RPU | Remote Processor Unit |  | RPU | http://www.toronto.ca/TWONTO#RPU_panel |  | Electrical System, Grit Bldg., North Prelimanry and Primary Station
83202 | THR-PRM-OIT-0902 | Remote Processor Unit, SCADA,North Primary Tank 9(Wireless) (172.22.37.137) | THR-SPC | RPU | Remote Processor Unit |  | OIT | http://www.toronto.ca/TWONTO#RPU_panel |  | Process Control Systems - Services Area
83203 | THR-PRM-OIT-1102 | Remote Processor Unit, SCADA,North Primary Tank 11(Wireless) (172.22.37.139) | THR-SPC | RPU | Remote Processor Unit |  | OIT | http://www.toronto.ca/TWONTO#RPU_panel |  | Process Control Systems - Services Area
83263 | THR-PRM-RPU-0001 | RPU, Primary Treatment, South Tanks 0100 and 0200 (172.22.37.120) | THR-PRM-STA-1 | RPU | Remote Processor Unit |  | RPU | http://www.toronto.ca/TWONTO#RPU_panel |  | South Primary Station 1
83264 | THR-PRM-RPU-0003 | RPU, Primary Treatment, South Tanks 0300 to 0400 (172.22.37.121) | THR-ELS-PRMS | RPU | Remote Processor Unit |  | RPU | http://www.toronto.ca/TWONTO#RPU_panel |  | Electrical System, Primary Station South
83265 | THR-PRM-RPU-0003 | RPU, Primary Treatment, South Tanks 0300 to 0400 (172.22.37.121) | THR-PRM-SOUTH | RPU | Remote Processor Unit |  | RPU | http://www.toronto.ca/TWONTO#RPU_panel |  | Primary Treatment, South Primary
83266 | THR-PRM-RPU-0005 | RPU, Primary Treatment, South Tanks 0700 to 0800 (172.22.37.126) | THR-ELS-PRMS | RPU | Remote Processor Unit |  | RPU | http://www.toronto.ca/TWONTO#RPU_panel |  | Electrical System, Primary Station South
83267 | THR-PRM-RPU-0005 | RPU, Primary Treatment, South Tanks 0700 to 0800 (172.22.37.126) | THR-PRM-SOUTH | RPU | Remote Processor Unit |  | RPU | http://www.toronto.ca/TWONTO#RPU_panel |  | Primary Treatment, South Primary
83268 | THR-PRM-RPU-0005 | RPU, Primary Treatment, South Tanks 0700 to 0800 (172.22.37.126) | THR-PRM-STA-3 | RPU | Remote Processor Unit |  | RPU | http://www.toronto.ca/TWONTO#RPU_panel |  | South Primary Station 3
83269 | THR-PRM-RPU-0010 | RPU, Primary Treatment, Grit New Electrical Room (172.22.37.123) | THR-PRM-NORTH | RPU | Remote Processor Unit |  | RPU | http://www.toronto.ca/TWONTO#RPU_panel |  | Primary Treatment, North Primary
83270 | THR-PRM-RPU-0011 | RPU, Primary Treatment, South Tanks (172.22.37.124) | THR-ELS-GRIT | RPU | Remote Processor Unit |  | RPU | http://www.toronto.ca/TWONTO#RPU_panel |  | Electrical System, Grit Bldg., North Prelimanry and Primary Station
83756 | THR-PRS-RPU-0001 | Ferrous Chloride Building RPU | THR-ELS-PRS | RPU | Remote Processor Unit |  | RPU | http://www.toronto.ca/TWONTO#RPU_panel |  | Electrical System, Phosphorous Removal System
83757 | THR-PRS-RPU-0001S | Remote Processor Unit, Phosphorous Removal System | THR-ELS-PRS | RPU | Remote Processor Unit | 39859 | RPU | http://www.toronto.ca/TWONTO#RPU_panel |  | Electrical System, Phosphorous Removal System
84564 | THR-SPC-RPU-0001A | Remote Processor Unit, SCADA, Gallery Ventilation | THR-ACC-AHU | RPU | Remote Processor Unit |  | RPU | http://www.toronto.ca/TWONTO#RPU_panel |  | Air Conditioning, Air Handling Unit, Gallery Ventilation
84565 | THR-SPC-RPU-0001A | Remote Processor Unit, SCADA, Gallery Ventilation | THR-ACC-WA3 | RPU | Remote Processor Unit |  | RPU | http://www.toronto.ca/TWONTO#RPU_panel |  | Air Conditioning, Boiler, Fans & AHU
84566 | THR-SPC-RPU-0001B | Remote Processor Unit, SCADA, Gallery Ventilation | THR-ACC-AHU | RPU | Remote Processor Unit |  | RPU | http://www.toronto.ca/TWONTO#RPU_panel |  | Air Conditioning, Air Handling Unit, Gallery Ventilation
84567 | THR-SPC-RPU-0003B | Remote Processor Unit, SCADA, Gallery Ventilation | THR-ACC-AHU | RPU | Remote Processor Unit |  | RPU | http://www.toronto.ca/TWONTO#RPU_panel |  | Air Conditioning, Air Handling Unit, Gallery Ventilation
84568 | THR-SPC-RPU-0003C | Remote Processor Unit, SCADA, Gallery Ventilation | THR-ACC-AHU | RPU | Remote Processor Unit |  | RPU | http://www.toronto.ca/TWONTO#RPU_panel |  | Air Conditioning, Air Handling Unit, Gallery Ventilation
85015 | THR-THK-RPU-0005 | Remote Processor Unit, Thickening Polymer Mixing System | THR-ELS-STB | RPU | Remote Processor Unit |  | RPU | http://www.toronto.ca/TWONTO#RPU_panel |  | Electrical System, Sludge Thickening Building
85016 | THR-THK-RPU-0007 | Remote Processor Unit, Thickening Main Centrifuge 1 | THR-THK-CF | RPU | Remote Processor Unit |  | RPU | http://www.toronto.ca/TWONTO#RPU_panel |  | Centrifuge, Sludge Thickening
85017 | THR-THK-RPU-0008 | Remote Processor Unit, Thickening Main Centrifuge 2 | THR-ELS-STB | RPU | Remote Processor Unit |  | RPU | http://www.toronto.ca/TWONTO#RPU_panel |  | Electrical System, Sludge Thickening Building
85018 | THR-THK-RPU-0011 | Remote Processor Unit, STB Control Room (172.22.39.151) | THR-THK | RPU | Remote Processor Unit |  | RPU | http://www.toronto.ca/TWONTO#RPU_panel |  | Sludge Thickening
85019 | THR-THK-RPU-0011 | Remote Processor Unit, STB Control Room (172.22.39.151) | THR-THK-RPU | RPU | Remote Processor Unit |  | RPU | http://www.toronto.ca/TWONTO#RPU_panel |  | RPU & UPS, Sludge Thickening Building
85020 | THR-THK-RPU-0012 | Remote Processor Unit, STB Control Room (172.22.39.152) | THR-ELS-STB | RPU | Remote Processor Unit |  | RPU | http://www.toronto.ca/TWONTO#RPU_panel |  | Electrical System, Sludge Thickening Building
85021 | THR-THK-RPU-0012 | Remote Processor Unit, STB Control Room (172.22.39.152) | THR-THK | RPU | Remote Processor Unit |  | RPU | http://www.toronto.ca/TWONTO#RPU_panel |  | Sludge Thickening
85022 | THR-THK-RPU-0012 | Remote Processor Unit, STB Control Room (172.22.39.152) | THR-THK-RPU | RPU | Remote Processor Unit |  | RPU | http://www.toronto.ca/TWONTO#RPU_panel |  | RPU & UPS, Sludge Thickening Building
85023 | THR-THK-RPU-0013 | Remote Processor Unit, STB Control Room (172.22.39.153) | THR-ELS-STB | RPU | Remote Processor Unit |  | RPU | http://www.toronto.ca/TWONTO#RPU_panel |  | Electrical System, Sludge Thickening Building
85024 | THR-THK-RPU-0013 | Remote Processor Unit, STB Control Room (172.22.39.153) | THR-THK | RPU | Remote Processor Unit |  | RPU | http://www.toronto.ca/TWONTO#RPU_panel |  | Sludge Thickening
85025 | THR-THK-RPU-0013 | Remote Processor Unit, STB Control Room (172.22.39.153) | THR-THK-RPU | RPU | Remote Processor Unit |  | RPU | http://www.toronto.ca/TWONTO#RPU_panel |  | RPU & UPS, Sludge Thickening Building
85026 | THR-THK-RPU-0200 | Remote Processor Unit, STB Control Room (172.22.39.162) | THR-ELS-STB | RPU | Remote Processor Unit |  | RPU | http://www.toronto.ca/TWONTO#RPU_panel |  | Electrical System, Sludge Thickening Building
85027 | THR-THK-RPU-0200 | Remote Processor Unit, STB Control Room (172.22.39.162) | THR-THK-CF | RPU | Remote Processor Unit |  | RPU | http://www.toronto.ca/TWONTO#RPU_panel |  | Centrifuge, Sludge Thickening
86095 | TNT-AER-RPU-0101 | Remote Processing Unit, Aeration | TNT-AER | RPU | Remote Processor Unit |  | RPU | http://www.toronto.ca/TWONTO#RPU_panel |  | Aeration Treatment
86380 | TNT-CSO-RPU-1401 | RPU Lab | TNT-ELS | RPU | Remote Processor Unit |  | RPU | http://www.toronto.ca/TWONTO#RPU_panel |  | Instrument / Electrical
86795 | TNT-DIS-RPU-1101 | Remote Processing Unit, Disinfection | TNT-DIS-T-0100 | RPU | Remote Processor Unit |  | RPU | http://www.toronto.ca/TWONTO#RPU_panel |  | Tank, Chlorine Contact
86796 | TNT-DIS-RPU-1101A | Remote Processing Unit, Disinfection | TNT-DIS-T-0100 | RPU | Remote Processor Unit |  | RPU | http://www.toronto.ca/TWONTO#RPU_panel |  | Tank, Chlorine Contact
86951 | TNT-ELS-RPU-1301 | Remote Processing Unit, Substation | TNT-ELS-LP-2002A | RPU | Remote Processor Unit |  | RPU | http://www.toronto.ca/TWONTO#RPU_panel |  | 208/120V Lighting Panel
88168 | WTR-037-RPU-0001 | Remote Processing Unit, RPU-0001 Panel, Chamber 037-01, Gerrard & Kingswood | CH 037 01 | RPU | Remote Processor Unit |  | RPU | http://www.toronto.ca/TWONTO#RPU_panel |  | Chamber
88403 | WTR-108-RPU-0001 | Remote Processing Unit, RPU-0001 Panel, Chamber 108-01, Queen & Nursewood | CH 108 01 | RPU | Remote Processor Unit |  | RPU | http://www.toronto.ca/TWONTO#RPU_panel |  | Chamber
88624 | WTR-153-RPU-0002 | Remote Processing Unit, RPU-0002 Panel, Chamber 153-02, Celeste & Kingston | CH 153 02 | RPU | Remote Processor Unit |  | RPU | http://www.toronto.ca/TWONTO#RPU_panel |  | Chamber
89039 | FHO-SPC-RPU-1222 | RPU, Pre-Treatments Modules 3&4 PLC, Admin Building S4, Main Electrical Room | FHO-PLT | Controller,PLC | Remote Processor Unit |  | RPU | http://www.toronto.ca/TWONTO#RPU_panel |  | Preliminary Treatment
89040 | FHO-SPC-RPU-1223 | RPU, PAC(former) System/Sampling PLC, Chemical Building, S2, Gallery Former PAC Area | FHO-PLT | Controller,PLC | Remote Processor Unit |  | RPU | http://www.toronto.ca/TWONTO#RPU_panel |  | Preliminary Treatment
89041 | FHO-SPC-RPU-1224 | RPU, Polymer System PLC, Chemical Building, S4, Chemical Gallery | FHO-ALM | Controller,PLC | Remote Processor Unit |  | RPU | http://www.toronto.ca/TWONTO#RPU_panel |  | Alum System
89042 | FHO-SPC-RPU-1226 | RPU, PACL System PLC, Chemical Building, S4, Chemical Gallery | FHO-PCL | Controller,PLC | Remote Processor Unit |  | RPU | http://www.toronto.ca/TWONTO#RPU_panel |  | PACL System
89043 | FHO-SPC-RPU-1227 | RPU, SBS System PLC, Chemical Building, S4, Chemical Gallery | FHO-PLT | Controller,PLC | Remote Processor Unit |  | RPU | http://www.toronto.ca/TWONTO#RPU_panel |  | Preliminary Treatment
89044 | FHO-SPC-RPU-1228 | RPU, Corrosion Control, Chemical Building, S4, Chemical Gallery | FHO-CCS |  | Remote Processor Unit |  | RPU | http://www.toronto.ca/TWONTO#RPU_panel |  | Corrosion Control Process
89045 | FHO-SPC-RPU-1321 | RPU, Gaseous Chemicals 1 PLC, Chemical Building, L1, Chemical Workshop | FHO-DIS | Controller,PLC | Remote Processor Unit |  | RPU | http://www.toronto.ca/TWONTO#RPU_panel |  | Disinfection
89046 | FHO-SPC-RPU-1322 | RPU, Gaseous Chemicals 2 PLC, Chemical Building, L1, Chemical Workshop | FHO-DIS | Controller,PLC | Remote Processor Unit |  | RPU | http://www.toronto.ca/TWONTO#RPU_panel |  | Disinfection
89117 | FHO-SPC-RPU-1323 | RPU, Aqua Ammonia/Fluoride PLC, Chemical Building, S4, Chemical Gallery, North Wall | FHO-DIS | Controller,PLC | Remote Processor Unit |  | RPU | http://www.toronto.ca/TWONTO#RPU_panel |  | Disinfection
89118 | FHO-SPC-RPU-1521 | RPU, Surge Protection Facility PLC, Surge Building, S2, Compressor Room | FHO-TRW- SURGE | Controller,PLC | Remote Processor Unit |  | RPU | http://www.toronto.ca/TWONTO#RPU_panel |  | Surge Protection System
89119 | FHO-SPC-RPU-1522 | RPU, Surge Protection PLC, Standby Power Building, S2, Electrical Room | FHO-TRW- SURGE | Controller,PLC | Remote Processor Unit |  | RPU | http://www.toronto.ca/TWONTO#RPU_panel |  | Surge Protection System
89120 | FHO-SPC-RPU-1523 | RPU, Standby Generation PLC, Standby Power Building, S2, Electrical Room | FHO-TRW- SURGE | Controller,PLC | Remote Processor Unit |  | RPU | http://www.toronto.ca/TWONTO#RPU_panel |  | Surge Protection System
89121 | FHO-SPC-RPU-1721 | RPU, Backwash System PLC, Filter Building, S2, Filter Pipe Gallery, West Wall | FHO-BW | Controller,PLC | Remote Processor Unit |  | RPU | http://www.toronto.ca/TWONTO#RPU_panel |  | Backwash System
89122 | FHO-SPC-RPU-1723 | RPU, Filters F-0301 & 0401 PLC, Filter 1-8 Building, S2, Filter Pipe Gallery, East Wall | FHO-FLT | Controller,PLC | Remote Processor Unit |  | RPU | http://www.toronto.ca/TWONTO#RPU_panel |  | Filtration
89123 | FHO-SPC-RPU-1723A | RPU, Filters 3 & 4 PLC Expansion, Filter 1-8 Building, S2, Filter Pipe Gallery, East Wall | FHO-FLT |  | Remote Processor Unit |  | RPU | http://www.toronto.ca/TWONTO#RPU_panel |  | Filtration
89124 | FHO-SPC-RPU-1725A | RPU, Filters 5 & 6 PLC Expansion, Filter 1-8 Building, S2, Filter Pipe Gallery, East Wall | FHO-FLT |  | Remote Processor Unit |  | RPU | http://www.toronto.ca/TWONTO#RPU_panel |  | Filtration
89125 | FHO-SPC-RPU-1726A | RPU, Filters 7 & 8 PLC Expansion, Filter 1-8 Building, S2, Filter Pipe Gallery, East Wall | FHO-FLT |  | Remote Processor Unit |  | RPU | http://www.toronto.ca/TWONTO#RPU_panel |  | Filtration
89126 | FHO-SPC-RPU-1821 | RPU, Electrical Services PLC, Admin Building S4, Main Electrical Room | FHO-ELS-INQ | Controller,PLC | Remote Processor Unit |  | RPU | http://www.toronto.ca/TWONTO#RPU_panel |  | Power Management
89127 | FHO-SPC-RPU-1822SUSP | Remote Programming Unit, HVAC Control PLC | FHO-MCS-HVAC | Controller,PLC | Remote Processor Unit | 40747 | RPU | http://www.toronto.ca/TWONTO#RPU_panel |  | Plant HVAC
89128 | FHO-SPC-RPU-1923 | RPU, Ozone Generator OZ-1100, Ozone Building, L1, Ozone Equipment Room, Electrical Enclosure | FHO-DOZ |  | Remote Processor Unit |  | RPU | http://www.toronto.ca/TWONTO#RPU_panel |  | Ozonation System
89129 | FHO-SPC-RPU-1924 | RPU, Ozone Generator OZ-1200, Ozone Building, L1, Ozone Equipment Room, Electrical Enclosure | FHO-DOZ |  | Remote Processor Unit |  | RPU | http://www.toronto.ca/TWONTO#RPU_panel |  | Ozonation System
89130 | FHO-SPC-RPU-1925 | RPU Panel, Ozone Generation System, Ozone Building, L1, Ozone Equipment Room, West Wall | FHO-DOZ | Controller,PLC | Remote Processor Unit |  | RPU | http://www.toronto.ca/TWONTO#RPU_panel |  | Ozonation System
89131 | FHO-SPC-RPU-1925 | RPU Panel, Ozone Generation System, Ozone Building, L1, Ozone Equipment Room, West Wall | FHO-DOZ-GEN | Controller,PLC | Remote Processor Unit |  | RPU | http://www.toronto.ca/TWONTO#RPU_panel |  | FHO OZONE GENERATION SYSTEM
89132 | FHO-SPC-RPU-2022 | RPU Panel, Air Scour Blower, Ozone Building, L1, Electrical Room, West Wall | FHO-FLT | Controller,PLC | Remote Processor Unit |  | RPU | http://www.toronto.ca/TWONTO#RPU_panel |  | Filtration
89133 | FHO-SPC-RPU-2026 | RPU Panel, Waste Water Tank 3 &4, Ozone Building, L1, Electrical Room, West Wall | FHO-WWW | Controller,PLC | Remote Processor Unit |  | RPU | http://www.toronto.ca/TWONTO#RPU_panel |  | Residue Management / Waste Water System
89134 | FHO-SPC-RPU-2043_SUSP | RPU - Old surge building | FHO-BW | Controller,PLC | Remote Processor Unit | 35489 | RPU | http://www.toronto.ca/TWONTO#RPU_panel |  | Backwash System
89273 | WTR-269-RPU-0401 | Remote Processor Unit | WTR-269-CH-0005 | Meter,Flow,Magmeter | Remote Processor Unit |  | RPU | http://www.toronto.ca/TWONTO#RPU_panel |  | Chamber,Revenue Meter,Woodbine-Steelcase (Magmeter)
89419 | WTR-287-RPU-0004A | Remote Processing Unit, RPU-0004A Panel, Chamber 287-04A, Murray Ross PKWY & Keele Street | CH 287 04A | RPU | Remote Processor Unit |  | RPU | http://www.toronto.ca/TWONTO#RPU_panel |  | Chamber
89529 | WTR-300-RPU-1101 | Remote Processor Unit | WTR-300-CH-0012 | Meter,Flow,Magmeter | Remote Processor Unit |  | RPU | http://www.toronto.ca/TWONTO#RPU_panel |  | Chamber,Revenue Meter,Islington-Steeles (Magmeter)
89590 | WTR-307-RPU-1601 | Remote Processor Unit | WTR-307-CH-0016 | Meter,Flow,Magmeter | Remote Processor Unit |  | RPU | http://www.toronto.ca/TWONTO#RPU_panel |  | Chamber,Revenue Meter,Adesso-Steeles (Magmeter)
89751 | WTR-333-RPU-0013 | Remote Processing Unit, RPU-0013 Panel, Chamber 333-13, Lessard Park | CH 333 13 | RPU | Remote Processor Unit |  | RPU | http://www.toronto.ca/TWONTO#RPU_panel |  | Chamber (LessardPark)
89983 | WTR-359-RPU-0401 | Remote Processor Unit | WTR-359-CH-0004 | Meter,Flow,Magmeter | Remote Processor Unit |  | RPU | http://www.toronto.ca/TWONTO#RPU_panel |  | Chamber,Revenue Meter,Willowdale-Highland (Magmeter)
90357 | WTR-PDS-RPU-0001 | Control Panel, RPU | WTR-PDS-CP-0001 | RPU | Remote Processor Unit |  | RPU | http://www.toronto.ca/TWONTO#RPU_panel |  | Control Panel
90997 | WTR-PEL-RPU-0001 | Remote Processing Unit | WTR-PEL-ELS | RPU | Remote Processor Unit |  | RPU | http://www.toronto.ca/TWONTO#RPU_panel |  | Electrical System
91670 | WTR-PJO-RPU-0001 | RPU | WTR-PJO-ELS | RPU | Remote Processor Unit |  | RPU | http://www.toronto.ca/TWONTO#RPU_panel |  | Electrical System
92241 | WTR-PJS-RPU-0002 | Control Panel, Process Control Unit, for WTR-PJS-UPS-0002 | WTR-PJS-ELS | RPU | Remote Processor Unit |  | RPU | http://www.toronto.ca/TWONTO#RPU_panel |  | Electrical System
92581 | WTR-PKL-RPU-0001 | Control Panel,Process Control Unit,RPU-0001 | WTR-PKL-ELS | RPU | Remote Processor Unit |  | RPU | http://www.toronto.ca/TWONTO#RPU_panel |  | Electrical System
92971 | WTR-PLW-RPU-0001 | Remote Processing Unit | WTR-PLW-ELS | RPU | Remote Processor Unit |  | RPU | http://www.toronto.ca/TWONTO#RPU_panel |  | Electrical System
92972 | WTR-PLW-RPU-0004 | Remote Processing Unit | WTR-PLW-ELS | RPU | Remote Processor Unit |  | RPU | http://www.toronto.ca/TWONTO#RPU_panel |  | Electrical System
93352 | WTR-PMI-RPU-0001 | Remote Processing Unit, Old Pump Room | WTR-PMI-ELS | RPU | Remote Processor Unit |  | RPU | http://www.toronto.ca/TWONTO#RPU_panel |  | Electrical System
93353 | WTR-PMI-RPU-0002 | Control Panel, Process Control Unit, New Pump Room | WTR-PMI-TRW |  | Remote Processor Unit |  | RPU | http://www.toronto.ca/TWONTO#RPU_panel |  | Treated Water (Transmission)
93354 | WTR-PMI-RPU-0003 | Control Panel, Process Control Unit, HVAC | WTR-PMI-ELS |  | Remote Processor Unit |  | RPU | http://www.toronto.ca/TWONTO#RPU_panel |  | Electrical System
93355 | WTR-PMI-RPU-0003 | Control Panel, Process Control Unit, HVAC | WTR-PMI-TRW |  | Remote Processor Unit |  | RPU | http://www.toronto.ca/TWONTO#RPU_panel |  | Treated Water (Transmission)
93983 | WTR-PRH-RPU-0001 | Control Panel, Process Control Unit, RPU 0001 | WTR-PRH-ELS | RPU | Remote Processor Unit |  | RPU | http://www.toronto.ca/TWONTO#RPU_panel |  | Electrical System
93984 | WTR-PRH-RPU-0002 | Remote Processing Unit, Control Panel, Switchgear Room | WTR-PRH-ELS | RPU | Remote Processor Unit |  | RPU | http://www.toronto.ca/TWONTO#RPU_panel |  | Electrical System
94128 | WTR-PRV-RPU-0001 | Remote Processing Unit | WTR-PRV-ELS | RPU | Remote Processor Unit |  | RPU | http://www.toronto.ca/TWONTO#RPU_panel |  | Electrical System
94302 | WTR-PSA-RPU-0001 | Remote Processing Unit | WTR-PSA-ELS | RPU | Remote Processor Unit |  | RPU | http://www.toronto.ca/TWONTO#RPU_panel |  | Electrical System
94844 | WTR-PTH-RPU-0001 | Remote Processing Unit | WTR-PTH-ELS | RPU | Remote Processor Unit |  | RPU | http://www.toronto.ca/TWONTO#RPU_panel |  | Electrical System
94845 | WTR-PTH-RPU-0002 | Remote Processing Unit | WTR-PTH-ELS | RPU | Remote Processor Unit |  | RPU | http://www.toronto.ca/TWONTO#RPU_panel |  | Electrical System
94955 | WTR-PWT-RPU-0002 | Remote Processing Unit, Standby Power, Electrical Room | WTR-PWT-GEN-1100 | RPU | Remote Processor Unit |  | RPU | http://www.toronto.ca/TWONTO#RPU_panel |  | Generator, Diesel, Standby Power, Outdoor, West Tor PS
95135 | WTR-RDF-RPU-0001 | Remote Processing Unit, Dufferin Reservoir, South Valve House | WTR-RDF-ELS | RPU | Remote Processor Unit |  | RPU | http://www.toronto.ca/TWONTO#RPU_panel |  | Electrical System
95224 | WTR-REB-RPU-0001 | RPU | WTR-REB-ELS | RPU | Remote Processor Unit | 35842 | RPU | http://www.toronto.ca/TWONTO#RPU_panel |  | Electrical System
95244 | WTR-REG-RPU-0001 | Remote Processing Unit | WTR-REG-ELS | RPU | Remote Processor Unit |  | RPU | http://www.toronto.ca/TWONTO#RPU_panel |  | Electrical System
95347 | WTR-RLL-RPU-0001 | Remote Processing Unit | WTR-RLL-ELS | RPU | Remote Processor Unit |  | RPU | http://www.toronto.ca/TWONTO#RPU_panel |  | Electrical System
95372 | WTR-RLW-RPU-0001 | Remote Processing Unit | WTR-RLW-ELS | RPU | Remote Processor Unit |  | RPU | http://www.toronto.ca/TWONTO#RPU_panel |  | Electrical System
95424 | WTR-RMA-RPU-0001 | RPU | WTR-RMA-ELS | RPU | Remote Processor Unit | 36100 | RPU | http://www.toronto.ca/TWONTO#RPU_panel |  | Electrical System
95614 | WTR-RMP-RPU-0001S | Remote Processing Unit | WTR-RMP-ELSS | RPU | Remote Processor Unit | 38604 | RPU | http://www.toronto.ca/TWONTO#RPU_panel |  | Electrical System
95935 | WTR-RRV-RPU-0001 | Remote Processing Unit | WTR-RRV-ELS | RPU | Remote Processor Unit |  | RPU | http://www.toronto.ca/TWONTO#RPU_panel |  | Electrical System
96056 | WTR-RWB-RPU-0001S | RPU | WTR-RWB-ELSS | RPU | Remote Processor Unit | 35936 | RPU | http://www.toronto.ca/TWONTO#RPU_panel |  | Electrical System
96069 | WTR-RWL-RPU-0001 | RPU | WTR-RWL-ELS | RPU | Remote Processor Unit |  | RPU | http://www.toronto.ca/TWONTO#RPU_panel |  | Electrical System
98183 | FIS-SPC-RPU-1123 | Remote Processing Unit, Sampling Pumps and Metering PLC, Metering Building Lower Level | FIS-ELS |  | Remote Processor Unit |  | RPU | http://www.toronto.ca/TWONTO#RPU_panel |  | System, Electrical Distribution System
98184 | FIS-SPC-RPU-1222 | Remote Processing Unit, Filter F-0200, Filter Building, Filter Gallery, Area Control Panel CP-0201 | FIS-FLT-F-0200 |  | Remote Processor Unit |  | RPU | http://www.toronto.ca/TWONTO#RPU_panel |  | Filter, Settled Water, Filter Building, Filter Gallery
98185 | FIS-SPC-RPU-1226 | Remote Processing Unit, Filter F-0600, Filter Building, Filter Gallery, Area Control Panel CP-0601 | FIS-FLT-F-0600 |  | Remote Processor Unit |  | RPU | http://www.toronto.ca/TWONTO#RPU_panel |  | Filter, Settled Water, Filter Building, Filter Gallery
98186 | FIS-SPC-RPU-1322 | Remote Processing Unit, Reservoir Level, Filter Building Pump Room | FIS-ELS |  | Remote Processor Unit |  | RPU | http://www.toronto.ca/TWONTO#RPU_panel |  | System, Electrical Distribution System
98187 | FIS-SPC-RPU-1522 | Remote Processing Unit, RMF Dechlorination/Raw Water Flow Totalization,Workshop, Chemical Storage Rm | FIS-TRW | Controller | Remote Processor Unit |  | RPU | http://www.toronto.ca/TWONTO#RPU_panel |  | Treated Water Production
98188 | FIS-SPC-RPU-1522 | Remote Processing Unit, RMF Dechlorination/Raw Water Flow Totalization,Workshop, Chemical Storage Rm | FIS-WWW | Controller | Remote Processor Unit |  | RPU | http://www.toronto.ca/TWONTO#RPU_panel |  | Waste Water
98189 | FIS-SPC-RPU-1524 | Remote Processing Unit, High Lift Pumping, Workshop Building, Machine Shop Mezzanine | FIS-TRW | Controller | Remote Processor Unit |  | RPU | http://www.toronto.ca/TWONTO#RPU_panel |  | Treated Water Production
98190 | FIS-SPC-RPU-1525 | Remote Processing Unit, Corrosion Control, Workshop Building, Chemical Storage Room | FIS-CCS | Controller,PLC | Remote Processor Unit |  | RPU | http://www.toronto.ca/TWONTO#RPU_panel |  | Corrosion Control
98191 | FIS-SPC-RPU-1527 | Remote Processing Unit, RMF Dechlorination/Raw Water Flow Totalization,Workshop, Chemical Storage Rm | FIS-TRW | Controller | Remote Processor Unit |  | RPU | http://www.toronto.ca/TWONTO#RPU_panel |  | Treated Water Production
98192 | FIS-SPC-RPU-1621 | Remote Processing Unit, Gaseous Chemicals, Workshop Building, EICT Corridor | FIS-DIS | Controller,PLC | Remote Processor Unit |  | RPU | http://www.toronto.ca/TWONTO#RPU_panel |  | Disinfection
98193 | FIS-SPC-RPU-1622 | Remote Processing Unit, Gaseous Chemicals, Workshop Building, EICT Corridor | FIS-DIS | Controller,PLC | Remote Processor Unit |  | RPU | http://www.toronto.ca/TWONTO#RPU_panel |  | Disinfection
98194 | FIS-SPC-RPU-1720 | Remote Processing Unit,, Raw Water Pumps, Raw Water PS Building, Pump Room | FIS-RW |  | Remote Processor Unit |  | RPU | http://www.toronto.ca/TWONTO#RPU_panel |  | Raw Water Production
98195 | FIS-SPC-RPU-1721 | Remote Processing Unit,, Screenings, Raw Water PS Building, Pump Room | FIS-RW |  | Remote Processor Unit |  | RPU | http://www.toronto.ca/TWONTO#RPU_panel |  | Raw Water Production
105174 | RPU-27592 | PLC20D | TAB-DIG-ELQ-T13-16 | SCADA | Remote Processor Unit |  |  | http://www.toronto.ca/TWONTO#RPU_panel |  | Digester Tanks 13-16, Electrical Equipment
105473 | SWM-PET-RPU-0001 | Remote process unit | SWM-PET-MISC |  | Remote Processor Unit |  | RPU | http://www.toronto.ca/TWONTO#RPU_panel |  | Miscellaneous Equipment
105527 | SWM-PIT-RPU-0001 | Remote Processing Unit | SWM-PIT-MISC | RPU | Remote Processor Unit |  | RPU | http://www.toronto.ca/TWONTO#RPU_panel |  | Miscellaneous Equipment
105573 | SWM-PMG-RPU-0001 | Remote Processing Unit | SWM-PMG | RPU | Remote Processor Unit |  | RPU | http://www.toronto.ca/TWONTO#RPU_panel |  | Martin Grove Storm Pumping Station
105574 | SWM-PMG-RPU-0001 | Remote Processing Unit | SWM-PMG-MISC | RPU | Remote Processor Unit |  | RPU | http://www.toronto.ca/TWONTO#RPU_panel |  | Miscellaneous Equipment
105696 | SWM-PWD-RPU-0001 | Remote process unit | SWM-PWD-MISC |  | Remote Processor Unit |  | RPU | http://www.toronto.ca/TWONTO#RPU_panel |  | Miscellaneous Equipment
105759 | SWM-PWI-RPU-0001 | Remote Processing Unit, All control and Instrumentation Equipment - RPU | SWM-PWI-MISC |  | Remote Processor Unit |  | RPU | http://www.toronto.ca/TWONTO#RPU_panel |  | Miscellaneous Equipment
105784 | SWM-SOS-RPU-0001 | Remote Processing Unit | SWM-SOS |  | Remote Processor Unit |  | RPU | http://www.toronto.ca/TWONTO#RPU_panel |  | Old Sheppard Park Storm Water Tank
107403 | TAB-ACC-RPU-0100 | RPU- | TAB-ACC-AHU-DIG | RPU | Remote Processor Unit |  | RPU | http://www.toronto.ca/TWONTO#RPU_panel |  | AHUs/Supply Fans Dig. Bldg.
107404 | TAB-ACC-RPU-0100 | RPU- | TAB-ELS-WA6 | RPU | Remote Processor Unit |  | RPU | http://www.toronto.ca/TWONTO#RPU_panel |  | Panel Boards, MCC, WA6
107405 | TAB-ACC-RPU-1403 | RPU-GE1403 | TAB-ELS-WA6 | RPU | Remote Processor Unit |  | RPU | http://www.toronto.ca/TWONTO#RPU_panel |  | Panel Boards, MCC, WA6
107406 | TAB-ACC-RPU-1404 | RPU-GE1404 | TAB-ELS-WA6 | RPU | Remote Processor Unit |  | RPU | http://www.toronto.ca/TWONTO#RPU_panel |  | Panel Boards, MCC, WA6
107407 | TAB-ACC-RPU-1407 | RPU-GE1407 | TAB-ELS-WA6 | RPU | Remote Processor Unit |  | RPU | http://www.toronto.ca/TWONTO#RPU_panel |  | Panel Boards, MCC, WA6
107408 | TAB-ACC-RPU-1411 | RPU-GE1411 | TAB-ELS-WA6 | RPU | Remote Processor Unit |  | RPU | http://www.toronto.ca/TWONTO#RPU_panel |  | Panel Boards, MCC, WA6
107409 | TAB-ACC-RPU-1412 | RPU-GE1412 | TAB-ELS-WA6 | RPU | Remote Processor Unit |  | RPU | http://www.toronto.ca/TWONTO#RPU_panel |  | Panel Boards, MCC, WA6
107410 | TAB-ACC-RPU-1414 | Remote Processing Unit, Bio Solid Loading Bay, Mezzanine | TAB-ELS-WA6 | RPU | Remote Processor Unit |  | RPU | http://www.toronto.ca/TWONTO#RPU_panel |  | Panel Boards, MCC, WA6
107411 | TAB-ACC-RPU-1414 | Remote Processing Unit, Bio Solid Loading Bay, Mezzanine | TAB-SPC-COM-3900 | RPU | Remote Processor Unit |  | RPU | http://www.toronto.ca/TWONTO#RPU_panel |  | Communication Unit, Bio-Solid Loading Bay, Mezzanine
107412 | TAB-ACC-RPU-1415 | RPU-GE1415 | TAB-ELS-WA6 | RPU | Remote Processor Unit |  | RPU | http://www.toronto.ca/TWONTO#RPU_panel |  | Panel Boards, MCC, WA6
107413 | TAB-ACC-RPU-1416 | RPU-GE1416 | TAB-ELS-WA6 | RPU | Remote Processor Unit |  | RPU | http://www.toronto.ca/TWONTO#RPU_panel |  | Panel Boards, MCC, WA6
107414 | TAB-ACC-RPU-6100 | RPU- | TAB-ACC-AHU-DIG | RPU | Remote Processor Unit |  | RPU | http://www.toronto.ca/TWONTO#RPU_panel |  | AHUs/Supply Fans Dig. Bldg.
108987 | TAB-CHL-RPU-0522S | RPU GE0522 for PLC46 | TAB-DIS-INQ |  | Remote Processor Unit | 46212 | RPU | http://www.toronto.ca/TWONTO#RPU_panel |  | Disinfection - Instrument Equipment
108988 | TAB-CHL-RPU-0522S | RPU GE0522 for PLC46 | TAB-SUSPENDED ENTITY |  | Remote Processor Unit | 46212 | RPU | http://www.toronto.ca/TWONTO#RPU_panel |  | Suspended entities
109779 | TAB-DEW-RPU-1101A | Sludge Line Input Valve Control | TAB-DEW SLUDGE FEED |  | Remote Processor Unit |  | RPU | http://www.toronto.ca/TWONTO#RPU_panel |  | Sludge Feed to Centrifuge System
109780 | TAB-DEW-RPU-1104 | RPU for Polymer Storage Valves | TAB-DEW POLYMER PREP | RPU | Remote Processor Unit |  | RPU | http://www.toronto.ca/TWONTO#RPU_panel |  | Polymer Solution Preparation & Storage Systems
109781 | TAB-DEW-RPU-1105A | RPU for Sludge Cake Input Line Valves | TAB-DEW SLUDGE CAKE |  | Remote Processor Unit |  | RPU | http://www.toronto.ca/TWONTO#RPU_panel |  | Sludge Cake Pumping
109782 | TAB-DEW-RPU-1106A | RPU for Centrifuge 5 - 8 Sludge & Polymer Pumps & Valves | TAB-DEW CENTRIFUGES |  | Remote Processor Unit |  | RPU | http://www.toronto.ca/TWONTO#RPU_panel |  | Centrifuge Systems
109783 | TAB-DEW-RPU-1107 | RPU for Centrifuges 9 - 12 | TAB-DEW CENTRIFUGES | RPU | Remote Processor Unit |  | RPU | http://www.toronto.ca/TWONTO#RPU_panel |  | Centrifuge Systems
109784 | TAB-DEW-RPU-1110 | RPU | TAB-DEW CENTRIFUGES | RPU | Remote Processor Unit |  | RPU | http://www.toronto.ca/TWONTO#RPU_panel |  | Centrifuge Systems
109785 | TAB-DEW-RPU-1111 | RPU for Polymer Preparation Systems 1 & 2 | TAB-DEW POLYMER PREP | RPU | Remote Processor Unit |  | RPU | http://www.toronto.ca/TWONTO#RPU_panel |  | Polymer Solution Preparation & Storage Systems
109786 | TAB-DEW-RPU-1112 | RPU for Polymer Preparation Systems 3 & 4 | TAB-DEW POLYMER PREP | RPU | Remote Processor Unit |  | RPU | http://www.toronto.ca/TWONTO#RPU_panel |  | Polymer Solution Preparation & Storage Systems
109787 | TAB-DEW-RPU-1113 | RPU for Polymer Preparation Systems 5 & 6 | TAB-DEW POLYMER PREP | RPU | Remote Processor Unit |  | RPU | http://www.toronto.ca/TWONTO#RPU_panel |  | Polymer Solution Preparation & Storage Systems
109788 | TAB-DEW-RPU-1122 | RPU for New Wet Well Pump & Valve Control | TAB-DEW-WEL | RPU | Remote Processor Unit |  | RPU | http://www.toronto.ca/TWONTO#RPU_panel |  | Centrate Wet Wells
109789 | TAB-DEW-RPU-1130 | RPU for Sludge Floor 2 Sludge Conveyors | TAB-DEW-SLUDGE SILO | RPU | Remote Processor Unit |  | RPU | http://www.toronto.ca/TWONTO#RPU_panel |  | Sludge Holding Tank System, Conveyors
109790 | TAB-DEW-RPU-1136 | RPU | TAB-DEW-SLUDGE SILO | RPU | Remote Processor Unit |  | RPU | http://www.toronto.ca/TWONTO#RPU_panel |  | Sludge Holding Tank System, Conveyors
109791 | TAB-DEW-RPU-1137 | RPU | TAB-DEW-SLUDGE SILO | RPU | Remote Processor Unit |  | RPU | http://www.toronto.ca/TWONTO#RPU_panel |  | Sludge Holding Tank System, Conveyors
109792 | TAB-DEW-RPU-1138 | RPU | TAB-DEW-SLUDGE SILO | RPU | Remote Processor Unit |  | RPU | http://www.toronto.ca/TWONTO#RPU_panel |  | Sludge Holding Tank System, Conveyors
109793 | TAB-DEW-RPU-1139 | RPU | TAB-DEW-SLUDGE SILO | RPU | Remote Processor Unit |  | RPU | http://www.toronto.ca/TWONTO#RPU_panel |  | Sludge Holding Tank System, Conveyors
109794 | TAB-DEW-RPU-1143 | RPU | TAB-DEW CENTRIFUGES | RPU | Remote Processor Unit |  | RPU | http://www.toronto.ca/TWONTO#RPU_panel |  | Centrifuge Systems
109795 | TAB-DEW-RPU-1144 | RPU | TAB-DEW CENTRIFUGES | RPU | Remote Processor Unit |  | RPU | http://www.toronto.ca/TWONTO#RPU_panel |  | Centrifuge Systems
109796 | TAB-DEW-RPU-1145 | RPU for Sludge Line Input Valve Control | TAB-DEW SLUDGE FEED | RPU | Remote Processor Unit |  | RPU | http://www.toronto.ca/TWONTO#RPU_panel |  | Sludge Feed to Centrifuge System
109797 | TAB-DEW-RPU-1146 | RPU for Sludge Floor 2 Sludge Conveyors | TAB-DEW-SLUDGE SILO | RPU | Remote Processor Unit |  | RPU | http://www.toronto.ca/TWONTO#RPU_panel |  | Sludge Holding Tank System, Conveyors
111093 | TAB-DIG-RPU-0905 | RPU | TAB-DIG-ELQ-T5-8 | RPU | Remote Processor Unit |  | RPU | http://www.toronto.ca/TWONTO#RPU_panel |  | Digester Tanks 5-8, Electrical Equipment
111094 | TAB-DIG-RPU-0909B | RPU Control Panel, PLC, Digester 5-12 Electrical Control Room. | TAB-DIG-ELQ-T9-12 | RPU | Remote Processor Unit |  | RPU | http://www.toronto.ca/TWONTO#RPU_panel |  | Digester Tanks 9-12, Electrical Equipment
111095 | TAB-DIG-RPU-1004 | Remote Processing Unit | TAB-DIG-ELQ-T13-16 | RPU | Remote Processor Unit |  | RPU | http://www.toronto.ca/TWONTO#RPU_panel |  | Digester Tanks 13-16, Electrical Equipment
111096 | TAB-DIG-RPU-1005 | Remote Processing Unit | TAB-DIG-ELQ-T13-16 | RPU | Remote Processor Unit |  | RPU | http://www.toronto.ca/TWONTO#RPU_panel |  | Digester Tanks 13-16, Electrical Equipment
111097 | TAB-DIG-RPU-1012 | RPU, Gas Alarms,DIG 19-22 | TAB-DIG-INQ-T19-22 | SCADA | Remote Processor Unit |  | RPU | http://www.toronto.ca/TWONTO#RPU_panel |  | Digester Tanks 19-22, Instrument Equipment
111098 | TAB-DIG-RPU-1021 | RPU, DIG Gas Control Bldg. | TAB-GAS-ELS | RPU | Remote Processor Unit |  | RPU | http://www.toronto.ca/TWONTO#RPU_panel |  | Digester Control Building - Electrical System
111099 | TAB-DIG-RPU-1022 | RPU, DIG Gas Control Bldg. | TAB-GAS-ELS | RPU | Remote Processor Unit |  | RPU | http://www.toronto.ca/TWONTO#RPU_panel |  | Digester Control Building - Electrical System
111100 | TAB-DIG-RPU-1023 | RPU | TAB-DIG-INQ-T19-22 | RPU | Remote Processor Unit |  | RPU | http://www.toronto.ca/TWONTO#RPU_panel |  | Digester Tanks 19-22, Instrument Equipment
111101 | TAB-DIG-RPU-1023 | RPU | TAB-GAS-ELS | RPU | Remote Processor Unit |  | RPU | http://www.toronto.ca/TWONTO#RPU_panel |  | Digester Control Building - Electrical System
111102 | TAB-DIG-RPU-1024 | RPU, DIG Gas Control Bldg. | TAB-DIG-INQ-T19-22 | RPU | Remote Processor Unit |  | RPU | http://www.toronto.ca/TWONTO#RPU_panel |  | Digester Tanks 19-22, Instrument Equipment
111103 | TAB-DIG-RPU-1035 | Remote Processing Unit | TAB-DIG-ELQ-T13-16 | RPU | Remote Processor Unit |  | RPU | http://www.toronto.ca/TWONTO#RPU_panel |  | Digester Tanks 13-16, Electrical Equipment
111104 | TAB-DIG-RPU-1037 | RPU, DIG Gas Control Bldg. | TAB-GAS-ELS | RPU | Remote Processor Unit |  | RPU | http://www.toronto.ca/TWONTO#RPU_panel |  | Digester Control Building - Electrical System
112219 | TAB-DIS-RPU-0522S | RPU | TAB-DIS-INQ | RPU | Remote Processor Unit | 46214 | RPU | http://www.toronto.ca/TWONTO#RPU_panel |  | Disinfection - Instrument Equipment
112220 | TAB-DIS-RPU-0522S | RPU | TAB-SUSPENDED ENTITY | RPU | Remote Processor Unit | 46214 | RPU | http://www.toronto.ca/TWONTO#RPU_panel |  | Suspended entities
112221 | TAB-DIS-RPU-0801 | RPU | TAB-DIS-INQ | RPU | Remote Processor Unit |  | RPU | http://www.toronto.ca/TWONTO#RPU_panel |  | Disinfection - Instrument Equipment
112809 | TAB-EL1-RPU-0327 | Remote Processing Unit 0327,Electrical,P Building Substation | TAB-ELS-P BLDG | RPU | Remote Processor Unit |  | RPU | http://www.toronto.ca/TWONTO#RPU_panel |  | P Building Outdoor Substation
112939 | TAB-EL1-UPS-0327 | UPS for Remote Processing Unit 0327,Electrical,P Building Substation | TAB-EL1-RPU-0327 | UPS | Remote Processor Unit |  | UPS | http://www.toronto.ca/TWONTO#UPS |  | Remote Processing Unit 0327,Electrical,P Building Substation
113308 | TAB-EL3-RPU-0820 | RPU | TAB-ELS-SEAWALL | RPU | Remote Processor Unit |  | RPU | http://www.toronto.ca/TWONTO#RPU_panel |  | Seawall Substation
114068 | TAB-OCS-RPU-0516 | Remote Processing Unit, Odour Control System | TAB-OCS | RPU | Remote Processor Unit |  | RPU | http://www.toronto.ca/TWONTO#RPU_panel |  | Odour Control System, Aeration tanks
114069 | TAB-OCS-RPU-0519 | Remote Processing Unit, Odour Control System | TAB-OCS | RPU | Remote Processor Unit |  | RPU | http://www.toronto.ca/TWONTO#RPU_panel |  | Odour Control System, Aeration tanks
114070 | TAB-OCS-RPU-1209 | RPU | TAB-SPC-COM-3900 | RPU | Remote Processor Unit |  | RPU | http://www.toronto.ca/TWONTO#RPU_panel |  | Communication Unit, Bio-Solid Loading Bay, Mezzanine
114120 | TAB-PAB-RPU-0222 | RPU, | TAB-RSP-INQ-M | RPU | Remote Processor Unit |  | RPU | http://www.toronto.ca/TWONTO#RPU_panel |  | M Building - Instrumentation Equipment
114121 | TAB-PAB-UPS-0221 | UPS for RPU, | TAB-PAB-RPU-0221 | UPS | Remote Processor Unit |  | UPS | http://www.toronto.ca/TWONTO#UPS |  | RPU,
114122 | TAB-PAB-UPS-0222 | UPS for RPU, | TAB-PAB-RPU-0222 | UPS | Remote Processor Unit |  | UPS | http://www.toronto.ca/TWONTO#UPS |  | RPU,
114781 | TAB-PLT-RPU-0302 | Remote Processor Unit | TAB-PLT-INQ | SCADA | Remote Processor Unit |  | RPU | http://www.toronto.ca/TWONTO#RPU_panel |  | P Building - Instrumentation Equipment
114782 | TAB-PLT-RPU-0321 | RPU Panel, Plant, Second Floor Electrical Room, P Bldg. | TAB-EL1-LP-6925 | RPU | Remote Processor Unit |  | RPU | http://www.toronto.ca/TWONTO#RPU_panel |  | Lighting Panel,120/208V,Electrical Room,Second Floor,Screen Build,P Building
114783 | TAB-PLT-RPU-0322 | RPU Panel, Plant, Second Floor Electrical Room, P Bldg. | TAB-EL1-LP-6911 | RPU | Remote Processor Unit |  | RPU | http://www.toronto.ca/TWONTO#RPU_panel |  | Lighting Panel,120/208V,Electrical Room,Ground Floor,Screen Build,P Building
114784 | TAB-PLT-RPU-0330 | RPU Panel, Washer Compactor System, Second Floor Electrical Room, P Bldg. | TAB-EL1-LP-6911 | RPU | Remote Processor Unit |  | RPU | http://www.toronto.ca/TWONTO#RPU_panel |  | Lighting Panel,120/208V,Electrical Room,Ground Floor,Screen Build,P Building
114785 | TAB-PLT-RPU-0331 | RPU Panel, Plant Services, Operating Gallery Area, Blower Room, P Bldg. | TAB-EL1-LP-6631 | RPU | Remote Processor Unit |  | RPU | http://www.toronto.ca/TWONTO#RPU_panel |  | Lighting Panel,120/208V,Electrical Room,Ground Floor,Grit Build,P Building
114786 | TAB-PLT-RPU-0405 | RPU, Remote Processor Unit | TAB-PLT-INQ-D | RPU | Remote Processor Unit |  | RPU | http://www.toronto.ca/TWONTO#RPU_panel |  | D Building - Instrumentation Equipment
114787 | TAB-PLT-RPU-0406 | RPU, Remote Processor Unit | TAB-PLT-INQ-D | RPU | Remote Processor Unit |  | RPU | http://www.toronto.ca/TWONTO#RPU_panel |  | D Building - Instrumentation Equipment
114788 | TAB-PLT-RPU-0407 | RPU, Remote Processor Unit | TAB-PLT-INQ-D | RPU | Remote Processor Unit |  | RPU | http://www.toronto.ca/TWONTO#RPU_panel |  | D Building - Instrumentation Equipment
114789 | TAB-PLT-RPU-0408 | RPU, Remote Processor Unit | TAB-PLT-INQ-D | RPU | Remote Processor Unit |  | RPU | http://www.toronto.ca/TWONTO#RPU_panel |  | D Building - Instrumentation Equipment
114891 | TAB-PLT-UPS-0321 | UPS for RPU, Second Floor Electrical Room, P Bldg. | TAB-PLT-RPU-0321 | RPU | Remote Processor Unit |  | UPS | http://www.toronto.ca/TWONTO#UPS |  | RPU Panel, Plant, Second Floor Electrical Room, P Bldg.
114892 | TAB-PLT-UPS-0322 | UPS for RPU | TAB-PLT-RPU-0322 | RPU | Remote Processor Unit |  | UPS | http://www.toronto.ca/TWONTO#UPS |  | RPU Panel, Plant, Second Floor Electrical Room, P Bldg.
114893 | TAB-PLT-UPS-0326 | UPS for RPU | TAB-PLT-RPU-0326 | RPU | Remote Processor Unit |  | UPS | http://www.toronto.ca/TWONTO#UPS |  | RPU Panel, Washer Compactor System, Second Floor Electrical Room, P Bldg.
115560 | TAB-PRM-RPU-0312 | RPU-PLC-53-1 | TAB-PRM-INQ-P | RPU | Remote Processor Unit |  | RPU | http://www.toronto.ca/TWONTO#RPU_panel |  | P Building - Instrument Equipment
115561 | TAB-PRM-RPU-0312A | PLC 53-2 | TAB-PRM-INQ-P | RPU | Remote Processor Unit |  | RPU | http://www.toronto.ca/TWONTO#RPU_panel |  | P Building - Instrument Equipment
115562 | TAB-PRM-RPU-0312C | PLC 53-4 | TAB-PRM-INQ-P | RPU | Remote Processor Unit |  | RPU | http://www.toronto.ca/TWONTO#RPU_panel |  | P Building - Instrument Equipment
115563 | TAB-PRM-RPU-0320 | RUP | TAB-PRM-INQ-P | RPU | Remote Processor Unit |  | RPU | http://www.toronto.ca/TWONTO#RPU_panel |  | P Building - Instrument Equipment
115564 | TAB-PRM-RPU-0328 | RPU Panel, Polymer System, Polymer Room, Old Screen Bldg., P Bldg. | TAB-EL1-MCC-6631 | RPU | Remote Processor Unit |  | RPU | http://www.toronto.ca/TWONTO#RPU_panel |  | Control Panel, MCC,Electrical Room,Grit Build,P Building
115565 | TAB-PRM-RPU-0329 | RPU Panel, CEPT System, Workshop Bldg, Control Room, P Bldg. | TAB-EL1-MCC-6962 | RPU | Remote Processor Unit |  | RPU | http://www.toronto.ca/TWONTO#RPU_panel |  | MCC,Mechanical Room,Ground Floor,Screen Build,P Building
116164 | TAB-PRS-RPU-0521 | RPU, Pipe Gallery | TAB-PRS-INQ | SCADA | Remote Processor Unit |  | RPU | http://www.toronto.ca/TWONTO#RPU_panel |  | Instrumentation Equipment
116643 | TAB-PWA-RPU-0420 | RPU, Process Control, | TAB-PWA-INQ | RPU | Remote Processor Unit |  | RPU | http://www.toronto.ca/TWONTO#RPU_panel |  | Plant Water - Instrumentation Equipment
116644 | TAB-PWA-RPU-0421 | RPU, Process Control, | TAB-PWA-INQ | RPU | Remote Processor Unit |  | RPU | http://www.toronto.ca/TWONTO#RPU_panel |  | Plant Water - Instrumentation Equipment
116645 | TAB-PWA-RPU-0423 | RPU,Plant Water,Plant Water Pumping Station | TAB-PWA | RPU | Remote Processor Unit |  | RPU | http://www.toronto.ca/TWONTO#RPU_panel |  | Plant Water
117284 | TAB-RSP-RPU-0203 | RPU, Pumps MSP-5, MSP-6 & MSP-7 High Level Channel 2 | TAB-RSP-INQ-M | RPU | Remote Processor Unit |  | RPU | http://www.toronto.ca/TWONTO#RPU_panel |  | M Building - Instrumentation Equipment
117285 | TAB-RSP-RPU-0206 | RPU, M building gates | TAB-RSP-INQ-M | RPU | Remote Processor Unit |  | RPU | http://www.toronto.ca/TWONTO#RPU_panel |  | M Building - Instrumentation Equipment
117286 | TAB-RSP-RPU-0211 | RPU, RSP Pump # 1 | TAB-RSP-INQ | RPU | Remote Processor Unit |  | RPU | http://www.toronto.ca/TWONTO#RPU_panel |  | T Building - Instrumentation
117287 | TAB-RSP-RPU-0212 | RPU, RSP Pump # 2 | TAB-RSP-INQ | RPU | Remote Processor Unit |  | RPU | http://www.toronto.ca/TWONTO#RPU_panel |  | T Building - Instrumentation
117288 | TAB-RSP-RPU-0213 | RPU, RSP Pump # 3 | TAB-RSP-INQ | RPU | Remote Processor Unit |  | RPU | http://www.toronto.ca/TWONTO#RPU_panel |  | T Building - Instrumentation
117289 | TAB-RSP-RPU-0215 | RPU, RSP Pump # 5 | TAB-RSP-INQ | RPU | Remote Processor Unit |  | RPU | http://www.toronto.ca/TWONTO#RPU_panel |  | T Building - Instrumentation
117290 | TAB-RSP-RPU-0216 | RPU, T Building Gates | TAB-RSP-INQ | RPU | Remote Processor Unit |  | RPU | http://www.toronto.ca/TWONTO#RPU_panel |  | T Building - Instrumentation
117291 | TAB-RSP-RPU-EIMCO-1 | RPU, | TAB-RSP-INQ-M | RPU | Remote Processor Unit |  | EIMCO | http://www.toronto.ca/TWONTO#RPU_panel |  | M Building - Instrumentation Equipment
117321 | TAB-RSP-UPS-0202 | UPS for RPU, | TAB-RSP-RPU-0202 | UPS | Remote Processor Unit |  | UPS | http://www.toronto.ca/TWONTO#UPS |  | RPU, Pump #'s MSP-3 & MSP-4
117322 | TAB-RSP-UPS-0211 | UPS forRPU, | TAB-RSP-RPU-0211 | RPU | Remote Processor Unit |  | UPS | http://www.toronto.ca/TWONTO#UPS |  | RPU, RSP Pump # 1
117323 | TAB-RSP-UPS-0212 | UPS for RPU | TAB-RSP-INQ | RPU | Remote Processor Unit |  | UPS | http://www.toronto.ca/TWONTO#UPS |  | T Building - Instrumentation
117324 | TAB-RSP-UPS-0213 | USP for RPU, | TAB-RSP-RPU-0213 | RPU | Remote Processor Unit |  | UPS | http://www.toronto.ca/TWONTO#UPS |  | RPU, RSP Pump # 3
117325 | TAB-RSP-UPS-0214 | UPS for RPU, | TAB-RSP-RPU-0214 | RPU | Remote Processor Unit |  | UPS | http://www.toronto.ca/TWONTO#UPS |  | RPU, RSP Pump #4
117326 | TAB-RSP-UPS-0215 | UPS for RPU, | TAB-RSP-RPU-0215 | RPU | Remote Processor Unit |  | UPS | http://www.toronto.ca/TWONTO#UPS |  | RPU, RSP Pump # 5
117327 | TAB-RSP-UPS-0216 | UPS for RPU, | TAB-RSP-RPU-0216 | RPU | Remote Processor Unit |  | UPS | http://www.toronto.ca/TWONTO#UPS |  | RPU, T Building Gates
117328 | TAB-RSP-UPS-0231 | UPS for RPU, | TAB-RSP-RPU-0231 | UPS | Remote Processor Unit |  | UPS | http://www.toronto.ca/TWONTO#UPS |  | RPU,
117329 | TAB-RSP-UPS-0232 | UPS for RPU, | TAB-RSP-RPU-0232 | UPS | Remote Processor Unit |  | UPS | http://www.toronto.ca/TWONTO#UPS |  | RPU,
117330 | TAB-RSP-UPS-EIMCO-1 | RPU, | TAB-RSP-RPU-EIMCO-1 | UPS | Remote Processor Unit |  | EIMCO | http://www.toronto.ca/TWONTO#UPS |  | RPU,
117511 | TAB-SA-RPU-0301 | RPU, Air Compressor, Controller, Auxiliary Systems Building, Main Floor | TAB-SA-C-0300 | Controller,PLC | Remote Processor Unit |  | RPU | http://www.toronto.ca/TWONTO#RPU_panel |  | Air Compressor, Auxiliary Systems Building, Main Floor
117512 | TAB-SA-RPU-0731 | RPU, Air Compressor, Controller, Auxiliary Systems Building, Main Floor | TAB-SA-C-0100 | RPU | Remote Processor Unit |  | RPU | http://www.toronto.ca/TWONTO#RPU_panel |  | Air Compressor, Auxiliary Systems Building, Main Floor
118146 | TAB-SLO-RPU-1207 | Remote Processing Unit, Bio-Solid Loading Bay, Mezzanine | TAB-SPC-COM-3900 | RPU | Remote Processor Unit |  | RPU | http://www.toronto.ca/TWONTO#RPU_panel |  | Communication Unit, Bio-Solid Loading Bay, Mezzanine
118810 | TAB-STR-RPU-0501 | RPU-GE0501 | TAB-STR-RPU |  | Remote Processor Unit |  | RPU | http://www.toronto.ca/TWONTO#RPU_panel |  | Aeration Gallery - RPUs
118811 | TAB-STR-RPU-0502 | RPU-GE0502 | TAB-STR-RPU | RPU | Remote Processor Unit |  | RPU | http://www.toronto.ca/TWONTO#RPU_panel |  | Aeration Gallery - RPUs
118812 | TAB-STR-RPU-0503 | RPU-GE0503 | TAB-STR-RPU |  | Remote Processor Unit |  | RPU | http://www.toronto.ca/TWONTO#RPU_panel |  | Aeration Gallery - RPUs
118813 | TAB-STR-RPU-0504 | RPU-GE0504 | TAB-STR-RPU |  | Remote Processor Unit |  | RPU | http://www.toronto.ca/TWONTO#RPU_panel |  | Aeration Gallery - RPUs
118814 | TAB-STR-RPU-0507 | RPU-GE0507 | TAB-STR-RPU | RPU | Remote Processor Unit |  | RPU | http://www.toronto.ca/TWONTO#RPU_panel |  | Aeration Gallery - RPUs
118815 | TAB-STR-RPU-0508 | RPU-GE0508 | TAB-STR-RPU |  | Remote Processor Unit |  | RPU | http://www.toronto.ca/TWONTO#RPU_panel |  | Aeration Gallery - RPUs
118816 | TAB-STR-RPU-0511 | RPU-0511, Aeration Tank 2 | TAB-STR-T-0200 | RPU | Remote Processor Unit |  | RPU | http://www.toronto.ca/TWONTO#RPU_panel |  | Aeration Tank 02
118817 | TAB-STR-RPU-0710 | RPU-GE0710 | TAB-STR-RPU | RPU | Remote Processor Unit |  | RPU | http://www.toronto.ca/TWONTO#RPU_panel |  | Aeration Gallery - RPUs
118818 | TAB-STR-RPU-0722 | RPU-GE0722 | TAB-STR-RPU | RPU | Remote Processor Unit |  | RPU | http://www.toronto.ca/TWONTO#RPU_panel |  | Aeration Gallery - RPUs
119330 | TAB-THK-RPU-0601 | RPU-GE0601 | TAB-THK-RPU | RPU | Remote Processor Unit |  | RPU | http://www.toronto.ca/TWONTO#RPU_panel |  | RPU Location
119331 | TAB-THK-RPU-0603 | RPU-GE0603 | TAB-THK-RPU | RPU | Remote Processor Unit |  | RPU | http://www.toronto.ca/TWONTO#RPU_panel |  | RPU Location
119332 | TAB-THK-RPU-0605 | RPU-GE0605 | TAB-THK-RPU | RPU | Remote Processor Unit |  | RPU | http://www.toronto.ca/TWONTO#RPU_panel |  | RPU Location
119333 | TAB-THK-RPU-0607 | RPU-GE0607 | TAB-THK-RPU | RPU | Remote Processor Unit |  | RPU | http://www.toronto.ca/TWONTO#RPU_panel |  | RPU Location
119334 | TAB-THK-RPU-0610 | RPU-GE0610 | TAB-THK-RPU | RPU | Remote Processor Unit |  | RPU | http://www.toronto.ca/TWONTO#RPU_panel |  | RPU Location
120297 | THC-ACC-ASH-1801 | Smoke Detector, RPU-1801, Air Handling Unit,Electrical Room,Phase 4 | THC-ACC-RPU-1801 | Air Handling Unit | Remote Processor Unit | 45717 | ASH | http://www.toronto.ca/TWONTO#flame_or_combustion_sensing_instrument |  | RPU Panel,Air Handling Unit,Electrical Room,Phase 4
121148 | THC-ACC-RPU-1401 | Remote Processing Unit, Transmitter,Remote I/O,Digester,MCC Room Main Control Panel | THC-ELS-PS-0001-U | Transmitter | Remote Processor Unit |  | RPU | http://www.toronto.ca/TWONTO#RPU_panel |  | Primary Power Equipment, Building U
121149 | THC-ACC-RPU-1601 | RPU,HVAC,WAS Thickening Building (1) | THC-ACC-BLDG J | Control Panel,Instrumentation | Remote Processor Unit |  | RPU | http://www.toronto.ca/TWONTO#RPU_panel |  | TWAS Building, HVAC
121150 | THC-ACC-RPU-1602 | RPU,HVAC,WAS Thickening Building (2) | THC-ACC-BLDG J | Control Panel,Instrumentation | Remote Processor Unit |  | RPU | http://www.toronto.ca/TWONTO#RPU_panel |  | TWAS Building, HVAC
121151 | THC-ACC-RPU-1602 | RPU,HVAC,WAS Thickening Building (2) | THC-THK-ELS | Control Panel,Instrumentation | Remote Processor Unit |  | RPU | http://www.toronto.ca/TWONTO#RPU_panel |  | TWAS Elecftrical equipment Sludge Thickening
121152 | THC-ACC-RPU-1801 | RPU Panel,Air Handling Unit,Electrical Room,Phase 4 | THC-ACC-BLDG G | Air Handling Unit | Remote Processor Unit |  | RPU | http://www.toronto.ca/TWONTO#RPU_panel |  | Air Treatment Building HVAC
121153 | THC-ACC-RPU-1902 | RPU, Boiler Master Control Panel | THC-ACC-RPU-1901 | Air Handling Unit | Remote Processor Unit |  | RPU | http://www.toronto.ca/TWONTO#RPU_panel |  | RPU Panel, Boiler room
121154 | THC-ACC-RPU-2170 | RPU, Air Handling Unit, (new tunnel ventilation ECAP-01) | THC-ACC-FN-2170 | Air Handling Unit | Remote Processor Unit |  | RPU | http://www.toronto.ca/TWONTO#RPU_panel |  | Air Handling Unit, (new tunnel ventilation ECAP-01)
121155 | THC-ACC-RPU-2701 | Remote Processing Unit, ELEC SUBSTATION WEST SIDE BEECHGROVE | THC-THK-ELS |  | Remote Processor Unit |  | RPU | http://www.toronto.ca/TWONTO#RPU_panel |  | TWAS Elecftrical equipment Sludge Thickening
121156 | THC-ACC-RPU-3011 | RPU, HVAC, Mech Room #1, Headworks | THC-SPC-COM-3007 | RPU | Remote Processor Unit |  | RPU | http://www.toronto.ca/TWONTO#RPU_panel |  | Termination Panel, Network, Mechanical Room 1
122783 | THC-DEW-RPU-2101 | Remote Processing Unit, control room | THC-DEW-RPU | Controller,PLC | Remote Processor Unit |  | RPU | http://www.toronto.ca/TWONTO#RPU_panel |  | Incineration RPUs
122784 | THC-DEW-RPU-2101B | Remote Processing Unit | THC-DEW | Controller,PLC | Remote Processor Unit |  | RPU | http://www.toronto.ca/TWONTO#RPU_panel |  | Dewatering Process
122785 | THC-DEW-RPU-2101B | Remote Processing Unit | THC-DEW-RPU | Controller,PLC | Remote Processor Unit |  | RPU | http://www.toronto.ca/TWONTO#RPU_panel |  | Incineration RPUs
122786 | THC-DEW-RPU-2101C | Remote Processing Unit | THC-DEW | Controller,PLC | Remote Processor Unit |  | RPU | http://www.toronto.ca/TWONTO#RPU_panel |  | Dewatering Process
122787 | THC-DEW-RPU-2101C | Remote Processing Unit | THC-DEW-RPU | Controller,PLC | Remote Processor Unit |  | RPU | http://www.toronto.ca/TWONTO#RPU_panel |  | Incineration RPUs
122788 | THC-DEW-RPU-2101D | Remote Processing Unit | THC-DEW-RPU | Controller,PLC | Remote Processor Unit |  | RPU | http://www.toronto.ca/TWONTO#RPU_panel |  | Incineration RPUs
122789 | THC-DEW-RPU-2101E | Remote Processing Unit | THC-DEW | Controller,PLC | Remote Processor Unit |  | RPU | http://www.toronto.ca/TWONTO#RPU_panel |  | Dewatering Process
122790 | THC-DEW-RPU-2101E | Remote Processing Unit | THC-DEW-RPU | Controller,PLC | Remote Processor Unit |  | RPU | http://www.toronto.ca/TWONTO#RPU_panel |  | Incineration RPUs
122791 | THC-DEW-RPU-2103 | Remote Processing Unit | THC-DEW-RPU | Controller,PLC | Remote Processor Unit |  | RPU | http://www.toronto.ca/TWONTO#RPU_panel |  | Incineration RPUs
122792 | THC-DEW-RPU-2104 | Remote Processing Unit | THC-DEW | Controller,PLC | Remote Processor Unit |  | RPU | http://www.toronto.ca/TWONTO#RPU_panel |  | Dewatering Process
122793 | THC-DEW-RPU-2104 | Remote Processing Unit | THC-DEW-RPU | Controller,PLC | Remote Processor Unit |  | RPU | http://www.toronto.ca/TWONTO#RPU_panel |  | Incineration RPUs
122794 | THC-DEW-RPU-2201 | Remote Processing Unit,Dewatering,Basement B2,Biosolids Building East | THC-DEW-RPU | Controller,PLC | Remote Processor Unit |  | RPU | http://www.toronto.ca/TWONTO#RPU_panel |  | Incineration RPUs
122795 | THC-DEW-RPU-2202 | Remote Processing Unit,Dewatering,Basement B2,Biosolids Building East | THC-DEW-RPU | Computer Equipment,UPS | Remote Processor Unit |  | RPU | http://www.toronto.ca/TWONTO#RPU_panel |  | Incineration RPUs
122796 | THC-DEW-RPU-2202 | Remote Processing Unit,Dewatering,Basement B2,Biosolids Building East | THC-SPC-WA1 | Computer Equipment,UPS | Remote Processor Unit |  | RPU | http://www.toronto.ca/TWONTO#RPU_panel |  | System Process Control
122797 | THC-DEW-RPU-2203 | Remote Processing Unit,Dewatering Polymer,Basement B2,Biosolids Building East | THC-DEW-RPU |  | Remote Processor Unit |  | RPU | http://www.toronto.ca/TWONTO#RPU_panel |  | Incineration RPUs
122798 | THC-DEW-RPU-2205 | Remote Processing Unit,Dewatering,Cake Pump-6710 RPU,Ground Floor,Biosolids Building West (TEMP) | THC-DEW-P-6710 | Control Panel,Instrumentation | Remote Processor Unit |  | RPU | http://www.toronto.ca/TWONTO#RPU_panel |  | Pump,Dewatered Biosolids, Schwing type,Solid Treatment
122799 | THC-DEW-RPU-2213 | Controller Panel,Centrifuge 1300,Centrifuge Room,Biosolids Building (West/Temp-East)-TEMP TAG | THC-DEW-CF-1300 | Control Panel,Instrumentation | Remote Processor Unit |  | RPU | http://www.toronto.ca/TWONTO#RPU_panel |  | Centrifuge,Dewatering,BLS/PYS - Solid Treatment,Incinerator Building
122800 | THC-DEW-RPU-2301 | Remote Processing Unit,Dewatering,3rd Floor,Biosolids Building West | THC-DEW-RPU |  | Remote Processor Unit |  | RPU | http://www.toronto.ca/TWONTO#RPU_panel |  | Incineration RPUs
122801 | THC-DEW-RPU-2303 | Remote Processing Unit,Dewatering,Sliding Frame-6410 RPU,3rd Floor,Biosolids Building West | THC-DEW-HPU-6410 |  | Remote Processor Unit |  | RPU | http://www.toronto.ca/TWONTO#RPU_panel |  | Hydraulic Power Pack,Sliding Frame,BTU Hopper 6400,Solids Treatment
122802 | THC-DEW-RPU-2304 | Remote Processing Unit,Dewatering,Sliding Frame-6510 RPU,3rd Floor,Biosolids Building West | THC-DEW-HPU-6510 |  | Remote Processor Unit |  | RPU | http://www.toronto.ca/TWONTO#RPU_panel |  | Hydraulic Power Pack,Sliding Frame,BTU Hopper 6500,Solids Treatment
122803 | THC-DEW-RPU-2305 | Remote Processing Unit,Dewatering,Cake Pump-6710 RPU,3rd Floor,Biosolids Building West | THC-DEW-P-6710 |  | Remote Processor Unit |  | RPU | http://www.toronto.ca/TWONTO#RPU_panel |  | Pump,Dewatered Biosolids, Schwing type,Solid Treatment
122804 | THC-DEW-RPU-2311 | Controller Panel,Centrifuge 1100,Centrifuge Room,5th Floor,Biosolids Building West | THC-DEW-CF-1100 |  | Remote Processor Unit |  | RPU | http://www.toronto.ca/TWONTO#RPU_panel |  | Centrifuge,Dewatering,BLS/PYS - Solid Treatment,Incinerator Building
122805 | THC-DEW-RPU-2312 | Controller Panel,Centrifuge 1200,Centrifuge Room,5th Floor,Biosolids Building West | THC-DEW-CF-1200 |  | Remote Processor Unit |  | RPU | http://www.toronto.ca/TWONTO#RPU_panel |  | Centrifuge,Dewatering,BLS/PYS - Solid Treatment,Incinerator Building
122806 | THC-DEW-RPU-2314 | Controller Panel,Centrifuge 1400,Centrifuge Room,5th Floor,Biosolids Building West | THC-DEW-CF-1400 |  | Remote Processor Unit |  | RPU | http://www.toronto.ca/TWONTO#RPU_panel |  | Centrifuge,Dewatering,BLS/PYS - Solid Treatment,Incinerator Building
123516 | THC-DIG-RPU-1401A | Remote Processing Unit, , Digester Building, Basement | THC-ELS-RPU-1401 |  | Remote Processor Unit |  | RPU | http://www.toronto.ca/TWONTO#RPU_panel |  | Remote Processing Unit, Transmitter,Remote I/O,Digester,MCC Room Main Control Panel
123517 | THC-DIG-RPU-1401A | Remote Processing Unit, , Digester Building, Basement | THC-GRK-ELS-U |  | Remote Processor Unit |  | RPU | http://www.toronto.ca/TWONTO#RPU_panel |  | Building U, Anaerobic Digesters Bldg.
123518 | THC-DIG-RPU-1401B | Remote Processing Unit, , Digester Building, Basement level | THC-ELS-RPU-1401 |  | Remote Processor Unit |  | RPU | http://www.toronto.ca/TWONTO#RPU_panel |  | Remote Processing Unit, Transmitter,Remote I/O,Digester,MCC Room Main Control Panel
123519 | THC-DIG-RPU-1705 | Remote Processing Unit, Digester Electrical room | THC-THK-ELS |  | Remote Processor Unit |  | RPU | http://www.toronto.ca/TWONTO#RPU_panel |  | TWAS Elecftrical equipment Sludge Thickening
124376 | THC-DIS-RPU-1202 | Remote Processing Unit, Control Panel | THC-DIS |  | Remote Processor Unit |  | RPU | http://www.toronto.ca/TWONTO#RPU_panel |  | Disinfection (Chlorination) Process
124992 | THC-ELS-RPU-1401 | Remote Processing Unit, Transmitter,Remote I/O,Digester,MCC Room Main Control Panel | THC-ELS-PS-0001-U |  | Remote Processor Unit |  | RPU | http://www.toronto.ca/TWONTO#RPU_panel |  | Primary Power Equipment, Building U
124995 | THC-ELS-RPU-1605 | Remote Processing Unit, ADMIN BLDG MCC ROOM | THC-THK-ELS |  | Remote Processor Unit |  | RPU | http://www.toronto.ca/TWONTO#RPU_panel |  | TWAS Elecftrical equipment Sludge Thickening
125980 | THC-INC-RPU-2101 | Remote Processing Unit, control room | THC-DEW-RPU |  | Remote Processor Unit |  | RPU | http://www.toronto.ca/TWONTO#RPU_panel |  | Incineration RPUs
125981 | THC-INC-RPU-2101 | Remote Processing Unit, control room | THC-INC |  | Remote Processor Unit |  | RPU | http://www.toronto.ca/TWONTO#RPU_panel |  | Incineration Process
125982 | THC-INC-RPU-2101B | Remote Processing Unit | THC-DEW-RPU |  | Remote Processor Unit |  | RPU | http://www.toronto.ca/TWONTO#RPU_panel |  | Incineration RPUs
125983 | THC-INC-RPU-2101B | Remote Processing Unit | THC-INC |  | Remote Processor Unit |  | RPU | http://www.toronto.ca/TWONTO#RPU_panel |  | Incineration Process
126685 | THC-OCS-RPU-1601 | RPU,Biofilter,WAS Thickening Building | THC-THK-BIOFILTER | Control Panel | Remote Processor Unit |  | RPU | http://www.toronto.ca/TWONTO#RPU_panel |  | THK Biofilter System
126686 | THC-OCS-RPU-1601 | RPU,Biofilter,WAS Thickening Building | THC-THK-ELS | Control Panel | Remote Processor Unit |  | RPU | http://www.toronto.ca/TWONTO#RPU_panel |  | TWAS Elecftrical equipment Sludge Thickening
126687 | THC-OCS-RPU-1802 | Phase IV Odour Control RPU, Phase IV Electrical Room, Phase I/IV Odour Control | THC-SPC-COM-1805 | RPU | Remote Processor Unit |  | RPU | http://www.toronto.ca/TWONTO#RPU_panel |  | Termination Panel, Network, Phase IV Electrical Room
126688 | THC-OCS-RPU-1803 | RPU, Phase I/IV Modular Biofilter, Phase IV Electrical Room, Phase I/IV Odour Control | THC-SPC-COM-1805 | RPU | Remote Processor Unit |  | RPU | http://www.toronto.ca/TWONTO#RPU_panel |  | Termination Panel, Network, Phase IV Electrical Room
126689 | THC-OCS-RPU-2901 | RPU,Biofilter,Sludge Storage Building | THC-DEW-BIOFILTER | Control Panel,Instrumentation | Remote Processor Unit |  | RPU | http://www.toronto.ca/TWONTO#RPU_panel |  | DEW Biofilter System, Sludge Storage
126690 | THC-OCS-RPU-2901 | RPU,Biofilter,Sludge Storage Building | THC-THK-ELS | Control Panel,Instrumentation | Remote Processor Unit |  | RPU | http://www.toronto.ca/TWONTO#RPU_panel |  | TWAS Elecftrical equipment Sludge Thickening
126691 | THC-OCS-RPU-3013 | Biofilter, RPU Panel, Headworks | THC-PLT-BIOFILTER | RPU | Remote Processor Unit |  | RPU | http://www.toronto.ca/TWONTO#RPU_panel |  | Biofilter system
127061 | THC-PLT-RPU-3001 | RPU Panel, Headworks | THC-PLT-BIOFILTER | RPU | Remote Processor Unit |  | RPU | http://www.toronto.ca/TWONTO#RPU_panel |  | Biofilter system
127062 | THC-PLT-RPU-3001 | RPU Panel, Headworks | THC-SPC-COM-3003 | RPU | Remote Processor Unit |  | RPU | http://www.toronto.ca/TWONTO#RPU_panel |  | Termination Panel, Network, Headworks Electrical Room
127063 | THC-PLT-RPU-3009 | RPU, Screen Washer Compactor CMP-0820 Control Panel, Headworks, Screenings Conveyance | THC-PLT-CMP-0820 | Controller,PLC | Remote Processor Unit |  | RPU | http://www.toronto.ca/TWONTO#RPU_panel |  | Washer Compactor, Screen Room, Screenings Conveyance
127064 | THC-PLT-RPU-3010 | RPU Panel, Headworks | THC-SPC-COM-3004 | RPU | Remote Processor Unit |  | RPU | http://www.toronto.ca/TWONTO#RPU_panel |  | Termination Panel, Network, Headworks Electrical Room
127601 | THC-PRM-RPU-1813 | RPU Panel, Smoke Alarm, Phase 4 | THC-ACC-BLDG G | Air Handling Unit | Remote Processor Unit |  | RPU | http://www.toronto.ca/TWONTO#RPU_panel |  | Air Treatment Building HVAC
127602 | THC-PRM-RPU-2501 | Remote Processor Unit,South East Plant Influent & Miscellaneous,Plant Stores,Utility Room | THC-ITS-COM-2502 |  | Remote Processor Unit |  | RPU | http://www.toronto.ca/TWONTO#RPU_panel |  | Telecommunication Enclosure,Plant Stores,Utility Room
128110 | THC-PWA-RPU-2201 | RPU, Heat Treatment Building | THC-PWA-STR-0300 | RPU | Remote Processor Unit |  | RPU | http://www.toronto.ca/TWONTO#RPU_panel |  | Strainer,Automatic,Plant Effluent Water,South Effluent Pump Station,Intermediate Level
128111 | THC-PWA-RPU-2401 | Remote Processor Unit,Effluent Pumping and Sampling,South Effluent PS,Electrical Room,Ground Floor | THC-DCL | RPU | Remote Processor Unit |  | RPU | http://www.toronto.ca/TWONTO#RPU_panel |  | Dechlorination Process
128112 | THC-PWA-RPU-2401 | Remote Processor Unit,Effluent Pumping and Sampling,South Effluent PS,Electrical Room,Ground Floor | THC-ITS-COM-2402 | RPU | Remote Processor Unit |  | RPU | http://www.toronto.ca/TWONTO#RPU_panel |  | Telecommunication Enclosure,South Effluent Pump Station,Sampling Room,Ground Floor
128113 | THC-PWA-RPU-2402 | RPU, S.E. Pumping Station | THC-INC |  | Remote Processor Unit |  | RPU | http://www.toronto.ca/TWONTO#RPU_panel |  | Incineration Process
129282 | THC-THK-RPU-1602 | RPU,WAS Thickening (1) | THC-SPC-WA2 | Control Panel,Instrumentation | Remote Processor Unit |  | RPU | http://www.toronto.ca/TWONTO#RPU_panel |  | System Process Control
129283 | THC-THK-RPU-1602 | RPU,WAS Thickening (1) | THC-THK-ELS | Control Panel,Instrumentation | Remote Processor Unit |  | RPU | http://www.toronto.ca/TWONTO#RPU_panel |  | TWAS Elecftrical equipment Sludge Thickening
129284 | THC-THK-RPU-1603 | RPU,WAS Thickening (2) | THC-THK-TWAS | Control Panel,Instrumentation | Remote Processor Unit |  | RPU | http://www.toronto.ca/TWONTO#RPU_panel |  | Waste Activated Sludge Thickening
129285 | THC-THK-RPU-1604 | RPU,WAS Thickening (3) | THC-MCS-LD-I | Control Panel,Instrumentation | Remote Processor Unit |  | RPU | http://www.toronto.ca/TWONTO#RPU_panel |  | Lifting Devices, Headhouse, Building I
129286 | THC-THK-RPU-1604 | RPU,WAS Thickening (3) | THC-THK-ELS | Control Panel,Instrumentation | Remote Processor Unit |  | RPU | http://www.toronto.ca/TWONTO#RPU_panel |  | TWAS Elecftrical equipment Sludge Thickening
129287 | THC-THK-RPU-1605 | RPU,Polymer Make-up,WAS Thickening Building (1) | THC-THK-ELS | Control Panel,Instrumentation | Remote Processor Unit |  | RPU | http://www.toronto.ca/TWONTO#RPU_panel |  | TWAS Elecftrical equipment Sludge Thickening
129288 | THC-THK-RPU-1606 | RPU,Polymer Make-up,WAS Thickening Building (2) | THC-GRK-DR-J | Control Panel,Instrumentation | Remote Processor Unit |  | RPU | http://www.toronto.ca/TWONTO#RPU_panel |  | Doors, Building J
129289 | THC-THK-RPU-1608 | RPU,Polymer Feed,WAS Thickening Building (2) | THC-THK-ELS | Control Panel | Remote Processor Unit |  | RPU | http://www.toronto.ca/TWONTO#RPU_panel |  | TWAS Elecftrical equipment Sludge Thickening
129290 | THC-THK-RPU-1611 | Controller Panel,Centrifuge CF-0100,Thickening Building | THC-THK-CF-0100 | Control Panel,Instrumentation | Remote Processor Unit |  | RPU | http://www.toronto.ca/TWONTO#RPU_panel |  | Centrifuge,WAS Thickening
129291 | THC-THK-RPU-1612 | Controller Panel,Centrifuge CF-0200,Thickening Building | THC-THK-CF-0200 | Control Panel,Instrumentation | Remote Processor Unit |  | RPU | http://www.toronto.ca/TWONTO#RPU_panel |  | Centrifuge,WAS Thickening
129292 | THC-THK-RPU-1613 | Controller Panel,Centrifuge CF-0300,Thickening Building | THC-THK-CF-0300 | Control Panel,Instrumentation | Remote Processor Unit |  | RPU | http://www.toronto.ca/TWONTO#RPU_panel |  | Centrifuge,WAS Thickening
129293 | THC-THK-RPU-1614 | Controller Panel,Centrifuge CF-0400,Thickening Building | THC-THK-CF-0400 | Control Panel,Instrumentation | Remote Processor Unit |  | RPU | http://www.toronto.ca/TWONTO#RPU_panel |  | Centrifuge,WAS Thickening
129294 | THC-THK-RPU-1615 | Controller Panel,Centrifuge CF-0500,Thickening Building | THC-THK-CF-0500 | Control Panel,Instrumentation | Remote Processor Unit |  | RPU | http://www.toronto.ca/TWONTO#RPU_panel |  | Centrifuge,WAS Thickening
129295 | THC-THK-RPU-1615 | Controller Panel,Centrifuge CF-0500,Thickening Building | THC-THK-ELS | Control Panel,Instrumentation | Remote Processor Unit |  | RPU | http://www.toronto.ca/TWONTO#RPU_panel |  | TWAS Elecftrical equipment Sludge Thickening
129296 | THC-THK-RPU-1616 | Controller Panel,Centrifuge CF-0600,Thickening Building | THC-THK-ELS | Control Panel,Instrumentation | Remote Processor Unit |  | RPU | http://www.toronto.ca/TWONTO#RPU_panel |  | TWAS Elecftrical equipment Sludge Thickening
130480 | THR-ACC-RPU | Gallery Ventilaiton RPUs | THR-SPC |  | Remote Processor Unit |  |  | http://www.toronto.ca/TWONTO#collection_of_assets |  | Process Control Systems - Services Area
130481 | THR-ACC-RPU-0001B | Remote Processor Unit, SCADA, North Grit Gallery (172.22.39.171) | THR-SPC | RPU | Remote Processor Unit |  | RPU | http://www.toronto.ca/TWONTO#RPU_panel |  | Process Control Systems - Services Area
130482 | THR-ACC-RPU-0007 | Remote Processor Unit, SCADA,Engine Building Boiler 1601(172.22.37.130) | THR-SPC | RPU | Remote Processor Unit |  | RPU | http://www.toronto.ca/TWONTO#RPU_panel |  | Process Control Systems - Services Area
130483 | THR-ACC-RPU-0100 | RPU, Plant Services,South,SP RAS Pumping Station Electrical Building | THR-ELS-RSPS | RPU | Remote Processor Unit |  | RPU | http://www.toronto.ca/TWONTO#RPU_panel |  | Electrical System, Returns Sludge Pumping Station
130484 | THR-ACC-RPU-0200 | RPU, Plant Services,South,SP RAS Pumping Station Electrical Building | THR-ITS-COM-4101 | RPU | Remote Processor Unit |  | RPU | http://www.toronto.ca/TWONTO#RPU_panel |  | Termination Panel, Plant Services - South
130485 | THR-ACC-RPU-0212 | RPU, BAS System, Headhouse Electrical Room | THR-ELS-HH | RPU | Remote Processor Unit |  | RPU | http://www.toronto.ca/TWONTO#RPU_panel |  | Electrical System, Head House and Engine Room
130486 | THR-ACC-RPU-0222 | RPU, BAS System, North Grit Electrical Room | THR-ELS-GRIT | RPU | Remote Processor Unit |  | RPU | http://www.toronto.ca/TWONTO#RPU_panel |  | Electrical System, Grit Bldg., North Prelimanry and Primary Station
130487 | THR-ACC-RPU-0400 | Remote Processor Unit, Controller,PLC,Tunnel T5 Ventilation,BAS Panel 0400 | THR-ELS-DIG |  | Remote Processor Unit |  | RPU | http://www.toronto.ca/TWONTO#RPU_panel |  | Electrical System, Digester Tanks
130488 | THR-ACC-RPU-0701 | Remote Processor Unit, HVAC, Glycol AHU , Gas Compressor Building, South | THR-ELS-GCB |  | Remote Processor Unit |  | RPU | http://www.toronto.ca/TWONTO#RPU_panel |  | Electrical System, Digester Gas Compressor Building
130489 | THR-ACC-RPU-3400 | Remote Processor Unit, Controller,HVAC,Plant Water Bldg | THR-ELS-FPW |  | Remote Processor Unit |  | RPU | http://www.toronto.ca/TWONTO#RPU_panel |  | Electrical System, Filtered Plant Water Building
130490 | THR-ACC-RPU-3400 | Remote Processor Unit, Controller,HVAC,Plant Water Bldg | THR-ELS-HPBB |  | Remote Processor Unit |  | RPU | http://www.toronto.ca/TWONTO#RPU_panel |  | Electrical System, High Pressure Blower Building
130491 | THR-ACC-RPU-3600 | Remote Processor Unit, Controller,HVAC,East Workshop | THR-ELS-GCB |  | Remote Processor Unit |  | RPU | http://www.toronto.ca/TWONTO#RPU_panel |  | Electrical System, Digester Gas Compressor Building
130492 | THR-ACC-RPU-5000 | Remote Processor Unit, Controller,HVAC,Chlorine Bldg | THR-ELS-DIS |  | Remote Processor Unit |  | RPU | http://www.toronto.ca/TWONTO#RPU_panel |  | Electrical System, Disinfection, Chlorine Building
130674 | THR-ACC-UPS-0001A | UPS for RRU, THR-ACC-RPU-0001A, SCADA, Digester 7-8 Electrical Room (172.22.39.170) | THR-ACC-RPU-0001A | RPU | Remote Processor Unit |  | UPS | http://www.toronto.ca/TWONTO#UPS |  | Remote Processor Unit, SCADA, Digester 7-8 Electrical Room (172.22.39.170)
130675 | THR-ACC-UPS-0003B | UPS for RPU (THR-ACC-RPU-0003B), SCADA,Old RAS Building Gallery (172.22.39.173) | THR-ACC-RPU-0003B | RPU | Remote Processor Unit |  | UPS | http://www.toronto.ca/TWONTO#UPS |  | Remote Processor Unit, SCADA,Old RAS Building Gallery (172.22.39.173)
130677 | THR-ACC-UPS-0007 | UPS for RPU(THR-ACC-RPU-0007), SCADA,Engine Building Boiler 1601(172.22.37.130) | THR-ACC-RPU-0007 | RPU | Remote Processor Unit |  | UPS | http://www.toronto.ca/TWONTO#UPS |  | Remote Processor Unit, SCADA,Engine Building Boiler 1601(172.22.37.130)
131165 | THR-AER-RPU-0001 | Remote Processor Unit, South Aeration, Blower 1111 (172.22.37.160) | THR-AER-BL-1111 | RPU | Remote Processor Unit |  | RPU | http://www.toronto.ca/TWONTO#RPU_panel |  | Blower, Centrifugal, Secondary Treatment, Aeration Blower System - Engine Room
131166 | THR-AER-RPU-0001 | Remote Processor Unit, South Aeration, Blower 1111 (172.22.37.160) | THR-ELS-AER | RPU | Remote Processor Unit |  | RPU | http://www.toronto.ca/TWONTO#RPU_panel |  | Electrical System, Aeration and Galleries
131167 | THR-AER-RPU-0010S | Remote Processor Unit, South Aeration, Tank 0100 (172.22.37.163) | THR-AER-T-0110 | RPU | Remote Processor Unit | 39381 | RPU | http://www.toronto.ca/TWONTO#RPU_panel |  | Tank, Secondary Treatment, Aeration - South- Aeration Tank # 1
131168 | THR-AER-RPU-0010S | Remote Processor Unit, South Aeration, Tank 0100 (172.22.37.163) | THR-ELS-AER | RPU | Remote Processor Unit | 39381 | RPU | http://www.toronto.ca/TWONTO#RPU_panel |  | Electrical System, Aeration and Galleries
131169 | THR-AER-RPU-0011S | Remote Processor Unit, South Aeration, Tank 0200 (172.22.37.164) | THR-ELS-AER | RPU | Remote Processor Unit | 39377 | RPU | http://www.toronto.ca/TWONTO#RPU_panel |  | Electrical System, Aeration and Galleries
131170 | THR-AER-RPU-0012S | Remote Processor Unit, South Aeration, Tank 0300 (172.22.37.165) | THR-AER-T-0310 | RPU | Remote Processor Unit | 39378 | RPU | http://www.toronto.ca/TWONTO#RPU_panel |  | Tank, Secondary Treatment, Aeration - South
131171 | THR-AER-RPU-0013S | Remote Processor Unit, South Aeration, Tank 0400 (172.22.37.166) | THR-AER-T-0410 | RPU | Remote Processor Unit | 39379 | RPU | http://www.toronto.ca/TWONTO#RPU_panel |  | Tank, Secondary Treatment, Aeration - South
131172 | THR-AER-RPU-0013S | Remote Processor Unit, South Aeration, Tank 0400 (172.22.37.166) | THR-ELS-AER | RPU | Remote Processor Unit | 39379 | RPU | http://www.toronto.ca/TWONTO#RPU_panel |  | Electrical System, Aeration and Galleries
131173 | THR-AER-RPU-0014S | Remote Processor Unit, South Aeration, Tank 0500 (172.22.37.167) | THR-AER-T-0510 | RPU | Remote Processor Unit | 39380 | RPU | http://www.toronto.ca/TWONTO#RPU_panel |  | Tank, Secondary Treatment, Aeration - South
131174 | THR-AER-RPU-0014S | Remote Processor Unit, South Aeration, Tank 0500 (172.22.37.167) | THR-ELS-AER | RPU | Remote Processor Unit | 39380 | RPU | http://www.toronto.ca/TWONTO#RPU_panel |  | Electrical System, Aeration and Galleries
131175 | THR-AER-RPU-0021 | Remote Processor Unit, North Aeration, Blower 1711 (172.22.37.169) | THR-AER-BL-1711 | RPU | Remote Processor Unit |  | RPU | http://www.toronto.ca/TWONTO#RPU_panel |  | Blower, Centrifugal, Secondary Treatment, Aeration Blower System - HPBB
131176 | THR-AER-RPU-0021 | Remote Processor Unit, North Aeration, Blower 1711 (172.22.37.169) | THR-ELS-AER | RPU | Remote Processor Unit |  | RPU | http://www.toronto.ca/TWONTO#RPU_panel |  | Electrical System, Aeration and Galleries
131177 | THR-AER-RPU-0022 | Remote Processor Unit, North Aeration, Blower 1811 (172.22.37.170) | THR-ELS-AER | RPU | Remote Processor Unit |  | RPU | http://www.toronto.ca/TWONTO#RPU_panel |  | Electrical System, Aeration and Galleries
131178 | THR-AER-RPU-0023 | Remote Processor Unit, North Aeration, Blower 1911 (172.22.37.171) | THR-AER-BL-1911 | RPU | Remote Processor Unit |  | RPU | http://www.toronto.ca/TWONTO#RPU_panel |  | Blower, Centrifugal, Secondary Treatment, Aeration Blower System - HPBB
131179 | THR-AER-RPU-0030 | Remote Processor Unit, North Aeration, Tank 0600 (172.22.37.172) | THR-ELS-AER | RPU | Remote Processor Unit |  | RPU | http://www.toronto.ca/TWONTO#RPU_panel |  | Electrical System, Aeration and Galleries
131180 | THR-AER-RPU-0031 | Remote Processor Unit, North Aeration, Tank 0700 (172.22.37.173) | THR-AER-T-0700 | RPU | Remote Processor Unit |  | RPU | http://www.toronto.ca/TWONTO#RPU_panel |  | Tank, Secondary Treatment, Aeration - North #07
131181 | THR-AER-RPU-0031 | Remote Processor Unit, North Aeration, Tank 0700 (172.22.37.173) | THR-ELS-AER | RPU | Remote Processor Unit |  | RPU | http://www.toronto.ca/TWONTO#RPU_panel |  | Electrical System, Aeration and Galleries
131182 | THR-AER-RPU-0054 | Remote Processor Unit, Engine Room (Under Stairs) (172.22.37.175) | THR-AER | RPU | Remote Processor Unit |  | RPU | http://www.toronto.ca/TWONTO#RPU_panel |  | Aeration
131183 | THR-AER-RPU-0054 | Remote Processor Unit, Engine Room (Under Stairs) (172.22.37.175) | THR-ELS-AER | RPU | Remote Processor Unit |  | RPU | http://www.toronto.ca/TWONTO#RPU_panel |  | Electrical System, Aeration and Galleries
131184 | THR-AER-RPU-0057 | Remote Processor Unit, High Pressure Blower Bldg., MCC Room (172.22.37.176) | THR-ELS-AER | RPU | Remote Processor Unit |  | RPU | http://www.toronto.ca/TWONTO#RPU_panel |  | Electrical System, Aeration and Galleries
131185 | THR-AER-RPU-0100A | RPU IO Extension, Aeration - South | THR-AER-RPU-0100 | RPU | Remote Processor Unit |  | RPU | http://www.toronto.ca/TWONTO#RPU_panel |  | Remote Processor Unit, SCADA,GE RX3i 172.22.37.236 THRPSN04 Aeration Tank Electrical Building
131186 | THR-AER-RPU-0100B | RPU IO Extension, Aeration - South | THR-AER-RPU-0100 | RPU | Remote Processor Unit |  | RPU | http://www.toronto.ca/TWONTO#RPU_panel |  | Remote Processor Unit, SCADA,GE RX3i 172.22.37.236 THRPSN04 Aeration Tank Electrical Building
131187 | THR-AER-RPU-0200A | RPU IO Extension, Aeration - South | THR-AER-RPU-0200 | RPU | Remote Processor Unit |  | RPU | http://www.toronto.ca/TWONTO#RPU_panel |  | Remote Processor Unit, SCADA,GE RX3i 172.22.37.237 THRPSN04 Aeration Tank Electrical Building
131402 | THR-AI-RPU-0100 | Remote Processor Unit, Instrument Air - South | THR-SPC | RPU | Remote Processor Unit |  | RPU | http://www.toronto.ca/TWONTO#RPU_panel |  | Process Control Systems - Services Area
131643 | THR-BLDG-RPU | RPUs Plant Services | THR-SPC |  | Remote Processor Unit |  |  | http://www.toronto.ca/TWONTO#collection_of_assets |  | Process Control Systems - Services Area
131695 | THR-CG-OIT-0001 | Remote Processor Unit, SCADA,Co-Gen Compressors (172.22.37.157) | THR-SPC | RPU | Remote Processor Unit |  | OIT | http://www.toronto.ca/TWONTO#RPU_panel |  | Process Control Systems - Services Area
131721 | THR-CG-RPU-0001 | Remote Processor Unit, SCADA,Co-Gen Compressors MCC Room (172.22.37.145 | THR-SPC | RPU | Remote Processor Unit |  | RPU | http://www.toronto.ca/TWONTO#RPU_panel |  | Process Control Systems - Services Area
131722 | THR-CG-RPU-0010 | Remote Processor Unit, SCADA,Engine room East Side (172.22.37.148) | THR-SPC | RPU | Remote Processor Unit |  | RPU | http://www.toronto.ca/TWONTO#RPU_panel |  | Process Control Systems - Services Area
131723 | THR-CG-RPU-0014 | Remote Processor Unit, SCADA,Engine room East Side (172.22.37.151) | THR-SPC | RPU | Remote Processor Unit |  | RPU | http://www.toronto.ca/TWONTO#RPU_panel |  | Process Control Systems - Services Area
131724 | THR-CG-RPU-0015 | Remote Processor Unit, SCADA,Headhouse Basement (172.22.37.152) | THR-SPC | RPU | Remote Processor Unit |  | RPU | http://www.toronto.ca/TWONTO#RPU_panel |  | Process Control Systems - Services Area
132272 | THR-DCL-RPU-0001 | Remote Processor Unit, Dechlorination (172.22.37.225) | THR-ELS-DIS | RPU | Remote Processor Unit |  | RPU | http://www.toronto.ca/TWONTO#RPU_panel |  | Electrical System, Disinfection, Chlorine Building
133006 | THR-DIG-RPU-0004 | Remote Processor Unit, Digester, Tank 0800 (172.22.39.129) | THR-DIG-PD-0800 | RPU | Remote Processor Unit |  | RPU | http://www.toronto.ca/TWONTO#RPU_panel |  | Tank, Primary Digester-8, Solids Treatment
133007 | THR-DIG-RPU-0004 | Remote Processor Unit, Digester, Tank 0800 (172.22.39.129) | THR-DIG-RPU | RPU | Remote Processor Unit |  | RPU | http://www.toronto.ca/TWONTO#RPU_panel |  | RPU, UPS, Digester
133008 | THR-DIG-RPU-0005 | Remote Processor Unit, SCADA,for Dig9,Digester Gallery 9 &10 (172.22.39.130) | THR-SPC | RPU | Remote Processor Unit |  | RPU | http://www.toronto.ca/TWONTO#RPU_panel |  | Process Control Systems - Services Area
133009 | THR-DIG-RPU-0006 | Remote Processor Unit, forDig10,Digester 9-10 Basement | THR-DIG-RPU | RPU | Remote Processor Unit |  | RPU | http://www.toronto.ca/TWONTO#RPU_panel |  | RPU, UPS, Digester
133010 | THR-DIG-RPU-0011 | Remote Processor Unit, Digester Compressor 5880 & Compressor 5860 & Compressor 5840 (172.22.39.126) | THR-DIG-C | RPU | Remote Processor Unit |  | RPU | http://www.toronto.ca/TWONTO#RPU_panel |  | Digester, Gas Compressors
133011 | THR-DIG-RPU-0011 | Remote Processor Unit, Digester Compressor 5880 & Compressor 5860 & Compressor 5840 (172.22.39.126) | THR-ELS-GCB | RPU | Remote Processor Unit |  | RPU | http://www.toronto.ca/TWONTO#RPU_panel |  | Electrical System, Digester Gas Compressor Building
133012 | THR-DIG-RPU-0012 | Remote Processor Unit, Digester Compressor 5680 & Compressor 5660 & Compressor 5640 (172.22.39.127) | THR-ELS-GCB | RPU | Remote Processor Unit |  | RPU | http://www.toronto.ca/TWONTO#RPU_panel |  | Electrical System, Digester Gas Compressor Building
133013 | THR-DIG-RPU-0013S | Remote Processor Unit, Digester, Waste Gas Burner 7720 (172.22.39.131) | THR-ELS-GCB | RPU | Remote Processor Unit | 38935 | RPU | http://www.toronto.ca/TWONTO#RPU_panel |  | Electrical System, Digester Gas Compressor Building
133014 | THR-DIG-RPU-0014S | Remote Processor Unit, Digester, Waste Gas Burner 7750 (172.22.39.132) | THR-DIG-BU-7750S | RPU | Remote Processor Unit | 38936 | RPU | http://www.toronto.ca/TWONTO#RPU_panel |  | Burner, Waste Gas
133015 | THR-DIG-RPU-0016 | Remote Processor Unit, SCADA,Digester 1-6 (172.22.39.134) | THR-SPC | RPU | Remote Processor Unit |  | RPU | http://www.toronto.ca/TWONTO#RPU_panel |  | Process Control Systems - Services Area
133016 | THR-DIG-RPU-0016A | Remote Processor Unit, Digester 1-6 Mezzanine | THR-DIG-RPU | RPU | Remote Processor Unit | 39134 | RPU | http://www.toronto.ca/TWONTO#RPU_panel |  | RPU, UPS, Digester
133017 | THR-DIG-RPU-0016A | Remote Processor Unit, Digester 1-6 Mezzanine | THR-ELS-DIG | RPU | Remote Processor Unit | 39134 | RPU | http://www.toronto.ca/TWONTO#RPU_panel |  | Electrical System, Digester Tanks
133018 | THR-DIG-RPU-0017 | Remote Processor Unit, Digester 1-6 Mezzanine (172.22.39.135) | THR-ELS-DIG | RPU | Remote Processor Unit |  | RPU | http://www.toronto.ca/TWONTO#RPU_panel |  | Electrical System, Digester Tanks
133019 | THR-DIG-RPU-0017A | Remote Processor Unit, Digester 1-6 Mezzanine | THR-DIG-PD-0200 | RPU | Remote Processor Unit |  | RPU | http://www.toronto.ca/TWONTO#RPU_panel |  | Tank, Primary Digester-2, Solids Treatment
133020 | THR-DIG-RPU-0017A | Remote Processor Unit, Digester 1-6 Mezzanine | THR-DIG-RPU | RPU | Remote Processor Unit |  | RPU | http://www.toronto.ca/TWONTO#RPU_panel |  | RPU, UPS, Digester
133021 | THR-DIG-RPU-0017A | Remote Processor Unit, Digester 1-6 Mezzanine | THR-DIG-T | RPU | Remote Processor Unit |  | RPU | http://www.toronto.ca/TWONTO#RPU_panel |  | Digester, Tanks
133022 | THR-DIG-RPU-0017A | Remote Processor Unit, Digester 1-6 Mezzanine | THR-ELS-DIG | RPU | Remote Processor Unit |  | RPU | http://www.toronto.ca/TWONTO#RPU_panel |  | Electrical System, Digester Tanks
133023 | THR-DIG-RPU-0018 | Remote Processor Unit, Digester MCC Room (172.22.39.136) | THR-DIG-T | RPU | Remote Processor Unit |  | RPU | http://www.toronto.ca/TWONTO#RPU_panel |  | Digester, Tanks
133024 | THR-DIG-RPU-0018A | Remote Processor Unit, Digester 1-6 Mezzanine | THR-DIG-PD-0300 | RPU | Remote Processor Unit |  | RPU | http://www.toronto.ca/TWONTO#RPU_panel |  | Tank, Primary Digester-3, Solids Treatment
133025 | THR-DIG-RPU-0020A | Remote Processor Unit, Digester 1-6 Mezzanine | THR-DIG-PD-0500 | RPU | Remote Processor Unit |  | RPU | http://www.toronto.ca/TWONTO#RPU_panel |  | Tank, Primary Digester-5, Solids Treatment
133026 | THR-DIG-RPU-0020A | Remote Processor Unit, Digester 1-6 Mezzanine | THR-ELS-DIG | RPU | Remote Processor Unit |  | RPU | http://www.toronto.ca/TWONTO#RPU_panel |  | Electrical System, Digester Tanks
133027 | THR-DIG-RPU-0021A | Remote Processor Unit, Digester 1-6 mezzanine | THR-DIG-SD-0600 | RPU | Remote Processor Unit |  | RPU | http://www.toronto.ca/TWONTO#RPU_panel |  | Tank, Secondary Digester-6, Solids Treatment
133028 | THR-DIG-RPU-0022 | Remote Processor Unit, Gas Compressor Bldg. (172.22.39.121) | THR-ELS-DIG | RPU | Remote Processor Unit |  | RPU | http://www.toronto.ca/TWONTO#RPU_panel |  | Electrical System, Digester Tanks
133029 | THR-DIG-RPU-0022 | Remote Processor Unit, Gas Compressor Bldg. (172.22.39.121) | THR-ELS-GCB | RPU | Remote Processor Unit |  | RPU | http://www.toronto.ca/TWONTO#RPU_panel |  | Electrical System, Digester Gas Compressor Building
133030 | THR-DIG-RPU-0051 | RPU, Remote Processor Unit, GE RX3i 172.22.39.122 THRPSN07 Digester 7-10 MCC Room | THR-DIG-T | RPU | Remote Processor Unit |  | RPU | http://www.toronto.ca/TWONTO#RPU_panel |  | Digester, Tanks
133031 | THR-DIG-RPU0002 | Remote Processor Unit, SCADA,Digester 7-10 MCC Room | THR-SPC | RPU | Remote Processor Unit | 36257 |  | http://www.toronto.ca/TWONTO#RPU_panel |  | Process Control Systems - Services Area
134080 | THR-DIS-RPU-0001 | Remote Processor Unit, Disinfection Chlorination | THR-DIS | RPU | Remote Processor Unit |  | RPU | http://www.toronto.ca/TWONTO#RPU_panel |  | Disinfection
134081 | THR-DIS-RPU-0001A | Remote Processor Unit, Disinfection Chlorination | THR-DIS | RPU | Remote Processor Unit | 34705 | RPU | http://www.toronto.ca/TWONTO#RPU_panel |  | Disinfection
134082 | THR-DIS-RPU-0002 | Remote Processor Unit, Disinfection Chlorination, Palace Pier (172.22.37.247) | THR-DIS | RPU | Remote Processor Unit |  | RPU | http://www.toronto.ca/TWONTO#RPU_panel |  | Disinfection
134083 | THR-DIS-RPU-0002 | Remote Processor Unit, Disinfection Chlorination, Palace Pier (172.22.37.247) | THR-ELS-EPS | RPU | Remote Processor Unit |  | RPU | http://www.toronto.ca/TWONTO#RPU_panel |  | Electrical System, Effluent Pumping System
134084 | THR-DIS-RPU-0002 | Remote Processor Unit, Disinfection Chlorination, Palace Pier (172.22.37.247) | THR-S-E | RPU | Remote Processor Unit |  | RPU | http://www.toronto.ca/TWONTO#RPU_panel |  | SUSPENDED ENTITY
134085 | THR-DIS-RPU-0004 | RPU, Control Panel, Disinfection system, Disinfection Building Second Floor (172.22.37.232) | THR-DIS | RPU | Remote Processor Unit |  | RPU | http://www.toronto.ca/TWONTO#RPU_panel |  | Disinfection
135022 | THR-ELS-RPU-0001 | Remote Processor Unit, Main South Substation | THR-ELS-SS | RPU | Remote Processor Unit |  | RPU | http://www.toronto.ca/TWONTO#RPU_panel |  | Electrical System, South Main Substation
135023 | THR-ELS-RPU-0002 | Remote Processor Unit, Main South Substation | THR-ELS-SS | RPU | Remote Processor Unit |  | RPU | http://www.toronto.ca/TWONTO#RPU_panel |  | Electrical System, South Main Substation
135024 | THR-ELS-RPU-0100 | RPU , GE RX3i 172.22.37.178 THRPSN11 West Substation | THR-ELS-MAINSUB |  | Remote Processor Unit |  | RPU | http://www.toronto.ca/TWONTO#RPU_panel |  | Electrical Equipment at the Main Substation
135175 | THR-ELS-UPS-0100 | UPS, for RPU THR-ELS-RPU-0100 , West Sub Station,GE RX3i 172.22.37.178 THRPSN11 West Substation | THR-ELS-RPU-0100 |  | Remote Processor Unit |  | UPS | http://www.toronto.ca/TWONTO#UPS |  | RPU , GE RX3i 172.22.37.178 THRPSN11 West Substation
135343 | THR-FPW-RPU | FPW RPUs | THR-SPC |  | Remote Processor Unit |  |  | http://www.toronto.ca/TWONTO#collection_of_assets |  | Process Control Systems - Services Area
135344 | THR-FPW-RPU-0001 | RPU, Control Panel, Filtered Plant Water Building, Plant Services (172.22.37.242) | THR-ELS-FPW | RPU | Remote Processor Unit |  | RPU | http://www.toronto.ca/TWONTO#RPU_panel |  | Electrical System, Filtered Plant Water Building
135345 | THR-FPW-RPU-0002 | RPU, Control Panel, Filters Inlet Valve Operator, Filtered Plant Water Building, Plant Services (172.22.37.241) | THR-ELS-FPW | RPU | Remote Processor Unit |  | RPU | http://www.toronto.ca/TWONTO#RPU_panel |  | Electrical System, Filtered Plant Water Building
135346 | THR-FPW-RPU-0002 | RPU, Control Panel, Filters Inlet Valve Operator, Filtered Plant Water Building, Plant Services (172.22.37.241) | THR-FPW | RPU | Remote Processor Unit |  | RPU | http://www.toronto.ca/TWONTO#RPU_panel |  | Filtered Plant Water
135347 | THR-FPW-RPU-0010 | Remote Processor Unit, Filtrered Plant Water (172.22.37.245) | THR-SPC | RPU | Remote Processor Unit |  | RPU | http://www.toronto.ca/TWONTO#RPU_panel |  | Process Control Systems - Services Area
135967 | THR-FT-RPU-0001S | Remote Processor Unit, Final Tank 0100, Tank 0300 (172.22.37.194) | THR-ELS-FST | RPU | Remote Processor Unit | 39564 | RPU | http://www.toronto.ca/TWONTO#RPU_panel |  | Electrical System, Final Sedimentation Tanks & Galleries
135968 | THR-FT-RPU-0001S | Remote Processor Unit, Final Tank 0100, Tank 0300 (172.22.37.194) | THR-FT-RPU | RPU | Remote Processor Unit | 39564 | RPU | http://www.toronto.ca/TWONTO#RPU_panel |  | Final Tank, Remote Processor Unit, UPS & RTU
135969 | THR-FT-RPU-0001S | Remote Processor Unit, Final Tank 0100, Tank 0300 (172.22.37.194) | THR-FT-T | RPU | Remote Processor Unit | 39564 | RPU | http://www.toronto.ca/TWONTO#RPU_panel |  | Final Sedimentation Tank & Dedicated WAS Pumping
135970 | THR-FT-RPU-0002S | Remote Processor Unit, Final Tank 0200, Tank 0400 (172.22.37.195) | THR-ELS-FST | RPU | Remote Processor Unit | 39565 | RPU | http://www.toronto.ca/TWONTO#RPU_panel |  | Electrical System, Final Sedimentation Tanks & Galleries
135971 | THR-FT-RPU-0002S | Remote Processor Unit, Final Tank 0200, Tank 0400 (172.22.37.195) | THR-FT-RPU | RPU | Remote Processor Unit | 39565 | RPU | http://www.toronto.ca/TWONTO#RPU_panel |  | Final Tank, Remote Processor Unit, UPS & RTU
135972 | THR-FT-RPU-0002S | Remote Processor Unit, Final Tank 0200, Tank 0400 (172.22.37.195) | THR-FT-T | RPU | Remote Processor Unit | 39565 | RPU | http://www.toronto.ca/TWONTO#RPU_panel |  | Final Sedimentation Tank & Dedicated WAS Pumping
135973 | THR-FT-RPU-0003S | Remote Processor Unit, Final Tank 0500, Tank 0700 (172.22.37.181) | THR-FT-RPU | RPU | Remote Processor Unit | 39566 | RPU | http://www.toronto.ca/TWONTO#RPU_panel |  | Final Tank, Remote Processor Unit, UPS & RTU
135974 | THR-FT-RPU-0004S | Remote Processor Unit, Final Tank 0600, Tank 0800 (172.22.37.182) | THR-ELS-FST | RPU | Remote Processor Unit | 39567 | RPU | http://www.toronto.ca/TWONTO#RPU_panel |  | Electrical System, Final Sedimentation Tanks & Galleries
135975 | THR-FT-RPU-0004S | Remote Processor Unit, Final Tank 0600, Tank 0800 (172.22.37.182) | THR-FT-RPU | RPU | Remote Processor Unit | 39567 | RPU | http://www.toronto.ca/TWONTO#RPU_panel |  | Final Tank, Remote Processor Unit, UPS & RTU
135976 | THR-FT-RPU-0004S | Remote Processor Unit, Final Tank 0600, Tank 0800 (172.22.37.182) | THR-FT-T | RPU | Remote Processor Unit | 39567 | RPU | http://www.toronto.ca/TWONTO#RPU_panel |  | Final Sedimentation Tank & Dedicated WAS Pumping
135977 | THR-FT-RPU-0005S | Remote Processor Unit, Final Tank 0900, Tank 1000, Tank 1100,Tank 1200 (172.22.37.180) | THR-ELS-FST | RPU | Remote Processor Unit | 39568 | RPU | http://www.toronto.ca/TWONTO#RPU_panel |  | Electrical System, Final Sedimentation Tanks & Galleries
135978 | THR-FT-RPU-0005S | Remote Processor Unit, Final Tank 0900, Tank 1000, Tank 1100,Tank 1200 (172.22.37.180) | THR-FT-T | RPU | Remote Processor Unit | 39568 | RPU | http://www.toronto.ca/TWONTO#RPU_panel |  | Final Sedimentation Tank & Dedicated WAS Pumping
135979 | THR-FT-RPU-0006AS | Remote Processor Unit, Final Tank 0700, Tank 0800, | THR-ELS-FST | RPU | Remote Processor Unit | 39569 | RPU | http://www.toronto.ca/TWONTO#RPU_panel |  | Electrical System, Final Sedimentation Tanks & Galleries
135980 | THR-FT-RPU-0007 | Remote Processor Unit, Final Tank 1300 (172.22.37.190) | THR-ELS-FST | RPU | Remote Processor Unit |  | RPU | http://www.toronto.ca/TWONTO#RPU_panel |  | Electrical System, Final Sedimentation Tanks & Galleries
135981 | THR-FT-RPU-0007 | Remote Processor Unit, Final Tank 1300 (172.22.37.190) | THR-FT-T-1300 | RPU | Remote Processor Unit |  | RPU | http://www.toronto.ca/TWONTO#RPU_panel |  | Tank, Final Settling, Mixed Liquor, Secondary Treatment, Secondary Clarification - North (Tank#13)
135982 | THR-FT-RPU-0009 | Remote Processor Unit, Final Tank 1600, Tank 1700 (172.22.37.185) | THR-ELS-FST | RPU | Remote Processor Unit |  | RPU | http://www.toronto.ca/TWONTO#RPU_panel |  | Electrical System, Final Sedimentation Tanks & Galleries
135983 | THR-FT-RPU-0009 | Remote Processor Unit, Final Tank 1600, Tank 1700 (172.22.37.185) | THR-FT-RPU | RPU | Remote Processor Unit |  | RPU | http://www.toronto.ca/TWONTO#RPU_panel |  | Final Tank, Remote Processor Unit, UPS & RTU
135984 | THR-FT-RPU-0009 | Remote Processor Unit, Final Tank 1600, Tank 1700 (172.22.37.185) | THR-FT-T | RPU | Remote Processor Unit |  | RPU | http://www.toronto.ca/TWONTO#RPU_panel |  | Final Sedimentation Tank & Dedicated WAS Pumping
135985 | THR-FT-RPU-0010 | Remote Processor Unit, Final Tank 1800, Tank 2100 (172.22.37.186) | THR-ELS-FST | RPU | Remote Processor Unit |  | RPU | http://www.toronto.ca/TWONTO#RPU_panel |  | Electrical System, Final Sedimentation Tanks & Galleries
135986 | THR-FT-RPU-0010 | Remote Processor Unit, Final Tank 1800, Tank 2100 (172.22.37.186) | THR-FT-T | RPU | Remote Processor Unit |  | RPU | http://www.toronto.ca/TWONTO#RPU_panel |  | Final Sedimentation Tank & Dedicated WAS Pumping
135987 | THR-FT-RPU-0011 | Remote Processor Unit, Final Tank 1900, Tank 2000 (172.22.37.187) | THR-FT-RPU | RPU | Remote Processor Unit |  | RPU | http://www.toronto.ca/TWONTO#RPU_panel |  | Final Tank, Remote Processor Unit, UPS & RTU
135988 | THR-FT-RPU-0022S | Remote Processor Unit, SCADA,Final Clarifier (172.22.37.188) | THR-SPC | RPU | Remote Processor Unit | 39572 | RPU | http://www.toronto.ca/TWONTO#RPU_panel |  | Process Control Systems - Services Area
135989 | THR-FT-RPU-0023 | Remote Processor Unit, SCADA,Final Clarifier (172.22.37.192) | THR-SPC | RPU | Remote Processor Unit |  | RPU | http://www.toronto.ca/TWONTO#RPU_panel |  | Process Control Systems - Services Area
135990 | THR-FT-RPU-0025S | Remote Processor Unit, SCADA,Old Ras Building (172.22.37.184) | THR-SPC | RPU | Remote Processor Unit | 39573 | RPU | http://www.toronto.ca/TWONTO#RPU_panel |  | Process Control Systems - Services Area
135991 | THR-FT-RPU-0050 | Remote Processor Unit, Final Tanks | THR-ELS-FST | RPU | Remote Processor Unit |  | RPU | http://www.toronto.ca/TWONTO#RPU_panel |  | Electrical System, Final Sedimentation Tanks & Galleries
135992 | THR-FT-RPU-0057A | Remote Processor Unit, FST, T-23 | THR-ELS-FST | RPU | Remote Processor Unit |  | RPU | http://www.toronto.ca/TWONTO#RPU_panel |  | Electrical System, Final Sedimentation Tanks & Galleries
135993 | THR-FT-RPU-0100 | Remote Processor Unit, SCADA,GE RX3i(172.22.37.154)THRPSN05 New Final Clarifier MCC (South East) | THR-SPC | RPU | Remote Processor Unit |  | RPU | http://www.toronto.ca/TWONTO#RPU_panel |  | Process Control Systems - Services Area
135994 | THR-FT-RPU-0200 | RPU, Final Clarifiers - South | THR-ITS-COM-4102 | RPU | Remote Processor Unit |  | RPU | http://www.toronto.ca/TWONTO#RPU_panel |  | Termination Panel, RAS and Final Clarifiers - South
137508 | THR-PLT-RPU-0001 | RPU, Preliminary Treatment, South Screens | THR-ELS-HH | RPU | Remote Processor Unit |  | RPU | http://www.toronto.ca/TWONTO#RPU_panel |  | Electrical System, Head House and Engine Room
137509 | THR-PLT-RPU-0001 | RPU, Preliminary Treatment, South Screens | THR-PLT-HH | RPU | Remote Processor Unit |  | RPU | http://www.toronto.ca/TWONTO#RPU_panel |  | Preliminary Treatment, Head House
137510 | THR-PLT-RPU-0002 | RPU, Preliminary Treatment, South Grit | THR-PLT-HH | RPU | Remote Processor Unit |  | RPU | http://www.toronto.ca/TWONTO#RPU_panel |  | Preliminary Treatment, Head House
137511 | THR-PLT-RPU-0010 | RPU, Preliminary Treatment, Grit New Electrical Room (172.22.37.142) | THR-ELS-GRIT | RPU | Remote Processor Unit |  | RPU | http://www.toronto.ca/TWONTO#RPU_panel |  | Electrical System, Grit Bldg., North Prelimanry and Primary Station
137512 | THR-PLT-RPU-0010 | RPU, Preliminary Treatment, Grit New Electrical Room (172.22.37.142) | THR-PLT-GRITS | RPU | Remote Processor Unit |  | RPU | http://www.toronto.ca/TWONTO#RPU_panel |  | Gate,Sluice,Preliminary Treatment, Grit Building
137513 | THR-PLT-RPU-0203 | RPU, South Screenings, Headhouse Electrical Room (172.22.37.208) | THR-ELS-HH | RPU | Remote Processor Unit |  | RPU | http://www.toronto.ca/TWONTO#RPU_panel |  | Electrical System, Head House and Engine Room
137514 | THR-PLT-RPU-0205 | RPU, Screen SC-0102, Headhouse Electrical Room (172.22.37.212) | THR-ELS-HH | RPU | Remote Processor Unit |  | RPU | http://www.toronto.ca/TWONTO#RPU_panel |  | Electrical System, Head House and Engine Room
137515 | THR-PLT-RPU-0206 | RPU, Screen SC-0112, Headhouse Electrical Room (172.22.37.213) | THR-ELS-HH | RPU | Remote Processor Unit |  | RPU | http://www.toronto.ca/TWONTO#RPU_panel |  | Electrical System, Head House and Engine Room
137516 | THR-PLT-RPU-0208 | RPU, Screen SC-0132, Headhouse Electrical Room (172.22.37.217) | THR-ELS-HH | RPU | Remote Processor Unit |  | RPU | http://www.toronto.ca/TWONTO#RPU_panel |  | Electrical System, Head House and Engine Room
137517 | THR-PLT-RPU-0209 | RPU, Screen SC-0142, Headhouse Electrical Room (172.22.37.218) | THR-ELS-HH | RPU | Remote Processor Unit |  | RPU | http://www.toronto.ca/TWONTO#RPU_panel |  | Electrical System, Head House and Engine Room
137518 | THR-PLT-RPU-0210 | RPU, Screen SC-0152, Headhouse Electrical Room (172.22.37.219) | THR-ELS-HH | RPU | Remote Processor Unit |  | RPU | http://www.toronto.ca/TWONTO#RPU_panel |  | Electrical System, Head House and Engine Room
137519 | THR-PLT-RPU-0221 | RPU, North Grit, North Grit electrical Room (172.22.37.202) | THR-ELS-GRIT | RPU | Remote Processor Unit |  | RPU | http://www.toronto.ca/TWONTO#RPU_panel |  | Electrical System, Grit Bldg., North Prelimanry and Primary Station
137520 | THR-PLT-RPU-0232 | RPU, Blower BL-2100 Control Panel, North Grit Blower Room | THR-ELS-GRIT | RPU | Remote Processor Unit |  | RPU | http://www.toronto.ca/TWONTO#RPU_panel |  | Electrical System, Grit Bldg., North Prelimanry and Primary Station
137842 | THR-PRM-OIT-1002 | Remote Processor Unit, SCADA,North Primary Tank 10(Wireless) (172.22.37.138) | THR-SPC | RPU | Remote Processor Unit |  | OIT | http://www.toronto.ca/TWONTO#RPU_panel |  | Process Control Systems - Services Area
137921 | THR-PRM-RPU | Primary Treatment RPUs | THR-SPC |  | Remote Processor Unit |  |  | http://www.toronto.ca/TWONTO#collection_of_assets |  | Process Control Systems - Services Area
137922 | THR-PRM-RPU-0001 | RPU, Primary Treatment, South Tanks 0100 and 0200 (172.22.37.120) | THR-ELS-PRMS | RPU | Remote Processor Unit |  | RPU | http://www.toronto.ca/TWONTO#RPU_panel |  | Electrical System, Primary Station South
137923 | THR-PRM-RPU-0001 | RPU, Primary Treatment, South Tanks 0100 and 0200 (172.22.37.120) | THR-PRM-SOUTH | RPU | Remote Processor Unit |  | RPU | http://www.toronto.ca/TWONTO#RPU_panel |  | Primary Treatment, South Primary
137924 | THR-PRM-RPU-0002 | RPU, Primary Treatment, South Tanks 0300 to 0600 (172.22.37.122) | THR-ELS-PRMS | RPU | Remote Processor Unit |  | RPU | http://www.toronto.ca/TWONTO#RPU_panel |  | Electrical System, Primary Station South
137925 | THR-PRM-RPU-0002 | RPU, Primary Treatment, South Tanks 0300 to 0600 (172.22.37.122) | THR-PRM-SOUTH | RPU | Remote Processor Unit |  | RPU | http://www.toronto.ca/TWONTO#RPU_panel |  | Primary Treatment, South Primary
137926 | THR-PRM-RPU-0002 | RPU, Primary Treatment, South Tanks 0300 to 0600 (172.22.37.122) | THR-PRM-STA-2 | RPU | Remote Processor Unit |  | RPU | http://www.toronto.ca/TWONTO#RPU_panel |  | South Primary Station 2
137927 | THR-PRM-RPU-0003 | RPU, Primary Treatment, South Tanks 0300 to 0400 (172.22.37.121) | THR-PRM-STA-3 | RPU | Remote Processor Unit |  | RPU | http://www.toronto.ca/TWONTO#RPU_panel |  | South Primary Station 3
137928 | THR-PRM-RPU-0004 | RPU, For Primary Treatment, South Tanks 1,2,3,4 (172.22.37.125) | THR-ELS-PRMS | RPU | Remote Processor Unit |  | RPU | http://www.toronto.ca/TWONTO#RPU_panel |  | Electrical System, Primary Station South
137929 | THR-PRM-RPU-0010 | RPU, Primary Treatment, Grit New Electrical Room (172.22.37.123) | THR-ELS-GRIT | RPU | Remote Processor Unit |  | RPU | http://www.toronto.ca/TWONTO#RPU_panel |  | Electrical System, Grit Bldg., North Prelimanry and Primary Station
137930 | THR-PRM-RPU-0010 | RPU, Primary Treatment, Grit New Electrical Room (172.22.37.123) | THR-ELS-PRMS | RPU | Remote Processor Unit |  | RPU | http://www.toronto.ca/TWONTO#RPU_panel |  | Electrical System, Primary Station South
137931 | THR-PRM-RPU-0011 | RPU, Primary Treatment, South Tanks (172.22.37.124) | THR-ELS-PRMS | RPU | Remote Processor Unit |  | RPU | http://www.toronto.ca/TWONTO#RPU_panel |  | Electrical System, Primary Station South
137932 | THR-PRM-RPU-0011 | RPU, Primary Treatment, South Tanks (172.22.37.124) | THR-PRM-NORTH | RPU | Remote Processor Unit |  | RPU | http://www.toronto.ca/TWONTO#RPU_panel |  | Primary Treatment, North Primary
138273 | THR-PRS-RPU-0001S | Remote Processor Unit, Phosphorous Removal System | THR-PRS | RPU | Remote Processor Unit | 39859 | RPU | http://www.toronto.ca/TWONTO#RPU_panel |  | Phosphorous Removal System
138922 | THR-SPC-RPU-0002 | Remote Processor Unit, SCADA, Gallery Ventilation | THR-ACC-AHU | RPU | Remote Processor Unit |  | RPU | http://www.toronto.ca/TWONTO#RPU_panel |  | Air Conditioning, Air Handling Unit, Gallery Ventilation
138923 | THR-SPC-RPU-0003A | Remote Processor Unit, SCADA, Gallery Ventilation | THR-ACC-AHU | RPU | Remote Processor Unit |  | RPU | http://www.toronto.ca/TWONTO#RPU_panel |  | Air Conditioning, Air Handling Unit, Gallery Ventilation
139216 | THR-THK-RPU | RPU & UPS, Sludge Thickening Building | THR-THK | RPU | Remote Processor Unit |  |  | http://www.toronto.ca/TWONTO#collection_of_assets |  | Sludge Thickening
139217 | THR-THK-RPU-0005 | Remote Processor Unit, Thickening Polymer Mixing System | THR-THK | RPU | Remote Processor Unit |  | RPU | http://www.toronto.ca/TWONTO#RPU_panel |  | Sludge Thickening
139218 | THR-THK-RPU-0005 | Remote Processor Unit, Thickening Polymer Mixing System | THR-THK-RPU | RPU | Remote Processor Unit |  | RPU | http://www.toronto.ca/TWONTO#RPU_panel |  | RPU & UPS, Sludge Thickening Building
139219 | THR-THK-RPU-0007 | Remote Processor Unit, Thickening Main Centrifuge 1 | THR-ELS-STB | RPU | Remote Processor Unit |  | RPU | http://www.toronto.ca/TWONTO#RPU_panel |  | Electrical System, Sludge Thickening Building
139220 | THR-THK-RPU-0007 | Remote Processor Unit, Thickening Main Centrifuge 1 | THR-THK | RPU | Remote Processor Unit |  | RPU | http://www.toronto.ca/TWONTO#RPU_panel |  | Sludge Thickening
139221 | THR-THK-RPU-0008 | Remote Processor Unit, Thickening Main Centrifuge 2 | THR-THK | RPU | Remote Processor Unit |  | RPU | http://www.toronto.ca/TWONTO#RPU_panel |  | Sludge Thickening
139222 | THR-THK-RPU-0008 | Remote Processor Unit, Thickening Main Centrifuge 2 | THR-THK-CF | RPU | Remote Processor Unit |  | RPU | http://www.toronto.ca/TWONTO#RPU_panel |  | Centrifuge, Sludge Thickening
139223 | THR-THK-RPU-0011 | Remote Processor Unit, STB Control Room (172.22.39.151) | THR-ELS-STB | RPU | Remote Processor Unit |  | RPU | http://www.toronto.ca/TWONTO#RPU_panel |  | Electrical System, Sludge Thickening Building
139224 | THR-THK-RPU-0014 | Remote Processor Unit, STB Control Room (172.22.39.154) | THR-ELS-STB | RPU | Remote Processor Unit |  | RPU | http://www.toronto.ca/TWONTO#RPU_panel |  | Electrical System, Sludge Thickening Building
139225 | THR-THK-RPU-0014 | Remote Processor Unit, STB Control Room (172.22.39.154) | THR-THK | RPU | Remote Processor Unit |  | RPU | http://www.toronto.ca/TWONTO#RPU_panel |  | Sludge Thickening
139226 | THR-THK-RPU-0014 | Remote Processor Unit, STB Control Room (172.22.39.154) | THR-THK-RPU | RPU | Remote Processor Unit |  | RPU | http://www.toronto.ca/TWONTO#RPU_panel |  | RPU & UPS, Sludge Thickening Building
139227 | THR-THK-RPU-0200 | Remote Processor Unit, STB Control Room (172.22.39.162) | THR-THK | RPU | Remote Processor Unit |  | RPU | http://www.toronto.ca/TWONTO#RPU_panel |  | Sludge Thickening
141415 | WTR-029B-RPU-0016 | Remote Processing Unit, RPU-0016 Panel, Chamber 029B-16, Dupont & Davenport | CH 029B 16 | RPU | Remote Processor Unit |  | RPU | http://www.toronto.ca/TWONTO#RPU_panel |  | Chamber
141746 | WTR-119-RPU-0001A | Remote Processing Unit, RPU-0001A Panel, Chamber 119-01A, Parkway | CH 119 01A | RPU | Remote Processor Unit |  | RPU | http://www.toronto.ca/TWONTO#RPU_panel |  | Chamber
142000 | WTR-176-RPU-0009A | Remote Processing Unit, RPU-009A Panel, Chamber 176-09, New Toronto St & Kipling Avenue | CH 176 09 | RPU | Remote Processor Unit |  | RPU | http://www.toronto.ca/TWONTO#RPU_panel |  | Chamber
142109 | WTR-194-RPU-0701 | Remote Processor Unit | WTR-194-CH-0006A | Control Panel,Power Distribution Panel | Remote Processor Unit |  | RPU | http://www.toronto.ca/TWONTO#RPU_panel |  | Chamber,Revenue Meter,Keele-Steeles (Magmeter)
142312 | WTR-250-RPU-3B01 | Remote Processor Unit | WTR-250-CH-0003C | Meter,Flow,Magmeter | Remote Processor Unit |  | RPU | http://www.toronto.ca/TWONTO#RPU_panel |  | Chamber,Revenue Meter,Bathurst-Steeles (Magmeter)
142484 | WTR-282-RPU-0016 | Remote Processing Unit, RPU-0016 Panel, Chamber 282-16, Bayview & John St West | CH 282 16 | RPU | Remote Processor Unit |  | RPU | http://www.toronto.ca/TWONTO#RPU_panel |  | Chamber
142485 | WTR-282-RPU-0201 | Remote Processor Unit | WTR-282-CH-0003 | Meter,Flow,Magmeter | Remote Processor Unit |  | RPU | http://www.toronto.ca/TWONTO#RPU_panel |  | Chamber,Revenue Meter,Yonge-Elgin (Magmeter)
142599 | WTR-298-RPU-0001 | Remote Processing Unit, RPU-0001 Panel, Chamber 298-01, Bayview & John East | CH 298 01 | RPU | Remote Processor Unit |  | RPU | http://www.toronto.ca/TWONTO#RPU_panel |  | Chamber
142742 | WTR-316-RPU-0601 | Remote Processor Unit | WTR-316-CH-0006 | Meter,Flow,Magmeter | Remote Processor Unit |  | RPU | http://www.toronto.ca/TWONTO#RPU_panel |  | Chamber,Revenue Meter,McCowan-Steeles (Magmeter)
143048 | WTR-365-RPU-0601 | Remote Processor Unit | WTR-365-CH-0006 | Meter,Flow,Magmeter | Remote Processor Unit |  | RPU | http://www.toronto.ca/TWONTO#RPU_panel |  | Chamber,Revenue Meter,Dufferin-Steeles (Magmeter)
143256 | WTR-PAH-RPU-0001 | RPU | WTR-PAH-ELS | RPU | Remote Processor Unit |  | RPU | http://www.toronto.ca/TWONTO#RPU_panel |  | Electrical System
143291 | WTR-PBV-RPU-0101 | Remote Processor Unit | WTR-PBV-FIT-0001 | Meter,Flow,Magmeter | Remote Processor Unit |  | RPU | http://www.toronto.ca/TWONTO#RPU_panel |  | Transmitter, Flow Indicating, Revenue, Magmeter
143338 | WTR-PDS-RPU-0001 | Control Panel, RPU | WTR-PDS-ELS | RPU | Remote Processor Unit |  | RPU | http://www.toronto.ca/TWONTO#RPU_panel |  | Electrical System
143339 | WTR-PDS-RPU-0001S | RPU | WTR-PDS-ELS | RPU | Remote Processor Unit | 38633 | RPU | http://www.toronto.ca/TWONTO#RPU_panel |  | Electrical System
143340 | WTR-PDS-RPU-0001S | RPU | WTR-PDSS | RPU | Remote Processor Unit | 38633 | RPU | http://www.toronto.ca/TWONTO#RPU_panel |  | Dorset Pumping station (Chamber Replaced with Pod)
143456 | WTR-PEG-RPU-0001 | Remote Processing Unit | WTR-PEG-ELS | RPU | Remote Processor Unit |  | RPU | http://www.toronto.ca/TWONTO#RPU_panel |  | Electrical System
143457 | WTR-PEG-RPU-0003 | Remote Processing Unit | WTR-PEG-ELS | RPU | Remote Processor Unit | 35683 | RPU | http://www.toronto.ca/TWONTO#RPU_panel |  | Electrical System
143820 | WTR-PEL-RPU-0002 | RPU Panel, Generator Building, Electrical Room | WTR-PEL-ELS | Control Panel | Remote Processor Unit |  | RPU | http://www.toronto.ca/TWONTO#RPU_panel |  | Electrical System
143821 | WTR-PEL-RPU-0003 | RPU Panel, Generator Building, Electrical Room | WTR-PEL-ELS | Control Panel | Remote Processor Unit |  | RPU | http://www.toronto.ca/TWONTO#RPU_panel |  | Electrical System
144407 | WTR-PJO-RPU-0003 | RPU | WTR-PJO-ELS | RPU | Remote Processor Unit |  | RPU | http://www.toronto.ca/TWONTO#RPU_panel |  | Electrical System
144685 | WTR-PJS-RPU-0001 | Control Panel, Process Control Unit, RPU-0001 | WTR-PJS-ELS | RPU | Remote Processor Unit |  | RPU | http://www.toronto.ca/TWONTO#RPU_panel |  | Electrical System
145042 | WTR-PKN-RPU-0001 | Remote Processing Unit | WTR-PKN-ELS | RPU | Remote Processor Unit |  | RPU | http://www.toronto.ca/TWONTO#RPU_panel |  | Electrical System
145043 | WTR-PKN-RPU-0002 | Remote Processing Unit | WTR-PKN-ELS | RPU | Remote Processor Unit |  | RPU | http://www.toronto.ca/TWONTO#RPU_panel |  | Electrical System
145197 | WTR-PLW-RPU-0002 | Remote Processing Unit (Backup of RPU-0001) | WTR-PLW-ELS | RPU | Remote Processor Unit |  | RPU | http://www.toronto.ca/TWONTO#RPU_panel |  | Electrical System
145524 | WTR-PMI-RPU-0002 | Control Panel, Process Control Unit, New Pump Room | WTR-PMI-ELS |  | Remote Processor Unit |  | RPU | http://www.toronto.ca/TWONTO#RPU_panel |  | Electrical System
145739 | WTR-PPD-RPU-0001 | Control Panel, Process Control Unit, RPU-0001 | WTR-PPD-ELS | RPU | Remote Processor Unit |  | RPU | http://www.toronto.ca/TWONTO#RPU_panel |  | Electrical System
146190 | WTR-PSA-RPU-0002 | RPU | WTR-PSA-ELS | RPU | Remote Processor Unit |  | RPU | http://www.toronto.ca/TWONTO#RPU_panel |  | Electrical System
146191 | WTR-PSA-RPU-0003 | RPU | WTR-PSA-ELS | RPU | Remote Processor Unit |  | RPU | http://www.toronto.ca/TWONTO#RPU_panel |  | Electrical System
146380 | WTR-PSC-RPU-0001 | Remote Processing Unit | WTR-PSC-ELS | RPU | Remote Processor Unit |  | RPU | http://www.toronto.ca/TWONTO#RPU_panel |  | Electrical System
146626 | WTR-PWT-RPU-0001 | Control Panel, Process Control Unit, Bristol | WTR-PWT-ELS | RPU | Remote Processor Unit |  | RPU | http://www.toronto.ca/TWONTO#RPU_panel |  | Electrical System
146690 | WTR-RBV-RPU-0001 | RPU | WTR-RBV-ELS | RPU | Remote Processor Unit |  | RPU | http://www.toronto.ca/TWONTO#RPU_panel |  | Electrical System
146791 | WTR-RDF-RPU-0001 | Remote Processing Unit, Dufferin Reservoir, South Valve House | WTR-RDF-LP-0001 | RPU | Remote Processor Unit |  | RPU | http://www.toronto.ca/TWONTO#RPU_panel |  | Control Panel, Power Distribution
146792 | WTR-RDF-RPU-0002 | Remote Processing Unit, Dufferin Reservoir, North Valve House, Electrical Room | WTR-RDF-LP-0002 | RPU | Remote Processor Unit |  | RPU | http://www.toronto.ca/TWONTO#RPU_panel |  | Control Panel, Lighting, Dufferin Reservoir, North Valve House, Electrical Room
146919 | WTR-RKL-RPU-0001 | Remote Processing Unit | WTR-RKL-ELS | RPU | Remote Processor Unit |  | RPU | http://www.toronto.ca/TWONTO#RPU_panel |  | Electrical System
147067 | WTR-RMI-RPU-0001 | Remote Processing Unit, East Valve House | WTR-RMI-ELS | RPU | Remote Processor Unit |  | RPU | http://www.toronto.ca/TWONTO#RPU_panel |  | Electrical System
147068 | WTR-RMI-RPU-0002 | Remote Processing Unit, West Valve House | WTR-RMI-ELS | RPU | Remote Processor Unit |  | RPU | http://www.toronto.ca/TWONTO#RPU_panel |  | Electrical System
147132 | WTR-RMT-RPU-0001 | Remote Processing Unit | WTR-RMT-ELS | RPU | Remote Processor Unit |  | RPU | http://www.toronto.ca/TWONTO#RPU_panel |  | Electrical System
147151 | WTR-RRG-RPU-0001 | Remote Processing Unit | WTR-RRG-ELS | RPU | Remote Processor Unit |  | RPU | http://www.toronto.ca/TWONTO#RPU_panel |  | Electrical System
147207 | WTR-RRH-RPU-0001 | Remote Processing Unit | WTR-RRH-ELS | RPU | Remote Processor Unit |  | RPU | http://www.toronto.ca/TWONTO#RPU_panel |  | Electrical System
147357 | WTR-RST-RPU-0001 | Remote Processing Unit | WTR-RST-ELS | RPU | Remote Processor Unit |  | RPU | http://www.toronto.ca/TWONTO#RPU_panel |  | Electrical System
147358 | WTR-RST-RPU-0001S | Remote Processing Unit | WTR-RST-ELS | RPU | Remote Processor Unit | 38904 | RPU | http://www.toronto.ca/TWONTO#RPU_panel |  | Electrical System
147391 | WTR-RWA-RPU-0001 | RPU | WTR-RWA-ELS | RPU | Remote Processor Unit |  | RPU | http://www.toronto.ca/TWONTO#RPU_panel |  | Electrical System
3475 | COL-PCU-MCC-0100 | Control Panel, MCC, Cumber PS | COL-PCU-AUX-ELEC | Control Panel,MCC | Motor Control Center |  | MCC | http://www.toronto.ca/TWONTO#LV_electrical_panel |  | Electrical Equipment
5649 | COL-POM-MCC-0001 | Motor Control Centre | COL-POM | Control Panel,MCC | Motor Control Center |  | MCC | http://www.toronto.ca/TWONTO#LV_electrical_panel |  | Old Mill Sewage Pumping Station
7259 | COL-PWR-MCC-0100 | Control Panel, MCC, West Rouge PS | COL-PWR | Control Panel,MCC | Motor Control Center |  | MCC | http://www.toronto.ca/TWONTO#LV_electrical_panel |  | West Rouge Pumping Station
11845 | FCL-ELS-MCC-0501-SUS | Control Panel, MCC, Filter Building, Electrical Switchgear Room | FCL-ELS-PS-0001 | Control Panel,MCC | Motor Control Center | 36537 | MCC | http://www.toronto.ca/TWONTO#LV_electrical_panel |  | Uninterruptible Power Supply,High Lift Bldg - Switchgear Room,LP-0001
11846 | FCL-ELS-MCC-0601A-SUS | Control Panel, MCC, Treated Water High Lift Pumping Station, Electrical Switchgear Room | FCL-ELS-PS-0001 | Control Panel,MCC | Motor Control Center | 36538 | MCC | http://www.toronto.ca/TWONTO#LV_electrical_panel |  | Uninterruptible Power Supply,High Lift Bldg - Switchgear Room,LP-0001
11847 | FCL-ELS-MCC-0611-SUS | Control Panel, MCC, Treated Water Pumping Station, Electrical Switchgear Room | FCL-ELS-PS-0001 | Control Panel,MCC | Motor Control Center | 36540 | MCC | http://www.toronto.ca/TWONTO#LV_electrical_panel |  | Uninterruptible Power Supply,High Lift Bldg - Switchgear Room,LP-0001
11848 | FCL-ELS-MCC-0611-SUS | Control Panel, MCC, Treated Water Pumping Station, Electrical Switchgear Room | FCL-SUSPENDED | Control Panel,MCC | Motor Control Center | 36540 | MCC | http://www.toronto.ca/TWONTO#LV_electrical_panel |  | Suspended entity
11849 | FCL-ELS-MCC-0622-SUS | Control Panel, MCC, Filter Building Process, Electrical Switchgear Room | FCL-ELS-PS-0001 | Control Panel,MCC | Motor Control Center | 36544 | MCC | http://www.toronto.ca/TWONTO#LV_electrical_panel |  | Uninterruptible Power Supply,High Lift Bldg - Switchgear Room,LP-0001
11850 | FCL-ELS-MCC-0622-SUS | Control Panel, MCC, Filter Building Process, Electrical Switchgear Room | FCL-SUSPENDED | Control Panel,MCC | Motor Control Center | 36544 | MCC | http://www.toronto.ca/TWONTO#LV_electrical_panel |  | Suspended entity
11851 | FCL-ELS-MCC-0701-SUS | Control Panel, MCC, Filter Building Process, Electrical Switchgear Room | FCL-ELS-PS-0001 | Control Panel,MCC | Motor Control Center | 36545 | MCC | http://www.toronto.ca/TWONTO#LV_electrical_panel |  | Uninterruptible Power Supply,High Lift Bldg - Switchgear Room,LP-0001
11852 | FCL-ELS-MCC-0801-SUS | Control Panel, MCC, Filter Building, Electrical Switchgear Room | FCL-ELS-PS-0001 | Control Panel,MCC | Motor Control Center | 36546 | MCC | http://www.toronto.ca/TWONTO#LV_electrical_panel |  | Uninterruptible Power Supply,High Lift Bldg - Switchgear Room,LP-0001
11853 | FCL-ELS-MCC-0801-SUS | Control Panel, MCC, Filter Building, Electrical Switchgear Room | FCL-SUSPENDED | Control Panel,MCC | Motor Control Center | 36546 | MCC | http://www.toronto.ca/TWONTO#LV_electrical_panel |  | Suspended entity
11854 | FCL-ELS-MCC-0901A-SUS | Control Panel, MCC, Dry Chemical Building, Electrical Switchgear Room | FCL-ELS-PS-0001 | Control Panel,MCC | Motor Control Center | 36547 | MCC | http://www.toronto.ca/TWONTO#LV_electrical_panel |  | Uninterruptible Power Supply,High Lift Bldg - Switchgear Room,LP-0001
11855 | FCL-ELS-MCC-0901A-SUS | Control Panel, MCC, Dry Chemical Building, Electrical Switchgear Room | FCL-SUSPENDED | Control Panel,MCC | Motor Control Center | 36547 | MCC | http://www.toronto.ca/TWONTO#LV_electrical_panel |  | Suspended entity
11856 | FCL-ELS-MCC-0911-SUS | Control Panel, MCC, Emergency Panel Diesel Back-up, Electrical Switchgear Room | FCL-ELS-PS-0001 | Control Panel,MCC | Motor Control Center | 36549 | MCC | http://www.toronto.ca/TWONTO#LV_electrical_panel |  | Uninterruptible Power Supply,High Lift Bldg - Switchgear Room,LP-0001
11857 | FCL-ELS-MCC-0911-SUS | Control Panel, MCC, Emergency Panel Diesel Back-up, Electrical Switchgear Room | FCL-SUSPENDED | Control Panel,MCC | Motor Control Center | 36549 | MCC | http://www.toronto.ca/TWONTO#LV_electrical_panel |  | Suspended entity
11858 | FCL-ELS-MCC-1001A-SUS | Control Panel, MCC, Raw Water Low Lift Pumping Station, Electrical Switchgear Room | FCL-ELS-PS-0001 | Control Panel,MCC | Motor Control Center | 36550 | MCC | http://www.toronto.ca/TWONTO#LV_electrical_panel |  | Uninterruptible Power Supply,High Lift Bldg - Switchgear Room,LP-0001
11859 | FCL-ELS-MCC-1001B-SUS | Control Panel, MCC, Raw Water Low Lift Pumping Station, Electrical Switchgear Room | FCL-ELS-PS-0001 | Control Panel,MCC | Motor Control Center | 36551 | MCC | http://www.toronto.ca/TWONTO#LV_electrical_panel |  | Uninterruptible Power Supply,High Lift Bldg - Switchgear Room,LP-0001
11860 | FCL-ELS-MCC-1001B-SUS | Control Panel, MCC, Raw Water Low Lift Pumping Station, Electrical Switchgear Room | FCL-SUSPENDED | Control Panel,MCC | Motor Control Center | 36551 | MCC | http://www.toronto.ca/TWONTO#LV_electrical_panel |  | Suspended entity
11861 | FCL-ELS-MCC-1021-SUS | Control Panel, MCC, Dry Chemical Building, Electrical Switchgear Room | FCL-ELS-PS-0001 | Control Panel,MCC | Motor Control Center | 36554 | MCC | http://www.toronto.ca/TWONTO#LV_electrical_panel |  | Uninterruptible Power Supply,High Lift Bldg - Switchgear Room,LP-0001
11862 | FCL-ELS-MCC-1021-SUS | Control Panel, MCC, Dry Chemical Building, Electrical Switchgear Room | FCL-SUSPENDED | Control Panel,MCC | Motor Control Center | 36554 | MCC | http://www.toronto.ca/TWONTO#LV_electrical_panel |  | Suspended entity
11863 | FCL-ELS-MCC-1101A-SUS | Control Panel, MCC, Dry Chemical Building HVAC, Electrical Switchgear Room | FCL-ELS-PS-0001 | Control Panel,MCC | Motor Control Center | 36555 | MCC | http://www.toronto.ca/TWONTO#LV_electrical_panel |  | Uninterruptible Power Supply,High Lift Bldg - Switchgear Room,LP-0001
11864 | FCL-ELS-MCC-1111-SUS | Control Panel, MCC, Gaseous Chemical Building, Electrical Switchgear Room | FCL-ELS-PS-0001 | Control Panel,MCC | Motor Control Center | 36557 | MCC | http://www.toronto.ca/TWONTO#LV_electrical_panel |  | Uninterruptible Power Supply,High Lift Bldg - Switchgear Room,LP-0001
11865 | FCL-ELS-MCC-1111-SUS | Control Panel, MCC, Gaseous Chemical Building, Electrical Switchgear Room | FCL-SUSPENDED | Control Panel,MCC | Motor Control Center | 36557 | MCC | http://www.toronto.ca/TWONTO#LV_electrical_panel |  | Suspended entity
16915 | COL-PCU-MCC-0100 | Control Panel, MCC, Cumber PS | COL-PCU | Control Panel,MCC | Motor Control Center |  | MCC | http://www.toronto.ca/TWONTO#LV_electrical_panel |  | Cumber Pumping Station
26554 | COL-POM-MCC-0001 | Motor Control Centre | COL-POM-MISC | Control Panel,MCC | Motor Control Center |  | MCC | http://www.toronto.ca/TWONTO#LV_electrical_panel |  | Miscellaneous Equipment
34549 | COL-PWN-MCC-0001 | Motor Control Centre | COL-PWN | Control Panel,MCC | Motor Control Center |  | MCC | http://www.toronto.ca/TWONTO#LV_electrical_panel |  | Warren Park Pumping Station
34550 | COL-PWN-MCC-0001 | Motor Control Centre | COL-PWN-MISC | Control Panel,MCC | Motor Control Center |  | MCC | http://www.toronto.ca/TWONTO#LV_electrical_panel |  | Miscellaneous Equipment
35561 | COL-PWR-MCC-0100 | Control Panel, MCC, West Rouge PS | COL-PWR-AUX-ELEC | Control Panel,MCC | Motor Control Center |  | MCC | http://www.toronto.ca/TWONTO#LV_electrical_panel |  | Electrical Equipment
38079 | SWM-PBL-MCC-0001 | Motor Control Centre | SWM-PBL | Control Panel,MCC | Motor Control Center |  | MCC | http://www.toronto.ca/TWONTO#LV_electrical_panel |  | Bloor Storm Pumping Station
42701 | TAB-CAP-PRJ-0009 | ECAP-2 in Z Building | TAB-WA6 |  | Motor Control Center |  | PRJ | project |  | Common to Projects, Bldg. Services, Z Building
47454 | TAB-EL1-MCC-6961 | MCC,Electrical Room,Ground Floor,Screen Build,P Building | TAB-EL1-MCC-6921 | Control Panel,MCC | Motor Control Center |  | MCC | http://www.toronto.ca/TWONTO#LV_electrical_panel |  | MCC,Electrical Room,Ground Floor,Screen Build,P Building
47455 | TAB-EL1-MCC-6963 | MCC,Electrical Room,Second Floor,Screen Build,P Building | TAB-EL1-MCC-6922 | Control Panel,MCC | Motor Control Center |  | MCC | http://www.toronto.ca/TWONTO#LV_electrical_panel |  | MCC,Electrical Room,Ground Floor,Screen Build,P Building
47456 | TAB-EL1-MCC-6993 | MCC,Electrical Rm,Second Floor,Workshop,P Building | TAB-EL1-MCC-6961 | Control Panel,MCC | Motor Control Center |  | MCC | http://www.toronto.ca/TWONTO#LV_electrical_panel |  | MCC,Electrical Room,Ground Floor,Screen Build,P Building
47457 | TAB-EL1-MCC-6995 | MCC,Electrical Room,Second Floor,Screen Build,P Building | TAB-EL1-MCC-6961 | Control Panel,MCC | Motor Control Center |  | MCC | http://www.toronto.ca/TWONTO#LV_electrical_panel |  | MCC,Electrical Room,Ground Floor,Screen Build,P Building
47976 | TAB-EL3-MCC-6102 | MCC,Indoor,Plant Services,Seawall Substation | TAB-EL3-PDP-6016 | Control Panel,MCC | Motor Control Center |  | MCC | http://www.toronto.ca/TWONTO#LV_electrical_panel |  | Power distribution Panel, 600V
47978 | TAB-EL3-MCC-6104 | Motor control center, PWPS 600V | TAB-EL3-PDP-6016 | Control Panel,MCC | Motor Control Center |  | MCC | http://www.toronto.ca/TWONTO#LV_electrical_panel |  | Power distribution Panel, 600V
48362 | TAB-ELS-WA8 | Electrical Equipment, Work Area 8, ( Panel Boards, MCC ) | TAB-WA8 |  | Motor Control Center |  |  | http://www.toronto.ca/TWONTO#collection_of_assets |  | Common to WA8 Bldg. Services
50004 | FCL-ELS-MCC-0501-SUS | Control Panel, MCC, Filter Building, Electrical Switchgear Room | FCL-SUSPENDED | Control Panel,MCC | Motor Control Center | 36537 | MCC | http://www.toronto.ca/TWONTO#LV_electrical_panel |  | Suspended entity
50005 | FCL-ELS-MCC-0601A-SUS | Control Panel, MCC, Treated Water High Lift Pumping Station, Electrical Switchgear Room | FCL-SUSPENDED | Control Panel,MCC | Motor Control Center | 36538 | MCC | http://www.toronto.ca/TWONTO#LV_electrical_panel |  | Suspended entity
50006 | FCL-ELS-MCC-0601B-SUS | Control Panel, MCC, Treated Water High Lift Pumping Station, Electrical Switchgear Room | FCL-ELS-PS-0001 | Control Panel,MCC | Motor Control Center | 36539 | MCC | http://www.toronto.ca/TWONTO#LV_electrical_panel |  | Uninterruptible Power Supply,High Lift Bldg - Switchgear Room,LP-0001
50007 | FCL-ELS-MCC-0601B-SUS | Control Panel, MCC, Treated Water High Lift Pumping Station, Electrical Switchgear Room | FCL-SUSPENDED | Control Panel,MCC | Motor Control Center | 36539 | MCC | http://www.toronto.ca/TWONTO#LV_electrical_panel |  | Suspended entity
50008 | FCL-ELS-MCC-0612-SUS | Control Panel, MCC, Administration Building HVAC, Electrical Switchgear Room | FCL-ELS-PS-0001 | Control Panel,MCC | Motor Control Center | 36541 | MCC | http://www.toronto.ca/TWONTO#LV_electrical_panel |  | Uninterruptible Power Supply,High Lift Bldg - Switchgear Room,LP-0001
50009 | FCL-ELS-MCC-0612-SUS | Control Panel, MCC, Administration Building HVAC, Electrical Switchgear Room | FCL-SUSPENDED | Control Panel,MCC | Motor Control Center | 36541 | MCC | http://www.toronto.ca/TWONTO#LV_electrical_panel |  | Suspended entity
50010 | FCL-ELS-MCC-0613-SUS | Control Panel, MCC, Treated Water Essential Service, Electrical Switchgear Room | FCL-ELS-PS-0001 | Control Panel,MCC | Motor Control Center | 36542 | MCC | http://www.toronto.ca/TWONTO#LV_electrical_panel |  | Uninterruptible Power Supply,High Lift Bldg - Switchgear Room,LP-0001
50011 | FCL-ELS-MCC-0613-SUS | Control Panel, MCC, Treated Water Essential Service, Electrical Switchgear Room | FCL-SUSPENDED | Control Panel,MCC | Motor Control Center | 36542 | MCC | http://www.toronto.ca/TWONTO#LV_electrical_panel |  | Suspended entity
50012 | FCL-ELS-MCC-0621-SUS | Control Panel, MCC, Emergency Panel Diesel Back-up, Electrical Switchgear Room | FCL-ELS-PS-0001 | Control Panel,MCC | Motor Control Center | 36543 | MCC | http://www.toronto.ca/TWONTO#LV_electrical_panel |  | Uninterruptible Power Supply,High Lift Bldg - Switchgear Room,LP-0001
50013 | FCL-ELS-MCC-0621-SUS | Control Panel, MCC, Emergency Panel Diesel Back-up, Electrical Switchgear Room | FCL-SUSPENDED | Control Panel,MCC | Motor Control Center | 36543 | MCC | http://www.toronto.ca/TWONTO#LV_electrical_panel |  | Suspended entity
50014 | FCL-ELS-MCC-0701-SUS | Control Panel, MCC, Filter Building Process, Electrical Switchgear Room | FCL-SUSPENDED | Control Panel,MCC | Motor Control Center | 36545 | MCC | http://www.toronto.ca/TWONTO#LV_electrical_panel |  | Suspended entity
50015 | FCL-ELS-MCC-0901B-SUS | Control Panel, MCC, Dry Chemical Building, Electrical Switchgear Room | FCL-ELS-PS-0001 | Control Panel,MCC | Motor Control Center | 36548 | MCC | http://www.toronto.ca/TWONTO#LV_electrical_panel |  | Uninterruptible Power Supply,High Lift Bldg - Switchgear Room,LP-0001
50016 | FCL-ELS-MCC-0901B-SUS | Control Panel, MCC, Dry Chemical Building, Electrical Switchgear Room | FCL-SUSPENDED | Control Panel,MCC | Motor Control Center | 36548 | MCC | http://www.toronto.ca/TWONTO#LV_electrical_panel |  | Suspended entity
50017 | FCL-ELS-MCC-1001A-SUS | Control Panel, MCC, Raw Water Low Lift Pumping Station, Electrical Switchgear Room | FCL-SUSPENDED | Control Panel,MCC | Motor Control Center | 36550 | MCC | http://www.toronto.ca/TWONTO#LV_electrical_panel |  | Suspended entity
50018 | FCL-ELS-MCC-1011-SUS | Control Panel, MCC, Raw Water Process Essential Service, Electrical Switchgear Room | FCL-ELS-PS-0001 | Control Panel,MCC | Motor Control Center | 36552 | MCC | http://www.toronto.ca/TWONTO#LV_electrical_panel |  | Uninterruptible Power Supply,High Lift Bldg - Switchgear Room,LP-0001
50019 | FCL-ELS-MCC-1011-SUS | Control Panel, MCC, Raw Water Process Essential Service, Electrical Switchgear Room | FCL-SUSPENDED | Control Panel,MCC | Motor Control Center | 36552 | MCC | http://www.toronto.ca/TWONTO#LV_electrical_panel |  | Suspended entity
50020 | FCL-ELS-MCC-1012-SUS | Control Panel, MCC, Low Lift Process Normal Power, Electrical Switchgear Room | FCL-ELS-PS-0001 | Control Panel,MCC | Motor Control Center | 36553 | MCC | http://www.toronto.ca/TWONTO#LV_electrical_panel |  | Uninterruptible Power Supply,High Lift Bldg - Switchgear Room,LP-0001
50021 | FCL-ELS-MCC-1012-SUS | Control Panel, MCC, Low Lift Process Normal Power, Electrical Switchgear Room | FCL-SUSPENDED | Control Panel,MCC | Motor Control Center | 36553 | MCC | http://www.toronto.ca/TWONTO#LV_electrical_panel |  | Suspended entity
50022 | FCL-ELS-MCC-1101A-SUS | Control Panel, MCC, Dry Chemical Building HVAC, Electrical Switchgear Room | FCL-SUSPENDED | Control Panel,MCC | Motor Control Center | 36555 | MCC | http://www.toronto.ca/TWONTO#LV_electrical_panel |  | Suspended entity
50023 | FCL-ELS-MCC-1101B-SUS | Control Panel, MCC, Gaseous Building, Electrical Switchgear Room | FCL-ELS-PS-0001 | Control Panel,MCC | Motor Control Center | 36556 | MCC | http://www.toronto.ca/TWONTO#LV_electrical_panel |  | Uninterruptible Power Supply,High Lift Bldg - Switchgear Room,LP-0001
50024 | FCL-ELS-MCC-1101B-SUS | Control Panel, MCC, Gaseous Building, Electrical Switchgear Room | FCL-SUSPENDED | Control Panel,MCC | Motor Control Center | 36556 | MCC | http://www.toronto.ca/TWONTO#LV_electrical_panel |  | Suspended entity
53909 | TAB-RSP-MCC-0203 | MCC, 600V- M Bldg | TAB-ELS-M BLDG | Control Panel,MCC | Motor Control Center |  | MCC | http://www.toronto.ca/TWONTO#LV_electrical_panel |  | M Building Indoor Substation
65221 | THC-ELS-MCC-0302 | Motor Control Center,Tunnel T31,Electrical Room | THC-EPG-TS-2872 | Control Panel,MCC | Motor Control Center |  | MCC | http://www.toronto.ca/TWONTO#LV_electrical_panel |  | Automatic Transfer Switch,Dechlorination Building,Electrical Room
65253 | THC-ELS-MCC-1840 | Motor Control Center,Administration Building | THC-ELS-CB-1840A |  | Motor Control Center |  | MCC | http://www.toronto.ca/TWONTO#LV_electrical_panel |  | Circuit Breaker,Administration Building,Control Room
65300 | THC-ELS-MCC-1850 | Motor Control Centre,Thickening Building | THC-ELS-LVS-1800 |  | Motor Control Center |  | MCC | http://www.toronto.ca/TWONTO#LV_electrical_panel |  | Low Voltage Switchgear,Administration Building,Control Room
65301 | THC-ELS-MCC-1860 | Motor Control Centre,Sludge Storage Building | THC-ACC-BLDG D |  | Motor Control Center |  | MCC | http://www.toronto.ca/TWONTO#LV_electrical_panel |  | Sludge Holding Tanks Building HVAC
65309 | THC-ELS-MCC-2480 | Motor Control Center,Disinfection Building,Compressor Room,Ground Floor | THC-DIS |  | Motor Control Center |  | MCC | http://www.toronto.ca/TWONTO#LV_electrical_panel |  | Disinfection (Chlorination) Process
65315 | THC-ELS-MCC-2860 | Motor Control Center,Sludge Storage Building | THC-ACC-BLDG D |  | Motor Control Center |  | MCC | http://www.toronto.ca/TWONTO#LV_electrical_panel |  | Sludge Holding Tanks Building HVAC
86946 | TNT-ELS-MCC-6101 | Control Centre, Motor, Electrical Sub-Station | TNT-ELS-PDP-6001 | Control Panel,MCC | Motor Control Center |  | MCC | http://www.toronto.ca/TWONTO#LV_electrical_panel |  | 600V Power Distribution Panel
90260 | WTR-PAH-MCC-0101 | Motor Control Center | WTR-PAH-BUS-0101 | Control Panel,MCC | Motor Control Center |  | MCC | http://www.toronto.ca/TWONTO#LV_electrical_panel |  | Switchgear, 43 (L/R) / 52 CS
90261 | WTR-PAH-MCC-0201 | Motor Control Center | WTR-PAH-TR-0401 | Control Panel,MCC | Motor Control Center |  | MCC | http://www.toronto.ca/TWONTO#LV_electrical_panel |  | Transformer, Power Dry, BUS 0201, Secondary
90569 | WTR-PEL-BUS-0101 | BUS, Line 1 | WTR-PEL-ELS |  | Motor Control Center |  | BUS | http://www.toronto.ca/TWONTO#LV_electrical_panel |  | Electrical System
90570 | WTR-PEL-BUS-0101 | BUS, Line 1 | WTR-PEL-TR-0101 |  | Motor Control Center |  | BUS | http://www.toronto.ca/TWONTO#MV_electrical_cabinet |  | Transformer, Power, Line 1, 27.6 kV/4.16 kV
90571 | WTR-PEL-BUS-0201 | BUS, Line 2 | WTR-PEL-ELS |  | Motor Control Center |  | BUS | http://www.toronto.ca/TWONTO#LV_electrical_panel |  | Electrical System
90915 | WTR-PEL-MCC-0001A | Motor Control Center | WTR-PEL-BUS-0001A | Control Panel,MCC | Motor Control Center |  | MCC | http://www.toronto.ca/TWONTO#MV_electrical_cabinet |  | BUS, Secondary, 4160V
90916 | WTR-PEL-MCC-0001B | Motor Control Center | WTR-PEL-BUS-0001B | Control Panel,MCC | Motor Control Center |  | MCC | http://www.toronto.ca/TWONTO#MV_electrical_cabinet |  | BUS, Secondary, 4160V
90917 | WTR-PEL-MCC-0101 | Motor Control Center | WTR-PEL-BUS-0101 | Control Panel,MCC | Motor Control Center |  | MCC | http://www.toronto.ca/TWONTO#LV_electrical_panel |  | BUS, Line 1
90919 | WTR-PEL-MCC-0201 | Motor Control Center | WTR-PEL-TR-0401 | Control Panel,MCC | Motor Control Center |  | MCC | http://www.toronto.ca/TWONTO#LV_electrical_panel |  | Transformer, Power, Transformer T4, Secondary, Line 2
91717 | WTR-PJS-BUS-0102 | Electrical Bus | WTR-PJS-ELS | Control Panel,MCC | Motor Control Center |  | BUS | http://www.toronto.ca/TWONTO#LV_electrical_panel |  | Electrical System
91718 | WTR-PJS-BUS-0202 | Electrical Bus | WTR-PJS-ELS | Control Panel,MCC | Motor Control Center |  | BUS | http://www.toronto.ca/TWONTO#LV_electrical_panel |  | Electrical System
92195 | WTR-PJS-MCC-0101 | Motor Control Center | WTR-PJS-BUS-0101 | Control Panel,MCC | Motor Control Center |  | MCC | http://www.toronto.ca/TWONTO#LV_electrical_panel |  | Electrical Bus
92196 | WTR-PJS-MCC-0201 | Motor Control Center | WTR-PJS-BUS-0201 | Control Panel,MCC | Motor Control Center |  | MCC | http://www.toronto.ca/TWONTO#LV_electrical_panel |  | Electrical Bus
92409 | WTR-PKL-BUS-0101 | Motor Control Center,Keele Pumping Station | WTR-PKL-TR-0101 | Control Panel,MCC | Motor Control Center |  | BUS | http://www.toronto.ca/TWONTO#MV_electrical_cabinet |  | Transformer, Power, Line 1, 27.6 kV/4.16 kV
92410 | WTR-PKL-BUS-0102 | Motor Control Center,Keele Pumping Station | WTR-PKL-TR-0201 | Control Panel,MCC | Motor Control Center |  | BUS | http://www.toronto.ca/TWONTO#MV_electrical_cabinet |  | Transformer, Power, Line 2, 27.6 kV/4.16 kV
92506 | WTR-PKL-MCC-0001A | Motor Control Center,Keele Pumping Station | WTR-PKL-BUS-0101 | Control Panel,MCC | Motor Control Center |  | MCC | http://www.toronto.ca/TWONTO#LV_electrical_panel |  | Motor Control Center,Keele Pumping Station
92507 | WTR-PKL-MCC-0001B | Motor Control Center,Keele Pumping Station | WTR-PKL-BUS-0102 | Control Panel,MCC | Motor Control Center |  | MCC | http://www.toronto.ca/TWONTO#LV_electrical_panel |  | Motor Control Center,Keele Pumping Station
92508 | WTR-PKL-MCC-0001B | Motor Control Center,Keele Pumping Station | WTR-PKL-TR-0401 | Control Panel,MCC | Motor Control Center |  | MCC | http://www.toronto.ca/TWONTO#LV_electrical_panel |  | Transformer,Power,TR 0401,Secondary Line 2
92509 | WTR-PKL-MCC-0101 | Motor Control Center, Bus 0101 | WTR-PKL-TR-0301 | Control Panel | Motor Control Center |  | MCC | http://www.toronto.ca/TWONTO#LV_electrical_panel |  | Transformer,Power,TR 0301,Secondary Line 1
92510 | WTR-PKL-MCC-0201 | Motor Control Center, Bus 0201 | WTR-PKL-BUS-0102 | Control Panel | Motor Control Center |  | MCC | http://www.toronto.ca/TWONTO#LV_electrical_panel |  | Motor Control Center,Keele Pumping Station
92511 | WTR-PKL-MCC-0201 | Motor Control Center, Bus 0201 | WTR-PKL-TR-0401 | Control Panel | Motor Control Center |  | MCC | http://www.toronto.ca/TWONTO#LV_electrical_panel |  | Transformer,Power,TR 0401,Secondary Line 2
93262 | WTR-PMI-MCC-0301 | Motor Control Center, Water Transmission | WTR-PMI-ELS |  | Motor Control Center |  | MCC | http://www.toronto.ca/TWONTO#LV_electrical_panel |  | Electrical System
93263 | WTR-PMI-MCC-0304 | Motor Control Center, Water Transmission | WTR-PMI-ELS |  | Motor Control Center |  | MCC | http://www.toronto.ca/TWONTO#LV_electrical_panel |  | Electrical System
93264 | WTR-PMI-MCC-0501 | Motor Control Center, Water Transmission | WTR-PMI-ELS |  | Motor Control Center |  | MCC | http://www.toronto.ca/TWONTO#LV_electrical_panel |  | Electrical System
93265 | WTR-PMI-MCC-0601 | Motor Control Center, Water Transmission | WTR-PMI-ELS |  | Motor Control Center |  | MCC | http://www.toronto.ca/TWONTO#LV_electrical_panel |  | Electrical System
93745 | WTR-PPD-MCC-0101 | Motor Control Center | WTR-PPD-BUS-0101 | Control Panel,MCC | Motor Control Center |  | MCC | http://www.toronto.ca/TWONTO#LV_electrical_panel |  | Switchgear, Power, Bus T1
93746 | WTR-PPD-MCC-0201 | Motor Control Center | WTR-PPD-TR-0401 | Control Panel,MCC | Motor Control Center |  | MCC | http://www.toronto.ca/TWONTO#LV_electrical_panel |  | Transformer, Power, Secondary
93956 | WTR-PRH-MCC-0101 | Motor Control Center, Incoming Line | WTR-PRH-BUS-0101 | Control Panel | Motor Control Center |  | MCC | http://www.toronto.ca/TWONTO#LV_electrical_panel |  | Switchgear, Power, Bus T1
93957 | WTR-PRH-MCC-0101 | Motor Control Center, Incoming Line | WTR-PRH-TR-0301 | Control Panel | Motor Control Center |  | MCC | http://www.toronto.ca/TWONTO#LV_electrical_panel |  | Transformer, 4160/600 V, Power, Rosehill Pumping Station, Switchgear Electrical Room
93959 | WTR-PRH-MCC-0201 | Motor Control Center, Incoming Line | WTR-PRH-BUS-0201 | Control Panel | Motor Control Center |  | MCC | http://www.toronto.ca/TWONTO#LV_electrical_panel |  | Switchgear, Power, Bus T2
94606 | WTR-PSC-MCC-0101 | Motor Control Center, Bus 0101 | WTR-PSC-BUS-0101 | Control Panel | Motor Control Center |  | MCC | http://www.toronto.ca/TWONTO#LV_electrical_panel |  | Motor Control Center, Bus 0101
94607 | WTR-PSC-MCC-0201 | Motor Control Center, Bus 0201 | WTR-PSC-BUS-0201 | Control Panel | Motor Control Center |  | MCC | http://www.toronto.ca/TWONTO#LV_electrical_panel |  | Motor Control Center, Bus 0201
94608 | WTR-PSC-MCC-0201 | Motor Control Center, Bus 0201 | WTR-PSC-TR-0401 | Control Panel | Motor Control Center |  | MCC | http://www.toronto.ca/TWONTO#LV_electrical_panel |  | Transformer, Power, SST2
94609 | WTR-PSC-MCC-0202 | Motor Control Center, EM1 | WTR-PSC-ELS | Control Panel,MCC | Motor Control Center |  | MCC | http://www.toronto.ca/TWONTO#LV_electrical_panel |  | Electrical System
94610 | WTR-PSC-MCC-0202 | Motor Control Center, EM1 | WTR-PSC-TR-0401 | Control Panel,MCC | Motor Control Center |  | MCC | http://www.toronto.ca/TWONTO#LV_electrical_panel |  | Transformer, Power, SST2
94941 | WTR-PWT-MCC-0101 | Motor Control Center | WTR-PWT-TR-0301 | Control Panel,MCC | Motor Control Center |  | MCC | http://www.toronto.ca/TWONTO#LV_electrical_panel |  | Transformer, Power, Transformer T3, Secondary
94942 | WTR-PWT-MCC-0201 | Motor Control Center | WTR-PWT-BUS-0201 | Control Panel,MCC | Motor Control Center |  | MCC | http://www.toronto.ca/TWONTO#LV_electrical_panel |  | Switchgear, Power, Bus T2
94943 | WTR-PWT-MCC-0201 | Motor Control Center | WTR-PWT-TR-0401 | Control Panel,MCC | Motor Control Center |  | MCC | http://www.toronto.ca/TWONTO#LV_electrical_panel |  | Transformer, Power, Transformer T4, Secondary
95125 | WTR-RDF-MCC-0001 | Motor Control Center, Dufferin Reservoir, North Valve House | WTR-RDF-ELS | Control Panel,MCC | Motor Control Center |  | MCC | http://www.toronto.ca/TWONTO#LV_electrical_panel |  | Electrical System
95512 | WTR-RMI-MCC-0101 | Motor Control Center, Water Transmission | WTR-RMI-ELS |  | Motor Control Center |  | MCC | http://www.toronto.ca/TWONTO#LV_electrical_panel |  | Electrical System
105390 | SWM-PBL-MCC-0001 | Motor Control Centre | SWM-PBL-MISC | Control Panel,MCC | Motor Control Center |  | MCC | http://www.toronto.ca/TWONTO#LV_electrical_panel |  | Miscellaneous Equipment
105520 | SWM-PIT-MCC-0001 | Motor Control Centre | SWM-PIT | Control Panel,MCC | Motor Control Center |  | MCC | http://www.toronto.ca/TWONTO#LV_electrical_panel |  | Islington Storm Pumping Station
105521 | SWM-PIT-MCC-0001 | Motor Control Centre | SWM-PIT-MISC | Control Panel,MCC | Motor Control Center |  | MCC | http://www.toronto.ca/TWONTO#LV_electrical_panel |  | Miscellaneous Equipment
105568 | SWM-PMG-MCC-0001 | Motor Control Centre | SWM-PMG | Control Panel,MCC | Motor Control Center |  | MCC | http://www.toronto.ca/TWONTO#LV_electrical_panel |  | Martin Grove Storm Pumping Station
105569 | SWM-PMG-MCC-0001 | Motor Control Centre | SWM-PMG-MISC | Control Panel,MCC | Motor Control Center |  | MCC | http://www.toronto.ca/TWONTO#LV_electrical_panel |  | Miscellaneous Equipment
112693 | TAB-EL1-MCC-6402 | MCC, 600V- T Bldg | TAB-ELS-T BLDG | Control Panel,MCC | Motor Control Center |  | MCC | http://www.toronto.ca/TWONTO#LV_electrical_panel |  | T Building Indoor Substation
112748 | TAB-EL1-MCC-6921 | MCC,Electrical Room,Ground Floor,Screen Build,P Building | TAB-EL1-PDP-6021 | Control Panel,MCC | Motor Control Center |  | MCC | http://www.toronto.ca/TWONTO#LV_electrical_panel |  | Panel,Power Distribution,Walk-in Switchgear 600V,Outdoor,P Building Substation
112749 | TAB-EL1-MCC-6922 | MCC,Electrical Room,Ground Floor,Screen Build,P Building | TAB-EL1-PDP-6022 | Control Panel,MCC | Motor Control Center |  | MCC | http://www.toronto.ca/TWONTO#LV_electrical_panel |  | Panel,Power Distribution,Walk-in Switchgear 600V,Outdoor,P Building Substation
112750 | TAB-EL1-MCC-6925 | MCC,Electrical Rm,Second Floor,Workshop,P Building | TAB-EL1-PDP-6021 | Control Panel,MCC | Motor Control Center |  | MCC | http://www.toronto.ca/TWONTO#LV_electrical_panel |  | Panel,Power Distribution,Walk-in Switchgear 600V,Outdoor,P Building Substation
112751 | TAB-EL1-MCC-6926 | MCC,Electrical Rm,Second Floor,Workshop,P Building | TAB-EL1-PDP-6022 | Control Panel,MCC | Motor Control Center |  | MCC | http://www.toronto.ca/TWONTO#LV_electrical_panel |  | Panel,Power Distribution,Walk-in Switchgear 600V,Outdoor,P Building Substation
112752 | TAB-EL1-MCC-6962 | MCC,Mechanical Room,Ground Floor,Screen Build,P Building | TAB-EL1-MCC-6922 | Control Panel,MCC | Motor Control Center |  | MCC | http://www.toronto.ca/TWONTO#LV_electrical_panel |  | MCC,Electrical Room,Ground Floor,Screen Build,P Building
113522 | TAB-ELS-WA7 | Equipment location, TAB-ELS-WA7, Electrical Equipment, Work Area7 ( Panelboards, MCC ) | TAB-ELS |  | Motor Control Center |  |  | http://www.toronto.ca/TWONTO#collection_of_assets |  | WA7 Electrical
124858 | THC-ELS-MCC-0302 | Motor Control Center,Tunnel T31,Electrical Room | THC-ELS-PS-0001-TUN | Control Panel,MCC | Motor Control Center |  | MCC | http://www.toronto.ca/TWONTO#LV_electrical_panel |  | Primary Power Equipment, Building Tunels
124859 | THC-ELS-MCC-0302 | Motor Control Center,Tunnel T31,Electrical Room | THC-GRK-ELS-TUNNEL | Control Panel,MCC | Motor Control Center |  | MCC | http://www.toronto.ca/TWONTO#LV_electrical_panel |  | Tunnels
124873 | THC-ELS-MCC-1480 | Motor Control Center,Disinfection Building,Compressor Room,Ground Floor | THC-ELS-LVS-1400B |  | Motor Control Center |  | MCC | http://www.toronto.ca/TWONTO#LV_electrical_panel |  | Low Voltage Switchgear,NW Plant Aeration Building,Electrical Room
124879 | THC-ELS-MCC-1810 | Motor Control Center,Boiler Building,Boiler Room | THC-ELS-LVS-1800 |  | Motor Control Center |  | MCC | http://www.toronto.ca/TWONTO#LV_electrical_panel |  | Low Voltage Switchgear,Administration Building,Control Room
124880 | THC-ELS-MCC-1830 | Motor Control Center,TWAS Bldg,Electrical Room | THC-ELS-LVS-1800 |  | Motor Control Center |  | MCC | http://www.toronto.ca/TWONTO#LV_electrical_panel |  | Low Voltage Switchgear,Administration Building,Control Room
124900 | THC-ELS-MCC-2810 | Motor Control Center,Boiler Building,Boiler Room | THC-ELS-LVS-2800 |  | Motor Control Center |  | MCC | http://www.toronto.ca/TWONTO#LV_electrical_panel |  | Low Voltage Switchgear,Administration Building,Control Room
124901 | THC-ELS-MCC-2830 | Motor Control Center,TWAS Bldg,Electrical Room | THC-ELS-LVS-2800 |  | Motor Control Center |  | MCC | http://www.toronto.ca/TWONTO#LV_electrical_panel |  | Low Voltage Switchgear,Administration Building,Control Room
124902 | THC-ELS-MCC-2850 | Motor Control Center,TWAS Bldg,Electrical Room | THC-ELS-LVS-2800 |  | Motor Control Center |  | MCC | http://www.toronto.ca/TWONTO#LV_electrical_panel |  | Low Voltage Switchgear,Administration Building,Control Room
125188 | THC-EPG-MCC-2870 | Motor Control Center,NW Plant Aeration Building,Electrical Room | THC-DIS |  | Motor Control Center |  | MCC | http://www.toronto.ca/TWONTO#LV_electrical_panel |  | Disinfection (Chlorination) Process
125189 | THC-EPG-MCC-2880 | Motor Control Center,Administration Building | THC-DIS |  | Motor Control Center |  | MCC | http://www.toronto.ca/TWONTO#LV_electrical_panel |  | Disinfection (Chlorination) Process
140597 | TNT-ELS-MCC-6102 | Control Centre, Motor, Electrical Sub-Station | TNT-ELS-PDP-6002 | Control Panel,MCC | Motor Control Center |  | MCC | http://www.toronto.ca/TWONTO#LV_electrical_panel |  | 600V Power Distribution Panel
140598 | TNT-ELS-MCC-6103 | Control Centre, Motor, Electrical Sub-Station | TNT-ELS-PDP-6001 | Control Panel,MCC | Motor Control Center |  | MCC | http://www.toronto.ca/TWONTO#LV_electrical_panel |  | 600V Power Distribution Panel
140599 | TNT-ELS-MCC-6104 | Control Centre, Motor, Electrical Sub-Station | TNT-ELS-PDP-6002 | Control Panel,MCC | Motor Control Center |  | MCC | http://www.toronto.ca/TWONTO#LV_electrical_panel |  | 600V Power Distribution Panel
143236 | WTR-PAH-MCC-0101 | Motor Control Center | WTR-PAH-TR-0301 | Control Panel,MCC | Motor Control Center |  | MCC | http://www.toronto.ca/TWONTO#LV_electrical_panel |  | Transformer, Power Dry, BUS 0101, Secondary
143237 | WTR-PAH-MCC-0201 | Motor Control Center | WTR-PAH-BUS-0201 | Control Panel,MCC | Motor Control Center |  | MCC | http://www.toronto.ca/TWONTO#LV_electrical_panel |  | Switchgear, 52 CS / 43 (L/R)
143535 | WTR-PEL-BUS-0001A | BUS, Secondary, 4160V | WTR-PEL-ELS |  | Motor Control Center |  | BUS | http://www.toronto.ca/TWONTO#MV_electrical_cabinet |  | Electrical System
143536 | WTR-PEL-BUS-0001B | BUS, Secondary, 4160V | WTR-PEL-ELS |  | Motor Control Center |  | BUS | http://www.toronto.ca/TWONTO#MV_electrical_cabinet |  | Electrical System
143539 | WTR-PEL-BUS-0201 | BUS, Line 2 | WTR-PEL-TR-0201 |  | Motor Control Center |  | BUS | http://www.toronto.ca/TWONTO#MV_electrical_cabinet |  | Transformer, Power, Line 2, 27.6 kV/4.16 kV
143796 | WTR-PEL-MCC-0101 | Motor Control Center | WTR-PEL-TR-0301 | Control Panel,MCC | Motor Control Center |  | MCC | http://www.toronto.ca/TWONTO#LV_electrical_panel |  | Transformer, Power, Transformer T3, Secondary, Line 1
143797 | WTR-PEL-MCC-0201 | Motor Control Center | WTR-PEL-BUS-0201 | Control Panel,MCC | Motor Control Center |  | MCC | http://www.toronto.ca/TWONTO#LV_electrical_panel |  | BUS, Line 2
144454 | WTR-PJS-BUS-0101 | Electrical Bus | WTR-PJS-ELS | Control Panel,MCC | Motor Control Center |  | BUS | http://www.toronto.ca/TWONTO#LV_electrical_panel |  | Electrical System
144455 | WTR-PJS-BUS-0201 | Electrical Bus | WTR-PJS-ELS | Control Panel,MCC | Motor Control Center |  | BUS | http://www.toronto.ca/TWONTO#LV_electrical_panel |  | Electrical System
144917 | WTR-PKL-MCC-0001A | Motor Control Center,Keele Pumping Station | WTR-PKL-TR-0301 | Control Panel,MCC | Motor Control Center |  | MCC | http://www.toronto.ca/TWONTO#LV_electrical_panel |  | Transformer,Power,TR 0301,Secondary Line 1
144918 | WTR-PKL-MCC-0101 | Motor Control Center, Bus 0101 | WTR-PKL-BUS-0101 | Control Panel | Motor Control Center |  | MCC | http://www.toronto.ca/TWONTO#LV_electrical_panel |  | Motor Control Center,Keele Pumping Station
145481 | WTR-PMI-MCC-0401 | Motor Control Center, Water Transmission | WTR-PMI-ELS |  | Motor Control Center |  | MCC | http://www.toronto.ca/TWONTO#LV_electrical_panel |  | Electrical System
145482 | WTR-PMI-MCC-0506 | Motor Control Center, Water Transmission | WTR-PMI-ELS |  | Motor Control Center |  | MCC | http://www.toronto.ca/TWONTO#LV_electrical_panel |  | Electrical System
145722 | WTR-PPD-MCC-0101 | Motor Control Center | WTR-PPD-TR-0301 | Control Panel,MCC | Motor Control Center |  | MCC | http://www.toronto.ca/TWONTO#LV_electrical_panel |  | Transformer, Power, Secondary
145723 | WTR-PPD-MCC-0201 | Motor Control Center | WTR-PPD-BUS-0201 | Control Panel,MCC | Motor Control Center |  | MCC | http://www.toronto.ca/TWONTO#LV_electrical_panel |  | Switchgear, Power, Bus T2
146343 | WTR-PSC-MCC-0101 | Motor Control Center, Bus 0101 | WTR-PSC-TR-0301 | Control Panel | Motor Control Center |  | MCC | http://www.toronto.ca/TWONTO#LV_electrical_panel |  | Transformer, Power, SST1
146609 | WTR-PWT-MCC-0101 | Motor Control Center | WTR-PWT-BUS-0101 | Control Panel,MCC | Motor Control Center |  | MCC | http://www.toronto.ca/TWONTO#LV_electrical_panel |  | Switchgear, Power, Bus T1
147057 | WTR-RMI-MCC-0201 | Motor Control Center, Water Transmission | WTR-RMI-ELS |  | Motor Control Center |  | MCC | http://www.toronto.ca/TWONTO#LV_electrical_panel |  | Electrical System
147197 | WTR-RRH-MCC-0101 | Motor Control Centre, Cascade Chamber | WTR-RRH-CH-0001 | Control Panel,MCC | Motor Control Center |  | MCC | http://www.toronto.ca/TWONTO#LV_electrical_panel |  | Chamber, Cascade and Fountain
3058 | COL-PBG-MCC-0001 | Motor Control Center | COL-PBG-MISC |  | Motor Control Centre |  | MCC | http://www.toronto.ca/TWONTO#LV_electrical_panel |  | Miscellaneous Equipment
3635 | COL-PEV-MCC-0001 | Motor Control Center | COL-PEV |  | Motor Control Centre |  | MCC | http://www.toronto.ca/TWONTO#LV_electrical_panel |  | Ellis Sewage Pumping Station
3636 | COL-PEV-MCC-0001 | Motor Control Center | COL-PEV-MISC |  | Motor Control Centre |  | MCC | http://www.toronto.ca/TWONTO#LV_electrical_panel |  | Miscellaneous Equipment
3673 | COL-PFB-MCC-0001 | Motor Control Center | COL-PFB-MISC |  | Motor Control Centre |  | MCC | http://www.toronto.ca/TWONTO#LV_electrical_panel |  | Miscellaneous Equipment
4197 | COL-PKG-MCC-0001 | Motor Control Center | COL-PKG |  | Motor Control Centre |  | MCC | http://www.toronto.ca/TWONTO#LV_electrical_panel |  | Kingston Rd Pumping Station
4198 | COL-PKG-MCC-0001 | Motor Control Center | COL-PKG-MISC |  | Motor Control Centre |  | MCC | http://www.toronto.ca/TWONTO#LV_electrical_panel |  | Miscellaneous Equipment
5988 | COL-PRR-MCC-0001 | Motor Control Center | COL-PRR |  | Motor Control Centre |  | MCC | http://www.toronto.ca/TWONTO#LV_electrical_panel |  | Riverside Sewage Pumping Station
6118 | COL-PSD-MCC-0001 | Motor Control Center | COL-PSD-MISC |  | Motor Control Centre |  | MCC | http://www.toronto.ca/TWONTO#LV_electrical_panel |  | Miscellaneous Equipment
6214 | COL-PSK-MCC-0001 | Motor Control Center | COL-PSK |  | Motor Control Centre |  | MCC | http://www.toronto.ca/TWONTO#LV_electrical_panel |  | Skydome Sewage Pumping Station
6215 | COL-PSK-MCC-0001 | Motor Control Center | COL-PSK-MISC |  | Motor Control Centre |  | MCC | http://www.toronto.ca/TWONTO#LV_electrical_panel |  | Miscellaneous Equipment
6345 | COL-PSM-MCC-0001 | Motor Control Center | COL-PSM |  | Motor Control Centre |  | MCC | http://www.toronto.ca/TWONTO#LV_electrical_panel |  | Simcoe St Sewage Pumping Station
6346 | COL-PSM-MCC-0001 | Motor Control Center | COL-PSM-MISC |  | Motor Control Centre |  | MCC | http://www.toronto.ca/TWONTO#LV_electrical_panel |  | Miscellaneous Equipment
6417 | COL-PSP-MCC-0001 | Motor Control Center | COL-PSP |  | Motor Control Centre |  | MCC | http://www.toronto.ca/TWONTO#LV_electrical_panel |  | Southport Sewage Pumping Station
6418 | COL-PSP-MCC-0001 | Motor Control Center | COL-PSP-MISC |  | Motor Control Centre |  | MCC | http://www.toronto.ca/TWONTO#LV_electrical_panel |  | Miscellaneous Equipment
6488 | COL-PSS-MCC-0001 | Motor Control Center | COL-PSS |  | Motor Control Centre |  | MCC | http://www.toronto.ca/TWONTO#LV_electrical_panel |  | Scott Sewage Pumping Station
6572 | COL-PST-MCC-0001 | Motor Control Center | COL-PST-MISC |  | Motor Control Centre |  | MCC | http://www.toronto.ca/TWONTO#LV_electrical_panel |  | Miscellaneous Equipment
6644 | COL-PSU-MCC-0001 | Motor Control Center | COL-PSU |  | Motor Control Centre |  | MCC | http://www.toronto.ca/TWONTO#LV_electrical_panel |  | Sunnyside Pumping Station
6921 | COL-PVM-MCC-0001 | Motor Control Center | COL-PVM-MISC |  | Motor Control Centre |  | MCC | http://www.toronto.ca/TWONTO#LV_electrical_panel |  | Miscellaneous Equipment
11829 | FCL-ELS-MCC-001D | Control Panel,MCC,Low Lift Bldg - Electrical Room,600V | FCL_ELS_600V_ELECABS | Control Panel,MCC | Motor Control Centre |  | MCC | http://www.toronto.ca/TWONTO#LV_electrical_panel |  | Electrical Cabinets,600V
11830 | FCL-ELS-MCC-001G | Control Panel,MCC,Gaseous Chemical Bldg - Electrical Room,600V | FCL_ELS_600V_ELECABS | Control Panel,MCC | Motor Control Centre |  | MCC | http://www.toronto.ca/TWONTO#LV_electrical_panel |  | Electrical Cabinets,600V
11831 | FCL-ELS-MCC-002D | Control Panel,MCC,Low Lift Bldg - Electrical Room,600V | FCL_ELS_600V_ELECABS | Control Panel,MCC | Motor Control Centre |  | MCC | http://www.toronto.ca/TWONTO#LV_electrical_panel |  | Electrical Cabinets,600V
11832 | FCL-ELS-MCC-002F | Control Panel,MCC,High Lift Bldg - Electrical Room,600V | FCL_ELS_600V_ELECABS | Control Panel,MCC | Motor Control Centre |  | MCC | http://www.toronto.ca/TWONTO#LV_electrical_panel |  | Electrical Cabinets,600V
11833 | FCL-ELS-MCC-002G | Control Panel,MCC,Gaseous Chemical Bldg - Electrical Room,600V | FCL_ELS_600V_ELECABS | Control Panel,MCC | Motor Control Centre |  | MCC | http://www.toronto.ca/TWONTO#LV_electrical_panel |  | Electrical Cabinets,600V
11834 | FCL-ELS-MCC-003F | Control Panel,MCC,High Lift Bldg - Electrical Room,600V | FCL_ELS_600V_ELECABS | Control Panel,MCC | Motor Control Centre |  | MCC | http://www.toronto.ca/TWONTO#LV_electrical_panel |  | Electrical Cabinets,600V
11835 | FCL-ELS-MCC-004G | Control Panel,MCC,Gaseous Chemical Bldg - Electrical Room,600V | FCL_ELS_600V_ELECABS | Control Panel,MCC | Motor Control Centre |  | MCC | http://www.toronto.ca/TWONTO#LV_electrical_panel |  | Electrical Cabinets,600V
11836 | FCL-ELS-MCC-0100 | Control Panel,MCC,High Lift Bldg - Switchgear Room,600V | FCL-ELS-PS-0001 | Control Panel,MCC | Motor Control Centre |  | MCC | http://www.toronto.ca/TWONTO#LV_electrical_panel |  | Uninterruptible Power Supply,High Lift Bldg - Switchgear Room,LP-0001
11837 | FCL-ELS-MCC-01CF | Control Panel,MCC,Centrifuge Bldg - Electrical Room,600V | FCL_ELS_600V_ELECABS | Control Panel,MCC | Motor Control Centre |  | MCC | http://www.toronto.ca/TWONTO#LV_electrical_panel |  | Electrical Cabinets,600V
11838 | FCL-ELS-MCC-01CL | Control Panel,MCC,Clarification - Electrical Room,600V | FCL_ELS_600V_ELECABS | Control Panel,MCC | Motor Control Centre |  | MCC | http://www.toronto.ca/TWONTO#LV_electrical_panel |  | Electrical Cabinets,600V
11839 | FCL-ELS-MCC-0200 | Control Panel,MCC,High Lift Bldg - Switchgear Room,600V | FCL-ELS-PS-0001 | Control Panel,MCC | Motor Control Centre |  | MCC | http://www.toronto.ca/TWONTO#LV_electrical_panel |  | Uninterruptible Power Supply,High Lift Bldg - Switchgear Room,LP-0001
11840 | FCL-ELS-MCC-02CF | Control Panel,MCC,Centrifuge Bldg - Electrical Room,600V | FCL_ELS_600V_ELECABS | Control Panel,MCC | Motor Control Centre |  | MCC | http://www.toronto.ca/TWONTO#LV_electrical_panel |  | Electrical Cabinets,600V
11841 | FCL-ELS-MCC-02CL | Control Panel,MCC,Clarification - Electrical Room,600V | FCL-ELS-PS-0001 | Control Panel,MCC | Motor Control Centre |  | MCC | http://www.toronto.ca/TWONTO#LV_electrical_panel |  | Uninterruptible Power Supply,High Lift Bldg - Switchgear Room,LP-0001
11842 | FCL-ELS-MCC-0300 | Control Panel,MCC,High Lift Bldg - Switchgear Room,600V | FCL-ELS-PS-0001 | Control Panel,MCC | Motor Control Centre |  | MCC | http://www.toronto.ca/TWONTO#LV_electrical_panel |  | Uninterruptible Power Supply,High Lift Bldg - Switchgear Room,LP-0001
11843 | FCL-ELS-MCC-0400 | Control Panel,MCC,Low Lift Bldg - Electrical Room,600V | FCL_ELS_600V_ELECABS | Control Panel,MCC | Motor Control Centre |  | MCC | http://www.toronto.ca/TWONTO#LV_electrical_panel |  | Electrical Cabinets,600V
11844 | FCL-ELS-MCC-0500 | Control Panel,MCC,Low Lift Bldg - Electrical Room,600V | FCL_ELS_600V_ELECABS | Control Panel,MCC | Motor Control Centre |  | MCC | http://www.toronto.ca/TWONTO#LV_electrical_panel |  | Electrical Cabinets,600V
14601 | COL-PBG-MCC-0001 | Motor Control Center | COL-PBG |  | Motor Control Centre |  | MCC | http://www.toronto.ca/TWONTO#LV_electrical_panel |  | Brule Gardens Sewage Pumping Station
15130 | COL-PBR-MCC-0001 | Motor Control Centre | COL-PBR |  | Motor Control Centre |  | MCC | http://www.toronto.ca/TWONTO#LV_electrical_panel |  | Berry Road Sewage Pumping Station
15131 | COL-PBR-MCC-0001 | Motor Control Centre | COL-PBR-MISC |  | Motor Control Centre |  | MCC | http://www.toronto.ca/TWONTO#LV_electrical_panel |  | Miscellaneous Equipment
15928 | FHA-ELS-MCC-0200A | MCC, 2000A, 600V, 3PH, RMF, Ground Level, Electrical Room #1 | FHA-ELS-PRIMARY | Switchgear | Motor Control Centre |  | MCC | http://www.toronto.ca/TWONTO#LV_electrical_panel |  | Primary Electrical System
15929 | FHA-ELS-MCC-0200B | MCC, 2000A, 600V, 3PH, RMF, Ground Level, Electrical Room #1 | FHA-ELS-PRIMARY | Switchgear | Motor Control Centre |  | MCC | http://www.toronto.ca/TWONTO#LV_electrical_panel |  | Primary Electrical System
15930 | FHA-ELS-MCC-0300A | Service Board | FHA-ELS-PRIMARY | Switchgear | Motor Control Centre |  | MCC | http://www.toronto.ca/TWONTO#LV_electrical_panel |  | Primary Electrical System
15931 | FHA-ELS-MCC-0300B | Service Board | FHA-ELS-PRIMARY | Switchgear | Motor Control Centre |  | MCC | http://www.toronto.ca/TWONTO#LV_electrical_panel |  | Primary Electrical System
15932 | FHA-ELS-MCC-0400A | MCC, 2000A, 600V, 3PH, ,Service Building, RMF, Ground Level, Electrical Room #1 | FHA-ELS-PRIMARY | Control Panel,MCC | Motor Control Centre |  | MCC | http://www.toronto.ca/TWONTO#LV_electrical_panel |  | Primary Electrical System
15933 | FHA-ELS-MCC-0400B | MCC, 2000A, 600V, 3PH, Service Building,RMF, Ground Level, Electrical Room #1 | FHA-ELS-PRIMARY | Control Panel,MCC | Motor Control Centre |  | MCC | http://www.toronto.ca/TWONTO#LV_electrical_panel |  | Primary Electrical System
15934 | FHA-ELS-MCC-0600B | FHA-ELS-MCC-0006B - MCC 6B, 600V, RMF | FHA-ELS-PRIMARY | Switchgear | Motor Control Centre |  | MCC | http://www.toronto.ca/TWONTO#LV_electrical_panel |  | Primary Electrical System
15940 | FHA-ELS-PDP-0300A | Power Distribution Panel, 600V, 2000A, 3 PH, Pump Building Basement, Switchgear Room | FHA-ELS-PRIMARY | Switchgear | Motor Control Centre |  | PDP | http://www.toronto.ca/TWONTO#LV_electrical_panel |  | Primary Electrical System
15941 | FHA-ELS-PDP-0300B | Power Distribution Panel, 600V, 2000A, 3 PH. Pump Building Basement, Switchgear Room | FHA-ELS-PRIMARY | Switchgear | Motor Control Centre |  | PDP | http://www.toronto.ca/TWONTO#LV_electrical_panel |  | Primary Electrical System
15942 | FHA-ELS-PDP-0400B-SU | Circuit Breaker, Feed to PDP-0400B | FHA-ELS-PRIMARY | Switchgear | Motor Control Centre | 32844 | PDP | http://www.toronto.ca/TWONTO#breaker |  | Primary Electrical System
15970 | FHA-ELS-TB-0401 | Circuit Breaker, Tie, MCC-0401A & 0401B, RMF, Electrical Room 2 | FHA-ELS-PRIMARY | Switchgear | Motor Control Centre |  | TB | http://www.toronto.ca/TWONTO#breaker |  | Primary Electrical System
20041 | COL-PHP-MCC-0001 | Motor Control Center | COL-PHP |  | Motor Control Centre |  | MCC | http://www.toronto.ca/TWONTO#LV_electrical_panel |  | High Park Sewage Pumping Station
20042 | COL-PHP-MCC-0001 | Motor Control Center | COL-PHP-MISC |  | Motor Control Centre |  | MCC | http://www.toronto.ca/TWONTO#LV_electrical_panel |  | Miscellaneous Equipment
21328 | FHO-ELS-DP-0313-SUS | Distribution Panel from MCC-0313 | FHO-ELS-PS-0001 | Control Panel,Power Distribution Panel | Motor Control Centre | 37596 | DP | http://www.toronto.ca/TWONTO#LV_electrical_panel |  | Primary Power Equipment
21329 | FHO-ELS-DP-0313-SUS | Distribution Panel from MCC-0313 | FHO-SUSPENDED | Control Panel,Power Distribution Panel | Motor Control Centre | 37596 | DP | http://www.toronto.ca/TWONTO#LV_electrical_panel |  | Suspended Entity List
21330 | FHO-ELS-DP-0314-SUS | Distribution Panel from MCC-0314 | FHO-ELS-PS-0001 | Control Panel,Power Distribution Panel | Motor Control Centre | 37597 | DP | http://www.toronto.ca/TWONTO#LV_electrical_panel |  | Primary Power Equipment
21331 | FHO-ELS-DP-0314-SUS | Distribution Panel from MCC-0314 | FHO-SUSPENDED | Control Panel,Power Distribution Panel | Motor Control Centre | 37597 | DP | http://www.toronto.ca/TWONTO#LV_electrical_panel |  | Suspended Entity List
21793 | FHO-ELS-MCC-0510 | Motor Control Centre, Filter Building 1-8., S2, Electrical Room | FHO-ELS-PS-0001 | Control Panel,MCC | Motor Control Centre |  | MCC | http://www.toronto.ca/TWONTO#LV_electrical_panel |  | Primary Power Equipment
21794 | FHO-ELS-MCC-0610 | Motor Control Centre, Filter Building 1-8., S2, Electrical Room | FHO-ELS-PS-0001 | Control Panel,MCC | Motor Control Centre |  | MCC | http://www.toronto.ca/TWONTO#LV_electrical_panel |  | Primary Power Equipment
21795 | FHO-ELS-MCC-0710 | Motor Control Centre, Admin Building, S4, Main Electrical Room | FHO-ELS-INQ | Control Panel,MCC | Motor Control Centre |  | MCC | http://www.toronto.ca/TWONTO#LV_electrical_panel |  | Power Management
21796 | FHO-ELS-MCC-0710 | Motor Control Centre, Admin Building, S4, Main Electrical Room | FHO-ELS-PS-0001 | Control Panel,MCC | Motor Control Centre |  | MCC | http://www.toronto.ca/TWONTO#LV_electrical_panel |  | Primary Power Equipment
21797 | FHO-ELS-MCC-0731 | Motor Control Centre, Emergency Load, Surge Building | FHO-ELS-PS-0001 | Control Panel,MCC | Motor Control Centre |  | MCC | http://www.toronto.ca/TWONTO#LV_electrical_panel |  | Primary Power Equipment
21798 | FHO-ELS-MCC-0810 | Motor Control Centre, Admin Building, S4, Main Electrical Room | FHO-ELS-INQ | Control Panel,MCC | Motor Control Centre |  | MCC | http://www.toronto.ca/TWONTO#LV_electrical_panel |  | Power Management
21799 | FHO-ELS-MCC-0820 | Motor Control Centre, Admin Building, S4, Main Electrical Room | FHO-ELS-INQ | Control Panel,MCC | Motor Control Centre |  | MCC | http://www.toronto.ca/TWONTO#LV_electrical_panel |  | Power Management
21800 | FHO-ELS-MCC-0910 | Motor Control Centre, Raw Water PS, S7, Electrical Room | FHO-ELS-INQ | Control Panel,MCC | Motor Control Centre |  | MCC | http://www.toronto.ca/TWONTO#LV_electrical_panel |  | Power Management
21801 | FHO-ELS-MCC-0920 | Motor Control Centre, Admin Building, S4, Main Electrical Room | FHO-ELS-PS-0001 | Control Panel,MCC | Motor Control Centre |  | MCC | http://www.toronto.ca/TWONTO#LV_electrical_panel |  | Primary Power Equipment
21802 | FHO-ELS-MCC-0930 | Motor Control Centre, Emergency Load, Clarifier Building, S2, Main Foyer | FHO-ELS-PS-0001 | Control Panel,MCC | Motor Control Centre |  | MCC | http://www.toronto.ca/TWONTO#LV_electrical_panel |  | Primary Power Equipment
21803 | FHO-ELS-MCC-1010 | Motor Control Centre, Raw Water PS, S7, Electrical Room | FHO-ELS-PS-0001 | Control Panel,MCC | Motor Control Centre |  | MCC | http://www.toronto.ca/TWONTO#LV_electrical_panel |  | Primary Power Equipment
21804 | FHO-ELS-MCC-1020 | Motor Control Centre, Cadmin Building, S4, Main Electrical Room | FHO-ELS-INQ | Control Panel,MCC | Motor Control Centre |  | MCC | http://www.toronto.ca/TWONTO#LV_electrical_panel |  | Power Management
21805 | FHO-ELS-MCC-1020 | Motor Control Centre, Cadmin Building, S4, Main Electrical Room | FHO-ELS-PS-0001 | Control Panel,MCC | Motor Control Centre |  | MCC | http://www.toronto.ca/TWONTO#LV_electrical_panel |  | Primary Power Equipment
21806 | FHO-ELS-MCC-1030 | Motor Control Centre, Emergency Load, Clarifier Building, S2, Main Foyer | FHO-ELS-INQ | Control Panel,MCC | Motor Control Centre |  | MCC | http://www.toronto.ca/TWONTO#LV_electrical_panel |  | Power Management
21807 | FHO-ELS-MCC-1110 | Motor Control Centre, (MCC-1101A), Ozone Building MCC Room | FHO-ELS-PS-0001 | Control Panel,MCC | Motor Control Centre |  | MCC | http://www.toronto.ca/TWONTO#LV_electrical_panel |  | Primary Power Equipment
21808 | FHO-ELS-MCC-1220 | Motor Control Centre, MCC-1201B), Ozone Building MCC Room | FHO-ELS-PS-0001 | Control Panel,MCC | Motor Control Centre |  | MCC | http://www.toronto.ca/TWONTO#LV_electrical_panel |  | Primary Power Equipment
21868 | COL-PKP-MCC-0001 | Motor Control Center | COL-PKP |  | Motor Control Centre |  | MCC | http://www.toronto.ca/TWONTO#LV_electrical_panel |  | Kennedy Park Sewage Pumping Station
21869 | COL-PKP-MCC-0001 | Motor Control Center | COL-PKP-MISC |  | Motor Control Centre |  | MCC | http://www.toronto.ca/TWONTO#LV_electrical_panel |  | Miscellaneous Equipment
24488 | COL-PMD-MCC-0001 | Motor Control Center | COL-PMD |  | Motor Control Centre |  | MCC | http://www.toronto.ca/TWONTO#LV_electrical_panel |  | Midland Pumping Station
24489 | COL-PMD-MCC-0001 | Motor Control Center | COL-PMD-MISC |  | Motor Control Centre |  | MCC | http://www.toronto.ca/TWONTO#LV_electrical_panel |  | Miscellaneous Equipment
27153 | COL-PRR-MCC-0001 | Motor Control Center | COL-PRR-MISC |  | Motor Control Centre |  | MCC | http://www.toronto.ca/TWONTO#LV_electrical_panel |  | Miscellaneous Equipment
27410 | COL-PSD-MCC-0001 | Motor Control Center | COL-PSD |  | Motor Control Centre |  | MCC | http://www.toronto.ca/TWONTO#LV_electrical_panel |  | Spadina Sewage Pumping Station
27658 | FIS-ELS-MCC-0003-SUS | Motor Control Centre # 3 | FIS-ELS | Switchgear,Indoor | Motor Control Centre | 38217 | MCC | http://www.toronto.ca/TWONTO#LV_electrical_panel |  | System, Electrical Distribution System
27659 | FIS-ELS-MCC-0003-SUS | Motor Control Centre # 3 | FIS-SUSPENDED | Switchgear,Indoor | Motor Control Centre | 38217 | MCC | http://www.toronto.ca/TWONTO#LV_electrical_panel |  | Obsolete Entities/Processes
27660 | FIS-ELS-MCC-0100 | MCC,600 V,Workshop Building,Mezzanine,East | FIS-ELS-CAB-0601 | Control Panel,MCC | Motor Control Centre |  | MCC | http://www.toronto.ca/TWONTO#LV_electrical_panel |  | ELS Cabinet,600 V Workshop Building,Mezzanine,MCC Cabinet
27661 | FIS-ELS-MCC-0100 | MCC,600 V,Workshop Building,Mezzanine,East | FIS-ELS-TR-1101 | Control Panel,MCC | Motor Control Centre |  | MCC | http://www.toronto.ca/TWONTO#LV_electrical_panel |  | Transformer,Lighting,Workshop Building,Mezzanine,North-West,9KVA / 600V / 208V / 3ph Transformer
27662 | FIS-ELS-MCC-0200 | MCC,600 V,Workshop Building,Mezzanine,West | FIS-ELS | Control Panel,MCC | Motor Control Centre |  | MCC | http://www.toronto.ca/TWONTO#LV_electrical_panel |  | System, Electrical Distribution System
27663 | FIS-ELS-MCC-0200 | MCC,600 V,Workshop Building,Mezzanine,West | FIS-ELS-CAB-0601 | Control Panel,MCC | Motor Control Centre |  | MCC | http://www.toronto.ca/TWONTO#LV_electrical_panel |  | ELS Cabinet,600 V Workshop Building,Mezzanine,MCC Cabinet
27664 | FIS-ELS-MCC-0300 | MCC,600 V,Raw Water Pumping Station,Upper Level,East | FIS-ELS-CAB-0602 | Control Panel,MCC | Motor Control Centre |  | MCC | http://www.toronto.ca/TWONTO#LV_electrical_panel |  | ELS Cabinet,600 V,Raw Water Pumping Station, MCC Cabinet
27665 | FIS-ELS-MCC-0400 | MCC,600 V,Raw Water Pumping Station,Upper Level,West | FIS-ELS | Control Panel,MCC | Motor Control Centre |  | MCC | http://www.toronto.ca/TWONTO#LV_electrical_panel |  | System, Electrical Distribution System
27666 | FIS-ELS-MCC-0400 | MCC,600 V,Raw Water Pumping Station,Upper Level,West | FIS-ELS-CAB-0602 | Control Panel,MCC | Motor Control Centre |  | MCC | http://www.toronto.ca/TWONTO#LV_electrical_panel |  | ELS Cabinet,600 V,Raw Water Pumping Station, MCC Cabinet
27667 | FIS-ELS-MCC-0500 | MCC,600 V,Filter Building,Mezzanine,East | FIS-ELS-CAB-0603 | Control Panel,MCC | Motor Control Centre |  | MCC | http://www.toronto.ca/TWONTO#LV_electrical_panel |  | ELS Cabinet,600 V,Filter Building,Mezzanine,North MCC Cabinet
27668 | FIS-ELS-MCC-0600 | MCC,600 V,Filter Building,Mezzanine,West | FIS-ELS-TR-0600 | Control Panel,MCC | Motor Control Centre |  | MCC | http://www.toronto.ca/TWONTO#LV_electrical_panel |  | Transformer,Power,Dry,4.16 kV / 600V,Filter Building,Mezzanine,West,Transformer,FIS-ELS-MCC-0600
29508 | COL-PSS-MCC-0001 | Motor Control Center | COL-PSS-MISC |  | Motor Control Centre |  | MCC | http://www.toronto.ca/TWONTO#LV_electrical_panel |  | Miscellaneous Equipment
29642 | FIS-TRW-MCC-0100-SUS | Motor Control Centre | FIS-SUSPENDED | Switchgear,Indoor | Motor Control Centre | 38434 | MCC | http://www.toronto.ca/TWONTO#LV_electrical_panel |  | Obsolete Entities/Processes
29643 | FIS-TRW-MCC-0100-SUS | Motor Control Centre | FIS-TRW | Switchgear,Indoor | Motor Control Centre | 38434 | MCC | http://www.toronto.ca/TWONTO#LV_electrical_panel |  | Treated Water Production
29644 | FIS-TRW-MCC-0200-SUS | Motor Control Centre | FIS-TRW | Switchgear,Indoor | Motor Control Centre | 38435 | MCC | http://www.toronto.ca/TWONTO#LV_electrical_panel |  | Treated Water Production
29645 | FIS-TRW-MCC-0300-SUS | Motor Control Centre | FIS-SUSPENDED | Switchgear,Indoor | Motor Control Centre | 38436 | MCC | http://www.toronto.ca/TWONTO#LV_electrical_panel |  | Obsolete Entities/Processes
29646 | FIS-TRW-MCC-0300-SUS | Motor Control Centre | FIS-TRW | Switchgear,Indoor | Motor Control Centre | 38436 | MCC | http://www.toronto.ca/TWONTO#LV_electrical_panel |  | Treated Water Production
29647 | FIS-TRW-MCC-0400-SUS | Motor Control Centre | FIS-SUSPENDED | Switchgear,Indoor | Motor Control Centre | 38437 | MCC | http://www.toronto.ca/TWONTO#LV_electrical_panel |  | Obsolete Entities/Processes
29648 | FIS-TRW-MCC-0500-SUS | Motor Control Centre | FIS-TRW | Switchgear,Indoor | Motor Control Centre | 38438 | MCC | http://www.toronto.ca/TWONTO#LV_electrical_panel |  | Treated Water Production
29649 | FIS-TRW-MCC-0600-SUS | Motor Control Centre | FIS-TRW | Switchgear,Indoor | Motor Control Centre | 38439 | MCC | http://www.toronto.ca/TWONTO#LV_electrical_panel |  | Treated Water Production
30067 | COL-PST-MCC-0001 | Motor Control Center | COL-PST |  | Motor Control Centre |  | MCC | http://www.toronto.ca/TWONTO#LV_electrical_panel |  | Strachan Pumping Station
31256 | COL-PSU-MCC-0001 | Motor Control Center | COL-PSU-MISC |  | Motor Control Centre |  | MCC | http://www.toronto.ca/TWONTO#LV_electrical_panel |  | Miscellaneous Equipment
33260 | COL-PVM-MCC-0001 | Motor Control Center | COL-PVM |  | Motor Control Centre |  | MCC | http://www.toronto.ca/TWONTO#LV_electrical_panel |  | Valleymede Sewage Pumping Station
33478 | MCC27-A | Motor Control Center, Building B | THC-ELS-PS-0001-B | Control Panel,MCC | Motor Control Centre | 32183 |  | http://www.toronto.ca/TWONTO#LV_electrical_panel |  | Primary Power Equipment, Building B
33538 | COL-PWC-MCC-0001 | Motor Control Center | COL-PWC |  | Motor Control Centre |  | MCC | http://www.toronto.ca/TWONTO#LV_electrical_panel |  | Wirral Court Sewage Pumping Station
33539 | COL-PWC-MCC-0001 | Motor Control Center | COL-PWC-MISC |  | Motor Control Centre |  | MCC | http://www.toronto.ca/TWONTO#LV_electrical_panel |  | Miscellaneous Equipment
38153 | SWM-PET-MCC-0001 | Motor Control Center | SWM-PET |  | Motor Control Centre |  | MCC | http://www.toronto.ca/TWONTO#LV_electrical_panel |  | Eglinton - Bellamy Storm Pumping Station
38154 | SWM-PET-MCC-0001 | Motor Control Center | SWM-PET-MISC |  | Motor Control Centre |  | MCC | http://www.toronto.ca/TWONTO#LV_electrical_panel |  | Miscellaneous Equipment
38419 | SWM-PWD-MCC-0001 | Motor Control Center | SWM-PWD |  | Motor Control Centre |  | MCC | http://www.toronto.ca/TWONTO#LV_electrical_panel |  | Warden Storm
38463 | SWM-PWI-MCC-0100 | Motor Control Center, Power Distribution for Station, MCC-0100 | SWM-PWI |  | Motor Control Centre |  | MCC | http://www.toronto.ca/TWONTO#LV_electrical_panel |  | Wilson Storm Pumping Station
42709 | TAB-CHL-MCC-2001 | Motor Control Centre, Chlorination Building | TAB-ELS-WA8 |  | Motor Control Centre |  | MCC | http://www.toronto.ca/TWONTO#LV_electrical_panel |  | Electrical Equipment, Work Area 8, ( Panel Boards, MCC )
47296 | TAB-EL1-MCC-2701 | Motor Control Centre 208V - M Bldg | TAB-EL1-MCC-6013 |  | Motor Control Centre |  | MCC | http://www.toronto.ca/TWONTO#LV_electrical_panel |  | Motor Control Centre 600V - M Bldg
47297 | TAB-EL1-MCC-2702 | Motor Control Centre 208V - M Bldg | TAB-EL1-MCC-6014 |  | Motor Control Centre |  | MCC | http://www.toronto.ca/TWONTO#LV_electrical_panel |  | Motor Control Centre 600V - M Bldg
47298 | TAB-EL1-MCC-6005 | Motor Control Centre 600V - Blower Bldg | TAB-STR-ELQ | Switchgear,Indoor | Motor Control Centre |  | MCC | http://www.toronto.ca/TWONTO#LV_electrical_panel |  | Blower Building - Power Distribution & Electrical Equipment
47299 | TAB-EL1-MCC-6006 | Motor Control Centre 600V - Blower Bldg | TAB-EL1-TR-5213 | Switchgear,Indoor | Motor Control Centre |  | MCC | http://www.toronto.ca/TWONTO#LV_electrical_panel |  | Transformer,Blower Bldg, 4160/600V, NS-ST2
47300 | TAB-EL1-MCC-6006 | Motor Control Centre 600V - Blower Bldg | TAB-STR-ELQ | Switchgear,Indoor | Motor Control Centre |  | MCC | http://www.toronto.ca/TWONTO#LV_electrical_panel |  | Blower Building - Power Distribution & Electrical Equipment
47301 | TAB-EL1-MCC-6007 | MCC, Plant Services, North Substation -T Bldg., MCC 6007 | TAB-EL1-TR-5651 | Control Panel,MCC | Motor Control Centre |  | MCC | http://www.toronto.ca/TWONTO#LV_electrical_panel |  | Transformer, Step Down,4160/600V, T Bldg NS-T-ST1
47302 | TAB-EL1-MCC-6013 | Motor Control Centre 600V - M Bldg | TAB-EL1-TR-5548 | Control Panel,MCC | Motor Control Centre |  | MCC | http://www.toronto.ca/TWONTO#LV_electrical_panel |  | Transformer, Step Down, 4160/600V, M Bldg,NS-M-ST1
47303 | TAB-EL1-MCC-6123 | Motor Control Cenrer, 600V | TAB-AER-ELQ | Switchgear,Indoor | Motor Control Centre |  | MCC | http://www.toronto.ca/TWONTO#LV_electrical_panel |  | Aeration - Electrical Equipment
47304 | TAB-EL1-MCC-6123 | Motor Control Cenrer, 600V | TAB-EL1-PDP-6001 | Switchgear,Indoor | Motor Control Centre |  | MCC | http://www.toronto.ca/TWONTO#LV_electrical_panel |  | Power Distribution Panel, 600V, Aeration Outdoor Sub.
47305 | TAB-EL1-MCC-6124 | Switchgear, 600V MCC AT3 | TAB-STR-ELQ | Switchgear,Indoor | Motor Control Centre |  | MCC | http://www.toronto.ca/TWONTO#LV_electrical_panel |  | Blower Building - Power Distribution & Electrical Equipment
47306 | TAB-EL1-MCC-6125 | Motor Control Centre, 600V | TAB-AER-ELQ | Switchgear,Indoor | Motor Control Centre |  | MCC | http://www.toronto.ca/TWONTO#LV_electrical_panel |  | Aeration - Electrical Equipment
47307 | TAB-EL1-MCC-6126 | Motor Control Centre, 600V | TAB-AER-ELQ | Switchgear,Indoor | Motor Control Centre |  | MCC | http://www.toronto.ca/TWONTO#LV_electrical_panel |  | Aeration - Electrical Equipment
47308 | TAB-EL1-MCC-6126E | MCC, Standby Power. East Control Building | TAB-EL1-MCC-6126 |  | Motor Control Centre | 34607 | MCC | http://www.toronto.ca/TWONTO#LV_electrical_panel |  | Motor Control Centre, 600V
47309 | TAB-EL1-MCC-6146 | MCC, Aeration Tank 2, East Control Building, 600V | TAB-AER-ELQ | Switchgear,Indoor | Motor Control Centre |  | MCC | http://www.toronto.ca/TWONTO#LV_electrical_panel |  | Aeration - Electrical Equipment
47310 | TAB-EL1-MCC-6161 | Motor Control Centre, 600V, Ferrous Area | TAB-PRS-ELQ | Control Panel,MCC | Motor Control Centre |  | MCC | http://www.toronto.ca/TWONTO#LV_electrical_panel |  | Electrical Equipment
47311 | TAB-EL1-MCC-6164 | Motor Control Centre, 600V, West Quad House | TAB-AER-OZ-ELQ | Control Panel,MCC | Motor Control Centre |  | MCC | http://www.toronto.ca/TWONTO#LV_electrical_panel |  | Electrical Equipment Location, Aeration West Quad House
47312 | TAB-EL1-MCC-6225 | Motor Control Centre 600V - D Bldg | TAB-EL1-MCC | Control Panel,MCC | Motor Control Centre |  | MCC | http://www.toronto.ca/TWONTO#LV_electrical_panel |  | Motor Control Center- North Substation
47313 | TAB-EL1-MCC-6225 | Motor Control Centre 600V - D Bldg | TAB-PLT-ELQ-D | Control Panel,MCC | Motor Control Centre |  | MCC | http://www.toronto.ca/TWONTO#LV_electrical_panel |  | D Building - Electrical Equipment
47314 | TAB-EL1-MCC-6226 | Motor Control Centre 600V - D Bldg | TAB-EL1-MCC | Control Panel,MCC | Motor Control Centre |  | MCC | http://www.toronto.ca/TWONTO#LV_electrical_panel |  | Motor Control Center- North Substation
47356 | TAB-EL1-MCC-6226 | Motor Control Centre 600V - D Bldg | TAB-EL1-PDP-6004 | Control Panel,MCC | Motor Control Centre |  | MCC | http://www.toronto.ca/TWONTO#LV_electrical_panel |  | Switchgear, 600V, D Building Outdoor Sub.
47357 | TAB-EL1-MCC-6226 | Motor Control Centre 600V - D Bldg | TAB-PLT-ELQ-D | Control Panel,MCC | Motor Control Centre |  | MCC | http://www.toronto.ca/TWONTO#LV_electrical_panel |  | D Building - Electrical Equipment
47358 | TAB-EL1-MCC-6228 | Motor Control Centre 600V - D Bldg | TAB-EL1-MCC | Control Panel,MCC | Motor Control Centre |  | MCC | http://www.toronto.ca/TWONTO#LV_electrical_panel |  | Motor Control Center- North Substation
47359 | TAB-EL1-MCC-6321 | Motor Control Centre 600V - Blower Bldg | TAB-EL1-MCC-6005 | Switchgear,Indoor | Motor Control Centre |  | MCC | http://www.toronto.ca/TWONTO#LV_electrical_panel |  | Motor Control Centre 600V - Blower Bldg
47360 | TAB-EL1-MCC-6322 | Motor Control Centre 600V - Blower Bldg | TAB-EL1-MCC-6006 | Switchgear,Indoor | Motor Control Centre |  | MCC | http://www.toronto.ca/TWONTO#LV_electrical_panel |  | Motor Control Centre 600V - Blower Bldg
47361 | TAB-EL1-MCC-6351 | Motor Control Centre 600V - Blower Bldg | TAB-STR-ELQ | Switchgear,Indoor | Motor Control Centre |  | MCC | http://www.toronto.ca/TWONTO#LV_electrical_panel |  | Blower Building - Power Distribution & Electrical Equipment
47362 | TAB-EL1-MCC-6536 | Motor Control Centre, Z Bldg | TAB-EL1-PDP-6009 | Control Panel,MCC | Motor Control Centre |  | MCC | http://www.toronto.ca/TWONTO#LV_electrical_panel |  | Power Distribution Panel, 600V, Z Building Outdoor Substation
47363 | TAB-EL1-MCC-6541 | Motor Control Centre, Z Bldg | TAB-EL1-PDP-6009 | Control Panel,MCC | Motor Control Centre |  | MCC | http://www.toronto.ca/TWONTO#LV_electrical_panel |  | Power Distribution Panel, 600V, Z Building Outdoor Substation
47364 | TAB-EL1-MCC-6545 | Motor Control Centre, Z Bldg | TAB-EL1-MCC | Control Panel,MCC | Motor Control Centre |  | MCC | http://www.toronto.ca/TWONTO#LV_electrical_panel |  | Motor Control Center- North Substation
47365 | TAB-EL1-MCC-6545 | Motor Control Centre, Z Bldg | TAB-ELS-WA6 | Control Panel,MCC | Motor Control Centre |  | MCC | http://www.toronto.ca/TWONTO#LV_electrical_panel |  | Panel Boards, MCC, WA6
47366 | TAB-EL1-MCC-6546 | Motor Control Centre, Z Bldg | TAB-EL1-MCC | Control Panel,MCC | Motor Control Centre |  | MCC | http://www.toronto.ca/TWONTO#LV_electrical_panel |  | Motor Control Center- North Substation
47367 | TAB-EL1-MCC-6546 | Motor Control Centre, Z Bldg | TAB-EL1-PDP-6008 | Control Panel,MCC | Motor Control Centre |  | MCC | http://www.toronto.ca/TWONTO#LV_electrical_panel |  | Power Distribution Panel, 600V, Z Building Outdoor Substation
47368 | TAB-EL1-MCC-6546 | Motor Control Centre, Z Bldg | TAB-ELS-WA6 | Control Panel,MCC | Motor Control Centre |  | MCC | http://www.toronto.ca/TWONTO#LV_electrical_panel |  | Panel Boards, MCC, WA6
47369 | TAB-EL1-MCC-6547 | Motor Control Centre, Z Bldg | TAB-EL1-PDP-6009 | Control Panel,MCC | Motor Control Centre |  | MCC | http://www.toronto.ca/TWONTO#LV_electrical_panel |  | Power Distribution Panel, 600V, Z Building Outdoor Substation
47370 | TAB-EL1-MCC-6547 | Motor Control Centre, Z Bldg | TAB-ELS-WA6 | Control Panel,MCC | Motor Control Centre |  | MCC | http://www.toronto.ca/TWONTO#LV_electrical_panel |  | Panel Boards, MCC, WA6
47371 | TAB-EL1-MCC-6548 | Motor Control Centre ,Z- Bldg | TAB-EL1-MCC | Control Panel,MCC | Motor Control Centre |  | MCC | http://www.toronto.ca/TWONTO#LV_electrical_panel |  | Motor Control Center- North Substation
47372 | TAB-EL1-MCC-6548 | Motor Control Centre ,Z- Bldg | TAB-ELS-WA6 | Control Panel,MCC | Motor Control Centre |  | MCC | http://www.toronto.ca/TWONTO#LV_electrical_panel |  | Panel Boards, MCC, WA6
47373 | TAB-EL1-MCC-6549 | Motor Control Centre ,Z- Bldg | TAB-EL1-MCC | Control Panel,MCC | Motor Control Centre |  | MCC | http://www.toronto.ca/TWONTO#LV_electrical_panel |  | Motor Control Center- North Substation
47374 | TAB-EL1-MCC-6565 | Motor Control Centre, ,Z Bldg Gr.Flr.West Side of Machine Shop | TAB-ELS-WA7 | Control Panel,MCC | Motor Control Centre |  | MCC | http://www.toronto.ca/TWONTO#LV_electrical_panel |  | Equipment location, TAB-ELS-WA7, Electrical Equipment, Work Area7 ( Panelboards, MCC )
47375 | TAB-EL1-MCC-6571 | Motor Control Centre, Z Bldg | TAB-EL1-MCC-6536 | Control Panel,MCC | Motor Control Centre |  | MCC | http://www.toronto.ca/TWONTO#LV_electrical_panel |  | Motor Control Centre, Z Bldg
47376 | TAB-EL1-MCC-6573 | Motor Control Centre, Z Bldg | TAB-EL1-MCC-6536 | Control Panel,MCC | Motor Control Centre |  | MCC | http://www.toronto.ca/TWONTO#LV_electrical_panel |  | Motor Control Centre, Z Bldg
47377 | TAB-EL1-MCC-6574 | Motor Control Centre, Z Bldg | TAB-EL1-MCC-6536 | Control Panel,MCC | Motor Control Centre |  | MCC | http://www.toronto.ca/TWONTO#LV_electrical_panel |  | Motor Control Centre, Z Bldg
47378 | TAB-EL1-MCC-6591 | Motor Control Centre ,Z- Bldg | TAB-EL1-MCC | Control Panel,MCC | Motor Control Centre | 34434 | MCC | http://www.toronto.ca/TWONTO#LV_electrical_panel |  | Motor Control Center- North Substation
47379 | TAB-EL1-MCC-6592 | Motor Control Centre ,Z- Bldg | TAB-ELS-WA6 | Control Panel,MCC | Motor Control Centre | 34435 | MCC | http://www.toronto.ca/TWONTO#LV_electrical_panel |  | Panel Boards, MCC, WA6
47380 | TAB-EL1-MCC-6592 | Motor Control Centre ,Z- Bldg | TAB-SUSPENDED ENTITY | Control Panel,MCC | Motor Control Centre | 34435 | MCC | http://www.toronto.ca/TWONTO#LV_electrical_panel |  | Suspended entities
47381 | TAB-EL1-MCC-6594 | Motor Control Centre ,Z- Bldg | TAB-EL1-MCC | Control Panel,MCC | Motor Control Centre |  | MCC | http://www.toronto.ca/TWONTO#LV_electrical_panel |  | Motor Control Center- North Substation
47382 | TAB-EL1-MCC-6595 | Motor Control Centre ,Z- Bldg | TAB-EL1-MCC | Control Panel,MCC | Motor Control Centre | 35026 | MCC | http://www.toronto.ca/TWONTO#LV_electrical_panel |  | Motor Control Center- North Substation
47383 | TAB-EL1-MCC-6595 | Motor Control Centre ,Z- Bldg | TAB-ELS-WA7 | Control Panel,MCC | Motor Control Centre | 35026 | MCC | http://www.toronto.ca/TWONTO#LV_electrical_panel |  | Equipment location, TAB-ELS-WA7, Electrical Equipment, Work Area7 ( Panelboards, MCC )
47384 | TAB-EL1-MCC-6621 | Motor Control Centre ,Digesters 9-12 | TAB-DIG-ELQ-T9-12 | Control Panel,MCC | Motor Control Centre |  | MCC | http://www.toronto.ca/TWONTO#LV_electrical_panel |  | Digester Tanks 9-12, Electrical Equipment
47385 | TAB-EL1-MCC-6621 | Motor Control Centre ,Digesters 9-12 | TAB-EL1-MCC | Control Panel,MCC | Motor Control Centre |  | MCC | http://www.toronto.ca/TWONTO#LV_electrical_panel |  | Motor Control Center- North Substation
47386 | TAB-EL1-MCC-6621A | Motor Control Centre ,Digesters 9-12 | TAB-EL1-PDP-6011 |  | Motor Control Centre |  | MCC | http://www.toronto.ca/TWONTO#LV_electrical_panel |  | Power Distribution Panel, 600V, PT 1-9 Outdoor Sub.
47387 | TAB-EL1-MCC-6624 | Motor Control Centre | TAB-DIG-ELQ-T5-8 | Control Panel,MCC | Motor Control Centre |  | MCC | http://www.toronto.ca/TWONTO#LV_electrical_panel |  | Digester Tanks 5-8, Electrical Equipment
47388 | TAB-EL1-MCC-6624 | Motor Control Centre | TAB-EL1-MCC | Control Panel,MCC | Motor Control Centre |  | MCC | http://www.toronto.ca/TWONTO#LV_electrical_panel |  | Motor Control Center- North Substation
47389 | TAB-EL1-MCC-6626 | Motor Control Centre 600V - OPS | TAB-EL1-PDP-6012 | Control Panel,Electrical | Motor Control Centre |  | MCC | http://www.toronto.ca/TWONTO#LV_electrical_panel |  | Power Distribution Panel, 600V, PT 1-9 Outdoor Sub.
47390 | TAB-EL1-MCC-6626A | Motor Control Centre 600V - OPS | TAB-PRM-ELQ-OPS | Control Panel,Electrical | Motor Control Centre | 34604 | MCC | http://www.toronto.ca/TWONTO#LV_electrical_panel |  | Old PS Building - Electrical Equipment
47391 | TAB-EL1-MCC-6626B | Motor Control Centre 600V - OPS | TAB-PRM-ELQ-OPS | Control Panel,Electrical | Motor Control Centre | 34605 | MCC | http://www.toronto.ca/TWONTO#LV_electrical_panel |  | Old PS Building - Electrical Equipment
47392 | TAB-EL1-MCC-6626B | Motor Control Centre 600V - OPS | TAB-SUSPENDED ENTITY | Control Panel,Electrical | Motor Control Centre | 34605 | MCC | http://www.toronto.ca/TWONTO#LV_electrical_panel |  | Suspended entities
47393 | TAB-EL1-MCC-6626C | Motor Control Centre 600V - OPS | TAB-EL1-PDP-6012 | Control Panel,Electrical | Motor Control Centre | 34606 | MCC | http://www.toronto.ca/TWONTO#LV_electrical_panel |  | Power Distribution Panel, 600V, PT 1-9 Outdoor Sub.
47394 | TAB-EL1-MCC-6626C | Motor Control Centre 600V - OPS | TAB-SUSPENDED ENTITY | Control Panel,Electrical | Motor Control Centre | 34606 | MCC | http://www.toronto.ca/TWONTO#LV_electrical_panel |  | Suspended entities
47395 | TAB-EL1-MCC-6628 | Motor Control Centre | TAB-DIG-ELQ-T1-4 | Control Panel,MCC | Motor Control Centre |  | MCC | http://www.toronto.ca/TWONTO#LV_electrical_panel |  | Digester Tanks 1-4, Electrical Equipment
47396 | TAB-EL1-MCC-6629 | Motor Control Centre 600V - P Bldg. | TAB-EL1-MCC | Control Panel,MCC | Motor Control Centre |  | MCC | http://www.toronto.ca/TWONTO#LV_electrical_panel |  | Motor Control Center- North Substation
47397 | TAB-EL1-MCC-6629 | Motor Control Centre 600V - P Bldg. | TAB-EL1-PDP-6011 | Control Panel,MCC | Motor Control Centre |  | MCC | http://www.toronto.ca/TWONTO#LV_electrical_panel |  | Power Distribution Panel, 600V, PT 1-9 Outdoor Sub.
47437 | TAB-EL1-MCC-6631? | Control Panel, MCC,Electrical Room,Grit Build,P Building | TAB-EL1-MCC | Control Panel,MCC | Motor Control Centre | 46021 | MCC | http://www.toronto.ca/TWONTO#LV_electrical_panel |  | Motor Control Center- North Substation
47438 | TAB-EL1-MCC-6632 | Motor Control Centre 600V - P Bldg. | TAB-EL1-PDP-6012 | Control Panel,MCC | Motor Control Centre |  | MCC | http://www.toronto.ca/TWONTO#LV_electrical_panel |  | Power Distribution Panel, 600V, PT 1-9 Outdoor Sub.
47439 | TAB-EL1-MCC-6633 | Motor Control Centre, 600V - Grit 7-12 | TAB-PLT-ELQ-P | Control Panel,MCC | Motor Control Centre |  | MCC | http://www.toronto.ca/TWONTO#LV_electrical_panel |  | P Building - Electrical Equipment
47440 | TAB-EL1-MCC-6634 | Motor Control Centre 600V - Galery 9 | TAB-EL1-PDP-6011 | Control Panel,MCC | Motor Control Centre |  | MCC | http://www.toronto.ca/TWONTO#LV_electrical_panel |  | Power Distribution Panel, 600V, PT 1-9 Outdoor Sub.
47441 | TAB-EL1-MCC-6634 | Motor Control Centre 600V - Galery 9 | TAB-PLT-ELQ-P | Control Panel,MCC | Motor Control Centre |  | MCC | http://www.toronto.ca/TWONTO#LV_electrical_panel |  | P Building - Electrical Equipment
47442 | TAB-EL1-MCC-6634? | Motor Control Centre ,Old Grit Bldg. | TAB-EL1-MCC | Control Panel,MCC | Motor Control Centre | 46022 | MCC | http://www.toronto.ca/TWONTO#LV_electrical_panel |  | Motor Control Center- North Substation
47443 | TAB-EL1-MCC-6634? | Motor Control Centre ,Old Grit Bldg. | TAB-PLT-ELQ-P | Control Panel,MCC | Motor Control Centre | 46022 | MCC | http://www.toronto.ca/TWONTO#LV_electrical_panel |  | P Building - Electrical Equipment
47444 | TAB-EL1-MCC-6641A | Motor Control Centre ,Digesters 9-12 | TAB-DIG-ELQ-T9-12 | Control Panel,MCC | Motor Control Centre |  | MCC | http://www.toronto.ca/TWONTO#LV_electrical_panel |  | Digester Tanks 9-12, Electrical Equipment
47445 | TAB-EL1-MCC-6641A | Motor Control Centre ,Digesters 9-12 | TAB-EL1-MCC | Control Panel,MCC | Motor Control Centre |  | MCC | http://www.toronto.ca/TWONTO#LV_electrical_panel |  | Motor Control Center- North Substation
47446 | TAB-EL1-MCC-6656 | Motor Control Centre | TAB-EL1-MCC-6628 |  | Motor Control Centre |  | MCC | http://www.toronto.ca/TWONTO#LV_electrical_panel |  | Motor Control Centre
47447 | TAB-EL1-MCC-6664 | MCC, Plant Services, North Substation, Digesters 1-4 MCC 6664 600V | TAB-DIG-ELQ-T1-4 | Control Panel,MCC | Motor Control Centre |  | MCC | http://www.toronto.ca/TWONTO#LV_electrical_panel |  | Digester Tanks 1-4, Electrical Equipment
47448 | TAB-EL1-MCC-6664 | MCC, Plant Services, North Substation, Digesters 1-4 MCC 6664 600V | TAB-EL1-MCC | Control Panel,MCC | Motor Control Centre |  | MCC | http://www.toronto.ca/TWONTO#LV_electrical_panel |  | Motor Control Center- North Substation
47449 | TAB-EL1-MCC-6672 | Motor Control Centre | TAB-DIG-ELQ-T1-4 | Control Panel,MCC | Motor Control Centre |  | MCC | http://www.toronto.ca/TWONTO#LV_electrical_panel |  | Digester Tanks 1-4, Electrical Equipment
47450 | TAB-EL1-MCC-6672 | Motor Control Centre | TAB-EL1-MCC | Control Panel,MCC | Motor Control Centre |  | MCC | http://www.toronto.ca/TWONTO#LV_electrical_panel |  | Motor Control Center- North Substation
47451 | TAB-EL1-MCC-6674 | MCC,Electrical Room,Ground Floor,Grit Build,P Building | TAB-PLT-ELQ-P | Control Panel,MCC | Motor Control Centre |  | MCC | http://www.toronto.ca/TWONTO#LV_electrical_panel |  | P Building - Electrical Equipment
47452 | TAB-EL1-MCC-6682 | Motor Control Centre 600V - Chemical Bldg. | TAB-PLT-ELQ-P | Control Panel,MCC | Motor Control Centre |  | MCC | http://www.toronto.ca/TWONTO#LV_electrical_panel |  | P Building - Electrical Equipment
47453 | TAB-EL1-MCC-6703 | Motor Control Centre 600V - M Bldg Gnd floor | TAB-EL1-MCC-6013 |  | Motor Control Centre |  | MCC | http://www.toronto.ca/TWONTO#LV_electrical_panel |  | Motor Control Centre 600V - M Bldg
47720 | TAB-EL2-MCC-6001 | Motor Control Center- Dewatering | TAB-DEW-ELECTRICAL | Switchgear,Indoor | Motor Control Centre |  | MCC | http://www.toronto.ca/TWONTO#LV_electrical_panel |  | Dewatering Bldg - Electrical
47721 | TAB-EL2-MCC-6124 | Motor Control Center- Biosolids | TAB-EL2-MCC | Control Panel,MCC | Motor Control Centre |  | MCC | http://www.toronto.ca/TWONTO#LV_electrical_panel |  | Motor Control Center- South Substation
47722 | TAB-EL2-MCC-6174 | Motor Control Center- Chlorine Bldg | TAB-ELS-WA8 | Control Panel,MCC | Motor Control Centre |  | MCC | http://www.toronto.ca/TWONTO#LV_electrical_panel |  | Electrical Equipment, Work Area 8, ( Panel Boards, MCC )
47723 | TAB-EL2-MCC-6174 | Motor Control Center- Chlorine Bldg | TAB-WA4-ELS | Control Panel,MCC | Motor Control Centre |  | MCC | http://www.toronto.ca/TWONTO#LV_electrical_panel |  | WA4 Electric Equipments
47724 | TAB-EL2-MCC-6175 | Motor Control Center- Grounds Equipment Storage Facility | TAB-ELS-WA7 | Control Panel,MCC | Motor Control Centre |  | MCC | http://www.toronto.ca/TWONTO#LV_electrical_panel |  | Equipment location, TAB-ELS-WA7, Electrical Equipment, Work Area7 ( Panelboards, MCC )
47725 | TAB-EL2-MCC-6221 | Motor Control Center- Incinerator Stack | TAB-EL2-MCC | Control Panel,MCC | Motor Control Centre |  | MCC | http://www.toronto.ca/TWONTO#LV_electrical_panel |  | Motor Control Center- South Substation
47726 | TAB-EL2-MCC-6221 | Motor Control Center- Incinerator Stack | TAB-EL2-PDP-6012 | Control Panel,MCC | Motor Control Centre |  | MCC | http://www.toronto.ca/TWONTO#LV_electrical_panel |  | Power distribution Panel, 600V
47727 | TAB-EL2-MCC-6222 | Motor Control Center- Heat Recovery | TAB-EL2-PDP-6012 | Control Panel,MCC | Motor Control Centre |  | MCC | http://www.toronto.ca/TWONTO#LV_electrical_panel |  | Power distribution Panel, 600V
47728 | TAB-EL2-MCC-6223 | Motor Control Center- Heat Recovery | TAB-WA4-ELS | Control Panel,MCC | Motor Control Centre |  | MCC | http://www.toronto.ca/TWONTO#LV_electrical_panel |  | WA4 Electric Equipments
47729 | TAB-EL2-MCC-6226 | Motor Control Center- Biosolids Silo Bldg | TAB-EL2-PDP-6012 |  | Motor Control Centre |  | MCC | http://www.toronto.ca/TWONTO#LV_electrical_panel |  | Power distribution Panel, 600V
47730 | TAB-EL2-MCC-6322 | Motor Control Center- Incinerator Stack | TAB-EL2-PDP-6013 | Control Panel,MCC | Motor Control Centre |  | MCC | http://www.toronto.ca/TWONTO#LV_electrical_panel |  | Power distribution Panel, 600V
47731 | TAB-EL2-MCC-6322 | Motor Control Center- Incinerator Stack | TAB-WA4-ELS | Control Panel,MCC | Motor Control Centre |  | MCC | http://www.toronto.ca/TWONTO#LV_electrical_panel |  | WA4 Electric Equipments
47732 | TAB-EL2-MCC-6323 | Motor Control Center- Incinerator | TAB-EL2-MCC | Control Panel,MCC | Motor Control Centre |  | MCC | http://www.toronto.ca/TWONTO#LV_electrical_panel |  | Motor Control Center- South Substation
47733 | TAB-EL2-MCC-6323 | Motor Control Center- Incinerator | TAB-EL2-PDP-6013 | Control Panel,MCC | Motor Control Centre |  | MCC | http://www.toronto.ca/TWONTO#LV_electrical_panel |  | Power distribution Panel, 600V
47734 | TAB-EL2-MCC-6324 | Motor Control Center- Incinerator | TAB-EL2-PDP-6013 | Control Panel,MCC | Motor Control Centre |  | MCC | http://www.toronto.ca/TWONTO#LV_electrical_panel |  | Power distribution Panel, 600V
47735 | TAB-EL2-MCC-6326 | Motor Control Center- Biosolids Silo Bldg | TAB-EL2-PDP-6013 |  | Motor Control Centre |  | MCC | http://www.toronto.ca/TWONTO#LV_electrical_panel |  | Power distribution Panel, 600V
47736 | TAB-EL2-MCC-6371 | Motor Control Centre, Chlorine Bldg | TAB-EL2-MCC-6326 | Control Panel,MCC | Motor Control Centre |  | MCC | http://www.toronto.ca/TWONTO#LV_electrical_panel |  | Motor Control Center- Biosolids Silo Bldg
47737 | TAB-EL2-MCC-6372 | Motor Control Centre 600V - Grounds Equipment Storage Facility | TAB-ELS-NOPARENT |  | Motor Control Centre |  | MCC | http://www.toronto.ca/TWONTO#LV_electrical_panel |  | Temporary Parent for Entities to be Assigned a Parent
47738 | TAB-EL2-MCC-6373 | Motor Control Center- Biosolids Silo Bldg | TAB-EL2-MCC-6326 |  | Motor Control Centre |  | MCC | http://www.toronto.ca/TWONTO#LV_electrical_panel |  | Motor Control Center- Biosolids Silo Bldg
47739 | TAB-EL2-MCC-6521 | Motor Control Centre, 600V | TAB-DEW-ELECTRICAL |  | Motor Control Centre |  | MCC | http://www.toronto.ca/TWONTO#LV_electrical_panel |  | Dewatering Bldg - Electrical
47740 | TAB-EL2-MCC-6521 | Motor Control Centre, 600V | TAB-EL2-PDP-6014 |  | Motor Control Centre |  | MCC | http://www.toronto.ca/TWONTO#LV_electrical_panel |  | Power distribution Panel, 600V
47741 | TAB-EL2-MCC-6524 | Motor Control Centre, 600V | TAB-DEW-ELECTRICAL | Control Panel,MCC | Motor Control Centre |  | MCC | http://www.toronto.ca/TWONTO#LV_electrical_panel |  | Dewatering Bldg - Electrical
47742 | TAB-EL2-MCC-6554 | MCC, Standby Power, MCC D3 | TAB-EL2-MCC-6524 |  | Motor Control Centre |  | MCC | http://www.toronto.ca/TWONTO#LV_electrical_panel |  | Motor Control Centre, 600V
47743 | TAB-EL2-MCC-6623 | Motor Control Centre, 600V | TAB-EL2-PDP-6015 | Control Panel,MCC | Motor Control Centre |  | MCC | http://www.toronto.ca/TWONTO#LV_electrical_panel |  | Power distribution Panel, 600V
47744 | TAB-EL2-MCC-6624 | Motor Control Centre, 600V | TAB-EL2-PDP-6015 | Control Panel,MCC | Motor Control Centre |  | MCC | http://www.toronto.ca/TWONTO#LV_electrical_panel |  | Power distribution Panel, 600V
47745 | TAB-EL2-MCC-6626 | Motor Control Center- Dewatering | TAB-EL2-PDP-6015 | Control Panel,MCC | Motor Control Centre |  | MCC | http://www.toronto.ca/TWONTO#LV_electrical_panel |  | Power distribution Panel, 600V
47746 | TAB-EL2-MCC-6627 | Motor Control Centre, 600V | TAB-DEW-ELECTRICAL | Control Panel,MCC | Motor Control Centre |  | MCC | http://www.toronto.ca/TWONTO#LV_electrical_panel |  | Dewatering Bldg - Electrical
47747 | TAB-EL2-MCC-6627 | Motor Control Centre, 600V | TAB-EL2-MCC | Control Panel,MCC | Motor Control Centre |  | MCC | http://www.toronto.ca/TWONTO#LV_electrical_panel |  | Motor Control Center- South Substation
47748 | TAB-EL2-MCC-6654 | Motor Control Centre, 600V | TAB-EL2-MCC-6624 |  | Motor Control Centre |  | MCC | http://www.toronto.ca/TWONTO#LV_electrical_panel |  | Motor Control Centre, 600V
47977 | TAB-EL3-MCC-6103 | Motor Control Unit, PWPS 600V | TAB-EL3-PDP-6015 | Control Panel,MCC | Motor Control Centre |  | MCC | http://www.toronto.ca/TWONTO#LV_electrical_panel |  | Power distribution Panel, 600V
47979 | TAB-EL3-MCC-6122 | Motor Control Unit, MCC-401, Maintenance Workshop Building, Bio-Solid Loading Bay Facility | TAB-EL3-MCC | Control Panel,MCC | Motor Control Centre |  | MCC | http://www.toronto.ca/TWONTO#LV_electrical_panel |  | Motor Control Center- South Substation
47980 | TAB-EL3-MCC-6122 | Motor Control Unit, MCC-401, Maintenance Workshop Building, Bio-Solid Loading Bay Facility | TAB-EL3-PDP-6015 | Control Panel,MCC | Motor Control Centre |  | MCC | http://www.toronto.ca/TWONTO#LV_electrical_panel |  | Power distribution Panel, 600V
47981 | TAB-EL3-MCC-6122 | Motor Control Unit, MCC-401, Maintenance Workshop Building, Bio-Solid Loading Bay Facility | TAB-WA4-ELS | Control Panel,MCC | Motor Control Centre |  | MCC | http://www.toronto.ca/TWONTO#LV_electrical_panel |  | WA4 Electric Equipments
47982 | TAB-EL3-MCC-6123A | Motor Control Centre | TAB-AUX-ELQ | Control Panel,MCC | Motor Control Centre |  | MCC | http://www.toronto.ca/TWONTO#LV_electrical_panel |  | Auxiliary Building - Electrical Equipment
47983 | TAB-EL3-MCC-6124 | Motor Control Centre 600V - Seawall Substation | TAB-EL3-PDP-6015 | Control Panel,MCC | Motor Control Centre |  | MCC | http://www.toronto.ca/TWONTO#LV_electrical_panel |  | Power distribution Panel, 600V
47984 | TAB-EL3-MCC-6126S | Motor Control Centre, Plant Water Bldg | TAB-EL3-MCC | Control Panel,MCC | Motor Control Centre | 47660 | MCC | http://www.toronto.ca/TWONTO#LV_electrical_panel |  | Motor Control Center- South Substation
47985 | TAB-EL3-MCC-6126S | Motor Control Centre, Plant Water Bldg | TAB-EL3-PDP-6015 | Control Panel,MCC | Motor Control Centre | 47660 | MCC | http://www.toronto.ca/TWONTO#LV_electrical_panel |  | Power distribution Panel, 600V
47986 | TAB-EL3-MCC-6126S | Motor Control Centre, Plant Water Bldg | TAB-ELS-WA8 | Control Panel,MCC | Motor Control Centre | 47660 | MCC | http://www.toronto.ca/TWONTO#LV_electrical_panel |  | Electrical Equipment, Work Area 8, ( Panel Boards, MCC )
47987 | TAB-EL3-MCC-6126S | Motor Control Centre, Plant Water Bldg | TAB-SUSPENDED ENTITY | Control Panel,MCC | Motor Control Centre | 47660 | MCC | http://www.toronto.ca/TWONTO#LV_electrical_panel |  | Suspended entities
47988 | TAB-EL3-MCC-6128 | Motor Control Centre, Digester 13-16 bldg | TAB-DIG-ELQ-T13-16 | Control Panel,MCC | Motor Control Centre |  | MCC | http://www.toronto.ca/TWONTO#LV_electrical_panel |  | Digester Tanks 13-16, Electrical Equipment
47989 | TAB-EL3-MCC-6222 | Motor Control Centre | TAB-AUX-ELQ | Control Panel,MCC | Motor Control Centre |  | MCC | http://www.toronto.ca/TWONTO#LV_electrical_panel |  | Auxiliary Building - Electrical Equipment
47990 | TAB-EL3-MCC-6223 | Motor Control Unit, MCC-301, Bio Solid Loading Bay, Mezzanine | TAB-EL3-PDP-6016 | Control Panel,MCC | Motor Control Centre |  | MCC | http://www.toronto.ca/TWONTO#LV_electrical_panel |  | Power distribution Panel, 600V
47991 | TAB-EL3-MCC-6225 | Motor Control Centre | TAB-AUX-ELQ | Control Panel,MCC | Motor Control Centre |  | MCC | http://www.toronto.ca/TWONTO#LV_electrical_panel |  | Auxiliary Building - Electrical Equipment
47992 | TAB-EL3-MCC-6225E | Motor Control Centre- Emergency | TAB-AUX-ELQ | Control Panel,MCC | Motor Control Centre |  | MCC | http://www.toronto.ca/TWONTO#LV_electrical_panel |  | Auxiliary Building - Electrical Equipment
47993 | TAB-EL3-MCC-6227 | Motor Control Centre, Digester 13-16 bldg | TAB-DIG-ELQ-T13-16 | Control Panel,MCC | Motor Control Centre |  | MCC | http://www.toronto.ca/TWONTO#LV_electrical_panel |  | Digester Tanks 13-16, Electrical Equipment
47994 | TAB-EL3-MCC-6227 | Motor Control Centre, Digester 13-16 bldg | TAB-EL3-PDP-6016 | Control Panel,MCC | Motor Control Centre |  | MCC | http://www.toronto.ca/TWONTO#LV_electrical_panel |  | Power distribution Panel, 600V
47995 | TAB-EL3-MCC-6258 | Motor Control Centre, Digester 13-16 bldg | TAB-EL3-MCC-6227 |  | Motor Control Centre |  | MCC | http://www.toronto.ca/TWONTO#LV_electrical_panel |  | Motor Control Centre, Digester 13-16 bldg
47996 | TAB-EL3-MCC-6323 | Motor Control Centre, Digester 19-22 bldg | TAB-WA5-ELS | Control Panel,MCC | Motor Control Centre |  | MCC | http://www.toronto.ca/TWONTO#LV_electrical_panel |  | WA5 Electric Equipments
47997 | TAB-EL3-MCC-6324 | Motor Control Centre, Gas Compressor Bldg | TAB-EL3-PDP-6012 | Control Panel,MCC | Motor Control Centre |  | MCC | http://www.toronto.ca/TWONTO#LV_electrical_panel |  | Power distribution Panel, 600V
47998 | TAB-EL3-MCC-6324 | Motor Control Centre, Gas Compressor Bldg | TAB-ELS-WA8 | Control Panel,MCC | Motor Control Centre |  | MCC | http://www.toronto.ca/TWONTO#LV_electrical_panel |  | Electrical Equipment, Work Area 8, ( Panel Boards, MCC )
47999 | TAB-EL3-MCC-6325 | Motor Control Centre, Gas Compressor Bldg | TAB-EL3-PDP-6011 | Control Panel,MCC | Motor Control Centre |  | MCC | http://www.toronto.ca/TWONTO#LV_electrical_panel |  | Power distribution Panel, 600V
48000 | TAB-EL3-MCC-6325 | Motor Control Centre, Gas Compressor Bldg | TAB-ELS-WA8 | Control Panel,MCC | Motor Control Centre |  | MCC | http://www.toronto.ca/TWONTO#LV_electrical_panel |  | Electrical Equipment, Work Area 8, ( Panel Boards, MCC )
48001 | TAB-EL3-MCC-6326 | Motor Control Centre, Digester 19-22 bldg | TAB-DIG-ELQ-T19-22 | Control Panel,MCC | Motor Control Centre |  | MCC | http://www.toronto.ca/TWONTO#LV_electrical_panel |  | Digester Tanks 19-22, Electrical Equipment
48002 | TAB-EL3-MCC-6326 | Motor Control Centre, Digester 19-22 bldg | TAB-EL3-PDP-6012 | Control Panel,MCC | Motor Control Centre |  | MCC | http://www.toronto.ca/TWONTO#LV_electrical_panel |  | Power distribution Panel, 600V
48003 | TAB-EL3-MCC-6356 | Motor Control Centre, Digester 19-22 bldg | TAB-EL3-MCC-6323 |  | Motor Control Centre |  | MCC | http://www.toronto.ca/TWONTO#LV_electrical_panel |  | Motor Control Centre, Digester 19-22 bldg
48004 | TAB-EL3-MCC-6701 | MCC,Indoor,Plant Water Pumping Station | TAB-EL3-PDP-6117 | Control Panel,MCC | Motor Control Centre |  | MCC | http://www.toronto.ca/TWONTO#LV_electrical_panel |  | Power Distribution Panel,Indoor,Plant Water Pumping Station
48005 | TAB-EL3-MCC-6702 | MCC,Indoor,Plant Water Pumping Station | TAB-EL3-PDP-6118 | Control Panel,MCC | Motor Control Centre |  | MCC | http://www.toronto.ca/TWONTO#LV_electrical_panel |  | Power Distribution Panel,Indoor,Plant Water Pumping Station
48181 | TAB-ELQ-MCC-0652 | Motor Control Centre | TAB-SUSPENDED ENTITY | Control Panel,MCC | Motor Control Centre | 34399 | MCC | http://www.toronto.ca/TWONTO#LV_electrical_panel |  | Suspended entities
48182 | TAB-ELQ-MCC-0762 | Motor Control Centre | TAB-SUSPENDED ENTITY | Control Panel,MCC | Motor Control Centre | 34401 | MCC | http://www.toronto.ca/TWONTO#LV_electrical_panel |  | Suspended entities
49760 | FCL-ELS-MCC-001F | Control Panel,MCC,High Lift Bldg - Electrical Room,600V | FCL_ELS_600V_ELECABS | Control Panel,MCC | Motor Control Centre |  | MCC | http://www.toronto.ca/TWONTO#LV_electrical_panel |  | Electrical Cabinets,600V
49761 | FCL-ELS-MCC-003G | Control Panel,MCC,Gaseous Chemical Bldg - Electrical Room,208V | FCL_ELS_600V_ELECABS | Control Panel,MCC | Motor Control Centre |  | MCC | http://www.toronto.ca/TWONTO#LV_electrical_panel |  | Electrical Cabinets,600V
49762 | FCL-ELS-MCC-004F | Control Panel,MCC,High Lift Bldg - Electrical Room,600V | FCL_ELS_600V_ELECABS | Control Panel,MCC | Motor Control Centre |  | MCC | http://www.toronto.ca/TWONTO#LV_electrical_panel |  | Electrical Cabinets,600V
49763 | FCL-ELS-MCC-0100 | Control Panel,MCC,High Lift Bldg - Switchgear Room,600V | FCL_ELS_600V_ELECABS | Control Panel,MCC | Motor Control Centre |  | MCC | http://www.toronto.ca/TWONTO#LV_electrical_panel |  | Electrical Cabinets,600V
49764 | FCL-ELS-MCC-011D | Control Panel,MCC,Low Lift Bldg - Flocculation Area,600V | FCL_ELS_600V_ELECABS | Control Panel,MCC | Motor Control Centre |  | MCC | http://www.toronto.ca/TWONTO#LV_electrical_panel |  | Electrical Cabinets,600V
49996 | FCL-ELS-MCC-01CF | Control Panel,MCC,Centrifuge Bldg - Electrical Room,600V | FCL-ELS-PS-0001 | Control Panel,MCC | Motor Control Centre |  | MCC | http://www.toronto.ca/TWONTO#LV_electrical_panel |  | Uninterruptible Power Supply,High Lift Bldg - Switchgear Room,LP-0001
49997 | FCL-ELS-MCC-01CL | Control Panel,MCC,Clarification - Electrical Room,600V | FCL-ELS-PS-0001 | Control Panel,MCC | Motor Control Centre |  | MCC | http://www.toronto.ca/TWONTO#LV_electrical_panel |  | Uninterruptible Power Supply,High Lift Bldg - Switchgear Room,LP-0001
49998 | FCL-ELS-MCC-0200 | Control Panel,MCC,High Lift Bldg - Switchgear Room,600V | FCL_ELS_600V_ELECABS | Control Panel,MCC | Motor Control Centre |  | MCC | http://www.toronto.ca/TWONTO#LV_electrical_panel |  | Electrical Cabinets,600V
49999 | FCL-ELS-MCC-02CF | Control Panel,MCC,Centrifuge Bldg - Electrical Room,600V | FCL-ELS-PS-0001 | Control Panel,MCC | Motor Control Centre |  | MCC | http://www.toronto.ca/TWONTO#LV_electrical_panel |  | Uninterruptible Power Supply,High Lift Bldg - Switchgear Room,LP-0001
50000 | FCL-ELS-MCC-02CL | Control Panel,MCC,Clarification - Electrical Room,600V | FCL_ELS_600V_ELECABS | Control Panel,MCC | Motor Control Centre |  | MCC | http://www.toronto.ca/TWONTO#LV_electrical_panel |  | Electrical Cabinets,600V
50001 | FCL-ELS-MCC-0300 | Control Panel,MCC,High Lift Bldg - Switchgear Room,600V | FCL_ELS_600V_ELECABS | Control Panel,MCC | Motor Control Centre |  | MCC | http://www.toronto.ca/TWONTO#LV_electrical_panel |  | Electrical Cabinets,600V
50002 | FCL-ELS-MCC-0400 | Control Panel,MCC,Low Lift Bldg - Electrical Room,600V | FCL-ELS-PS-0001 | Control Panel,MCC | Motor Control Centre |  | MCC | http://www.toronto.ca/TWONTO#LV_electrical_panel |  | Uninterruptible Power Supply,High Lift Bldg - Switchgear Room,LP-0001
50003 | FCL-ELS-MCC-0500 | Control Panel,MCC,Low Lift Bldg - Electrical Room,600V | FCL-ELS-PS-0001 | Control Panel,MCC | Motor Control Centre |  | MCC | http://www.toronto.ca/TWONTO#LV_electrical_panel |  | Uninterruptible Power Supply,High Lift Bldg - Switchgear Room,LP-0001
55986 | TAB-STR-MCC-0751 | Motor Control Centre | TAB-STR-ELQ | Control Panel,MCC | Motor Control Centre | 34402 | MCC | http://www.toronto.ca/TWONTO#LV_electrical_panel |  | Blower Building - Power Distribution & Electrical Equipment
55987 | TAB-STR-MCC-0752 | Motor Control Centre | TAB-AER-ELQ | Control Panel,MCC | Motor Control Centre | 34403 | MCC | http://www.toronto.ca/TWONTO#LV_electrical_panel |  | Aeration - Electrical Equipment
55988 | TAB-STR-MCC-0752 | Motor Control Centre | TAB-SUSPENDED ENTITY | Control Panel,MCC | Motor Control Centre | 34403 | MCC | http://www.toronto.ca/TWONTO#LV_electrical_panel |  | Suspended entities
61608 | FHA-ELS-MCC-0401A | FHA-ELS-PDP-0400A - MCC 0401A, RMF | FHA-ELS-PRIMARY | Switchgear | Motor Control Centre |  | MCC | http://www.toronto.ca/TWONTO#LV_electrical_panel |  | Primary Electrical System
61610 | FHA-ELS-MCC-0600A | FHA-ELS-MCC-0006A - MCC 6A, 600V, RMF | FHA-ELS-PRIMARY | Switchgear | Motor Control Centre |  | MCC | http://www.toronto.ca/TWONTO#LV_electrical_panel |  | Primary Electrical System
61612 | FHA-ELS-PDP-0100B | Power Distribution Panel, 600V, 600A, 3 PH, Service Building 1st Floor by Tunnel | FHA-ELS-PRIMARY | Switchgear | Motor Control Centre |  | PDP | http://www.toronto.ca/TWONTO#LV_electrical_panel |  | Primary Electrical System
61616 | FHA-ELS-PDP-0400B-SU | Circuit Breaker, Feed to PDP-0400B | FHA-ELS-PDP-0300B | Switchgear | Motor Control Centre | 32844 | PDP | http://www.toronto.ca/TWONTO#LV_electrical_panel |  | Power Distribution Panel, 600V, 2000A, 3 PH. Pump Building Basement, Switchgear Room
61724 | FHA-ELS-TB-0600 | FHA-ELS-TB-0006 - Tie Breaker, MCC 6A& 6B, RMF | FHA-ELS-PRIMARY | Switchgear | Motor Control Centre |  | TB | http://www.toronto.ca/TWONTO#LV_electrical_panel |  | Primary Electrical System
64932 | THC-ELS-CB-2503A | Circuit Breaker,Phase 4 Aeration Area Emergency Power | THC-ELS-MCC-2503E | Control Panel,MCC | Motor Control Centre |  | CB | http://www.toronto.ca/TWONTO#LV_electrical_panel |  | Control Panel,MCC,Phase 4 Aeration Area
65220 | THC-ELS-MCC-0202 | Motor Control Center | THC-ELS-PS-0001-TUN | Control Panel,MCC | Motor Control Centre |  | MCC | http://www.toronto.ca/TWONTO#LV_electrical_panel |  | Primary Power Equipment, Building Tunels
65222 | THC-ELS-MCC-0501 | Motor Control Center | THC-GRK-ELS-TUNNEL | Control Panel,MCC | Motor Control Centre |  | MCC | http://www.toronto.ca/TWONTO#LV_electrical_panel |  | Tunnels
65223 | THC-ELS-MCC-0701 | MCC, Access Building T15A, Phase I Secondary | THC-ELS-MCC | Control Panel,MCC | Motor Control Centre |  | MCC | http://www.toronto.ca/TWONTO#LV_electrical_panel |  | MCC plant wide
65224 | THC-ELS-MCC-0701 | MCC, Access Building T15A, Phase I Secondary | THC-ELS-PS-0001-TUN | Control Panel,MCC | Motor Control Centre |  | MCC | http://www.toronto.ca/TWONTO#LV_electrical_panel |  | Primary Power Equipment, Building Tunels
65225 | THC-ELS-MCC-0702 | MCC, Access Building T15A, Phase I Secondary | THC-ELS-MCC | Control Panel,MCC | Motor Control Centre |  | MCC | http://www.toronto.ca/TWONTO#LV_electrical_panel |  | MCC plant wide
65226 | THC-ELS-MCC-0801 | MCC, Aeration Building, Phase I Secondary, Building H | THC-ELS-PDP-1101A | Control Panel,MCC | Motor Control Centre |  | MCC | http://www.toronto.ca/TWONTO#LV_electrical_panel |  | Distribution Panel, Building H
65227 | THC-ELS-MCC-0801 | MCC, Aeration Building, Phase I Secondary, Building H | THC-ELS-PS-0001-H | Control Panel,MCC | Motor Control Centre |  | MCC | http://www.toronto.ca/TWONTO#LV_electrical_panel |  | Primary Power Equipment, Building H
65228 | THC-ELS-MCC-0802 | MCC, Aeration Building, Phase I Secondary | THC-ELS-PDP-1202A | Control Panel,MCC | Motor Control Centre |  | MCC | http://www.toronto.ca/TWONTO#LV_electrical_panel |  | Distribution Panel, Building H
65229 | THC-ELS-MCC-0802 | MCC, Aeration Building, Phase I Secondary | THC-ELS-PS-0001-H | Control Panel,MCC | Motor Control Centre |  | MCC | http://www.toronto.ca/TWONTO#LV_electrical_panel |  | Primary Power Equipment, Building H
65230 | THC-ELS-MCC-1001 | MCC, Access Building T15B, Phase I Primary | THC-ELS-PDP-1101A | Control Panel,MCC | Motor Control Centre |  | MCC | http://www.toronto.ca/TWONTO#LV_electrical_panel |  | Distribution Panel, Building H
65231 | THC-ELS-MCC-1002 | MCC, Access Building T15, Phase I Primary | THC-ELS-PDP-1202A | Control Panel,MCC | Motor Control Centre |  | MCC | http://www.toronto.ca/TWONTO#LV_electrical_panel |  | Distribution Panel, Building H
65232 | THC-ELS-MCC-1002 | MCC, Access Building T15, Phase I Primary | THC-ELS-PS-0001-TUN | Control Panel,MCC | Motor Control Centre |  | MCC | http://www.toronto.ca/TWONTO#LV_electrical_panel |  | Primary Power Equipment, Building Tunels
65233 | THC-ELS-MCC-1101 | Motor Control Center, Main, Building I | THC-ELS-PS-0001-I | Control Panel,MCC | Motor Control Centre |  | MCC | http://www.toronto.ca/TWONTO#LV_electrical_panel |  | Primary Power Equipment, Building I
65234 | THC-ELS-MCC-1102 | Control Panel,MCC,Headhouse | THC-ELS-PS-0001 | Control Panel,MCC | Motor Control Centre |  | MCC | http://www.toronto.ca/TWONTO#LV_electrical_panel |  | Primary Power Equipment
65235 | THC-ELS-MCC-1102 | Control Panel,MCC,Headhouse | THC-GRK-ELS-I | Control Panel,MCC | Motor Control Centre |  | MCC | http://www.toronto.ca/TWONTO#LV_electrical_panel |  | Building I
65236 | THC-ELS-MCC-1103E | Motor Control Center, Emergency, Building I | THC-ELS-PS-0001-I | Control Panel,MCC | Motor Control Centre |  | MCC | http://www.toronto.ca/TWONTO#LV_electrical_panel |  | Primary Power Equipment, Building I
65237 | THC-ELS-MCC-1201 | Motor Control Center, Building K | THC-ELS-PS-0001-K | Control Panel,MCC | Motor Control Centre |  | MCC | http://www.toronto.ca/TWONTO#LV_electrical_panel |  | Primary Power Equipment, Building K
65238 | THC-ELS-MCC-1203E | Motor Control Center, Building K | THC-ELS-PS-0001-K | Control Panel,MCC | Motor Control Centre |  | MCC | http://www.toronto.ca/TWONTO#LV_electrical_panel |  | Primary Power Equipment, Building K
65239 | THC-ELS-MCC-1301 | Motor Control Centre,Thickening Building | THC-ELS-PDP-1901 | Control Panel,MCC | Motor Control Centre |  | MCC | http://www.toronto.ca/TWONTO#LV_electrical_panel |  | Distribution Panel, Building K
65240 | THC-ELS-MCC-1302 | Motor Control Centre,Thickening Building | THC-ELS-PDP-2002 | Control Panel,MCC | Motor Control Centre |  | MCC | http://www.toronto.ca/TWONTO#LV_electrical_panel |  | Distribution Panel, Building K
65241 | THC-ELS-MCC-1303 | Motor Control Centre,Thickening Building | THC-ELS-PDP-1901 | Control Panel,MCC | Motor Control Centre |  | MCC | http://www.toronto.ca/TWONTO#LV_electrical_panel |  | Distribution Panel, Building K
65242 | THC-ELS-MCC-1401 | Control Panel,MCC,Plant Water PS | THC-ELS-PS-0001-L | Control Panel,MCC | Motor Control Centre |  | MCC | http://www.toronto.ca/TWONTO#LV_electrical_panel |  | Primary Power Equipment, Building L
65243 | THC-ELS-MCC-1402 | Control Panel,MCC,Plant Water PS | THC-ELS-PS-0001-L | Control Panel,MCC | Motor Control Centre |  | MCC | http://www.toronto.ca/TWONTO#LV_electrical_panel |  | Primary Power Equipment, Building L
65244 | THC-ELS-MCC-1501 | Control Panel,MCC,Incineration Essential Power | THC-ELS-PS-0001-M | Control Panel,MCC | Motor Control Centre |  | MCC | http://www.toronto.ca/TWONTO#LV_electrical_panel |  | Primary Power Equipment, Building M
65245 | THC-ELS-MCC-1502 | Motor Control Centre,Incineration Essential Power,Biosolids Building | THC-ELS-PS-0001-M | Control Panel,MCC | Motor Control Centre |  | MCC | http://www.toronto.ca/TWONTO#LV_electrical_panel |  | Primary Power Equipment, Building M
65246 | THC-ELS-MCC-1601 | Motor Control Centre,Sludge Treatment Area,Biosolids Building | THC-ELS-PS-0001-M | Control Panel,MCC | Motor Control Centre |  | MCC | http://www.toronto.ca/TWONTO#LV_electrical_panel |  | Primary Power Equipment, Building M
65247 | THC-ELS-MCC-1602 | Motor Control Centre,Sludge Treatment Area,Biosolids Building | THC-ELS-CB-1602 | Control Panel,MCC | Motor Control Centre |  | MCC | http://www.toronto.ca/TWONTO#LV_electrical_panel |  | Circuit Breaker,Feed to MCC-1602 for Sludge Treatment Area Power,Biosolids Building
65248 | THC-ELS-MCC-1602 | Motor Control Centre,Sludge Treatment Area,Biosolids Building | THC-ELS-PS-0001-M | Control Panel,MCC | Motor Control Centre |  | MCC | http://www.toronto.ca/TWONTO#LV_electrical_panel |  | Primary Power Equipment, Building M
65249 | THC-ELS-MCC-1702 | Control Panel,MCC,Incinerator Area | THC-ELS-PS-0001-M | Control Panel,MCC | Motor Control Centre |  | MCC | http://www.toronto.ca/TWONTO#LV_electrical_panel |  | Primary Power Equipment, Building M
65250 | THC-ELS-MCC-1801 | Motor Control Centre,Dewatering Area,Biosolids Building | THC-ELS-CB-1801 | Control Panel,MCC | Motor Control Centre |  | MCC | http://www.toronto.ca/TWONTO#LV_electrical_panel |  | Circuit Breaker,Feed to MCC-1801 for Dewatering Area Power,Biosolids Building
65251 | THC-ELS-MCC-1802 | Motor Control Centre,Dewatering Area,Biosolids Building | THC-ELS-CB-1802 | Control Panel,MCC | Motor Control Centre |  | MCC | http://www.toronto.ca/TWONTO#LV_electrical_panel |  | Circuit Breaker,Feed to MCC-1802 for Dewatering Area Power,Biosolids Building
65252 | THC-ELS-MCC-1802 | Motor Control Centre,Dewatering Area,Biosolids Building | THC-ELS-PS-0001-M | Control Panel,MCC | Motor Control Centre |  | MCC | http://www.toronto.ca/TWONTO#LV_electrical_panel |  | Primary Power Equipment, Building M
65302 | THC-ELS-MCC-2001 | Control Panel,MCC,Incinerator Area | THC-ELS-PS-0001-M | Control Panel,MCC | Motor Control Centre |  | MCC | http://www.toronto.ca/TWONTO#LV_electrical_panel |  | Primary Power Equipment, Building M
65303 | THC-ELS-MCC-2002 | Control Panel,MCC,Incinerator Area | THC-ELS-PS-0001-M | Control Panel,MCC | Motor Control Centre |  | MCC | http://www.toronto.ca/TWONTO#LV_electrical_panel |  | Primary Power Equipment, Building M
65304 | THC-ELS-MCC-2201 | Motor Control Centre,Sludge Storage Building | THC-ELS-MCC-1303 | Control Panel,MCC | Motor Control Centre |  | MCC | http://www.toronto.ca/TWONTO#LV_electrical_panel |  | Motor Control Centre,Thickening Building
65305 | THC-ELS-MCC-2202 | Motor Control Centre,Sludge Storage Building | THC-ELS-PS-0001 | Control Panel,MCC | Motor Control Centre |  | MCC | http://www.toronto.ca/TWONTO#LV_electrical_panel |  | Primary Power Equipment
65306 | THC-ELS-MCC-2301 | Motor Control Center, Building G | THC-ELS-PS-0001-G | Control Panel,MCC | Motor Control Centre |  | MCC | http://www.toronto.ca/TWONTO#LV_electrical_panel |  | Primary Power Equipment, Building G
65307 | THC-ELS-MCC-2302 | Motor Control Center, Building G | THC-ELS-PS-0001-G | Control Panel,MCC | Motor Control Centre |  | MCC | http://www.toronto.ca/TWONTO#LV_electrical_panel |  | Primary Power Equipment, Building G
65308 | THC-ELS-MCC-2401 | MCC, Access Building T19A, Phase IV Secondary | THC-GRK-ELS-TUNNEL | Control Panel,MCC | Motor Control Centre |  | MCC | http://www.toronto.ca/TWONTO#LV_electrical_panel |  | Tunnels
65310 | THC-ELS-MCC-2500E | Motor Control Center | THC-GRK-ELS-TUNNEL | Control Panel,MCC | Motor Control Centre |  | MCC | http://www.toronto.ca/TWONTO#LV_electrical_panel |  | Tunnels
65311 | THC-ELS-MCC-2501 | Motor Control Center, Building O | THC-ELS-PS-0001-O | Control Panel,MCC | Motor Control Centre |  | MCC | http://www.toronto.ca/TWONTO#LV_electrical_panel |  | Primary Power Equipment, Building O
65312 | THC-ELS-MCC-2502 | Control Panel,MCC,Phase 4 Aeration Area | THC-ELS-PS-0001 | Control Panel,MCC | Motor Control Centre |  | MCC | http://www.toronto.ca/TWONTO#LV_electrical_panel |  | Primary Power Equipment
65313 | THC-ELS-MCC-2601 | Motor Control Center | THC-GRK-ELS-TUNNEL | Control Panel,MCC | Motor Control Centre |  | MCC | http://www.toronto.ca/TWONTO#LV_electrical_panel |  | Tunnels
65314 | THC-ELS-MCC-2802 | Motor Control Center, Building C | THC-ELS-PS-0001 | Control Panel,MCC | Motor Control Centre |  | MCC | http://www.toronto.ca/TWONTO#LV_electrical_panel |  | Primary Power Equipment
65316 | THC-ELS-MCC-2902 | Motor Control Center, Building Q | THC-ELS-PS-0001 | Control Panel,MCC | Motor Control Centre |  | MCC | http://www.toronto.ca/TWONTO#LV_electrical_panel |  | Primary Power Equipment
65317 | THC-ELS-MCC-3402 | Motor Control Center, Building P | THC-ELS-PS-0001 | Control Panel,MCC | Motor Control Centre |  | MCC | http://www.toronto.ca/TWONTO#LV_electrical_panel |  | Primary Power Equipment
65318 | THC-ELS-MCC-3501 | Motor Control Center, Building A | THC-ELS-PS-0001-A | Control Panel,MCC | Motor Control Centre |  | MCC | http://www.toronto.ca/TWONTO#LV_electrical_panel |  | Primary Power Equipment, Building A
65319 | THC-ELS-MCC-3702 | Control Panel,MCC,New Blower Building | THC-ELS-PS-0001 | Control Panel,MCC | Motor Control Centre |  | MCC | http://www.toronto.ca/TWONTO#LV_electrical_panel |  | Primary Power Equipment
65320 | THC-ELS-MCC-3801E | Motor Control Centre, Supply From MCC-1103E, Admin Building Ground Floor, Electrical Room | THC-ELS-MCC-1103E |  | Motor Control Centre |  | MCC | http://www.toronto.ca/TWONTO#LV_electrical_panel |  | Motor Control Center, Emergency, Building I
65321 | THC-ELS-MCC-4022 | Motor Control Centre, Electrical Room, Headworks | THC-ELS-PDP-4002 | Control Panel,MCC | Motor Control Centre |  | MCC | http://www.toronto.ca/TWONTO#LV_electrical_panel |  | Power Distribution Panel, Electrical Room, Headworks
65322 | THC-ELS-MCC-4023 | Motor Control Centre, Electrical Room, Headworks | THC-ELS-MCC-4021 | Control Panel,MCC | Motor Control Centre |  | MCC | http://www.toronto.ca/TWONTO#LV_electrical_panel |  | Motor Control Centre, Electrical Room, Headworks
65323 | THC-ELS-MCC-4024 | Motor Control Centre, Electrical Room, Headworks | THC-ELS-MCC-4022 | Control Panel,MCC | Motor Control Centre |  | MCC | http://www.toronto.ca/TWONTO#LV_electrical_panel |  | Motor Control Centre, Electrical Room, Headworks
65324 | THC-ELS-MCC-5002 | Control Panel,MCC,Primary Digesters | THC-ELS-PS-0001 | Control Panel,MCC | Motor Control Centre |  | MCC | http://www.toronto.ca/TWONTO#LV_electrical_panel |  | Primary Power Equipment
65325 | THC-ELS-MCC-5002 | Control Panel,MCC,Primary Digesters | THC-GRK-ELS-U | Control Panel,MCC | Motor Control Centre |  | MCC | http://www.toronto.ca/TWONTO#LV_electrical_panel |  | Building U, Anaerobic Digesters Bldg.
65326 | THC-ELS-MCC-5101E | Control Panel,MCC,Emergency Loads,Primary Digesters | THC-ELS-PS-0001-U | Control Panel,MCC | Motor Control Centre |  | MCC | http://www.toronto.ca/TWONTO#LV_electrical_panel |  | Primary Power Equipment, Building U
65730 | THC-ELS-VSS-1322 | Voltage Surge Supperssion, Supply From PDP-1322, Admin. Building Basement, Electrical Room | THC-ELS-MCC-1302 |  | Motor Control Centre |  | VSS | http://www.toronto.ca/TWONTO#surge_suppressor |  | Motor Control Centre,Thickening Building
76225 | FHO-ELS-DP-0309-SUS | Distribution Panel from MCC-0309 | FHO-ELS-PS-0001 | Control Panel,Power Distribution Panel | Motor Control Centre | 37595 | DP | http://www.toronto.ca/TWONTO#LV_electrical_panel |  | Primary Power Equipment
76226 | FHO-ELS-DP-0309-SUS | Distribution Panel from MCC-0309 | FHO-SUSPENDED | Control Panel,Power Distribution Panel | Motor Control Centre | 37595 | DP | http://www.toronto.ca/TWONTO#LV_electrical_panel |  | Suspended Entity List
78609 | FHO-ELS-MCC-0720 | Motor Control Centre, Admin Building, S4, Main Electrical Room | FHO-ELS-INQ | Control Panel,MCC | Motor Control Centre |  | MCC | http://www.toronto.ca/TWONTO#LV_electrical_panel |  | Power Management
78610 | FHO-ELS-MCC-0720 | Motor Control Centre, Admin Building, S4, Main Electrical Room | FHO-ELS-PS-0001 | Control Panel,MCC | Motor Control Centre |  | MCC | http://www.toronto.ca/TWONTO#LV_electrical_panel |  | Primary Power Equipment
78611 | FHO-ELS-MCC-0730 | Motor Control Centre, Emergency Load, Admin Building, S4, Main Electrical Room | FHO-ELS-INQ | Control Panel,MCC | Motor Control Centre |  | MCC | http://www.toronto.ca/TWONTO#LV_electrical_panel |  | Power Management
78612 | FHO-ELS-MCC-0730 | Motor Control Centre, Emergency Load, Admin Building, S4, Main Electrical Room | FHO-ELS-PS-0001 | Control Panel,MCC | Motor Control Centre |  | MCC | http://www.toronto.ca/TWONTO#LV_electrical_panel |  | Primary Power Equipment
78613 | FHO-ELS-MCC-0731 | Motor Control Centre, Emergency Load, Surge Building | FHO-ELS-INQ | Control Panel,MCC | Motor Control Centre |  | MCC | http://www.toronto.ca/TWONTO#LV_electrical_panel |  | Power Management
78614 | FHO-ELS-MCC-0810 | Motor Control Centre, Admin Building, S4, Main Electrical Room | FHO-ELS-PS-0001 | Control Panel,MCC | Motor Control Centre |  | MCC | http://www.toronto.ca/TWONTO#LV_electrical_panel |  | Primary Power Equipment
78615 | FHO-ELS-MCC-0820 | Motor Control Centre, Admin Building, S4, Main Electrical Room | FHO-ELS-PS-0001 | Control Panel,MCC | Motor Control Centre |  | MCC | http://www.toronto.ca/TWONTO#LV_electrical_panel |  | Primary Power Equipment
78616 | FHO-ELS-MCC-0830 | Motor Control Centre, Emergency Load, Standby Power Building | FHO-ELS-PS-0001 | Control Panel,MCC | Motor Control Centre |  | MCC | http://www.toronto.ca/TWONTO#LV_electrical_panel |  | Primary Power Equipment
78617 | FHO-ELS-MCC-0910 | Motor Control Centre, Raw Water PS, S7, Electrical Room | FHO-ELS-PS-0001 | Control Panel,MCC | Motor Control Centre |  | MCC | http://www.toronto.ca/TWONTO#LV_electrical_panel |  | Primary Power Equipment
78618 | FHO-ELS-MCC-0920 | Motor Control Centre, Admin Building, S4, Main Electrical Room | FHO-ELS-INQ | Control Panel,MCC | Motor Control Centre |  | MCC | http://www.toronto.ca/TWONTO#LV_electrical_panel |  | Power Management
78619 | FHO-ELS-MCC-0930 | Motor Control Centre, Emergency Load, Clarifier Building, S2, Main Foyer | FHO-ELS-INQ | Control Panel,MCC | Motor Control Centre |  | MCC | http://www.toronto.ca/TWONTO#LV_electrical_panel |  | Power Management
78620 | FHO-ELS-MCC-1010 | Motor Control Centre, Raw Water PS, S7, Electrical Room | FHO-ELS-INQ | Control Panel,MCC | Motor Control Centre |  | MCC | http://www.toronto.ca/TWONTO#LV_electrical_panel |  | Power Management
78621 | FHO-ELS-MCC-1030 | Motor Control Centre, Emergency Load, Clarifier Building, S2, Main Foyer | FHO-ELS-PS-0001 | Control Panel,MCC | Motor Control Centre |  | MCC | http://www.toronto.ca/TWONTO#LV_electrical_panel |  | Primary Power Equipment
78622 | FHO-ELS-MCC-1120 | Motor Control Centre, (MCC-1101B), Ozone Building MCC Room | FHO-ELS-PS-0001 | Control Panel,MCC | Motor Control Centre |  | MCC | http://www.toronto.ca/TWONTO#LV_electrical_panel |  | Primary Power Equipment
78623 | FHO-ELS-MCC-1210 | Motor Control Centre, (MCC-1201A), Ozone Building MCC Room | FHO-ELS-PS-0001 | Control Panel,MCC | Motor Control Centre |  | MCC | http://www.toronto.ca/TWONTO#LV_electrical_panel |  | Primary Power Equipment
79115 | THR-ELS-MCC-0101S | Control Panel, MCC 0101, RAS MCC-0101 & 0102 (MCC S1) | THR-ELS-CB-0111S | Control Panel,MCC | Motor Control Centre | 39187 | MCC | http://www.toronto.ca/TWONTO#LV_electrical_panel |  | Circuit Breaker, Feeder, MCC 101, Return Activated Sludge 600V Switchgear, Indoor
79116 | THR-ELS-MCC-0101S | Control Panel, MCC 0101, RAS MCC-0101 & 0102 (MCC S1) | THR-ELS-RSPS | Control Panel,MCC | Motor Control Centre | 39187 | MCC | http://www.toronto.ca/TWONTO#LV_electrical_panel |  | Electrical System, Returns Sludge Pumping Station
79117 | THR-ELS-MCC-0102S | Control Panel, MCC 0102, RAS MCC-0101 & 0102 (MCC S1) | THR-ELS-CB-0112S | Control Panel,MCC | Motor Control Centre | 39088 | MCC | http://www.toronto.ca/TWONTO#LV_electrical_panel |  | Circuit Breaker, Feeder, MCC 102, Return Activated Sludge 600V Switchgear, Indoor
79118 | THR-ELS-MCC-0302S | Motor Control Center, MCC-0302, Gallery T23 | THR-ELS-RSPS | Control Panel,MCC | Motor Control Centre | 40857 | MCC | http://www.toronto.ca/TWONTO#LV_electrical_panel |  | Electrical System, Returns Sludge Pumping Station
79119 | THR-ELS-MCC-0401S | Control Panel, MCC 0901, Chemical Building, RAS MCC-0401 & 0402 (MCC S4) | THR-ELS-PRS | Control Panel,MCC | Motor Control Centre | 40858 | MCC | http://www.toronto.ca/TWONTO#LV_electrical_panel |  | Electrical System, Phosphorous Removal System
79120 | THR-ELS-MCC-0402 | Control Panel, MCC 0402, Ferrous Chloride Building, MCC-0401 & 0402 (MCC S4) | THR-ELS-PRS | Control Panel,MCC | Motor Control Centre |  | MCC | http://www.toronto.ca/TWONTO#LV_electrical_panel |  | Electrical System, Phosphorous Removal System
79121 | THR-ELS-MCC-0501S | Control Panel, MCC 0501, Odour Control MCC-0501 & 0502 (MCC OD) | THR-ELS-OCS | Control Panel,MCC | Motor Control Centre | 39091 | MCC | http://www.toronto.ca/TWONTO#LV_electrical_panel |  | Electrical System, Odour Control System
79122 | THR-ELS-MCC-0502S | Control Panel, MCC 0502, Odour Control MCC-0501 & 0502 (MCC OD) | THR-ELS-OCS | Control Panel,MCC | Motor Control Centre | 39092 | MCC | http://www.toronto.ca/TWONTO#LV_electrical_panel |  | Electrical System, Odour Control System
79123 | THR-ELS-MCC-0602 | Motor Control Center (MCC), Chlorine Building | THR-ELS-DIS | Control Panel,MCC | Motor Control Centre |  | MCC | http://www.toronto.ca/TWONTO#LV_electrical_panel |  | Electrical System, Disinfection, Chlorine Building
79124 | THR-ELS-MCC-0701 | Control Panel, MCC 0701, MCC-0701 & 0702 (MCC BS) Head House | THR-ELS-CG | Control Panel,MCC | Motor Control Centre |  | MCC | http://www.toronto.ca/TWONTO#LV_electrical_panel |  | Electrical System, Co-Generation
79125 | THR-ELS-MCC-0701 | Control Panel, MCC 0701, MCC-0701 & 0702 (MCC BS) Head House | THR-ELS-HH | Control Panel,MCC | Motor Control Centre |  | MCC | http://www.toronto.ca/TWONTO#LV_electrical_panel |  | Electrical System, Head House and Engine Room
79126 | THR-ELS-MCC-0701 | Control Panel, MCC 0701, MCC-0701 & 0702 (MCC BS) Head House | THR-ELS-PRMS | Control Panel,MCC | Motor Control Centre |  | MCC | http://www.toronto.ca/TWONTO#LV_electrical_panel |  | Electrical System, Primary Station South
79127 | THR-ELS-MCC-0702 | Control Panel, MCC 0702, MCC-0701 & 0702 (MCC BS) Head House | THR-ELS-HH | Control Panel,MCC | Motor Control Centre |  | MCC | http://www.toronto.ca/TWONTO#LV_electrical_panel |  | Electrical System, Head House and Engine Room
79128 | THR-ELS-MCC-0802 | Control Panel, MCC 0802, S Final Gallery, North Final Area MCC-0801 & 0802 (MCC N3) | THR-ELS-FST | Control Panel,MCC | Motor Control Centre |  | MCC | http://www.toronto.ca/TWONTO#LV_electrical_panel |  | Electrical System, Final Sedimentation Tanks & Galleries
79129 | THR-ELS-MCC-0901 | Control Panel, MCC 0901, East Maintenance Bldg, North Final Area MCC-0901 & 0902 (MCC N4) | THR-ELS-EMS | Control Panel,MCC | Motor Control Centre |  | MCC | http://www.toronto.ca/TWONTO#LV_electrical_panel |  | Electrical System, East Maintenance Shop
79130 | THR-ELS-MCC-0902 | Control Panel, MCC 0902, East Maintenance Bldg, North Final Area MCC-0901 & 0902 (MCC N4) | THR-ELS-EMS | Control Panel,MCC | Motor Control Centre |  | MCC | http://www.toronto.ca/TWONTO#LV_electrical_panel |  | Electrical System, East Maintenance Shop
79131 | THR-ELS-MCC-1001 | Control Panel, MCC 1001, Admin Building MCC-1001 & 1002 (MCC MB) | THR-ELS-ADM | Control Panel,MCC | Motor Control Centre |  | MCC | http://www.toronto.ca/TWONTO#LV_electrical_panel |  | Electrical System, Administration Building
79132 | THR-ELS-MCC-1002 | Control Panel, MCC 1002, Admin Building MCC-1001 & 1002 (MCC MB) | THR-ELS-ADM | Control Panel,MCC | Motor Control Centre |  | MCC | http://www.toronto.ca/TWONTO#LV_electrical_panel |  | Electrical System, Administration Building
79133 | THR-ELS-MCC-1302 | Control Panel, MCC 1302, Primary Pumping Station, MCC-1301 & 1302 (MCC 13) | THR-ELS-PRMS | Control Panel,MCC | Motor Control Centre |  | MCC | http://www.toronto.ca/TWONTO#LV_electrical_panel |  | Electrical System, Primary Station South
79134 | THR-ELS-MCC-1401 | Control Panel, MCC 1401, Digester, MCC-1401 & 1402 (MCC-A and -B) New Digester Elec.Room Ground Floor, Beside STB | THR-ELS-DIG | Control Panel,MCC | Motor Control Centre |  | MCC | http://www.toronto.ca/TWONTO#LV_electrical_panel |  | Electrical System, Digester Tanks
79135 | THR-ELS-MCC-1403E | Control Panel, MCC 1403E, Digester, MCC-1401 & 1402 Emergency Power (MCC-E) New Digester Elec.Room Ground Floor, Beside STB | THR-ELS-DIG | Control Panel,MCC | Motor Control Centre |  | MCC | http://www.toronto.ca/TWONTO#LV_electrical_panel |  | Electrical System, Digester Tanks
79136 | THR-ELS-MCC-1502 | Control Panel, MCC 1502, Digester Gas Compressor MCC-1501 & 1502 (MCC-GC1 & GC2) | THR-ELS-GCB | Control Panel,MCC | Motor Control Centre |  | MCC | http://www.toronto.ca/TWONTO#LV_electrical_panel |  | Electrical System, Digester Gas Compressor Building
79137 | THR-ELS-MCC-1502 | Control Panel, MCC 1502, Digester Gas Compressor MCC-1501 & 1502 (MCC-GC1 & GC2) | THR-ELS-TB-1500 | Control Panel,MCC | Motor Control Centre |  | MCC | http://www.toronto.ca/TWONTO#LV_electrical_panel |  | Circuit Breaker, MCC 1501 & MCC 1502 Tie, Digester Gas Compressor MCC-1501 & 1502 (MCC-GC1 & GC2)
79138 | THR-ELS-MCC-1602 | Control Panel, MCC 1602, Primary Pumping Station, MCC-1601 & 1602 (MCC 12) | THR-ELS-PRMS | Control Panel,MCC | Motor Control Centre |  | MCC | http://www.toronto.ca/TWONTO#LV_electrical_panel |  | Electrical System, Primary Station South
79139 | THR-ELS-MCC-1902S | Control Panel, MCC 1902, Air Compressor Building, Air Compressor MCC-1901 & 1902 (MCC AC) | THR-ELS-ACB | Control Panel,MCC | Motor Control Centre | 39094 | MCC | http://www.toronto.ca/TWONTO#LV_electrical_panel |  | Electrical System, Air Compressor Building
79140 | THR-ELS-MCC-1902S | Control Panel, MCC 1902, Air Compressor Building, Air Compressor MCC-1901 & 1902 (MCC AC) | THR-ELS-CB-1912BS | Control Panel,MCC | Motor Control Centre | 39094 | MCC | http://www.toronto.ca/TWONTO#LV_electrical_panel |  | Circuit Breaker, MCC 1902, Air Compressor Building, Air Compressor MCC-1901 & 1902 (MCC AC)
79141 | THR-ELS-MCC-2002 | Control Panel, MCC 2002, N Final Gallery, North Final Area MCC-2001 & 2002 (MCC N2) | THR-ELS-FST | Control Panel,MCC | Motor Control Centre |  | MCC | http://www.toronto.ca/TWONTO#LV_electrical_panel |  | Electrical System, Final Sedimentation Tanks & Galleries
79142 | THR-ELS-MCC-2302 | Control Panel, MCC 2302, Gas Compressor Building Electrical Room | THR-ELS-CB-2302 | Control Panel,MCC | Motor Control Centre |  | MCC | http://www.toronto.ca/TWONTO#LV_electrical_panel |  | Circuit Breaker, MCC 2302, Gas Compressor Building Electrical Room, Gas Compressor MCC-2303 (MCC GCA)
79143 | THR-ELS-MCC-2400 | Control Panel, MCC 2400, Engine Room, COGEN MCC-2400 (MCC EGA) | THR-ELS-CG | Control Panel,MCC | Motor Control Centre |  | MCC | http://www.toronto.ca/TWONTO#LV_electrical_panel |  | Electrical System, Co-Generation
79144 | THR-ELS-MCC-2400 | Control Panel, MCC 2400, Engine Room, COGEN MCC-2400 (MCC EGA) | THR-ELS-HH | Control Panel,MCC | Motor Control Centre |  | MCC | http://www.toronto.ca/TWONTO#LV_electrical_panel |  | Electrical System, Head House and Engine Room
79145 | THR-ELS-MCC-2502 | Control Panel, MCC 2502, Engine Room, COGEN MCC-2502 (MCC EGA-1) | THR-ELS-CG | Control Panel,MCC | Motor Control Centre |  | MCC | http://www.toronto.ca/TWONTO#LV_electrical_panel |  | Electrical System, Co-Generation
79146 | THR-ELS-MCC-2502 | Control Panel, MCC 2502, Engine Room, COGEN MCC-2502 (MCC EGA-1) | THR-ELS-HH | Control Panel,MCC | Motor Control Centre |  | MCC | http://www.toronto.ca/TWONTO#LV_electrical_panel |  | Electrical System, Head House and Engine Room
79147 | THR-ELS-MCC-2602 | Control Panel, MCC 2602 Sludge Thickening | THR-ELS-STB | Control Panel,MCC | Motor Control Centre |  | MCC | http://www.toronto.ca/TWONTO#LV_electrical_panel |  | Electrical System, Sludge Thickening Building
79148 | THR-ELS-MCC-2700E | Control Panel, MCC 2700E Sludge Thickening with Battery Pack | THR-ELS-STB | Control Panel,MCC | Motor Control Centre |  | MCC | http://www.toronto.ca/TWONTO#LV_electrical_panel |  | Electrical System, Sludge Thickening Building
79149 | THR-ELS-MCC-2802 | Control Panel, MCC 1202, Sludge Thickening | THR-ELS-STB | Control Panel,MCC | Motor Control Centre |  | MCC | http://www.toronto.ca/TWONTO#LV_electrical_panel |  | Electrical System, Sludge Thickening Building
79150 | THR-ELS-MCC-2901 | Control Panel, MCC 2901, Headhouse MCC-2901 & 2902 (MCC HH) | THR-ELS-HH | Control Panel,MCC | Motor Control Centre |  | MCC | http://www.toronto.ca/TWONTO#LV_electrical_panel |  | Electrical System, Head House and Engine Room
79151 | THR-ELS-MCC-2902 | Control Panel, MCC 2902, Headhouse MCC-2901 & 2902 (MCC HH) | THR-ELS-HH | Control Panel,MCC | Motor Control Centre |  | MCC | http://www.toronto.ca/TWONTO#LV_electrical_panel |  | Electrical System, Head House and Engine Room
79152 | THR-ELS-MCC-2921 | Motor Control Center 1, Electrical Room Head House | THR-ELS-HH | Control Panel,MCC | Motor Control Centre |  | MCC | http://www.toronto.ca/TWONTO#LV_electrical_panel |  | Electrical System, Head House and Engine Room
79153 | THR-ELS-MCC-2922 | Motor Control Center 2, Electrical Room Head House | THR-ELS-HH | Control Panel,MCC | Motor Control Centre |  | MCC | http://www.toronto.ca/TWONTO#LV_electrical_panel |  | Electrical System, Head House and Engine Room
79154 | THR-ELS-MCC-3002S | Control Panel, MCC 3002, Admin Building MCC-3002 (MCC BH) | THR-ELS-ADM | Control Panel,MCC | Motor Control Centre | 35867 | MCC | http://www.toronto.ca/TWONTO#LV_electrical_panel |  | Electrical System, Administration Building
79155 | THR-ELS-MCC-3221 | Motor Control Centre, #1, North Grit Electrical Room | THR-ELS-GRIT | Control Panel,MCC | Motor Control Centre |  | MCC | http://www.toronto.ca/TWONTO#LV_electrical_panel |  | Electrical System, Grit Bldg., North Prelimanry and Primary Station
79156 | THR-ELS-MCC-3222 | Motor Control Cente, # 2, North Grit Electrical Room | THR-ELS-GRIT | Control Panel,MCC | Motor Control Centre |  | MCC | http://www.toronto.ca/TWONTO#LV_electrical_panel |  | Electrical System, Grit Bldg., North Prelimanry and Primary Station
79157 | THR-ELS-MCC-3301 | Motor Control Center (MCC), Filter Building | THR-ELS-FPW | Control Panel,MCC | Motor Control Centre |  | MCC | http://www.toronto.ca/TWONTO#LV_electrical_panel |  | Electrical System, Filtered Plant Water Building
79158 | THR-ELS-MCC-3301S | Control Panel, MCC 3301, Filtered Plant Water, MCC-3301 & 3302 (MCC PWF) | THR-ELS-FPW | Control Panel,MCC | Motor Control Centre | 40860 | MCC | http://www.toronto.ca/TWONTO#LV_electrical_panel |  | Electrical System, Filtered Plant Water Building
79159 | THR-ELS-MCC-3302 | Motor Control Center (MCC), Filter Building | THR-ELS-FPW | Control Panel,MCC | Motor Control Centre |  | MCC | http://www.toronto.ca/TWONTO#LV_electrical_panel |  | Electrical System, Filtered Plant Water Building
79160 | THR-ELS-MCC-3402 | Control Panel, MCC 3402, Digesters, Tanks 0700 & 0800 | THR-ELS-LTG-EMS | Control Panel,MCC | Motor Control Centre |  | MCC | http://www.toronto.ca/TWONTO#LV_electrical_panel |  | Lighting System, Security , East Maintenance Building
79161 | THR-ELS-MCC-3402A | Control Panel, MCC 3402A, Digesters, Tanks 0700 & 0800 | THR-ELS-DIG | Control Panel,MCC | Motor Control Centre |  | MCC | http://www.toronto.ca/TWONTO#LV_electrical_panel |  | Electrical System, Digester Tanks
79162 | THR-ELS-MCC-3501 | Motor Control Centre (MCC), SP RAS PS Electrical Building (Old Ozone Bldg) | THR-ELS-RSPS | Control Panel,MCC | Motor Control Centre |  | MCC | http://www.toronto.ca/TWONTO#LV_electrical_panel |  | Electrical System, Returns Sludge Pumping Station
79163 | THR-ELS-MCC-3601 | Motor Control Centre (MCC), SP RAS PS Extention Electrical Room | THR-ELS-RSPS | Control Panel,MCC | Motor Control Centre |  | MCC | http://www.toronto.ca/TWONTO#LV_electrical_panel |  | Electrical System, Returns Sludge Pumping Station
79164 | THR-ELS-MCC-3602 | Motor Control Centre (MCC), SP RAS PS Extention Electrical Room | THR-ELS-RSPS | Control Panel,MCC | Motor Control Centre |  | MCC | http://www.toronto.ca/TWONTO#LV_electrical_panel |  | Electrical System, Returns Sludge Pumping Station
79165 | THR-ELS-MCC-3701 | Motor Control Centre (MCC), Aeration Tanks Electrical Building | THR-ELS-RSPS | Control Panel,MCC | Motor Control Centre |  | MCC | http://www.toronto.ca/TWONTO#LV_electrical_panel |  | Electrical System, Returns Sludge Pumping Station
79166 | THR-ELS-MCC-3801 | Motor Control Centre (MCC), Plant Water Pump Station | THR-ELS-FPW | Control Panel,MCC | Motor Control Centre |  | MCC | http://www.toronto.ca/TWONTO#LV_electrical_panel |  | Electrical System, Filtered Plant Water Building
86368 | TNT-CSO-MCC-0100 | Control Centre, Motor, Pumping System Control, Laboratory | TNT-ELS | Switchgear,Indoor | Motor Control Centre |  | MCC | http://www.toronto.ca/TWONTO#LV_electrical_panel |  | Instrument / Electrical
86939 | TNT-ELS-MCC-1603 | MCC,Filter Bldg | TAB-SUSPENDED ENTITY | Control Panel,MCC | Motor Control Centre |  | MCC | http://www.toronto.ca/TWONTO#LV_electrical_panel |  | Suspended entities
86940 | TNT-ELS-MCC-1603 | MCC,Filter Bldg | TNT-ELS | Control Panel,MCC | Motor Control Centre |  | MCC | http://www.toronto.ca/TWONTO#LV_electrical_panel |  | Instrument / Electrical
86941 | TNT-ELS-MCC-2001 | MCC,Boiler Bldg | TNT-ELS | Control Panel,MCC | Motor Control Centre |  | MCC | http://www.toronto.ca/TWONTO#LV_electrical_panel |  | Instrument / Electrical
86942 | TNT-ELS-MCC-2101 | MCC,Primary PUmping Station | TNT-ELS | Control Panel,MCC | Motor Control Centre |  | MCC | http://www.toronto.ca/TWONTO#LV_electrical_panel |  | Instrument / Electrical
86943 | TNT-ELS-MCC-2201 | MCC,Drainage PS | TNT-ELS | Control Panel,MCC | Motor Control Centre |  | MCC | http://www.toronto.ca/TWONTO#LV_electrical_panel |  | Instrument / Electrical
86944 | TNT-ELS-MCC-2301 | MCC,Digester Gallery | TNT-ELS | Control Panel,MCC | Motor Control Centre |  | MCC | http://www.toronto.ca/TWONTO#LV_electrical_panel |  | Instrument / Electrical
86945 | TNT-ELS-MCC-4001 | Control Centre, Motor, Pumping System Control, Laboratory | TNT-ELS | Switchgear,Indoor | Motor Control Centre |  | MCC | http://www.toronto.ca/TWONTO#LV_electrical_panel |  | Instrument / Electrical
90918 | WTR-PEL-MCC-0103 | Motor Control Center, MCC-103, Generator Building, Electrical Room | WTR-PEL-BUS-0103 | Control Panel,MCC | Motor Control Centre |  | MCC | http://www.toronto.ca/TWONTO#LV_electrical_panel |  | BUS 1, Electrical Power Line, Electrical Bus, MCC 0103, 600V, Generator Building, Electrical Room
90920 | WTR-PEL-MCC-0203 | Motor Control Center, MCC-203, Generator Building, Electrical Room | WTR-PEL-BUS-0203 | Control Panel,MCC | Motor Control Centre |  | MCC | http://www.toronto.ca/TWONTO#LV_electrical_panel |  | BUS 2, Electrical Power Line, Electrical Bus, MCC 0203, 600V, Generator Building, Electrical Room
93958 | WTR-PRH-MCC-0102 | Motor Control Centre, 600VAC, Switchgear Electrical Room | WTR-PRH-AUX | Control Panel,MCC | Motor Control Centre |  | MCC | http://www.toronto.ca/TWONTO#LV_electrical_panel |  | Auxiliary Equipment (Building Facilities)
93960 | WTR-PRH-MCC-0202 | Motor Control Centre, 600VAC, Switchgear Electrical Room | WTR-PRH-AUX | Control Panel,MCC | Motor Control Centre |  | MCC | http://www.toronto.ca/TWONTO#LV_electrical_panel |  | Auxiliary Equipment (Building Facilities)
95762 | WTR-RRH-MCC-0001 | Motor Control Centre, Rosehill Reservoir, Electrical Room | WTR-RRH-ELS | Control Panel,MCC | Motor Control Centre |  | MCC | http://www.toronto.ca/TWONTO#LV_electrical_panel |  | Electrical System
96271 | FIS-ELS-MCC-0004-SUS | Motor Control Centre # 4 | FIS-ELS | Switchgear,Indoor | Motor Control Centre | 38219 | MCC | http://www.toronto.ca/TWONTO#LV_electrical_panel |  | System, Electrical Distribution System
96272 | FIS-ELS-MCC-0004-SUS | Motor Control Centre # 4 | FIS-SUSPENDED | Switchgear,Indoor | Motor Control Centre | 38219 | MCC | http://www.toronto.ca/TWONTO#LV_electrical_panel |  | Obsolete Entities/Processes
96273 | FIS-ELS-MCC-0100 | MCC,600 V,Workshop Building,Mezzanine,East | FIS-ELS | Control Panel,MCC | Motor Control Centre |  | MCC | http://www.toronto.ca/TWONTO#LV_electrical_panel |  | System, Electrical Distribution System
96274 | FIS-ELS-MCC-0200 | MCC,600 V,Workshop Building,Mezzanine,West | FIS-ELS-TR-1102 | Control Panel,MCC | Motor Control Centre |  | MCC | http://www.toronto.ca/TWONTO#LV_electrical_panel |  | Transformer,Lighting,Workshop Building Main Floor,North,9KVA / 600V / 208V / 3ph Transformer
96275 | FIS-ELS-MCC-0300 | MCC,600 V,Raw Water Pumping Station,Upper Level,East | FIS-ELS | Control Panel,MCC | Motor Control Centre |  | MCC | http://www.toronto.ca/TWONTO#LV_electrical_panel |  | System, Electrical Distribution System
96276 | FIS-ELS-MCC-0500 | MCC,600 V,Filter Building,Mezzanine,East | FIS-ELS | Control Panel,MCC | Motor Control Centre |  | MCC | http://www.toronto.ca/TWONTO#LV_electrical_panel |  | System, Electrical Distribution System
96277 | FIS-ELS-MCC-0500 | MCC,600 V,Filter Building,Mezzanine,East | FIS-ELS-TR-0500 | Control Panel,MCC | Motor Control Centre |  | MCC | http://www.toronto.ca/TWONTO#LV_electrical_panel |  | Transformer,Power,Dry,4.16 kV / 600V,Filter Building,Mezzanine,West,Transformer,FIS-ELS-MCC-0500
96278 | FIS-ELS-MCC-0600 | MCC,600 V,Filter Building,Mezzanine,West | FIS-ELS | Control Panel,MCC | Motor Control Centre |  | MCC | http://www.toronto.ca/TWONTO#LV_electrical_panel |  | System, Electrical Distribution System
96279 | FIS-ELS-MCC-0600 | MCC,600 V,Filter Building,Mezzanine,West | FIS-ELS-CAB-0603 | Control Panel,MCC | Motor Control Centre |  | MCC | http://www.toronto.ca/TWONTO#LV_electrical_panel |  | ELS Cabinet,600 V,Filter Building,Mezzanine,North MCC Cabinet
98284 | FIS-TRW-MCC-0200-SUS | Motor Control Centre | FIS-SUSPENDED | Switchgear,Indoor | Motor Control Centre | 38435 | MCC | http://www.toronto.ca/TWONTO#LV_electrical_panel |  | Obsolete Entities/Processes
98285 | FIS-TRW-MCC-0400-SUS | Motor Control Centre | FIS-TRW | Switchgear,Indoor | Motor Control Centre | 38437 | MCC | http://www.toronto.ca/TWONTO#LV_electrical_panel |  | Treated Water Production
98286 | FIS-TRW-MCC-0500-SUS | Motor Control Centre | FIS-SUSPENDED | Switchgear,Indoor | Motor Control Centre | 38438 | MCC | http://www.toronto.ca/TWONTO#LV_electrical_panel |  | Obsolete Entities/Processes
98287 | FIS-TRW-MCC-0600-SUS | Motor Control Centre | FIS-SUSPENDED | Switchgear,Indoor | Motor Control Centre | 38439 | MCC | http://www.toronto.ca/TWONTO#LV_electrical_panel |  | Obsolete Entities/Processes
101552 | MCC27-A | Motor Control Center, Building B | THC-SUSPENDED | Control Panel,MCC | Motor Control Centre | 32183 |  | http://www.toronto.ca/TWONTO#LV_electrical_panel |  | Suspended entity
105691 | SWM-PWD-MCC-0001 | Motor Control Center | SWM-PWD-MISC |  | Motor Control Centre |  | MCC | http://www.toronto.ca/TWONTO#LV_electrical_panel |  | Miscellaneous Equipment
105751 | SWM-PWI-MCC-0100 | Motor Control Center, Power Distribution for Station, MCC-0100 | SWM-PWI-MISC |  | Motor Control Centre |  | MCC | http://www.toronto.ca/TWONTO#LV_electrical_panel |  | Miscellaneous Equipment
108985 | TAB-CHL-MCC-2001 | Motor Control Centre, Chlorination Building | TAB-DIS-ELS |  | Motor Control Centre |  | MCC | http://www.toronto.ca/TWONTO#LV_electrical_panel |  | Chlorine Building Electrical
108986 | TAB-CHL-MCC-2001 | Motor Control Centre, Chlorination Building | TAB-WA4-ELS |  | Motor Control Centre |  | MCC | http://www.toronto.ca/TWONTO#LV_electrical_panel |  | WA4 Electric Equipments
110883 | TAB-DIG-MCC-1052 | Motor Control Centre | TAB-DIG-ELQ-T1-4 | Control Panel,MCC | Motor Control Centre |  | MCC | http://www.toronto.ca/TWONTO#LV_electrical_panel |  | Digester Tanks 1-4, Electrical Equipment
112657 | TAB-EL1-MCC-6005 | Motor Control Centre 600V - Blower Bldg | TAB-EL1-TR-5113 | Switchgear,Indoor | Motor Control Centre |  | MCC | http://www.toronto.ca/TWONTO#LV_electrical_panel |  | Transformer, Blower Bldg 4160/600V, NS-ST1
112658 | TAB-EL1-MCC-6007 | MCC, Plant Services, North Substation -T Bldg., MCC 6007 | TAB-ELS-T BLDG | Control Panel,MCC | Motor Control Centre |  | MCC | http://www.toronto.ca/TWONTO#LV_electrical_panel |  | T Building Indoor Substation
112659 | TAB-EL1-MCC-6007E | Motor Control Centre, Emergency 600V - T Bldg | TAB-EL1-MCC-6007 | Control Panel,MCC | Motor Control Centre |  | MCC | http://www.toronto.ca/TWONTO#LV_electrical_panel |  | MCC, Plant Services, North Substation -T Bldg., MCC 6007
112660 | TAB-EL1-MCC-6007E | Motor Control Centre, Emergency 600V - T Bldg | TAB-ELS-T BLDG | Control Panel,MCC | Motor Control Centre |  | MCC | http://www.toronto.ca/TWONTO#LV_electrical_panel |  | T Building Indoor Substation
112661 | TAB-EL1-MCC-6013 | Motor Control Centre 600V - M Bldg | TAB-ELS-M BLDG | Control Panel,MCC | Motor Control Centre |  | MCC | http://www.toronto.ca/TWONTO#LV_electrical_panel |  | M Building Indoor Substation
112662 | TAB-EL1-MCC-6014 | Motor Control Centre 600V - M Bldg | TAB-EL1-TR-5646 | Control Panel,MCC | Motor Control Centre |  | MCC | http://www.toronto.ca/TWONTO#LV_electrical_panel |  | Transformer, Step Down, 4160/600V, M Bldg.NS-M-ST1
112663 | TAB-EL1-MCC-6014 | Motor Control Centre 600V - M Bldg | TAB-ELS-M BLDG | Control Panel,MCC | Motor Control Centre |  | MCC | http://www.toronto.ca/TWONTO#LV_electrical_panel |  | M Building Indoor Substation
112664 | TAB-EL1-MCC-6113A | Motor Control Centre, 600V | TAB-EL1-BUS-5623 |  | Motor Control Centre |  | MCC | http://www.toronto.ca/TWONTO#LV_electrical_panel |  | Busbar, Power input, 4.16 KV- M Bldg
112665 | TAB-EL1-MCC-6121 | Motor Control Centre, 600V MCC | TAB-AER-ELQ | Switchgear,Indoor | Motor Control Centre |  | MCC | http://www.toronto.ca/TWONTO#LV_electrical_panel |  | Aeration - Electrical Equipment
112666 | TAB-EL1-MCC-6121 | Motor Control Centre, 600V MCC | TAB-EL1-PDP-6001 | Switchgear,Indoor | Motor Control Centre |  | MCC | http://www.toronto.ca/TWONTO#LV_electrical_panel |  | Power Distribution Panel, 600V, Aeration Outdoor Sub.
112667 | TAB-EL1-MCC-6122 | Motor Control Cenrer, 600V MCC VFD's | TAB-AER-ELQ | Switchgear,Indoor | Motor Control Centre |  | MCC | http://www.toronto.ca/TWONTO#LV_electrical_panel |  | Aeration - Electrical Equipment
112668 | TAB-EL1-MCC-6122 | Motor Control Cenrer, 600V MCC VFD's | TAB-EL1-PDP-6002 | Switchgear,Indoor | Motor Control Centre |  | MCC | http://www.toronto.ca/TWONTO#LV_electrical_panel |  | Power Distribution Panel, 600V, Aeration Outdoor Sub.
112669 | TAB-EL1-MCC-6122 | Motor Control Cenrer, 600V MCC VFD's | TAB-STR-ELQ | Switchgear,Indoor | Motor Control Centre |  | MCC | http://www.toronto.ca/TWONTO#LV_electrical_panel |  | Blower Building - Power Distribution & Electrical Equipment
112670 | TAB-EL1-MCC-6124 | Switchgear, 600V MCC AT3 | TAB-AER-ELQ | Switchgear,Indoor | Motor Control Centre |  | MCC | http://www.toronto.ca/TWONTO#LV_electrical_panel |  | Aeration - Electrical Equipment
112671 | TAB-EL1-MCC-6125 | Motor Control Centre, 600V | TAB-EL1-PDP-6001 | Switchgear,Indoor | Motor Control Centre |  | MCC | http://www.toronto.ca/TWONTO#LV_electrical_panel |  | Power Distribution Panel, 600V, Aeration Outdoor Sub.
112672 | TAB-EL1-MCC-6125A | Motor Control Centre, 600V, Aeration MCC | TAB-AER-ELQ | Switchgear,Indoor | Motor Control Centre |  | MCC | http://www.toronto.ca/TWONTO#LV_electrical_panel |  | Aeration - Electrical Equipment
112673 | TAB-EL1-MCC-6125E | Motor Control Centre, 600V Emergency feed | TAB-AER-ELQ | Switchgear,Indoor | Motor Control Centre |  | MCC | http://www.toronto.ca/TWONTO#LV_electrical_panel |  | Aeration - Electrical Equipment
112674 | TAB-EL1-MCC-6125E | Motor Control Centre, 600V Emergency feed | TAB-EL1-PDP-6001 | Switchgear,Indoor | Motor Control Centre |  | MCC | http://www.toronto.ca/TWONTO#LV_electrical_panel |  | Power Distribution Panel, 600V, Aeration Outdoor Sub.
112675 | TAB-EL1-MCC-6126 | Motor Control Centre, 600V | TAB-EL1-PDP-6002 | Switchgear,Indoor | Motor Control Centre |  | MCC | http://www.toronto.ca/TWONTO#LV_electrical_panel |  | Power Distribution Panel, 600V, Aeration Outdoor Sub.
112676 | TAB-EL1-MCC-6145 | MCC, Aeration Tank 2, East Control Building,600V | TAB-AER-ELQ | Switchgear,Indoor | Motor Control Centre |  | MCC | http://www.toronto.ca/TWONTO#LV_electrical_panel |  | Aeration - Electrical Equipment
112677 | TAB-EL1-MCC-6145 | MCC, Aeration Tank 2, East Control Building,600V | TAB-EL1-MCC-6125 | Switchgear,Indoor | Motor Control Centre |  | MCC | http://www.toronto.ca/TWONTO#LV_electrical_panel |  | Motor Control Centre, 600V
112678 | TAB-EL1-MCC-6146 | MCC, Aeration Tank 2, East Control Building, 600V | TAB-EL1-MCC-6126 | Switchgear,Indoor | Motor Control Centre |  | MCC | http://www.toronto.ca/TWONTO#LV_electrical_panel |  | Motor Control Centre, 600V
112679 | TAB-EL1-MCC-6161 | Motor Control Centre, 600V, Ferrous Area | TAB-EL1-MCC-6121 | Control Panel,MCC | Motor Control Centre |  | MCC | http://www.toronto.ca/TWONTO#LV_electrical_panel |  | Motor Control Centre, 600V MCC
112680 | TAB-EL1-MCC-6164 | Motor Control Centre, 600V, West Quad House | TAB-EL1-MCC-6121 | Control Panel,MCC | Motor Control Centre |  | MCC | http://www.toronto.ca/TWONTO#LV_electrical_panel |  | Motor Control Centre, 600V MCC
112681 | TAB-EL1-MCC-6222 | Motor Control Centre 600V - D Bldg | TAB-EL1-MCC | Control Panel,MCC | Motor Control Centre |  | MCC | http://www.toronto.ca/TWONTO#LV_electrical_panel |  | Motor Control Center- North Substation
112682 | TAB-EL1-MCC-6222 | Motor Control Centre 600V - D Bldg | TAB-EL1-PDP-6004 | Control Panel,MCC | Motor Control Centre |  | MCC | http://www.toronto.ca/TWONTO#LV_electrical_panel |  | Switchgear, 600V, D Building Outdoor Sub.
112683 | TAB-EL1-MCC-6222 | Motor Control Centre 600V - D Bldg | TAB-PLT-ELQ-D | Control Panel,MCC | Motor Control Centre |  | MCC | http://www.toronto.ca/TWONTO#LV_electrical_panel |  | D Building - Electrical Equipment
112684 | TAB-EL1-MCC-6223 | Motor Control Centre 600V - D Bldg | TAB-EL1-MCC | Control Panel,MCC | Motor Control Centre |  | MCC | http://www.toronto.ca/TWONTO#LV_electrical_panel |  | Motor Control Center- North Substation
112685 | TAB-EL1-MCC-6223 | Motor Control Centre 600V - D Bldg | TAB-EL1-PDP-6003 | Control Panel,MCC | Motor Control Centre |  | MCC | http://www.toronto.ca/TWONTO#LV_electrical_panel |  | Switchgear, 600V, D Building Outdoor Sub.
112686 | TAB-EL1-MCC-6223 | Motor Control Centre 600V - D Bldg | TAB-PLT-ELQ-D | Control Panel,MCC | Motor Control Centre |  | MCC | http://www.toronto.ca/TWONTO#LV_electrical_panel |  | D Building - Electrical Equipment
112687 | TAB-EL1-MCC-6225 | Motor Control Centre 600V - D Bldg | TAB-EL1-PDP-6003 | Control Panel,MCC | Motor Control Centre |  | MCC | http://www.toronto.ca/TWONTO#LV_electrical_panel |  | Switchgear, 600V, D Building Outdoor Sub.
112688 | TAB-EL1-MCC-6228 | Motor Control Centre 600V - D Bldg | TAB-EL1-PDP-6004 | Control Panel,MCC | Motor Control Centre |  | MCC | http://www.toronto.ca/TWONTO#LV_electrical_panel |  | Switchgear, 600V, D Building Outdoor Sub.
112689 | TAB-EL1-MCC-6228 | Motor Control Centre 600V - D Bldg | TAB-PLT-ELQ-D | Control Panel,MCC | Motor Control Centre |  | MCC | http://www.toronto.ca/TWONTO#LV_electrical_panel |  | D Building - Electrical Equipment
112690 | TAB-EL1-MCC-6321 | Motor Control Centre 600V - Blower Bldg | TAB-STR-ELQ | Switchgear,Indoor | Motor Control Centre |  | MCC | http://www.toronto.ca/TWONTO#LV_electrical_panel |  | Blower Building - Power Distribution & Electrical Equipment
112691 | TAB-EL1-MCC-6322 | Motor Control Centre 600V - Blower Bldg | TAB-STR-ELQ | Switchgear,Indoor | Motor Control Centre |  | MCC | http://www.toronto.ca/TWONTO#LV_electrical_panel |  | Blower Building - Power Distribution & Electrical Equipment
112692 | TAB-EL1-MCC-6351 | Motor Control Centre 600V - Blower Bldg | TAB-EL1-MCC-6005 | Switchgear,Indoor | Motor Control Centre |  | MCC | http://www.toronto.ca/TWONTO#LV_electrical_panel |  | Motor Control Centre 600V - Blower Bldg
112694 | TAB-EL1-MCC-6535 | MCC, Standby Power | TAB-EL1-PDP-6008 | Control Panel,MCC | Motor Control Centre |  | MCC | http://www.toronto.ca/TWONTO#LV_electrical_panel |  | Power Distribution Panel, 600V, Z Building Outdoor Substation
112695 | TAB-EL1-MCC-6535 | MCC, Standby Power | TAB-ELS-WA6 | Control Panel,MCC | Motor Control Centre |  | MCC | http://www.toronto.ca/TWONTO#LV_electrical_panel |  | Panel Boards, MCC, WA6
112696 | TAB-EL1-MCC-6536 | Motor Control Centre, Z Bldg | TAB-ELS-WA6 | Control Panel,MCC | Motor Control Centre |  | MCC | http://www.toronto.ca/TWONTO#LV_electrical_panel |  | Panel Boards, MCC, WA6
112697 | TAB-EL1-MCC-6541 | Motor Control Centre, Z Bldg | TAB-EL1-MCC | Control Panel,MCC | Motor Control Centre |  | MCC | http://www.toronto.ca/TWONTO#LV_electrical_panel |  | Motor Control Center- North Substation
112698 | TAB-EL1-MCC-6541 | Motor Control Centre, Z Bldg | TAB-ELS-WA6 | Control Panel,MCC | Motor Control Centre |  | MCC | http://www.toronto.ca/TWONTO#LV_electrical_panel |  | Panel Boards, MCC, WA6
112699 | TAB-EL1-MCC-6542 | Motor Control Centre, Z Bldg | TAB-EL1-MCC | Control Panel,MCC | Motor Control Centre |  | MCC | http://www.toronto.ca/TWONTO#LV_electrical_panel |  | Motor Control Center- North Substation
112700 | TAB-EL1-MCC-6542 | Motor Control Centre, Z Bldg | TAB-EL1-PDP-6008 | Control Panel,MCC | Motor Control Centre |  | MCC | http://www.toronto.ca/TWONTO#LV_electrical_panel |  | Power Distribution Panel, 600V, Z Building Outdoor Substation
112701 | TAB-EL1-MCC-6542 | Motor Control Centre, Z Bldg | TAB-ELS-WA6 | Control Panel,MCC | Motor Control Centre |  | MCC | http://www.toronto.ca/TWONTO#LV_electrical_panel |  | Panel Boards, MCC, WA6
112702 | TAB-EL1-MCC-6545 | Motor Control Centre, Z Bldg | TAB-EL1-PDP-6009 | Control Panel,MCC | Motor Control Centre |  | MCC | http://www.toronto.ca/TWONTO#LV_electrical_panel |  | Power Distribution Panel, 600V, Z Building Outdoor Substation
112703 | TAB-EL1-MCC-6547 | Motor Control Centre, Z Bldg | TAB-EL1-MCC | Control Panel,MCC | Motor Control Centre |  | MCC | http://www.toronto.ca/TWONTO#LV_electrical_panel |  | Motor Control Center- North Substation
112704 | TAB-EL1-MCC-6549 | Motor Control Centre ,Z- Bldg | TAB-ELS-WA6 | Control Panel,MCC | Motor Control Centre |  | MCC | http://www.toronto.ca/TWONTO#LV_electrical_panel |  | Panel Boards, MCC, WA6
112705 | TAB-EL1-MCC-6566 | Motor Control Centre, ,Z Bldg Gr.Flr.West Side of Machine Shop | TAB-ELS-WA7 | Control Panel,MCC | Motor Control Centre |  | MCC | http://www.toronto.ca/TWONTO#LV_electrical_panel |  | Equipment location, TAB-ELS-WA7, Electrical Equipment, Work Area7 ( Panelboards, MCC )
112706 | TAB-EL1-MCC-6571 | Motor Control Centre, Z Bldg | TAB-ELS-WA6 | Control Panel,MCC | Motor Control Centre |  | MCC | http://www.toronto.ca/TWONTO#LV_electrical_panel |  | Panel Boards, MCC, WA6
112707 | TAB-EL1-MCC-6573 | Motor Control Centre, Z Bldg | TAB-ELS-WA6 | Control Panel,MCC | Motor Control Centre |  | MCC | http://www.toronto.ca/TWONTO#LV_electrical_panel |  | Panel Boards, MCC, WA6
112708 | TAB-EL1-MCC-6574 | Motor Control Centre, Z Bldg | TAB-ELS-WA6 | Control Panel,MCC | Motor Control Centre |  | MCC | http://www.toronto.ca/TWONTO#LV_electrical_panel |  | Panel Boards, MCC, WA6
112709 | TAB-EL1-MCC-6591 | Motor Control Centre ,Z- Bldg | TAB-ELS-WA6 | Control Panel,MCC | Motor Control Centre | 34434 | MCC | http://www.toronto.ca/TWONTO#LV_electrical_panel |  | Panel Boards, MCC, WA6
112710 | TAB-EL1-MCC-6591 | Motor Control Centre ,Z- Bldg | TAB-SUSPENDED ENTITY | Control Panel,MCC | Motor Control Centre | 34434 | MCC | http://www.toronto.ca/TWONTO#LV_electrical_panel |  | Suspended entities
112711 | TAB-EL1-MCC-6592 | Motor Control Centre ,Z- Bldg | TAB-EL1-MCC | Control Panel,MCC | Motor Control Centre | 34435 | MCC | http://www.toronto.ca/TWONTO#LV_electrical_panel |  | Motor Control Center- North Substation
112712 | TAB-EL1-MCC-6593 | Motor Control Centre ,Z- Bldg | TAB-EL1-MCC | Control Panel,MCC | Motor Control Centre |  | MCC | http://www.toronto.ca/TWONTO#LV_electrical_panel |  | Motor Control Center- North Substation
112713 | TAB-EL1-MCC-6593 | Motor Control Centre ,Z- Bldg | TAB-ELS-WA6 | Control Panel,MCC | Motor Control Centre |  | MCC | http://www.toronto.ca/TWONTO#LV_electrical_panel |  | Panel Boards, MCC, WA6
112714 | TAB-EL1-MCC-6594 | Motor Control Centre ,Z- Bldg | TAB-ELS-WA6 | Control Panel,MCC | Motor Control Centre |  | MCC | http://www.toronto.ca/TWONTO#LV_electrical_panel |  | Panel Boards, MCC, WA6
112715 | TAB-EL1-MCC-6595 | Motor Control Centre ,Z- Bldg | TAB-ELS-WA6 | Control Panel,MCC | Motor Control Centre | 35026 | MCC | http://www.toronto.ca/TWONTO#LV_electrical_panel |  | Panel Boards, MCC, WA6
112716 | TAB-EL1-MCC-6595 | Motor Control Centre ,Z- Bldg | TAB-SUSPENDED ENTITY | Control Panel,MCC | Motor Control Centre | 35026 | MCC | http://www.toronto.ca/TWONTO#LV_electrical_panel |  | Suspended entities
112717 | TAB-EL1-MCC-6621B | Motor Control Centre ,Digesters 9-12 basement | TAB-EL1-PDP-6011 |  | Motor Control Centre |  | MCC | http://www.toronto.ca/TWONTO#LV_electrical_panel |  | Power Distribution Panel, 600V, PT 1-9 Outdoor Sub.
112718 | TAB-EL1-MCC-6624 | Motor Control Centre | TAB-EL1-PDP-6012 | Control Panel,MCC | Motor Control Centre |  | MCC | http://www.toronto.ca/TWONTO#LV_electrical_panel |  | Power Distribution Panel, 600V, PT 1-9 Outdoor Sub.
112719 | TAB-EL1-MCC-6625 | Motor Control Centre 600V - Emission Air Bldg. | TAB-EL1-MCC | Control Panel,MCC | Motor Control Centre |  | MCC | http://www.toronto.ca/TWONTO#LV_electrical_panel |  | Motor Control Center- North Substation
112720 | TAB-EL1-MCC-6625 | Motor Control Centre 600V - Emission Air Bldg. | TAB-EL1-PDP-6011 | Control Panel,MCC | Motor Control Centre |  | MCC | http://www.toronto.ca/TWONTO#LV_electrical_panel |  | Power Distribution Panel, 600V, PT 1-9 Outdoor Sub.
112721 | TAB-EL1-MCC-6625 | Motor Control Centre 600V - Emission Air Bldg. | TAB-PLT-ELQ-P | Control Panel,MCC | Motor Control Centre |  | MCC | http://www.toronto.ca/TWONTO#LV_electrical_panel |  | P Building - Electrical Equipment
112722 | TAB-EL1-MCC-6626 | Motor Control Centre 600V - OPS | TAB-PRM-ELQ-OPS | Control Panel,Electrical | Motor Control Centre |  | MCC | http://www.toronto.ca/TWONTO#LV_electrical_panel |  | Old PS Building - Electrical Equipment
112723 | TAB-EL1-MCC-6626A | Motor Control Centre 600V - OPS | TAB-EL1-PDP-6012 | Control Panel,Electrical | Motor Control Centre | 34604 | MCC | http://www.toronto.ca/TWONTO#LV_electrical_panel |  | Power Distribution Panel, 600V, PT 1-9 Outdoor Sub.
112724 | TAB-EL1-MCC-6626A | Motor Control Centre 600V - OPS | TAB-SUSPENDED ENTITY | Control Panel,Electrical | Motor Control Centre | 34604 | MCC | http://www.toronto.ca/TWONTO#LV_electrical_panel |  | Suspended entities
112725 | TAB-EL1-MCC-6626B | Motor Control Centre 600V - OPS | TAB-EL1-PDP-6012 | Control Panel,Electrical | Motor Control Centre | 34605 | MCC | http://www.toronto.ca/TWONTO#LV_electrical_panel |  | Power Distribution Panel, 600V, PT 1-9 Outdoor Sub.
112726 | TAB-EL1-MCC-6626C | Motor Control Centre 600V - OPS | TAB-PRM-ELQ-OPS | Control Panel,Electrical | Motor Control Centre | 34606 | MCC | http://www.toronto.ca/TWONTO#LV_electrical_panel |  | Old PS Building - Electrical Equipment
112727 | TAB-EL1-MCC-6627 | Motor Control Centre | TAB-EL1-PDP-6011 |  | Motor Control Centre |  | MCC | http://www.toronto.ca/TWONTO#LV_electrical_panel |  | Power Distribution Panel, 600V, PT 1-9 Outdoor Sub.
112728 | TAB-EL1-MCC-6628 | Motor Control Centre | TAB-EL1-MCC | Control Panel,MCC | Motor Control Centre |  | MCC | http://www.toronto.ca/TWONTO#LV_electrical_panel |  | Motor Control Center- North Substation
112729 | TAB-EL1-MCC-6628 | Motor Control Centre | TAB-EL1-PDP-6012 | Control Panel,MCC | Motor Control Centre |  | MCC | http://www.toronto.ca/TWONTO#LV_electrical_panel |  | Power Distribution Panel, 600V, PT 1-9 Outdoor Sub.
112730 | TAB-EL1-MCC-6629 | Motor Control Centre 600V - P Bldg. | TAB-PLT-ELQ-P | Control Panel,MCC | Motor Control Centre |  | MCC | http://www.toronto.ca/TWONTO#LV_electrical_panel |  | P Building - Electrical Equipment
112731 | TAB-EL1-MCC-6631 | Control Panel, MCC,Electrical Room,Grit Build,P Building | TAB-EL1-PDP-6011 | Control Panel,MCC | Motor Control Centre |  | MCC | http://www.toronto.ca/TWONTO#LV_electrical_panel |  | Power Distribution Panel, 600V, PT 1-9 Outdoor Sub.
112732 | TAB-EL1-MCC-6631 | Control Panel, MCC,Electrical Room,Grit Build,P Building | TAB-PLT-ELQ-P | Control Panel,MCC | Motor Control Centre |  | MCC | http://www.toronto.ca/TWONTO#LV_electrical_panel |  | P Building - Electrical Equipment
112733 | TAB-EL1-MCC-6631? | Control Panel, MCC,Electrical Room,Grit Build,P Building | TAB-PLT-ELQ-P | Control Panel,MCC | Motor Control Centre | 46021 | MCC | http://www.toronto.ca/TWONTO#LV_electrical_panel |  | P Building - Electrical Equipment
112734 | TAB-EL1-MCC-6631? | Control Panel, MCC,Electrical Room,Grit Build,P Building | TAB-SUSPENDED ENTITY | Control Panel,MCC | Motor Control Centre | 46021 | MCC | http://www.toronto.ca/TWONTO#LV_electrical_panel |  | Suspended entities
112735 | TAB-EL1-MCC-6632 | Motor Control Centre 600V - P Bldg. | TAB-EL1-MCC | Control Panel,MCC | Motor Control Centre |  | MCC | http://www.toronto.ca/TWONTO#LV_electrical_panel |  | Motor Control Center- North Substation
112736 | TAB-EL1-MCC-6632 | Motor Control Centre 600V - P Bldg. | TAB-PLT-ELQ-P | Control Panel,MCC | Motor Control Centre |  | MCC | http://www.toronto.ca/TWONTO#LV_electrical_panel |  | P Building - Electrical Equipment
112737 | TAB-EL1-MCC-6633 | Motor Control Centre, 600V - Grit 7-12 | TAB-EL1-MCC | Control Panel,MCC | Motor Control Centre |  | MCC | http://www.toronto.ca/TWONTO#LV_electrical_panel |  | Motor Control Center- North Substation
112738 | TAB-EL1-MCC-6633 | Motor Control Centre, 600V - Grit 7-12 | TAB-EL1-MCC-6632 | Control Panel,MCC | Motor Control Centre |  | MCC | http://www.toronto.ca/TWONTO#LV_electrical_panel |  | Motor Control Centre 600V - P Bldg.
112739 | TAB-EL1-MCC-6634? | Motor Control Centre ,Old Grit Bldg. | TAB-SUSPENDED ENTITY | Control Panel,MCC | Motor Control Centre | 46022 | MCC | http://www.toronto.ca/TWONTO#LV_electrical_panel |  | Suspended entities
112740 | TAB-EL1-MCC-6641B | Motor Control Centre ,Digesters 9-12 | TAB-DIG-ELQ-T9-12 | Control Panel,MCC | Motor Control Centre |  | MCC | http://www.toronto.ca/TWONTO#LV_electrical_panel |  | Digester Tanks 9-12, Electrical Equipment
112741 | TAB-EL1-MCC-6641B | Motor Control Centre ,Digesters 9-12 | TAB-EL1-MCC | Control Panel,MCC | Motor Control Centre |  | MCC | http://www.toronto.ca/TWONTO#LV_electrical_panel |  | Motor Control Center- North Substation
112742 | TAB-EL1-MCC-6654 | Motor Control Centre | TAB-EL1-MCC-6624 |  | Motor Control Centre |  | MCC | http://www.toronto.ca/TWONTO#LV_electrical_panel |  | Motor Control Centre
112743 | TAB-EL1-MCC-6664 | MCC, Plant Services, North Substation, Digesters 1-4 MCC 6664 600V | TAB-EL1-MCC-6628 | Control Panel,MCC | Motor Control Centre |  | MCC | http://www.toronto.ca/TWONTO#LV_electrical_panel |  | Motor Control Centre
112744 | TAB-EL1-MCC-6672 | Motor Control Centre | TAB-EL1-MCC-6628 | Control Panel,MCC | Motor Control Centre |  | MCC | http://www.toronto.ca/TWONTO#LV_electrical_panel |  | Motor Control Centre
112745 | TAB-EL1-MCC-6674 | MCC,Electrical Room,Ground Floor,Grit Build,P Building | TAB-EL1-PDP-6011 | Control Panel,MCC | Motor Control Centre |  | MCC | http://www.toronto.ca/TWONTO#LV_electrical_panel |  | Power Distribution Panel, 600V, PT 1-9 Outdoor Sub.
112746 | TAB-EL1-MCC-6682 | Motor Control Centre 600V - Chemical Bldg. | TAB-EL1-MCC | Control Panel,MCC | Motor Control Centre |  | MCC | http://www.toronto.ca/TWONTO#LV_electrical_panel |  | Motor Control Center- North Substation
112747 | TAB-EL1-MCC-6682 | Motor Control Centre 600V - Chemical Bldg. | TAB-EL1-MCC-6632 | Control Panel,MCC | Motor Control Centre |  | MCC | http://www.toronto.ca/TWONTO#LV_electrical_panel |  | Motor Control Centre 600V - P Bldg.
112765 | TAB-EL1-PDP-0104 | Power Distribution Panel, Digester 1-4 | TAB-DIG-ELQ-T1-4 | Control Panel,MCC | Motor Control Centre |  | PDP | http://www.toronto.ca/TWONTO#LV_electrical_panel |  | Digester Tanks 1-4, Electrical Equipment
113027 | TAB-EL2-MCC-6001 | Motor Control Center- Dewatering | TAB-EL2-MCC | Switchgear,Indoor | Motor Control Centre |  | MCC | http://www.toronto.ca/TWONTO#LV_electrical_panel |  | Motor Control Center- South Substation
113028 | TAB-EL2-MCC-6111 | Motor Control Center- Biosolids | TAB-EL2-MCC | Control Panel,MCC | Motor Control Centre |  | MCC | http://www.toronto.ca/TWONTO#LV_electrical_panel |  | Motor Control Center- South Substation
113029 | TAB-EL2-MCC-6111 | Motor Control Center- Biosolids | TAB-WA4-ELS | Control Panel,MCC | Motor Control Centre |  | MCC | http://www.toronto.ca/TWONTO#LV_electrical_panel |  | WA4 Electric Equipments
113030 | TAB-EL2-MCC-6124 | Motor Control Center- Biosolids | TAB-WA4-ELS | Control Panel,MCC | Motor Control Centre |  | MCC | http://www.toronto.ca/TWONTO#LV_electrical_panel |  | WA4 Electric Equipments
113031 | TAB-EL2-MCC-6174 | Motor Control Center- Chlorine Bldg | TAB-EL2-MCC | Control Panel,MCC | Motor Control Centre |  | MCC | http://www.toronto.ca/TWONTO#LV_electrical_panel |  | Motor Control Center- South Substation
113032 | TAB-EL2-MCC-6175 | Motor Control Center- Grounds Equipment Storage Facility | TAB-EL2-MCC | Control Panel,MCC | Motor Control Centre |  | MCC | http://www.toronto.ca/TWONTO#LV_electrical_panel |  | Motor Control Center- South Substation
113033 | TAB-EL2-MCC-6175 | Motor Control Center- Grounds Equipment Storage Facility | TAB-WA4-ELS | Control Panel,MCC | Motor Control Centre |  | MCC | http://www.toronto.ca/TWONTO#LV_electrical_panel |  | WA4 Electric Equipments
113034 | TAB-EL2-MCC-6221 | Motor Control Center- Incinerator Stack | TAB-WA4-ELS | Control Panel,MCC | Motor Control Centre |  | MCC | http://www.toronto.ca/TWONTO#LV_electrical_panel |  | WA4 Electric Equipments
113035 | TAB-EL2-MCC-6222 | Motor Control Center- Heat Recovery | TAB-EL2-MCC | Control Panel,MCC | Motor Control Centre |  | MCC | http://www.toronto.ca/TWONTO#LV_electrical_panel |  | Motor Control Center- South Substation
113036 | TAB-EL2-MCC-6222 | Motor Control Center- Heat Recovery | TAB-WA4-ELS | Control Panel,MCC | Motor Control Centre |  | MCC | http://www.toronto.ca/TWONTO#LV_electrical_panel |  | WA4 Electric Equipments
113037 | TAB-EL2-MCC-6223 | Motor Control Center- Heat Recovery | TAB-EL2-MCC | Control Panel,MCC | Motor Control Centre |  | MCC | http://www.toronto.ca/TWONTO#LV_electrical_panel |  | Motor Control Center- South Substation
113038 | TAB-EL2-MCC-6223 | Motor Control Center- Heat Recovery | TAB-EL2-PDP-6012 | Control Panel,MCC | Motor Control Centre |  | MCC | http://www.toronto.ca/TWONTO#LV_electrical_panel |  | Power distribution Panel, 600V
113039 | TAB-EL2-MCC-6242E | Motor Control Center- Biosolids Silo Bldg | TAB-EL2-MCC-6226 |  | Motor Control Centre |  | MCC | http://www.toronto.ca/TWONTO#LV_electrical_panel |  | Motor Control Center- Biosolids Silo Bldg
113040 | TAB-EL2-MCC-6271 | Motor Control Centre, Chlorine Bldg | TAB-EL2-MCC-6242E |  | Motor Control Centre |  | MCC | http://www.toronto.ca/TWONTO#LV_electrical_panel |  | Motor Control Center- Biosolids Silo Bldg
113041 | TAB-EL2-MCC-6322 | Motor Control Center- Incinerator Stack | TAB-EL2-MCC | Control Panel,MCC | Motor Control Centre |  | MCC | http://www.toronto.ca/TWONTO#LV_electrical_panel |  | Motor Control Center- South Substation
113042 | TAB-EL2-MCC-6323 | Motor Control Center- Incinerator | TAB-WA4-ELS | Control Panel,MCC | Motor Control Centre |  | MCC | http://www.toronto.ca/TWONTO#LV_electrical_panel |  | WA4 Electric Equipments
113043 | TAB-EL2-MCC-6323A | Motor Control Center- Incinerator | TAB-EL2-MCC | Control Panel,MCC | Motor Control Centre |  | MCC | http://www.toronto.ca/TWONTO#LV_electrical_panel |  | Motor Control Center- South Substation
113044 | TAB-EL2-MCC-6323A | Motor Control Center- Incinerator | TAB-EL2-PDP-6013 | Control Panel,MCC | Motor Control Centre |  | MCC | http://www.toronto.ca/TWONTO#LV_electrical_panel |  | Power distribution Panel, 600V
113045 | TAB-EL2-MCC-6323A | Motor Control Center- Incinerator | TAB-WA4-ELS | Control Panel,MCC | Motor Control Centre |  | MCC | http://www.toronto.ca/TWONTO#LV_electrical_panel |  | WA4 Electric Equipments
113046 | TAB-EL2-MCC-6324 | Motor Control Center- Incinerator | TAB-EL2-MCC | Control Panel,MCC | Motor Control Centre |  | MCC | http://www.toronto.ca/TWONTO#LV_electrical_panel |  | Motor Control Center- South Substation
113047 | TAB-EL2-MCC-6324 | Motor Control Center- Incinerator | TAB-WA4-ELS | Control Panel,MCC | Motor Control Centre |  | MCC | http://www.toronto.ca/TWONTO#LV_electrical_panel |  | WA4 Electric Equipments
113048 | TAB-EL2-MCC-6324A | Motor Control Center- Incinerator | TAB-EL2-MCC | Control Panel,MCC | Motor Control Centre |  | MCC | http://www.toronto.ca/TWONTO#LV_electrical_panel |  | Motor Control Center- South Substation
113049 | TAB-EL2-MCC-6324A | Motor Control Center- Incinerator | TAB-EL2-PDP-6013 | Control Panel,MCC | Motor Control Centre |  | MCC | http://www.toronto.ca/TWONTO#LV_electrical_panel |  | Power distribution Panel, 600V
113050 | TAB-EL2-MCC-6324A | Motor Control Center- Incinerator | TAB-WA4-ELS | Control Panel,MCC | Motor Control Centre |  | MCC | http://www.toronto.ca/TWONTO#LV_electrical_panel |  | WA4 Electric Equipments
113051 | TAB-EL2-MCC-6371 | Motor Control Centre, Chlorine Bldg | TAB-EL2-MCC | Control Panel,MCC | Motor Control Centre |  | MCC | http://www.toronto.ca/TWONTO#LV_electrical_panel |  | Motor Control Center- South Substation
113052 | TAB-EL2-MCC-6371 | Motor Control Centre, Chlorine Bldg | TAB-ELS-WA8 | Control Panel,MCC | Motor Control Centre |  | MCC | http://www.toronto.ca/TWONTO#LV_electrical_panel |  | Electrical Equipment, Work Area 8, ( Panel Boards, MCC )
113053 | TAB-EL2-MCC-6371 | Motor Control Centre, Chlorine Bldg | TAB-SUSPENDED ENTITY | Control Panel,MCC | Motor Control Centre |  | MCC | http://www.toronto.ca/TWONTO#LV_electrical_panel |  | Suspended entities
113054 | TAB-EL2-MCC-6372 | Motor Control Centre 600V - Grounds Equipment Storage Facility | TAB-EL2-MCC-6326 |  | Motor Control Centre |  | MCC | http://www.toronto.ca/TWONTO#LV_electrical_panel |  | Motor Control Center- Biosolids Silo Bldg
113055 | TAB-EL2-MCC-6373A | Motor Control Center- Biosolids Silo Bldg | TAB-EL2-MCC-6373 |  | Motor Control Centre |  | MCC | http://www.toronto.ca/TWONTO#LV_electrical_panel |  | Motor Control Center- Biosolids Silo Bldg
113056 | TAB-EL2-MCC-6521 | Motor Control Centre, 600V | TAB-EL2-MCC |  | Motor Control Centre |  | MCC | http://www.toronto.ca/TWONTO#LV_electrical_panel |  | Motor Control Center- South Substation
113057 | TAB-EL2-MCC-6524 | Motor Control Centre, 600V | TAB-EL2-MCC | Control Panel,MCC | Motor Control Centre |  | MCC | http://www.toronto.ca/TWONTO#LV_electrical_panel |  | Motor Control Center- South Substation
113058 | TAB-EL2-MCC-6524 | Motor Control Centre, 600V | TAB-EL2-PDP-6014 | Control Panel,MCC | Motor Control Centre |  | MCC | http://www.toronto.ca/TWONTO#LV_electrical_panel |  | Power distribution Panel, 600V
113059 | TAB-EL2-MCC-6623 | Motor Control Centre, 600V | TAB-DEW-ELECTRICAL | Control Panel,MCC | Motor Control Centre |  | MCC | http://www.toronto.ca/TWONTO#LV_electrical_panel |  | Dewatering Bldg - Electrical
113060 | TAB-EL2-MCC-6623 | Motor Control Centre, 600V | TAB-EL2-MCC | Control Panel,MCC | Motor Control Centre |  | MCC | http://www.toronto.ca/TWONTO#LV_electrical_panel |  | Motor Control Center- South Substation
113061 | TAB-EL2-MCC-6624 | Motor Control Centre, 600V | TAB-DEW-ELECTRICAL | Control Panel,MCC | Motor Control Centre |  | MCC | http://www.toronto.ca/TWONTO#LV_electrical_panel |  | Dewatering Bldg - Electrical
113062 | TAB-EL2-MCC-6624 | Motor Control Centre, 600V | TAB-EL2-MCC | Control Panel,MCC | Motor Control Centre |  | MCC | http://www.toronto.ca/TWONTO#LV_electrical_panel |  | Motor Control Center- South Substation
113063 | TAB-EL2-MCC-6626 | Motor Control Center- Dewatering | TAB-DEW-ELECTRICAL | Control Panel,MCC | Motor Control Centre |  | MCC | http://www.toronto.ca/TWONTO#LV_electrical_panel |  | Dewatering Bldg - Electrical
113064 | TAB-EL2-MCC-6626 | Motor Control Center- Dewatering | TAB-EL2-MCC | Control Panel,MCC | Motor Control Centre |  | MCC | http://www.toronto.ca/TWONTO#LV_electrical_panel |  | Motor Control Center- South Substation
113065 | TAB-EL2-MCC-6627 | Motor Control Centre, 600V | TAB-EL2-PDP-6015 | Control Panel,MCC | Motor Control Centre |  | MCC | http://www.toronto.ca/TWONTO#LV_electrical_panel |  | Power distribution Panel, 600V
113066 | TAB-EL2-MCC-6672 | Motor Control Centre, 600V | TAB-DEW-ELECTRICAL | Control Panel,MCC | Motor Control Centre |  | MCC | http://www.toronto.ca/TWONTO#LV_electrical_panel |  | Dewatering Bldg - Electrical
113067 | TAB-EL2-MCC-6672 | Motor Control Centre, 600V | TAB-EL2-MCC | Control Panel,MCC | Motor Control Centre |  | MCC | http://www.toronto.ca/TWONTO#LV_electrical_panel |  | Motor Control Center- South Substation
113068 | TAB-EL2-MCC-6672 | Motor Control Centre, 600V | TAB-EL2-MCC-6627 | Control Panel,MCC | Motor Control Centre |  | MCC | http://www.toronto.ca/TWONTO#LV_electrical_panel |  | Motor Control Centre, 600V
113262 | TAB-EL3-MCC-6013 | MCC, Auxilary Systems Building, 2nd Floor | TAB-EL3-TR-5112 | Control Panel,MCC | Motor Control Centre |  | MCC | http://www.toronto.ca/TWONTO#LV_electrical_panel |  | Transformer, Substation, Auxiliary Systems Building, 2nd Floor
113266 | TAB-EL3-MCC-6123 | Motor Control Centre | TAB-AUX-ELQ | Control Panel,MCC | Motor Control Centre |  | MCC | http://www.toronto.ca/TWONTO#LV_electrical_panel |  | Auxiliary Building - Electrical Equipment
113267 | TAB-EL3-MCC-6124 | Motor Control Centre 600V - Seawall Substation | TAB-EL3-MCC | Control Panel,MCC | Motor Control Centre |  | MCC | http://www.toronto.ca/TWONTO#LV_electrical_panel |  | Motor Control Center- South Substation
113268 | TAB-EL3-MCC-6126E? | Motor Control Centre, Plant Water Bldg | TAB-EL3-MCC | Control Panel,MCC | Motor Control Centre | 47653 | MCC | http://www.toronto.ca/TWONTO#LV_electrical_panel |  | Motor Control Center- South Substation
113269 | TAB-EL3-MCC-6126E? | Motor Control Centre, Plant Water Bldg | TAB-EL3-MCC-6126S | Control Panel,MCC | Motor Control Centre | 47653 | MCC | http://www.toronto.ca/TWONTO#LV_electrical_panel |  | Motor Control Centre, Plant Water Bldg
113270 | TAB-EL3-MCC-6126E? | Motor Control Centre, Plant Water Bldg | TAB-ELS-WA8 | Control Panel,MCC | Motor Control Centre | 47653 | MCC | http://www.toronto.ca/TWONTO#LV_electrical_panel |  | Electrical Equipment, Work Area 8, ( Panel Boards, MCC )
113271 | TAB-EL3-MCC-6128 | Motor Control Centre, Digester 13-16 bldg | TAB-EL3-MCC | Control Panel,MCC | Motor Control Centre |  | MCC | http://www.toronto.ca/TWONTO#LV_electrical_panel |  | Motor Control Center- South Substation
113272 | TAB-EL3-MCC-6128 | Motor Control Centre, Digester 13-16 bldg | TAB-EL3-PDP-6015 | Control Panel,MCC | Motor Control Centre |  | MCC | http://www.toronto.ca/TWONTO#LV_electrical_panel |  | Power distribution Panel, 600V
113273 | TAB-EL3-MCC-6128 | Motor Control Centre, Digester 13-16 bldg | TAB-WA5-ELS | Control Panel,MCC | Motor Control Centre |  | MCC | http://www.toronto.ca/TWONTO#LV_electrical_panel |  | WA5 Electric Equipments
113274 | TAB-EL3-MCC-6222A | Motor Control Centre | TAB-AUX-ELQ | Control Panel,MCC | Motor Control Centre |  | MCC | http://www.toronto.ca/TWONTO#LV_electrical_panel |  | Auxiliary Building - Electrical Equipment
113275 | TAB-EL3-MCC-6223 | Motor Control Unit, MCC-301, Bio Solid Loading Bay, Mezzanine | TAB-EL3-MCC | Control Panel,MCC | Motor Control Centre |  | MCC | http://www.toronto.ca/TWONTO#LV_electrical_panel |  | Motor Control Center- South Substation
113276 | TAB-EL3-MCC-6223 | Motor Control Unit, MCC-301, Bio Solid Loading Bay, Mezzanine | TAB-WA4-ELS | Control Panel,MCC | Motor Control Centre |  | MCC | http://www.toronto.ca/TWONTO#LV_electrical_panel |  | WA4 Electric Equipments
113277 | TAB-EL3-MCC-6224 | Motor Control Centre, Plant Water Bldg | TAB-EL3-MCC | Control Panel,MCC | Motor Control Centre |  | MCC | http://www.toronto.ca/TWONTO#LV_electrical_panel |  | Motor Control Center- South Substation
113278 | TAB-EL3-MCC-6224 | Motor Control Centre, Plant Water Bldg | TAB-EL3-PDP-6016 | Control Panel,MCC | Motor Control Centre |  | MCC | http://www.toronto.ca/TWONTO#LV_electrical_panel |  | Power distribution Panel, 600V
113279 | TAB-EL3-MCC-6224 | Motor Control Centre, Plant Water Bldg | TAB-ELS-WA8 | Control Panel,MCC | Motor Control Centre |  | MCC | http://www.toronto.ca/TWONTO#LV_electrical_panel |  | Electrical Equipment, Work Area 8, ( Panel Boards, MCC )
113280 | TAB-EL3-MCC-6227 | Motor Control Centre, Digester 13-16 bldg | TAB-EL3-MCC | Control Panel,MCC | Motor Control Centre |  | MCC | http://www.toronto.ca/TWONTO#LV_electrical_panel |  | Motor Control Center- South Substation
113281 | TAB-EL3-MCC-6227 | Motor Control Centre, Digester 13-16 bldg | TAB-WA5-ELS | Control Panel,MCC | Motor Control Centre |  | MCC | http://www.toronto.ca/TWONTO#LV_electrical_panel |  | WA5 Electric Equipments
113282 | TAB-EL3-MCC-6323 | Motor Control Centre, Digester 19-22 bldg | TAB-DIG-ELQ-T19-22 | Control Panel,MCC | Motor Control Centre |  | MCC | http://www.toronto.ca/TWONTO#LV_electrical_panel |  | Digester Tanks 19-22, Electrical Equipment
113283 | TAB-EL3-MCC-6323 | Motor Control Centre, Digester 19-22 bldg | TAB-EL3-MCC | Control Panel,MCC | Motor Control Centre |  | MCC | http://www.toronto.ca/TWONTO#LV_electrical_panel |  | Motor Control Center- South Substation
113284 | TAB-EL3-MCC-6323 | Motor Control Centre, Digester 19-22 bldg | TAB-EL3-PDP-6011 | Control Panel,MCC | Motor Control Centre |  | MCC | http://www.toronto.ca/TWONTO#LV_electrical_panel |  | Power distribution Panel, 600V
113285 | TAB-EL3-MCC-6324 | Motor Control Centre, Gas Compressor Bldg | TAB-EL3-MCC | Control Panel,MCC | Motor Control Centre |  | MCC | http://www.toronto.ca/TWONTO#LV_electrical_panel |  | Motor Control Center- South Substation
113286 | TAB-EL3-MCC-6325 | Motor Control Centre, Gas Compressor Bldg | TAB-EL3-MCC | Control Panel,MCC | Motor Control Centre |  | MCC | http://www.toronto.ca/TWONTO#LV_electrical_panel |  | Motor Control Center- South Substation
113287 | TAB-EL3-MCC-6326 | Motor Control Centre, Digester 19-22 bldg | TAB-EL3-MCC | Control Panel,MCC | Motor Control Centre |  | MCC | http://www.toronto.ca/TWONTO#LV_electrical_panel |  | Motor Control Center- South Substation
113288 | TAB-EL3-MCC-6326 | Motor Control Centre, Digester 19-22 bldg | TAB-WA5-ELS | Control Panel,MCC | Motor Control Centre |  | MCC | http://www.toronto.ca/TWONTO#LV_electrical_panel |  | WA5 Electric Equipments
113291 | TAB-EL3-MCC-6354 | Motor Control Centre, Gas Compressor Bldg | TAB-EL3-MCC-6324 |  | Motor Control Centre |  | MCC | http://www.toronto.ca/TWONTO#LV_electrical_panel |  | Motor Control Centre, Gas Compressor Bldg
113383 | TAB-ELQ-MCC-0652 | Motor Control Centre | TAB-STR-ELQ | Control Panel,MCC | Motor Control Centre | 34399 | MCC | http://www.toronto.ca/TWONTO#LV_electrical_panel |  | Blower Building - Power Distribution & Electrical Equipment
113384 | TAB-ELQ-MCC-0753 | Motor Control Centre | TAB-STR-ELQ | Control Panel,MCC | Motor Control Centre | 34400 | MCC | http://www.toronto.ca/TWONTO#LV_electrical_panel |  | Blower Building - Power Distribution & Electrical Equipment
113385 | TAB-ELQ-MCC-0753 | Motor Control Centre | TAB-SUSPENDED ENTITY | Control Panel,MCC | Motor Control Centre | 34400 | MCC | http://www.toronto.ca/TWONTO#LV_electrical_panel |  | Suspended entities
113386 | TAB-ELQ-MCC-0762 | Motor Control Centre | TAB-STR-ELQ | Control Panel,MCC | Motor Control Centre | 34401 | MCC | http://www.toronto.ca/TWONTO#LV_electrical_panel |  | Blower Building - Power Distribution & Electrical Equipment
115475 | TAB-PRM-MCC-0362 | MCC, Primary Tanks 7-9 | TAB-PRM-P-P | Control Panel,MCC | Motor Control Centre |  | MCC | http://www.toronto.ca/TWONTO#LV_electrical_panel |  | P Building - Primary Sludge Pumping
117231 | TAB-RSP-MCC-0252 | Motor Control Centre | TAB-RSP-ELQ-M | Control Panel,MCC | Motor Control Centre |  | MCC | http://www.toronto.ca/TWONTO#LV_electrical_panel |  | M Building - Electrical Equipment
117232 | TAB-RSP-MCC-0262 | Motor Control Centre | TAB-RSP-ELQ | Control Panel,MCC | Motor Control Centre |  | MCC | http://www.toronto.ca/TWONTO#LV_electrical_panel |  | T Building - Electrical Equipment
118704 | TAB-STR-MCC-0751 | Motor Control Centre | TAB-SUSPENDED ENTITY | Control Panel,MCC | Motor Control Centre | 34402 | MCC | http://www.toronto.ca/TWONTO#LV_electrical_panel |  | Suspended entities
119253 | TAB-THK-MCC-0653 | Motor Control Centre | TAB-THK-ELQ | Control Panel,MCC | Motor Control Centre |  | MCC | http://www.toronto.ca/TWONTO#LV_electrical_panel |  | Floatation - Electrical Equipment
119254 | TAB-THK-MCC-0654 | Motor Control Centre | TAB-THK-ELQ | Control Panel,MCC | Motor Control Centre |  | MCC | http://www.toronto.ca/TWONTO#LV_electrical_panel |  | Floatation - Electrical Equipment
124626 | THC-ELS-CB-1203E | Circuit Breaker,Administration Bldg. Emergency Power | THC-ELS-MCC-1103E | Control Panel,MCC | Motor Control Centre |  | CB | http://www.toronto.ca/TWONTO#LV_electrical_panel |  | Motor Control Center, Emergency, Building I
124855 | THC-ELS-MCC-0101 | Motor Control Center, Building A | THC-ELS-PS-0001-A | Control Panel,MCC | Motor Control Centre |  | MCC | http://www.toronto.ca/TWONTO#LV_electrical_panel |  | Primary Power Equipment, Building A
124856 | THC-ELS-MCC-0102 | Control Panel,MCC, Building A Blower Area | THC-ELS-PS-0001-A | Control Panel,MCC | Motor Control Centre |  | MCC | http://www.toronto.ca/TWONTO#LV_electrical_panel |  | Primary Power Equipment, Building A
124857 | THC-ELS-MCC-0202 | Motor Control Center | THC-GRK-ELS-TUNNEL | Control Panel,MCC | Motor Control Centre |  | MCC | http://www.toronto.ca/TWONTO#LV_electrical_panel |  | Tunnels
124860 | THC-ELS-MCC-0401 | Motor Control Center | THC-ELS-PS-0001-TUN | Control Panel,MCC | Motor Control Centre |  | MCC | http://www.toronto.ca/TWONTO#LV_electrical_panel |  | Primary Power Equipment, Building Tunels
124861 | THC-ELS-MCC-0401 | Motor Control Center | THC-GRK-ELS-TUNNEL | Control Panel,MCC | Motor Control Centre |  | MCC | http://www.toronto.ca/TWONTO#LV_electrical_panel |  | Tunnels
124862 | THC-ELS-MCC-0501 | Motor Control Center | THC-ELS-PS-0001-TUN | Control Panel,MCC | Motor Control Centre |  | MCC | http://www.toronto.ca/TWONTO#LV_electrical_panel |  | Primary Power Equipment, Building Tunels
124863 | THC-ELS-MCC-0601 | Motor Control Center, Building A | THC-ELS-MCC-0101 | Control Panel,MCC | Motor Control Centre |  | MCC | http://www.toronto.ca/TWONTO#LV_electrical_panel |  | Motor Control Center, Building A
124864 | THC-ELS-MCC-0601 | Motor Control Center, Building A | THC-ELS-PS-0001-A | Control Panel,MCC | Motor Control Centre |  | MCC | http://www.toronto.ca/TWONTO#LV_electrical_panel |  | Primary Power Equipment, Building A
124865 | THC-ELS-MCC-0701 | MCC, Access Building T15A, Phase I Secondary | THC-GRK-ELS-TUNNEL | Control Panel,MCC | Motor Control Centre |  | MCC | http://www.toronto.ca/TWONTO#LV_electrical_panel |  | Tunnels
124866 | THC-ELS-MCC-0702 | MCC, Access Building T15A, Phase I Secondary | THC-ELS-PS-0001-H | Control Panel,MCC | Motor Control Centre |  | MCC | http://www.toronto.ca/TWONTO#LV_electrical_panel |  | Primary Power Equipment, Building H
124867 | THC-ELS-MCC-1001 | MCC, Access Building T15B, Phase I Primary | THC-ELS-PS-0001-H | Control Panel,MCC | Motor Control Centre |  | MCC | http://www.toronto.ca/TWONTO#LV_electrical_panel |  | Primary Power Equipment, Building H
124868 | THC-ELS-MCC-1002 | MCC, Access Building T15, Phase I Primary | THC-GRK-ELS-TUNNEL | Control Panel,MCC | Motor Control Centre |  | MCC | http://www.toronto.ca/TWONTO#LV_electrical_panel |  | Tunnels
124869 | THC-ELS-MCC-1202 | Control Panel,MCC,Admin | THC-ELS-PS-0001-K | Control Panel,MCC | Motor Control Centre |  | MCC | http://www.toronto.ca/TWONTO#LV_electrical_panel |  | Primary Power Equipment, Building K
124870 | THC-ELS-MCC-1301 | Motor Control Centre,Thickening Building | THC-ELS-PS-0001-K | Control Panel,MCC | Motor Control Centre |  | MCC | http://www.toronto.ca/TWONTO#LV_electrical_panel |  | Primary Power Equipment, Building K
124871 | THC-ELS-MCC-1302 | Motor Control Centre,Thickening Building | THC-ELS-PS-0001-K | Control Panel,MCC | Motor Control Centre |  | MCC | http://www.toronto.ca/TWONTO#LV_electrical_panel |  | Primary Power Equipment, Building K
124872 | THC-ELS-MCC-1304 | Motor Control Centre,Thickening Building | THC-ELS-PDP-2202 | Control Panel,MCC | Motor Control Centre |  | MCC | http://www.toronto.ca/TWONTO#LV_electrical_panel |  | Switchgear,Digester 600V Hydro Feeder 2
124874 | THC-ELS-MCC-1500 | Motor Control Centre, Incineration Essential Power,Biosolids Building | THC-ELS-TS-1501 |  | Motor Control Centre |  | MCC | http://www.toronto.ca/TWONTO#LV_electrical_panel |  | Switch,Transfer,Incinerator Area
124875 | THC-ELS-MCC-1502 | Motor Control Centre,Incineration Essential Power,Biosolids Building | THC-ELS-MCC-1500 | Control Panel,MCC | Motor Control Centre |  | MCC | http://www.toronto.ca/TWONTO#LV_electrical_panel |  | Motor Control Centre, Incineration Essential Power,Biosolids Building
124876 | THC-ELS-MCC-1601 | Motor Control Centre,Sludge Treatment Area,Biosolids Building | THC-ELS-CB-1601 | Control Panel,MCC | Motor Control Centre |  | MCC | http://www.toronto.ca/TWONTO#LV_electrical_panel |  | Circuit Breaker,Feed to MCC-1601 for Sludge Treatment Area Power,Biosolids Building
124877 | THC-ELS-MCC-1701 | Control Panel,MCC,Incinerator Area | THC-ELS-PS-0001-M | Control Panel,MCC | Motor Control Centre |  | MCC | http://www.toronto.ca/TWONTO#LV_electrical_panel |  | Primary Power Equipment, Building M
124878 | THC-ELS-MCC-1801 | Motor Control Centre,Dewatering Area,Biosolids Building | THC-ELS-PS-0001-M | Control Panel,MCC | Motor Control Centre |  | MCC | http://www.toronto.ca/TWONTO#LV_electrical_panel |  | Primary Power Equipment, Building M
124881 | THC-ELS-MCC-2101 | Motor Control Center, Building E | THC-ELS-PS-0001-E | Control Panel,MCC | Motor Control Centre |  | MCC | http://www.toronto.ca/TWONTO#LV_electrical_panel |  | Primary Power Equipment, Building E
124882 | THC-ELS-MCC-2102 | Control Panel, MCC, Boiler Building | THC-ELS-PS-0001-E | Control Panel,MCC | Motor Control Centre |  | MCC | http://www.toronto.ca/TWONTO#LV_electrical_panel |  | Primary Power Equipment, Building E
124883 | THC-ELS-MCC-2102E | Motor Control Center, Building E | THC-ELS-PS-0001-E | Control Panel,MCC | Motor Control Centre |  | MCC | http://www.toronto.ca/TWONTO#LV_electrical_panel |  | Primary Power Equipment, Building E
124884 | THC-ELS-MCC-2202 | Motor Control Centre,Sludge Storage Building | THC-ELS-MCC-1304 | Control Panel,MCC | Motor Control Centre |  | MCC | http://www.toronto.ca/TWONTO#LV_electrical_panel |  | Motor Control Centre,Thickening Building
124885 | THC-ELS-MCC-2202 | Motor Control Centre,Sludge Storage Building | THC-ELS-PS-0001-D | Control Panel,MCC | Motor Control Centre |  | MCC | http://www.toronto.ca/TWONTO#LV_electrical_panel |  | Primary Power Equipment, Building D
124886 | THC-ELS-MCC-2301 | Motor Control Center, Building G | THC-ELS-CB-2301A | Control Panel,MCC | Motor Control Centre |  | MCC | http://www.toronto.ca/TWONTO#LV_electrical_panel |  | Circuit Breaker, MCC 23 Main
124887 | THC-ELS-MCC-2301 | Motor Control Center, Building G | THC-ELS-PS-0001 | Control Panel,MCC | Motor Control Centre |  | MCC | http://www.toronto.ca/TWONTO#LV_electrical_panel |  | Primary Power Equipment
124888 | THC-ELS-MCC-2401 | MCC, Access Building T19A, Phase IV Secondary | THC-ELS-MCC | Control Panel,MCC | Motor Control Centre |  | MCC | http://www.toronto.ca/TWONTO#LV_electrical_panel |  | MCC plant wide
124889 | THC-ELS-MCC-2401 | MCC, Access Building T19A, Phase IV Secondary | THC-ELS-PS-0001-TUN | Control Panel,MCC | Motor Control Centre |  | MCC | http://www.toronto.ca/TWONTO#LV_electrical_panel |  | Primary Power Equipment, Building Tunels
124890 | THC-ELS-MCC-2402 | MCC, Access Building T19A, Phase IV Secondary | THC-ELS-MCC | Control Panel,MCC | Motor Control Centre |  | MCC | http://www.toronto.ca/TWONTO#LV_electrical_panel |  | MCC plant wide
124891 | THC-ELS-MCC-2402 | MCC, Access Building T19A, Phase IV Secondary | THC-ELS-PS-0001 | Control Panel,MCC | Motor Control Centre |  | MCC | http://www.toronto.ca/TWONTO#LV_electrical_panel |  | Primary Power Equipment
124892 | THC-ELS-MCC-2500E | Motor Control Center | THC-ELS-PS-0001-TUN | Control Panel,MCC | Motor Control Centre |  | MCC | http://www.toronto.ca/TWONTO#LV_electrical_panel |  | Primary Power Equipment, Building Tunels
124893 | THC-ELS-MCC-2501 | Motor Control Center, Building O | THC-ELS-PS-0001 | Control Panel,MCC | Motor Control Centre |  | MCC | http://www.toronto.ca/TWONTO#LV_electrical_panel |  | Primary Power Equipment
124894 | THC-ELS-MCC-2503E | Control Panel,MCC,Phase 4 Aeration Area | THC-ELS-PS-0001 | Control Panel,MCC | Motor Control Centre |  | MCC | http://www.toronto.ca/TWONTO#LV_electrical_panel |  | Primary Power Equipment
124895 | THC-ELS-MCC-2601 | Motor Control Center | THC-ELS-PS-0001-TUN | Control Panel,MCC | Motor Control Centre |  | MCC | http://www.toronto.ca/TWONTO#LV_electrical_panel |  | Primary Power Equipment, Building Tunels
124896 | THC-ELS-MCC-2602 | Control Panel,MCC,Phase 4 Primary Area | THC-ELS-PS-0001 | Control Panel,MCC | Motor Control Centre |  | MCC | http://www.toronto.ca/TWONTO#LV_electrical_panel |  | Primary Power Equipment
124897 | THC-ELS-MCC-2701 | Motor Control Center, Building B | THC-ELS-PS-0001-B | Control Panel,MCC | Motor Control Centre |  | MCC | http://www.toronto.ca/TWONTO#LV_electrical_panel |  | Primary Power Equipment, Building B
124898 | THC-ELS-MCC-2701B | Control Panel,MCC,Maintenance Building | THC-ELS-PS-0001 | Control Panel,MCC | Motor Control Centre |  | MCC | http://www.toronto.ca/TWONTO#LV_electrical_panel |  | Primary Power Equipment
124899 | THC-ELS-MCC-2802 | Motor Control Center, Building C | THC-ELS-PS-0001-C | Control Panel,MCC | Motor Control Centre |  | MCC | http://www.toronto.ca/TWONTO#LV_electrical_panel |  | Primary Power Equipment, Building C
124903 | THC-ELS-MCC-2902 | Motor Control Center, Building Q | THC-ELS-PS-0001-Q | Control Panel,MCC | Motor Control Centre |  | MCC | http://www.toronto.ca/TWONTO#LV_electrical_panel |  | Primary Power Equipment, Building Q
124904 | THC-ELS-MCC-3402 | Motor Control Center, Building P | THC-ELS-PS-0001-P | Control Panel,MCC | Motor Control Centre |  | MCC | http://www.toronto.ca/TWONTO#LV_electrical_panel |  | Primary Power Equipment, Building P
124905 | THC-ELS-MCC-3601 | Motor Control Center, Building A | THC-ELS-PS-0001-A | Control Panel,MCC | Motor Control Centre |  | MCC | http://www.toronto.ca/TWONTO#LV_electrical_panel |  | Primary Power Equipment, Building A
124906 | THC-ELS-MCC-3701 | Motor Control Center, Building S | THC-ELS-PS-0001-S | Control Panel,MCC | Motor Control Centre |  | MCC | http://www.toronto.ca/TWONTO#LV_electrical_panel |  | Primary Power Equipment, Building S
124907 | THC-ELS-MCC-3702 | Control Panel,MCC,New Blower Building | THC-GRK-ELS-G | Control Panel,MCC | Motor Control Centre |  | MCC | http://www.toronto.ca/TWONTO#LV_electrical_panel |  | Building G
124908 | THC-ELS-MCC-4021 | Motor Control Centre, Electrical Room, Headworks | THC-ELS-PDP-4001 | Control Panel,MCC | Motor Control Centre |  | MCC | http://www.toronto.ca/TWONTO#LV_electrical_panel |  | Power Distribution Panel, Electrical Room, Headworks
124909 | THC-ELS-MCC-5101 | Control Panel,MCC,Primary Digesters | THC-ELS-PS-0001 | Control Panel,MCC | Motor Control Centre |  | MCC | http://www.toronto.ca/TWONTO#LV_electrical_panel |  | Primary Power Equipment
125169 | THC-ELS-VSS-3801E | Voltage Surge Supperssion, Supply From MCC-3801E, Admin Building Ground Floor, Electrical Room | THC-ELS-MCC-3801E |  | Motor Control Centre |  | VSS | http://www.toronto.ca/TWONTO#surge_suppressor |  | Motor Control Centre, Supply From MCC-1103E, Admin Building Ground Floor, Electrical Room
125171 | THC-ELS-WR-0193 | Motor Control Center, Building C | THC-ELS-MCC-2802 | Control Panel,MCC | Motor Control Centre |  | WR | http://www.toronto.ca/TWONTO#LV_electrical_panel |  | Motor Control Center, Building C
128087 | THC-PWA-MCC-0001 | Motor Control Center, Building L | THC-ELS-PS-0001-L | Control Panel,MCC | Motor Control Centre |  | MCC | http://www.toronto.ca/TWONTO#LV_electrical_panel |  | Primary Power Equipment, Building L
134945 | THR-ELS-MCC-0022 | Control Panel, MCC 0022, Primary Pumping Station 2, SUSPENDED | THR-ELS-PRMS | Control Panel,MCC | Motor Control Centre | 35413 | MCC | http://www.toronto.ca/TWONTO#LV_electrical_panel |  | Electrical System, Primary Station South
134946 | THR-ELS-MCC-0022A | Control Panel, MCC 0022A, Primary Pumping Station 1, MCC-022 (MCC-12) & 022A | THR-ELS-PRMS | Control Panel,MCC | Motor Control Centre |  | MCC | http://www.toronto.ca/TWONTO#LV_electrical_panel |  | Electrical System, Primary Station South
134947 | THR-ELS-MCC-0023 | Control Panel, MCC 0023, Primary Pumping Station 2, SUSPENDED | THR-ELS-PRMS | Control Panel,MCC | Motor Control Centre | 35411 | MCC | http://www.toronto.ca/TWONTO#LV_electrical_panel |  | Electrical System, Primary Station South
134948 | THR-ELS-MCC-0023A | Control Panel, MCC 0023, Primary Pumping Station 2, SUSPENDED | THR-ELS-PRMS | Control Panel,MCC | Motor Control Centre | 35412 | MCC | http://www.toronto.ca/TWONTO#LV_electrical_panel |  | Electrical System, Primary Station South
134949 | THR-ELS-MCC-0102S | Control Panel, MCC 0102, RAS MCC-0101 & 0102 (MCC S1) | THR-ELS-RSPS | Control Panel,MCC | Motor Control Centre | 39088 | MCC | http://www.toronto.ca/TWONTO#LV_electrical_panel |  | Electrical System, Returns Sludge Pumping Station
134950 | THR-ELS-MCC-0201S | Control Panel, MCC 0201, RAS MCC-0201 & 0202 (MCC S2) | THR-ELS-RSPS | Control Panel,MCC | Motor Control Centre | 39089 | MCC | http://www.toronto.ca/TWONTO#LV_electrical_panel |  | Electrical System, Returns Sludge Pumping Station
134951 | THR-ELS-MCC-0202S | Control Panel, MCC 0202, RAS MCC-0201 & 0202 (MCC S2) | THR-ELS-RSPS | Control Panel,MCC | Motor Control Centre | 39090 | MCC | http://www.toronto.ca/TWONTO#LV_electrical_panel |  | Electrical System, Returns Sludge Pumping Station
134952 | THR-ELS-MCC-0301 | Motor Control Center, MCC-0301, Gallery T23 | THR-ELS-RSPS | Control Panel,MCC | Motor Control Centre |  | MCC | http://www.toronto.ca/TWONTO#LV_electrical_panel |  | Electrical System, Returns Sludge Pumping Station
134953 | THR-ELS-MCC-0301S | Motor Control Center, MCC-0301, Gallery T23 | THR-ELS-RSPS | Control Panel,MCC | Motor Control Centre | 40856 | MCC | http://www.toronto.ca/TWONTO#LV_electrical_panel |  | Electrical System, Returns Sludge Pumping Station
134954 | THR-ELS-MCC-0302 | Motor Control Center, MCC-0302, Gallery T23 | THR-ELS-RSPS | Control Panel,MCC | Motor Control Centre |  | MCC | http://www.toronto.ca/TWONTO#LV_electrical_panel |  | Electrical System, Returns Sludge Pumping Station
134955 | THR-ELS-MCC-0401 | Control Panel, MCC 0901, Chemical Building, RAS MCC-0401 & 0402 (MCC S4) | THR-ELS-PRS | Control Panel,MCC | Motor Control Centre |  | MCC | http://www.toronto.ca/TWONTO#LV_electrical_panel |  | Electrical System, Phosphorous Removal System
134956 | THR-ELS-MCC-0402S | Control Panel, MCC 0402, Ferrous Chloride Building, MCC-0401 & 0402 (MCC S4) | THR-ELS-PRS | Control Panel,MCC | Motor Control Centre | 39047 | MCC | http://www.toronto.ca/TWONTO#LV_electrical_panel |  | Electrical System, Phosphorous Removal System
134957 | THR-ELS-MCC-0601 | Control Panel, MCC 0601, Chlorine MCC-0601 & 0602 (MCC CL) | THR-ELS-DIS | Control Panel,MCC | Motor Control Centre |  | MCC | http://www.toronto.ca/TWONTO#LV_electrical_panel |  | Electrical System, Disinfection, Chlorine Building
134958 | THR-ELS-MCC-0602S | Control Panel, MCC 0601, Chlorine MCC-0601 & 0602 (MCC CL) | THR-ELS-DIS | Control Panel,MCC | Motor Control Centre | 40859 | MCC | http://www.toronto.ca/TWONTO#LV_electrical_panel |  | Electrical System, Disinfection, Chlorine Building
134959 | THR-ELS-MCC-0603 | Control Panel, MCC 0603, Disinfection Bldg., Second Floor MCC-0603-0604 (MCC CL) | THR-ELS-DIS | Control Panel,MCC | Motor Control Centre |  | MCC | http://www.toronto.ca/TWONTO#LV_electrical_panel |  | Electrical System, Disinfection, Chlorine Building
134960 | THR-ELS-MCC-0604 | Control Panel, MCC 0604, Disinfection Bldg., Second Floor MCC-0603-0604 (MCC CL) | THR-ELS-DIS | Control Panel,MCC | Motor Control Centre |  | MCC | http://www.toronto.ca/TWONTO#LV_electrical_panel |  | Electrical System, Disinfection, Chlorine Building
134961 | THR-ELS-MCC-0702 | Control Panel, MCC 0702, MCC-0701 & 0702 (MCC BS) Head House | THR-ELS-CG | Control Panel,MCC | Motor Control Centre |  | MCC | http://www.toronto.ca/TWONTO#LV_electrical_panel |  | Electrical System, Co-Generation
134962 | THR-ELS-MCC-0801 | Control Panel, MCC 0801, S Final Gallery, North Final Area MCC-0801 & 0802 (MCC N3) | THR-ELS-FST | Control Panel,MCC | Motor Control Centre |  | MCC | http://www.toronto.ca/TWONTO#LV_electrical_panel |  | Electrical System, Final Sedimentation Tanks & Galleries
134963 | THR-ELS-MCC-1301 | Control Panel, MCC 1301, Primary Pumping Station, MCC-1301 & 1302 (MCC 13) | THR-ELS-PRMS | Control Panel,MCC | Motor Control Centre |  | MCC | http://www.toronto.ca/TWONTO#LV_electrical_panel |  | Electrical System, Primary Station South
134964 | THR-ELS-MCC-1402 | Control Panel, MCC 1402, Digester, MCC-1401 & 1402 (MCC-A and -B) New Digester Elec.Room Ground Floor, Beside STB | THR-ELS-DIG | Control Panel,MCC | Motor Control Centre |  | MCC | http://www.toronto.ca/TWONTO#LV_electrical_panel |  | Electrical System, Digester Tanks
134965 | THR-ELS-MCC-1501 | Control Panel, MCC 1501, Digester Gas Compressor MCC-1501 & 1502 (MCC-GC1 & GC2) | THR-ELS-GCB | Control Panel,MCC | Motor Control Centre |  | MCC | http://www.toronto.ca/TWONTO#LV_electrical_panel |  | Electrical System, Digester Gas Compressor Building
134966 | THR-ELS-MCC-1501 | Control Panel, MCC 1501, Digester Gas Compressor MCC-1501 & 1502 (MCC-GC1 & GC2) | THR-ELS-TB-1500 | Control Panel,MCC | Motor Control Centre |  | MCC | http://www.toronto.ca/TWONTO#LV_electrical_panel |  | Circuit Breaker, MCC 1501 & MCC 1502 Tie, Digester Gas Compressor MCC-1501 & 1502 (MCC-GC1 & GC2)
134967 | THR-ELS-MCC-1601 | Control Panel, MCC 1601, Primary Pumping Station, MCC-1601 & 1602 (MCC 12) | THR-ELS-PRMS | Control Panel,MCC | Motor Control Centre |  | MCC | http://www.toronto.ca/TWONTO#LV_electrical_panel |  | Electrical System, Primary Station South
134968 | THR-ELS-MCC-1701 | Control Panel, MCC 1701, Effluent Pumping Station (MCC-1700, 1702 & 1703) | THR-ELS-EPS | Control Panel,MCC | Motor Control Centre |  | MCC | http://www.toronto.ca/TWONTO#LV_electrical_panel |  | Electrical System, Effluent Pumping System
134969 | THR-ELS-MCC-1702 | Control Panel, MCC 1702, Effluent Pumping Station (MCC-1700, 1702 & 1703) | THR-ELS-EPS | Control Panel,MCC | Motor Control Centre |  | MCC | http://www.toronto.ca/TWONTO#LV_electrical_panel |  | Electrical System, Effluent Pumping System
134970 | THR-ELS-MCC-1703 | Control Panel, MCC 1703, Effluent Pumping Station (MCC-1700, 1702 & 1703) | THR-ELS-EPS | Control Panel,MCC | Motor Control Centre |  | MCC | http://www.toronto.ca/TWONTO#LV_electrical_panel |  | Electrical System, Effluent Pumping System
134971 | THR-ELS-MCC-1801 | Control Panel, MCC 1801, High Pressure Blower Building, North Final Area MCC-1801 & 1802 (MCC N1) | THR-ELS-HPBB | Control Panel,MCC | Motor Control Centre |  | MCC | http://www.toronto.ca/TWONTO#LV_electrical_panel |  | Electrical System, High Pressure Blower Building
134972 | THR-ELS-MCC-1802 | Control Panel, MCC 1802, High Pressure Blower Building, North Final Area MCC-1801 & 1802 (MCC N1) | THR-ELS-HPBB | Control Panel,MCC | Motor Control Centre |  | MCC | http://www.toronto.ca/TWONTO#LV_electrical_panel |  | Electrical System, High Pressure Blower Building
134973 | THR-ELS-MCC-1901S | Control Panel, MCC 1901, Air Compressor Building, Air Compressor MCC-1901 & 1902 (MCC AC) | THR-ELS-ACB | Control Panel,MCC | Motor Control Centre | 39093 | MCC | http://www.toronto.ca/TWONTO#LV_electrical_panel |  | Electrical System, Air Compressor Building
134974 | THR-ELS-MCC-1901S | Control Panel, MCC 1901, Air Compressor Building, Air Compressor MCC-1901 & 1902 (MCC AC) | THR-ELS-CB-1911AS | Control Panel,MCC | Motor Control Centre | 39093 | MCC | http://www.toronto.ca/TWONTO#LV_electrical_panel |  | Circuit Breaker, MCC 1901, Air Compressor Building, Air Compressor MCC-1901 & 1902 (MCC AC)
134975 | THR-ELS-MCC-2001 | Control Panel, MCC 2001, N Final Gallery, North Final Area MCC-2001 & 2002 (MCC N2) | THR-ELS-FST | Control Panel,MCC | Motor Control Centre |  | MCC | http://www.toronto.ca/TWONTO#LV_electrical_panel |  | Electrical System, Final Sedimentation Tanks & Galleries
134976 | THR-ELS-MCC-2302 | Control Panel, MCC 2302, Gas Compressor Building Electrical Room | THR-ELS-GCB | Control Panel,MCC | Motor Control Centre |  | MCC | http://www.toronto.ca/TWONTO#LV_electrical_panel |  | Electrical System, Digester Gas Compressor Building
134977 | THR-ELS-MCC-2601 | Control Panel, MCC 2601 Sludge Thickening | THR-ELS-STB | Control Panel,MCC | Motor Control Centre |  | MCC | http://www.toronto.ca/TWONTO#LV_electrical_panel |  | Electrical System, Sludge Thickening Building
134978 | THR-ELS-MCC-2801 | Control Panel, MCC 2801 Sludge Thickening | THR-ELS-STB | Control Panel,MCC | Motor Control Centre |  | MCC | http://www.toronto.ca/TWONTO#LV_electrical_panel |  | Electrical System, Sludge Thickening Building
134979 | THR-ELS-MCC-3201 | Control Panel, MCC 3201, Grit Building | THR-ELS-GRIT | Control Panel,MCC | Motor Control Centre |  | MCC | http://www.toronto.ca/TWONTO#LV_electrical_panel |  | Electrical System, Grit Bldg., North Prelimanry and Primary Station
134980 | THR-ELS-MCC-3202 | Control Panel, MCC 3202, Grit Building | THR-ELS-GRIT | Control Panel,MCC | Motor Control Centre |  | MCC | http://www.toronto.ca/TWONTO#LV_electrical_panel |  | Electrical System, Grit Bldg., North Prelimanry and Primary Station
134981 | THR-ELS-MCC-3202B | Control Panel, MCC 3202B, Boiler House - North Grit Bldg. (MCC-B) | THR-ELS-GRIT | Control Panel,MCC | Motor Control Centre |  | MCC | http://www.toronto.ca/TWONTO#LV_electrical_panel |  | Electrical System, Grit Bldg., North Prelimanry and Primary Station
134982 | THR-ELS-MCC-3302S | Control Panel, MCC 3302, Filtered Plant Water, MCC-3301 & 3302 (MCC PWF) | THR-ELS-FPW | Control Panel,MCC | Motor Control Centre | 40861 | MCC | http://www.toronto.ca/TWONTO#LV_electrical_panel |  | Electrical System, Filtered Plant Water Building
134983 | THR-ELS-MCC-3401 | Control Panel, MCC 3401, Digesters, Tanks 0700 & 0800 | THR-ELS-DIG | Control Panel,MCC | Motor Control Centre |  | MCC | http://www.toronto.ca/TWONTO#LV_electrical_panel |  | Electrical System, Digester Tanks
134984 | THR-ELS-MCC-3401 | Control Panel, MCC 3401, Digesters, Tanks 0700 & 0800 | THR-ELS-LTG-EMS | Control Panel,MCC | Motor Control Centre |  | MCC | http://www.toronto.ca/TWONTO#LV_electrical_panel |  | Lighting System, Security , East Maintenance Building
134985 | THR-ELS-MCC-3401A | Control Panel, MCC 3401A, Digesters, Tanks 0900 & 1000,(MCC D9 & D10) | THR-ELS-DIG | Control Panel,MCC | Motor Control Centre |  | MCC | http://www.toronto.ca/TWONTO#LV_electrical_panel |  | Electrical System, Digester Tanks
134986 | THR-ELS-MCC-3401A | Control Panel, MCC 3401A, Digesters, Tanks 0900 & 1000,(MCC D9 & D10) | THR-ELS-LTG-EMS | Control Panel,MCC | Motor Control Centre |  | MCC | http://www.toronto.ca/TWONTO#LV_electrical_panel |  | Lighting System, Security , East Maintenance Building
134987 | THR-ELS-MCC-3402 | Control Panel, MCC 3402, Digesters, Tanks 0700 & 0800 | THR-ELS-DIG | Control Panel,MCC | Motor Control Centre |  | MCC | http://www.toronto.ca/TWONTO#LV_electrical_panel |  | Electrical System, Digester Tanks
134988 | THR-ELS-MCC-3402A | Control Panel, MCC 3402A, Digesters, Tanks 0700 & 0800 | THR-ELS-LTG-EMS | Control Panel,MCC | Motor Control Centre |  | MCC | http://www.toronto.ca/TWONTO#LV_electrical_panel |  | Lighting System, Security , East Maintenance Building
134989 | THR-ELS-MCC-3502 | Motor Control Centre (MCC), SP RAS PS Electrical Building (Old Ozone Bldg) | THR-ELS-RSPS | Control Panel,MCC | Motor Control Centre |  | MCC | http://www.toronto.ca/TWONTO#LV_electrical_panel |  | Electrical System, Returns Sludge Pumping Station
134990 | THR-ELS-MCC-3702 | Motor Control Centre (MCC), Aeration Tanks Electrical Building | THR-ELS-RSPS | Control Panel,MCC | Motor Control Centre |  | MCC | http://www.toronto.ca/TWONTO#LV_electrical_panel |  | Electrical System, Returns Sludge Pumping Station
134991 | THR-ELS-MCC-3802 | Motor Control Centre (MCC), Plant Water Pump Station | THR-ELS-FPW | Control Panel,MCC | Motor Control Centre |  | MCC | http://www.toronto.ca/TWONTO#LV_electrical_panel |  | Electrical System, Filtered Plant Water Building
140575 | TNT-ELS-GEN-0001 | Generator, Standby Power,600v,55kw | TNT-ELS | Generator,Electricity,Portable | Motor Control Centre |  | GEN | http://www.toronto.ca/TWONTO#generator-set |  | Instrument / Electrical
140593 | TNT-ELS-MCC-0101 | MCC,Main | TNT-ELS | Control Panel,MCC | Motor Control Centre |  | MCC | http://www.toronto.ca/TWONTO#LV_electrical_panel |  | Instrument / Electrical
140594 | TNT-ELS-MCC-1601 | MCC,Filter Bldg | TNT-ELS | Control Panel,MCC | Motor Control Centre |  | MCC | http://www.toronto.ca/TWONTO#LV_electrical_panel |  | Instrument / Electrical
140595 | TNT-ELS-MCC-1602 | MCC,Filter Bldg | TAB-SUSPENDED ENTITY | Control Panel,MCC | Motor Control Centre |  | MCC | http://www.toronto.ca/TWONTO#LV_electrical_panel |  | Suspended entities
140596 | TNT-ELS-MCC-1602 | MCC,Filter Bldg | TNT-ELS | Control Panel,MCC | Motor Control Centre |  | MCC | http://www.toronto.ca/TWONTO#LV_electrical_panel |  | Instrument / Electrical
145479 | WTR-PMI-MCC-0101 | Control Panel, MCC, Line 1,. | WTR-PMI-ELS | Control Panel,MCC | Motor Control Centre |  | MCC | http://www.toronto.ca/TWONTO#LV_electrical_panel |  | Electrical System
11665 | FCL-ELS-LN-0001 | Switch, Main, Line 1, Plant Power Supply Line 1 (30M5) West Pole | FCL-ELS-PS-0001 | Switch | Power Distribution Panel |  | LN | http://www.toronto.ca/TWONTO#breaker |  | Uninterruptible Power Supply,High Lift Bldg - Switchgear Room,LP-0001
11867 | FCL-ELS-PDP-002L | Power Distribution Panel,Low Lift Bldg - Switchgear Room,600V | FCL_ELS_600V_ELECABS | Control Panel,Power Distribution Panel | Power Distribution Panel |  | PDP | http://www.toronto.ca/TWONTO#LV_electrical_panel |  | Electrical Cabinets,600V
15722 | FHA-ELS-DP-0101 | Power Distribution Panel, Heating, 400A, 120/208 V, 3PH, Pump Building, First Floor North Vault | FHA-ELS-PDP-0300B | Control Panel,Power Distribution Panel | Power Distribution Panel |  | DP | http://www.toronto.ca/TWONTO#LV_electrical_panel |  | Power Distribution Panel, 600V, 2000A, 3 PH. Pump Building Basement, Switchgear Room
15724 | FHA-ELS-DP-0501B | Power Distribution Panel, East Backwash Filter Valves (Odd) Power Supply, Filter Pipe Gallery East | FHA-ELS-PDP-0500B | Control Panel,Power Distribution Panel | Power Distribution Panel |  | DP | http://www.toronto.ca/TWONTO#LV_electrical_panel |  | Power Distribution Panel, 600V, 800A, 3 PH, Filter Building, Pipe Gallery Adjacent to Scrubber
15725 | FHA-ELS-DP-0502A | Power Distribution Panel, West Backwash Filter Valves (Even) Power Supply, Filter Pipe Gallery West | FHA-ELS-PDP-0500A | Control Panel,Power Distribution Panel | Power Distribution Panel |  | DP | http://www.toronto.ca/TWONTO#LV_electrical_panel |  | Power Distribution Panel, 600V, 800A, 3 PH, Filter Building, Pipe Gallery Adjacent to Scrubber
15726 | FHA-ELS-DP-0502B | Power Distribution Panel, East Backwash Filter Valves (Even) Power Supply, Filter Pipe Gallery East | FHA-ELS-PDP-0500B | Control Panel,Power Distribution Panel | Power Distribution Panel |  | DP | http://www.toronto.ca/TWONTO#LV_electrical_panel |  | Power Distribution Panel, 600V, 800A, 3 PH, Filter Building, Pipe Gallery Adjacent to Scrubber
15727 | FHA-ELS-DP-0503A | Power Distribution Panel,West Filter Influent/Drain Gates Power Supp, Overall Filter Pipe Gallery S/W | FHA-ELS-PDP-0500A | Control Panel,Power Distribution Panel | Power Distribution Panel |  | DP | http://www.toronto.ca/TWONTO#LV_electrical_panel |  | Power Distribution Panel, 600V, 800A, 3 PH, Filter Building, Pipe Gallery Adjacent to Scrubber
15728 | FHA-ELS-DP-0503B | Power Distribution Panel,East Filter Influent/Drain Gates Power Supp, Overall Filter Pipe Gallery S/E | FHA-ELS-PDP-0500B | Control Panel,Power Distribution Panel | Power Distribution Panel |  | DP | http://www.toronto.ca/TWONTO#LV_electrical_panel |  | Power Distribution Panel, 600V, 800A, 3 PH, Filter Building, Pipe Gallery Adjacent to Scrubber
15730 | FHA-ELS-DP-1701 | Power Distribution Panel, 400A, 208/120V, 3PH, Service Building | FHA-ELS | Control Panel,Lighting | Power Distribution Panel |  | DP | http://www.toronto.ca/TWONTO#LV_electrical_panel |  | Electrical
15935 | FHA-ELS-PDP-0100A | Power Distribution Panel, 600V, 600A, 3 PH, Service Building 1st Floor by Tunnel | FHA-ELS-PRIMARY | Switchgear | Power Distribution Panel |  | PDP | http://www.toronto.ca/TWONTO#LV_electrical_panel |  | Primary Electrical System
15937 | FHA-ELS-PDP-0202 | Power Distribution Panel, 45A, 600V, 3PH, RMF Electrical Room 1 South Wall | FHA-ELS | Control Panel,Power Distribution Panel | Power Distribution Panel |  | PDP | http://www.toronto.ca/TWONTO#LV_electrical_panel |  | Electrical
15938 | FHA-ELS-PDP-0203 | Power Distribution Panel, 45A, 600V, 3PH, RMF Electrical Room 1 South Wall | FHA-ELS | Control Panel,Power Distribution Panel | Power Distribution Panel |  | PDP | http://www.toronto.ca/TWONTO#LV_electrical_panel |  | Electrical
15943 | FHA-ELS-PDP-0401A | Power Distribution Panel, Filter Pipe Gallery, Electrical Storage Room | FHA-ELS | Control Panel,Power Distribution Panel | Power Distribution Panel |  | PDP | http://www.toronto.ca/TWONTO#LV_electrical_panel |  | Electrical
15944 | FHA-ELS-PDP-0405 | Power Distribution Panel, 600V, 3 PH, Filter Building, Pipe Gallery West | FHA-ELS | Control Panel,Power Distribution Panel | Power Distribution Panel |  | PDP | http://www.toronto.ca/TWONTO#LV_electrical_panel |  | Electrical
15945 | FHA-ELS-PDP-0406A | Power Distribution Panel, Heating, Filter Building West Filter Pipe Gallery | FHA-ELS | Control Panel,Power Distribution Panel | Power Distribution Panel |  | PDP | http://www.toronto.ca/TWONTO#LV_electrical_panel |  | Electrical
15946 | FHA-ELS-PDP-0406B | Power Distribution Panel, Heating, Filter Building West Filter Pipe Gallery | FHA-ELS | Control Panel,Power Distribution Panel | Power Distribution Panel |  | PDP | http://www.toronto.ca/TWONTO#LV_electrical_panel |  | Electrical
15947 | FHA-ELS-PDP-0407B | Power Distribution Panel, Heating, Filter Building East Filter Pipe Gallery | FHA-ELS | Control Panel,Power Distribution Panel | Power Distribution Panel |  | PDP | http://www.toronto.ca/TWONTO#LV_electrical_panel |  | Electrical
15948 | FHA-ELS-PDP-0421 | Power Distribution Panel, 600VAC, Filter Building, East Filter Gallery | FHA-ELS-DP-1901A | Control Panel,Power Distribution Panel | Power Distribution Panel |  | PDP | http://www.toronto.ca/TWONTO#LV_electrical_panel |  | Distribution Panel, 600VAC, Filter Building, East Filter Gallery.
15949 | FHA-ELS-PDP-0422 | Power Distribution Panel, 600VAC, Filter Building, West Filter Gallery | FHA-ELS-DP-1901B | Control Panel,Power Distribution Panel | Power Distribution Panel |  | PDP | http://www.toronto.ca/TWONTO#LV_electrical_panel |  | Distribution Panel, 600VAC, Filtration Building,West Filter Gallery
15951 | FHA-ELS-PDP-0601 | Power Distribution Panel, 60A, 600V, 3PH, RMF Electrical Room 2 West Wall | FHA-ELS | Control Panel,Power Distribution Panel | Power Distribution Panel |  | PDP | http://www.toronto.ca/TWONTO#LV_electrical_panel |  | Electrical
15952 | FHA-ELS-PDP-1502 | Power Distribution Panel, Service Building, Boiler Room | FHA-ELS | Control Panel,Power Distribution Panel | Power Distribution Panel |  | PDP | http://www.toronto.ca/TWONTO#LV_electrical_panel |  | Electrical
15953 | FHA-ELS-PDP-2100 | Power Distribution Panel, 600V, Filter Control Gallery, Inlet/Outlet Sluice Gates | FHA-ELS-PDP-0500B |  | Power Distribution Panel |  | PDP | http://www.toronto.ca/TWONTO#LV_electrical_panel |  | Power Distribution Panel, 600V, 800A, 3 PH, Filter Building, Pipe Gallery Adjacent to Scrubber
15954 | FHA-ELS-PDP-2200 | Power Distribution Panel, 600V, Filter Control Gallery, Inlet/Outlet Sluice Gates | FHA-ELS-PDP-0500B |  | Power Distribution Panel |  | PDP | http://www.toronto.ca/TWONTO#LV_electrical_panel |  | Power Distribution Panel, 600V, 800A, 3 PH, Filter Building, Pipe Gallery Adjacent to Scrubber
15990 | FHA-ELS-WR-0101 | Welding Receptacle, 30A, 600V, Screen Room, North West | FHA-ELS | Welding Equipment | Power Distribution Panel |  | WR | http://www.toronto.ca/TWONTO#welding_receptacle |  | Electrical
15991 | FHA-ELS-WR-0201 | Welding Receptacle, 30A, 600V, RMF, Dewatering Cake Loading Area | FHA-ELS | Welding Equipment | Power Distribution Panel |  | WR | http://www.toronto.ca/TWONTO#welding_receptacle |  | Electrical
15992 | FHA-ELS-WR-0202 | Welding Receptacle, 30A, 600V, RMF, Dewatering Cake Loading Area | FHA-ELS | Welding Equipment | Power Distribution Panel |  | WR | http://www.toronto.ca/TWONTO#welding_receptacle |  | Electrical
15993 | FHA-ELS-WR-0204 | Welding Receptacle, 30A, 600V, RMF, Lower Service Level 1 | FHA-ELS | Welding Equipment | Power Distribution Panel |  | WR | http://www.toronto.ca/TWONTO#welding_receptacle |  | Electrical
15994 | FHA-ELS-WR-0205 | Welding Receptacle, 30A, 600V, RMF, Lower Service Level 2 | FHA-ELS | Welding Equipment | Power Distribution Panel |  | WR | http://www.toronto.ca/TWONTO#welding_receptacle |  | Electrical
15995 | FHA-ELS-WR-0211 | Welding Receptacle, 30A, 600V, RMF, Lower Thickener Gallery West | FHA-ELS | Welding Equipment | Power Distribution Panel |  | WR | http://www.toronto.ca/TWONTO#welding_receptacle |  | Electrical
15996 | FHA-ELS-WR-0212 | Welding Receptacle, 30A, 600V, RMF, Lower Thickener Gallery East | FHA-ELS | Welding Equipment | Power Distribution Panel |  | WR | http://www.toronto.ca/TWONTO#welding_receptacle |  | Electrical
15997 | FHA-ELS-WR-0303 | Welding Receptacle, 30A, 600V, Service Building Welding Shop | FHA-ELS | Welding Equipment | Power Distribution Panel |  | WR | http://www.toronto.ca/TWONTO#welding_receptacle |  | Electrical
15998 | FHA-ELS-WR-0304 | Welding Receptacle, 600V, Service Building, Alum Room | FHA-ELS | Welding Equipment | Power Distribution Panel |  | WR | http://www.toronto.ca/TWONTO#welding_receptacle |  | Electrical
15999 | FHA-ELS-WR-0602 | Welding Receptacle, 30A, 600V, RMF, Decent Tanks Access Room Centre | FHA-ELS | Welding Equipment | Power Distribution Panel |  | WR | http://www.toronto.ca/TWONTO#welding_receptacle |  | Electrical
16000 | FHA-ELS-WR-0603 | Welding Receptacle, 30A, 600V, RMF, Decent Tanks Access Room East | FHA-ELS | Welding Equipment | Power Distribution Panel |  | WR | http://www.toronto.ca/TWONTO#welding_receptacle |  | Electrical
16001 | FHA-ELS-WR-0604 | Welding Receptacle, 30A, 600V, RMF, Electrical Room 2 West Wall | FHA-ELS | Welding Equipment | Power Distribution Panel |  | WR | http://www.toronto.ca/TWONTO#welding_receptacle |  | Electrical
16002 | FHA-ELS-WR-0605 | Welding Receptacle, 30A, 600V, RMF, Electrical Room 2 East Wall | FHA-ELS | Welding Equipment | Power Distribution Panel |  | WR | http://www.toronto.ca/TWONTO#welding_receptacle |  | Electrical
16003 | FHA-ELS-WR-0606 | Welding Receptacle, 30A, 600V, RMF, Pipe Gallery North Wall West | FHA-ELS | Welding Equipment | Power Distribution Panel |  | WR | http://www.toronto.ca/TWONTO#welding_receptacle |  | Electrical
16004 | FHA-ELS-WR-0607 | Welding Receptacle, 30A, 600V, RMF, Pipe Gallery North Wall East | FHA-ELS | Welding Equipment | Power Distribution Panel |  | WR | http://www.toronto.ca/TWONTO#welding_receptacle |  | Electrical
16466 | FHA-FLT-PDP-0001 | Power Distribution Panel, Filter West Rate Control Valves UPS Power Supply, Service Building, Boiler Room | FHA-ELS-PDP-0500A | Control Panel,Power Distribution Panel | Power Distribution Panel |  | PDP | http://www.toronto.ca/TWONTO#LV_electrical_panel |  | Power Distribution Panel, 600V, 800A, 3 PH, Filter Building, Pipe Gallery Adjacent to Scrubber
16467 | FHA-FLT-PDP-0002 | Power Distribution Panel, Filter East Rate Control Valves UPS Power Supply, Service Building, Boiler Room | FHA-ELS-PDP-0500B | Control Panel,Power Distribution Panel | Power Distribution Panel |  | PDP | http://www.toronto.ca/TWONTO#LV_electrical_panel |  | Power Distribution Panel, 600V, 800A, 3 PH, Filter Building, Pipe Gallery Adjacent to Scrubber
21327 | FHO-ELS-DP-0110-SUS | Distribution Panel from MCC E1 Emergency Standby Power | FHO-ELS-PS-0001 | Control Panel,Power Distribution Panel | Power Distribution Panel | 37594 | DP | http://www.toronto.ca/TWONTO#LV_electrical_panel |  | Primary Power Equipment
21332 | FHO-ELS-DP-0511 | Distribution Panel, (DP-0501A1), 600V, MCC-0510 Panel Board, Filter1-8 Building, S2, Electrical Room | FHO-ELS-MCC-0510 |  | Power Distribution Panel |  | DP | http://www.toronto.ca/TWONTO#LV_electrical_panel |  | Motor Control Centre, Filter Building 1-8., S2, Electrical Room
21333 | FHO-ELS-DP-0512 | Distribution Panel, (DP-0501A2), 600V, MCC-0510 Panel Board, Filter1-8 Building, S2, Electrical Room | FHO-ELS-MCC-0510 |  | Power Distribution Panel |  | DP | http://www.toronto.ca/TWONTO#LV_electrical_panel |  | Motor Control Centre, Filter Building 1-8., S2, Electrical Room
21334 | FHO-ELS-DP-0514 | Distribution Panel, (DP-0501A4), 600V, MCC-0510 Panel Board, Filter1-8 Building, S2, Electrical Room | FHO-ELS-MCC-0510 |  | Power Distribution Panel |  | DP | http://www.toronto.ca/TWONTO#LV_electrical_panel |  | Motor Control Centre, Filter Building 1-8., S2, Electrical Room
21335 | FHO-ELS-DP-0611 | Distribution Panel, 600V, Filter Building 1-8, S2, Electrical Room | FHO-ELS-PS-0001 |  | Power Distribution Panel |  | DP | http://www.toronto.ca/TWONTO#LV_electrical_panel |  | Primary Power Equipment
21336 | FHO-ELS-DP-0613 | Distribution Panel, (DP-0601A2), 600V, MCC-0610 Panel Board, Filter1-8 Building, S2, Electrical Room | FHO-ELS-MCC-0610 |  | Power Distribution Panel |  | DP | http://www.toronto.ca/TWONTO#LV_electrical_panel |  | Motor Control Centre, Filter Building 1-8., S2, Electrical Room
21337 | FHO-ELS-DP-0614 | Distribution Panel, (DP-0601A3), 600V, MCC-0610 Panel Board, Filter1-8 Building, S2, Electrical Room | FHO-ELS-MCC-0610 |  | Power Distribution Panel |  | DP | http://www.toronto.ca/TWONTO#LV_electrical_panel |  | Motor Control Centre, Filter Building 1-8., S2, Electrical Room
21338 | FHO-ELS-DP-0615 | Distribution Panel, (DP-0601A4), 600V, MCC-0610 Panel Board, Filter1-8 Building, S2, Electrical Room | FHO-ELS-MCC-0610 |  | Power Distribution Panel |  | DP | http://www.toronto.ca/TWONTO#LV_electrical_panel |  | Motor Control Centre, Filter Building 1-8., S2, Electrical Room
21339 | FHO-ELS-DP-0713 | Distribution Panel, 600V, 200A, 3PH, Chemical Building, S4, Near Alum Tank 1 | FHO-ELS-PS-0001 |  | Power Distribution Panel |  | DP | http://www.toronto.ca/TWONTO#LV_electrical_panel |  | Primary Power Equipment
21340 | FHO-ELS-DP-0721 | Distribution Panel, 600V, Panel Board, MCC-0720, Admin Building, S4, Main Electrical Room | FHO-ELS-MCC-0720 |  | Power Distribution Panel |  | DP | http://www.toronto.ca/TWONTO#LV_electrical_panel |  | Motor Control Centre, Admin Building, S4, Main Electrical Room
21341 | FHO-ELS-DP-0732 | Distribution Panel, 600V, Admin Building, S4, Main Electrical Room | FHO-ELS-PS-0001 |  | Power Distribution Panel |  | DP | http://www.toronto.ca/TWONTO#LV_electrical_panel |  | Primary Power Equipment
21342 | FHO-ELS-DP-0812 | Distribution Panel, 600V, Panel Board, MCC-0720, Admin Building, S4, Main Electrical Room | FHO-ELS-MCC-0720 |  | Power Distribution Panel |  | DP | http://www.toronto.ca/TWONTO#LV_electrical_panel |  | Motor Control Centre, Admin Building, S4, Main Electrical Room
21343 | FHO-ELS-DP-0822 | Distribution Panel, 600V, Panel Board, MCC-0820, Admin Building, S4, Main Electrical Room | FHO-ELS-MCC-0820 |  | Power Distribution Panel |  | DP | http://www.toronto.ca/TWONTO#LV_electrical_panel |  | Motor Control Centre, Admin Building, S4, Main Electrical Room
21344 | FHO-ELS-DP-0823 | Distribution Panel, 600V, Panel Board, MCC-0820, Admin Building, S4, Main Electrical Room | FHO-ELS-MCC-0820 |  | Power Distribution Panel |  | DP | http://www.toronto.ca/TWONTO#LV_electrical_panel |  | Motor Control Centre, Admin Building, S4, Main Electrical Room
21345 | FHO-ELS-DP-0834 | Power Distribution Panel (EPG-DP-0801C4), 600V, Standby Building, S2, Electrical Room | FHO-ELS-MCC-0830 |  | Power Distribution Panel |  | DP | http://www.toronto.ca/TWONTO#LV_electrical_panel |  | Motor Control Centre, Emergency Load, Standby Power Building
21346 | FHO-ELS-DP-0835 | Power Distribution Panel (DP-0801C5), 600V, Standby Building, S4, Phosphoric Acid Room | FHO-ELS-MCC-0830 |  | Power Distribution Panel |  | DP | http://www.toronto.ca/TWONTO#LV_electrical_panel |  | Motor Control Centre, Emergency Load, Standby Power Building
21347 | FHO-ELS-DP-0923 | Distribution Panel, 600 V, 100A, Panel Board, Admin Building, S4, Main Electrical Room, MCC-0920 | FHO-ELS-MCC-0920 |  | Power Distribution Panel |  | DP | http://www.toronto.ca/TWONTO#LV_electrical_panel |  | Motor Control Centre, Admin Building, S4, Main Electrical Room
21348 | FHO-ELS-DP-1011 | Distribution Panel, (DP-1001-A1) MCC-1001A Panel Board, RW Building, S7, Electrical Room | FHO-ELS-MCC-1010 |  | Power Distribution Panel |  | DP | http://www.toronto.ca/TWONTO#LV_electrical_panel |  | Motor Control Centre, Raw Water PS, S7, Electrical Room
21349 | FHO-ELS-DP-1021 | Distribution Panel, 120/208V, Admin Building, S4, Main Electrical Room, East Wall | FHO-ELS-PS-0001 |  | Power Distribution Panel |  | DP | http://www.toronto.ca/TWONTO#LV_electrical_panel |  | Primary Power Equipment
21350 | FHO-ELS-DP-1031 | Distribution Panel, Clarifier Building, S2, Main Foyer | FHO-ELS-MCC-0930 |  | Power Distribution Panel |  | DP | http://www.toronto.ca/TWONTO#LV_electrical_panel |  | Motor Control Centre, Emergency Load, Clarifier Building, S2, Main Foyer
21351 | FHO-ELS-DP-1111 | Distribution Panel, (DP-1101A1), 600V, 3PH, Ozone Building, L1, Ozone Equipment Room | FHO-ELS-PS-0001 |  | Power Distribution Panel |  | DP | http://www.toronto.ca/TWONTO#LV_electrical_panel |  | Primary Power Equipment
21352 | FHO-ELS-DP-1213 | Distribution Panel, (DP-1201A3), 600V, 3PH, Ozone Building, L1, Gate Room | FHO-ELS-PS-0001 |  | Power Distribution Panel |  | DP | http://www.toronto.ca/TWONTO#LV_electrical_panel |  | Primary Power Equipment
21353 | FHO-ELS-DP-1223 | Distribution Panel, (DP-1201B3), 600V, 3PH, Ozone Building, S2, Raw Water Process Room | FHO-ELS-PS-0001 |  | Power Distribution Panel |  | DP | http://www.toronto.ca/TWONTO#LV_electrical_panel |  | Primary Power Equipment
21406 | FHO-ELS-LP-0511 | Lighting Panel, 120V, Filter Building, S2, Electrical Room | FHO-ELS-LTG-2000 |  | Power Distribution Panel |  | LP | http://www.toronto.ca/TWONTO#LV_electrical_panel |  | Lighting, Facility Interior : Plant wide, interior lighting
21407 | FHO-ELS-LP-0712 | Lighting Panel, 600/347V, Chemical Building, S2, Room CH402 | FHO-ELS-LTG-2000 |  | Power Distribution Panel |  | LP | http://www.toronto.ca/TWONTO#LV_electrical_panel |  | Lighting, Facility Interior : Plant wide, interior lighting
21408 | FHO-ELS-LP-0721 | Lighting Panel, 600/347V, Flocculation Building, S2, East Gallery, East Wall | FHO-ELS-LTG-2000 |  | Power Distribution Panel |  | LP | http://www.toronto.ca/TWONTO#LV_electrical_panel |  | Lighting, Facility Interior : Plant wide, interior lighting
21409 | FHO-ELS-LP-0722 | Lighting Panel, 600/347V, Admin Building, S4, Main Electrical Room | FHO-ELS-LTG-2000 |  | Power Distribution Panel |  | LP | http://www.toronto.ca/TWONTO#LV_electrical_panel |  | Lighting, Facility Interior : Plant wide, interior lighting
21410 | FHO-ELS-LP-0735 | Lighting Panel, 120/208V, Surge Building | FHO-ELS-LTG-2000 |  | Power Distribution Panel |  | LP | http://www.toronto.ca/TWONTO#LV_electrical_panel |  | Lighting, Facility Interior : Plant wide, interior lighting
21411 | FHO-ELS-LP-0813 | Lighting Panel, 120/208V, Chemical Building, S2, Room CH402 | FHO-ELS-LTG-2000 |  | Power Distribution Panel |  | LP | http://www.toronto.ca/TWONTO#LV_electrical_panel |  | Lighting, Facility Interior : Plant wide, interior lighting
21412 | FHO-ELS-LP-0821 | Lighting Panel, 120/208V, Admin Building, S4, Electrical Room | FHO-ELS-LTG-2000 |  | Power Distribution Panel |  | LP | http://www.toronto.ca/TWONTO#LV_electrical_panel |  | Lighting, Facility Interior : Plant wide, interior lighting
21413 | FHO-ELS-LP-0832 | Lighting Panel, 120/208V 3PH, Standby Building, S2, Generator Room | FHO-ELS-LTG-2000 |  | Power Distribution Panel |  | LP | http://www.toronto.ca/TWONTO#LV_electrical_panel |  | Lighting, Facility Interior : Plant wide, interior lighting
21414 | FHO-ELS-LP-0834 | Lighting Panel, 120/208V 3PH, Standby Building, S4, Phosphoric Acid Room | FHO-ELS-LTG-2000 |  | Power Distribution Panel |  | LP | http://www.toronto.ca/TWONTO#LV_electrical_panel |  | Lighting, Facility Interior : Plant wide, interior lighting
21415 | FHO-ELS-LP-0912 | Lighting Panel, 100A, 120/208V, S6, Raw Water Ring Header Room | FHO-ELS-LTG-2000 |  | Power Distribution Panel |  | LP | http://www.toronto.ca/TWONTO#LV_electrical_panel |  | Lighting, Facility Interior : Plant wide, interior lighting
21416 | FHO-ELS-LP-0921 | Lighting Panel, 100 A, 347/600V, Admin Building, S2, South East of Machine Shop | FHO-ELS-LTG-2000 |  | Power Distribution Panel |  | LP | http://www.toronto.ca/TWONTO#LV_electrical_panel |  | Lighting, Facility Interior : Plant wide, interior lighting
21417 | FHO-ELS-LP-0922 | Lighting Panel, 100A, 120/208V, Admin Building, S4, Mani Electrical Room | FHO-ELS-LTG-2000 |  | Power Distribution Panel |  | LP | http://www.toronto.ca/TWONTO#LV_electrical_panel |  | Lighting, Facility Interior : Plant wide, interior lighting
21418 | FHO-ELS-LP-0924 | Lighting Panel, 120/208V, TRW Building, S4, West Ventilation Room | FHO-ELS-LTG-2000 |  | Power Distribution Panel |  | LP | http://www.toronto.ca/TWONTO#LV_electrical_panel |  | Lighting, Facility Interior : Plant wide, interior lighting
21419 | FHO-ELS-LP-0932 | Lighting Panel, 120/208V, Clarifier Building, L1, Main Foyer | FHO-ELS-LTG-2000 |  | Power Distribution Panel |  | LP | http://www.toronto.ca/TWONTO#LV_electrical_panel |  | Lighting, Facility Interior : Plant wide, interior lighting
21420 | FHO-ELS-LP-1011 | Lighting Panel, 120/208V, 3PH, RW Building, S7, Electrical Room | FHO-ELS-LTG-2000 |  | Power Distribution Panel |  | LP | http://www.toronto.ca/TWONTO#LV_electrical_panel |  | Lighting, Facility Interior : Plant wide, interior lighting
21421 | FHO-ELS-LP-1122 | Lighting Panel, (LP-1101B2), 225A, 120/208V, 3PH, Ozone Building, L1, Ozone Equipment Room, S/E | FHO-ELS-LTG-2000 |  | Power Distribution Panel |  | LP | http://www.toronto.ca/TWONTO#LV_electrical_panel |  | Lighting, Facility Interior : Plant wide, interior lighting
21422 | FHO-ELS-LP-1212 | Lighting Panel, (LP-1201A2), 225A, 120/208V, 3PH, Ozone Building, S2, Hallway No.1. North Wall | FHO-ELS-LTG-2000 |  | Power Distribution Panel |  | LP | http://www.toronto.ca/TWONTO#LV_electrical_panel |  | Lighting, Facility Interior : Plant wide, interior lighting
21809 | FHO-ELS-PDP-0600 | Power Distribution Panel, 600V Switchgear, Filter Building, S2, Electrical Room | FHO-ELS-MCC-0610 |  | Power Distribution Panel |  | PDP | http://www.toronto.ca/TWONTO#LV_electrical_panel |  | Motor Control Centre, Filter Building 1-8., S2, Electrical Room
21810 | FHO-ELS-PDP-0800 | Power Distribution Panel,600V Switchgear, Chem,Standby&Floc Building Power, Admin Building, S4, Electrical Room | FHO-ELS-MCC-0820 |  | Power Distribution Panel |  | PDP | http://www.toronto.ca/TWONTO#LV_electrical_panel |  | Motor Control Centre, Admin Building, S4, Main Electrical Room
21811 | FHO-ELS-PDP-1100 | Power Distribution Panel, 600V Switchgear, Ozone Building, Electrical Room | FHO-ELS-PS-0001 |  | Power Distribution Panel |  | PDP | http://www.toronto.ca/TWONTO#LV_electrical_panel |  | Primary Power Equipment
21812 | FHO-ELS-PDP-1200 | Power Distribution Panel, 600V Switchgear, Ozone Building, Electrical Room | FHO-ELS-PS-0001 |  | Power Distribution Panel |  | PDP | http://www.toronto.ca/TWONTO#LV_electrical_panel |  | Primary Power Equipment
21936 | FHO-ELS-WR-0501 | Welding Receptacle, S2, Sluice Gate Hall | FHO-ELS-LTG |  | Power Distribution Panel |  | WR | http://www.toronto.ca/TWONTO#welding_receptacle |  | Facility Electrical System
21937 | FHO-ELS-WR-0603 | Welding Receptacle, Filter Building, L1, Filter Gallery, East | FHO-ELS-LTG |  | Power Distribution Panel |  | WR | http://www.toronto.ca/TWONTO#welding_receptacle |  | Facility Electrical System
21938 | FHO-ELS-WR-0606 | Welding Receptacle, Filter Building, L1, Filter Gallery, Tank 7 | FHO-ELS-LTG |  | Power Distribution Panel |  | WR | http://www.toronto.ca/TWONTO#welding_receptacle |  | Facility Electrical System
21939 | FHO-ELS-WR-0702 | Welding Receptacle, Chemical Building, S4, Chemical Gallery | FHO-ELS-LTG |  | Power Distribution Panel |  | WR | http://www.toronto.ca/TWONTO#welding_receptacle |  | Facility Electrical System
21940 | FHO-ELS-WR-0703 | Welding Receptacle, TRW P.S. S4, West Ventilation Room, North Wall | FHO-ELS-LTG |  | Power Distribution Panel |  | WR | http://www.toronto.ca/TWONTO#welding_receptacle |  | Facility Electrical System
21941 | FHO-ELS-WR-0706 | Welding Receptacle, Flocculation Building, L1, North Wall | FHO-ELS-LTG |  | Power Distribution Panel |  | WR | http://www.toronto.ca/TWONTO#welding_receptacle |  | Facility Electrical System
21942 | FHO-ELS-WR-0708 | Welding Receptacle, TRW P.S. S5, TRW Basement, North | FHO-ELS-LTG |  | Power Distribution Panel |  | WR | http://www.toronto.ca/TWONTO#welding_receptacle |  | Facility Electrical System
21943 | FHO-ELS-WR-0709 | Welding Receptacle, TRW P.S. S5, TRW Basement, South/West | FHO-ELS-LTG |  | Power Distribution Panel |  | WR | http://www.toronto.ca/TWONTO#welding_receptacle |  | Facility Electrical System
21944 | FHO-ELS-WR-0803 | Welding Receptacle, Flocculation Building, S2, South | FHO-ELS-LTG |  | Power Distribution Panel |  | WR | http://www.toronto.ca/TWONTO#welding_receptacle |  | Facility Electrical System
21945 | FHO-ELS-WR-0804 | Welding Receptacle, Flocculation Building, S2, East Wall | FHO-ELS-LTG |  | Power Distribution Panel |  | WR | http://www.toronto.ca/TWONTO#welding_receptacle |  | Facility Electrical System
21946 | FHO-ELS-WR-0805 | Welding Receptacle, TRW P.S. L1, South Wall | FHO-ELS-LTG |  | Power Distribution Panel |  | WR | http://www.toronto.ca/TWONTO#welding_receptacle |  | Facility Electrical System
21947 | FHO-ELS-WR-0806 | Welding Receptacle, TRW P.S. S2, Near Elevator | FHO-ELS-LTG |  | Power Distribution Panel |  | WR | http://www.toronto.ca/TWONTO#welding_receptacle |  | Facility Electrical System
21948 | FHO-ELS-WR-0808 | Welding Receptacle, TRW P.S. S3, Pump Room, West Wall | FHO-ELS-LTG |  | Power Distribution Panel |  | WR | http://www.toronto.ca/TWONTO#welding_receptacle |  | Facility Electrical System
21949 | FHO-ELS-WR-0809 | Welding Receptacle, TRW P.S. S4, East Ventilation Room, North Wall | FHO-ELS-LTG |  | Power Distribution Panel |  | WR | http://www.toronto.ca/TWONTO#welding_receptacle |  | Facility Electrical System
21950 | FHO-ELS-WR-0812 | Welding Receptacle, Standby Power Building, S2, Generator Room | FHO-ELS-LTG |  | Power Distribution Panel |  | WR | http://www.toronto.ca/TWONTO#welding_receptacle |  | Facility Electrical System
21951 | FHO-ELS-WR-0903 | Welding Receptacle, S6, Raw Water Ring Header | FHO-ELS-LTG |  | Power Distribution Panel |  | WR | http://www.toronto.ca/TWONTO#welding_receptacle |  | Facility Electrical System
21952 | FHO-ELS-WR-1004 | Welding Receptacle, Admin Building, S4, Near Elevator | FHO-ELS-LTG |  | Power Distribution Panel |  | WR | http://www.toronto.ca/TWONTO#welding_receptacle |  | Facility Electrical System
21953 | FHO-ELS-WR-1005 | Welding Receptacle, Admin Building, S2, Welding Shop | FHO-ELS-LTG |  | Power Distribution Panel |  | WR | http://www.toronto.ca/TWONTO#welding_receptacle |  | Facility Electrical System
21954 | FHO-ELS-WR-1031 | Welding Receptacle, Clarifier Building, S4, Hallway | FHO-ELS-LTG |  | Power Distribution Panel |  | WR | http://www.toronto.ca/TWONTO#welding_receptacle |  | Facility Electrical System
21955 | FHO-ELS-WR-1032 | Welding Receptacle, Clarifier Building, S2, West | FHO-ELS-LTG |  | Power Distribution Panel |  | WR | http://www.toronto.ca/TWONTO#welding_receptacle |  | Facility Electrical System
21956 | FHO-ELS-WR-1033 | Welding Receptacle, Clarifier Building, S2, East | FHO-ELS-LTG |  | Power Distribution Panel |  | WR | http://www.toronto.ca/TWONTO#welding_receptacle |  | Facility Electrical System
21957 | FHO-ELS-WR-1101 | Welding Receptacle, Ozone Building, L1, Equipment Room | FHO-ELS-LTG |  | Power Distribution Panel |  | WR | http://www.toronto.ca/TWONTO#welding_receptacle |  | Facility Electrical System
21958 | FHO-ELS-WR-1105 | Welding Receptacle, Ozone Building, L1, Mechanical Room 1 | FHO-ELS-LTG |  | Power Distribution Panel |  | WR | http://www.toronto.ca/TWONTO#welding_receptacle |  | Facility Electrical System
21959 | FHO-ELS-WR-1201 | Welding Receptacle, Ozone Building, S1, Mechanical Room 3 | FHO-ELS-LTG |  | Power Distribution Panel |  | WR | http://www.toronto.ca/TWONTO#welding_receptacle |  | Facility Electrical System
21960 | FHO-ELS-WR-1202 | Welding Receptacle, Ozone Building, S2, Ozone Pipe Gallery 2 | FHO-ELS-LTG |  | Power Distribution Panel |  | WR | http://www.toronto.ca/TWONTO#welding_receptacle |  | Facility Electrical System
21961 | FHO-ELS-WR-1203 | Welding Receptacle, Ozone Building, L1, Mechanical Room 2 | FHO-ELS-LTG |  | Power Distribution Panel |  | WR | http://www.toronto.ca/TWONTO#welding_receptacle |  | Facility Electrical System
21962 | FHO-ELS-WR-1204 | Welding Receptacle, Ozone Building, S2, Dispersion Pump Room | FHO-ELS-LTG |  | Power Distribution Panel |  | WR | http://www.toronto.ca/TWONTO#welding_receptacle |  | Facility Electrical System
21963 | FHO-ELS-WR-1207 | Welding Receptacle, Ozone Building, S3, Filter Pipe Gallery | FHO-ELS-LTG |  | Power Distribution Panel |  | WR | http://www.toronto.ca/TWONTO#welding_receptacle |  | Facility Electrical System
27538 | FIS-ELS-ESP-0303 | Power Distribution Panel,Raw Water Intake Valve Chamber Main Floor,347 / 600V,100A,3ph,3W | {FIS-ELS-PDP} | Control Panel,Power Distribution Panel | Power Distribution Panel |  | ESP | http://www.toronto.ca/TWONTO#LV_electrical_panel |  | Asset Group, Power Distribution Cabinets,600 V,Island WTP
27539 | FIS-ELS-ESP-0303 | Power Distribution Panel,Raw Water Intake Valve Chamber Main Floor,347 / 600V,100A,3ph,3W | FIS-ELS-MCC-0300 | Control Panel,Power Distribution Panel | Power Distribution Panel |  | ESP | http://www.toronto.ca/TWONTO#LV_electrical_panel |  | MCC,600 V,Raw Water Pumping Station,Upper Level,East
27671 | FIS-ELS-PDP-0101 | Power Distribution Panel,Machine Shop Corridor to Generator Room,347 / 600V,250A,3ph,3W | {FIS-ELS-PDP} | Control Panel,Power Distribution Panel | Power Distribution Panel |  | PDP | http://www.toronto.ca/TWONTO#LV_electrical_panel |  | Asset Group, Power Distribution Cabinets,600 V,Island WTP
27672 | FIS-ELS-PDP-0303 | Power Distribution Panel,Raw Water Intake House Lower Floor,347 / 600V,250A,3ph,3W | {FIS-ELS-PDP} | Control Panel,Power Distribution Panel | Power Distribution Panel |  | PDP | http://www.toronto.ca/TWONTO#LV_electrical_panel |  | Asset Group, Power Distribution Cabinets,600 V,Island WTP
27673 | FIS-ELS-PDP-0502 | Power Distribution Panel,Pipe Gallery,347 / 600V,225A,3ph,3W | FIS-ELS-CP-0502 | Control Panel,Power Distribution Panel | Power Distribution Panel |  | PDP | http://www.toronto.ca/TWONTO#LV_electrical_panel |  | Control Panel,Electrical,Filter Building,Mezzanine,South-East,Load Shedding Contactor
27674 | FIS-ELS-PDP-0503 | Power Distribution Panel,Filter Area,347 / 600V,300A,3ph,4W | {FIS-ELS-PDP} | Control Panel,Power Distribution Panel | Power Distribution Panel |  | PDP | http://www.toronto.ca/TWONTO#LV_electrical_panel |  | Asset Group, Power Distribution Cabinets,600 V,Island WTP
27730 | FIS-ELS-PDP-0503 | Power Distribution Panel,Filter Area,347 / 600V,300A,3ph,4W | FIS-ELS-CP-0503 | Control Panel,Power Distribution Panel | Power Distribution Panel |  | PDP | http://www.toronto.ca/TWONTO#LV_electrical_panel |  | Control Panel,Electrical,Filter Building,Mezzanine,South-East,Load Shedding Contactor
27731 | FIS-ELS-PDP-0601 | Power Distribution Panel,Pipe Gallery,347 / 600V,225A,3ph,3W | FIS-ELS-MCC-0600 | Control Panel,Power Distribution Panel | Power Distribution Panel |  | PDP | http://www.toronto.ca/TWONTO#LV_electrical_panel |  | MCC,600 V,Filter Building,Mezzanine,West
27732 | FIS-ELS-PDP-0602 | Power Distribution Panel,Filter Area,347 / 600V,200A,3ph,4W | {FIS-ELS-PDP} | Control Panel,Power Distribution Panel | Power Distribution Panel |  | PDP | http://www.toronto.ca/TWONTO#LV_electrical_panel |  | Asset Group, Power Distribution Cabinets,600 V,Island WTP
27733 | FIS-ELS-PDP-0602 | Power Distribution Panel,Filter Area,347 / 600V,200A,3ph,4W | FIS-ELS-MCC-0600 | Control Panel,Power Distribution Panel | Power Distribution Panel |  | PDP | http://www.toronto.ca/TWONTO#LV_electrical_panel |  | MCC,600 V,Filter Building,Mezzanine,West
27734 | FIS-ELS-PDP-0605-SUS | Power Distribution Panel, 600V, PP-LL, Ammonia Building, Lobby | FIS-ELS-MCC-0600 |  | Power Distribution Panel | 38549 | PDP | http://www.toronto.ca/TWONTO#LV_electrical_panel |  | MCC,600 V,Filter Building,Mezzanine,West
27735 | FIS-ELS-PDP-0606 | Power Distribution Panel,Flume Storage Building,347 / 600V,200A,3ph,3W | FIS-ELS-MCC-0600 | Control Panel,Power Distribution Panel | Power Distribution Panel |  | PDP | http://www.toronto.ca/TWONTO#LV_electrical_panel |  | MCC,600 V,Filter Building,Mezzanine,West
27736 | FIS-ELS-PDP-0607 | Power Distribution Panel,Ammonia Fluoride Building,347 / 600V,225A,3ph,3W | {FIS-ELS-PDP} | Control Panel,Power Distribution Panel | Power Distribution Panel |  | PDP | http://www.toronto.ca/TWONTO#LV_electrical_panel |  | Asset Group, Power Distribution Cabinets,600 V,Island WTP
27737 | FIS-ELS-PDP-0607-SUS | Power Distribution Panel, 600V, Ammonia Building, Chemical Skid Panel | FIS-ELS-MCC-0600 |  | Power Distribution Panel | 38550 | PDP | http://www.toronto.ca/TWONTO#LV_electrical_panel |  | MCC,600 V,Filter Building,Mezzanine,West
27738 | FIS-ELS-PDP-0610 | Power Distribution Panel,Flume Storage Building,600V,225A,3ph,3W | {FIS-ELS-PDP} | Control Panel,Power Distribution Panel | Power Distribution Panel |  | PDP | http://www.toronto.ca/TWONTO#LV_electrical_panel |  | Asset Group, Power Distribution Cabinets,600 V,Island WTP
27739 | FIS-ELS-PDP-0611 | Power Distribution Panel,Mixer Building Main Floor,600V,225A,3ph,3W | FIS-ELS-MCC-0600 | Control Panel,Power Distribution Panel | Power Distribution Panel |  | PDP | http://www.toronto.ca/TWONTO#LV_electrical_panel |  | MCC,600 V,Filter Building,Mezzanine,West
27740 | FIS-ELS-PDP-0612 | Power Distribution Panel,Metering Building Main Floor,600V,200A,3ph,3W | FIS-ELS-MCC-0600 | Control Panel,Power Distribution Panel | Power Distribution Panel |  | PDP | http://www.toronto.ca/TWONTO#LV_electrical_panel |  | MCC,600 V,Filter Building,Mezzanine,West
27741 | FIS-ELS-PDP-1000 | Power Distribution Panel,600 V,Workshop Building,Mezzanine,South | 16856 | Control Panel,Power Distribution Panel | Power Distribution Panel |  | PDP | http://www.toronto.ca/TWONTO#LV_electrical_panel |  | Emergency Power, Diesel & UPS
27742 | FIS-ELS-PDP-1000 | Power Distribution Panel,600 V,Workshop Building,Mezzanine,South | FIS-ELS-TR-1000 | Control Panel,Power Distribution Panel | Power Distribution Panel |  | PDP | http://www.toronto.ca/TWONTO#LV_electrical_panel |  | Transformer,Power,Dry,4.16 kV / 600 V,Workshop Building Main Floor,South-West,Transformer,FIS-ELS-PDP-1000
27743 | FIS-ELS-PDP-1101 | Power Distribution Panel,Workshop Building,Mezzanine,East Wall,North,347 / 600V,250A,3ph,3W | {FIS-ELS-PDP} | Control Panel,Power Distribution Panel | Power Distribution Panel |  | PDP | http://www.toronto.ca/TWONTO#LV_electrical_panel |  | Asset Group, Power Distribution Cabinets,600 V,Island WTP
27744 | FIS-ELS-PDP-1102 | Power Distribution Panel,Chemical Building,347 / 600V,250A,3ph,3W | FIS-ELS-PDP-1101 | Control Panel,Power Distribution Panel | Power Distribution Panel |  | PDP | http://www.toronto.ca/TWONTO#LV_electrical_panel |  | Power Distribution Panel,Workshop Building,Mezzanine,East Wall,North,347 / 600V,250A,3ph,3W
27745 | FIS-ELS-PDP-2000 | Power Distribution Panel,600 V,Workshop Building,Mezzanine,North | FIS-ELS | Control Panel,Power Distribution Panel | Power Distribution Panel |  | PDP | http://www.toronto.ca/TWONTO#LV_electrical_panel |  | System, Electrical Distribution System
27746 | FIS-ELS-PDP-2000 | Power Distribution Panel,600 V,Workshop Building,Mezzanine,North | FIS-ELS-CAB-6001 | Control Panel,Power Distribution Panel | Power Distribution Panel |  | PDP | http://www.toronto.ca/TWONTO#LV_electrical_panel |  | ELS Cabinet,600 V,Workshop Building,Mezzanine,PDP Electrical Distribution Cabinet
27747 | FIS-ELS-PDP-2000 | Power Distribution Panel,600 V,Workshop Building,Mezzanine,North | FIS-ELS-TR-2000 | Control Panel,Power Distribution Panel | Power Distribution Panel |  | PDP | http://www.toronto.ca/TWONTO#LV_electrical_panel |  | Transformer,Power,Dry,4.16 kV / 600 V,Workshop Building Main Floor,North-West,Transformer,FIS-ELS-PDP-2000
27748 | FIS-ELS-PDP-2100 | Power Distribution Panel,Machine Shop Corridor to Generator Room,600V, 400A,3ph,3W | FIS-ELS-CB-2100 | Control Panel,Power Distribution Panel | Power Distribution Panel |  | PDP | http://www.toronto.ca/TWONTO#LV_electrical_panel |  | Circuit Breaker,600 V,Workshop Building,Mezzanine,North,Feeder Breaker,FIS-ELS-PDP-2100
27858 | FIS-ELS-WR-0101 | Welding Receptacle, 600V, Workshop Building, Main Floor, Welding Booth | FIS-ELS-MCC-0100 |  | Power Distribution Panel |  | WR | http://www.toronto.ca/TWONTO#welding_receptacle |  | MCC,600 V,Workshop Building,Mezzanine,East
27859 | FIS-ELS-WR-0102 | Welding Receptacle, 600V, Workshop Building, Main Floor, Generator Room | FIS-ELS-MCC-0100 |  | Power Distribution Panel |  | WR | http://www.toronto.ca/TWONTO#welding_receptacle |  | MCC,600 V,Workshop Building,Mezzanine,East
27860 | FIS-ELS-WR-0201 | Welding Receptacle, 600V, Workshop Building, Main Floor, Machine Shop | FIS-ELS-MCC-0200 |  | Power Distribution Panel |  | WR | http://www.toronto.ca/TWONTO#welding_receptacle |  | MCC,600 V,Workshop Building,Mezzanine,West
27861 | FIS-ELS-WR-0401 | Welding Receptacle, 600V, Raw Water PS Building, Main Floor, Pump Room South | FIS-ELS-MCC-0400 |  | Power Distribution Panel |  | WR | http://www.toronto.ca/TWONTO#welding_receptacle |  | MCC,600 V,Raw Water Pumping Station,Upper Level,West
27862 | FIS-ELS-WR-0601 | Welding Receptacle, 600V, Filter Complex, Telephone Room | FIS-ELS-MCC-0600 |  | Power Distribution Panel |  | WR | http://www.toronto.ca/TWONTO#welding_receptacle |  | MCC,600 V,Filter Building,Mezzanine,West
27863 | FIS-ELS-WR-0602 | Welding Receptacle, 600V, Chemical Mixer Building | FIS-ELS-MCC-0600 |  | Power Distribution Panel |  | WR | http://www.toronto.ca/TWONTO#welding_receptacle |  | MCC,600 V,Filter Building,Mezzanine,West
27864 | FIS-ELS-WR-0605-SUS | Welding Receptacle, 600V, Fluoride & Ammonia Building, Server Room Entrance(Lobby) | FIS-ELS-MCC-0600 |  | Power Distribution Panel | 38565 | WR | http://www.toronto.ca/TWONTO#welding_receptacle |  | MCC,600 V,Filter Building,Mezzanine,West
27865 | FIS-ELS-WR-2000 | Welding Receptacle, 600V, Gaseous Chemical Building, Chemical Storage Room, South West Entrance | FIS-ELS-PDP-2100 |  | Power Distribution Panel |  | WR | http://www.toronto.ca/TWONTO#welding_receptacle |  | Power Distribution Panel,Machine Shop Corridor to Generator Room,600V, 400A,3ph,3W
45991 | FCL-CCS-CP-0101 | Control Panel, Skid #1, Phosphoric Acid Dosing | FCL-CCS | Control Panel | Power Distribution Panel |  | CP | http://www.toronto.ca/TWONTO#process_control_panel |  | Corrosion Control System
45993 | FCL-CCS-CP-0201 | Control Panel, Skid #2, Phosphoric Acid Dosing | FCL-CCS | Control Panel,Electrical | Power Distribution Panel |  | CP | http://www.toronto.ca/TWONTO#process_control_panel |  | Corrosion Control System
46036 | FCL-CCS-CP-0301 | Control Panel, Skid #3, Phosphoric Acid Dosing | FCL-CCS | Control Panel,Electrical | Power Distribution Panel |  | CP | http://www.toronto.ca/TWONTO#process_control_panel |  | Corrosion Control System
47254 | TAB-EL1-LP-0913A | Panel, Lighting, LP-0913A, Sludge Heat Room, Dig 9-12 Control Building. | TAB-EL1-PDP-0912 | Control Panel | Power Distribution Panel |  | LP | http://www.toronto.ca/TWONTO#LV_electrical_panel |  | Panel, Power Distribution Panel, PDP-0912, Sludge Heater Room, Digester 9-12 Control Building.
47255 | TAB-EL1-LP-0915 | Panel, Lighting, LP-0915, Sludge Heat Room, Dig 9-12 Control Building. | TAB-EL1-PDP-0912 | Control Panel | Power Distribution Panel |  | LP | http://www.toronto.ca/TWONTO#LV_electrical_panel |  | Panel, Power Distribution Panel, PDP-0912, Sludge Heater Room, Digester 9-12 Control Building.
47257 | TAB-EL1-LP-6145A | Panel,Lighting,208-120V,Auxiliary Loads,Electrical Room,PRS Bldg | TAB-EL1-TR-6145A | Control Panel,Lighting | Power Distribution Panel |  | LP | http://www.toronto.ca/TWONTO#LV_electrical_panel |  | Transformer,Lighting,3 phase,600V/120-208V ,LP-6141A,Bldg Ltg Loads,Electrical Room,PRS Bldg
47258 | TAB-EL1-LP-6226A | Power Distribution Panel, 3 phase, Lighting, Electrical Room, D Bldg. | TAB-EL1-MCC-6226 | Circuit Breaker | Power Distribution Panel |  | LP | http://www.toronto.ca/TWONTO#LV_electrical_panel |  | Motor Control Centre 600V - D Bldg
47261 | TAB-EL1-LP-6626 | Lighting Panel,600/374V,Digesters 1-4 Area | TAB-EL1-MCC-6626 | Control Panel,Lighting | Power Distribution Panel |  | LP | http://www.toronto.ca/TWONTO#LV_electrical_panel |  | Motor Control Centre 600V - OPS
47262 | TAB-EL1-LP-6631 | Lighting Panel,120/208V,Electrical Room,Ground Floor,Grit Build,P Building | TAB-EL1-MCC-6631 | Control Panel,Lighting | Power Distribution Panel |  | LP | http://www.toronto.ca/TWONTO#LV_electrical_panel |  | Control Panel, MCC,Electrical Room,Grit Build,P Building
47263 | TAB-EL1-LP-6633 | Lighting Panel,120/208V,Outdoor,Biofilter Area,P Building | TAB-EL1-MCC-6631 | Control Panel,Lighting | Power Distribution Panel |  | LP | http://www.toronto.ca/TWONTO#LV_electrical_panel |  | Control Panel, MCC,Electrical Room,Grit Build,P Building
47264 | TAB-EL1-LP-6634 | Lighting Panel,208/120V,Electrical Room,Groud Floor,Grit Build,P Building | TAB-EL1-MCC-6634 | Control Panel,Lighting | Power Distribution Panel |  | LP | http://www.toronto.ca/TWONTO#LV_electrical_panel |  | Motor Control Centre 600V - Galery 9
47265 | TAB-EL1-LP-6674 | Lighting Panel,Heat Tracing,120/208 V,Outdoor,Biofilter Area,P Building | TAB-EL1-MCC-6674 | Control Panel,Lighting | Power Distribution Panel |  | LP | http://www.toronto.ca/TWONTO#LV_electrical_panel |  | MCC,Electrical Room,Ground Floor,Grit Build,P Building
47266 | TAB-EL1-LP-6911 | Lighting Panel,120/208V,Electrical Room,Ground Floor,Screen Build,P Building | TAB-EL1-MCC-6921 | Control Panel,Lighting | Power Distribution Panel |  | LP | http://www.toronto.ca/TWONTO#LV_electrical_panel |  | MCC,Electrical Room,Ground Floor,Screen Build,P Building
47267 | TAB-EL1-LP-6913 | Lighting Panel,120/208 V,Pump Room,Basement,Screen Build,P Building | TAB-EL1-MCC-6921 | Control Panel,Lighting | Power Distribution Panel |  | LP | http://www.toronto.ca/TWONTO#LV_electrical_panel |  | MCC,Electrical Room,Ground Floor,Screen Build,P Building
47268 | TAB-EL1-LP-6915 | Load Panel,Lighting,120/208V,Electrical Room,Ground Floor,Screen Build,P Building | TAB-EL1-MCC-6961 | Control Panel,Lighting | Power Distribution Panel |  | LP | http://www.toronto.ca/TWONTO#LV_electrical_panel |  | MCC,Electrical Room,Ground Floor,Screen Build,P Building
47269 | TAB-EL1-LP-6919 | Lighting Panel,120/208 V,Electrical Room,Second Floor,Screen Build,P Building | TAB-EL1-MCC-6995 | Control Panel,Lighting | Power Distribution Panel |  | LP | http://www.toronto.ca/TWONTO#LV_electrical_panel |  | MCC,Electrical Room,Second Floor,Screen Build,P Building
47270 | TAB-EL1-LP-6920 | Lighting Panel,208/120V,Switchgear Use,PDP-6021&PDP-6022,P Building Substation. | TAB-EL1-PDP-6021 | Control Panel,Lighting | Power Distribution Panel |  | LP | http://www.toronto.ca/TWONTO#LV_electrical_panel |  | Panel,Power Distribution,Walk-in Switchgear 600V,Outdoor,P Building Substation
47271 | TAB-EL1-LP-6922 | Lighting Panel,600/374V,Electrical Room,Ground Floor,Screen Build,P Building | TAB-EL1-MCC-6922 | Control Panel,Lighting | Power Distribution Panel |  | LP | http://www.toronto.ca/TWONTO#LV_electrical_panel |  | MCC,Electrical Room,Ground Floor,Screen Build,P Building
47272 | TAB-EL1-LP-6923 | Lighting Panel,600/374V,Electrical Room,Second Floor,Screen Build,P Building | TAB-EL1-MCC-6963 | Control Panel,Lighting | Power Distribution Panel |  | LP | http://www.toronto.ca/TWONTO#LV_electrical_panel |  | MCC,Electrical Room,Second Floor,Screen Build,P Building
47273 | TAB-EL1-LP-6924 | Lighting Panel,Small Load,120/208 V,Electrical Room,Ground Floor,Screen Build,P Building | TAB-EL1-MCC-6922 | Control Panel,Lighting | Power Distribution Panel |  | LP | http://www.toronto.ca/TWONTO#LV_electrical_panel |  | MCC,Electrical Room,Ground Floor,Screen Build,P Building
47274 | TAB-EL1-LP-6925 | Lighting Panel,120/208V,Electrical Room,Second Floor,Screen Build,P Building | TAB-EL1-MCC-6963 | Control Panel,Lighting | Power Distribution Panel |  | LP | http://www.toronto.ca/TWONTO#LV_electrical_panel |  | MCC,Electrical Room,Second Floor,Screen Build,P Building
47275 | TAB-EL1-LP-6928 | Lighting Panel,Small Loads,120/208V,Penthouse,Second Floor,Screen Build,P Building | TAB-EL1-TR-6927 | Control Panel,Lighting | Power Distribution Panel |  | LP | http://www.toronto.ca/TWONTO#LV_electrical_panel |  | Transformer,30 KVA,600-120/208V for LP-6927,Satelite Distribution Centre,P Building
47276 | TAB-EL1-LP-6929 | Lighting Panel,Emergency Lighting,120/208V,Electrical Room,Second Floor,Screen Build,P Building | TAB-EL1-MCC-6963 | Control Panel,Lighting | Power Distribution Panel |  | LP | http://www.toronto.ca/TWONTO#LV_electrical_panel |  | MCC,Electrical Room,Second Floor,Screen Build,P Building
47277 | TAB-EL1-LP-6953 | Lighting Panel,120/240V,Maintenance Room,Ground Floor,Workshop,P Building | TAB-EL1-MCC-6925 | Control Panel,Lighting | Power Distribution Panel |  | LP | http://www.toronto.ca/TWONTO#LV_electrical_panel |  | MCC,Electrical Rm,Second Floor,Workshop,P Building
47278 | TAB-EL1-LP-6962 | Lighting Panel,120/208V,Electrical Room,Second Floor,Workshop,P Building | TAB-EL1-MCC-6926 | Control Panel,Lighting | Power Distribution Panel |  | LP | http://www.toronto.ca/TWONTO#LV_electrical_panel |  | MCC,Electrical Rm,Second Floor,Workshop,P Building
47279 | TAB-EL1-LP-6964 | Lighting Panel,347/600V,Electrical Room,Second Floor,Workshop,P Building | TAB-EL1-MCC-6926 | Control Panel,Lighting | Power Distribution Panel |  | LP | http://www.toronto.ca/TWONTO#LV_electrical_panel |  | MCC,Electrical Rm,Second Floor,Workshop,P Building
47280 | TAB-EL1-LP-6966 | Lighting Panel,120/208V,Electrical Room,Second Floor,Workshop,P Building | TAB-EL1-MCC-6926 | Control Panel,Lighting | Power Distribution Panel |  | LP | http://www.toronto.ca/TWONTO#LV_electrical_panel |  | MCC,Electrical Rm,Second Floor,Workshop,P Building
47472 | TAB-EL1-PDP-0912 | Panel, Power Distribution Panel, PDP-0912, Sludge Heater Room, Digester 9-12 Control Building. | TAB-EL1-MCC-6654 | Control Panel | Power Distribution Panel |  | PDP | http://www.toronto.ca/TWONTO#LV_electrical_panel |  | Motor Control Centre
47483 | TAB-EL1-PDP-6121A | Power Distribution panel, Aeration | TAB-AER-OZ-ELQ | Control Panel,Power Distribution Panel | Power Distribution Panel |  | PDP | http://www.toronto.ca/TWONTO#LV_electrical_panel |  | Electrical Equipment Location, Aeration West Quad House
47484 | TAB-EL1-PDP-6121B | Power Distribution panel, Aeration | TAB-AER-OZ-ELQ | Control Panel,Power Distribution Panel | Power Distribution Panel |  | PDP | http://www.toronto.ca/TWONTO#LV_electrical_panel |  | Electrical Equipment Location, Aeration West Quad House
47485 | TAB-EL1-PDP-6123C | Power Distribution panel, Aeration | TAB-AER-OZ-ELQ | Control Panel,Power Distribution Panel | Power Distribution Panel |  | PDP | http://www.toronto.ca/TWONTO#LV_electrical_panel |  | Electrical Equipment Location, Aeration West Quad House
47486 | TAB-EL1-PDP-6141 | Panel,Power Distribution 600V,PRS Bldg | TAB-EL1-MCC-6121 | Switchgear,Indoor | Power Distribution Panel |  | PDP | http://www.toronto.ca/TWONTO#LV_electrical_panel |  | Motor Control Centre, 600V MCC
47488 | TAB-EL1-PDP-6161E | Panel,Power Distribution 600V,PRS Bldg | TAB-EL1-PDP-6145E | Switchgear,Indoor | Power Distribution Panel |  | PDP | http://www.toronto.ca/TWONTO#LV_electrical_panel |  | Panel,Power Distribution 600V,PRS Bldg
47489 | TAB-EL1-PDP-6226C | Power Distribution Panel, 3 phase, 208V, Electrical Room, D Bldg. | TAB-EL1-MCC-6226 | Circuit Breaker | Power Distribution Panel |  | PDP | http://www.toronto.ca/TWONTO#LV_electrical_panel |  | Motor Control Centre 600V - D Bldg
47490 | TAB-EL1-PDP-6226D | Power Distribution Panel, 3 phase, 208V, Electrical Room, D Bldg. | TAB-EL1-MCC-6226 | Circuit Breaker | Power Distribution Panel |  | PDP | http://www.toronto.ca/TWONTO#LV_electrical_panel |  | Motor Control Centre 600V - D Bldg
47491 | TAB-EL1-PDP-6226E | Power Distribution Panel, 3 phase, 208V, Electrical Room, D Bldg. | TAB-EL1-MCC-6226 | Circuit Breaker | Power Distribution Panel |  | PDP | http://www.toronto.ca/TWONTO#LV_electrical_panel |  | Motor Control Centre 600V - D Bldg
47492 | TAB-EL1-PDP-6226F | Power Distribution Panel, 3 phase, 208V, Dewatering Area | TAB-EL1-MCC-6226 | Circuit Breaker | Power Distribution Panel |  | PDP | http://www.toronto.ca/TWONTO#LV_electrical_panel |  | Motor Control Centre 600V - D Bldg
47493 | TAB-EL1-PDP-6320 | Power Distribution Panel 600v | TAB-EL1-GEN-6320 |  | Power Distribution Panel |  | PDP | http://www.toronto.ca/TWONTO#LV_electrical_panel |  | Generator, Standby Power, 600V 500kw - Blower Bldg
47656 | TAB-EL1-WR-0001 | Receptacle,600V,Fed From MCC-6626,Maint.Rm,Workshop,P Building | TAB-EL1-MCC-6626 | Control Panel,Electrical | Power Distribution Panel |  | WR | http://www.toronto.ca/TWONTO#welding_receptacle |  | Motor Control Centre 600V - OPS
47657 | TAB-EL1-WR-0002 | Receptacle,600V,Fed From MCC-6626,Maint.Rm,Workshop,P Building | TAB-EL1-MCC-6626 | Control Panel,Electrical | Power Distribution Panel |  | WR | http://www.toronto.ca/TWONTO#welding_receptacle |  | Motor Control Centre 600V - OPS
47758 | TAB-EL2-PDP-6120 | Power DistributionPanel 600V | TAB-EL2-GEN-6120 |  | Power Distribution Panel |  | PDP | http://www.toronto.ca/TWONTO#LV_electrical_panel |  | Generator, Standby Power, 600V 650kw - Dewatering/Silo Bldg
47859 | TAB-EL3-CP-6013A | Control Panel, Lighting, Auxiliary Systems Building, 2nd Floor | TAB-EL3-MCC-6013 | Control Panel,Lighting | Power Distribution Panel |  | CP | http://www.toronto.ca/TWONTO#process_control_panel |  | MCC, Auxilary Systems Building, 2nd Floor
47925 | TAB-EL3-LP-2732 | Transformer,Indoor,Plant Water Pumping Station | TAB-EL3-TR-6732 | Control Panel,Lighting | Power Distribution Panel |  | LP | http://www.toronto.ca/TWONTO#LV_electrical_panel |  | Transformer,Indoor,Plant Water Pumping Station
47926 | TAB-EL3-LP-6013B | Control Panel, Power Distribution, Auxiliary Systems Building, 2nd Floor | TAB-EL3-MCC-6013 | Control Panel,Power Distribution Panel | Power Distribution Panel |  | LP | http://www.toronto.ca/TWONTO#LV_electrical_panel |  | MCC, Auxilary Systems Building, 2nd Floor
47966 | TAB-EL3-LP-6014B | Control Panel, Power Distribution, Auxiliary Systems Building, Main Floor | TAB-EL3-MCC-6014 | Control Panel,Power Distribution Panel | Power Distribution Panel |  | LP | http://www.toronto.ca/TWONTO#LV_electrical_panel |  | MCC, Electrical Room, Auxiliary System Building 2nd Floor East
47967 | TAB-EL3-LP-6014D | Control Panel, Power Distribution, Auxiliary Systems Building, Main Floor | TAB-EL3-MCC-6014 | Control Panel,Power Distribution Panel | Power Distribution Panel |  | LP | http://www.toronto.ca/TWONTO#LV_electrical_panel |  | MCC, Electrical Room, Auxiliary System Building 2nd Floor East
47968 | TAB-EL3-LP-6371 | Control Panel, Lighting, Waste Gas Burner Station | TAB-EL3-MCC-6326 | Control Panel,Power Distribution Panel | Power Distribution Panel |  | LP | http://www.toronto.ca/TWONTO#LV_electrical_panel |  | Motor Control Centre, Digester 19-22 bldg
48050 | TAB-EL3-PDP-2102 | Distribution Panel,Indoor,Plant Services,Seawall Substation | TAB-EL3-BATT-6102 | Circuit Breaker | Power Distribution Panel |  | PDP | http://www.toronto.ca/TWONTO#LV_electrical_panel |  | Battery Cabinet,Indoor,Plant Services,Seawall Substation
48052 | TAB-EL3-PDP-6013A | Control Panel, Power Distribution, Auxiliary Systems Building, Main Floor | TAB-ELS-SEAWALL | Control Panel,Power Distribution Panel | Power Distribution Panel |  | PDP | http://www.toronto.ca/TWONTO#LV_electrical_panel |  | Seawall Substation
48053 | TAB-EL3-PDP-6014A | Control Panel, Power Distribution, Auxiliary Systems Building, Main Floor | TAB-ELS-SEAWALL | Control Panel,Power Distribution Panel | Power Distribution Panel |  | PDP | http://www.toronto.ca/TWONTO#LV_electrical_panel |  | Seawall Substation
48057 | TAB-EL3-PDP-6340 | Power Distribution, Automatic Transfer Switch, Generator, Standby Power, 600V | TAB-EL3-GEN-6240 |  | Power Distribution Panel |  | PDP | http://www.toronto.ca/TWONTO#LV_electrical_panel |  | Generator, Standby Power, 600V 500kw - Dig 19-22/Gas Cntl Bldg
49601 | FCL-ELS-LN-0001 | Switch, Main, Line 1, Plant Power Supply Line 1 (30M5) West Pole | FCL-ELS | Switch | Power Distribution Panel |  | LN | http://www.toronto.ca/TWONTO#breaker |  | Electrical Distribution
49602 | FCL-ELS-LN-0002 | Switch, Main, Line 2, Plant Power Supply Line 2 (30M10) East Pole | FCL-ELS | Switch | Power Distribution Panel |  | LN | http://www.toronto.ca/TWONTO#breaker |  | Electrical Distribution
50026 | FCL-ELS-PDP-001H | Power Distribution Panel,High Lift Bldg - Switchgear Room,600V | FCL_ELS_600V_ELECABS | Control Panel,Power Distribution Panel | Power Distribution Panel |  | PDP | http://www.toronto.ca/TWONTO#LV_electrical_panel |  | Electrical Cabinets,600V
50027 | FCL-ELS-PDP-001L | Power Distribution Panel,Low Lift Bldg - Switchgear Room,600V | FCL_ELS_600V_ELECABS | Control Panel,Power Distribution Panel | Power Distribution Panel |  | PDP | http://www.toronto.ca/TWONTO#LV_electrical_panel |  | Electrical Cabinets,600V
50028 | FCL-ELS-PDP-002H | Power Distribution Panel,High Lift Bldg - Switchgear Room,600V | FCL_ELS_600V_ELECABS | Control Panel,Power Distribution Panel | Power Distribution Panel |  | PDP | http://www.toronto.ca/TWONTO#LV_electrical_panel |  | Electrical Cabinets,600V
51936 | TAB-PRM-WR-0001 | Receptacle,600V,Fed From MCC-6631,Gallery,Primary Tank 0900,P Building | TAB-EL1-MCC-6631 | Control Panel,Electrical | Power Distribution Panel |  | WR | http://www.toronto.ca/TWONTO#welding_receptacle |  | Control Panel, MCC,Electrical Room,Grit Build,P Building
61024 | FHA-ELS-DP-0102 | Power Distribution Panel, Heating, 400A, 120/208 V, 3PH, Pump Building, First Floor North Vault | FHA-ELS-PDP-0300A | Control Panel,Power Distribution Panel | Power Distribution Panel |  | DP | http://www.toronto.ca/TWONTO#LV_electrical_panel |  | Power Distribution Panel, 600V, 2000A, 3 PH, Pump Building Basement, Switchgear Room
61025 | FHA-ELS-DP-0501A | Power Distribution Panel, West Backwash Filter Valves (Odd) Power Supply, Filter Pipe Gallery West | FHA-ELS-PDP-0500A | Control Panel,Power Distribution Panel | Power Distribution Panel |  | DP | http://www.toronto.ca/TWONTO#LV_electrical_panel |  | Power Distribution Panel, 600V, 800A, 3 PH, Filter Building, Pipe Gallery Adjacent to Scrubber
61029 | FHA-ELS-DP-1101D | Power Distribution Panel, Pump Building, Intake and Screen Room, South | FHA-ELS | Control Panel,Power Distribution Panel | Power Distribution Panel |  | DP | http://www.toronto.ca/TWONTO#LV_electrical_panel |  | Electrical
61030 | FHA-ELS-DP-1301 | Power Distribution Panel, Heating, Service Building Basement | FHA-ELS-PDP-0100A | Control Panel,Power Distribution Panel | Power Distribution Panel |  | DP | http://www.toronto.ca/TWONTO#LV_electrical_panel |  | Power Distribution Panel, 600V, 600A, 3 PH, Service Building 1st Floor by Tunnel
61031 | FHA-ELS-DP-1501 | Power Distribution Panel, 400A, 600V, 3PH, Service Building B, Basement Vault | FHA-ELS-PDP-0100A | Control Panel,Power Distribution Panel | Power Distribution Panel |  | DP | http://www.toronto.ca/TWONTO#LV_electrical_panel |  | Power Distribution Panel, 600V, 600A, 3 PH, Service Building 1st Floor by Tunnel
61032 | FHA-ELS-DP-1801 | Power Distribution Panel, 400A, 208/120V, 3PH, Office Heaters,Service Building | FHA-ELS | Control Panel,Power Distribution Panel | Power Distribution Panel |  | DP | http://www.toronto.ca/TWONTO#LV_electrical_panel |  | Electrical
61033 | FHA-ELS-DP-1901A | Distribution Panel, 600VAC, Filter Building, East Filter Gallery. | FHA-ELS-MCC-0400A | Control Panel,Power Distribution Panel | Power Distribution Panel |  | DP | http://www.toronto.ca/TWONTO#LV_electrical_panel |  | MCC, 2000A, 600V, 3PH, ,Service Building, RMF, Ground Level, Electrical Room #1
61034 | FHA-ELS-DP-1901B | Distribution Panel, 600VAC, Filtration Building,West Filter Gallery | FHA-ELS-MCC-0400B | Control Panel,Power Distribution Panel | Power Distribution Panel |  | DP | http://www.toronto.ca/TWONTO#LV_electrical_panel |  | MCC, 2000A, 600V, 3PH, Service Building,RMF, Ground Level, Electrical Room #1
61609 | FHA-ELS-MCC-0401B | FHA-ELS-PDP-0400B - Switchboard,0400B, RMF | FHA-ELS-PRIMARY | Switchgear | Power Distribution Panel |  | MCC | http://www.toronto.ca/TWONTO#LV_electrical_panel |  | Primary Electrical System
61611 | FHA-ELS-PDP-0004 | Power Distribution Panel, Emergency, 100A, 120/208 V, 3PH, RMF Electrical Room | FHA-ELS | Control Panel,Power Distribution Panel | Power Distribution Panel |  | PDP | http://www.toronto.ca/TWONTO#LV_electrical_panel |  | Electrical
61613 | FHA-ELS-PDP-0201 | Power Distribution Panel, 45A, 600V, 3PH, RMF Electrical Room 1 South Wall | FHA-ELS | Control Panel,Power Distribution Panel | Power Distribution Panel |  | PDP | http://www.toronto.ca/TWONTO#LV_electrical_panel |  | Electrical
61614 | FHA-ELS-PDP-0204 | Power Distribution Panel, 30A, 600V, 3PH, RMF Electrical Room 1 South Wall | FHA-ELS | Control Panel,Power Distribution Panel | Power Distribution Panel |  | PDP | http://www.toronto.ca/TWONTO#LV_electrical_panel |  | Electrical
61615 | FHA-ELS-PDP-0206 | Power Distribution Panel, 100A, 347/600V, 3PH, RMF, Welding Shop East | FHA-ELS | Control Panel,Power Distribution Panel | Power Distribution Panel |  | PDP | http://www.toronto.ca/TWONTO#LV_electrical_panel |  | Electrical
61617 | FHA-ELS-PDP-0401B | Power Distribution Panel, Filter Pipe Gallery, Electrical Storage Room | FHA-ELS | Control Panel,Power Distribution Panel | Power Distribution Panel |  | PDP | http://www.toronto.ca/TWONTO#LV_electrical_panel |  | Electrical
61618 | FHA-ELS-PDP-0403 | Power Distribution Panel, Dewatering Panel, West Rate Control Valve, RMF | FHA-ELS | Control Panel,Power Distribution Panel | Power Distribution Panel |  | PDP | http://www.toronto.ca/TWONTO#LV_electrical_panel |  | Electrical
61621 | FHA-ELS-PDP-0407A | Power Distribution Panel, Heating, Filter Building East Filter Pipe Gallery | FHA-ELS | Control Panel,Power Distribution Panel | Power Distribution Panel |  | PDP | http://www.toronto.ca/TWONTO#LV_electrical_panel |  | Electrical
61622 | FHA-ELS-PDP-0423 | Power Distribution Panel, 600VAC, Filtration Building,Blower Room | FHA-ELS-DP-1901A | Control Panel,Power Distribution Panel | Power Distribution Panel |  | PDP | http://www.toronto.ca/TWONTO#LV_electrical_panel |  | Distribution Panel, 600VAC, Filter Building, East Filter Gallery.
61623 | FHA-ELS-PDP-0500A | Power Distribution Panel, 600V, 800A, 3 PH, Filter Building, Pipe Gallery Adjacent to Scrubber | FHA-ELS-PRIMARY | Switchgear | Power Distribution Panel |  | PDP | http://www.toronto.ca/TWONTO#LV_electrical_panel |  | Primary Electrical System
61624 | FHA-ELS-PDP-0500B | Power Distribution Panel, 600V, 800A, 3 PH, Filter Building, Pipe Gallery Adjacent to Scrubber | FHA-ELS-PRIMARY | Switchgear | Power Distribution Panel |  | PDP | http://www.toronto.ca/TWONTO#LV_electrical_panel |  | Primary Electrical System
61626 | FHA-ELS-PDP-0602 | Power Distribution Panel, 60A, 600V, 3PH, RMF Electrical Room 2 West Wall | FHA-ELS | Control Panel,Power Distribution Panel | Power Distribution Panel |  | PDP | http://www.toronto.ca/TWONTO#LV_electrical_panel |  | Electrical
61627 | FHA-ELS-PDP-1503 | Power Distribution Panel, Service Building, Machine Shop | FHA-ELS | Control Panel,Power Distribution Panel | Power Distribution Panel |  | PDP | http://www.toronto.ca/TWONTO#LV_electrical_panel |  | Electrical
61786 | FHA-ELS-WR-0203 | Welding Receptacle, 30A, 600V, RMF, Centrifuge Service Platform | FHA-ELS | Welding Equipment | Power Distribution Panel |  | WR | http://www.toronto.ca/TWONTO#welding_receptacle |  | Electrical
61787 | FHA-ELS-WR-0206 | Welding Receptacle, 30A, 600V, RMF, Upper Service Platform 1 | FHA-ELS | Welding Equipment | Power Distribution Panel |  | WR | http://www.toronto.ca/TWONTO#welding_receptacle |  | Electrical
61788 | FHA-ELS-WR-0207 | Welding Receptacle, 30A, 600V, RMF, Upper Service Platform 2 | FHA-ELS | Welding Equipment | Power Distribution Panel |  | WR | http://www.toronto.ca/TWONTO#welding_receptacle |  | Electrical
61789 | FHA-ELS-WR-0208 | Welding Receptacle, 30A, 600V, RMF, Central Thickener Gallery | FHA-ELS | Welding Equipment | Power Distribution Panel |  | WR | http://www.toronto.ca/TWONTO#welding_receptacle |  | Electrical
61790 | FHA-ELS-WR-0209 | Welding Receptacle, 30A, 600V, RMF, Instrument Room | FHA-ELS | Welding Equipment | Power Distribution Panel |  | WR | http://www.toronto.ca/TWONTO#welding_receptacle |  | Electrical
61791 | FHA-ELS-WR-0210 | Welding Receptacle, 30A, 600V, RMF, Central Thickener Gallery | FHA-ELS | Welding Equipment | Power Distribution Panel |  | WR | http://www.toronto.ca/TWONTO#welding_receptacle |  | Electrical
61792 | FHA-ELS-WR-0213 | Welding Receptacle, 30A, 600V, RMF, Welding Shop, Receptacle #1 | FHA-ELS | Welding Equipment | Power Distribution Panel |  | WR | http://www.toronto.ca/TWONTO#welding_receptacle |  | Electrical
61793 | FHA-ELS-WR-0214 | Welding Receptacle, 30A, 600V, RMF, Welding Shop, Receptacle #2 | FHA-ELS | Welding Equipment | Power Distribution Panel |  | WR | http://www.toronto.ca/TWONTO#welding_receptacle |  | Electrical
61794 | FHA-ELS-WR-0215 | Welding Receptacle, 30A, 600V, RMF, Welding Shop, Receptacle #3 | FHA-ELS | Welding Equipment | Power Distribution Panel |  | WR | http://www.toronto.ca/TWONTO#welding_receptacle |  | Electrical
61795 | FHA-ELS-WR-0301 | Welding Receptacle, 30A, 600V, Service Building Machine Shop | FHA-ELS | Welding Equipment | Power Distribution Panel |  | WR | http://www.toronto.ca/TWONTO#welding_receptacle |  | Electrical
61796 | FHA-ELS-WR-0302 | Welding Receptacle, 30A, 600V, Service Building Machine Shop | FHA-ELS | Welding Equipment | Power Distribution Panel |  | WR | http://www.toronto.ca/TWONTO#welding_receptacle |  | Electrical
61797 | FHA-ELS-WR-0601 | Welding Receptacle, 30A, 600V, RMF, Decent Tanks Access Room West | FHA-ELS | Welding Equipment | Power Distribution Panel |  | WR | http://www.toronto.ca/TWONTO#welding_receptacle |  | Electrical
64817 | THC-ELS- PDP-0821 | Control Panel,Power Distribution Panel, HPU Building, Primary Clarifier 9, SW Plant | THC-ELS-MCC-0801 |  | Power Distribution Panel |  |  | http://www.toronto.ca/TWONTO#LV_electrical_panel |  | MCC, Aeration Building, Phase I Secondary, Building H
65019 | THC-ELS-CP-4024B | Control Panel, Heat Tracing, Electrical Room, Headworks | THC-ELS-LP-4024B | Control Panel,Electrical | Power Distribution Panel |  | CP | http://www.toronto.ca/TWONTO#process_control_panel |  | Lighting Panel, Electrical Room, Headworks
65068 | THC-ELS-LP-1121 | Distribution Panel, Waste Gas Burner Building Electrical Room | THC-ELS-TR-1121 | Control Panel,Electrical | Power Distribution Panel |  | LP | http://www.toronto.ca/TWONTO#LV_electrical_panel |  | Transformer,LP-1121,Fed from MCC-1103E,Electrical Room, Waste Gas Burner Building
65069 | THC-ELS-LP-1204 | Lighting Panel, Supply From TR-1204, Admin. Building Ground Floor, Electrical Room | THC-ELS-MCC-1202 |  | Power Distribution Panel |  | LP | http://www.toronto.ca/TWONTO#LV_electrical_panel |  | Control Panel,MCC,Admin
65070 | THC-ELS-LP-1205 | Lighting Panel, Supply From LP-1201, Admin. Building Ground Floor, Storge Room | THC-ELS-LP-1201 |  | Power Distribution Panel |  | LP | http://www.toronto.ca/TWONTO#LV_electrical_panel |  | Lighting Panel, 120/208V, 3PH, 400A, Supply From TR-1201, Admin. Building Ground Floor, UPS Room
65071 | THC-ELS-LP-1224 | Lighting Panel, Supply From TR-1224, Admin. Building Basement, Mechanical Room | THC-ELS-PDP-1222 |  | Power Distribution Panel |  | LP | http://www.toronto.ca/TWONTO#LV_electrical_panel |  | Power Distribution Panel, Supply From MCC-1202, Admin. Building Basement, Mechanical Room
65072 | THC-ELS-LP-1302 | Panel,Lighting,Sub-Basement,Thickening Building | THC-ELS-MCC-1302 | Control Panel,Lighting | Power Distribution Panel |  | LP | http://www.toronto.ca/TWONTO#LV_electrical_panel |  | Motor Control Centre,Thickening Building
65073 | THC-ELS-LP-1303 | Panel,Lighting,Sub-Basement,Thickening Building | THC-ELS-MCC-1301 | Control Panel,Lighting | Power Distribution Panel |  | LP | http://www.toronto.ca/TWONTO#LV_electrical_panel |  | Motor Control Centre,Thickening Building
65074 | THC-ELS-LP-1307 | Panel,Lighting,Basement,Thickening Building | THC-ELS-MCC-1303 | Control Panel,Lighting | Power Distribution Panel |  | LP | http://www.toronto.ca/TWONTO#LV_electrical_panel |  | Motor Control Centre,Thickening Building
65075 | THC-ELS-LP-1322 | Lighting Panel, Supply From TR-1322, Admin. Building Ground Floor, Mechanical Room | THC-ELS-PDP-1322 | Control Panel,Lighting | Power Distribution Panel |  | LP | http://www.toronto.ca/TWONTO#LV_electrical_panel |  | Power Distribution Panel, Supply From MCC-1302, Admin. Building Basement, Electrical Room
65080 | THC-ELS-LP-2403 | Lighting Panel, Acess Building T19A, Phase IV Secondary | THC-ELS-TR-2403 |  | Power Distribution Panel |  | LP | http://www.toronto.ca/TWONTO#LV_electrical_panel |  | Transformer, Lighting, Tunnel T19, Phase IV Secondary
65084 | THC-ELS-LP-2810A | Lighting Panel,Boiler Building,Boiler Room | THC-ELS-MCC-2810 |  | Power Distribution Panel |  | LP | http://www.toronto.ca/TWONTO#LV_electrical_panel |  | Motor Control Center,Boiler Building,Boiler Room
65085 | THC-ELS-LP-3801A | Power Distribution Panel, 120VAC UPS Fed, MCC Room, Thickening Building | THC-ELS-MCC-3801E |  | Power Distribution Panel |  | LP | http://www.toronto.ca/TWONTO#LV_electrical_panel |  | Motor Control Centre, Supply From MCC-1103E, Admin Building Ground Floor, Electrical Room
65086 | THC-ELS-LP-3801E | Lighting Panel, Supply From UPS-3801E, Admin Building Electrical Room North/West | THC-ELS-MCC-3801E |  | Power Distribution Panel |  | LP | http://www.toronto.ca/TWONTO#LV_electrical_panel |  | Motor Control Centre, Supply From MCC-1103E, Admin Building Ground Floor, Electrical Room
65087 | THC-ELS-LP-3805E | Lighting Panel, Supply From TR-3805E, Admin. Building Ground Floor, Electrical Room | THC-ELS-MCC-3801E |  | Power Distribution Panel |  | LP | http://www.toronto.ca/TWONTO#LV_electrical_panel |  | Motor Control Centre, Supply From MCC-1103E, Admin Building Ground Floor, Electrical Room
65088 | THC-ELS-LP-3807E | Lighting Panel, Emergency, Supply From TR-3807E, Boiler House | THC-ELS-MCC-3801E |  | Power Distribution Panel |  | LP | http://www.toronto.ca/TWONTO#LV_electrical_panel |  | Motor Control Centre, Supply From MCC-1103E, Admin Building Ground Floor, Electrical Room
65089 | THC-ELS-LP-3811B | Lighting Panel, Supply From LP-3811A, Admin. Building Ground Floor, Telecom Room | THC-ELS-MCC-3801E |  | Power Distribution Panel |  | LP | http://www.toronto.ca/TWONTO#LV_electrical_panel |  | Motor Control Centre, Supply From MCC-1103E, Admin Building Ground Floor, Electrical Room
65090 | THC-ELS-LP-4041A | Lighting Panel, Blower Room, Headworks | THC-ELS-TR-4041A | Control Panel,Lighting | Power Distribution Panel |  | LP | http://www.toronto.ca/TWONTO#LV_electrical_panel |  | Transformer, Lighting Panel, Blower Room, Headworks
65091 | THC-ELS-LP-4042A | Lighting Panel, Vortex Gallery, Headworks | THC-ELS-TR-4042A | Control Panel,Lighting | Power Distribution Panel |  | LP | http://www.toronto.ca/TWONTO#LV_electrical_panel |  | Transformer, Lighting Panel, Vortex Gallery, Headworks
65377 | THC-ELS-PDP-0121 | Control Panel,Power Distribution Panel, SE Plant Blowers Part 1 and Train #8 | THC-ELS-MCC-0101 | Control Panel,Electrical | Power Distribution Panel |  | PDP | http://www.toronto.ca/TWONTO#LV_electrical_panel |  | Motor Control Center, Building A
65378 | THC-ELS-PDP-0121 | Control Panel,Power Distribution Panel, SE Plant Blowers Part 1 and Train #8 | THC-ELS-PS-0001-A | Control Panel,Electrical | Power Distribution Panel |  | PDP | http://www.toronto.ca/TWONTO#LV_electrical_panel |  | Primary Power Equipment, Building A
65386 | THC-ELS-PDP-1121 | Distribution Panel, Waste Gas Burner Building Electrical Room | THC-ELS-MCC-1103E | Control Panel,Power Distribution Panel | Power Distribution Panel |  | PDP | http://www.toronto.ca/TWONTO#LV_electrical_panel |  | Motor Control Center, Emergency, Building I
65388 | THC-ELS-PDP-1222 | Power Distribution Panel, Supply From MCC-1202, Admin. Building Basement, Mechanical Room | THC-ELS-MCC-1202 |  | Power Distribution Panel |  | PDP | http://www.toronto.ca/TWONTO#LV_electrical_panel |  | Control Panel,MCC,Admin
65389 | THC-ELS-PDP-1242 | Power Distribution Panel, Supply From MCC-1202, Admin. Building Ground Floor, Comm Room | THC-ELS-MCC-1202 |  | Power Distribution Panel |  | PDP | http://www.toronto.ca/TWONTO#LV_electrical_panel |  | Control Panel,MCC,Admin
65390 | THC-ELS-PDP-1322 | Power Distribution Panel, Supply From MCC-1302, Admin. Building Basement, Electrical Room | THC-ELS-MCC-1302 |  | Power Distribution Panel |  | PDP | http://www.toronto.ca/TWONTO#LV_electrical_panel |  | Motor Control Centre,Thickening Building
65433 | THC-ELS-PDP-1610 | Power Distribution Panel,South Effluent Pumping Station,Electrical Room,Ground Floor | THC-DIS |  | Power Distribution Panel |  | PDP | http://www.toronto.ca/TWONTO#LV_electrical_panel |  | Disinfection (Chlorination) Process
65436 | THC-ELS-PDP-2521 | Control Panel,Power Distribution Panel, Primary Clarifier 11, NW Plant | THC-ELS-MCC-2501 |  | Power Distribution Panel |  | PDP | http://www.toronto.ca/TWONTO#LV_electrical_panel |  | Motor Control Center, Building O
65437 | THC-ELS-PDP-4002 | Power Distribution Panel, Electrical Room, Headworks | THC-ELS-TR-4002 | Control Panel,Power Distribution Panel | Power Distribution Panel |  | PDP | http://www.toronto.ca/TWONTO#LV_electrical_panel |  | Transformer, Power, Feeder 2, Headworks
65438 | THC-ELS-PDP-4042 | Power Distribution Panel, Vortex Gallery, Headworks | THC-ELS-MCC-4024 | Control Panel,Power Distribution Panel | Power Distribution Panel |  | PDP | http://www.toronto.ca/TWONTO#LV_electrical_panel |  | Motor Control Centre, Electrical Room, Headworks
65439 | THC-ELS-PDP-4044 | Control Panel,Power Distribution Panel, Ferrous Chloride Building | THC-PRS-BLDG |  | Power Distribution Panel |  | PDP | http://www.toronto.ca/TWONTO#LV_electrical_panel |  | Phosphorous removal system, Building and Storage
65736 | THC-ELS-VSS-4001 | Surge Protection Device, PDP-4001, Headworks | THC-ELS-PDP-4001 | Safety | Power Distribution Panel |  | VSS | http://www.toronto.ca/TWONTO#surge_suppressor |  | Power Distribution Panel, Electrical Room, Headworks
65796 | THC-EPG-LPU-2880Y | Lighting Panel,Boiler Building,Electrical Building | THC-EPG-UPS-2880Y |  | Power Distribution Panel |  | LPU | http://www.toronto.ca/TWONTO#LV_electrical_panel |  | Uninterruptible Power Supply,Boiler Building,Electrical Building
65797 | THC-EPG-PDP-2872 | Power Distribution Panel,Dechlorination Building,Electrical Room,Ground Floor | THC-DCL |  | Power Distribution Panel |  | PDP | http://www.toronto.ca/TWONTO#LV_electrical_panel |  | Dechlorination Process
65798 | THC-EPG-PDP-2881 | Power Distribution Panel,Administration Building | THC-EPG-MCC-2880 |  | Power Distribution Panel |  | PDP | http://www.toronto.ca/TWONTO#LV_electrical_panel |  | Motor Control Center,Administration Building
68146 | THC-OCS-DP-0110 | Distribution Panel, Water, Humidification System, North of Modular Biofilter Area | THC-OCS-F-0100 | Valve | Power Distribution Panel |  | DP | http://www.toronto.ca/TWONTO#LV_electrical_panel |  | Filter, Modular Biofilter #1, Phase I/IV Odour Control
70498 | FHO-AMT-PS-0001 | Power Supply, Inverter, Weather Monitoring Station, Filter Building Roof | FHO-ELS-PS-0004 |  | Power Distribution Panel |  | PS | ? |  | Solar Power system
76223 | FHO-ELS-DP-0110-SUS | Distribution Panel from MCC E1 Emergency Standby Power | FHO-ELS-INQ | Control Panel,Power Distribution Panel | Power Distribution Panel | 37594 | DP | http://www.toronto.ca/TWONTO#LV_electrical_panel |  | Power Management
76224 | FHO-ELS-DP-0110-SUS | Distribution Panel from MCC E1 Emergency Standby Power | FHO-SUSPENDED | Control Panel,Power Distribution Panel | Power Distribution Panel | 37594 | DP | http://www.toronto.ca/TWONTO#LV_electrical_panel |  | Suspended Entity List
76227 | FHO-ELS-DP-0513 | Distribution Panel, (DP-0501A3), 600V, MCC-0510 Panel Board, Filter1-8 Building, S2, Electrical Room | FHO-ELS-MCC-0510 |  | Power Distribution Panel |  | DP | http://www.toronto.ca/TWONTO#LV_electrical_panel |  | Motor Control Centre, Filter Building 1-8., S2, Electrical Room
76228 | FHO-ELS-DP-0612 | Distribution Panel, (DP-0601A1), 600V, MCC-0610 Panel Board, Filter1-8 Building, S2, Electrical Room | FHO-ELS-MCC-0610 |  | Power Distribution Panel |  | DP | http://www.toronto.ca/TWONTO#LV_electrical_panel |  | Motor Control Centre, Filter Building 1-8., S2, Electrical Room
76300 | FHO-ELS-DP-0711 | Distribution Panel, 600V, 200A, 3PH, Panel Board, Admin Building, S4, Main Electrical Room, MCC-0710 | FHO-ELS-MCC-0710 |  | Power Distribution Panel |  | DP | http://www.toronto.ca/TWONTO#LV_electrical_panel |  | Motor Control Centre, Admin Building, S4, Main Electrical Room
76301 | FHO-ELS-DP-0712 | Distribution Panel, 600V, 200A, 3PH, Panel Board, Admin Building, S4, Main Electrical Room, MCC-0710 | FHO-ELS-MCC-0710 |  | Power Distribution Panel |  | DP | http://www.toronto.ca/TWONTO#LV_electrical_panel |  | Motor Control Centre, Admin Building, S4, Main Electrical Room
76302 | FHO-ELS-DP-0722 | Distribution Panel, 600V, Panel Board, MCC-0720, Admin Building, S4, Main Electrical Room | FHO-ELS-MCC-0720 |  | Power Distribution Panel |  | DP | http://www.toronto.ca/TWONTO#LV_electrical_panel |  | Motor Control Centre, Admin Building, S4, Main Electrical Room
76303 | FHO-ELS-DP-0723 | Distribution Panel, 600V, Panel Board, MCC-0720, Admin Building, S4, Main Electrical Room | FHO-ELS-MCC-0720 |  | Power Distribution Panel |  | DP | http://www.toronto.ca/TWONTO#LV_electrical_panel |  | Motor Control Centre, Admin Building, S4, Main Electrical Room
76304 | FHO-ELS-DP-0724 | Distribution Panel, 600V, MCC-0720 Panel Board, Admin Building, S4, Main Electrical Room | FHO-ELS-PS-0001 |  | Power Distribution Panel |  | DP | http://www.toronto.ca/TWONTO#LV_electrical_panel |  | Primary Power Equipment
76305 | FHO-ELS-DP-0725 | Distribution Panel, 600V, Admin Building, S4, Main Electrical Room | FHO-ELS-PS-0001 |  | Power Distribution Panel |  | DP | http://www.toronto.ca/TWONTO#LV_electrical_panel |  | Primary Power Equipment
76306 | FHO-ELS-DP-0731 | Distribution Panel, 600V, Panel Board, Admin Building, S4, Main Electrical Room, MCC-0730 | FHO-ELS-MCC-0730 |  | Power Distribution Panel |  | DP | http://www.toronto.ca/TWONTO#LV_electrical_panel |  | Motor Control Centre, Emergency Load, Admin Building, S4, Main Electrical Room
76307 | FHO-ELS-DP-0811 | Distribution Panel, 600V, Panel Board, MCC-0720, Admin Building, S4, Main Electrical Room | FHO-ELS-MCC-0720 |  | Power Distribution Panel |  | DP | http://www.toronto.ca/TWONTO#LV_electrical_panel |  | Motor Control Centre, Admin Building, S4, Main Electrical Room
76308 | FHO-ELS-DP-0813 | Distribution Panel, 600V, Chemical Building, S4, Near Alum Tank 1 | FHO-ELS-PS-0001 |  | Power Distribution Panel |  | DP | http://www.toronto.ca/TWONTO#LV_electrical_panel |  | Primary Power Equipment
76309 | FHO-ELS-DP-0821 | Distribution Panel, 600V, Panel Board, MCC-0820, Admin Building, S4, Main Electrical Room | FHO-ELS-MCC-0820 |  | Power Distribution Panel |  | DP | http://www.toronto.ca/TWONTO#LV_electrical_panel |  | Motor Control Centre, Admin Building, S4, Main Electrical Room
76310 | FHO-ELS-DP-0824 | Distribution Panel, 600V, Panel Board, MCC-0820, Admin Building, S4, Main Electrical Room | FHO-ELS-MCC-0820 |  | Power Distribution Panel |  | DP | http://www.toronto.ca/TWONTO#LV_electrical_panel |  | Motor Control Centre, Admin Building, S4, Main Electrical Room
76311 | FHO-ELS-DP-0825 | Distribution Panel, 600V, Admin Building, S4, Main Electrical Room | FHO-ELS-PS-0001 |  | Power Distribution Panel |  | DP | http://www.toronto.ca/TWONTO#LV_electrical_panel |  | Primary Power Equipment
76312 | FHO-ELS-DP-0831 | Power Distribution Panel (EPG-DP-0801C1), 600V, Standby Building, S2, Electrical Room | FHO-ELS-MCC-0830 |  | Power Distribution Panel |  | DP | http://www.toronto.ca/TWONTO#LV_electrical_panel |  | Motor Control Centre, Emergency Load, Standby Power Building
76313 | FHO-ELS-DP-0911 | Distribution Panel, (DP-0901-A1) MCC-0901A Panel Board, RW Building, S7, Electrical Room | FHO-ELS-MCC-0910 |  | Power Distribution Panel |  | DP | http://www.toronto.ca/TWONTO#LV_electrical_panel |  | Motor Control Centre, Raw Water PS, S7, Electrical Room
76314 | FHO-ELS-DP-0912 | Distribution Panel, (DP-0901-A2) MCC-0901A Panel Board, RW Building, S7, Electrical Room | FHO-ELS-MCC-0910 |  | Power Distribution Panel |  | DP | http://www.toronto.ca/TWONTO#LV_electrical_panel |  | Motor Control Centre, Raw Water PS, S7, Electrical Room
76315 | FHO-ELS-DP-0921 | Distribution Panel, 120/208V, Admin Building, S4, Main Electrical Room, East Wall | FHO-ELS-PS-0001 |  | Power Distribution Panel |  | DP | http://www.toronto.ca/TWONTO#LV_electrical_panel |  | Primary Power Equipment
76316 | FHO-ELS-DP-0922 | Distribution Panel, 600 V, 200A, Panel Board, Admin Building, S4, Main Electrical Room, MCC-0920 | FHO-ELS-MCC-0920 |  | Power Distribution Panel |  | DP | http://www.toronto.ca/TWONTO#LV_electrical_panel |  | Motor Control Centre, Admin Building, S4, Main Electrical Room
76317 | FHO-ELS-DP-1012 | Distribution Panel, (DP-1001-A2) MCC-1001A Panel Board, RW Building, S7, Electrical Room | FHO-ELS-MCC-1010 |  | Power Distribution Panel |  | DP | http://www.toronto.ca/TWONTO#LV_electrical_panel |  | Motor Control Centre, Raw Water PS, S7, Electrical Room
76318 | FHO-ELS-DP-1022 | Distribution Panel, 600 V, 200A, Panel Board, MCC-1020A, dmin Building, S4, Main Electrical Room | FHO-ELS-MCC-1020 |  | Power Distribution Panel |  | DP | http://www.toronto.ca/TWONTO#LV_electrical_panel |  | Motor Control Centre, Cadmin Building, S4, Main Electrical Room
76319 | FHO-ELS-DP-1023 | Distribution Panel, 600 V, 100A, Panel Board, MCC-1020, Admin Building, S4, Main Electrical Room | FHO-ELS-MCC-1020 |  | Power Distribution Panel |  | DP | http://www.toronto.ca/TWONTO#LV_electrical_panel |  | Motor Control Centre, Cadmin Building, S4, Main Electrical Room
76320 | FHO-ELS-DP-1024 | Distribution Panel, 347/600V, 100A, Admin Building, S2, Machine Shop, West Wall | FHO-ELS-MCC-1020 |  | Power Distribution Panel |  | DP | http://www.toronto.ca/TWONTO#LV_electrical_panel |  | Motor Control Centre, Cadmin Building, S4, Main Electrical Room
76321 | FHO-ELS-DP-1121 | Distribution Panel, (DP-1101B1), 600V, 3PH, Ozone Building, S3, Filter Pipe Gallery | FHO-ELS-PS-0001 |  | Power Distribution Panel |  | DP | http://www.toronto.ca/TWONTO#LV_electrical_panel |  | Primary Power Equipment
76322 | FHO-ELS-DP-1211 | Distribution Panel, (DP-1201A1), 600V, 3PH, Ozone Building, L1, Ozone Equipment Room | FHO-ELS-PS-0001 |  | Power Distribution Panel |  | DP | http://www.toronto.ca/TWONTO#LV_electrical_panel |  | Primary Power Equipment
76323 | FHO-ELS-DP-1221 | Distribution Panel, (DP-1201B1), 600V, 3PH, Ozone Building, S3, Filter Pipe Gallery | FHO-ELS-PS-0001 |  | Power Distribution Panel |  | DP | http://www.toronto.ca/TWONTO#LV_electrical_panel |  | Primary Power Equipment
76324 | FHO-ELS-DP-1224 | Distribution Panel, (DP-1201B40, 600V, 3PH, Ozone Building, S2, Dispersion Pump Room | FHO-ELS-PS-0001 |  | Power Distribution Panel |  | DP | http://www.toronto.ca/TWONTO#LV_electrical_panel |  | Primary Power Equipment
76677 | FHO-ELS-LP-0611 | Lighting Panel, 120V, Filter Building, S2, Electrical Room | FHO-ELS-LTG-2000 |  | Power Distribution Panel |  | LP | http://www.toronto.ca/TWONTO#LV_electrical_panel |  | Lighting, Facility Interior : Plant wide, interior lighting
76678 | FHO-ELS-LP-0711 | Load Panel, Chemical Feed Panel #1, 120/208V, Chemical Building, S2, Room CH402 | FHO-ELS-LTG-2000 |  | Power Distribution Panel |  | LP | http://www.toronto.ca/TWONTO#LV_electrical_panel |  | Lighting, Facility Interior : Plant wide, interior lighting
76679 | FHO-ELS-LP-0723 | Lighting Panel, 600/347V, Flocculation Building, L1, North Wall | FHO-ELS-LTG-2000 |  | Power Distribution Panel |  | LP | http://www.toronto.ca/TWONTO#LV_electrical_panel |  | Lighting, Facility Interior : Plant wide, interior lighting
76680 | FHO-ELS-LP-0733 | Lighting Panel, 120/208V, Admin Building, S4, Main Electrical Room | FHO-ELS-LTG-2000 |  | Power Distribution Panel |  | LP | http://www.toronto.ca/TWONTO#LV_electrical_panel |  | Lighting, Facility Interior : Plant wide, interior lighting
76681 | FHO-ELS-LP-0811 | Load Panel, Chemical Feed Panel #2, 120/208V, Chemical Building, S2, Room CH402 | FHO-ELS-LTG-2000 |  | Power Distribution Panel |  | LP | http://www.toronto.ca/TWONTO#LV_electrical_panel |  | Lighting, Facility Interior : Plant wide, interior lighting
76682 | FHO-ELS-LP-0812 | Load Panel, Heating & Ventilation, 120/208V, Chemical Building, S2, Room CH402 | FHO-ELS-LTG-2000 |  | Power Distribution Panel |  | LP | http://www.toronto.ca/TWONTO#LV_electrical_panel |  | Lighting, Facility Interior : Plant wide, interior lighting
76683 | FHO-ELS-LP-0822 | Lighting Panel, 120/208V, Flocculation Building, S2, East Gallery, East Wall | FHO-ELS-LTG-2000 |  | Power Distribution Panel |  | LP | http://www.toronto.ca/TWONTO#LV_electrical_panel |  | Lighting, Facility Interior : Plant wide, interior lighting
76684 | FHO-ELS-LP-0823 | Lighting Panel, 120/208V, Flocculation Building, S2, East Gallery, East Wall | FHO-ELS-LTG-2000 |  | Power Distribution Panel |  | LP | http://www.toronto.ca/TWONTO#LV_electrical_panel |  | Lighting, Facility Interior : Plant wide, interior lighting
76685 | FHO-ELS-LP-0833 | Lighting Panel, 120/208V 3PH, Admin Building, S4, Main Electrical Room | FHO-ELS-LTG-2000 |  | Power Distribution Panel |  | LP | http://www.toronto.ca/TWONTO#LV_electrical_panel |  | Lighting, Facility Interior : Plant wide, interior lighting
76686 | FHO-ELS-LP-0911 | Lighting Panel, 347/600V, RW Building, S7, Electrical Room | FHO-ELS-LTG-2000 |  | Power Distribution Panel |  | LP | http://www.toronto.ca/TWONTO#LV_electrical_panel |  | Lighting, Facility Interior : Plant wide, interior lighting
76687 | FHO-ELS-LP-0923 | Lighting Panel, 100A, 120/208V, Admin Building, S2, Machine Shop, West Wall | FHO-ELS-LTG-2000 |  | Power Distribution Panel |  | LP | http://www.toronto.ca/TWONTO#LV_electrical_panel |  | Lighting, Facility Interior : Plant wide, interior lighting
76688 | FHO-ELS-LP-0931 | Lighting Panel, 120/208V, Clarifier Building, S2, Main Foyer | FHO-ELS-LTG-2000 |  | Power Distribution Panel |  | LP | http://www.toronto.ca/TWONTO#LV_electrical_panel |  | Lighting, Facility Interior : Plant wide, interior lighting
76689 | FHO-ELS-LP-1012 | Lighting Panel, 120/208V, 3PH, RW Building, S7, Electrical Room | FHO-ELS-LTG-2000 |  | Power Distribution Panel |  | LP | http://www.toronto.ca/TWONTO#LV_electrical_panel |  | Lighting, Facility Interior : Plant wide, interior lighting
76690 | FHO-ELS-LP-1013 | Lighting Panel, 100A, 120/208V, 3PH, S10, Raw Water Pump Basement | FHO-ELS-LTG-2000 |  | Power Distribution Panel |  | LP | http://www.toronto.ca/TWONTO#LV_electrical_panel |  | Lighting, Facility Interior : Plant wide, interior lighting
76691 | FHO-ELS-LP-1020 | Lighting Panel, 200A, 120/208V, 3PH, Offices, Admin Building, L2, West Wing, File Room | FHO-ELS-LTG-2000 |  | Power Distribution Panel |  | LP | http://www.toronto.ca/TWONTO#LV_electrical_panel |  | Lighting, Facility Interior : Plant wide, interior lighting
76692 | FHO-ELS-LP-1022 | Lighting Panel, 100A, 120/208V, 3PH, Admin Building, L1, Control Room | FHO-ELS-LTG-2000 |  | Power Distribution Panel |  | LP | http://www.toronto.ca/TWONTO#LV_electrical_panel |  | Lighting, Facility Interior : Plant wide, interior lighting
76693 | FHO-ELS-LP-1023 | Lighting Panel, 100A, 120/208V, 3PH, Admin Building, L1, Main Lobby | FHO-ELS-LTG-2000 |  | Power Distribution Panel |  | LP | http://www.toronto.ca/TWONTO#LV_electrical_panel |  | Lighting, Facility Interior : Plant wide, interior lighting
76694 | FHO-ELS-LP-1024 | Lighting Panel, Admin Building, New Lunch Room | FHO-ELS-LTG-2000 |  | Power Distribution Panel |  | LP | http://www.toronto.ca/TWONTO#LV_electrical_panel |  | Lighting, Facility Interior : Plant wide, interior lighting
76695 | FHO-ELS-LP-1032 | Lighting Panel, 120/208V, Clarifier Building, L1, Main Foyer | FHO-ELS-LTG-2000 |  | Power Distribution Panel |  | LP | http://www.toronto.ca/TWONTO#LV_electrical_panel |  | Lighting, Facility Interior : Plant wide, interior lighting
76696 | FHO-ELS-LP-1112 | Lighting Panel, (LP-1101A2), 225A, 120/208V, 3PH, Ozone Building, S2, South of Sampling Area 3 | FHO-ELS-LTG-2000 |  | Power Distribution Panel |  | LP | http://www.toronto.ca/TWONTO#LV_electrical_panel |  | Lighting, Facility Interior : Plant wide, interior lighting
76697 | FHO-ELS-LP-1222 | Lighting Panel, (LP-1201B2), 225A, 120/208V, 3PH, Ozone Building, S2, Raw Water Process Room | FHO-ELS-LTG-2000 |  | Power Distribution Panel |  | LP | http://www.toronto.ca/TWONTO#LV_electrical_panel |  | Lighting, Facility Interior : Plant wide, interior lighting
77615 | THR-DIS-CP-0001 | Panel,ControlPanel,Pump Skids, Disinfection Building Main Floor | THR-DIS-P-EFF | Control Panel,Power Distribution Panel | Power Distribution Panel |  | CP | http://www.toronto.ca/TWONTO#process_control_panel |  | Pumps, Disinfection, Effluent
77616 | THR-DIS-CP-0003 | Panel,ControlPanel,Pump Skids, Disinfection Building Main Floor | THR-DIS-P-0310 | Control Panel,Power Distribution Panel | Power Distribution Panel |  | CP | http://www.toronto.ca/TWONTO#process_control_panel |  | Pump, Diaphragm, Chemical Metering, Skid#3 Disinfection Building Main Floor
77617 | THR-DIS-CP-0005 | Panel,ControlPanel,Pump Skids, Disinfection Building Main Floor | THR-DIS-P-SRAS | Control Panel,Power Distribution Panel | Power Distribution Panel |  | CP | http://www.toronto.ca/TWONTO#process_control_panel |  | Pumps, Disinfection, South Return Activated Sludge
77618 | THR-DIS-CP-0006 | Panel,ControlPanel,Pump Skids, Disinfection Building Main Floor | THR-DIS-P-0610 | Control Panel,Power Distribution Panel | Power Distribution Panel |  | CP | http://www.toronto.ca/TWONTO#process_control_panel |  | Pump, Diaphragm, Chemical Metering, Skid#6 Disinfection Building Main Floor
77619 | THR-DIS-CP-0007 | Panel, Control Panel, Filling Valves, Disinfection Building Main Floor | THR-DIS-T-PP | Control Panel,Power Distribution Panel | Power Distribution Panel |  | CP | http://www.toronto.ca/TWONTO#process_control_panel |  | Disinfection, Tank, Palace Pier
77620 | THR-DIS-CP-0008 | Panel, Control Panel, Transfer suction Valves, Disinfection Building Main Floor | THR-DIS-T-PP | Control Panel,Power Distribution Panel | Power Distribution Panel |  | CP | http://www.toronto.ca/TWONTO#process_control_panel |  | Disinfection, Tank, Palace Pier
77621 | THR-DIS-CP-0009 | Panel, Control Panel, Transfer suction Valves, Disinfection Building Main Floor | THR-DIS-T-PP | Control Panel,Power Distribution Panel | Power Distribution Panel |  | CP | http://www.toronto.ca/TWONTO#process_control_panel |  | Disinfection, Tank, Palace Pier
77622 | THR-DIS-CP-0010 | Panel, Control Panel, V-0071&V-0081, North RAS Chlorination Injection Port #2,Final Tank Gallery T22 | THR-DIS-P-NRAS | Control Panel,Power Distribution Panel | Power Distribution Panel |  | CP | http://www.toronto.ca/TWONTO#process_control_panel |  | Pumps, Disinfection, North Return Activated Sludge
77623 | THR-DIS-CP-0010 | Panel, Control Panel, V-0071&V-0081, North RAS Chlorination Injection Port #2,Final Tank Gallery T22 | THR-DIS-T-PP | Control Panel,Power Distribution Panel | Power Distribution Panel |  | CP | http://www.toronto.ca/TWONTO#process_control_panel |  | Disinfection, Tank, Palace Pier
77624 | THR-DIS-CP-0011 | Panel, Control Panel, Tanks 1-8, Disinfection Building Main Floor | THR-DIS-WIT-1000 | Control Panel,Power Distribution Panel | Power Distribution Panel |  | CP | http://www.toronto.ca/TWONTO#process_control_panel |  | Transmitter, Weight Indicating, Chlorine Bank 1, Chlorination Building, Disinfection, Chlorination System
77625 | THR-DIS-CP-0011 | Panel, Control Panel, Tanks 1-8, Disinfection Building Main Floor | THR-DIS-WSC-1000 | Control Panel,Power Distribution Panel | Power Distribution Panel |  | CP | http://www.toronto.ca/TWONTO#process_control_panel |  | Disinfection, Weigh Scale, Chlorine Cylinders Bank 1
77626 | THR-DIS-CP-0012 | Panel, Control Panel, Tanks 1-8, Disinfection Building outdoor | THR-DIS | Control Panel,Power Distribution Panel | Power Distribution Panel |  | CP | http://www.toronto.ca/TWONTO#process_control_panel |  | Disinfection
77631 | THR-DIS-CP-0810 | Panel, Control Panel, Pump 0810, Disinfection Building Main Floor North side | THR-DIS | Control Panel | Power Distribution Panel |  | CP | http://www.toronto.ca/TWONTO#process_control_panel |  | Disinfection
77632 | THR-DIS-CP-0810 | Panel, Control Panel, Pump 0810, Disinfection Building Main Floor North side | THR-DIS-P-0810 | Control Panel | Power Distribution Panel |  | CP | http://www.toronto.ca/TWONTO#process_control_panel |  | Pump, Centrifugal, Disinfection Building Main Floor North side
77634 | THR-DIS-CP-0830 | Panel, Control Panel, Pump 0830, Disinfection Building Main Floor south side | THR-DIS-CP-9030 | Control Panel,Power Distribution Panel | Power Distribution Panel |  | CP | http://www.toronto.ca/TWONTO#process_control_panel |  | Panel, Control Panel, Pump 9030, Disinfection Building Main Floor south side
77635 | THR-DIS-CP-0830 | Panel, Control Panel, Pump 0830, Disinfection Building Main Floor south side | THR-DIS-P-SUMP | Control Panel,Power Distribution Panel | Power Distribution Panel |  | CP | http://www.toronto.ca/TWONTO#process_control_panel |  | Disinfection - Pump, Sump
77638 | THR-DIS-CP-9030 | Panel, Control Panel, Pump 9030, Disinfection Building Main Floor south side | THR-DIS | Control Panel | Power Distribution Panel |  | CP | http://www.toronto.ca/TWONTO#process_control_panel |  | Disinfection
77639 | THR-DIS-CP-9030 | Panel, Control Panel, Pump 9030, Disinfection Building Main Floor south side | THR-DIS-CP-0830 | Control Panel | Power Distribution Panel |  | CP | http://www.toronto.ca/TWONTO#process_control_panel |  | Panel, Control Panel, Pump 0830, Disinfection Building Main Floor south side
77653 | THR-DIS-DP-0200 | Panel, Distribution Panel, Disinfection Building North Side | THR-DIS-P-S | Control Panel,Power Distribution Panel | Power Distribution Panel |  | DP | http://www.toronto.ca/TWONTO#LV_electrical_panel |  | Disinfection, Pumps, Sump & Chlorine Solution
77654 | THR-DIS-DP-0200 | Panel, Distribution Panel, Disinfection Building North Side | THR-DIS-P-SUS | Control Panel,Power Distribution Panel | Power Distribution Panel |  | DP | http://www.toronto.ca/TWONTO#LV_electrical_panel |  | Disinfection, Pumps, Sump & Chlorine Solution
77713 | THR-DIS-P-0810 | Pump, Centrifugal, Disinfection Building Main Floor North side | THR-DIS | Control Panel,Power Distribution Panel | Power Distribution Panel |  | P | http://www.toronto.ca/TWONTO#pump |  | Disinfection
77714 | THR-DIS-P-0810 | Pump, Centrifugal, Disinfection Building Main Floor North side | THR-DIS-CP-0810 | Control Panel,Power Distribution Panel | Power Distribution Panel |  | P | http://www.toronto.ca/TWONTO#pump |  | Panel, Control Panel, Pump 0810, Disinfection Building Main Floor North side
77715 | THR-DIS-P-0810 | Pump, Centrifugal, Disinfection Building Main Floor North side | THR-DIS-P-SUMP | Control Panel,Power Distribution Panel | Power Distribution Panel |  | P | http://www.toronto.ca/TWONTO#pump |  | Disinfection - Pump, Sump
78624 | FHO-ELS-PDP-0500 | Power Distribution Panel, 600V Switchgear, Filter Building, S2, Electrical Room | FHO-ELS-MCC-0510 |  | Power Distribution Panel |  | PDP | http://www.toronto.ca/TWONTO#LV_electrical_panel |  | Motor Control Centre, Filter Building 1-8., S2, Electrical Room
78625 | FHO-ELS-PDP-0700 | Power Distribution Panel, 600V, Power to Chem & Standby & Floc Building, Admin Building, S4, Electrical Room | FHO-ELS-MCC-0720 |  | Power Distribution Panel |  | PDP | http://www.toronto.ca/TWONTO#LV_electrical_panel |  | Motor Control Centre, Admin Building, S4, Main Electrical Room
78626 | FHO-ELS-PDP-0900 | Power Distribution Panel,600V Switchgear,Admin Building, RWPS&Clarifiers Power, S4, Main Electrical Room | FHO-ELS-MCC-0910 |  | Power Distribution Panel |  | PDP | http://www.toronto.ca/TWONTO#LV_electrical_panel |  | Motor Control Centre, Raw Water PS, S7, Electrical Room
78627 | FHO-ELS-PDP-1000 | Power Distribution Panel, 600V Switchgear, Admin Building, RWPS&Clarifiers Power, S4, Main Electrical Room | FHO-ELS-MCC-1010 |  | Power Distribution Panel |  | PDP | http://www.toronto.ca/TWONTO#LV_electrical_panel |  | Motor Control Centre, Raw Water PS, S7, Electrical Room
78770 | THR-ELS-DP-0511 | Panelboard, DC, Battery Charger Panel, Control Room, West Substation | THR-ELS-UPS-0020 | Control Panel,Power Distribution Panel | Power Distribution Panel |  | DP | http://www.toronto.ca/TWONTO#LV_electrical_panel |  | Uninterruptible Power Supply, Control Room, West Substation
78771 | THR-ELS-DP-3501 | Distribution Panel, RAS PS, Electrical Room | THR-ELS-RSPS |  | Power Distribution Panel |  | DP | http://www.toronto.ca/TWONTO#LV_electrical_panel |  | Electrical System, Returns Sludge Pumping Station
78772 | THR-ELS-DP-3502 | Distribution Panel 3502, SP RAS PS, Electrical Building/Existing Ozone Building | THR-ELS-RSPS |  | Power Distribution Panel |  | DP | http://www.toronto.ca/TWONTO#LV_electrical_panel |  | Electrical System, Returns Sludge Pumping Station
78773 | THR-ELS-DP-3701 | Distribution Panel 3701, SP Aeration Tank Electrical Building | THR-ELS-RSPS |  | Power Distribution Panel |  | DP | http://www.toronto.ca/TWONTO#LV_electrical_panel |  | Electrical System, Returns Sludge Pumping Station
78774 | THR-ELS-DP-3704 | Distribution Panel 3704, SP Aeration Tank Electrical Building | THR-ELS-RSPS |  | Power Distribution Panel |  | DP | http://www.toronto.ca/TWONTO#LV_electrical_panel |  | Electrical System, Returns Sludge Pumping Station
78775 | THR-ELS-DP-3801 | Distribution Panel, Plant Water Pumping Station, Electrical Room | THR-ELS-FPW |  | Power Distribution Panel |  | DP | http://www.toronto.ca/TWONTO#LV_electrical_panel |  | Electrical System, Filtered Plant Water Building
78809 | FHO-ELS-WR-0502 | Welding Receptacle, Filter 1-8 Building, S2, Filter Pipe Gallery | FHO-ELS-LTG |  | Power Distribution Panel |  | WR | http://www.toronto.ca/TWONTO#welding_receptacle |  | Facility Electrical System
78810 | FHO-ELS-WR-0503 | Welding Receptacle, Filter Building, L1, Filter Gallery, South | FHO-ELS-LTG |  | Power Distribution Panel |  | WR | http://www.toronto.ca/TWONTO#welding_receptacle |  | Facility Electrical System
78811 | FHO-ELS-WR-0504 | Welding Receptacle, Filter Building, L1, Filter Gallery, North/East | FHO-ELS-LTG |  | Power Distribution Panel |  | WR | http://www.toronto.ca/TWONTO#welding_receptacle |  | Facility Electrical System
78812 | FHO-ELS-WR-0601 | Welding Receptacle, Filter Building, S2, Filter Pipe Gallery, North | FHO-ELS-LTG |  | Power Distribution Panel |  | WR | http://www.toronto.ca/TWONTO#welding_receptacle |  | Facility Electrical System
78813 | FHO-ELS-WR-0602 | Welding Receptacle, Filter 1-8 Building, S2, Filter Pipe Gallery | FHO-ELS-LTG |  | Power Distribution Panel |  | WR | http://www.toronto.ca/TWONTO#welding_receptacle |  | Facility Electrical System
78814 | FHO-ELS-WR-0604 | Welding Receptacle, Filter Building, L1, Filter Gallery, West | FHO-ELS-LTG |  | Power Distribution Panel |  | WR | http://www.toronto.ca/TWONTO#welding_receptacle |  | Facility Electrical System
78815 | FHO-ELS-WR-0605 | Welding Receptacle, Filter Building, L1, Filter Gallery, Tank 1 | FHO-ELS-LTG |  | Power Distribution Panel |  | WR | http://www.toronto.ca/TWONTO#welding_receptacle |  | Facility Electrical System
78816 | FHO-ELS-WR-0701 | Welding Receptacle, Chemical Building, S2, Storage Room, South | FHO-ELS-LTG |  | Power Distribution Panel |  | WR | http://www.toronto.ca/TWONTO#welding_receptacle |  | Facility Electrical System
78817 | FHO-ELS-WR-0704 | Welding Receptacle, TRW P.S. S4, South Pipe Gallery, West of Elevator | FHO-ELS-LTG |  | Power Distribution Panel |  | WR | http://www.toronto.ca/TWONTO#welding_receptacle |  | Facility Electrical System
78818 | FHO-ELS-WR-0705 | Welding Receptacle, Flocuulation Building, S2, North Pipe Gallery, North West | FHO-ELS-LTG |  | Power Distribution Panel |  | WR | http://www.toronto.ca/TWONTO#welding_receptacle |  | Facility Electrical System
78819 | FHO-ELS-WR-0707 | Welding Receptacle, TRW P.S. S5, Waste Water Trasfer Pump Room | FHO-ELS-LTG |  | Power Distribution Panel |  | WR | http://www.toronto.ca/TWONTO#welding_receptacle |  | Facility Electrical System
78820 | FHO-ELS-WR-0710 | Welding Receptacle, TRW P.S. S5, TRW Basement, South/East | FHO-ELS-LTG |  | Power Distribution Panel |  | WR | http://www.toronto.ca/TWONTO#welding_receptacle |  | Facility Electrical System
78821 | FHO-ELS-WR-0801 | Welding Receptacle, Chemical Building, S4, Near Chamber Meter | FHO-ELS-LTG |  | Power Distribution Panel |  | WR | http://www.toronto.ca/TWONTO#welding_receptacle |  | Facility Electrical System
78822 | FHO-ELS-WR-0802 | Welding Receptacle, Chemical Building, L1, Evaporator Room, South/West | FHO-ELS-LTG |  | Power Distribution Panel |  | WR | http://www.toronto.ca/TWONTO#welding_receptacle |  | Facility Electrical System
78866 | FHO-ELS-WR-0807 | Welding Receptacle, TRW P.S. S3, Pump Room, East Wall | FHO-ELS-LTG |  | Power Distribution Panel |  | WR | http://www.toronto.ca/TWONTO#welding_receptacle |  | Facility Electrical System
78867 | FHO-ELS-WR-0810 | Welding Receptacle, Chemical Building, L2, Penthouse | FHO-ELS-LTG |  | Power Distribution Panel |  | WR | http://www.toronto.ca/TWONTO#welding_receptacle |  | Facility Electrical System
78868 | FHO-ELS-WR-0811 | Welding Receptacle, Surge Tank Room | FHO-ELS-LTG |  | Power Distribution Panel |  | WR | http://www.toronto.ca/TWONTO#welding_receptacle |  | Facility Electrical System
78869 | FHO-ELS-WR-0813 | Welding Receptacle, Chemical Room | FHO-ELS-LTG |  | Power Distribution Panel |  | WR | http://www.toronto.ca/TWONTO#welding_receptacle |  | Facility Electrical System
78870 | FHO-ELS-WR-0901 | Welding Receptacle, S10, Raw Water Pump Basemen | FHO-ELS-LTG |  | Power Distribution Panel |  | WR | http://www.toronto.ca/TWONTO#welding_receptacle |  | Facility Electrical System
78871 | FHO-ELS-WR-0902 | Welding Receptacle, S9, Raw Water Pumping Station | FHO-ELS-LTG |  | Power Distribution Panel |  | WR | http://www.toronto.ca/TWONTO#welding_receptacle |  | Facility Electrical System
78872 | FHO-ELS-WR-0904 | Welding Receptacle, Admin Building, S4, Main Electrical Room, South Wall | FHO-ELS-LTG |  | Power Distribution Panel |  | WR | http://www.toronto.ca/TWONTO#welding_receptacle |  | Facility Electrical System
78873 | FHO-ELS-WR-0905 | Welding Receptacle, Admin Building, S4, Basement | FHO-ELS-LTG |  | Power Distribution Panel |  | WR | http://www.toronto.ca/TWONTO#welding_receptacle |  | Facility Electrical System
78874 | FHO-ELS-WR-1001 | Welding Receptacle, S9, Raw Water Pumping Station | FHO-ELS-LTG |  | Power Distribution Panel |  | WR | http://www.toronto.ca/TWONTO#welding_receptacle |  | Facility Electrical System
78875 | FHO-ELS-WR-1002 | Welding Receptacle, Raw Water Building, S8, HVAC Room | FHO-ELS-LTG |  | Power Distribution Panel |  | WR | http://www.toronto.ca/TWONTO#welding_receptacle |  | Facility Electrical System
78876 | FHO-ELS-WR-1003 | Welding Receptacle, Raw Water Building, S7, Storage Area | FHO-ELS-LTG |  | Power Distribution Panel |  | WR | http://www.toronto.ca/TWONTO#welding_receptacle |  | Facility Electrical System
78877 | FHO-ELS-WR-1034 | Welding Receptacle, Clarifier Building, L1 | FHO-ELS-LTG |  | Power Distribution Panel |  | WR | http://www.toronto.ca/TWONTO#welding_receptacle |  | Facility Electrical System
78878 | FHO-ELS-WR-1102 | Welding Receptacle, Ozone Building, S2, Raw Water Process Room | FHO-ELS-LTG |  | Power Distribution Panel |  | WR | http://www.toronto.ca/TWONTO#welding_receptacle |  | Facility Electrical System
78879 | FHO-ELS-WR-1103 | Welding Receptacle, Ozone Building, S2, Ozone Pipe Gallery 2 | FHO-ELS-LTG |  | Power Distribution Panel |  | WR | http://www.toronto.ca/TWONTO#welding_receptacle |  | Facility Electrical System
78880 | FHO-ELS-WR-1104 | Welding Receptacle, Ozone Building, S2, Service Pipe Gallery | FHO-ELS-LTG |  | Power Distribution Panel |  | WR | http://www.toronto.ca/TWONTO#welding_receptacle |  | Facility Electrical System
78881 | FHO-ELS-WR-1205 | Welding Receptacle, Ozone Building, L1, Gate Room | FHO-ELS-LTG |  | Power Distribution Panel |  | WR | http://www.toronto.ca/TWONTO#welding_receptacle |  | Facility Electrical System
78882 | FHO-ELS-WR-1206 | Welding Receptacle, Ozone Building, S5, Service Platform 1 | FHO-ELS-LTG |  | Power Distribution Panel |  | WR | http://www.toronto.ca/TWONTO#welding_receptacle |  | Facility Electrical System
79015 | THR-ELS-LP-3221 | Panel, Power Distribution/Lighting, 208/120V, MCC3221 Panel, North Grit MCC3221 Panel | THR-ELS-TR-3221 | Control Panel,Power Distribution Panel | Power Distribution Panel |  | LP | http://www.toronto.ca/TWONTO#LV_electrical_panel |  | Transformer 600V/120-208V, Power, PDP-3221, North Grit Electrical Room MCC-3221
79016 | THR-ELS-LP-3221SE | Lighting Panel, 120/208V, North Grit Bldg, Old Blower room | THR-ELS-MCC-3221 | Control Panel,Electrical | Power Distribution Panel | 40971 | LP | http://www.toronto.ca/TWONTO#LV_electrical_panel |  | Motor Control Centre, #1, North Grit Electrical Room
79017 | THR-ELS-LP-3402B | Lighting Panel, Control Panel Bldg, East Wall | THR-ELS-MCC-3402 | Control Panel,Electrical | Power Distribution Panel |  | LP | http://www.toronto.ca/TWONTO#LV_electrical_panel |  | Control Panel, MCC 3402, Digesters, Tanks 0700 & 0800
79024 | THR-ELS-LP-9563 | Lighting Panel, UPS Power, UPS-9563 Supply, WGB, North Electrical Bldg | THR-ELS-UPS-9563 | Control Panel,Electrical | Power Distribution Panel |  | LP | http://www.toronto.ca/TWONTO#LV_electrical_panel |  | Uninterruptible Power Supply, Digester, Electrical Room/ MCC for Digester Tanks 7-8 Ground Level
79174 | THR-ELS-PDP-0011 | Power Distribution Panel, 125 VDC, STB MCC Room, 2nd Floor | THR-ELS-STB | Control Panel,Power Distribution Panel | Power Distribution Panel |  | PDP | http://www.toronto.ca/TWONTO#LV_electrical_panel |  | Electrical System, Sludge Thickening Building
79175 | THR-ELS-PDP-0202S | Panel, Distribution Power, RSPS Control Room Bldg | THR-RSPS-CR | Air Handling Unit,Draw Thru | Power Distribution Panel | 39095 | PDP | http://www.toronto.ca/TWONTO#LV_electrical_panel |  | New Returns Control Room
79176 | THR-ELS-PDP-0521 | Control Panel, Distribution Panel, West Substation 600V Switchgear | THR-ELS-PDP-0501 | Control Panel,Power Distribution Panel | Power Distribution Panel |  | PDP | http://www.toronto.ca/TWONTO#LV_electrical_panel |  | Control Panel, Power Distribution Panel, Line 0103, 600V Switchgear, Electrical Room, West Substation
79177 | THR-ELS-PDP-0610 | Control Panel, Power Distribution Panel, 600V Switchgear, Indoor | THR-ELS-DIS | Control Panel,Power Distribution Panel | Power Distribution Panel |  | PDP | http://www.toronto.ca/TWONTO#LV_electrical_panel |  | Electrical System, Disinfection, Chlorine Building
79178 | THR-ELS-PDP-0701 | Control Panel, Power Distribution Panel, Line 0104, Return Activated Sludge 600V Switchgear | THR-ELS-TR-0700 | Control Panel,Power Distribution Panel | Power Distribution Panel |  | PDP | http://www.toronto.ca/TWONTO#LV_electrical_panel |  | Transformer, Power, Dry, Line 0700, Return Activated Sludge 600V Switchgear
79179 | THR-ELS-PDP-0701 | Control Panel, Power Distribution Panel, Line 0104, Return Activated Sludge 600V Switchgear | THR-ELS-TR-0700S | Control Panel,Power Distribution Panel | Power Distribution Panel |  | PDP | http://www.toronto.ca/TWONTO#LV_electrical_panel |  | Transformer, Power, Dry, Line 0700, Return Activated Sludge 600V Switchgear, Indoor
79180 | THR-ELS-PDP-0701S | Control Panel, Power Distribution Panel, Line 0701, Return Activated Sludge 600V Switchgear, Indoor | THR-ELS-RSPS | Control Panel,Power Distribution Panel | Power Distribution Panel | 39048 | PDP | http://www.toronto.ca/TWONTO#LV_electrical_panel |  | Electrical System, Returns Sludge Pumping Station
79181 | THR-ELS-PDP-0701S | Control Panel, Power Distribution Panel, Line 0701, Return Activated Sludge 600V Switchgear, Indoor | THR-ELS-TR-0700S | Control Panel,Power Distribution Panel | Power Distribution Panel | 39048 | PDP | http://www.toronto.ca/TWONTO#LV_electrical_panel |  | Transformer, Power, Dry, Line 0700, Return Activated Sludge 600V Switchgear, Indoor
79182 | THR-ELS-PDP-0802 | Control Panel, Power Distribution Panel, Line 0802, Return Activated Sludge 600V Switchgear | THR-ELS-TR-0800 | Control Panel,Power Distribution Panel | Power Distribution Panel |  | PDP | http://www.toronto.ca/TWONTO#LV_electrical_panel |  | Transformer, Power, Dry, Line 0800, Return Activated Sludge 600V Switchgear
79183 | THR-ELS-PDP-0802S | Control Panel, Power Distribution Panel, Line 0802, Return Activated Sludge 600V Switchgear, Indoor | THR-ELS-TB-0708S | Control Panel,Power Distribution Panel | Power Distribution Panel | 39050 | PDP | http://www.toronto.ca/TWONTO#LV_electrical_panel |  | Circuit Breaker, Tie, Return Activated Sludge 600V Switchgear, Indoor
79184 | THR-ELS-PDP-0802S | Control Panel, Power Distribution Panel, Line 0802, Return Activated Sludge 600V Switchgear, Indoor | THR-ELS-TR-0800S | Control Panel,Power Distribution Panel | Power Distribution Panel | 39050 | PDP | http://www.toronto.ca/TWONTO#LV_electrical_panel |  | Transformer, Power, Dry, Line 0800, Return Activated Sludge 600V Switchgear, Indoor
79185 | THR-ELS-PDP-0901 | Control Panel, Power Distribution Panel, Line 0901, Odour Control 600V Switchgear | THR-ELS-OCS | Control Panel,Power Distribution Panel | Power Distribution Panel |  | PDP | http://www.toronto.ca/TWONTO#LV_electrical_panel |  | Electrical System, Odour Control System
79186 | THR-ELS-PDP-0901S | Control Panel, Power Distribution Panel, Line 0901, Odour Control 600V Switchgear, Indoor | THR-ELS-OCS | Control Panel,Power Distribution Panel | Power Distribution Panel | 39051 | PDP | http://www.toronto.ca/TWONTO#LV_electrical_panel |  | Electrical System, Odour Control System
79187 | THR-ELS-PDP-1300 | Control Panel, Power Distribution Panel, 600 V Switchgear, STB Electrical Room | THR-ELS-STB | Control Panel,Power Distribution Panel | Power Distribution Panel |  | PDP | http://www.toronto.ca/TWONTO#LV_electrical_panel |  | Electrical System, Sludge Thickening Building
79188 | THR-ELS-PDP-1400 | Control Panel, Power Distribution Panel, 600 V Switchgear, STB Electrical Room | THR-ELS-STB | Control Panel,Power Distribution Panel | Power Distribution Panel |  | PDP | http://www.toronto.ca/TWONTO#LV_electrical_panel |  | Electrical System, Sludge Thickening Building
79189 | THR-ELS-PDP-1802 | Panel, Power Distribution, 4160V Switchgear,, North Service Bldg, East Maintenance Building | THR-ELS-EMS | Control Panel,Power Distribution Panel | Power Distribution Panel |  | PDP | http://www.toronto.ca/TWONTO#LV_electrical_panel |  | Electrical System, East Maintenance Shop
79190 | THR-ELS-PDP-2921 | Panel, Power Distribution, 208V, Electrical Room Head House MCC-2921 | THR-ELS-HH | Control Panel,Power Distribution Panel | Power Distribution Panel |  | PDP | http://www.toronto.ca/TWONTO#LV_electrical_panel |  | Electrical System, Head House and Engine Room
79191 | THR-ELS-PDP-2922B | Panel, Power Distribution 600V, Electrical Room Head House | THR-ELS-HH | Control Panel,Power Distribution Panel | Power Distribution Panel |  | PDP | http://www.toronto.ca/TWONTO#LV_electrical_panel |  | Electrical System, Head House and Engine Room
79192 | THR-ELS-PDP-3101 | Distributionl Panel, MCC 3101, Admin Bldg | THR-ELS-ADM | Control Panel,MCC | Power Distribution Panel |  | PDP | http://www.toronto.ca/TWONTO#LV_electrical_panel |  | Electrical System, Administration Building
79193 | THR-ELS-PDP-3102 | Distribution Panel, MCC 3102, Admin Bldg | THR-ELS-ADM | Control Panel,MCC | Power Distribution Panel |  | PDP | http://www.toronto.ca/TWONTO#LV_electrical_panel |  | Electrical System, Administration Building
79194 | THR-ELS-PDP-3202 | Power Distribution Panel, Grit New Electrical Room | THR-ELS-GRIT | Control Panel,Power Distribution Panel | Power Distribution Panel |  | PDP | http://www.toronto.ca/TWONTO#LV_electrical_panel |  | Electrical System, Grit Bldg., North Prelimanry and Primary Station
79195 | THR-ELS-PDP-3203 | Power Distribution Panel, Grit New Electrical Room | THR-ELS-GRIT | Control Panel,Power Distribution Panel | Power Distribution Panel |  | PDP | http://www.toronto.ca/TWONTO#LV_electrical_panel |  | Electrical System, Grit Bldg., North Prelimanry and Primary Station
79196 | THR-ELS-PDP-3221B | Panel, Power Distribution/Lighting 208/120V, North Grit Old Blower Room | THR-ELS-TR-3221B | Control Panel,Power Distribution Panel | Power Distribution Panel |  | PDP | http://www.toronto.ca/TWONTO#LV_electrical_panel |  | Transformer 600V/208V/120v, Power, PDP-3221A, North Grit Old Blower Rroom
79197 | THR-ELS-PDP-3222A | Panel, Power Distribution/Lighting 208V/120V, North Grit Old Blower Room | THR-ELS-GRIT | Control Panel,Power Distribution Panel | Power Distribution Panel |  | PDP | http://www.toronto.ca/TWONTO#LV_electrical_panel |  | Electrical System, Grit Bldg., North Prelimanry and Primary Station
79198 | THR-ELS-PDP-3222B | Panel, Power Distribution 600V,North Grit Bldg,Old Blower Room | THR-ELS-MCC-3222 | Control Panel,Power Distribution Panel | Power Distribution Panel |  | PDP | http://www.toronto.ca/TWONTO#LV_electrical_panel |  | Motor Control Cente, # 2, North Grit Electrical Room
79199 | THR-ELS-PDP-3222C | Panel, Power Distribution/Lighting 208V/120V, North Grit Old Blower Room, MCC-3221/3222 | THR-ELS-TR-3222C | Control Panel,Power Distribution Panel | Power Distribution Panel |  | PDP | http://www.toronto.ca/TWONTO#LV_electrical_panel |  | Transformer 600V/120-208V, Power, PDP-3222A, North Grit Electrical Room,MCC-3221/3222
86919 | TNT-ELS-LP-2002A | 208/120V Lighting Panel | TNT-ELS-TR-6002A | Control Panel,Lighting | Power Distribution Panel |  | LP | http://www.toronto.ca/TWONTO#LV_electrical_panel |  | 600-208/120V Transformer
86920 | TNT-ELS-LP-2104A | 208/120V Lighting Panel | TNT-ELS-TR-6104A | Control Panel,Lighting | Power Distribution Panel |  | LP | http://www.toronto.ca/TWONTO#LV_electrical_panel |  | 600-208/120V Transformer
86921 | TNT-ELS-LP-2104C | 208/120V Lighting Panel | TNT-ELS-TR-6104C | Control Panel,Lighting | Power Distribution Panel |  | LP | http://www.toronto.ca/TWONTO#LV_electrical_panel |  | 600-208/120V Transformer
86922 | TNT-ELS-LP-2122A | 208/120V Lighting Panel | TNT-ELS-TR-6122A | Control Panel,Lighting | Power Distribution Panel |  | LP | http://www.toronto.ca/TWONTO#LV_electrical_panel |  | 600-208/120V Transformer
86947 | TNT-ELS-PDP-6001 | 600V Power Distribution Panel | TNT-ELS-TR-3001 | Control Panel,Power Distribution Panel | Power Distribution Panel |  | PDP | http://www.toronto.ca/TWONTO#LV_electrical_panel |  | 27.6kV-600V Transformer
86948 | TNT-ELS-PDP-6002 | 600V Power Distribution Panel | TNT-ELS-TR-3002 | Control Panel,Power Distribution Panel | Power Distribution Panel |  | PDP | http://www.toronto.ca/TWONTO#LV_electrical_panel |  | 27.6kV-600V Transformer
86949 | TNT-ELS-PDP-6106 | 600V Power Distribution Panel | TNT-ELS-PDP-6002 | Control Panel,Power Distribution Panel | Power Distribution Panel |  | PDP | http://www.toronto.ca/TWONTO#LV_electrical_panel |  | 600V Power Distribution Panel
86950 | TNT-ELS-PDP-6122 | 600V Power Distribution Panel | TNT-ELS-MCC-6102 | Control Panel,Power Distribution Panel | Power Distribution Panel |  | PDP | http://www.toronto.ca/TWONTO#LV_electrical_panel |  | Control Centre, Motor, Electrical Sub-Station
88821 | WTR-194-PDP-0006A | Panel, Electrical Distribution | WTR-194-CH-0006A | Control Panel,Power Distribution Panel | Power Distribution Panel |  | PDP | http://www.toronto.ca/TWONTO#LV_electrical_panel |  | Chamber,Revenue Meter,Keele-Steeles (Magmeter)
90329 | WTR-PDS-LP-0001 | Control Panel | WTR-PDS-TR-0101 | Control Panel,Power Distribution Panel | Power Distribution Panel |  | LP | http://www.toronto.ca/TWONTO#LV_electrical_panel |  | Transformer, Line 1, 27.6 kV/600 V (Pole Mounted)
93870 | WTR-PRH-DP-0100 | Panel, Distribution, 600V, Control, Existing Pumping Station | WTR-PRH-ACC | Control Panel,Power Distribution Panel | Power Distribution Panel |  | DP | http://www.toronto.ca/TWONTO#LV_electrical_panel |  | Air Conditioning, Heating and Ventilation
95876 | FIS-ELS-ESP-0615 | Power Distribution Panel,Marine Pad | {FIS-ELS-PDP} | Control Panel,Power Distribution Panel | Power Distribution Panel |  | ESP | http://www.toronto.ca/TWONTO#LV_electrical_panel |  | Asset Group, Power Distribution Cabinets,600 V,Island WTP
96095 | FIS-ELS-LP-0202 | Panel, Lighting, Panelboard (LP-A) 120/208V, Mechanical/Electrical Room | FIS-ELS-TR-0202 |  | Power Distribution Panel |  | LP | http://www.toronto.ca/TWONTO#LV_electrical_panel |  | Transformer, Power, 15kVA, 600-120/208V, Mechanical/Electrical Room
96096 | FIS-ELS-LP-0203 | Panel, Lighting, Panelboard (LP-B) 120/208V, Mechanical/Electrical Room | FIS-ELS-TR-0203 |  | Power Distribution Panel |  | LP | http://www.toronto.ca/TWONTO#LV_electrical_panel |  | Transformer, Power, 30kVA, 600-120/208V, Mechanical/Electrical Room
96282 | FIS-ELS-PDP-0101 | Power Distribution Panel,Machine Shop Corridor to Generator Room,347 / 600V,250A,3ph,3W | FIS-ELS-MCC-0100 | Control Panel,Power Distribution Panel | Power Distribution Panel |  | PDP | http://www.toronto.ca/TWONTO#LV_electrical_panel |  | MCC,600 V,Workshop Building,Mezzanine,East
96283 | FIS-ELS-PDP-0201 | Power Distribution Panel,Workshop Building Main Floor,347 / 600V,250A,3ph,3W | {FIS-ELS-PDP} | Control Panel,Power Distribution Panel | Power Distribution Panel |  | PDP | http://www.toronto.ca/TWONTO#LV_electrical_panel |  | Asset Group, Power Distribution Cabinets,600 V,Island WTP
96284 | FIS-ELS-PDP-0201 | Power Distribution Panel,Workshop Building Main Floor,347 / 600V,250A,3ph,3W | FIS-ELS-CP-0201 | Control Panel,Power Distribution Panel | Power Distribution Panel |  | PDP | http://www.toronto.ca/TWONTO#LV_electrical_panel |  | Control Panel,Electrical,Workshop Building,Mezzanine,South-West,Load Shedding Contactor
96285 | FIS-ELS-PDP-0202 | Panel, Power Distribution, 600V, Mechanical/Electrical Room | FIS-ELS-MCC-0200 |  | Power Distribution Panel |  | PDP | http://www.toronto.ca/TWONTO#LV_electrical_panel |  | MCC,600 V,Workshop Building,Mezzanine,West
96286 | FIS-ELS-PDP-0302 | Power Distribution Panel,Raw Water Intake House Main Floor,347 / 600V,250A,3ph,3W | {FIS-ELS-PDP} | Control Panel,Power Distribution Panel | Power Distribution Panel |  | PDP | http://www.toronto.ca/TWONTO#LV_electrical_panel |  | Asset Group, Power Distribution Cabinets,600 V,Island WTP
96287 | FIS-ELS-PDP-0302 | Power Distribution Panel,Raw Water Intake House Main Floor,347 / 600V,250A,3ph,3W | FIS-ELS-DS-0302 | Control Panel,Power Distribution Panel | Power Distribution Panel |  | PDP | http://www.toronto.ca/TWONTO#LV_electrical_panel |  | Disconnect Switch, PDP-0302 & LP-0302, Raw Water Intake Building, North Wall
96288 | FIS-ELS-PDP-0303 | Power Distribution Panel,Raw Water Intake House Lower Floor,347 / 600V,250A,3ph,3W | FIS-ELS-PDP-0302 | Control Panel,Power Distribution Panel | Power Distribution Panel |  | PDP | http://www.toronto.ca/TWONTO#LV_electrical_panel |  | Power Distribution Panel,Raw Water Intake House Main Floor,347 / 600V,250A,3ph,3W
96289 | FIS-ELS-PDP-0502 | Power Distribution Panel,Pipe Gallery,347 / 600V,225A,3ph,3W | {FIS-ELS-PDP} | Control Panel,Power Distribution Panel | Power Distribution Panel |  | PDP | http://www.toronto.ca/TWONTO#LV_electrical_panel |  | Asset Group, Power Distribution Cabinets,600 V,Island WTP
96290 | FIS-ELS-PDP-0504 | Panel, Power Distribution, 600V, PLC Room | FIS-ELS-MCC-0500 | Control Panel,Power Distribution Panel | Power Distribution Panel |  | PDP | http://www.toronto.ca/TWONTO#LV_electrical_panel |  | MCC,600 V,Filter Building,Mezzanine,East
96291 | FIS-ELS-PDP-0601 | Power Distribution Panel,Pipe Gallery,347 / 600V,225A,3ph,3W | {FIS-ELS-PDP} | Control Panel,Power Distribution Panel | Power Distribution Panel |  | PDP | http://www.toronto.ca/TWONTO#LV_electrical_panel |  | Asset Group, Power Distribution Cabinets,600 V,Island WTP
96292 | FIS-ELS-PDP-0605 | Power Distribution Panel,Ammonia Fluoride Building,347 / 600V,225A,3ph,3W | {FIS-ELS-PDP} | Control Panel,Power Distribution Panel | Power Distribution Panel |  | PDP | http://www.toronto.ca/TWONTO#LV_electrical_panel |  | Asset Group, Power Distribution Cabinets,600 V,Island WTP
96293 | FIS-ELS-PDP-0606 | Power Distribution Panel,Flume Storage Building,347 / 600V,200A,3ph,3W | {FIS-ELS-PDP} | Control Panel,Power Distribution Panel | Power Distribution Panel |  | PDP | http://www.toronto.ca/TWONTO#LV_electrical_panel |  | Asset Group, Power Distribution Cabinets,600 V,Island WTP
96294 | FIS-ELS-PDP-0609 | Power Distribution Panel, 600V, Settling Basin Access Building, PLC Room | FIS-ELS-MCC-0600 |  | Power Distribution Panel |  | PDP | http://www.toronto.ca/TWONTO#LV_electrical_panel |  | MCC,600 V,Filter Building,Mezzanine,West
96295 | FIS-ELS-PDP-0610 | Power Distribution Panel,Flume Storage Building,600V,225A,3ph,3W | FIS-ELS-MCC-0600 | Control Panel,Power Distribution Panel | Power Distribution Panel |  | PDP | http://www.toronto.ca/TWONTO#LV_electrical_panel |  | MCC,600 V,Filter Building,Mezzanine,West
96296 | FIS-ELS-PDP-0611 | Power Distribution Panel,Mixer Building Main Floor,600V,225A,3ph,3W | {FIS-ELS-PDP} | Control Panel,Power Distribution Panel | Power Distribution Panel |  | PDP | http://www.toronto.ca/TWONTO#LV_electrical_panel |  | Asset Group, Power Distribution Cabinets,600 V,Island WTP
96549 | YTF-ELS-DP-0101 | Control Panel, Power Dist., Main Electrical Service | YTF-ELS | Control Panel,Power Distribution Panel | Power Distribution Panel |  | DP | http://www.toronto.ca/TWONTO#LV_electrical_panel |  | Electrical Equipment
96554 | YTF-ELS-PDP-0502 | Control Panel, Power Dist., Mechanical Equipment, B Building Office Area, RN116A, Electrical Room C | YTF-ELS | Control Panel,Power Distribution Panel | Power Distribution Panel |  | PDP | http://www.toronto.ca/TWONTO#LV_electrical_panel |  | Electrical Equipment
96555 | YTF-ELS-PDP-0701 | Control Panel, Power Dist., Manual Transfer Switch, RN146, Electrical Panels Warehouse | YTF-ELS | Control Panel,Power Distribution Panel | Power Distribution Panel |  | PDP | http://www.toronto.ca/TWONTO#LV_electrical_panel |  | Electrical Equipment
96556 | YTF-ELS-PDP-1101 | Control Panel, Power Dist., UPS Room, Electrical Panels Warehouse | YTF-ELS | Control Panel,Power Distribution Panel | Power Distribution Panel |  | PDP | http://www.toronto.ca/TWONTO#LV_electrical_panel |  | Electrical Equipment
96557 | YTF-ELS-PDP-1201 | Control Panel, Power Dist., A Building Electrical Room, Electrical Panels Warehouse | YTF-ELS | Control Panel,Power Distribution Panel | Power Distribution Panel |  | PDP | http://www.toronto.ca/TWONTO#LV_electrical_panel |  | Electrical Equipment
96558 | YTF-ELS-PDP-1502 | Control Panel, Power Dist., Emergency Lighting Panel, Electrical Room C | YTF-ELS | Control Panel,Power Distribution Panel | Power Distribution Panel |  | PDP | http://www.toronto.ca/TWONTO#LV_electrical_panel |  | Electrical Equipment
96601 | FIS-ELS-PDP-0612 | Power Distribution Panel,Metering Building Main Floor,600V,200A,3ph,3W | {FIS-ELS-PDP} | Control Panel,Power Distribution Panel | Power Distribution Panel |  | PDP | http://www.toronto.ca/TWONTO#LV_electrical_panel |  | Asset Group, Power Distribution Cabinets,600 V,Island WTP
96602 | FIS-ELS-PDP-1000 | Power Distribution Panel,600 V,Workshop Building,Mezzanine,South | FIS-ELS | Control Panel,Power Distribution Panel | Power Distribution Panel |  | PDP | http://www.toronto.ca/TWONTO#LV_electrical_panel |  | System, Electrical Distribution System
96603 | FIS-ELS-PDP-1000 | Power Distribution Panel,600 V,Workshop Building,Mezzanine,South | FIS-ELS-CAB-6001 | Control Panel,Power Distribution Panel | Power Distribution Panel |  | PDP | http://www.toronto.ca/TWONTO#LV_electrical_panel |  | ELS Cabinet,600 V,Workshop Building,Mezzanine,PDP Electrical Distribution Cabinet
96604 | FIS-ELS-PDP-1100 | Power Distribution Panel,Workshop Building,Mezzanine,East Wall,South,600V, 400A,3ph,3W | {FIS-ELS-PDP} | Control Panel,Power Distribution Panel | Power Distribution Panel |  | PDP | http://www.toronto.ca/TWONTO#LV_electrical_panel |  | Asset Group, Power Distribution Cabinets,600 V,Island WTP
96605 | FIS-ELS-PDP-1100 | Power Distribution Panel,Workshop Building,Mezzanine,East Wall,South,600V, 400A,3ph,3W | FIS-ELS-CP-1100 | Control Panel,Power Distribution Panel | Power Distribution Panel |  | PDP | http://www.toronto.ca/TWONTO#LV_electrical_panel |  | Control Panel,Electrical,Workshop Building,Mezzanine,East Wall,South,Load Shedding Motorized Breaker
96606 | FIS-ELS-PDP-1101 | Power Distribution Panel,Workshop Building,Mezzanine,East Wall,North,347 / 600V,250A,3ph,3W | FIS-ELS-DS-1101 | Control Panel,Power Distribution Panel | Power Distribution Panel |  | PDP | http://www.toronto.ca/TWONTO#LV_electrical_panel |  | Disconnect Switch, PDP-1101 Feed, Workshop Building, Workshop Building, Mezzanine
96607 | FIS-ELS-PDP-1102 | Power Distribution Panel,Chemical Building,347 / 600V,250A,3ph,3W | {FIS-ELS-PDP} | Control Panel,Power Distribution Panel | Power Distribution Panel |  | PDP | http://www.toronto.ca/TWONTO#LV_electrical_panel |  | Asset Group, Power Distribution Cabinets,600 V,Island WTP
96608 | FIS-ELS-PDP-2000 | Power Distribution Panel,600 V,Workshop Building,Mezzanine,North | 16856 | Control Panel,Power Distribution Panel | Power Distribution Panel |  | PDP | http://www.toronto.ca/TWONTO#LV_electrical_panel |  | Emergency Power, Diesel & UPS
96609 | FIS-ELS-PDP-2100 | Power Distribution Panel,Machine Shop Corridor to Generator Room,600V, 400A,3ph,3W | {FIS-ELS-PDP} | Control Panel,Power Distribution Panel | Power Distribution Panel |  | PDP | http://www.toronto.ca/TWONTO#LV_electrical_panel |  | Asset Group, Power Distribution Cabinets,600 V,Island WTP
96610 | FIS-ELS-PDP-2101 | Power Distribution Panel,Generator Room,347 / 600V,250A,3ph,3W | {FIS-ELS-PDP} | Control Panel,Power Distribution Panel | Power Distribution Panel |  | PDP | http://www.toronto.ca/TWONTO#LV_electrical_panel |  | Asset Group, Power Distribution Cabinets,600 V,Island WTP
96611 | FIS-ELS-PDP-2101 | Power Distribution Panel,Generator Room,347 / 600V,250A,3ph,3W | FIS-ELS-CB-2100 | Control Panel,Power Distribution Panel | Power Distribution Panel |  | PDP | http://www.toronto.ca/TWONTO#LV_electrical_panel |  | Circuit Breaker,600 V,Workshop Building,Mezzanine,North,Feeder Breaker,FIS-ELS-PDP-2100
96612 | FIS-ELS-PDP-2102 | Power Distribution Panel,Chemical Building,347 / 600V,250A,3ph,3W | {FIS-ELS-PDP} | Control Panel,Power Distribution Panel | Power Distribution Panel |  | PDP | http://www.toronto.ca/TWONTO#LV_electrical_panel |  | Asset Group, Power Distribution Cabinets,600 V,Island WTP
96613 | FIS-ELS-PDP-2102 | Power Distribution Panel,Chemical Building,347 / 600V,250A,3ph,3W | FIS-ELS-PDP-2101 | Control Panel,Power Distribution Panel | Power Distribution Panel |  | PDP | http://www.toronto.ca/TWONTO#LV_electrical_panel |  | Power Distribution Panel,Generator Room,347 / 600V,250A,3ph,3W
96710 | FIS-ELS-WR-0302 | Welding Receptacle, 600V, Raw Water Intake Building | FIS-ELS-MCC-0200 |  | Power Distribution Panel |  | WR | http://www.toronto.ca/TWONTO#welding_receptacle |  | MCC,600 V,Workshop Building,Mezzanine,West
96711 | FIS-ELS-WR-0603-SUS | Welding Receptacle, 600V, Marine Yard Building, North Wall, East | FIS-ELS-MCC-0600 |  | Power Distribution Panel | 38544 | WR | http://www.toronto.ca/TWONTO#welding_receptacle |  | MCC,600 V,Filter Building,Mezzanine,West
96712 | FIS-ELS-WR-0604 | Welding Receptacle, 600V, Marine Yard Building, South Wall, West | FIS-ELS-MCC-0600 |  | Power Distribution Panel |  | WR | http://www.toronto.ca/TWONTO#welding_receptacle |  | MCC,600 V,Filter Building,Mezzanine,West
105026 | PDP-8202 | Power Distribution Panel | WTR-107-MH-0401-SUS | Control Panel,Lighting | Power Distribution Panel |  |  | http://www.toronto.ca/TWONTO#LV_electrical_panel |  | Meter House, York Mills/Victoria Park
112620 | TAB-EL1-LP-0913B | Panel, Lighting, LP-0913B, Mechanical Room, Dig 9-12 Control Building. | TAB-EL1-LP-0913A | Control Panel,Lighting | Power Distribution Panel |  | LP | http://www.toronto.ca/TWONTO#LV_electrical_panel |  | Panel, Lighting, LP-0913A, Sludge Heat Room, Dig 9-12 Control Building.
112621 | TAB-EL1-LP-0913C | Panel, Lighting, LP-0913C, Dig 9-12 Control Building. | TAB-EL1-LP-0913A | Control Panel,Lighting | Power Distribution Panel |  | LP | http://www.toronto.ca/TWONTO#LV_electrical_panel |  | Panel, Lighting, LP-0913A, Sludge Heat Room, Dig 9-12 Control Building.
112623 | TAB-EL1-LP-2161 | Lighitng Panel, CTC elctrical room | TAB-ELS-WA7 | Control Panel,Lighting | Power Distribution Panel |  | LP | http://www.toronto.ca/TWONTO#LV_electrical_panel |  | Equipment location, TAB-ELS-WA7, Electrical Equipment, Work Area7 ( Panelboards, MCC )
112624 | TAB-EL1-LP-6141A | Panel,Lighting,208-120V,Heat Trace Equip,Electrical Room,PRS Bldg | TAB-EL1-TR-6141A | Control Panel,Lighting | Power Distribution Panel |  | LP | http://www.toronto.ca/TWONTO#LV_electrical_panel |  | Transformer,Lighting,3 phase,600V/120-208V ,LP-6141A,Heat Trace Loads,Electrical Room,PRS Bldg
112625 | TAB-EL1-LP-6142A | Panel,Lighting,208-120V,Auxiliary Loads,Electrical Room,PRS Bldg | TAB-EL1-TR-6142A | Control Panel,Lighting | Power Distribution Panel |  | LP | http://www.toronto.ca/TWONTO#LV_electrical_panel |  | Transformer,Lighting,3 phase,600V/120-208V ,LP-6142A,Auxiliary Loads,Electrical Room,PRS Bldg
112626 | TAB-EL1-LP-6142B | Panel,Lighting,208-120V,Heat Trace Equip,Electrical Room,PRS Bldg | TAB-EL1-TR-6142B | Control Panel,Lighting | Power Distribution Panel |  | LP | http://www.toronto.ca/TWONTO#LV_electrical_panel |  | Transformer,Lighting,3 phase,600V/120-208V ,LP-6142B,Heat Trace Loads,Electrical Room,PRS Bldg
112628 | TAB-EL1-LP-6162A | Panel,Lighting,208-120V,Misc Loads,Ground Water PS | TAB-EL1-TR-6162A | Control Panel,Lighting | Power Distribution Panel |  | LP | http://www.toronto.ca/TWONTO#LV_electrical_panel |  | Transformer,Lighting,3 phase,600V/120-208V ,LP-6162A,Misc Loads,Ground Water PS
112629 | TAB-EL1-LP-6226 | Power Distribution Panel, 3 phase, Lighting, Electrical Room, D Bldg. | TAB-EL1-MCC-6226 | Circuit Breaker | Power Distribution Panel |  | LP | http://www.toronto.ca/TWONTO#LV_electrical_panel |  | Motor Control Centre 600V - D Bldg
112630 | TAB-EL1-LP-6632 | Lighting Panel,347/600 V,Electrical Room,Ground Floor,Grit Build,P Building | TAB-EL1-MCC-6634 | Control Panel,Lighting | Power Distribution Panel |  | LP | http://www.toronto.ca/TWONTO#LV_electrical_panel |  | Motor Control Centre 600V - Galery 9
112631 | TAB-EL1-LP-6635 | Lighting Panel,120/208V,Grit Build,P Building | TAB-EL1-MCC-6631 | Control Panel,Lighting | Power Distribution Panel |  | LP | http://www.toronto.ca/TWONTO#LV_electrical_panel |  | Control Panel, MCC,Electrical Room,Grit Build,P Building
112632 | TAB-EL1-LP-6636A | Lighting Panel,120/208V,Primary Tanks 0008&0009,Gallery,Mezzanine Level,P Building | TAB-EL1-MCC-6634 | Control Panel,Lighting | Power Distribution Panel |  | LP | http://www.toronto.ca/TWONTO#LV_electrical_panel |  | Motor Control Centre 600V - Galery 9
112633 | TAB-EL1-LP-6636B | Lighting Panel,120/208V,Primary Tanks 0008&0009,Gallery,Mezzanine Level,P Building | TAB-EL1-MCC-6634 | Control Panel,Lighting | Power Distribution Panel |  | LP | http://www.toronto.ca/TWONTO#LV_electrical_panel |  | Motor Control Centre 600V - Galery 9
112634 | TAB-EL1-LP-6638 | Lighting Panel,120/208V,Lighting,Primary Tanks 0008&0009,Gallery,Mezzanine Level,P Building | TAB-EL1-MCC-6634 | Control Panel,Lighting | Power Distribution Panel |  | LP | http://www.toronto.ca/TWONTO#LV_electrical_panel |  | Motor Control Centre 600V - Galery 9
112635 | TAB-EL1-LP-6638D | Lighting Panel,120/208V,Primary Tanks 0008&0009,Gallery,Mezzanine Level,P Building | TAB-EL1-MCC-6634 | Control Panel,Lighting | Power Distribution Panel |  | LP | http://www.toronto.ca/TWONTO#LV_electrical_panel |  | Motor Control Centre 600V - Galery 9
112636 | TAB-EL1-LP-6642 | Lighting Panel,Mini Power Centre,600-120/208V,Grit Building Gallery,P Building | TAB-EL1-MCC-6674 | Control Panel,Lighting | Power Distribution Panel |  | LP | http://www.toronto.ca/TWONTO#LV_electrical_panel |  | MCC,Electrical Room,Ground Floor,Grit Build,P Building
112637 | TAB-EL1-LP-6644 | Lighting Panel,Mini Power Centre,600-120/208V,Grit Building Gallery,P Building | TAB-EL1-MCC-6674 | Control Panel,Lighting | Power Distribution Panel |  | LP | http://www.toronto.ca/TWONTO#LV_electrical_panel |  | MCC,Electrical Room,Ground Floor,Grit Build,P Building
112638 | TAB-EL1-LP-6646 | Lighting Panel,Heat Tracing,120/208V,Electrical Room,Ground Floor,Grit Build,P Building | TAB-EL1-MCC-6674 | Control Panel,Lighting | Power Distribution Panel |  | LP | http://www.toronto.ca/TWONTO#LV_electrical_panel |  | MCC,Electrical Room,Ground Floor,Grit Build,P Building
112639 | TAB-EL1-LP-6676 | Lighting Panel,Field,Emergency Generator Enclosure,GEN-6001,P Building | TAB-EL1-MCC-6674 | Control Panel,Lighting | Power Distribution Panel |  | LP | http://www.toronto.ca/TWONTO#LV_electrical_panel |  | MCC,Electrical Room,Ground Floor,Grit Build,P Building
112640 | TAB-EL1-LP-6678 | Lighting Panel,Lighting,120/208V,Emergency Power,Electrical Room,Ground Floor,Grit Build,P Building | TAB-EL1-MCC-6674 | Control Panel,Lighting | Power Distribution Panel |  | LP | http://www.toronto.ca/TWONTO#LV_electrical_panel |  | MCC,Electrical Room,Ground Floor,Grit Build,P Building
112641 | TAB-EL1-LP-6921 | Lighting Panel,Small Loads,120/208V,Electrical Room,Second Floor,Screen Build,P Building | TAB-EL1-MCC-6963 | Control Panel,Lighting | Power Distribution Panel |  | LP | http://www.toronto.ca/TWONTO#LV_electrical_panel |  | MCC,Electrical Room,Second Floor,Screen Build,P Building
112642 | TAB-EL1-LP-6926 | Lighting Panel,120/208V,Penthouse,Second Floor,Screen Build,P Building | TAB-EL1-MCC-6963 | Control Panel,Lighting | Power Distribution Panel |  | LP | http://www.toronto.ca/TWONTO#LV_electrical_panel |  | MCC,Electrical Room,Second Floor,Screen Build,P Building
112643 | TAB-EL1-LP-6927 | Lighting Panel,120/208V,Fed from TR-6927,Satelite Distribution Centre,P Building | TAB-EL1-TR-6927 | Control Panel,Lighting | Power Distribution Panel |  | LP | http://www.toronto.ca/TWONTO#LV_electrical_panel |  | Transformer,30 KVA,600-120/208V for LP-6927,Satelite Distribution Centre,P Building
112644 | TAB-EL1-LP-6928 | Lighting Panel,Small Loads,120/208V,Penthouse,Second Floor,Screen Build,P Building | TAB-EL1-MCC-6962 | Control Panel,Lighting | Power Distribution Panel |  | LP | http://www.toronto.ca/TWONTO#LV_electrical_panel |  | MCC,Mechanical Room,Ground Floor,Screen Build,P Building
112645 | TAB-EL1-LP-6951 | Lighting Panel,120/208V,Maintenance Room,Ground Floor,Workshop,P Building | TAB-EL1-MCC-6925 | Control Panel,Lighting | Power Distribution Panel |  | LP | http://www.toronto.ca/TWONTO#LV_electrical_panel |  | MCC,Electrical Rm,Second Floor,Workshop,P Building
112646 | TAB-EL1-LP-6955 | Lighting Panel,120/208V,Electrical Rm,Second Floor,Workshop,P Building | TAB-EL1-MCC-6993 | Control Panel,Lighting | Power Distribution Panel |  | LP | http://www.toronto.ca/TWONTO#LV_electrical_panel |  | MCC,Electrical Rm,Second Floor,Workshop,P Building
112787 | TAB-EL1-PDP-6123A | Power Distribution Panel, Aeration, | TAB-AER-OZ-ELQ | Control Panel,Power Distribution Panel | Power Distribution Panel |  | PDP | http://www.toronto.ca/TWONTO#LV_electrical_panel |  | Electrical Equipment Location, Aeration West Quad House
112788 | TAB-EL1-PDP-6123B | Power Distribution panel, Aeration | TAB-AER-OZ-ELQ | Control Panel,Power Distribution Panel | Power Distribution Panel |  | PDP | http://www.toronto.ca/TWONTO#LV_electrical_panel |  | Electrical Equipment Location, Aeration West Quad House
112789 | TAB-EL1-PDP-6142 | Panel,Power Distribution 600V,PRS Bldg | TAB-EL1-MCC-6126 | Switchgear,Indoor | Power Distribution Panel |  | PDP | http://www.toronto.ca/TWONTO#LV_electrical_panel |  | Motor Control Centre, 600V
112790 | TAB-EL1-PDP-6145E | Panel,Power Distribution 600V,PRS Bldg | TAB-EL1-MCC-6125E | Switchgear,Indoor | Power Distribution Panel |  | PDP | http://www.toronto.ca/TWONTO#LV_electrical_panel |  | Motor Control Centre, 600V Emergency feed
112792 | TAB-EL1-PDP-6162 | Panel,Power Distribution 600V,PRS Bldg | TAB-EL1-PDP-6142 | Switchgear,Indoor | Power Distribution Panel |  | PDP | http://www.toronto.ca/TWONTO#LV_electrical_panel |  | Panel,Power Distribution 600V,PRS Bldg
112793 | TAB-EL1-PDP-6226B | Power Distribution Panel, 3 phase, 208V, Electrical Room, D Bldg. | TAB-EL1-MCC-6226 | Circuit Breaker | Power Distribution Panel |  | PDP | http://www.toronto.ca/TWONTO#LV_electrical_panel |  | Motor Control Centre 600V - D Bldg
112794 | TAB-EL1-PDP-6226G | Power Distribution Panel, 3 phase, 208V, Dewatering Area | TAB-EL1-MCC-6226 | Circuit Breaker | Power Distribution Panel |  | PDP | http://www.toronto.ca/TWONTO#LV_electrical_panel |  | Motor Control Centre 600V - D Bldg
112799 | TAB-EL1-PDP-6627 | Panel, Power Distribution Panel, PDP-6627 Sludge Heater Room, Digester 9-12 Control Building. | TAB-EL1-MCC-6627 | Control Panel | Power Distribution Panel |  | PDP | http://www.toronto.ca/TWONTO#LV_electrical_panel |  | Motor Control Centre
112963 | TAB-EL1-WR-6927 | Receptacle,600V,Fed from PDP-6927,Satelite Distribution Centre,P Building | TAB-EL1-GEN-6001 | Load Break Switch | Power Distribution Panel |  | WR | http://www.toronto.ca/TWONTO#welding_receptacle |  | Generator, Standby Power, 600V 1000kw - P Bldg
113253 | TAB-EL3-LP-2102A | Lighting Panel,Indoor,Plant Services,Seawall Substation | TAB-EL3-TR-6102A | Control Panel,Lighting | Power Distribution Panel |  | LP | http://www.toronto.ca/TWONTO#LV_electrical_panel |  | Transformer
113254 | TAB-EL3-LP-2732 | Transformer,Indoor,Plant Water Pumping Station | TAB-EL3-TS-6732 | Control Panel,Lighting | Power Distribution Panel |  | LP | ? |  | Automatic Transfer Switch,Indoor,Plant Water Pumping Station
113255 | TAB-EL3-LP-6013A | Control Panel, Power Distribution, Auxiliary Systems Building, 2nd Floor | TAB-EL3-MCC-6013 | Control Panel,Power Distribution Panel | Power Distribution Panel |  | LP | http://www.toronto.ca/TWONTO#LV_electrical_panel |  | MCC, Auxilary Systems Building, 2nd Floor
113256 | TAB-EL3-LP-6014C | Control Panel, Power Distribution, Auxiliary Systems Building, 2nd Floor | TAB-EL3-MCC-6014 | Control Panel,Power Distribution Panel | Power Distribution Panel |  | LP | http://www.toronto.ca/TWONTO#LV_electrical_panel |  | MCC, Electrical Room, Auxiliary System Building 2nd Floor East
113257 | TAB-EL3-LP-6371 | Control Panel, Lighting, Waste Gas Burner Station | TAB-EL3-MCC-6326A | Control Panel,Power Distribution Panel | Power Distribution Panel |  | LP | http://www.toronto.ca/TWONTO#LV_electrical_panel |  | MCC
113258 | TAB-EL3-LP-6371 | Control Panel, Lighting, Waste Gas Burner Station | TAB-EL3-TR-6371 | Control Panel,Power Distribution Panel | Power Distribution Panel |  | LP | http://www.toronto.ca/TWONTO#LV_electrical_panel |  | Transformer, Power, Waste Gas Burner Station
113305 | TAB-EL3-PDP-6317G | Power Distribution Panel,Indoor Generator PDP,Plant Water Pumping Station | TAB-EL3-GEN-6317 |  | Power Distribution Panel |  | PDP | http://www.toronto.ca/TWONTO#LV_electrical_panel |  | Generator,Outdoor,Plant Water Pumping Station
113306 | TAB-EL3-PDP-6371 | Control Panel, Power Distribution, Waste Gas Burner Station | TAB-EL3-MCC-6326 | Control Panel,Power Distribution Panel | Power Distribution Panel |  | PDP | http://www.toronto.ca/TWONTO#LV_electrical_panel |  | Motor Control Centre, Digester 19-22 bldg
113307 | TAB-EL3-PDP-6371 | Control Panel, Power Distribution, Waste Gas Burner Station | TAB-EL3-MCC-6326A | Control Panel,Power Distribution Panel | Power Distribution Panel |  | PDP | http://www.toronto.ca/TWONTO#LV_electrical_panel |  | MCC
113433 | TAB-ELS-PDP-0401 | Power Distribution Panel, Bio-Solid Loading Bay, Main Floor | TAB-WA4-ELS | Control Panel | Power Distribution Panel |  | PDP | http://www.toronto.ca/TWONTO#LV_electrical_panel |  | WA4 Electric Equipments
114323 | TAB-PLT-CP-5590 | Control Panel, Pumps P-5590&5591, Vacuum Truck Unloading Bay | TAB-EL1-MCC-6228 | Control Panel,Electrical | Power Distribution Panel |  | CP | http://www.toronto.ca/TWONTO#process_control_panel |  | Motor Control Centre 600V - D Bldg
115989 | TAB-PRM-WR-0002 | Receptacle,600V,Fed From MCC-6631,Gallery,Primary Tank 0900,P Building | TAB-EL1-MCC-6631 | Control Panel,Electrical | Power Distribution Panel |  | WR | http://www.toronto.ca/TWONTO#welding_receptacle |  | Control Panel, MCC,Electrical Room,Grit Build,P Building
118780 | TAB-STR-PDP-0754 | Power Distribution Panel,600 V | TAB-AER-ELQ | Control Panel,Power Distribution Panel | Power Distribution Panel |  | PDP | http://www.toronto.ca/TWONTO#LV_electrical_panel |  | Aeration - Electrical Equipment
119980 | TAB-WA6-ELS-0100 | All Electrical Equipments common to Work Area 6 | TAB-WA6 | Electrical Power Line | Power Distribution Panel |  | ELS | http://www.toronto.ca/TWONTO#collection_of_assets |  | Common to Projects, Bldg. Services, Z Building
124748 | THC-ELS-LP-0702 | Lighting Panel, Access Building T15A, Phase I Secondary | THC-ELS-TR-0702 |  | Power Distribution Panel |  | LP | http://www.toronto.ca/TWONTO#LV_electrical_panel |  | Transformer, Lighting, Phase I Secondary
124753 | THC-ELS-LP-1201 | Lighting Panel, 120/208V, 3PH, 400A, Supply From TR-1201, Admin. Building Ground Floor, UPS Room | THC-ELS-MCC-1201 |  | Power Distribution Panel |  | LP | http://www.toronto.ca/TWONTO#LV_electrical_panel |  | Motor Control Center, Building K
124754 | THC-ELS-LP-1207 | Lighting Panel, Supply From LP-1201, Admin. Building Ground Floor, Electrical Room | THC-ELS-LP-1201 |  | Power Distribution Panel |  | LP | http://www.toronto.ca/TWONTO#LV_electrical_panel |  | Lighting Panel, 120/208V, 3PH, 400A, Supply From TR-1201, Admin. Building Ground Floor, UPS Room
124755 | THC-ELS-LP-1209 | Lighting Panel, Supply From LP-1201, Admin. Building Ground Floor, Print Room | THC-ELS-LP-1201 |  | Power Distribution Panel |  | LP | http://www.toronto.ca/TWONTO#LV_electrical_panel |  | Lighting Panel, 120/208V, 3PH, 400A, Supply From TR-1201, Admin. Building Ground Floor, UPS Room
124756 | THC-ELS-LP-1222 | Lighting Panel, Supply From TR-1222, Admin. Building Basement, Mechanical Room | THC-ELS-PDP-1222 |  | Power Distribution Panel |  | LP | http://www.toronto.ca/TWONTO#LV_electrical_panel |  | Power Distribution Panel, Supply From MCC-1202, Admin. Building Basement, Mechanical Room
124757 | THC-ELS-LP-1304 | Panel,Lighting,Basement,Thickening Building | THC-ELS-MCC-1304 | Control Panel,Lighting | Power Distribution Panel |  | LP | http://www.toronto.ca/TWONTO#LV_electrical_panel |  | Motor Control Centre,Thickening Building
124758 | THC-ELS-LP-1306 | Panel,Lighting,Ground Floor,Thickening Building | THC-ELS-MCC-1304 | Control Panel,Lighting | Power Distribution Panel |  | LP | http://www.toronto.ca/TWONTO#LV_electrical_panel |  | Motor Control Centre,Thickening Building
124759 | THC-ELS-LP-1308 | Panel,Lighting,Ground Floor,Thickening Building | THC-ELS-MCC-1304 | Control Panel,Lighting | Power Distribution Panel |  | LP | http://www.toronto.ca/TWONTO#LV_electrical_panel |  | Motor Control Centre,Thickening Building
124760 | THC-ELS-LP-1324 | Lighting Panel, Supply From TR-1322, Admin. Building Basement, Electrical Room | THC-ELS-PDP-1322 | Control Panel,Lighting | Power Distribution Panel |  | LP | http://www.toronto.ca/TWONTO#LV_electrical_panel |  | Power Distribution Panel, Supply From MCC-1302, Admin. Building Basement, Electrical Room
124764 | THC-ELS-LP-1610A | Lighting Panel,South Effluent Pumping Station,Electrical Room,Ground Floor | THC-ELS-TR-1610A |  | Power Distribution Panel |  | LP | http://www.toronto.ca/TWONTO#LV_electrical_panel |  | Transformer,South Effluent Pumping Station,Electrical Room,Ground Floor
124765 | THC-ELS-LP-1702T | Temporary Lighting Panel fed by TR-1702T,Biosolds Building (TEMP) | THC-ELS-PDP-1702T |  | Power Distribution Panel |  | LP | http://www.toronto.ca/TWONTO#LV_electrical_panel |  | Temporary 600V, 800A distribution panel,Biosolds Building (TEMP)
124767 | THC-ELS-LP-2202 | Panel.Lighting,Fed from MCC-2202,Sludge Storage Building | THC-ELS-MCC-2202 | Control Panel,Lighting | Power Distribution Panel |  | LP | http://www.toronto.ca/TWONTO#LV_electrical_panel |  | Motor Control Centre,Sludge Storage Building
124769 | THC-ELS-LP-2480 | Lighting Panel,Disinfection Building,Compressor Room,Ground Floor | THC-ELS-TR-2480A |  | Power Distribution Panel |  | LP | http://www.toronto.ca/TWONTO#LV_electrical_panel |  | Transformer,Disinfection Building,Compressor Room,Ground Floor
124773 | THC-ELS-LP-2523 | Lighting Panel, Primary Clarifier 11, HPU Building | THC-PRM-BLDG-HPU1100 |  | Power Distribution Panel |  | LP | http://www.toronto.ca/TWONTO#LV_electrical_panel |  | HPU Building 11
124777 | THC-ELS-LP-2862A | Lighting Panel,Plant Stores,Utility Room | THC-ELS-TR-2862A |  | Power Distribution Panel |  | LP | http://www.toronto.ca/TWONTO#LV_electrical_panel |  | Transformer,Plant Stores,Utility Room
124778 | THC-ELS-LP-3809E | Lighting Panel, Supply From TR-3809E, Admin. Building Ground Floor, UPS Room | THC-ELS-MCC-3801E |  | Power Distribution Panel |  | LP | http://www.toronto.ca/TWONTO#LV_electrical_panel |  | Motor Control Centre, Supply From MCC-1103E, Admin Building Ground Floor, Electrical Room
124779 | THC-ELS-LP-3811A | Lighting Panel, Supply From UPS-3811E, Admin. Building Ground Floor, Equipment Room | THC-ELS-MCC-3801E |  | Power Distribution Panel |  | LP | http://www.toronto.ca/TWONTO#LV_electrical_panel |  | Motor Control Centre, Supply From MCC-1103E, Admin Building Ground Floor, Electrical Room
124780 | THC-ELS-LP-4023A | Lighting Panel, Mechanical Room #2, Headworks | THC-ELS-TR-4023A | Control Panel,Lighting | Power Distribution Panel |  | LP | http://www.toronto.ca/TWONTO#LV_electrical_panel |  | Transformer, Lighting Panel, Mechanical Room 2, Headworks
124781 | THC-ELS-LP-4024A | Lighting Panel, Electrical Room, Headworks | THC-ELS-TR-4024A | Control Panel,Lighting | Power Distribution Panel |  | LP | http://www.toronto.ca/TWONTO#LV_electrical_panel |  | Transformer, Lighting Panel, Electrical Room, Headworks
124782 | THC-ELS-LP-4024B | Lighting Panel, Electrical Room, Headworks | THC-ELS-TR-4024B | Control Panel,Lighting | Power Distribution Panel |  | LP | http://www.toronto.ca/TWONTO#LV_electrical_panel |  | Transformer, Lighting Panel, Electrical Room, Headworks
124783 | THC-ELS-LP-4024C | Lighting Panel, Mechanical Room #1, Headworks | THC-ELS-TR-4024C | Control Panel,Lighting | Power Distribution Panel |  | LP | http://www.toronto.ca/TWONTO#LV_electrical_panel |  | Transformer, Lighting Panel, Mechanical Room 1, Headworks
124784 | THC-ELS-LP-4043A | Lighting Panel, Storage Room, Headworks | THC-ELS-TR-4043A | Control Panel,Lighting | Power Distribution Panel |  | LP | http://www.toronto.ca/TWONTO#LV_electrical_panel |  | Transformer, Lighting Panel, Storage Room, Headworks
124785 | THC-ELS-LP-4044 | Control Panel,Power Distribution Panel, Ferrous Chloride Building | THC-ELS-TR-4044 |  | Power Distribution Panel |  | LP | http://www.toronto.ca/TWONTO#LV_electrical_panel |  | Transformer, Ferrous Chloride Building
124786 | THC-ELS-LP-5102A | Lighting Panel, Access House Tunnel 13-B | THC-ELS-TR-5102 | Control Panel,Lighting | Power Distribution Panel |  | LP | http://www.toronto.ca/TWONTO#LV_electrical_panel |  | Lighting Transformer,
124945 | THC-ELS-PDP-0122 | Control Panel,Power Distribution Panel, SE Plant Blowers Part 1 and Train #8 | THC-ELS-MCC-0102 | Control Panel,Electrical | Power Distribution Panel |  | PDP | http://www.toronto.ca/TWONTO#LV_electrical_panel |  | Control Panel,MCC, Building A Blower Area
124959 | THC-ELS-PDP-1221 | Power Distribution Panel, Supply From MCC-1201, Admin. Building, Ground Floor, UPS Room | THC-ELS-MCC-1201 |  | Power Distribution Panel |  | PDP | http://www.toronto.ca/TWONTO#LV_electrical_panel |  | Motor Control Center, Building K
124960 | THC-ELS-PDP-1301 | Panel,Distribution,Thickening Building | THC-ELS-MCC-1301 | Control Panel,Electrical | Power Distribution Panel |  | PDP | http://www.toronto.ca/TWONTO#LV_electrical_panel |  | Motor Control Centre,Thickening Building
124961 | THC-ELS-PDP-1702T | Temporary 600V, 800A distribution panel,Biosolds Building (TEMP) | THC-ELS-PDP-1002 | Circuit Breaker | Power Distribution Panel |  | PDP | http://www.toronto.ca/TWONTO#LV_electrical_panel |  | Panel,Power Distribution,600V Metal-Enclosed,Biosolids Building
124965 | THC-ELS-PDP-2522 | Power Distribution Panel, Primary Clarifier 1200, HPU Building, NW Plant | THC-PRM-BLDG-HPU1200 | Control Panel,Power Distribution Panel | Power Distribution Panel |  | PDP | http://www.toronto.ca/TWONTO#LV_electrical_panel |  | HPU Building 12
124966 | THC-ELS-PDP-2610 | Power Distribution Panel,South Effluent Pumping Station,Electrical Room,Ground Floor | THC-DIS |  | Power Distribution Panel |  | PDP | http://www.toronto.ca/TWONTO#LV_electrical_panel |  | Disinfection (Chlorination) Process
124967 | THC-ELS-PDP-2861 | Power Distribution Panel,Sludge Storage Building | THC-ELS-MCC-2860 |  | Power Distribution Panel |  | PDP | http://www.toronto.ca/TWONTO#LV_electrical_panel |  | Motor Control Center,Sludge Storage Building
124968 | THC-ELS-PDP-2862 | Power Distribution Panel,Plant Stores,Utility Room | THC-ELS-MCC-2860 |  | Power Distribution Panel |  | PDP | http://www.toronto.ca/TWONTO#LV_electrical_panel |  | Motor Control Center,Sludge Storage Building
124969 | THC-ELS-PDP-4001 | Power Distribution Panel, Electrical Room, Headworks | THC-ELS-TR-4001 | Control Panel,Power Distribution Panel | Power Distribution Panel |  | PDP | http://www.toronto.ca/TWONTO#LV_electrical_panel |  | Transformer, Power, Feeder 1, Headworks
124970 | THC-ELS-PDP-4041 | Power Distribution Panel, Blower Room, Headworks | THC-ELS-MCC-4023 | Control Panel,Power Distribution Panel | Power Distribution Panel |  | PDP | http://www.toronto.ca/TWONTO#LV_electrical_panel |  | Motor Control Centre, Electrical Room, Headworks
124971 | THC-ELS-PDP-4043 | Power Distribution Panel, Storage Room, Headworks | THC-ELS-MCC-4023 | Control Panel,Power Distribution Panel | Power Distribution Panel |  | PDP | http://www.toronto.ca/TWONTO#LV_electrical_panel |  | Motor Control Centre, Electrical Room, Headworks
125170 | THC-ELS-VSS-4002 | Surge Protection Device, PDP-4002, Headworks | THC-ELS-PDP-4002 | Safety | Power Distribution Panel |  | VSS | http://www.toronto.ca/TWONTO#surge_suppressor |  | Power Distribution Panel, Electrical Room, Headworks
125177 | THC-ELS-WR-4022A | Welding Receptacle, 600V, MCC-4022, Electrical Room, Headworks | THC-ELS-MCC-4022 | Welding Equipment | Power Distribution Panel |  | WR | http://www.toronto.ca/TWONTO#welding_receptacle |  | Motor Control Centre, Electrical Room, Headworks
125182 | THC-EPG-LPG-2871A | Lighting Panel,Disinfection Building,Compressor Room,Ground Floor | THC-EPG-TR-2871A |  | Power Distribution Panel |  | LPG | http://www.toronto.ca/TWONTO#LV_electrical_panel |  | Transformer,Disinfection Building,Compressor Room,Ground Floor
125190 | THC-EPG-PDP-2871 | Emergency Distribution Panel,Disinfection Building,Compressor Room,Ground Floor | THC-EPG-MCC-2870 |  | Power Distribution Panel |  | PDP | http://www.toronto.ca/TWONTO#LV_electrical_panel |  | Motor Control Center,NW Plant Aeration Building,Electrical Room
129185 | THC-THK-ELQ-0001 | Electrical Services 110V-220v, Sludge Thickening | THC-THK-ELS |  | Power Distribution Panel |  | ELQ | http://www.toronto.ca/TWONTO#collection_of_assets |  | TWAS Elecftrical equipment Sludge Thickening
133917 | THR-DIS-CP-0001 | Panel,ControlPanel,Pump Skids, Disinfection Building Main Floor | THR-DIS-P-0110 | Control Panel,Power Distribution Panel | Power Distribution Panel |  | CP | http://www.toronto.ca/TWONTO#process_control_panel |  | Pump, Diaphragm, Chemical Metering, Skid#1 Disinfection Building Main Floor
133918 | THR-DIS-CP-0002 | Panel,ControlPanel,Pump Skids, Disinfection Building Main Floor | THR-DIS-P-0210 | Control Panel,Power Distribution Panel | Power Distribution Panel |  | CP | http://www.toronto.ca/TWONTO#process_control_panel |  | Pump, Diaphragm, Chemical Metering, Skid#2 Disinfection Building Main Floor
133919 | THR-DIS-CP-0002 | Panel,ControlPanel,Pump Skids, Disinfection Building Main Floor | THR-DIS-P-EFF | Control Panel,Power Distribution Panel | Power Distribution Panel |  | CP | http://www.toronto.ca/TWONTO#process_control_panel |  | Pumps, Disinfection, Effluent
133920 | THR-DIS-CP-0003 | Panel,ControlPanel,Pump Skids, Disinfection Building Main Floor | THR-DIS-P-EFF | Control Panel,Power Distribution Panel | Power Distribution Panel |  | CP | http://www.toronto.ca/TWONTO#process_control_panel |  | Pumps, Disinfection, Effluent
133921 | THR-DIS-CP-0004 | Panel,ControlPanel,Pump Skids, Disinfection Building Main Floor | THR-DIS-P-0410 | Control Panel,Power Distribution Panel | Power Distribution Panel |  | CP | http://www.toronto.ca/TWONTO#process_control_panel |  | Pump, Diaphragm, Chemical Metering, Skid#4 Disinfection Building Main Floor
133922 | THR-DIS-CP-0004 | Panel,ControlPanel,Pump Skids, Disinfection Building Main Floor | THR-DIS-P-NRAS | Control Panel,Power Distribution Panel | Power Distribution Panel |  | CP | http://www.toronto.ca/TWONTO#process_control_panel |  | Pumps, Disinfection, North Return Activated Sludge
133923 | THR-DIS-CP-0005 | Panel,ControlPanel,Pump Skids, Disinfection Building Main Floor | THR-DIS-P-0510 | Control Panel,Power Distribution Panel | Power Distribution Panel |  | CP | http://www.toronto.ca/TWONTO#process_control_panel |  | Pump, Diaphragm, Chemical Metering, Skid#5 Disinfection Building Main Floor
133924 | THR-DIS-CP-0006 | Panel,ControlPanel,Pump Skids, Disinfection Building Main Floor | THR-DIS-P-FPW | Control Panel,Power Distribution Panel | Power Distribution Panel |  | CP | http://www.toronto.ca/TWONTO#process_control_panel |  | Pumps, Disinfection, Filtered Plant Water
133925 | THR-DIS-CP-0009 | Panel, Control Panel, Transfer suction Valves, Disinfection Building Main Floor | THR-DIS | Control Panel,Power Distribution Panel | Power Distribution Panel |  | CP | http://www.toronto.ca/TWONTO#process_control_panel |  | Disinfection
133926 | THR-DIS-CP-0010 | Panel, Control Panel, V-0071&V-0081, North RAS Chlorination Injection Port #2,Final Tank Gallery T22 | THR-DIS | Control Panel,Power Distribution Panel | Power Distribution Panel |  | CP | http://www.toronto.ca/TWONTO#process_control_panel |  | Disinfection
133927 | THR-DIS-CP-0011 | Panel, Control Panel, Tanks 1-8, Disinfection Building Main Floor | THR-DIS | Control Panel,Power Distribution Panel | Power Distribution Panel |  | CP | http://www.toronto.ca/TWONTO#process_control_panel |  | Disinfection
133928 | THR-DIS-CP-0011 | Panel, Control Panel, Tanks 1-8, Disinfection Building Main Floor | THR-DIS-T-PP | Control Panel,Power Distribution Panel | Power Distribution Panel |  | CP | http://www.toronto.ca/TWONTO#process_control_panel |  | Disinfection, Tank, Palace Pier
133929 | THR-DIS-CP-0012 | Panel, Control Panel, Tanks 1-8, Disinfection Building outdoor | THR-DIS-T-PP | Control Panel,Power Distribution Panel | Power Distribution Panel |  | CP | http://www.toronto.ca/TWONTO#process_control_panel |  | Disinfection, Tank, Palace Pier
133934 | THR-DIS-CP-0620 | Panel, Control Panel, Master Control Panel, Electrical Room, Disinfection Building Main Floor | THR-DIS | Control Panel,Power Distribution Panel | Power Distribution Panel |  | CP | http://www.toronto.ca/TWONTO#process_control_panel |  | Disinfection
133935 | THR-DIS-CP-0620 | Panel, Control Panel, Master Control Panel, Electrical Room, Disinfection Building Main Floor | THR-DIS-T-PP | Control Panel,Power Distribution Panel | Power Distribution Panel |  | CP | http://www.toronto.ca/TWONTO#process_control_panel |  | Disinfection, Tank, Palace Pier
133936 | THR-DIS-CP-0810 | Panel, Control Panel, Pump 0810, Disinfection Building Main Floor North side | THR-DIS-P-SUMP | Control Panel | Power Distribution Panel |  | CP | http://www.toronto.ca/TWONTO#process_control_panel |  | Disinfection - Pump, Sump
133937 | THR-DIS-CP-0810 | Panel, Control Panel, Pump 0810, Disinfection Building Main Floor North side | THR-DIS-T-PP | Control Panel | Power Distribution Panel |  | CP | http://www.toronto.ca/TWONTO#process_control_panel |  | Disinfection, Tank, Palace Pier
133941 | THR-DIS-CP-0830 | Panel, Control Panel, Pump 0830, Disinfection Building Main Floor south side | THR-DIS | Control Panel,Power Distribution Panel | Power Distribution Panel |  | CP | http://www.toronto.ca/TWONTO#process_control_panel |  | Disinfection
133963 | THR-DIS-DP-0100 | Panel, Distribution Panel, Disinfection Building North Side | THR-DIS-P-S | Control Panel,Power Distribution Panel | Power Distribution Panel |  | DP | http://www.toronto.ca/TWONTO#LV_electrical_panel |  | Disinfection, Pumps, Sump & Chlorine Solution
133964 | THR-DIS-DP-0100 | Panel, Distribution Panel, Disinfection Building North Side | THR-DIS-P-SUS | Control Panel,Power Distribution Panel | Power Distribution Panel |  | DP | http://www.toronto.ca/TWONTO#LV_electrical_panel |  | Disinfection, Pumps, Sump & Chlorine Solution
134017 | THR-DIS-P-0820 | Pump, Centrifugal, Disinfection Building Main Floor south side | THR-DIS | Control Panel,Power Distribution Panel | Power Distribution Panel |  | P | http://www.toronto.ca/TWONTO#pump |  | Disinfection
134018 | THR-DIS-P-0820 | Pump, Centrifugal, Disinfection Building Main Floor south side | THR-DIS-CP-0820 | Control Panel,Power Distribution Panel | Power Distribution Panel |  | P | http://www.toronto.ca/TWONTO#pump |  | Panel, Control Panel Pump 0820 Disinfection Building Main Floor south side
134019 | THR-DIS-P-0820 | Pump, Centrifugal, Disinfection Building Main Floor south side | THR-DIS-P-SUMP | Control Panel,Power Distribution Panel | Power Distribution Panel |  | P | http://www.toronto.ca/TWONTO#pump |  | Disinfection - Pump, Sump
134712 | THR-ELS-DP-3503 | Distribution Panel 3503, SP RAS PS, Electrical Building/Existing Ozone Building | THR-ELS-RSPS |  | Power Distribution Panel |  | DP | http://www.toronto.ca/TWONTO#LV_electrical_panel |  | Electrical System, Returns Sludge Pumping Station
134713 | THR-ELS-DP-3601 | Distribution Panel, DP-3601, RAS PS, Electrical Room | THR-ELS-RSPS |  | Power Distribution Panel |  | DP | http://www.toronto.ca/TWONTO#LV_electrical_panel |  | Electrical System, Returns Sludge Pumping Station
134714 | THR-ELS-DP-3602 | Distribution Panel, DP-3602, RAS PS, Electrical Room | THR-ELS-RSPS |  | Power Distribution Panel |  | DP | http://www.toronto.ca/TWONTO#LV_electrical_panel |  | Electrical System, Returns Sludge Pumping Station
134715 | THR-ELS-DP-3702 | Distribution Panel 3702, SP Aeration Tank Electrical Building | THR-ELS-RSPS |  | Power Distribution Panel |  | DP | http://www.toronto.ca/TWONTO#LV_electrical_panel |  | Electrical System, Returns Sludge Pumping Station
134716 | THR-ELS-DP-3703 | Distribution Panel 3703, SP Aeration Tank Electrical Building | THR-ELS-RSPS |  | Power Distribution Panel |  | DP | http://www.toronto.ca/TWONTO#LV_electrical_panel |  | Electrical System, Returns Sludge Pumping Station
134717 | THR-ELS-DP-4000 | Distribution Panel,Old Main Sub Station | THR-ELS-TR-4000 |  | Power Distribution Panel |  | DP | http://www.toronto.ca/TWONTO#LV_electrical_panel |  | Transformer,Dry,600-208/120V,45KVA,LP4000 Feed,Old Main Sub Station
134878 | THR-ELS-LP-0510 | Lighting Panel, 120/208V, Control Room, West Substation | THR-ELS-PDP-0602 | Control Panel,Power Distribution Panel | Power Distribution Panel |  | LP | http://www.toronto.ca/TWONTO#LV_electrical_panel |  | Control Panel, Power Distribution Panel, Line 0105, 600V Switchgear, Electrical Room, West Substation
134880 | THR-ELS-LP-3221 | Panel, Power Distribution/Lighting, 208/120V, MCC3221 Panel, North Grit MCC3221 Panel | THR-ELS-PDP-0602 | Control Panel,Power Distribution Panel | Power Distribution Panel |  | LP | http://www.toronto.ca/TWONTO#LV_electrical_panel |  | Control Panel, Power Distribution Panel, Line 0105, 600V Switchgear, Electrical Room, West Substation
134881 | THR-ELS-LP-3221SE | Lighting Panel, 120/208V, North Grit Bldg, Old Blower room | THR-ELS-TR-3221 | Control Panel,Electrical | Power Distribution Panel | 40971 | LP | http://www.toronto.ca/TWONTO#LV_electrical_panel |  | Transformer 600V/120-208V, Power, PDP-3221, North Grit Electrical Room MCC-3221
134882 | THR-ELS-LP-3221SE | Lighting Panel, 120/208V, North Grit Bldg, Old Blower room | THR-S-E | Control Panel,Electrical | Power Distribution Panel | 40971 | LP | http://www.toronto.ca/TWONTO#LV_electrical_panel |  | SUSPENDED ENTITY
134887 | THR-ELS-LP-9583 | Lighting Panel, Control Panel Bldg, East Wall | THR-ELS-MCC-3402 | Control Panel,Electrical | Power Distribution Panel |  | LP | http://www.toronto.ca/TWONTO#LV_electrical_panel |  | Control Panel, MCC 3402, Digesters, Tanks 0700 & 0800
134888 | THR-ELS-LP-9583 | Lighting Panel, Control Panel Bldg, East Wall | THR-ELS-UPS-9563 | Control Panel,Electrical | Power Distribution Panel |  | LP | http://www.toronto.ca/TWONTO#LV_electrical_panel |  | Uninterruptible Power Supply, Digester, Electrical Room/ MCC for Digester Tanks 7-8 Ground Level
135000 | THR-ELS-PDP-0203 | Panel, Distribution Power,New Maint. Bldg(600V DISTRIBUTION PANE) | THR-RSPS-CR | Air Handling Unit,Draw Thru | Power Distribution Panel |  | PDP | http://www.toronto.ca/TWONTO#LV_electrical_panel |  | New Returns Control Room
135001 | THR-ELS-PDP-0501 | Control Panel, Power Distribution Panel, Line 0103, 600V Switchgear, Electrical Room, West Substation | THR-ELS-WS | Control Panel,MCC | Power Distribution Panel |  | PDP | http://www.toronto.ca/TWONTO#LV_electrical_panel |  | Electrical System, West Substation
135002 | THR-ELS-PDP-0602 | Control Panel, Power Distribution Panel, Line 0105, 600V Switchgear, Electrical Room, West Substation | THR-ELS-WS | Control Panel,MCC | Power Distribution Panel |  | PDP | http://www.toronto.ca/TWONTO#LV_electrical_panel |  | Electrical System, West Substation
135003 | THR-ELS-PDP-0701S | Control Panel, Power Distribution Panel, Line 0701, Return Activated Sludge 600V Switchgear, Indoor | THR-ELS-TB-0708S | Control Panel,Power Distribution Panel | Power Distribution Panel | 39048 | PDP | http://www.toronto.ca/TWONTO#LV_electrical_panel |  | Circuit Breaker, Tie, Return Activated Sludge 600V Switchgear, Indoor
135004 | THR-ELS-PDP-0802 | Control Panel, Power Distribution Panel, Line 0802, Return Activated Sludge 600V Switchgear | THR-ELS-TR-0800S | Control Panel,Power Distribution Panel | Power Distribution Panel |  | PDP | http://www.toronto.ca/TWONTO#LV_electrical_panel |  | Transformer, Power, Dry, Line 0800, Return Activated Sludge 600V Switchgear, Indoor
135005 | THR-ELS-PDP-0802S | Control Panel, Power Distribution Panel, Line 0802, Return Activated Sludge 600V Switchgear, Indoor | THR-ELS-RSPS | Control Panel,Power Distribution Panel | Power Distribution Panel | 39050 | PDP | http://www.toronto.ca/TWONTO#LV_electrical_panel |  | Electrical System, Returns Sludge Pumping Station
135006 | THR-ELS-PDP-1002 | Control Panel, Power Distribution Panel, Line 1002, Odour Control 600V Switchgear | THR-ELS-OCS | Control Panel,Power Distribution Panel | Power Distribution Panel |  | PDP | http://www.toronto.ca/TWONTO#LV_electrical_panel |  | Electrical System, Odour Control System
135007 | THR-ELS-PDP-1002S | Control Panel, Power Distribution Panel, Line 1002, Odour Control 600V Switchgear, Indoor | THR-ELS-OCS | Control Panel,Power Distribution Panel | Power Distribution Panel | 39052 | PDP | http://www.toronto.ca/TWONTO#LV_electrical_panel |  | Electrical System, Odour Control System
135008 | THR-ELS-PDP-2501 | Control Panel, Power Distribution Panel, Line 2501, Administration Building 600V Switchgear, Indoor | THR-ELS-ADM | Control Panel,Power Distribution Panel | Power Distribution Panel |  | PDP | http://www.toronto.ca/TWONTO#LV_electrical_panel |  | Electrical System, Administration Building
135009 | THR-ELS-PDP-2602 | Control Panel, Power Distribution Panel, Line 2602, Administration Building 600V Switchgear, Indoor | THR-ELS-ADM | Control Panel,Power Distribution Panel | Power Distribution Panel |  | PDP | http://www.toronto.ca/TWONTO#LV_electrical_panel |  | Electrical System, Administration Building
135010 | THR-ELS-PDP-2910 | Panel, Power Distribution, 600V, Electrical Room Head House | THR-ELS-GRIT | Control Panel,Power Distribution Panel | Power Distribution Panel |  | PDP | http://www.toronto.ca/TWONTO#LV_electrical_panel |  | Electrical System, Grit Bldg., North Prelimanry and Primary Station
135011 | THR-ELS-PDP-2922 | Panel, Power Distribution, 208V, Electrical Room Head House MCC-2922 | THR-ELS-HH | Control Panel,Power Distribution Panel | Power Distribution Panel |  | PDP | http://www.toronto.ca/TWONTO#LV_electrical_panel |  | Electrical System, Head House and Engine Room
135012 | THR-ELS-PDP-2922A | Panel, Power, Distribution 208V, Electrical Room Head House MCC-2922 | THR-ELS-HH | Control Panel,Power Distribution Panel | Power Distribution Panel |  | PDP | http://www.toronto.ca/TWONTO#LV_electrical_panel |  | Electrical System, Head House and Engine Room
135013 | THR-ELS-PDP-3210 | Panel, Power Distribution, 600V, Electrical Room North Grit | THR-ELS-GRIT | Control Panel,Power Distribution Panel | Power Distribution Panel |  | PDP | http://www.toronto.ca/TWONTO#LV_electrical_panel |  | Electrical System, Grit Bldg., North Prelimanry and Primary Station
135014 | THR-ELS-PDP-3221A | Panel, Power Distribution 600V, North Grit Old Blower Room MCC-3221 | THR-ELS-GRIT | Control Panel,Power Distribution Panel | Power Distribution Panel |  | PDP | http://www.toronto.ca/TWONTO#LV_electrical_panel |  | Electrical System, Grit Bldg., North Prelimanry and Primary Station
135015 | THR-ELS-PDP-3221C | Panel, Power Distribution/Lighting 208/120V, North Grit Loading Bay | THR-ELS-PDP-3221B | Control Panel,Power Distribution Panel | Power Distribution Panel |  | PDP | http://www.toronto.ca/TWONTO#LV_electrical_panel |  | Panel, Power Distribution/Lighting 208/120V, North Grit Old Blower Room
135016 | THR-ELS-PDP-3222 | Lighting Panel, 120/208V, North Grit Old Blower Room | THR-ELS-TR-3222 | Control Panel,Power Distribution Panel | Power Distribution Panel |  | PDP | http://www.toronto.ca/TWONTO#LV_electrical_panel |  | Transformer 600V/120-208V, Power, PDP-3222, North Grit Old Blower Room
135017 | THR-ELS-PDP-3222A | Panel, Power Distribution/Lighting 208V/120V, North Grit Old Blower Room | THR-ELS-TR-3222A | Control Panel,Power Distribution Panel | Power Distribution Panel |  | PDP | http://www.toronto.ca/TWONTO#LV_electrical_panel |  | Transformer 600V/120-208V, Power, PDP-3222A, North Grit Old Blower Room
135018 | THR-ELS-PDP-3222B | Panel, Power Distribution 600V,North Grit Bldg,Old Blower Room | THR-ELS-GRIT | Control Panel,Power Distribution Panel | Power Distribution Panel |  | PDP | http://www.toronto.ca/TWONTO#LV_electrical_panel |  | Electrical System, Grit Bldg., North Prelimanry and Primary Station
140580 | TNT-ELS-LP-2101A | 208/120V Lighting Panel | TNT-ELS-TR-6101A | Control Panel,Lighting | Power Distribution Panel |  | LP | http://www.toronto.ca/TWONTO#LV_electrical_panel |  | 600-208/120V Transformer
140581 | TNT-ELS-LP-2101B | 208/120V Lighting Panel | TNT-ELS-TR-6101B | Control Panel,Lighting | Power Distribution Panel |  | LP | http://www.toronto.ca/TWONTO#LV_electrical_panel |  | 600-208/120V Transformer
140582 | TNT-ELS-LP-2104B | 208/120V Lighting Panel | TNT-ELS-TR-6104B | Control Panel,Lighting | Power Distribution Panel |  | LP | http://www.toronto.ca/TWONTO#LV_electrical_panel |  | 600-208/120V Transformer
140583 | TNT-ELS-LP-4001 | Lighting Panel, Laboratory | TNT-ELS-MCC-4001 | Control Panel,Lighting | Power Distribution Panel |  | LP | http://www.toronto.ca/TWONTO#LV_electrical_panel |  | Control Centre, Motor, Pumping System Control, Laboratory
140600 | TNT-ELS-PDP-6121 | 600V Power Distribution Panel | TNT-ELS-MCC-6101 | Control Panel,Power Distribution Panel | Power Distribution Panel |  | PDP | http://www.toronto.ca/TWONTO#LV_electrical_panel |  | Control Centre, Motor, Electrical Sub-Station
142106 | WTR-194-PDP-0006A | Panel, Electrical Distribution | WTR-317-CH-0004 | Control Panel,Power Distribution Panel | Power Distribution Panel |  | PDP | http://www.toronto.ca/TWONTO#LV_electrical_panel |  | Chamber,Revenue Meter,Keele Reservoir, Valve House, North of the Station
143314 | WTR-PDS-LP-0001 | Control Panel | WTR-PDS-TR-0102 | Control Panel,Power Distribution Panel | Power Distribution Panel |  | LP | http://www.toronto.ca/TWONTO#LV_electrical_panel |  | Transformer, Lighting, 15 kVA,600-208/120 V,3phase,4W
145820 | WTR-PRH-DP-0001 | Panel, Power Distribution, Control, Generator Room | WTR-PRH-ACC | Control Panel,Power Distribution Panel | Power Distribution Panel |  | DP | http://www.toronto.ca/TWONTO#LV_electrical_panel |  | Air Conditioning, Heating and Ventilation
145821 | WTR-PRH-DP-0200 | Panel, Distribution, 600V, Control, Existing Pumping Station | WTR-PRH-ACC | Control Panel,Power Distribution Panel | Power Distribution Panel |  | DP | http://www.toronto.ca/TWONTO#LV_electrical_panel |  | Air Conditioning, Heating and Ventilation
147173 | WTR-RRH-DP-0001 | Distribution Panel, Power, 600V, Rosehill Reservoir, Valve House, Electrical Room | WTR-RRH-ELS | Control Panel,Power Distribution Panel | Power Distribution Panel |  | DP | http://www.toronto.ca/TWONTO#LV_electrical_panel |  | Electrical System
147754 | YTF-ELS-DP-0204 | Control Panel, Power Dist., Manual Isolation Panel, Transfer Switch and Generator | YTF-ELS | Control Panel,Power Distribution Panel | Power Distribution Panel |  | DP | http://www.toronto.ca/TWONTO#LV_electrical_panel |  | Electrical Equipment
147756 | YTF-ELS-PDP-0501 | Control Panel, Power Dist., Electrical Room C | YTF-ELS | Control Panel,Power Distribution Panel | Power Distribution Panel |  | PDP | http://www.toronto.ca/TWONTO#LV_electrical_panel |  | Electrical Equipment
147757 | YTF-ELS-PDP-0503 | Control Panel, Power Dist., Lighting Panel B Building Office Area, Electrical Room C | YTF-ELS | Control Panel,Power Distribution Panel | Power Distribution Panel |  | PDP | http://www.toronto.ca/TWONTO#LV_electrical_panel |  | Electrical Equipment
147758 | YTF-ELS-PDP-0601 | Control Panel, Power Dist., Mechanical Equipment, Electrical Panels A Building | YTF-ELS | Control Panel,Power Distribution Panel | Power Distribution Panel |  | PDP | http://www.toronto.ca/TWONTO#LV_electrical_panel |  | Electrical Equipment
147759 | YTF-ELS-PDP-0602 | Control Panel, Power Dist., Lighting Panel, Electrical Panels A Building | YTF-ELS | Control Panel,Power Distribution Panel | Power Distribution Panel |  | PDP | http://www.toronto.ca/TWONTO#LV_electrical_panel |  | Electrical Equipment
147760 | YTF-ELS-PDP-0702 | Control Panel, Power Dist., Mechanical Equipment, RN146, Electrical Panels Warehouse | YTF-ELS | Control Panel,Power Distribution Panel | Power Distribution Panel |  | PDP | http://www.toronto.ca/TWONTO#LV_electrical_panel |  | Electrical Equipment
147761 | YTF-ELS-PDP-0801 | Control Panel, Power Dist., Electrical Panels Warehouse | YTF-ELS | Control Panel,Power Distribution Panel | Power Distribution Panel |  | PDP | http://www.toronto.ca/TWONTO#LV_electrical_panel |  | Electrical Equipment
147762 | YTF-ELS-PDP-0901 | Control Panel, Power Dist., Warehouse Mechanical, Main Electrical Service | YTF-ELS | Control Panel,Power Distribution Panel | Power Distribution Panel |  | PDP | http://www.toronto.ca/TWONTO#LV_electrical_panel |  | Electrical Equipment
147763 | YTF-ELS-PDP-1301 | Control Panel, Power Dist., A Building Electrical Room, Electrical Panels Warehouse | YTF-ELS | Control Panel,Power Distribution Panel | Power Distribution Panel |  | PDP | http://www.toronto.ca/TWONTO#LV_electrical_panel |  | Electrical Equipment
147764 | YTF-ELS-PDP-1401A | Control Panel, Power Dist., Electrical Room, Electrical Panels A Building | YTF-ELS | Control Panel,Power Distribution Panel | Power Distribution Panel |  | PDP | http://www.toronto.ca/TWONTO#LV_electrical_panel |  | Electrical Equipment
147765 | YTF-ELS-PDP-1401B | Control Panel, Power Dist., Electrical Room, Electrical Panels A Building | YTF-ELS | Control Panel,Power Distribution Panel | Power Distribution Panel |  | PDP | http://www.toronto.ca/TWONTO#LV_electrical_panel |  | Electrical Equipment
147766 | YTF-ELS-PDP-1402 | Control Panel, Power Dist., Emergency Lighting Panel, Electrical Panels A Building | YTF-ELS | Control Panel,Power Distribution Panel | Power Distribution Panel |  | PDP | http://www.toronto.ca/TWONTO#LV_electrical_panel |  | Electrical Equipment
147767 | YTF-ELS-PDP-1501 | Control Panel, Power Dist., Emergency Power Panel, Electrical Room C | YTF-ELS | Control Panel,Power Distribution Panel | Power Distribution Panel |  | PDP | http://www.toronto.ca/TWONTO#LV_electrical_panel |  | Electrical Equipment
147768 | YTF-ELS-PDP-1601 | Control Panel, Power Dist., A Building Server Room, Electrical Panels Warehouse | YTF-ELS | Control Panel,Power Distribution Panel | Power Distribution Panel |  | PDP | http://www.toronto.ca/TWONTO#LV_electrical_panel |  | Electrical Equipment
147769 | YTF-ELS-PDP-1701 | Control Panel, Power Dist., A Building Server Room, Electrical Panels Warehouse | YTF-ELS | Control Panel,Power Distribution Panel | Power Distribution Panel |  | PDP | http://www.toronto.ca/TWONTO#LV_electrical_panel |  | Electrical Equipment
2721 | COL-MTI-F-1401C | Filter, High Pressure, Hydraulic Pump P-1401C Discharge, Outdoor Kiosk, MTI Chamber CH-1400C | COL-MTI-CH-1400C |  | Filter |  | F | http://www.toronto.ca/TWONTO#replaceable_oil_or_fuel_filter |  | Chamber,Rosedale Valley Control Chamber No.14C, MTI
2722 | COL-MTI-F-1402C | Filter, High Pressure, Hydraulic Pump P-1402C Discharge, Outdoor Kiosk, MTI Chamber CH-1400C | COL-MTI-CH-1400C |  | Filter |  | F | http://www.toronto.ca/TWONTO#replaceable_oil_or_fuel_filter |  | Chamber,Rosedale Valley Control Chamber No.14C, MTI
2723 | COL-MTI-F-3401 | Filter, High Pressure HPU, Tank, MTI Chamber CH-3400 | COL-MTI-CH-3400 | Filter | Filter |  | F | http://www.toronto.ca/TWONTO#replaceable_oil_or_fuel_filter |  | Chamber,Parkside St. Control Chamber No.34, MTI
2830 | COL-MTI-PSH-2000 | Hydraulic Filter Plugged, Victoria St. Control Chamber #20 | COL-MTI-CH-2000 |  | Filter |  | PSH | http://www.toronto.ca/TWONTO#replaceable_oil_or_fuel_filter |  | Chamber,Victoria St. Control Chamber No.20, MTI
4356 | COL-PLB-F-0001 | Filter, Fuel | COL-PLB | Filter | Filter | 34544 | F | http://www.toronto.ca/TWONTO#replaceable_oil_or_fuel_filter |  | Long Branch Pumping Station
4357 | COL-PLB-F-0001 | Filter, Fuel | COL-PLB-SUSPENDED | Filter | Filter | 34544 | F | http://www.toronto.ca/TWONTO#replaceable_oil_or_fuel_filter |  | Longbranch P.S.suspended entities
7411 | COL-RBB-F-0001 | Filter,Passive Carbon filter,Shaft Roof | COL-RBB-MISC |  | Filter |  | F | media_based_filter |  | Miscellaneous Equipment
9939 | FCL-AI-F-0002 | Filter, Instrument Air, Compressor C-0101 Discharge, High Lift Building, Compressor Room | FCL-TRW-C-0101 | Filter | Filter |  | F | http://www.toronto.ca/TWONTO#replaceable_air_filter |  | Compressor, Service Air Monitoring - High Lift
9940 | FCL-AI-F-0003 | Filter, Instrument Air, Compressor C-0201 Discharge, High Lift Building, Compressor Room | FCL-TRW-C-0102 | Filter | Filter |  | F | http://www.toronto.ca/TWONTO#replaceable_air_filter |  | Compressor, Service Air Monitoring - High Lift
9941 | FCL-AI-F-0201 | Filter, Instrument Air, Dry Chemical Building, Ground Floor | FCL-SA | Filter | Filter |  | F | http://www.toronto.ca/TWONTO#replaceable_air_filter |  | Service Air
10809 | FCL-CLA-F-0101 | Filter, Chlorine Gas, Discharge, CLA Evaporator 0101, Chlorination System | FCL-CLA-CHL-0101 | Filter | Filter |  | F | http://www.toronto.ca/TWONTO#replaceable_air_filter |  | Chlorinator, Chlorine Gas, Chlorination System
10810 | FCL-CLA-F-0201 | Filter, Chlorine Gas, CLA Evaporator 0201, Chlorination System | FCL-CLA-CHL-0201 | Filter | Filter |  | F | http://www.toronto.ca/TWONTO#replaceable_air_filter |  | Chlorinator, Chlorine Gas, Chlorination System
11241 | FCL-DCL-F-0301 | Filter, Discharge, Evaporator 0301, Sulpher Dioxide System | FCL-DCL-SO-0301 | Filter | Filter |  | F | http://www.toronto.ca/TWONTO#replaceable_air_filter |  | Sulphonator, Sulphur Dioxide System, Machine Room,Gaseous Chemical Building
11242 | FCL-DCL-F-0401 | Filter, Discharge,Evaporator 0101, Sulphonator 0401,RMF Dechlorin.,Machine Rm, Gaseous Chemical Bldg | FCL-DCL-SO-0401 | Filter | Filter |  | F | http://www.toronto.ca/TWONTO#replaceable_air_filter |  | Sulphonator, RMF Dechlorination, Machine Room,Gaseous Chemical Building
11607 | FCL-ELS-F-0201 | Filter, Suction, Pump 0200, Emergency Power Generator Monitoring | FCL-ELS-PS-0003 | Filter | Filter |  | F | http://www.toronto.ca/TWONTO#replaceable_oil_or_fuel_filter |  | Emergency Power
12307 | FCL-FLT-F-0101 | Filter, Carbon Activated, Filter Building, Filter Gallery West | FCL-FLT | Filter | Filter |  | F | media_based_filter |  | Filtration
12309 | FCL-FLT-F-0401 | Filter, Carbon Activated, Filter Building, Filter Gallery East | FCL-FLT | Filter | Filter |  | F | media_based_filter |  | Filtration
12310 | FCL-FLT-F-0601 | Filter, Carbon Activated, Filter Building, Filter Gallery East | FCL-FLT | Filter | Filter |  | F | media_based_filter |  | Filtration
12311 | FCL-FLT-F-0701 | Filter, Carbon Activated, Filter Building, Filter Gallery West | FCL-FLT | Filter | Filter |  | F | media_based_filter |  | Filtration
12312 | FCL-FLT-F-0801 | Filter, Carbon Activated, Filter Building, Filter Gallery East | FCL-FLT | Filter | Filter |  | F | media_based_filter |  | Filtration
12313 | FCL-FLT-F-1001 | Filter, Carbon Activated, Filter Building, Filter Gallery East | FCL-FLT | Filter | Filter |  | F | media_based_filter |  | Filtration
12315 | FCL-FLT-F-1101 | Filter, Carbon Activated, Filter Building, Filter Gallery West | FCL-FLT | Filter | Filter |  | F | media_based_filter |  | Filtration
12321 | FCL-FLT-F-1601 | Filter, Carbon Activated, Filter Building, Filter Gallery East | FCL-FLT | Filter | Filter |  | F | media_based_filter |  | Filtration
12424 | FCL-FLT-SW-0101-SUS | Sweeps, Surface Wash, Filter #1- | FCL-FLT-F-0101 | Filter | Filter | 36632 | SW | filter_sweeping_arm |  | Filter, Carbon Activated, Filter Building, Filter Gallery West
12425 | FCL-FLT-SW-0301-SUS | Sweeps, Surface Wash, Filter #3 | FCL-FLT-F-0301 | Filter | Filter | 36634 | SW | filter_sweeping_arm |  | Filter, Carbon Activated, Filter Building, Filter Gallery West
12426 | FCL-FLT-SW-0301-SUS | Sweeps, Surface Wash, Filter #3 | FCL-SUSPENDED | Filter | Filter | 36634 | SW | filter_sweeping_arm |  | Suspended entity
12427 | FCL-FLT-SW-0601-SUS | Sweeps, Surface Wash, Filter #6 | FCL-FLT-F-0601 | Filter | Filter | 36637 | SW | filter_sweeping_arm |  | Filter, Carbon Activated, Filter Building, Filter Gallery East
12428 | FCL-FLT-SW-0701 | Sweeps, Surface Wash, Filter #7 | FCL-FLT-F-0701 | Filter | Filter |  | SW | filter_sweeping_arm |  | Filter, Carbon Activated, Filter Building, Filter Gallery West
12429 | FCL-FLT-SW-0801-SUS | Sweeps, Surface Wash, Filter #8 | FCL-SUSPENDED | Filter | Filter | 36638 | SW | filter_sweeping_arm |  | Suspended entity
12430 | FCL-FLT-SW-0901-SUS | Sweeps, Surface Wash, Filter #9 | FCL-FLT-F-0901 | Filter | Filter | 36639 | SW | filter_sweeping_arm |  | Filter, Carbon Activated, Filter Building, Filter Gallery West
12431 | FCL-FLT-SW-1001-SUS | Sweeps, Surface Wash, Filter #10 | FCL-FLT-F-1001 | Filter | Filter | 36640 | SW | filter_sweeping_arm |  | Filter, Carbon Activated, Filter Building, Filter Gallery East
12432 | FCL-FLT-SW-1201-SUS | Sweeps, Surface Wash, Filter #12 | FCL-SUSPENDED | Filter | Filter | 36641 | SW | filter_sweeping_arm |  | Suspended entity
12433 | FCL-FLT-SW-1301-SUS | Sweeps, Surface Wash, Filter #13 | FCL-SUSPENDED | Filter | Filter | 36642 | SW | filter_sweeping_arm |  | Suspended entity
12434 | FCL-FLT-SW-1401-SUS | Sweeps, Surface Wash, Filter #14 | FCL-FLT-F-1401 | Filter | Filter | 36643 | SW | filter_sweeping_arm |  | Filter, Carbon Activated, Filter Building, Filter Gallery East
12435 | FCL-FLT-SW-1401-SUS | Sweeps, Surface Wash, Filter #14 | FCL-SUSPENDED | Filter | Filter | 36643 | SW | filter_sweeping_arm |  | Suspended entity
12436 | FCL-FLT-SW-1501-SUS | Sweeps, Surface Wash, Filter #15 | FCL-SUSPENDED | Filter | Filter | 36644 | SW | filter_sweeping_arm |  | Suspended entity
12437 | FCL-FLT-SW-1601-SUS | Sweeps, Surface Wash, Filter #16 | FCL-SUSPENDED | Filter | Filter | 36645 | SW | filter_sweeping_arm |  | Suspended entity
12438 | FCL-FLT-SW-1701-SUS | Sweeps, Surface Wash, Filter #17 | FCL-FLT-F-1701 | Filter | Filter | 36646 | SW | filter_sweeping_arm |  | Filter, Carbon Activated, Filter Building, Filter Gallery West
12439 | FCL-FLT-SW-1701-SUS | Sweeps, Surface Wash, Filter #17 | FCL-SUSPENDED | Filter | Filter | 36646 | SW | filter_sweeping_arm |  | Suspended entity
12440 | FCL-FLT-SW-1801-SUS | Sweeps, Surface Wash, Filter #18 | FCL-FLT-F-1801 | Filter | Filter | 36647 | SW | filter_sweeping_arm |  | Filter, Carbon Activated, Filter Building, Filter Gallery East
12756 | FCL-PAC-F-0201 | Filter, Intake, Air Blower BL-0201, Dry Chemical Building Basement | FCL-PAC | Filter | Filter |  | F | http://www.toronto.ca/TWONTO#replaceable_air_filter |  | Taste and Odour Control (PAC)
12757 | FCL-PAC-F-0201 | Filter, Intake, Air Blower BL-0201, Dry Chemical Building Basement | FCL-ZMC | Filter | Filter |  | F | http://www.toronto.ca/TWONTO#replaceable_air_filter |  | Zebra Mussel Control
12758 | FCL-PAC-F-0301 | Filter, Intake, Air Blower BL-0301, Dry Chemical Building Basement | FCL-PAC | Filter | Filter |  | F | http://www.toronto.ca/TWONTO#replaceable_air_filter |  | Taste and Odour Control (PAC)
12759 | FCL-PAC-F-0301 | Filter, Intake, Air Blower BL-0301, Dry Chemical Building Basement | FCL-PAC-FN-0301 | Filter | Filter |  | F | http://www.toronto.ca/TWONTO#replaceable_air_filter |  | Dust Control, Storage Tank Dust Collector DCU-0301, Dry Chemical Building Basement
13131 | FCL-SA-F-0302 | Filter, Second Service Air System, Service Air Monitoring - Low Lift Pumps, Dry Chemicals and Screen Room | FCL-SA | Filter | Filter |  | F | http://www.toronto.ca/TWONTO#replaceable_air_filter |  | Service Air
15105 | FHA-BW-F-1100 | Filter, Air Intake, Filter Building,Blower, BL-1100 | FHA-BW | Filter | Filter |  | F | http://www.toronto.ca/TWONTO#replaceable_air_filter |  | Backwash System
16291 | FHA-FLT-F-0201 | Filter #02, Filter Building, West Filter Gallery North | FHA-FLT | Filter | Filter |  | F | http://www.toronto.ca/TWONTO#filtration_tank |  | Filtration
16292 | FHA-FLT-F-0301 | Filter #03, Filter Building, West Filter Gallery South | FHA-FLT | Filter | Filter |  | F | http://www.toronto.ca/TWONTO#filtration_tank |  | Filtration
16293 | FHA-FLT-F-0401 | Filter #04, Filter Building, West Filter Gallery North | FHA-FLT | Filter | Filter |  | F | http://www.toronto.ca/TWONTO#filtration_tank |  | Filtration
16294 | FHA-FLT-F-1001 | Filter #10, Filter Building, West Filter Gallery North | FHA-FLT | Filter | Filter |  | F | http://www.toronto.ca/TWONTO#filtration_tank |  | Filtration
16295 | FHA-FLT-F-1101 | Filter #11, Filter Building, West Filter Gallery South | FHA-FLT | Filter | Filter |  | F | http://www.toronto.ca/TWONTO#filtration_tank |  | Filtration
16296 | FHA-FLT-F-1201 | Filter #12, Filter Building, West Filter Gallery North | FHA-FLT | Filter | Filter |  | F | http://www.toronto.ca/TWONTO#filtration_tank |  | Filtration
16297 | FHA-FLT-F-1401 | Filter #14, Filter Building, West Filter Gallery North | FHA-FLT | Filter | Filter |  | F | http://www.toronto.ca/TWONTO#filtration_tank |  | Filtration
16298 | FHA-FLT-F-1701 | Filter #17, Filter Building, West Filter Gallery South | FHA-FLT | Filter | Filter |  | F | http://www.toronto.ca/TWONTO#filtration_tank |  | Filtration
16299 | FHA-FLT-F-1801 | Filter #18, Filter Building, West Filter Gallery North | FHA-FLT | Filter | Filter |  | F | http://www.toronto.ca/TWONTO#filtration_tank |  | Filtration
16300 | FHA-FLT-F-1901 | Filter #19, Filter Building, West Filter Gallery South | FHA-FLT | Filter | Filter |  | F | http://www.toronto.ca/TWONTO#filtration_tank |  | Filtration
16301 | FHA-FLT-F-2001 | Filter #20, Filter Building, West Filter Gallery North | FHA-FLT | Filter | Filter |  | F | http://www.toronto.ca/TWONTO#filtration_tank |  | Filtration
16302 | FHA-FLT-F-2201 | Filter #22, Filter Building, East Filter Gallery North | FHA-FLT | Filter | Filter |  | F | http://www.toronto.ca/TWONTO#filtration_tank |  | Filtration
16303 | FHA-FLT-F-2801 | Filter #28, Filter Building, East Filter Gallery North | FHA-FLT | Filter | Filter |  | F | http://www.toronto.ca/TWONTO#filtration_tank |  | Filtration
16304 | FHA-FLT-F-2901 | Filter #29, Filter Building, East Filter Gallery South | FHA-FLT | Filter | Filter |  | F | http://www.toronto.ca/TWONTO#filtration_tank |  | Filtration
16305 | FHA-FLT-F-3201 | Filter #32, Filter Building, East Filter Gallery North | FHA-FLT | Filter | Filter |  | F | http://www.toronto.ca/TWONTO#filtration_tank |  | Filtration
16306 | FHA-FLT-F-3401 | Filter #34, Filter Building, East Filter Gallery North | FHA-FLT | Filter | Filter |  | F | http://www.toronto.ca/TWONTO#filtration_tank |  | Filtration
16307 | FHA-FLT-F-3501 | Filter #35, Filter Building, East Filter Gallery South | FHA-FLT | Filter | Filter |  | F | http://www.toronto.ca/TWONTO#filtration_tank |  | Filtration
16308 | FHA-FLT-F-3601 | Filter #36, Filter Building, East Filter Gallery North | FHA-FLT | Filter | Filter |  | F | http://www.toronto.ca/TWONTO#filtration_tank |  | Filtration
16416 | FHA-FLT-MX-0201 | FHA-FLT-SW-0201 - Sweeps, Surface Wash, Filter #2 | FHA-FLT-F-0201 | Filter | Filter |  | MX | filter_sweeping_arm |  | Filter #02, Filter Building, West Filter Gallery North
16417 | FHA-FLT-MX-0301 | FHA-FLT-SW-0301 - Sweeps, Surface Wash, Filter #3 | FHA-FLT-F-0301 | Filter | Filter |  | MX | filter_sweeping_arm |  | Filter #03, Filter Building, West Filter Gallery South
16418 | FHA-FLT-MX-0501 | FHA-FLT-SW-0501 - Sweeps, Surface Wash, Filter #5 | FHA-FLT-F-0501 | Filter | Filter |  | MX | filter_sweeping_arm |  | Filter #05, Filter Building, West Filter Gallery South
16419 | FHA-FLT-MX-0601 | FHA-FLT-SW-0601 - Sweeps, Surface Wash, Filter #6 | FHA-FLT-F-0601 | Filter | Filter |  | MX | filter_sweeping_arm |  | Filter #06, Filter Building, West Filter Gallery North
16420 | FHA-FLT-MX-0801 | FHA-FLT-SW-0801 - Sweeps, Surface Wash, Filter #8 | FHA-FLT-F-0801 | Filter | Filter |  | MX | filter_sweeping_arm |  | Filter #08, Filter Building, West Filter Gallery North
16421 | FHA-FLT-MX-0901 | FHA-FLT-SW-0901 - Sweeps, Surface Wash, Filter #9 | FHA-FLT-F-0901 | Filter | Filter |  | MX | filter_sweeping_arm |  | Filter #09, Filter Building, West Filter Gallery South
16422 | FHA-FLT-MX-1101 | FHA-FLT-SW-1101 - Sweeps, Surface Wash, Filter #11 | FHA-FLT-F-1101 | Filter | Filter |  | MX | filter_sweeping_arm |  | Filter #11, Filter Building, West Filter Gallery South
16423 | FHA-FLT-MX-1201 | FHA-FLT-SW-1201 - Sweeps, Surface Wash, Filter #12 | FHA-FLT-F-1201 | Filter | Filter |  | MX | filter_sweeping_arm |  | Filter #12, Filter Building, West Filter Gallery North
16424 | FHA-FLT-MX-1401 | FHA-FLT-SW-1401 - Sweeps, Surface Wash, Filter #14 | FHA-FLT-F-1401 | Filter | Filter |  | MX | filter_sweeping_arm |  | Filter #14, Filter Building, West Filter Gallery North
16425 | FHA-FLT-MX-1901 | FHA-FLT-SW-1901 - Sweeps, Surface Wash, Filter #19 | FHA-FLT-F-1901 | Filter | Filter |  | MX | filter_sweeping_arm |  | Filter #19, Filter Building, West Filter Gallery South
16426 | FHA-FLT-MX-2001 | FHA-FLT-SW-2001 - Sweeps, Surface Wash, Filter #20 | FHA-FLT-F-2001 | Filter | Filter |  | MX | filter_sweeping_arm |  | Filter #20, Filter Building, West Filter Gallery North
16427 | FHA-FLT-MX-2101 | FHA-FLT-SW-2101 - Sweeps, Surface Wash, Filter #21 | FHA-FLT-F-2101 | Filter | Filter |  | MX | filter_sweeping_arm |  | Filter #21, Filter Building, East Filter Gallery South
16428 | FHA-FLT-MX-2201 | FHA-FLT-SW-2201 - Sweeps, Surface Wash, Filter #22 | FHA-FLT-F-2201 | Filter | Filter |  | MX | filter_sweeping_arm |  | Filter #22, Filter Building, East Filter Gallery North
16429 | FHA-FLT-MX-2301 | FHA-FLT-SW-2301 - Sweeps, Surface Wash, Filter #23 | FHA-FLT-F-2301 | Filter | Filter |  | MX | filter_sweeping_arm |  | Filter #23, Filter Building, East Filter Gallery South
16430 | FHA-FLT-MX-2401 | FHA-FLT-SW-2401 - Sweeps, Surface Wash, Filter #24 | FHA-FLT-F-2401 | Filter | Filter |  | MX | filter_sweeping_arm |  | Filter #24, Filter Building, East Filter Gallery North
16431 | FHA-FLT-MX-2601 | FHA-FLT-SW-2601 - Sweeps, Surface Wash, Filter #26 | FHA-FLT-F-2601 | Filter | Filter |  | MX | filter_sweeping_arm |  | Filter #26, Filter Building, East Filter Gallery North
16432 | FHA-FLT-MX-2701 | FHA-FLT-SW-2701 - Sweeps, Surface Wash, Filter #27 | FHA-FLT-F-2701 | Filter | Filter |  | MX | filter_sweeping_arm |  | Filter #27, Filter Building, East Filter Gallery South
16433 | FHA-FLT-MX-2801 | FHA-FLT-SW-2801 - Sweeps, Surface Wash, Filter #28 | FHA-FLT-F-2801 | Filter | Filter |  | MX | filter_sweeping_arm |  | Filter #28, Filter Building, East Filter Gallery North
16434 | FHA-FLT-MX-2901 | FHA-FLT-SW-2901 - Sweeps, Surface Wash, Filter #29 | FHA-FLT-F-2901 | Filter | Filter |  | MX | filter_sweeping_arm |  | Filter #29, Filter Building, East Filter Gallery South
16435 | FHA-FLT-MX-3201 | FHA-FLT-SW-3201 - Sweeps, Surface Wash, Filter #32 | FHA-FLT-F-3201 | Filter | Filter |  | MX | filter_sweeping_arm |  | Filter #32, Filter Building, East Filter Gallery North
16436 | FHA-FLT-MX-3301 | FHA-FLT-SW-3301 - Sweeps, Surface Wash, Filter #33 | FHA-FLT-F-3301 | Filter | Filter |  | MX | filter_sweeping_arm |  | Filter #33, Filter Building, East Filter Gallery South
16437 | FHA-FLT-MX-3501 | FHA-FLT-SW-3501 - Sweeps, Surface Wash, Filter #35 | FHA-FLT-F-3501 | Filter | Filter |  | MX | filter_sweeping_arm |  | Filter #35, Filter Building, East Filter Gallery South
16438 | FHA-FLT-MX-3801 | FHA-FLT-SW-3801 - Sweeps, Surface Wash, Filter #38 | FHA-FLT-F-3801 | Filter | Filter |  | MX | filter_sweeping_arm |  | Filter #38, Filter Building, East Filter Gallery North
16439 | FHA-FLT-MX-3901 | FHA-FLT-SW-3901 - Sweeps, Surface Wash, Filter #39 | FHA-FLT-F-3901 | Filter | Filter |  | MX | filter_sweeping_arm |  | Filter #39, Filter Building, East Filter Gallery South
19144 | FHO-ACC-F-0101 | Filter, Dry Air, Fresh Air Intake, Admin Building, L2, Roof Access Mech. RRoom | FHO-MCS-HVAC |  | Filter |  | F | http://www.toronto.ca/TWONTO#replaceable_air_filter |  | Plant HVAC
19145 | FHO-ACC-F-0104 | Filter, Dry Air, Fan FN-0109 Intake, Admin Building, S1, AHU Room | FHO-ACC-FN-0109 |  | Filter |  | F | http://www.toronto.ca/TWONTO#replaceable_air_filter |  | Fan, Supply, Gallery Ventilation System, S1 Admin Building AHU Room
19146 | FHO-ACC-F-0105 | Filter, Dry Air, AHU-0102 Intake, Admin Building, S1, AHU Room | FHO-ACC-AHU-0102 |  | Filter |  | F | http://www.toronto.ca/TWONTO#replaceable_air_filter |  | Air Handling Unit, Admin Building Lobby Air Conditioning System, Admin Building, S1, AHU Room
19147 | FHO-ACC-F-0201 | Filter, Dry Air, AHU-0201 Inlet, Ammonia Area HVAC,Chemical Building, North Penthouse | FHO-ACC-AHU-0201 |  | Filter |  | F | http://www.toronto.ca/TWONTO#replaceable_air_filter |  | Air Handling Unit, Ammonia Area HVAC, Chemical Building North Penthouse
19148 | FHO-ACC-F-0202 | Filter, Dry Air, AHU-0202 Inlet, Chemical Building, North Penthouse | FHO-ACC-AHU-0202 |  | Filter |  | F | http://www.toronto.ca/TWONTO#replaceable_air_filter |  | Air Handling Unit, General Chemical Building HVAC, Chemical Building, North Penthouse, N/E Corner
19149 | FHO-ACC-F-0301 | Filter, Dry Air, Fan FN-0302 Intake, Chemical Building, L2, South Penthouse | FHO-ACC-FN-0302 |  | Filter |  | F | http://www.toronto.ca/TWONTO#replaceable_air_filter |  | Fan, Supply, Main Electrical Room Ventilation System, L1 Chemical Building, Fan Room
19150 | FHO-ACC-F-0401 | Filter, Dry Air, Fan FN-0401, High Lift P.S. HVAC, S4, West Ventilation Room | FHO-ACC-FN-0401 |  | Filter |  | F | http://www.toronto.ca/TWONTO#replaceable_air_filter |  | Fan, Air Circulating Unit, High Lift P.S. HVAC, S4, West Ventilation Room
19151 | FHO-ACC-F-0402 | Filter, Dry Air, Fan FN-0402, High Lift P.S. HVAC, S4, West Ventilation Room | FHO-ACC-FN-0402 |  | Filter |  | F | http://www.toronto.ca/TWONTO#replaceable_air_filter |  | Fan, Air Circulating Unit, High Lift P.S. HVAC, S4, West Ventilation Room
19152 | FHO-ACC-F-0502 | Filter, Dry Air, Raw Water P.S. Supply Fan FN-0501, Admin Building, L2, East Wing, Mechanical Room | FHO-ACC-FN-0501 |  | Filter |  | F | http://www.toronto.ca/TWONTO#replaceable_air_filter |  | Fan, Fresh Air Supply, Raw Water Dehumidifier, L2 Admin Building, East Wing, Mechanical Room
19153 | FHO-ACC-F-0504 | Filter, Dry Air, Raw Water HVAC Dehumidifier D-0502, S8, Raw Water HVAC Room, North | FHO-ACC-D-0502 |  | Filter |  | F | http://www.toronto.ca/TWONTO#replaceable_air_filter |  | Dehumidifier, Raw Water HVAC, S8, Raw Water Pump Room, North
19154 | FHO-ACC-F-0601 | Filter, Dry Air, Raw Water HVAC Fan FN-0601, Admin Building, L2, East Wing, Mechanical Room | FHO-ACC-FN-0601 |  | Filter |  | F | http://www.toronto.ca/TWONTO#replaceable_air_filter |  | Fan, Fresh Air Supply, Raw Water Dehumidifier, L2 Admin Building, East Wing, Mechanical Room
19155 | FHO-ACC-F-0602 | Filter, Dry Air, Raw Water HVAC Dehumidifier D-0601, S6, Ring Header Room | FHO-ACC-D-0601 |  | Filter |  | F | http://www.toronto.ca/TWONTO#replaceable_air_filter |  | Dehumidifier, Raw Water HVAC, S6, Ring Header Room
19156 | FHO-ACC-F-0701 | Filter, Fresh Air Inlet, High Lift P.S. HVAC Dehumidifier D-0701, S4, Pipe Gallery | FHO-ACC-D-0701 |  | Filter |  | F | http://www.toronto.ca/TWONTO#replaceable_air_filter |  | Dehumidifier, High Lift Pumping Station HVAC, S4, Pipe Gallery
19157 | FHO-ACC-F-0702 | Filter, Reactivation Air Inlet, High Lift P.S. HVAC Dehumidifier D-0701, S4, Pipe Gallery | FHO-ACC-D-0701 |  | Filter |  | F | http://www.toronto.ca/TWONTO#replaceable_air_filter |  | Dehumidifier, High Lift Pumping Station HVAC, S4, Pipe Gallery
19158 | FHO-ACC-F-0901 | Filter, Inlet Air, D-0901, Filter Building, S2, HVAC Room | FHO-ACC-D-0901 |  | Filter |  | F | http://www.toronto.ca/TWONTO#replaceable_air_filter |  | Dehumidifier, Filter Building, S2, West of Pipe Gallery, HVAC Room
19159 | FHO-ACC-F-1003 | Filter, Inlet Air, D-1001, Old Surge Building | FHO-ACC-D-1001 |  | Filter |  | F | http://www.toronto.ca/TWONTO#replaceable_air_filter |  | Dehumidifier, Surge Building, Lower Level
19160 | FHO-ACC-F-1005 | Filter, Air Inlet, FN-1001 Filter Gallery Supply Fan, S2, TR Reservoir Gallery, South | FHO-ACC-FN-1001 |  | Filter |  | F | http://www.toronto.ca/TWONTO#replaceable_air_filter |  | Fan. Fresh Air Supply Filter Gallery, Treated Water Reservoir Gallery, South
19161 | FHO-ACC-F-1007 | Filter, Air Inlet, FN-1005, S2, TW Reservoir Gallery, North | FHO-ACC-FN-1005 |  | Filter |  | F | http://www.toronto.ca/TWONTO#replaceable_air_filter |  | Fan, Circulation/Ventilation, Treated Water Reservoir Gallery, North
19162 | FHO-ACC-F-1101 | Filter, Fresh Air Inlet,Clarifier Building Dehumidifier D-1101,Clarifier Building, S4,Clarifier Gallery | FHO-ACC-D-1101 |  | Filter |  | F | http://www.toronto.ca/TWONTO#replaceable_air_filter |  | Dehumidifier, Clarifier Building, S4, Clarifier Gallery
19163 | FHO-ACC-F-1521 | Filter, Air Inlet, AHU-1521, Ozone Building, L1, Mechanical Room 1 | FHO-ACC-AHU-1521 |  | Filter |  | F | http://www.toronto.ca/TWONTO#replaceable_air_filter |  | Air Handling Unit, Filter 9-13 Pipe Gallery Ventilation, Ozone Building, L1, Mechanical Room 1
19164 | FHO-ACC-F-1524 | Filter, Air Inlet, D-1521, Ozone Building, L1, Mechanical Room 1 | FHO-ACC-D-1521 |  | Filter |  | F | http://www.toronto.ca/TWONTO#replaceable_air_filter |  | Dehumidifire, Ozone Building, L1, Mechanical Room 1
19165 | FHO-ACC-F-1531 | Filter, Air Inlet, AHU-1531, Ozone Building, L1, Mechanical Room 1 | FHO-ACC-AHU-1531 |  | Filter |  | F | http://www.toronto.ca/TWONTO#replaceable_air_filter |  | Air Handling Unit, Filter 9-13 Operating Gallery Ventilation, Ozone Building, L1, Mechanical Room 1
19166 | FHO-ACC-F-1532 | Filter, AHU-1531, Returned Air, Ozone Building, L1, Mechanical Room 1 | FHO-ACC-AHU-1531 |  | Filter |  | F | http://www.toronto.ca/TWONTO#replaceable_air_filter |  | Air Handling Unit, Filter 9-13 Operating Gallery Ventilation, Ozone Building, L1, Mechanical Room 1
19167 | FHO-ACC-F-1542 | Filter, AHU-1541, Returned Air, Ozone Building, L1, Mechanical Room 1 | FHO-ACC-AHU-1541 |  | Filter |  | F | http://www.toronto.ca/TWONTO#replaceable_air_filter |  | Air Handling Unit, Ozone Equipment Room Ventilation, Ozone Building, L1, Mechanical Room 1
19168 | FHO-ACC-F-1551 | Filter, Air Inlet, FN-1551, Ozone Building, L1, Mechanical Room 1 | FHO-ACC-FN-1551 |  | Filter |  | F | http://www.toronto.ca/TWONTO#replaceable_air_filter |  | Fan, Centrifugal Square Inline, Electrical Room Supply&Ventilation,Ozone Building, Mechanical Room 1
19169 | FHO-ACC-F-1641 | Filter, Air Inlet, FN-1641, Standby Power Building, S4, Hallway, North | FHO-ACC-FN-1641 |  | Filter |  | F | http://www.toronto.ca/TWONTO#replaceable_air_filter |  | Fan, Centrifugal Square Inline, Hallway Supply, Standby Power Building, S4, Hallway, North
19170 | FHO-ACC-F-1642 | Filter, Air Outlet, FN-1642, Standby Power Building, S4, CCS Room, N/W | FHO-ACC-FN-1642 |  | Filter |  | F | http://www.toronto.ca/TWONTO#replaceable_air_filter |  | Fan, Centrifugal Square Exhaust, Standby Power Building, S4, CCS Room, N/W
20251 | FHO-CLA-F-0101 | Filter, Gas, Pre Chlorination Train 1, Chemical Building, Main Floor, Machine Room | FHO-CLA-CHL-0101 |  | Filter |  | F | http://www.toronto.ca/TWONTO#replaceable_air_filter |  | Chlorinator, Pre Chlorination Train 1, Chemical Building, L1, Machine Room
20252 | FHO-CLA-F-0201 | Filter, Gas, Pre Chlorination Train 2, Chemical Building, Main Floor, Machine Room | FHO-CLA-CHL-0101 |  | Filter |  | F | http://www.toronto.ca/TWONTO#replaceable_air_filter |  | Chlorinator, Pre Chlorination Train 1, Chemical Building, L1, Machine Room
20365 | FHO-CLB-F-0301 | Filter, Gas, Post Chlorination Train 3, Chemical Building, Main Floor, Machine Room | FHO-CLB-CHL-0301 |  | Filter |  | F | http://www.toronto.ca/TWONTO#replaceable_air_filter |  | Chlorinator, Post Chlorination East Train 3, Chemical Building, L1, Evaporator Room
20366 | FHO-CLB-F-0401 | Filter, Gas, Post Chlorination Train 4, Chemical Building, Main Floor, Machine Room | FHO-CLB-CHL-0401 |  | Filter |  | F | http://www.toronto.ca/TWONTO#replaceable_air_filter |  | Chlorinator, Post Chlorination East Train 4,Chemical Building, L1, Evaporator Room
20771 | FHO-DOZ-F-0502 | Filter, Coalescing, Desiccant Dryer D-0504 Inlet, Ozone Building, S2, RW Process Room,Nitrogen Skid | FHO-NIT-SYS | Filter | Filter |  | F | http://www.toronto.ca/TWONTO#replaceable_air_filter |  | NITROGEN SYSTEM
20772 | FHO-DOZ-F-0505 | Filter, Particulate, Desiccant Dryer D-0503 Outlet, Ozone Building,S2,RW Process Room,Nitrogen Skid | FHO-NIT-SYS | Filter | Filter |  | F | http://www.toronto.ca/TWONTO#replaceable_air_filter |  | NITROGEN SYSTEM
20773 | FHO-DOZ-F-0506 | Filter, Particulate, Desiccant Dryer D-0504 Outlet, Ozone Building,S2,RW Process Room,Nitrogen Skid | FHO-NIT-SYS | Filter | Filter |  | F | http://www.toronto.ca/TWONTO#replaceable_air_filter |  | NITROGEN SYSTEM
22494 | COL-PLB-F-0001 | Filter, Fuel | COL-PLB-AUX-MECH | Filter | Filter | 34544 | F | http://www.toronto.ca/TWONTO#replaceable_oil_or_fuel_filter |  | Mechanical Equipment
24017 | FHO-SA-F-0102 | Filter, Inlet, Air Dryer D-0101, Service Air System, TRW Building, S3, Compressor Room | FHO-SA-D-0101 |  | Filter |  | F | http://www.toronto.ca/TWONTO#replaceable_air_filter |  | Air Dryer, Service Air System, Refrigeration, TRW Building, S3, Compressor Room
24018 | FHO-SA-F-0202 | Filter, Inlet, Air Dryer D-0201, Service Air System, TRW Building, S3, Compressor Room | FHO-SA-D-0201 |  | Filter |  | F | http://www.toronto.ca/TWONTO#replaceable_air_filter |  | Air Dryer, Service Air System, Refrigeration, TRW Building, S3, Compressor Room
26082 | FIS-ACC-F-0300 | Filter, Air, Dehumidifier D-0300 Outside Air, Storage Building, Maintenance Storage Room | FIS-ACC-D-0300 |  | Filter |  | F | http://www.toronto.ca/TWONTO#replaceable_air_filter |  | Dehumidifier, Storage Building, Maintenance Storage Room
26083 | FIS-ACC-F-0400 | Filter, Air, Dehumidifier D-0400 Outside Air, Filter Complex, Basement Floor, Filter Gallery Roof | FIS-ACC-D-0400 |  | Filter |  | F | http://www.toronto.ca/TWONTO#replaceable_air_filter |  | Dehumidifier, Rooftop Unit, Filter Building, Filter Gallery Roof
26953 | FIS-CLA-F-0101-SUS | Filter, Gaseous Discharge Header from Pre Chlorination Evaporator Train 1, Chlorination System | FIS-CLA-CHL-0101 | Filter | Filter | 38161 | F | http://www.toronto.ca/TWONTO#replaceable_air_filter |  | Chlorinator, Pre Chlorination Train 1, Gaseous Chemical Building, Machine Room
26954 | FIS-CLA-F-0101-SUS | Filter, Gaseous Discharge Header from Pre Chlorination Evaporator Train 1, Chlorination System | FIS-SUSPENDED | Filter | Filter | 38161 | F | http://www.toronto.ca/TWONTO#replaceable_air_filter |  | Obsolete Entities/Processes
26955 | FIS-CLA-F-0201-SUS | Filter, Gaseous Discharge Header from Pre Chlorination Evaporator 0201 Train 2, Chlorination System | FIS-CLA-CHL-0201 | Filter | Filter | 38162 | F | http://www.toronto.ca/TWONTO#replaceable_air_filter |  | Chlorinator, Pre Chlorination Train 2, Gaseous Chemical Building, Machine Room
27016 | FIS-CLB-F-0101-SUS | Filter, Gaseous Discharge Header from Post Chlorination Evaporator Train 1 | FIS-CLC-CHL-0101 | Filter | Filter | 38172 | F | http://www.toronto.ca/TWONTO#replaceable_air_filter |  | Chemical Feeder, Gas, Chlorine, Trim Chlorination, Chlorination System
27017 | FIS-CLB-F-0201-SUS | Filter, Gaseous Discharge Header from Post Chlorination Evaporator Train 2 | FIS-CLB-CHL-0201 | Filter | Filter | 38173 | F | http://www.toronto.ca/TWONTO#replaceable_air_filter |  | Chlorinator, Post Chlorination Train 2, Gaseous Chemical Building, Machine Room
27125 | FIS-DCL-F-0001-SUS | Filter, SDL Line1, Sulphur Dioxide System | FIS-DCL-EV-0101 |  | Filter | 38181 | F | http://www.toronto.ca/TWONTO#replaceable_air_filter |  | Evaporator,Sulphur Dioxide Service, Stream #1, Gaseous Chemical Building, Storage Room
27126 | FIS-DCL-F-0001-SUS | Filter, SDL Line1, Sulphur Dioxide System | FIS-SUSPENDED |  | Filter | 38181 | F | http://www.toronto.ca/TWONTO#replaceable_air_filter |  | Obsolete Entities/Processes
27127 | FIS-DCL-F-0002-SUS | Filter, SDL Line2, Sulphur Dioxide System | FIS-DCL-EV-0201 |  | Filter | 38182 | F | http://www.toronto.ca/TWONTO#replaceable_air_filter |  | Evaporator,Sulphur Dioxide Service, Stream #2, Gaseous Chemical Building, Storage Room
27128 | FIS-DCL-F-0002-SUS | Filter, SDL Line2, Sulphur Dioxide System | FIS-SUSPENDED |  | Filter | 38182 | F | http://www.toronto.ca/TWONTO#replaceable_air_filter |  | Obsolete Entities/Processes
27541 | FIS-ELS-F-2101A | Filter, Fuel Oil, Transfer Pump P-2101A Suction, Workshop Building, Transfer Pump Room | FIS-ELS-P-2101A |  | Filter |  | F | http://www.toronto.ca/TWONTO#replaceable_oil_or_fuel_filter |  | Pump, Centrifugal, Transfer, Storage Tank T-2101 to Day Tank 2102, Workshop Building, Pump Room
27542 | FIS-ELS-F-2101B | Filter, Fuel Oil, Transfer Pump P-2101B Suction, Workshop Building, Transfer Pump Room | FIS-ELS-P-2101B |  | Filter |  | F | http://www.toronto.ca/TWONTO#replaceable_oil_or_fuel_filter |  | Pump, Centrifugal, Transfer, Storage Tank T-2101 to Day Tank 2102, Workshop Building, Pump Room
28088 | FIS-FLT-F-0100 | Filter, Settled Water, Filter Building, Filter Gallery | FIS-FLT | Filter | Filter |  | F | http://www.toronto.ca/TWONTO#filtration_tank |  | Filtration
28089 | FIS-FLT-F-0200 | Filter, Settled Water, Filter Building, Filter Gallery | FIS-FLT | Filter | Filter |  | F | http://www.toronto.ca/TWONTO#filtration_tank |  | Filtration
28090 | FIS-FLT-F-0400 | Filter, Settled Water, Filter Building, Filter Gallery | FIS-FLT | Filter | Filter |  | F | http://www.toronto.ca/TWONTO#filtration_tank |  | Filtration
28091 | FIS-FLT-F-0500 | Filter, Settled Water, Filter Building, Filter Gallery | FIS-FLT | Filter | Filter |  | F | http://www.toronto.ca/TWONTO#filtration_tank |  | Filtration
28092 | FIS-FLT-F-0600 | Filter, Settled Water, Filter Building, Filter Gallery | FIS-FLT | Filter | Filter |  | F | http://www.toronto.ca/TWONTO#filtration_tank |  | Filtration
28842 | FIS-SA-F-0101-SUS | Filter, Inlet, Instrument Air, Dryer 0101, Service Air Monitoring | FIS-SA-C-0100 | Filter | Filter | 38397 | F | http://www.toronto.ca/TWONTO#replaceable_air_filter |  | Compressor, Reciprocating, Constant Speed, Filter Building, Pump Room West
28843 | FIS-SA-F-0102-SUS | Filter, Outlet, Instrument Air, Dryer 0101, Service Air Monitoring | FIS-SA-C-0100 | Filter | Filter | 38398 | F | http://www.toronto.ca/TWONTO#replaceable_air_filter |  | Compressor, Reciprocating, Constant Speed, Filter Building, Pump Room West
28844 | FIS-SA-F-0201-SUS | Filter, Inlet, Instrument Air, Dryer 0201, Service Air Monitoring | FIS-SA-C-0200 | Filter | Filter | 38399 | F | http://www.toronto.ca/TWONTO#replaceable_air_filter |  | Compressor, Reciprocating, Constant Speed, Insturment Air to Dryer 0201, Filter Building, Service Air Monitoring
28845 | FIS-SA-F-0201-SUS | Filter, Inlet, Instrument Air, Dryer 0201, Service Air Monitoring | FIS-SUSPENDED | Filter | Filter | 38399 | F | http://www.toronto.ca/TWONTO#replaceable_air_filter |  | Obsolete Entities/Processes
28846 | FIS-SA-F-0202-SUS | Filter, Outlet, Instrument Air, Dryer 0201, Service Air Monitoring | FIS-SUSPENDED | Filter | Filter | 38400 | F | http://www.toronto.ca/TWONTO#replaceable_air_filter |  | Obsolete Entities/Processes
29849 | FIS-WWW-CH-0100 | Slow Sand Fiter | FIS-BW | Filter | Filter |  | CH | http://www.toronto.ca/TWONTO#filtration_tank |  | Backwash System
29850 | FIS-WWW-CH-0100 | Slow Sand Fiter | FIS-FLT | Filter | Filter |  | CH | http://www.toronto.ca/TWONTO#filtration_tank |  | Filtration
29851 | FIS-WWW-CH-0100 | Slow Sand Fiter | FIS-SUSPENDED | Filter | Filter |  | CH | http://www.toronto.ca/TWONTO#filtration_tank |  | Obsolete Entities/Processes
29852 | FIS-WWW-CH-0200-SUS | Slow Sand Fiter | FIS-BW | Filter | Filter | 38480 | CH | http://www.toronto.ca/TWONTO#filtration_tank |  | Backwash System
29853 | FIS-WWW-CH-0200-SUS | Slow Sand Fiter | FIS-SUSPENDED | Filter | Filter | 38480 | CH | http://www.toronto.ca/TWONTO#filtration_tank |  | Obsolete Entities/Processes
29854 | FIS-WWW-CH-0300-SUS | Slow Sand Fiter | FIS-BW | Filter | Filter | 38481 | CH | http://www.toronto.ca/TWONTO#filtration_tank |  | Backwash System
29855 | FIS-WWW-CH-0600-SUS | Slow Sand Fiter | FIS-BW | Filter | Filter | 38484 | CH | http://www.toronto.ca/TWONTO#filtration_tank |  | Backwash System
29858 | FIS-WWW-CH-0900-SUS | Slow Sand Fiter | FIS-BW | Filter | Filter | 38487 | CH | http://www.toronto.ca/TWONTO#filtration_tank |  | Backwash System
29859 | FIS-WWW-CH-1000-SUS | Slow Sand Fiter | FIS-SUSPENDED | Filter | Filter | 38488 | CH | http://www.toronto.ca/TWONTO#filtration_tank |  | Obsolete Entities/Processes
29860 | FIS-WWW-CH-1100-SUS | Slow Sand Fiter | FIS-BW | Filter | Filter | 38489 | CH | http://www.toronto.ca/TWONTO#filtration_tank |  | Backwash System
29861 | FIS-WWW-CH-1100-SUS | Slow Sand Fiter | FIS-SUSPENDED | Filter | Filter | 38489 | CH | http://www.toronto.ca/TWONTO#filtration_tank |  | Obsolete Entities/Processes
29862 | FIS-WWW-CH-1200-SUS | Slow Sand Fiter | FIS-SUSPENDED | Filter | Filter | 38490 | CH | http://www.toronto.ca/TWONTO#filtration_tank |  | Obsolete Entities/Processes
30241 | IY2061A | Filter, Compressor Air Supply | TAB-SA-FN | Filter | Filter |  |  | http://www.toronto.ca/TWONTO#replaceable_air_filter |  | Compressor Supply Air
30242 | IY2063A | Filter, Compressor Air Supply | TAB-SA-FN | Filter | Filter |  |  | http://www.toronto.ca/TWONTO#replaceable_air_filter |  | Compressor Supply Air
30246 | IY2065A | Filter, Air Compressor #2 | IX2070 | Filter | Filter |  |  | http://www.toronto.ca/TWONTO#replaceable_air_filter |  | Compressor #2, Air
30248 | IY2066A | Filter, Air Compressor #3 | IX2071 | Filter | Filter |  |  | http://www.toronto.ca/TWONTO#replaceable_air_filter |  | Compressor #3, Air
30252 | IY2067A | Receiver, Compressor #4 Air | IX2072 | Filter | Filter |  |  | http://www.toronto.ca/TWONTO#replaceable_air_filter |  | Compressor #4, Air
33003 | KU3615A | Filter, Plant Water, Floatation | TAB-PWA-F | Filter | Filter |  |  | http://www.toronto.ca/TWONTO#collection_of_assets |  | Plant Water - Filters and Strainers
36292 | COL-RBC-F-0001 | Filter,Passive Carbon filter,Shaft Roof | COL-RBC-MISC |  | Filter |  | F | media_based_filter |  | Miscellaneous Equipment
36386 | COL-RBG-F-0001 | Filter,Passive Carbon filter,Shaft Roof | COL-RBC-MISC |  | Filter |  | F | media_based_filter |  | Miscellaneous Equipment
37360 | NX2326A | Filter, Air | NX2328A | Filter | Filter |  |  | http://www.toronto.ca/TWONTO#replaceable_air_filter |  | Air Handling Unit, Aux., 2nd Flr, Electric RmE.
37361 | NX2327A | Filter, Air-Aux., 2nd Flr | NX2329A | Filter | Filter | 34494 |  | http://www.toronto.ca/TWONTO#replaceable_air_filter |  | Air Handling Unit A/c, Aux., 2nd Flr, Electric RmW.
38011 | SM2003A | Filter, Air, Floatation Bsmt., North Side Compr.room | TAB-AI FLOATATION | Filter | Filter |  |  | http://www.toronto.ca/TWONTO#filtration_tank |  | Air Equipment, Floatation Building
38012 | SM2004A | Filter, Air, Floatation Bsmt., North Side Compr.room | TAB-AI FLOATATION | Filter | Filter |  |  | http://www.toronto.ca/TWONTO#filtration_tank |  | Air Equipment, Floatation Building
38013 | SM2005A | Filter, Air,Floatation Bsmt., North Side Compr.room | TAB-AI FLOATATION | Filter | Filter |  |  | http://www.toronto.ca/TWONTO#filtration_tank |  | Air Equipment, Floatation Building
39172 | TAB-ACC-F-0150 | Filter, Primary Loop | TAB-ACC-P-0150 | Filter | Filter |  | F | http://www.toronto.ca/TWONTO#discrete_unit_of_treatment_filter |  | Pump, Filter Feed, Primary Loop
39173 | TAB-ACC-F-0787 | Filter, Boiler Feedwater | TAB-HRS-BO-P | Filter | Filter |  | F | http://www.toronto.ca/TWONTO#discrete_unit_of_treatment_filter |  | Steam Boiler Feedwater System, Softeners
39174 | TAB-ACC-F-0789 | Filter, Boiler Feedwater | TAB-HRS-BO-P | Filter | Filter |  | F | http://www.toronto.ca/TWONTO#discrete_unit_of_treatment_filter |  | Steam Boiler Feedwater System, Softeners
39175 | TAB-ACC-F-0803 | Filter , AHU, | TAB-ACC-AHU-0803 | Filter | Filter |  | F | http://www.toronto.ca/TWONTO#replaceable_air_filter |  | Air Handling Unit, Equalizing tank Bldg
39176 | TAB-ACC-F-1410 | Filter, Supply Fan 1410, AHU-1400, Screen Bldg. Rooftop | TAB-ACC-AHU-1400 | Filter | Filter |  | F | http://www.toronto.ca/TWONTO#replaceable_air_filter |  | Air Handling Unit, D Bldg Roof
39177 | TAB-ACC-F-1421 | Filter, AHU-1420, Air filter | TAB-ACC-AHU-1420 | Filter | Filter |  | F | http://www.toronto.ca/TWONTO#replaceable_air_filter |  | Air Handling Unit,Boiler Room and Basement
39178 | TAB-ACC-F-1431 | Filter, AHU-1430, Air filter | TAB-ACC-AHU-1430 | Filter | Filter |  | F | http://www.toronto.ca/TWONTO#replaceable_air_filter |  | Air Handling Unit,Boiler Room and Basement
39179 | TAB-ACC-F-1441 | Filter, AHU-1440, Air filter | TAB-ACC-AHU-1440 | Filter | Filter |  | F | http://www.toronto.ca/TWONTO#replaceable_air_filter |  | Air Handling Unit, Makeup Air Unit for Admin Area,
39180 | TAB-ACC-F-1460 | Filter, Glycol Concentration Measurement | TAB-ACC-1400 | Filter | Filter |  | F | http://www.toronto.ca/TWONTO#discrete_unit_of_treatment_filter |  | Heating, Z Bldg -
39181 | TAB-ACC-F-1471 | Filter, AHU-1470, Air filter | TAB-ACC-AHU-1470 | Filter | Filter |  | F | http://www.toronto.ca/TWONTO#replaceable_air_filter |  | Air Handling Unit, VFD, Boiler Room Supply
39182 | TAB-ACC-F-1481 | Filter, AHU-1480, Air filter | TAB-ACC-AHU-1480 | Filter | Filter |  | F | http://www.toronto.ca/TWONTO#replaceable_air_filter |  | Air Handling Unit, Repair Facility/Steam Boiler Room Supply
39183 | TAB-ACC-F-1510 | Filter, Supply Fan 1510, AHU-1500, Screen Bldg. Rooftop | TAB-ACC-AHU-1500 | Filter | Filter |  | F | http://www.toronto.ca/TWONTO#replaceable_air_filter |  | Air Handling Unit, D Bldg Roof
39184 | TAB-ACC-F-2052 | Filter, Glycol Chemical feeder Line | TAB-ACC-FD-2052 | Filter | Filter |  | F | http://www.toronto.ca/TWONTO#discrete_unit_of_treatment_filter |  | Feeder, Chemical,Glycol Chemical feeder Line
39185 | TAB-ACC-F-2240 | Filter, Final filter | TAB-ACC-AHU-2240 | Filter | Filter |  | F | http://www.toronto.ca/TWONTO#filtration_tank |  | AHU, PRS Building Supply air
39186 | TAB-ACC-F-2250 | Filter, Final filter | TAB-ACC-AHU-2250 | Filter | Filter |  | F | http://www.toronto.ca/TWONTO#filtration_tank |  | AHU, PRS Building Supply air
39187 | TAB-ACC-F-3433 | Filter, Glycol Chemical feeder Line | TAB-ACC-FD-3433 | Filter | Filter |  | F | http://www.toronto.ca/TWONTO#discrete_unit_of_treatment_filter |  | Feeder, Chemical,Glycol Chemical feeder Line
39188 | TAB-ACC-F-3602 | FILTER, AHU, QUALITY CONTROL, AHU ADMIN BUILDING | TAB-ACC-AHU-3602 | Filter | Filter |  | F | http://www.toronto.ca/TWONTO#replaceable_air_filter |  | AIR HANDLING UNIT, ROOFTOP ADMIN BUILDING
39189 | TAB-ACC-F-3882 | Filter, Glycol Chemical feeder Line | TAB-ACC-FD-3882 | Filter | Filter |  | F | http://www.toronto.ca/TWONTO#discrete_unit_of_treatment_filter |  | Feeder, Chemical,Glycol Chemical feeder Line
39190 | TAB-ACC-F-4901 | Filter, Glycol, Seawall Tunnel, East | TAB-ACC-P-4903 | Filter | Filter |  | F | http://www.toronto.ca/TWONTO#discrete_unit_of_treatment_filter |  | Pump, Tertiary, Glycol, Seawall Tunnel, East
39191 | TAB-ACC-F-5050 | Filter, Chemical,Glycol, Gas Control Building | TAB-ACC-FD-5050 | Filter | Filter |  | F | http://www.toronto.ca/TWONTO#discrete_unit_of_treatment_filter |  | Feeder, Chemical, Gas Control Building
39192 | TAB-ACC-F-6301 | Filter, Bypass, Glycol System, Mechanical Room, Dig 9-12 Control Building. | TAB-ACC-HE-6301 |  | Filter |  | F | http://www.toronto.ca/TWONTO#discrete_unit_of_treatment_filter |  | Heat Exchanger, Plate and Frame, Mechanical Room, Dig 9-12 Control Building.
39209 | TAB-ACC-F-8222 | Filter, Glycol Chemical feeder Line | TAB-ACC-P-8220 | Filter | Filter |  | F | http://www.toronto.ca/TWONTO#discrete_unit_of_treatment_filter |  | Pump, Circulating, M Bldg
44586 | FCL-AI-F-0001 | Filter, Instrument Air, Compressor C-0101 Discharge, High Lift Building, Compressor Room | FCL-TRW-C-0101 | Filter | Filter |  | F | http://www.toronto.ca/TWONTO#replaceable_air_filter |  | Compressor, Service Air Monitoring - High Lift
44587 | FCL-AI-F-0004 | Filter, Instrument Air, Compressor C-0201 Discharge, High Lift Building, Compressor Room | FCL-TRW-C-0102 | Filter | Filter |  | F | http://www.toronto.ca/TWONTO#replaceable_air_filter |  | Compressor, Service Air Monitoring - High Lift
44622 | TAB-DIG-F-6411 | Filter &Feeder, Chemical | TAB-DIG-P-9727 | Filter | Filter |  | F | http://www.toronto.ca/TWONTO#discrete_unit_of_treatment_filter |  | Pump, Chilled Water Circulating, CWCP-2, Digester Gas Control Build, Basement
44623 | TAB-DIG-F-6470 | Filter &Feeder, Chemical | TAB-DIG-P-9722 | Filter | Filter |  | F | http://www.toronto.ca/TWONTO#discrete_unit_of_treatment_filter |  | Pump, CWP-1, Digester Cooling System
44624 | TAB-DIG-F-6480 | Filter & Feeder, Chemical | TAB-DIG-P-9724 | Filter | Filter |  | F | http://www.toronto.ca/TWONTO#discrete_unit_of_treatment_filter |  | Pump, CWP-3, Chill Water ReCirc.
44663 | FCL-ALM-F-01-SUS | Filter Liquid Alum | FCL-ALM | Filter | Filter | 36332 | F | http://www.toronto.ca/TWONTO#discrete_unit_of_treatment_filter |  | Coagulation
44664 | FCL-ALM-F-01-SUS | Filter Liquid Alum | FCL-SUSPENDED | Filter | Filter | 36332 | F | http://www.toronto.ca/TWONTO#discrete_unit_of_treatment_filter |  | Suspended entity
45233 | FCL-BW-F-0001 | Air Filter, Blower Common Inlet | FCL-BW-BL-0100 |  | Filter |  | F | http://www.toronto.ca/TWONTO#replaceable_air_filter |  | Blower, Multi-stage Centrifugal, Filter Backwash Air Scour,Filter Building ,South End.
47351 | FCL-CLB-F-0101 | Filter, Chlorine Gas, CLB Evaporator 0101, Chlorination System | FCL-CLB-CHL-0101 | Filter | Filter |  | F | http://www.toronto.ca/TWONTO#replaceable_air_filter |  | Chlorinator, Chlorine Gas, Chlorination System
47352 | FCL-CLB-F-0201 | Filter, Chlorine Gas, CLB Evaporator 0201, Chlorination System | FCL-CLB-CHL-0201 | Filter | Filter |  | F | http://www.toronto.ca/TWONTO#replaceable_air_filter |  | Chlorinator, Chlorine Gas, Chlorination System
48144 | FCL-DCL-F-0101 | Filter, Discharge, Evaporator 0101, Sulpher Dioxide System | FCL-DCL-SO-0101 | Filter | Filter |  | F | http://www.toronto.ca/TWONTO#replaceable_air_filter |  | Sulphonator, Sulphur Dioxide System, Machine Room,Gaseous Chemical Building
48145 | FCL-DCL-F-0201 | Filter, Discharge, Evaporator 0201, Sulpher Dioxide System | FCL-DCL-SO-0201 | Filter | Filter |  | F | http://www.toronto.ca/TWONTO#replaceable_air_filter |  | Sulphonator, Sulphur Dioxide System, Machine Room,Gaseous Chemical Building
48146 | FCL-DCL-F-0501 | Filter, Discharge,Evaporator 0201,Sulphonator 0501,RMF Dechlorin.,Machine Rm, Gaseous Chemical Bldg | FCL-DCL-SO-0501 | Filter | Filter |  | F | http://www.toronto.ca/TWONTO#replaceable_air_filter |  | Sulphonator, RMF Dechlorination, Machine Room,Gaseous Chemical Building
49207 | FCL-ELS-F-0101 | Filter, Suction, Pump 0100, Emergency Power Generator Monitoring | FCL-ELS-PS-0003 | Filter | Filter |  | F | http://www.toronto.ca/TWONTO#replaceable_oil_or_fuel_filter |  | Emergency Power
49693 | TAB-PLT-F-5500 | Filter,Inlet, Grit Tank Air Blowers | TAB-PLT-BL | Filter | Filter |  | F | http://www.toronto.ca/TWONTO#replaceable_air_filter |  | Blowers, Grit Tank Air, D Building
50269 | TAB-PLT-STR-9000 | Strainer, Automatic, Self-Cleaning, Plant Water, Grit Hopper Area | TAB-PWA-F | Strainer,Self Cleaning Motorized | Filter |  | STR | http://www.toronto.ca/TWONTO#strainer |  | Plant Water - Filters and Strainers
50270 | TAB-PLT-STR-9010 | Strainer, Automatic, Self-Cleaning, Plant Water, Grit Hopper Area | TAB-PWA-F | Strainer,Self Cleaning Motorized | Filter |  | STR | http://www.toronto.ca/TWONTO#strainer |  | Plant Water - Filters and Strainers
50271 | TAB-PLT-STR-9403D | Strainer, (Micro bubbler), Inlet, to FIT, Conduit 3 | TAB-RSP-PIP-0003 | Strainer | Filter |  | STR | http://www.toronto.ca/TWONTO#strainer |  | Influent Conduit # 3, Raw Sewage Conduit from Coxwell
50272 | TAB-PLT-STR-9403E | Strainer, (Micro bubbler), Inlet, to FIT, Conduit 3 | TAB-RSP-PIP-0003 | Strainer | Filter |  | STR | http://www.toronto.ca/TWONTO#strainer |  | Influent Conduit # 3, Raw Sewage Conduit from Coxwell
50273 | TAB-PLT-STR-9404A | Strainer, Inlet, City Water Supply Line to FIT, Conduit 4 | TAB-RSP-PIP-0004 | Strainer | Filter |  | STR | http://www.toronto.ca/TWONTO#strainer |  | Influent Conduit # 4, Raw Sewage Conduit from Coxwell
50274 | TAB-PLT-STR-9404B | Strainer, Inlet, to FIT, Conduit 4 | TAB-RSP-PIP-0004 | Strainer | Filter |  | STR | http://www.toronto.ca/TWONTO#strainer |  | Influent Conduit # 4, Raw Sewage Conduit from Coxwell
50275 | TAB-PLT-STR-9404C | Strainer, Inlet, to FIT, Conduit 4 | TAB-RSP-PIP-0004 | Strainer | Filter |  | STR | http://www.toronto.ca/TWONTO#strainer |  | Influent Conduit # 4, Raw Sewage Conduit from Coxwell
50276 | TAB-PLT-STR-9404E | Strainer, (Micro bubbler), Inlet, to FIT, Conduit 4 | TAB-RSP-PIP-0004 | Strainer | Filter |  | STR | http://www.toronto.ca/TWONTO#strainer |  | Influent Conduit # 4, Raw Sewage Conduit from Coxwell
50277 | TAB-PLT-STR-9405A | Strainer, Inlet, City Water Supply Line to FIT, Conduit 5 | TAB-RSP-PIP-0005 | Strainer | Filter |  | STR | http://www.toronto.ca/TWONTO#strainer |  | Influent Conduit # 5, Raw Sewage Conduit from Main Pumping Station
50278 | TAB-PLT-STR-9405B | Strainer, Inlet, to FIT, Conduit 5 | TAB-RSP-PIP-0005 | Strainer | Filter |  | STR | http://www.toronto.ca/TWONTO#strainer |  | Influent Conduit # 5, Raw Sewage Conduit from Main Pumping Station
50279 | TAB-PLT-STR-9405E | Strainer, (Micro bubbler), Inlet, to FIT, Conduit 5 | TAB-RSP-PIP-0005 | Strainer | Filter |  | STR | http://www.toronto.ca/TWONTO#strainer |  | Influent Conduit # 5, Raw Sewage Conduit from Main Pumping Station
50280 | TAB-PLT-STR-9408D | Strainer, (Micro bubbler), Inlet, to FIT, Conduit 8 | TAB-PLT-G-D | Strainer | Filter |  | STR | http://www.toronto.ca/TWONTO#strainer |  | D Building - Conduits 6-11
50281 | TAB-PLT-STR-9408E | Strainer, (Micro bubbler), Inlet, to FIT, Conduit 8 | TAB-PLT-G-D | Strainer | Filter |  | STR | http://www.toronto.ca/TWONTO#strainer |  | D Building - Conduits 6-11
50282 | TAB-PLT-STR-9409B | Strainer, High-Pressure Water Supply Line to Conduit 9, Preliminary Treatment, Raw Sewage | TAB-PLT-G-D | Strainer | Filter |  | STR | http://www.toronto.ca/TWONTO#strainer |  | D Building - Conduits 6-11
50283 | TAB-PLT-STR-9409D | Strainer, (Micro bubbler), Inlet, to FIT, Conduit 9 | TAB-PLT-G-D | Strainer | Filter |  | STR | http://www.toronto.ca/TWONTO#strainer |  | D Building - Conduits 6-11
50284 | TAB-PLT-STR-9409E | Strainer, (Micro bubbler), Inlet, to FIT, Conduit 9 | TAB-PLT-G-D | Strainer | Filter |  | STR | http://www.toronto.ca/TWONTO#strainer |  | D Building - Conduits 6-11
50754 | TAB-PLT-ZSH-5525 | Switch, Open, Door, Blower Inlet Vacuum Release | TAB-PLT-BL | Switch,Position-High | Filter |  | ZSH | http://www.toronto.ca/TWONTO#position_switch |  | Blowers, Grit Tank Air, D Building
51537 | FCL-FLT-F-0201 | Filter, Carbon Activated, Filter Building, Filter Gallery East | FCL-FLT | Filter | Filter |  | F | media_based_filter |  | Filtration
51539 | FCL-FLT-F-0301 | Filter, Carbon Activated, Filter Building, Filter Gallery West | FCL-FLT | Filter | Filter |  | F | media_based_filter |  | Filtration
51542 | FCL-FLT-F-0501 | Filter, Carbon Activated, Filter Building, Filter Gallery West | FCL-FLT | Filter | Filter |  | F | media_based_filter |  | Filtration
51547 | FCL-FLT-F-0901 | Filter, Carbon Activated, Filter Building, Filter Gallery West | FCL-FLT | Filter | Filter |  | F | media_based_filter |  | Filtration
51549 | FCL-FLT-F-1201 | Filter, Carbon Activated, Filter Building, Filter Gallery East | FCL-FLT | Filter | Filter |  | F | media_based_filter |  | Filtration
51550 | FCL-FLT-F-1301 | Filter, Carbon Activated, Filter Building, Filter Gallery West | FCL-FLT | Filter | Filter |  | F | media_based_filter |  | Filtration
51551 | FCL-FLT-F-1401 | Filter, Carbon Activated, Filter Building, Filter Gallery East | FCL-FLT | Filter | Filter |  | F | media_based_filter |  | Filtration
51552 | FCL-FLT-F-1501 | Filter, Carbon Activated, Filter Building, Filter Gallery West | FCL-FLT | Filter | Filter |  | F | media_based_filter |  | Filtration
51553 | FCL-FLT-F-1701 | Filter, Carbon Activated, Filter Building, Filter Gallery West | FCL-FLT | Filter | Filter |  | F | media_based_filter |  | Filtration
51554 | FCL-FLT-F-1801 | Filter, Carbon Activated, Filter Building, Filter Gallery East | FCL-FLT | Filter | Filter |  | F | media_based_filter |  | Filtration
51890 | FCL-FLT-SW-0101-SUS | Sweeps, Surface Wash, Filter #1- | FCL-SUSPENDED | Filter | Filter | 36632 | SW | filter_sweeping_arm |  | Suspended entity
51891 | FCL-FLT-SW-0201-SUS | Sweeps, Surface Wash, Filter #2 | FCL-FLT-F-0201 | Filter | Filter | 36633 | SW | filter_sweeping_arm |  | Filter, Carbon Activated, Filter Building, Filter Gallery East
51892 | FCL-FLT-SW-0201-SUS | Sweeps, Surface Wash, Filter #2 | FCL-SUSPENDED | Filter | Filter | 36633 | SW | filter_sweeping_arm |  | Suspended entity
51893 | FCL-FLT-SW-0401-SUS | Sweeps, Surface Wash, Filter #4 | FCL-FLT-F-0401 | Filter | Filter | 36635 | SW | filter_sweeping_arm |  | Filter, Carbon Activated, Filter Building, Filter Gallery East
51894 | FCL-FLT-SW-0401-SUS | Sweeps, Surface Wash, Filter #4 | FCL-SUSPENDED | Filter | Filter | 36635 | SW | filter_sweeping_arm |  | Suspended entity
51895 | FCL-FLT-SW-0501-SUS | Sweeps, Surface Wash, Filter #5 | FCL-FLT-F-0501 | Filter | Filter | 36636 | SW | filter_sweeping_arm |  | Filter, Carbon Activated, Filter Building, Filter Gallery West
51896 | FCL-FLT-SW-0501-SUS | Sweeps, Surface Wash, Filter #5 | FCL-SUSPENDED | Filter | Filter | 36636 | SW | filter_sweeping_arm |  | Suspended entity
51897 | FCL-FLT-SW-0601-SUS | Sweeps, Surface Wash, Filter #6 | FCL-SUSPENDED | Filter | Filter | 36637 | SW | filter_sweeping_arm |  | Suspended entity
51898 | FCL-FLT-SW-0801-SUS | Sweeps, Surface Wash, Filter #8 | FCL-FLT-F-0801 | Filter | Filter | 36638 | SW | filter_sweeping_arm |  | Filter, Carbon Activated, Filter Building, Filter Gallery East
51899 | FCL-FLT-SW-0901-SUS | Sweeps, Surface Wash, Filter #9 | FCL-SUSPENDED | Filter | Filter | 36639 | SW | filter_sweeping_arm |  | Suspended entity
51900 | FCL-FLT-SW-1001-SUS | Sweeps, Surface Wash, Filter #10 | FCL-SUSPENDED | Filter | Filter | 36640 | SW | filter_sweeping_arm |  | Suspended entity
51901 | FCL-FLT-SW-1101 | Sweeps, Surface Wash, Filter #11 | FCL-FLT-F-1101 | Filter | Filter |  | SW | filter_sweeping_arm |  | Filter, Carbon Activated, Filter Building, Filter Gallery West
51902 | FCL-FLT-SW-1201-SUS | Sweeps, Surface Wash, Filter #12 | FCL-FLT-F-1201 | Filter | Filter | 36641 | SW | filter_sweeping_arm |  | Filter, Carbon Activated, Filter Building, Filter Gallery East
51903 | FCL-FLT-SW-1301-SUS | Sweeps, Surface Wash, Filter #13 | FCL-FLT-F-1301 | Filter | Filter | 36642 | SW | filter_sweeping_arm |  | Filter, Carbon Activated, Filter Building, Filter Gallery West
51904 | FCL-FLT-SW-1501-SUS | Sweeps, Surface Wash, Filter #15 | FCL-FLT-F-1501 | Filter | Filter | 36644 | SW | filter_sweeping_arm |  | Filter, Carbon Activated, Filter Building, Filter Gallery West
51905 | FCL-FLT-SW-1601-SUS | Sweeps, Surface Wash, Filter #16 | FCL-FLT-F-1601 | Filter | Filter | 36645 | SW | filter_sweeping_arm |  | Filter, Carbon Activated, Filter Building, Filter Gallery East
51906 | FCL-FLT-SW-1801-SUS | Sweeps, Surface Wash, Filter #18 | FCL-SUSPENDED | Filter | Filter | 36647 | SW | filter_sweeping_arm |  | Suspended entity
52647 | TAB-PWA-F-0401 | Filter, Plant Water, Dewatering Filter Building | TAB-PWA-F | Filter | Filter |  | F | media_based_filter |  | Plant Water - Filters and Strainers
52648 | TAB-PWA-F-0429 | Filter, Plant Water, Dewatering Filter Building | TAB-PWA-F | Filter | Filter |  | F | media_based_filter |  | Plant Water - Filters and Strainers
52649 | TAB-PWA-F-0437A | Filter, Auto Backwash, Plant Water to Polymer Mixing Tank, No. 1 | TAB-PWA-F | Filter | Filter |  | F | media_based_filter |  | Plant Water - Filters and Strainers
52650 | TAB-PWA-F-0437B | Filter, Auto Backwash, Plant Water to Polymer Mixing Tank, No.2 | TAB-PWA-F | Filter | Filter |  | F | media_based_filter |  | Plant Water - Filters and Strainers
52651 | TAB-PWA-F-0555 | Filter, Plant Water, Flotation | TAB-PWA-P-0555 | Filter | Filter |  | F | media_based_filter |  | Pump, Effluent, Filtered, Plant Water
52652 | TAB-PWA-F-1001 | Filter, Plant Water, Gas Control Building | TAB-PWA-F | Filter | Filter |  | F | media_based_filter |  | Plant Water - Filters and Strainers
52861 | FCL-PAC-F-0101 | Filter, Intake, Air Blower BL-0101, Dry Chemical Building Basement | FCL-PAC | Filter | Filter |  | F | http://www.toronto.ca/TWONTO#replaceable_air_filter |  | Taste and Odour Control (PAC)
52862 | FCL-PAC-F-0201 | Filter, Intake, Air Blower BL-0201, Dry Chemical Building Basement | FCL-PAC-FN-0201 | Filter | Filter |  | F | http://www.toronto.ca/TWONTO#replaceable_air_filter |  | Dust Control, Storage Tank Dust Collector DCU-0201, Dry Chemical Building Basement
52863 | FCL-PAC-F-0301 | Filter, Intake, Air Blower BL-0301, Dry Chemical Building Basement | FCL-ZMC | Filter | Filter |  | F | http://www.toronto.ca/TWONTO#replaceable_air_filter |  | Zebra Mussel Control
52878 | FCL-PAC-SL-0101 | Silencer, Inlet, Blower BL-0101, Dry Chemical Building, Basement | FCL-PAC-BL-0101 | Filter | Filter |  | SL | silencer |  | Blower, PD, PAC Mixing Air Supply, Dry Chemical Building Basement
52879 | FCL-PAC-SL-0201 | Silencer, Inlet, Blower BL-0201, Dry Chemical Building, Basement | FCL-PAC-BL-0201 | Filter | Filter |  | SL | silencer |  | Blower, PD, PAC Mixing Air Supply, Dry Chemical Building Basement
52881 | FCL-PAC-SL-0301 | Silencer, Inlet, Blower BL-0301, Dry Chemical Building, Basement | FCL-PAC-BL-0301 | Filter | Filter |  | SL | silencer |  | Blower, PD, PAC Mixing Air Supply, Dry Chemical Building Basement
53028 | TAB-PWA-STR-0120 | Strainer, Plant Water Process Piping | TAB-PWA-F | Strainer | Filter |  | STR | http://www.toronto.ca/TWONTO#strainer |  | Plant Water - Filters and Strainers
53029 | TAB-PWA-STR-0555 | Strainer, Plant Water, Floatation | TAB-PWA-F | Strainer | Filter |  | STR | http://www.toronto.ca/TWONTO#strainer |  | Plant Water - Filters and Strainers
53766 | TAB-RSP-F-1221B | Filter, Lube Oil Supply, Raw Sewage Pump 1220, B Side | TAB-RSP-P-1220 | Filter | Filter |  | F | http://www.toronto.ca/TWONTO#replaceable_oil_or_fuel_filter |  | Pump,Raw Sewage Transfer #2
53767 | TAB-RSP-F-1221B | Filter, Lube Oil Supply, Raw Sewage Pump 1220, B Side | TAB-RSP-T-1221 | Filter | Filter |  | F | http://www.toronto.ca/TWONTO#replaceable_oil_or_fuel_filter |  | Tank, Oil, Raw Sewage Pump #2 Bearing Lubrication System
53768 | TAB-RSP-F-1231A | Filter, Lube Oil Supply, Raw Sewage Pump 1230, A Side | TAB-RSP-P-1230 | Filter | Filter |  | F | http://www.toronto.ca/TWONTO#replaceable_oil_or_fuel_filter |  | Pump,Raw Sewage Transfer #3
53769 | TAB-RSP-F-1241B | Filter, Lube Oil Supply, Raw Sewage Pump 1240, B Side | TAB-RSP-P-1240 | Filter | Filter |  | F | http://www.toronto.ca/TWONTO#replaceable_oil_or_fuel_filter |  | Pump,Raw Sewage Transfer #4
53770 | TAB-RSP-F-1251B | Filter, Lube Oil Supply, Raw Sewage Pump 1250, B Side | TAB-RSP-P-1250 | Filter | Filter |  | F | http://www.toronto.ca/TWONTO#replaceable_oil_or_fuel_filter |  | Pump,Raw Sewage Transfer #5
53771 | TAB-RSP-F-1251B | Filter, Lube Oil Supply, Raw Sewage Pump 1250, B Side | TAB-RSP-T-1251 | Filter | Filter |  | F | http://www.toronto.ca/TWONTO#replaceable_oil_or_fuel_filter |  | Tank, Oil, Raw Sewage Pump #5 Bearing Lubrication System
53772 | TAB-RSP-F-3003 | Filter, Granular Activated Charcoal, OCU-5-2 | TAB-RSP-FN-3003 | Filter | Filter | 32959 | F | media_based_filter |  | M Building Odour Control Fan, OCU 5-2
53773 | TAB-RSP-F-3003 | Filter, Granular Activated Charcoal, OCU-5-2 | TAB-SUSPENDED ENTITY | Filter | Filter | 32959 | F | media_based_filter |  | Suspended entities
53987 | FCL-SA-F-0301 | Filter, First Service Air System, Service Air Monitoring - Low Lift Pumps, Dry Chemicals and Screen Room | FCL-SA | Filter | Filter |  | F | http://www.toronto.ca/TWONTO#replaceable_air_filter |  | Service Air
54959 | TAB-SLO-BCF-0401 | Filter, Bio-Filter Cell 1, BFC401 | TAB-SUSPENDED ENTITY | Filter | Filter | 46228 | BCF | http://www.toronto.ca/TWONTO#filtration_tank |  | Suspended entities
54960 | TAB-SLO-BCF-0402 | Filter, Bio-Filter Cell 2, BFC402 | TAB-SUSPENDED ENTITY | Filter | Filter | 46229 | BCF | http://www.toronto.ca/TWONTO#filtration_tank |  | Suspended entities
54961 | TAB-SLO-BCF-0403 | Filter, Bio-Filter Cell 3, BFC403 | TAB-SUSPENDED ENTITY | Filter | Filter | 46230 | BCF | http://www.toronto.ca/TWONTO#filtration_tank |  | Suspended entities
54962 | TAB-SLO-BCF-0404 | Filter, Bio-Filter Cell 4, BFC404 | TAB-SUSPENDED ENTITY | Filter | Filter | 46231 | BCF | http://www.toronto.ca/TWONTO#filtration_tank |  | Suspended entities
55226 | TAB-SLO-STR-0420 | Strainer, Pump suction | TAB-SLO-P-0420 | Strainer | Filter | 46254 | STR | http://www.toronto.ca/TWONTO#strainer |  | Biofilter Pump, Humidification Booster
55227 | TAB-SLO-STR-0420 | Strainer, Pump suction | TAB-SUSPENDED ENTITY | Strainer | Filter | 46254 | STR | http://www.toronto.ca/TWONTO#strainer |  | Suspended entities
55228 | TAB-SLO-STR-2401 | Strainer, Lub Pump suction | TAB-SLO-P-2401 | Strainer | Filter |  | STR | http://www.toronto.ca/TWONTO#strainer |  | Pump, Sludge Transfer Lube #1
55229 | TAB-SLO-STR-2402 | Strainer, Lub Pump suction | TAB-SLO-P-2402 | Strainer | Filter |  | STR | http://www.toronto.ca/TWONTO#strainer |  | Pump, Sludge Transfer Lube #2
55230 | TAB-SLO-STR-2403 | Strainer, Lub Pump suction | TAB-SLO-P-2403 | Strainer | Filter |  | STR | http://www.toronto.ca/TWONTO#strainer |  | Pump, Sludge Transfer Lube #3
55231 | TAB-SLO-STR-2408 | Strainer, Lub Pump suction | TAB-SLO-P-2408 | Strainer | Filter |  | STR | http://www.toronto.ca/TWONTO#strainer |  | Pump, Sludge Transfer Lube #8
55232 | TAB-SLO-STR-2411 | Strainer, Lub Pump suction | TAB-SLO-P-2411 | Strainer | Filter |  | STR | http://www.toronto.ca/TWONTO#strainer |  | Pump, Sludge Transfer Lube #11
55233 | TAB-SLO-STR-2413 | Strainer, Lub Pump suction | TAB-SLO-P-2413 | Strainer | Filter |  | STR | http://www.toronto.ca/TWONTO#strainer |  | Pump, Sludge Transfer Lube #13
55234 | TAB-SLO-STR-2414 | Strainer, Lub Pump suction | TAB-SLO-P-2414 | Strainer | Filter |  | STR | http://www.toronto.ca/TWONTO#strainer |  | Pump, Sludge Transfer Lube #14
55710 | TAB-STR-F-4001R | Filter, Lube Oil, Blower BL 4001 | TAB-STR-P-4001 | Filter | Filter |  | F | http://www.toronto.ca/TWONTO#replaceable_oil_or_fuel_filter |  | Pump, Main Oil ,Blower BL4001
55711 | TAB-STR-F-4002R | Filter, Lube Oil, Blower BL 4002 | TAB-STR-P-4002 | Filter | Filter |  | F | http://www.toronto.ca/TWONTO#replaceable_oil_or_fuel_filter |  | Pump, Main Oil ,Blower BL4002
55712 | TAB-STR-F-4002S | Air Filter, Blower 2 | TAB-STR-BL-4002 | Motor,AC | Filter |  | F | http://www.toronto.ca/TWONTO#replaceable_air_filter |  | Blower #4002
55713 | TAB-STR-F-4003R | Filter, Lube Oil, Blower BL 4003 | TAB-STR-P-4003 | Filter | Filter |  | F | http://www.toronto.ca/TWONTO#replaceable_oil_or_fuel_filter |  | Pump, Main Oil ,Blower BL4003
55714 | TAB-STR-F-4003S | Air Filter, Blower 3 | TAB-STR-BL-4003 | Motor,AC | Filter |  | F | http://www.toronto.ca/TWONTO#replaceable_air_filter |  | Blower #4003
55715 | TAB-STR-F-4004R | Filter, Lube Oil, Blower BL 4004 | TAB-STR-P-4004 | Filter | Filter |  | F | http://www.toronto.ca/TWONTO#replaceable_oil_or_fuel_filter |  | Pump, Main Oil ,Blower BL4004
55716 | TAB-STR-F-4004S | Air Filter, Blower 4 | TAB-STR-BL-4004 | Motor,AC | Filter |  | F | http://www.toronto.ca/TWONTO#replaceable_air_filter |  | Blower #4004
55717 | TAB-STR-F-4005R | Filter, Lube Oil, Blower BL 4005 | TAB-STR-P-4005 | Filter | Filter |  | F | http://www.toronto.ca/TWONTO#replaceable_oil_or_fuel_filter |  | Pump, Main Oil ,Blower BL4005
55718 | TAB-STR-F-4007S | Air Filter, Blower 7 | TAB-STR-BL-4007 | Filter | Filter |  | F | http://www.toronto.ca/TWONTO#replaceable_air_filter |  | Blower #4007
55719 | TAB-STR-F-4008R | Filter, Lube Oil, Blower BL 4008 | TAB-STR-P-4008 | Filter | Filter |  | F | http://www.toronto.ca/TWONTO#replaceable_oil_or_fuel_filter |  | Pump, Main Oil ,Blower BL4008
55720 | TAB-STR-F-4009S | Air Filter, Blower 9 | TAB-STR-BL-4009 | Filter | Filter |  | F | http://www.toronto.ca/TWONTO#replaceable_air_filter |  | Blower #4009
55721 | TAB-STR-F-4009T | Air Filter, Blower 9 | TAB-STR-BL-4009 | Filter | Filter |  | F | http://www.toronto.ca/TWONTO#replaceable_air_filter |  | Blower #4009
55722 | TAB-STR-F-4009U | Air Filter, Blower 9 | TAB-STR-BL-4009 | Filter | Filter |  | F | http://www.toronto.ca/TWONTO#replaceable_air_filter |  | Blower #4009
55723 | TAB-STR-F-4010R | Filter, Aux Lube Oil Pump , Blower BL 4010 | TAB-STR-P-4010R | Filter | Filter |  | F | http://www.toronto.ca/TWONTO#replaceable_oil_or_fuel_filter |  | Pump. Lube Oil Starting
55724 | TAB-STR-F-4011S | Filter,Air | TAB-STR-BL-4011 | Filter | Filter |  | F | http://www.toronto.ca/TWONTO#replaceable_air_filter |  | Blower #4011
55725 | TAB-STR-F-4011T | Filter,Air | TAB-STR-BL-4011 | Filter | Filter |  | F | http://www.toronto.ca/TWONTO#replaceable_air_filter |  | Blower #4011
55726 | TAB-STR-F-4011U | Filter,Air | TAB-STR-BL-4011 | Filter | Filter |  | F | http://www.toronto.ca/TWONTO#replaceable_air_filter |  | Blower #4011
55727 | TAB-STR-F-7002 | Filter, City Water, Gland Water Cooling RAS/WAS Pumps | TAB-STR-T-7000 | Filter | Filter |  | F | media_based_filter |  | Wet Well, Gland Water Pumping Supply
56325 | FCL-TRW-F-0001 | Filter, Primary Outlet, Air Compressor 0001, Surge Tank Building | FCL-TRW-C-0001 | Filter | Filter |  | F | http://www.toronto.ca/TWONTO#replaceable_air_filter |  | Compressor, Stationary, Surge Tank Building
56326 | FCL-TRW-F-0002 | Filter, Secondary Outlet, Air Compressor 0001, Surge Tank Building | FCL-TRW-C-0001 | Filter | Filter |  | F | http://www.toronto.ca/TWONTO#replaceable_air_filter |  | Compressor, Stationary, Surge Tank Building
56327 | FCL-TRW-F-0003 | Filter, Primary Outlet, Air Compressor 0002, Surge Tank Building | FCL-TRW-C-0002 | Filter | Filter |  | F | http://www.toronto.ca/TWONTO#replaceable_air_filter |  | Compressor, Stationary, Surge Tank Building
56328 | FCL-TRW-F-0004 | Filter, Secondary Outlet, Air Compressor 0002, Surge Tank Building | FCL-TRW-C-0002 | Filter | Filter |  | F | http://www.toronto.ca/TWONTO#replaceable_air_filter |  | Compressor, Stationary, Surge Tank Building
58661 | THC-ACC-F-0003 | Filter, Glycol, N-E side of B2,Incineration Building M | THC-ACC-FN-0321 | Filter | Filter |  | F | http://www.toronto.ca/TWONTO#discrete_unit_of_treatment_filter |  | Fan,Return,Lower Basement,B2,Bldg M
58662 | THC-ACC-F-0005 | Filter, Glycol, N-W side of B2,Incineration Building M | THC-ACC-FN-0321 | Filter | Filter |  | F | http://www.toronto.ca/TWONTO#discrete_unit_of_treatment_filter |  | Fan,Return,Lower Basement,B2,Bldg M
58664 | THC-ACC-F-0131 | Filter,Outdoor Air,Boiler Building,South Zone 2 | THC-ACC-BLDG E |  | Filter |  | F | http://www.toronto.ca/TWONTO#replaceable_air_filter |  | Boiler House, HVAC
58665 | THC-ACC-F-0185 | Filter,Outdoor Air,Boiler Building,North Zone 1 | THC-ACC-BLDG E |  | Filter |  | F | http://www.toronto.ca/TWONTO#replaceable_air_filter |  | Boiler House, HVAC
58666 | THC-ACC-F-0191 | Filter,Air Intake,Combustion Air,Boiler Building,South | THC-ACC-BLDG E |  | Filter |  | F | http://www.toronto.ca/TWONTO#replaceable_air_filter |  | Boiler House, HVAC
58667 | THC-ACC-F-0192 | Filter,Air Intake,Combustion Air,Boiler Building,South | THC-ACC-BLDG E |  | Filter |  | F | http://www.toronto.ca/TWONTO#replaceable_air_filter |  | Boiler House, HVAC
58668 | THC-ACC-F-0193 | Filter,Air Intake,Combustion Air,Boiler Building,North | THC-ACC-BLDG E |  | Filter |  | F | http://www.toronto.ca/TWONTO#replaceable_air_filter |  | Boiler House, HVAC
58669 | THC-ACC-F-0301 | Filter,Self Cleaning,B1,Incineration Building M | THC-ACC-FN-0324 | Filter | Filter |  | F | http://www.toronto.ca/TWONTO#replaceable_air_filter |  | Air Handling Unit, Building M
58675 | THC-ACC-F-0612 | Filter,Outdoor Air,South Pumping Station,Plenum Shaft,Ground Level | THC-ACC-BLDG L |  | Filter |  | F | http://www.toronto.ca/TWONTO#replaceable_air_filter |  | Plant Effluent Pumping Station, HVAC
58676 | THC-ACC-F-0613 | Filter,Outdoor Air,South Pumping Station,Plenum Shaft,Ground Level | THC-ACC-BLDG L |  | Filter |  | F | http://www.toronto.ca/TWONTO#replaceable_air_filter |  | Plant Effluent Pumping Station, HVAC
58680 | THC-ACC-F-3001 | Filter, Hot water line, Building E | THC-ACC-PIP-0001 | H.V.A.C. | Filter |  | F | media_based_filter |  | Piping system, HVAC associated with Boilers (Hot Water Facility Wide)
58724 | THC-ACC-F-5812 | Filter,Outdoor Air,Plant Stores | THC-ACC-BLDG B |  | Filter |  | F | http://www.toronto.ca/TWONTO#replaceable_air_filter |  | Mechanical Shop (Chlorine) Building HVAC
58732 | THC-ACC-F-6822 | Filter, Exhaust Fan, Ferrous Chloride Building | THC-ACC-FN-6821 |  | Filter |  | F | http://www.toronto.ca/TWONTO#replaceable_air_filter |  | Fan,Centrifugal, Exhaust, Ferrous Chloride Building
60441 | THC-AER-F-6020 | Filter, AER-BL-6020, SE Plant Blowers Part 1 and Train #8 | THC-AER-BL-6020 | Filter | Filter |  | F | http://www.toronto.ca/TWONTO#replaceable_air_filter |  | Blower,Centrifugal,High Speed Turbo, Aeration, SE Plant Blowers Part 1 and Train #8
60442 | THC-AER-F-6060 | Filter, AER-BL-6060, SE Plant Blowers Part 1 and Train #8 | THC-AER-BL-6060 | Filter | Filter |  | F | http://www.toronto.ca/TWONTO#replaceable_air_filter |  | Blower,Centrifugal,High Speed Turbo, Aeration, SE Plant Blowers Part 1 and Train #8
60443 | THC-AER-F-6080 | Filter, AER-BL-6080, SE Plant Blowers Part 2 and Train #1 & 2 | THC-AER-BL-6060 | Filter | Filter |  | F | http://www.toronto.ca/TWONTO#replaceable_air_filter |  | Blower,Centrifugal,High Speed Turbo, Aeration, SE Plant Blowers Part 1 and Train #8
60444 | THC-AER-F-6080 | Filter, AER-BL-6080, SE Plant Blowers Part 2 and Train #1 & 2 | THC-AER-BL-6080 | Filter | Filter |  | F | http://www.toronto.ca/TWONTO#replaceable_air_filter |  | Blower,Centrifugal,High Speed Turbo, SE Plant Blower Part 2, Train #1&2
60445 | THC-AER-F-6100 | Filter, AER-BL-6100, Inlet, Blowers, Bldg. A | THC-AER-BL-7100 | Filter | Filter |  | F | http://www.toronto.ca/TWONTO#replaceable_air_filter |  | Blower, Aeration
60446 | THC-AER-F-6100 | Filter, AER-BL-6100, Inlet, Blowers, Bldg. A | THC-AER-OLD PLANT | Filter | Filter |  | F | http://www.toronto.ca/TWONTO#replaceable_air_filter |  | AerationTreatment
60447 | THC-AER-F-6200 | Filter, Air, Inlet, Blowers, Bldg. A | THC-AER-BL-6200 | Filter | Filter |  | F | http://www.toronto.ca/TWONTO#replaceable_air_filter |  | Blower, Aeration
60448 | THC-AER-F-6200 | Filter, Air, Inlet, Blowers, Bldg. A | THC-AER-OLD PLANT | Filter | Filter |  | F | http://www.toronto.ca/TWONTO#replaceable_air_filter |  | AerationTreatment
60449 | THC-AER-F-7420 | Filter, Air, Inlet, Blower, Aeration | THC-AER-BL-7400 | Filter | Filter |  | F | http://www.toronto.ca/TWONTO#replaceable_air_filter |  | Blower, Aeration
60855 | THC-AI-F-7001 | Filter,Instrument Air,Incinerator Building,2nd floor | THC-AI-PIP-0001 | Filter | Filter |  | F | http://www.toronto.ca/TWONTO#replaceable_air_filter |  | Piping, Compressed Air Facility Wide
60856 | THC-AI-F-7002 | Filter,Instrument Air,Incinerator Building,2nd floor | THC-AI-PIP-0001 | Filter | Filter |  | F | http://www.toronto.ca/TWONTO#replaceable_air_filter |  | Piping, Compressed Air Facility Wide
60857 | THC-AI-F-7002 | Filter,Instrument Air,Incinerator Building,2nd floor | THC-AI-PIP-7000 | Filter | Filter |  | F | http://www.toronto.ca/TWONTO#replaceable_air_filter |  | Piping, Instrument Air Distribution, Incinerator Building, Outside Compressor Room,2nd Floor
61283 | THC-DCL-F-0401 | Filtration Module, Final Effluent, Dechlorination | THC-DCL-AIT-0400 | Transmitter | Filter |  | F | media_based_filter |  | Transmitter, Analyzer Indicating, Phosphorous, Final Effluent, Dechlorination
62381 | FHA-FILT | Filtration | FHA WORK AREA 1 |  | Filter |  |  | http://www.toronto.ca/TWONTO#collection_of_assets |  | Process
62478 | FHA-FLT-F-0101 | Filter #01, Filter Building, West Filter Gallery South | FHA-FLT | Filter | Filter |  | F | http://www.toronto.ca/TWONTO#filtration_tank |  | Filtration
62479 | FHA-FLT-F-0501 | Filter #05, Filter Building, West Filter Gallery South | FHA-FLT | Filter | Filter |  | F | http://www.toronto.ca/TWONTO#filtration_tank |  | Filtration
62480 | FHA-FLT-F-0601 | Filter #06, Filter Building, West Filter Gallery North | FHA-FLT | Filter | Filter |  | F | http://www.toronto.ca/TWONTO#filtration_tank |  | Filtration
62481 | FHA-FLT-F-0701 | Filter #07, Filter Building, West Filter Gallery South | FHA-FLT | Filter | Filter |  | F | http://www.toronto.ca/TWONTO#filtration_tank |  | Filtration
62482 | FHA-FLT-F-0801 | Filter #08, Filter Building, West Filter Gallery North | FHA-FLT | Filter | Filter |  | F | http://www.toronto.ca/TWONTO#filtration_tank |  | Filtration
62483 | FHA-FLT-F-0901 | Filter #09, Filter Building, West Filter Gallery South | FHA-FLT | Filter | Filter |  | F | http://www.toronto.ca/TWONTO#filtration_tank |  | Filtration
62484 | FHA-FLT-F-1301 | Filter #13, Filter Building, West Filter Gallery South | FHA-FLT | Filter | Filter |  | F | http://www.toronto.ca/TWONTO#filtration_tank |  | Filtration
62485 | FHA-FLT-F-1501 | Filter #15, Filter Building, West Filter Gallery South | FHA-FLT | Filter | Filter |  | F | http://www.toronto.ca/TWONTO#filtration_tank |  | Filtration
62486 | FHA-FLT-F-1601 | Filter #16, Filter Building, West Filter Gallery North | FHA-FLT | Filter | Filter |  | F | http://www.toronto.ca/TWONTO#filtration_tank |  | Filtration
62487 | FHA-FLT-F-2101 | Filter #21, Filter Building, East Filter Gallery South | FHA-FLT | Filter | Filter |  | F | http://www.toronto.ca/TWONTO#filtration_tank |  | Filtration
62488 | FHA-FLT-F-2301 | Filter #23, Filter Building, East Filter Gallery South | FHA-FLT | Filter | Filter |  | F | http://www.toronto.ca/TWONTO#filtration_tank |  | Filtration
62489 | FHA-FLT-F-2401 | Filter #24, Filter Building, East Filter Gallery North | FHA-FLT | Filter | Filter |  | F | http://www.toronto.ca/TWONTO#filtration_tank |  | Filtration
62490 | FHA-FLT-F-2501 | Filter #25, Filter Building, East Filter Gallery South | FHA-FLT | Filter | Filter |  | F | http://www.toronto.ca/TWONTO#filtration_tank |  | Filtration
62491 | FHA-FLT-F-2601 | Filter #26, Filter Building, East Filter Gallery North | FHA-FLT | Filter | Filter |  | F | http://www.toronto.ca/TWONTO#filtration_tank |  | Filtration
62492 | FHA-FLT-F-2701 | Filter #27, Filter Building, East Filter Gallery South | FHA-FLT | Filter | Filter |  | F | http://www.toronto.ca/TWONTO#filtration_tank |  | Filtration
62493 | FHA-FLT-F-3001 | Filter #30, Filter Building, East Filter Gallery North | FHA-FLT | Filter | Filter |  | F | http://www.toronto.ca/TWONTO#filtration_tank |  | Filtration
62494 | FHA-FLT-F-3101 | Filter #31, Filter Building, East Filter Gallery South | FHA-FLT | Filter | Filter |  | F | http://www.toronto.ca/TWONTO#filtration_tank |  | Filtration
62495 | FHA-FLT-F-3301 | Filter #33, Filter Building, East Filter Gallery South | FHA-FLT | Filter | Filter |  | F | http://www.toronto.ca/TWONTO#filtration_tank |  | Filtration
62496 | FHA-FLT-F-3701 | Filter #37, Filter Building, East Filter Gallery South | FHA-FLT | Filter | Filter |  | F | http://www.toronto.ca/TWONTO#filtration_tank |  | Filtration
62497 | FHA-FLT-F-3801 | Filter #38, Filter Building, East Filter Gallery North | FHA-FLT | Filter | Filter |  | F | http://www.toronto.ca/TWONTO#filtration_tank |  | Filtration
62498 | FHA-FLT-F-3901 | Filter #39, Filter Building, East Filter Gallery South | FHA-FLT | Filter | Filter |  | F | http://www.toronto.ca/TWONTO#filtration_tank |  | Filtration
62499 | FHA-FLT-F-4001 | Filter #40, Filter Building, East Filter Gallery North | FHA-FLT | Filter | Filter |  | F | http://www.toronto.ca/TWONTO#filtration_tank |  | Filtration
62622 | FHA-FLT-MX-0101 | FHA-FLT-SW-0101 - Sweeps, Surface Wash, Filter #1 | FHA-FLT-F-0101 | Filter | Filter |  | MX | filter_sweeping_arm |  | Filter #01, Filter Building, West Filter Gallery South
62623 | FHA-FLT-MX-0401 | FHA-FLT-SW-0401 - Sweeps, Surface Wash, Filter #4 | FHA-FLT-F-0401 | Filter | Filter |  | MX | filter_sweeping_arm |  | Filter #04, Filter Building, West Filter Gallery North
62624 | FHA-FLT-MX-0701 | FHA-FLT-SW-0701 - Sweeps, Surface Wash, Filter #7 | FHA-FLT-F-0701 | Filter | Filter |  | MX | filter_sweeping_arm |  | Filter #07, Filter Building, West Filter Gallery South
62625 | FHA-FLT-MX-1001 | FHA-FLT-SW-1001 - Sweeps, Surface Wash, Filter #10 | FHA-FLT-F-1001 | Filter | Filter |  | MX | filter_sweeping_arm |  | Filter #10, Filter Building, West Filter Gallery North
62626 | FHA-FLT-MX-1301 | FHA-FLT-SW-1301 - Sweeps, Surface Wash, Filter #13 | FHA-FLT-F-1301 | Filter | Filter |  | MX | filter_sweeping_arm |  | Filter #13, Filter Building, West Filter Gallery South
62627 | FHA-FLT-MX-1501 | FHA-FLT-SW-1501 - Sweeps, Surface Wash, Filter #15 | FHA-FLT-F-1501 | Filter | Filter |  | MX | filter_sweeping_arm |  | Filter #15, Filter Building, West Filter Gallery South
62628 | FHA-FLT-MX-1601 | FHA-FLT-SW-1601 - Sweeps, Surface Wash, Filter #16 | FHA-FLT-F-1601 | Filter | Filter |  | MX | filter_sweeping_arm |  | Filter #16, Filter Building, West Filter Gallery North
62629 | FHA-FLT-MX-1701 | FHA-FLT-SW-1701 - Sweeps, Surface Wash, Filter #17 | FHA-FLT-F-1701 | Filter | Filter |  | MX | filter_sweeping_arm |  | Filter #17, Filter Building, West Filter Gallery South
62630 | FHA-FLT-MX-1801 | FHA-FLT-SW-1801 - Sweeps, Surface Wash, Filter #18 | FHA-FLT-F-1801 | Filter | Filter |  | MX | filter_sweeping_arm |  | Filter #18, Filter Building, West Filter Gallery North
62631 | FHA-FLT-MX-2501 | FHA-FLT-SW-2501 - Sweeps, Surface Wash, Filter #25 | FHA-FLT-F-2501 | Filter | Filter |  | MX | filter_sweeping_arm |  | Filter #25, Filter Building, East Filter Gallery South
62632 | FHA-FLT-MX-3001 | FHA-FLT-SW-3001 - Sweeps, Surface Wash, Filter #30 | FHA-FLT-F-3001 | Filter | Filter |  | MX | filter_sweeping_arm |  | Filter #30, Filter Building, East Filter Gallery North
62633 | FHA-FLT-MX-3101 | FHA-FLT-SW-3101 - Sweeps, Surface Wash, Filter #31 | FHA-FLT-F-3101 | Filter | Filter |  | MX | filter_sweeping_arm |  | Filter #31, Filter Building, East Filter Gallery South
62634 | FHA-FLT-MX-3401 | FHA-FLT-SW-3401 - Sweeps, Surface Wash, Filter #34 | FHA-FLT-F-3401 | Filter | Filter |  | MX | filter_sweeping_arm |  | Filter #34, Filter Building, East Filter Gallery North
62635 | FHA-FLT-MX-3601 | FHA-FLT-SW-3601 - Sweeps, Surface Wash, Filter #36 | FHA-FLT-F-3601 | Filter | Filter |  | MX | filter_sweeping_arm |  | Filter #36, Filter Building, East Filter Gallery North
62636 | FHA-FLT-MX-3701 | FHA-FLT-SW-3701 - Sweeps, Surface Wash, Filter #37 | FHA-FLT-F-3701 | Filter | Filter |  | MX | filter_sweeping_arm |  | Filter #37, Filter Building, East Filter Gallery South
62637 | FHA-FLT-MX-4001 | FHA-FLT-SW-4001 - Sweeps, Surface Wash, Filter #40 | FHA-FLT-F-4001 | Filter | Filter |  | MX | filter_sweeping_arm |  | Filter #40, Filter Building, East Filter Gallery North
67527 | THC-MCS-F-5201 | Filtration Unit, Fumes, Welding shop | THC-ACC-BLDG X |  | Filter |  | F | http://www.toronto.ca/TWONTO#replaceable_air_filter |  | New Workshop WA2 Building HVAC
67676 | FHA-WWW-STR-0101 | Strainer, Filter, Self Cleaning, Irrigation Pumps Inlet, RMF, North/East of Pilot Plant | FHA-WWW-IRRIG | Filter | Filter |  | STR | http://www.toronto.ca/TWONTO#strainer |  | Irrigation
67677 | FHA-WWW-STR-0201 | Strainer, Filter, Self Cleaning. Irrigation Pumps Discharge, RMF, North/East of Pilot Plant | FHA-WWW-IRRIG | Filter | Filter |  | STR | http://www.toronto.ca/TWONTO#strainer |  | Irrigation
68495 | FHO-ACC-F-0102 | Filter, Dry Air, AHU-0101 Inlet, Admin Building, S1, AHU Room | FHO-ACC-AHU-0101 |  | Filter |  | F | http://www.toronto.ca/TWONTO#replaceable_air_filter |  | Air Handling Unit, Administration Ofices HVAC, S1 Admin Building AHU Room
68496 | FHO-ACC-F-0103 | Filter, Dry Air, Fan FN-0107 Intake, Admin Building, S1, AHU Room | FHO-ACC-FN-0107 |  | Filter |  | F | http://www.toronto.ca/TWONTO#replaceable_air_filter |  | Fan, Supply, Wokshop Ventilation System, S1 Admin Building AHU Room
68497 | FHO-ACC-F-0113 | Filter, Dry Air, AHU-0103 Intake Air, Admin Building, L1,Control Room | FHO-ACC-AHU-0103 |  | Filter |  | F | http://www.toronto.ca/TWONTO#replaceable_air_filter |  | Air Handling Unit, Admin Building, Main Control Room
68498 | FHO-ACC-F-0114 | Filter, Dry Air, AHU-0104 Intake Air, Admin Building, L2, East Wing, Mechanical Room | FHO-ACC-AHU-0104 |  | Filter |  | F | http://www.toronto.ca/TWONTO#replaceable_air_filter |  | Air Handling Unit, Admin Building, East Wing, Mechanical Room
68604 | FHO-ACC-F-0302 | Filter, Dry Air, Chlorine Area Supply Fan FN-0305, Chemical Building, L2, South Penthouse | FHO-ACC-FN-0305 |  | Filter |  | F | http://www.toronto.ca/TWONTO#replaceable_air_filter |  | Fan, Supply, Chlorine Area Ventilation System, L2 Chemical Building, South Penthouse
68605 | FHO-ACC-F-0403 | Filter, Dry Air, Fan FN-0403, High Lift P.S. HVAC, S4, East Ventilation Room | FHO-ACC-FN-0403 |  | Filter |  | F | http://www.toronto.ca/TWONTO#replaceable_air_filter |  | Fan, Air Circulating Unit, High Lift P.S. HVAC, S4, East Ventilation Room
68606 | FHO-ACC-F-0404 | Filter, Dry Air, Fan FN-0404, High Lift P.S. HVAC, S4, East Ventilation Room | FHO-ACC-FN-0404 |  | Filter |  | F | http://www.toronto.ca/TWONTO#replaceable_air_filter |  | Fan, Air Circulating Unit, High Lift P.S. HVAC, S4, East Ventilation Room
68607 | FHO-ACC-F-0503 | Filter, Dry Air, Raw Water HVAC Dehumidifier D-0501, S8, Raw Water HVAC Room, South | FHO-ACC-D-0501 |  | Filter |  | F | http://www.toronto.ca/TWONTO#replaceable_air_filter |  | Dehumidifier, Raw Water HVAC, S8, Raw Water Pump Room, South
68608 | FHO-ACC-F-0505 | Filter, Dry Air, Raw Water HVAC Fan FN-0502, S8, Raw Water HVAC Room | FHO-ACC-FN-0502 |  | Filter |  | F | http://www.toronto.ca/TWONTO#replaceable_air_filter |  | Fan, Air Circulating Unit, Raw Water HVAC, S8, RAW Water HVAC Room, South West
68609 | FHO-ACC-F-0506 | Filter, Dry Air, Raw Water HVAC Fan FN-0503, S8, Raw Water HVAC Room | FHO-ACC-FN-0503 |  | Filter |  | F | http://www.toronto.ca/TWONTO#replaceable_air_filter |  | Fan, Air Circulating Unit, Raw Water HVAC, S8 RAW Water HVAC Room, North West
68610 | FHO-ACC-F-0507 | Filter, Dry Air, Raw Water HVAC Fan FN-0504, S8, Raw Water HVAC Room | FHO-ACC-FN-0504 |  | Filter |  | F | http://www.toronto.ca/TWONTO#replaceable_air_filter |  | Fan, Air Circulating Unit, Raw Water HVAC, S8, RAW Water HVAC Room, North East
68611 | FHO-ACC-F-0508 | Filter, Dry Air, Raw Water HVAC Fan FN-0505, S8, Raw Water HVAC Room | FHO-ACC-FN-0505 |  | Filter |  | F | http://www.toronto.ca/TWONTO#replaceable_air_filter |  | Fan, Air Circulating Unit, Raw Water HVAC, S8 RAW Water HVAC Room, South East
68612 | FHO-ACC-F-0604 | Filter, Dry Air, Raw Water HVAC Dehumidifier D-0602, S7, Storage Room | FHO-ACC-D-0602 |  | Filter |  | F | http://www.toronto.ca/TWONTO#replaceable_air_filter |  | Dehumidifier, Raw Water HVAC, S7, Storage Area, South
68613 | FHO-ACC-F-0703 | Filter, Reactivation Air Inlet, High Lift P.S. Air Handling Unit, FN-0703, TWPS, S3, Compressor Room | FHO-ACC-FN-0703 |  | Filter |  | F | http://www.toronto.ca/TWONTO#replaceable_air_filter |  | Fan, Exhaust, High Lift PS AHU, S3, Compressor Room
68614 | FHO-ACC-F-0801 | Filter, Inlet Air to Elevator Room, Admin Building, S4, Behind Passenger Elevator Room | FHO-MCS-HVAC |  | Filter |  | F | http://www.toronto.ca/TWONTO#replaceable_air_filter |  | Plant HVAC
68615 | FHO-ACC-F-0902 | Filter, Inlet Air, FN-0903, Filter Building, S2, HVAC Room | FHO-ACC-FN-0903 |  | Filter |  | F | http://www.toronto.ca/TWONTO#replaceable_air_filter |  | Fan, Fresh Air Supply, Electrical Room, Filter Bldg, S2, West of Pipe Gallery, HVAC Room
68616 | FHO-ACC-F-1002 | Filter, Recirculated Air, D-1001, Old Surge Building | FHO-ACC-D-1001 |  | Filter |  | F | http://www.toronto.ca/TWONTO#replaceable_air_filter |  | Dehumidifier, Surge Building, Lower Level
68617 | FHO-ACC-F-1006 | Filter, Air Inlet, FN-1004, S2, TW Reservoir Gallery, North | FHO-ACC-FN-1004 |  | Filter |  | F | http://www.toronto.ca/TWONTO#replaceable_air_filter |  | Fan, Circulation/Ventilation, Treated Water Reservoir Gallery, North
68618 | FHO-ACC-F-1102 | Filter, Reactivation Air D-1101, Clarifier Building, S4, Clarifier Gallery | FHO-ACC-D-1101 |  | Filter |  | F | http://www.toronto.ca/TWONTO#replaceable_air_filter |  | Dehumidifier, Clarifier Building, S4, Clarifier Gallery
68619 | FHO-ACC-F-1103 | Filter, AHU-1101 Air Inlet, Clarifier Building, S2, Main Foyer | FHO-ACC-AHU-1101 |  | Filter |  | F | http://www.toronto.ca/TWONTO#replaceable_air_filter |  | Air Handling Unit, Clarifier Building, S4, larifier Gallery
68620 | FHO-ACC-F-1511 | Filter, Air Inlet, AHU-1511, Ozone Building, L1, Mechanical Room 1 | FHO-ACC-AHU-1511 |  | Filter |  | F | http://www.toronto.ca/TWONTO#replaceable_air_filter |  | Air Handling Unit, Ozone Building, L1, Mechanical Room 1
68621 | FHO-ACC-F-1512 | Filter, Air Inlet, AHU-1511, Ozone Building, L1, Mechanical Room 1 | FHO-ACC-AHU-1511 |  | Filter |  | F | http://www.toronto.ca/TWONTO#replaceable_air_filter |  | Air Handling Unit, Ozone Building, L1, Mechanical Room 1
68622 | FHO-ACC-F-1523 | Filter, Air Inlet, D-1521, Ozone Building, L1, Mechanical Room 1 | FHO-ACC-D-1521 |  | Filter |  | F | http://www.toronto.ca/TWONTO#replaceable_air_filter |  | Dehumidifire, Ozone Building, L1, Mechanical Room 1
68623 | FHO-ACC-F-1541 | Filter, Air Inlet, AHU-1541, Ozone Building, L1, Mechanical Room 1 | FHO-ACC-AHU-1541 |  | Filter |  | F | http://www.toronto.ca/TWONTO#replaceable_air_filter |  | Air Handling Unit, Ozone Equipment Room Ventilation, Ozone Building, L1, Mechanical Room 1
68624 | FHO-ACC-F-1631 | Filter, Air Inlet, FN-1631, Standby Power Building, S2, Electrical Room, North | FHO-ACC-FN-1631 |  | Filter |  | F | http://www.toronto.ca/TWONTO#replaceable_air_filter |  | Fan, Centrifugal Square Inline, Electrical Room Supply, Standby Power Building, S2, North
68625 | FHO-ACC-F-1701 | Filter, Air Inlet, AHU-1701, Filter Building, L1, Filter Gallery, West | FHO-ACC-AHU-1701 |  | Filter |  | F | http://www.toronto.ca/TWONTO#replaceable_air_filter |  | Air Handling Unit, West Filter Area, Filter 1-8 Building, L1, Roof
68626 | FHO-ACC-F-1702 | Filter, Air Inlet, AHU-1702, Filter Building, L1, Filter Gallery, East | FHO-ACC-AHU-1702 |  | Filter |  | F | http://www.toronto.ca/TWONTO#replaceable_air_filter |  | Air Handling Unit, East Filter Area, Filter 1-8 Building, L1, Roof
68789 | THC-PLT-F-6162 | Filter, Recirculating, Hydraulic Pack 1 | THC-PLT-T-6100 | Filter | Filter |  | F | http://www.toronto.ca/TWONTO#replaceable_oil_or_fuel_filter |  | Reservoir, Oil, Hydraulic Pack 1, Bar Screens
68790 | THC-PLT-F-6213 | Filter, Return, Hydraulic Pack 2 | THC-PLT-T-6200 | Filter | Filter |  | F | http://www.toronto.ca/TWONTO#replaceable_oil_or_fuel_filter |  | Reservoir, Oil, Hydraulic Pack 2, Bar Screens
68791 | THC-PLT-F-6262 | Filter, Recirculating, Hydraulic Pack 2 | THC-PLT-T-6200 | Filter | Filter |  | F | http://www.toronto.ca/TWONTO#replaceable_oil_or_fuel_filter |  | Reservoir, Oil, Hydraulic Pack 2, Bar Screens
71733 | THC-STW-F-0013 | Filter, Cartridge, Discharge, Water Feature Circultion Pump, Admin. Bldg Basement Mechanical Rm | THC-STW-P-0012 |  | Filter |  | F | http://www.toronto.ca/TWONTO#discrete_unit_of_treatment_filter |  | Pump, Centrifugal, Harvested Rainwater Circulation, Admin. Building Basement Mechanical Room
71927 | FHO-CLB-F-0101 | Filter, Gas, Post Chlorination Train 1, Chemical Building, Main Floor, Machine Room | FHO-CLB-CHL-0101 |  | Filter |  | F | http://www.toronto.ca/TWONTO#replaceable_air_filter |  | Chlorinator, Post Chlorination Train 1 West, Chemical Building, L1, Evaporator Room
71928 | FHO-CLB-F-0201 | Filter, Gas, Post Chlorination Train 2, Chemical Building, Main Floor, Machine Room | FHO-CLB-CHL-0201 |  | Filter |  | F | http://www.toronto.ca/TWONTO#replaceable_air_filter |  | Chlorinator, Post Chlorination Train 2 West, Chemical Building, L1, Evaporator Room
72478 | FHO-CLC-F-0101 | Filter, Gas, Trim Chlorination Train 1, Chemical Building, Main Floor, Machine Room | FHO-CLC-CHL-0101 |  | Filter |  | F | http://www.toronto.ca/TWONTO#replaceable_air_filter |  | Chlorinator, Trim Chlorination Train 1, Chemical Building, L1, Machine Room
72727 | THR-ACC-F-0711 | Filter, Glycol, Compressor Bldg Main Floor, Glycol System | THR-ACC-T-0711 | Strainer | Filter |  | F | http://www.toronto.ca/TWONTO#discrete_unit_of_treatment_filter |  | Tank, Makeup, Glycol Skid, Compressor Bldg Main Floor, Glycol System
73307 | THR-ACC-NX-741 | Filter Unit, Grit Building, Crane HH555 | THR-ACC-GRIT | Filter | Filter |  | NX | http://www.toronto.ca/TWONTO#replaceable_oil_or_fuel_filter |  | Heating, Ventilation and Air Conditioning, Grit Building
73349 | FHO-DOZ-F-0001 | Filter, Paticulate, GOX Pretreatment, Ozone Building, L1, Ozone Equipment Room | FHO-GOX | Filter | Filter |  | F | http://www.toronto.ca/TWONTO#replaceable_air_filter |  | Gaseous Oxygen Pretreatment
73350 | FHO-DOZ-F-0002 | Filter, Paticulate, GOX Pretreatment, Ozone Building, L1, Ozone Equipment Room | FHO-GOX | Filter | Filter |  | F | http://www.toronto.ca/TWONTO#replaceable_air_filter |  | Gaseous Oxygen Pretreatment
73351 | FHO-DOZ-F-0501 | Filter, Coalescing, Desiccant Dryer D-0503 Inlet, Ozone Building, S2, RW Process Room,Nitrogen Skid | FHO-NIT-SYS | Filter | Filter |  | F | http://www.toronto.ca/TWONTO#replaceable_air_filter |  | NITROGEN SYSTEM
74147 | THR-AER-F-0520 | Filter, Roll Media, Supply Air, Aeration Blower 1411 & 1511 | THR-AER-BL | Filter | Filter |  | F | http://www.toronto.ca/TWONTO#replaceable_air_filter |  | Aeration Blowers
74148 | THR-AER-F-0520 | Filter, Roll Media, Supply Air, Aeration Blower 1411 & 1511 | THR-AER-FN | Filter | Filter |  | F | http://www.toronto.ca/TWONTO#replaceable_air_filter |  | Fan, Room, Supply Air, Blower, Engine Room Basement
74149 | THR-AER-F-0520A | Filter, Bag, Main Supply Air, Aeration Blower 1411 & 1511 | THR-AER-F-0520 | Filter | Filter |  | F | http://www.toronto.ca/TWONTO#replaceable_air_filter |  | Filter, Roll Media, Supply Air, Aeration Blower 1411 & 1511
74150 | THR-AER-F-0525 | Filter, Roll Media, Air Supply, Top, Aeration Blower System - North | THR-AER-F-HPBB | Filter | Filter |  | F | http://www.toronto.ca/TWONTO#replaceable_air_filter |  | Filter, Supply Air, Blower, High Pressure Blower Bldg.
74151 | THR-AER-F-0526 | Filter, Roll Media, Air Supply, Bottom, Aeration Blower System - North | THR-AER-F-HPBB | Filter | Filter |  | F | http://www.toronto.ca/TWONTO#replaceable_air_filter |  | Filter, Supply Air, Blower, High Pressure Blower Bldg.
74152 | THR-AER-F-1101 | Filter, Lube Oil Tank, Blower 1111, Engine Room, Air Blower System | THR-AER-T-1114 | Filter | Filter |  | F | http://www.toronto.ca/TWONTO#replaceable_oil_or_fuel_filter |  | Tank, Reservoir, Auxiliary Oil for Blower 1111, Secondary Treatment, Aeration - Blower System - South
74153 | THR-AER-F-1110 | Filter, Bag, Air Suction, Aeration Blower 1111 | THR-AER-BL-1111 | Filter | Filter |  | F | http://www.toronto.ca/TWONTO#replaceable_air_filter |  | Blower, Centrifugal, Secondary Treatment, Aeration Blower System - Engine Room
74154 | THR-AER-F-1210 | Filter, Bag, Air Suction, Aeration Blower 1211 | THR-AER-BL-1211 | Filter | Filter |  | F | http://www.toronto.ca/TWONTO#replaceable_air_filter |  | Blower, Centrifugal, Secondary Treatment, Aeration Blower System - Engine Room
74155 | THR-AER-F-1211 | Filter, Roll Media, Supply Air, Aeration Blower 1111 & 1211 | THR-AER-BL-1111 | Filter | Filter |  | F | http://www.toronto.ca/TWONTO#replaceable_air_filter |  | Blower, Centrifugal, Secondary Treatment, Aeration Blower System - Engine Room
74156 | THR-AER-F-1211 | Filter, Roll Media, Supply Air, Aeration Blower 1111 & 1211 | THR-AER-BL-1211 | Filter | Filter |  | F | http://www.toronto.ca/TWONTO#replaceable_air_filter |  | Blower, Centrifugal, Secondary Treatment, Aeration Blower System - Engine Room
74157 | THR-AER-F-1311 | Filter, Bag, Supply Air, Aeration Blower 1311 | THR-AER-BL-1311 | Filter | Filter |  | F | http://www.toronto.ca/TWONTO#replaceable_air_filter |  | Blower, Centrifugal, Secondary Treatment, Aeration Blower System - Engine Room
74158 | THR-AER-F-1401 | Filter, Lube Oil Tank, Blower 1411, Blower Building, Air Blower System | THR-AER-BL-1411 | Filter | Filter |  | F | http://www.toronto.ca/TWONTO#replaceable_oil_or_fuel_filter |  | Blower, Centrifugal, Secondary Treatment, Aeration Blower System - Engine Room
74159 | THR-AER-F-1401 | Filter, Lube Oil Tank, Blower 1411, Blower Building, Air Blower System | THR-AER-T-1401 | Filter | Filter |  | F | http://www.toronto.ca/TWONTO#replaceable_oil_or_fuel_filter |  | Tank, Lube Oil, Blower 1411, Engine Room, Air Blower System
74160 | THR-AER-F-1501 | Filter, Lube Oil Tank, Blower 1511, Blower Building, Air Blower System | THR-AER-BL-1511 | Filter | Filter |  | F | http://www.toronto.ca/TWONTO#replaceable_oil_or_fuel_filter |  | Blower, Centrifugal, Secondary Treatment, Aeration Blower System - Engine Room
74161 | THR-AER-F-1501 | Filter, Lube Oil Tank, Blower 1511, Blower Building, Air Blower System | THR-AER-T-1501 | Filter | Filter |  | F | http://www.toronto.ca/TWONTO#replaceable_oil_or_fuel_filter |  | Tank, Lube Oil, Blower 1511, Blower Building, Air Blower System
74162 | THR-AER-F-1701 | Filter, Lube Oil Tank, Blower 1711, Blower Building, Air Blower System | THR-AER-T-1714 | Filter | Filter |  | F | http://www.toronto.ca/TWONTO#replaceable_oil_or_fuel_filter |  | Tank, Non-Pressurized, Auxiliary Oil, Blower 1711, Secondary Treatment, Aeration Blower System - North
74163 | THR-AER-F-1810 | Filter, Bag, Air Supply, Blower 1811, Secondary Treatment, Aeration Blower System - North | THR-AER-F-HPBB | Filter | Filter |  | F | http://www.toronto.ca/TWONTO#replaceable_air_filter |  | Filter, Supply Air, Blower, High Pressure Blower Bldg.
74164 | THR-AER-F-1910 | Filter, Bag, Air Supply, Blower 1911, Secondary Treatment, Aeration Blower System - North | THR-AER-BL-1911 | Filter | Filter |  | F | http://www.toronto.ca/TWONTO#replaceable_air_filter |  | Blower, Centrifugal, Secondary Treatment, Aeration Blower System - HPBB
74578 | THR-AI-F-0100 | Filter, Instrument Air Building | THR-AI-C-0100 | Filter,Membrane | Filter |  | F | http://www.toronto.ca/TWONTO#replaceable_air_filter |  | Air Compressor,Instrument Air Building
74579 | THR-AI-F-0200 | Filter, Instrument Air Building | THR-AI-C-0200 | Filter,Membrane | Filter |  | F | http://www.toronto.ca/TWONTO#replaceable_air_filter |  | Air Compressor,Instrument Air Building
74580 | THR-AI-F-2506 | Filter, Oil, Air Discharge Header, Instrument Air | THR-AI | Filter,Membrane | Filter |  | F | http://www.toronto.ca/TWONTO#replaceable_oil_or_fuel_filter |  | Air, Instrument, Compressors
74661 | THR-BG-F-0101 | Filter, Oil for Fuel Gas Compressor 0101, Compressor Building, Gas Compressor (And Dryer) | THR-BG-C-0101 | Filter | Filter |  | F | http://www.toronto.ca/TWONTO#replaceable_oil_or_fuel_filter |  | Compressor, Centrifugal, Fuel Gas, Compressor Building, Gas Compressor (And Dryer) for COGEN
74662 | THR-BG-F-0301 | Filter, Dryer 0300, Compressor Building, Gas Compressor (And Dryer) | THR-BG-DRY-0300 | Filter | Filter |  | F | http://www.toronto.ca/TWONTO#replaceable_air_filter |  | Dryer, Fuel Gas, Compressor Building, Gas Compressor (And Dryer)
74663 | THR-BG-F-0402 | Condensate Separator, Fuel Gas, Compressor Building, Gas Compressor (And Dryer) | THR-BG-C-0401 | Filter | Filter |  | F | http://www.toronto.ca/TWONTO#replaceable_oil_or_fuel_filter |  | Compressor, Screw, Fuel Gas, Compressor Building, Gas Compressor (And Dryer) Tag-THR-BG-C-0401-Susp
74664 | THR-BG-F-0603 | Filter, Dryer 0600, Compressor Building, Gas Compressor (And Dryer) | THR-BG-DRY-0600 | Filter | Filter |  | F | http://www.toronto.ca/TWONTO#replaceable_air_filter |  | Dryer, Fuel Gas, Compressor Building, Gas Compressor (And Dryer)
74665 | THR-BG-F-1201 | Filter, Gas, Engine 1201 Gas Valve Train, Engine Fuel System-Unit No 2, Engine-Generator & Heat Recovery System | THR-CG-ENG-1201 | Filter | Filter |  | F | http://www.toronto.ca/TWONTO#replaceable_oil_or_fuel_filter |  | Engine, Generator NT1788901, Engine Room, Engine-Generator & Heat Recovery System
74895 | THR-CG-F-1161 | Filter, Oil, Lube Oil System, Engine-Gen 1101 | THR-CG-ENG-1101 |  | Filter |  | F | http://www.toronto.ca/TWONTO#replaceable_oil_or_fuel_filter |  | Engine, Generator 1101, Engine Room, Engine-Generator & Heat Recovery System
74896 | THR-CG-F-1303 | Filter, Air, Compressor 1303 Intake, Air Starting System, Engine-Generator 1101 & 1201 | THR-CG-C-1303 |  | Filter |  | F | http://www.toronto.ca/TWONTO#replaceable_air_filter |  | Compressor, Air, Air Starting System, Engine-Generator 1101 & 1201
74897 | THR-CG-F-1304 | Filter, Air, Compressor 1304 Intake, Air Starting System, Engine-Generator 1101 & 1201 | THR-CG-C-1304 |  | Filter |  | F | http://www.toronto.ca/TWONTO#replaceable_air_filter |  | Compressor, Air, Air Starting System, Engine-Generator 1101 & 1201
74898 | THR-CG-F-1411 | Filter, Air Intake, Purge Blower 1411, Engine Exhaust System, Engine-Gen 1201 | THR-CG-BL-1411 |  | Filter |  | F | http://www.toronto.ca/TWONTO#replaceable_air_filter |  | Blower, Centrifugal, Purge, Engine Exhaust System, Engine-Gen 1201
75874 | THR-DIG-F-4714 | Filter, Tank 0700 Hot Water Return, Solids Treatment, Heating System - Digesters - Tank 0700 & Tank 0800 | THR-DIG-PD-0700 | Filter | Filter |  | F | http://www.toronto.ca/TWONTO#discrete_unit_of_treatment_filter |  | Tank, Primary Digester-7, Solids Treatment
79558 | THR-FPW-F-0002S | Filter, Pump, Centrifugal 0013, Plant Water Building, Plant Services, Plant Water Pump, Centrifugaling System | THR-FPW-P-0013 | Filter | Filter | 47400 | F | http://www.toronto.ca/TWONTO#discrete_unit_of_treatment_filter |  | Pump, Centrifugal, Residual Chlorine Analyzer
81871 | THR-OCS-F-0500C | Filter, Coalescing, Air Handling Units 0500A/B, Ozonator Room, Plant Services, Odour Control System | THR-OCS-D-0500A | Filter | Filter |  | F | http://www.toronto.ca/TWONTO#replaceable_air_filter |  | Dryer, Dessicant, Ozone Generator 3956, Ozonator Room, Plant Services, Odour Control System
81872 | THR-OCS-F-0500D | Filter, Particle, Air Handling Units 0500A/B, Ozonator Room, Plant Services, Odour Control System | THR-OCS-D-0500A | Filter | Filter |  | F | http://www.toronto.ca/TWONTO#replaceable_air_filter |  | Dryer, Dessicant, Ozone Generator 3956, Ozonator Room, Plant Services, Odour Control System
81873 | THR-OCS-F-0500E | Filter, Coalescing, Air Handling Units 0500A/B, Ozonator Room, Plant Services, Odour Control System | THR-OCS-D-0500A | Filter | Filter |  | F | http://www.toronto.ca/TWONTO#replaceable_air_filter |  | Dryer, Dessicant, Ozone Generator 3956, Ozonator Room, Plant Services, Odour Control System
81874 | THR-OCS-F-0500F | Filter, Coalescing, Air Handling Units 0500A/B, Ozonator Room, Plant Services, Odour Control System | THR-OCS-D-0500A | Filter | Filter |  | F | http://www.toronto.ca/TWONTO#replaceable_air_filter |  | Dryer, Dessicant, Ozone Generator 3956, Ozonator Room, Plant Services, Odour Control System
81875 | THR-OCS-F-0501A | Filter, Particle, Air Handling Units 0501A/B, Ozonator Room, Plant Services, Odour Control System | THR-OCS-D-0501A | Filter | Filter |  | F | http://www.toronto.ca/TWONTO#replaceable_air_filter |  | Dryer, Dessicant, Ozone Generator 3957, Ozonator Room, Plant Services, Odour Control System
81876 | THR-OCS-F-0501B | Filter, Coalescing, Air Handling Units 0501A/B, Ozonator Room, Plant Services, Odour Control System | THR-OCS-D-0501A | Filter | Filter |  | F | http://www.toronto.ca/TWONTO#replaceable_air_filter |  | Dryer, Dessicant, Ozone Generator 3957, Ozonator Room, Plant Services, Odour Control System
81877 | THR-OCS-F-0501H | Filter, Submicron, Air Handling Units 0501A/B, Ozonator Room, Plant Services, Odour Control System | THR-OCS-D-0501A | Filter | Filter |  | F | http://www.toronto.ca/TWONTO#replaceable_air_filter |  | Dryer, Dessicant, Ozone Generator 3957, Ozonator Room, Plant Services, Odour Control System
83688 | THR-PRS-F-0002S | Filter, Fine Bag, Ferrous Chloride Storage Tanks Inlet, Chemical Building, Secondary Treatment, Phosphorous Removal | THR-PRS-F | Filter | Filter | 39806 | F | http://www.toronto.ca/TWONTO#replaceable_air_filter |  | Phosphorous Removal System, Filtration
83689 | THR-PRS-F-0003S | Filter, Fine Bag, Ferrous Chloride Storage Tanks Inlet, Chemical Building, Secondary Treatment, Phosphorous Removal | THR-PRS-F | Filter | Filter | 39807 | F | http://www.toronto.ca/TWONTO#replaceable_air_filter |  | Phosphorous Removal System, Filtration
83690 | THR-PRS-F-0005S | Filter, Fine Bag, Ferrous Chloride Storage Tanks Outlet, Chemical Building, Secondary Treatment, Phosphorous Removal | THR-PRS-F | Filter | Filter | 39809 | F | http://www.toronto.ca/TWONTO#replaceable_air_filter |  | Phosphorous Removal System, Filtration
83691 | THR-PRS-F-0006S | Filter, Fine Bag, Ferrous Chloride Storage Tanks Outlet, Chemical Building, Secondary Treatment, Phosphorous Removal | THR-PRS-F | Filter | Filter | 39810 | F | http://www.toronto.ca/TWONTO#replaceable_air_filter |  | Phosphorous Removal System, Filtration
84400 | THR-SES-SQ-2516 | Cleaner, Air/Welding Fume Extractor | THR-SES-SQ-WA2 | Safety | Filter |  | SQ | http://www.toronto.ca/TWONTO#replaceable_air_filter |  | Safety Equipment -Work Area2
85643 | TNT-ACC-F-5101 | Filer, Suction,Oil Pump #5101 | TNT-ACC-P-5101 | Filter | Filter |  | F | http://www.toronto.ca/TWONTO#replaceable_oil_or_fuel_filter |  | Pump, Furnace Oil, to Boiler #5100
85777 | FHO-SA-F-0101 | Filter, Discharge, Compressor C-0101, Service Air System, TRW Building, S3, Compressor Room | FHO-SA-C-0101 |  | Filter |  | F | http://www.toronto.ca/TWONTO#replaceable_air_filter |  | Compressor, Service Air System, TRW Building, S3, Compressor Room
85778 | FHO-SA-F-0201 | Filter, Discharge, Compressor C-0201, Service Air System, TRW Building, S3, Compressor Room | FHO-SA-C-0201 |  | Filter |  | F | http://www.toronto.ca/TWONTO#replaceable_air_filter |  | Compressor, Service Air System, TRW Building, S3, Compressor Room
86009 | TNT-AER-F-2201 | Filter, Air, Mabr Compressor 2 - Air Inlet Filter, Aeration | TNT-AER-C-2200 | Filter | Filter |  | F | http://www.toronto.ca/TWONTO#replaceable_air_filter |  | Compressor, Reciprocating, Mabr Compressor 2, Aeration
86355 | TNT-CSO-F-2000 | Filter, Liquid Dispersion Polymer Waste Removal, Lab | TNT-CSO-LAB | Filter | Filter |  | F | http://www.toronto.ca/TWONTO#discrete_unit_of_treatment_filter |  | Lab Bldg polymer System
87689 | WM2002A | Filter, Pellet Cooler Bag, 810B | TAB-SLD-F | Filter | Filter |  |  | http://www.toronto.ca/TWONTO#replaceable_air_filter |  | Pelletizer Bldg. - Filters, Fans & Pellet Cooler Bags
87690 | WM2004A | Filter, Pre Finish, 826B | TAB-SLD-F | Filter | Filter |  |  | http://www.toronto.ca/TWONTO#replaceable_air_filter |  | Pelletizer Bldg. - Filters, Fans & Pellet Cooler Bags
87691 | WM2005A | Filter, Pre Finish, 826C | TAB-SLD-F | Filter | Filter |  |  | http://www.toronto.ca/TWONTO#replaceable_air_filter |  | Pelletizer Bldg. - Filters, Fans & Pellet Cooler Bags
87692 | WM2006A | Filter, Pre Finish, 826D | TAB-SLD-F | Filter | Filter |  |  | http://www.toronto.ca/TWONTO#replaceable_air_filter |  | Pelletizer Bldg. - Filters, Fans & Pellet Cooler Bags
87693 | WM2007A | Cannister, Silo Carbon, 808A | TAB-SLD-FN | Filter | Filter |  |  | http://www.toronto.ca/TWONTO#discrete_unit_of_treatment_filter |  | Pelletizer Bldg. - Silo System, Fans & Filters
87694 | WM2008A | Cannister, Silo Carbon, 808B | TAB-SLD-FN | Filter | Filter |  |  | http://www.toronto.ca/TWONTO#discrete_unit_of_treatment_filter |  | Pelletizer Bldg. - Silo System, Fans & Filters
87695 | WM2011A | Filter, Silo Dust, 806B | TAB-SLD-FN | Filter | Filter |  |  | http://www.toronto.ca/TWONTO#replaceable_air_filter |  | Pelletizer Bldg. - Silo System, Fans & Filters
87696 | WM2017A | Cannister, Pneumatic Conveyor Carbon, 828B | TAB-SLD-ROUTING | Filter | Filter |  |  | http://www.toronto.ca/TWONTO#discrete_unit_of_treatment_filter |  | Pelletizer Bldg. - Material Handling
87697 | WM2019A | Strainer, Exp Tank Nitrogen, 825B | TAB-SLD-P | Strainer | Filter |  |  | http://www.toronto.ca/TWONTO#strainer |  | Pelletizer Bldg. - Thermal Oil Heating System, Pumps, Strainer & Expanasion Tanks
87698 | WM2021A | Strainer, Oil Pump, 818A | TAB-SLD-P | Strainer | Filter |  |  | http://www.toronto.ca/TWONTO#strainer |  | Pelletizer Bldg. - Thermal Oil Heating System, Pumps, Strainer & Expanasion Tanks
87699 | WM2024A | Strainer, Oil Pump, 818D | TAB-SLD-P | Strainer | Filter |  |  | http://www.toronto.ca/TWONTO#strainer |  | Pelletizer Bldg. - Thermal Oil Heating System, Pumps, Strainer & Expanasion Tanks
87700 | WM2025A | Filter, Slip Stream Filter, 827A | TAB-SLD-P | Filter | Filter |  |  | http://www.toronto.ca/TWONTO#replaceable_air_filter |  | Pelletizer Bldg. - Thermal Oil Heating System, Pumps, Strainer & Expanasion Tanks
87701 | WM2026A | Filter, Slip Stream Filter, 827B | TAB-SLD-P | Filter | Filter |  |  | http://www.toronto.ca/TWONTO#replaceable_air_filter |  | Pelletizer Bldg. - Thermal Oil Heating System, Pumps, Strainer & Expanasion Tanks
89348 | FHO-TRW-F-0101 | Filter, Fluoride Analyzer AIT-0003, TRW Sampling, TRW Building, S5, Basement, Valve Chamber Hall | FHO-TRW-AIT-0003 |  | Filter |  | F | http://www.toronto.ca/TWONTO#discrete_unit_of_treatment_filter |  | Analyzer, Fluoride, OutputSampling, TRW Building, S5, Basement, Valve Chamber Hall
90649 | WTR-PEL-F-0001 | Filter, Service Water | WTR-PEL-TRW | Filter | Filter |  | F | http://www.toronto.ca/TWONTO#discrete_unit_of_treatment_filter |  | Treated Water (Transmission)
90650 | WTR-PEL-F-0003 | Filter, Rolling, Motor Cooling System | WTR-PEL-ACC | Filter | Filter |  | F | http://www.toronto.ca/TWONTO#replaceable_air_filter |  | Air Conditioning, Handling and Ventilation
90651 | WTR-PEL-F-1061 | Filter, Air, Duct, FN1061, Generator Building, Basement | WTR-PEL-AUX |  | Filter |  | F | http://www.toronto.ca/TWONTO#replaceable_air_filter |  | Auxilliary Equipment (Building Facilities)
90652 | WTR-PEL-F-1100 | Filter, Fuel, Generator 1100, Generator Building, Generator Room | WTR-PEL-GEN-1100 |  | Filter |  | F | http://www.toronto.ca/TWONTO#replaceable_oil_or_fuel_filter |  | Generator, Electrical, Generator Building, Generator Room
90653 | WTR-PEL-F-1200 | Filter, Fuel, Generator 1200, Generator Building, Generator Room | WTR-PEL-GEN-1200 |  | Filter |  | F | http://www.toronto.ca/TWONTO#replaceable_oil_or_fuel_filter |  | Generator, Electrical, Generator Building, Generator Room
92647 | FIS-ACC-F-0500 | Filter, Air, Dehumidifier D-0500 Outside Air, Filter Complex, Pump Room | FIS-ACC-D-0500 |  | Filter |  | F | http://www.toronto.ca/TWONTO#replaceable_air_filter |  | Dehumidifier, Filter Complex, Backwash Pump Room Floor
93096 | WTR-PMI-F-0001 | Filter, Mechanical Room, Membrane, | WTR-PMI-AUX | Filter,Membrane | Filter |  | F | http://www.toronto.ca/TWONTO#discrete_unit_of_treatment_filter |  | Auxiliary Equipment (Building Facilities)
93874 | WTR-PRH-F-0001 | Filter, Supply Air, Ventilation | WTR-PRH-ACC | Filter | Filter |  | F | http://www.toronto.ca/TWONTO#replaceable_air_filter |  | Air Conditioning, Heating and Ventilation
94508 | FIS-CLA-F-0201-SUS | Filter, Gaseous Discharge Header from Pre Chlorination Evaporator 0201 Train 2, Chlorination System | FIS-SUSPENDED | Filter | Filter | 38162 | F | http://www.toronto.ca/TWONTO#replaceable_air_filter |  | Obsolete Entities/Processes
94730 | FIS-CLB-F-0101-SUS | Filter, Gaseous Discharge Header from Post Chlorination Evaporator Train 1 | FIS-SUSPENDED | Filter | Filter | 38172 | F | http://www.toronto.ca/TWONTO#replaceable_air_filter |  | Obsolete Entities/Processes
94731 | FIS-CLB-F-0201-SUS | Filter, Gaseous Discharge Header from Post Chlorination Evaporator Train 2 | FIS-SUSPENDED | Filter | Filter | 38173 | F | http://www.toronto.ca/TWONTO#replaceable_air_filter |  | Obsolete Entities/Processes
94774 | WTR-PTH-F-0401 | Filter, Electronic, AHU 0401 | WTR-PTH-AHU-0401 | Filter | Filter |  | F | http://www.toronto.ca/TWONTO#replaceable_air_filter |  | Air Handling Unit
95706 | WTR-RRH-F-0301 | Filter, Discharge Header, Pumps 0301, Rosehill Reservoir, Valve House | WTR-RRH-P-0301 | Filter | Filter |  | F | http://www.toronto.ca/TWONTO#discrete_unit_of_treatment_filter |  | Pump, Centrifugal, Water to Sprinkler System, Rosehill Reservoir, Valve House
95707 | WTR-RRH-F-0401 | Filter, Suction Header, Pump 0401, Rosehill Reservoir, Valve House | WTR-RRH-P-0401 | Filter | Filter |  | F | http://www.toronto.ca/TWONTO#discrete_unit_of_treatment_filter |  | Pump, Submersible, Rosehill Reservoir, Interconnection Chamber
95878 | FIS-ELS-F-2103 | Filter, Fuel Oil, Generator GEN-2100 Engine Suction, Workshop Building, Generator Room | FIS-ELS-GEN-2100 |  | Filter |  | F | http://www.toronto.ca/TWONTO#replaceable_oil_or_fuel_filter |  | Generator, Diesel, Emergency, 4160V, 750KW, Workshop Building, Generator Room
95879 | FIS-ELS-F-2201A | Filter, Fuel Oil, Transfer Pump P-2201A Suction, Workshop Building, Transfer Pump Room | FIS-ELS-P-2101A |  | Filter |  | F | http://www.toronto.ca/TWONTO#replaceable_oil_or_fuel_filter |  | Pump, Centrifugal, Transfer, Storage Tank T-2101 to Day Tank 2102, Workshop Building, Pump Room
95880 | FIS-ELS-F-2201A | Filter, Fuel Oil, Transfer Pump P-2201A Suction, Workshop Building, Transfer Pump Room | FIS-ELS-P-2201A |  | Filter |  | F | http://www.toronto.ca/TWONTO#replaceable_oil_or_fuel_filter |  | Pump, Centrifugal, Transfer, Storage Tank T-2201 to Day Tank 2102, Workshop Building, Pump Room
95881 | FIS-ELS-F-2201B | Filter, Fuel Oil, Transfer Pump P-2201B Suction, Workshop Building, Transfer Pump Room | FIS-ELS-P-2201B |  | Filter |  | F | http://www.toronto.ca/TWONTO#replaceable_oil_or_fuel_filter |  | Pump, Centrifugal, Transfer, Storage Tank T-2201 to Day Tank 2102, Workshop Building, Pump Room
95882 | FIS-ELS-F-2203 | Filter, Fuel Oil, Generator GEN-2200 Engine Suction, Workshop Building, Generator Room | FIS-ELS-GEN-2200 |  | Filter |  | F | http://www.toronto.ca/TWONTO#replaceable_oil_or_fuel_filter |  | Generator, Diesel, Emergency, 4160V, 750KW, Workshop Building, Generator Room
96507 | YTF-CW-F-7701 | Filter, YTF-CW-HU-7401, City Water | YTF-CW | Filter | Filter |  | F | http://www.toronto.ca/TWONTO#discrete_unit_of_treatment_filter |  | City Water
96957 | FIS-FLT-F-0300 | Filter, Settled Water, Filter Building, Filter Gallery | FIS-FLT | Filter | Filter |  | F | http://www.toronto.ca/TWONTO#discrete_unit_of_treatment_filter |  | Filtration
97667 | FIS-SA-F-0101-SUS | Filter, Inlet, Instrument Air, Dryer 0101, Service Air Monitoring | FIS-SUSPENDED | Filter | Filter | 38397 | F | http://www.toronto.ca/TWONTO#replaceable_air_filter |  | Obsolete Entities/Processes
97668 | FIS-SA-F-0102-SUS | Filter, Outlet, Instrument Air, Dryer 0101, Service Air Monitoring | FIS-SUSPENDED | Filter | Filter | 38398 | F | http://www.toronto.ca/TWONTO#replaceable_air_filter |  | Obsolete Entities/Processes
97669 | FIS-SA-F-0202-SUS | Filter, Outlet, Instrument Air, Dryer 0201, Service Air Monitoring | FIS-SA-C-0200 | Filter | Filter | 38400 | F | http://www.toronto.ca/TWONTO#replaceable_air_filter |  | Compressor, Reciprocating, Constant Speed, Insturment Air to Dryer 0201, Filter Building, Service Air Monitoring
98491 | FIS-WWW-CH-0300-SUS | Slow Sand Fiter | FIS-SUSPENDED | Filter | Filter | 38481 | CH | http://www.toronto.ca/TWONTO#filtration_tank |  | Obsolete Entities/Processes
98492 | FIS-WWW-CH-0400-SUS | Slow Sand Fiter | FIS-BW | Filter | Filter | 38482 | CH | http://www.toronto.ca/TWONTO#filtration_tank |  | Backwash System
98493 | FIS-WWW-CH-0400-SUS | Slow Sand Fiter | FIS-SUSPENDED | Filter | Filter | 38482 | CH | http://www.toronto.ca/TWONTO#filtration_tank |  | Obsolete Entities/Processes
98494 | FIS-WWW-CH-0500-SUS | Slow Sand Fiter | FIS-BW | Filter | Filter | 38483 | CH | http://www.toronto.ca/TWONTO#filtration_tank |  | Backwash System
98495 | FIS-WWW-CH-0500-SUS | Slow Sand Fiter | FIS-SUSPENDED | Filter | Filter | 38483 | CH | http://www.toronto.ca/TWONTO#filtration_tank |  | Obsolete Entities/Processes
98496 | FIS-WWW-CH-0600-SUS | Slow Sand Fiter | FIS-SUSPENDED | Filter | Filter | 38484 | CH | http://www.toronto.ca/TWONTO#filtration_tank |  | Obsolete Entities/Processes
98497 | FIS-WWW-CH-0700-SUS | Slow Sand Fiter | FIS-BW | Filter | Filter | 38485 | CH | http://www.toronto.ca/TWONTO#filtration_tank |  | Backwash System
98498 | FIS-WWW-CH-0700-SUS | Slow Sand Fiter | FIS-SUSPENDED | Filter | Filter | 38485 | CH | http://www.toronto.ca/TWONTO#filtration_tank |  | Obsolete Entities/Processes
98499 | FIS-WWW-CH-0800-SUS | Slow Sand Fiter | FIS-BW | Filter | Filter | 38486 | CH | http://www.toronto.ca/TWONTO#filtration_tank |  | Backwash System
98500 | FIS-WWW-CH-0800-SUS | Slow Sand Fiter | FIS-SUSPENDED | Filter | Filter | 38486 | CH | http://www.toronto.ca/TWONTO#filtration_tank |  | Obsolete Entities/Processes
98501 | FIS-WWW-CH-0900-SUS | Slow Sand Fiter | FIS-SUSPENDED | Filter | Filter | 38487 | CH | http://www.toronto.ca/TWONTO#filtration_tank |  | Obsolete Entities/Processes
98503 | FIS-WWW-CH-1000-SUS | Slow Sand Fiter | FIS-BW | Filter | Filter | 38488 | CH | http://www.toronto.ca/TWONTO#filtration_tank |  | Backwash System
98504 | FIS-WWW-CH-1200-SUS | Slow Sand Fiter | FIS-BW | Filter | Filter | 38490 | CH | http://www.toronto.ca/TWONTO#filtration_tank |  | Backwash System
98730 | IY2062A | Filter, Compressor Air Supply | TAB-SA-FN | Filter | Filter |  |  | http://www.toronto.ca/TWONTO#replaceable_air_filter |  | Compressor Supply Air
98731 | IY2064A | Filter, Air Compressor #1 | IX2069 | Filter | Filter |  |  | http://www.toronto.ca/TWONTO#replaceable_air_filter |  | Compressor #1, Air
105312 | SM2006A | Filter, Air, Floatation Bsmt., North Side Compr.room | TAB-AI FLOATATION | Filter | Filter |  |  | http://www.toronto.ca/TWONTO#replaceable_air_filter |  | Air Equipment, Floatation Building
105313 | SM2007A | Strainer, Plant Water, Floatation | TAB-PWA-F | Strainer | Filter |  |  | http://www.toronto.ca/TWONTO#strainer |  | Plant Water - Filters and Strainers
106298 | TAB-ACC-F-1210 | Filter, Supply Fan 1210, AHU-1200, Screen Bldg. Rooftop | TAB-ACC-AHU-1200 | Filter | Filter |  | F | http://www.toronto.ca/TWONTO#replaceable_air_filter |  | Air Handling Unit, D Bldg Roof
106299 | TAB-ACC-F-1220 | Filter, Exhaust Fan 1220, AHU-1200, Screen Bldg. Rooftop | TAB-ACC-AHU-1200 | Filter | Filter |  | F | http://www.toronto.ca/TWONTO#replaceable_air_filter |  | Air Handling Unit, D Bldg Roof
106300 | TAB-ACC-F-1232 | Filter, Glycol Chemical feeder Line | TAB-ACC-FD-1232 | Filter | Filter |  | F | http://www.toronto.ca/TWONTO#discrete_unit_of_treatment_filter |  | Feeder, Chemical,Glycol Chemical feeder Line
106301 | TAB-ACC-F-1310 | Filter, Supply Fan 1310, AHU-1300, Screen Bldg. Rooftop | TAB-ACC-AHU-1300 | Filter | Filter |  | F | http://www.toronto.ca/TWONTO#replaceable_air_filter |  | Air Handling Unit, D Bldg Roof
106302 | TAB-ACC-F-1320 | Filter, Exhaust Fan 1320, AHU-1300, Screen Bldg. Rooftop | TAB-ACC-AHU-1300 | Filter | Filter |  | F | http://www.toronto.ca/TWONTO#replaceable_air_filter |  | Air Handling Unit, D Bldg Roof
106303 | TAB-ACC-F-1420 | Filter, Exhaust Fan 1420, AHU-1400, Screen Bldg. Rooftop | TAB-ACC-AHU-1400 | Filter | Filter |  | F | http://www.toronto.ca/TWONTO#replaceable_air_filter |  | Air Handling Unit, D Bldg Roof
106304 | TAB-ACC-F-1461 | Filter, AHU-1460, Air filter | TAB-ACC-AHU-1460 | Filter | Filter |  | F | http://www.toronto.ca/TWONTO#replaceable_air_filter |  | Air Handling Unit, Lunch Room
106305 | TAB-ACC-F-1491 | Filter, AHU-1490, Air filter | TAB-ACC-AHU-1490 | Filter | Filter |  | F | http://www.toronto.ca/TWONTO#replaceable_air_filter |  | Air Handling Unit, Locker Room Ventilation
106306 | TAB-ACC-F-1520 | Filter, Exhaust Fan 1520, AHU-1500, Screen Bldg. Rooftop | TAB-ACC-AHU-1500 | Filter | Filter |  | F | http://www.toronto.ca/TWONTO#replaceable_air_filter |  | Air Handling Unit, D Bldg Roof
106307 | TAB-ACC-F-1832 | Filter, Glycol Chemical feeder Line | TAB-ACC-FD-1832 | Filter | Filter |  | F | http://www.toronto.ca/TWONTO#discrete_unit_of_treatment_filter |  | Feeder, Chemical,Glycol Chemical feeder Line
106308 | TAB-ACC-F-2110 | Filter, Final filter | TAB-ACC-AHU-2110 | Filter | Filter |  | F | http://www.toronto.ca/TWONTO#replaceable_air_filter |  | AHU, 'H' Tunnel Supply Air
106309 | TAB-ACC-F-2246 | Filter, Final filter | TAB-ACC-FN-2246 |  | Filter |  | F | http://www.toronto.ca/TWONTO#replaceable_air_filter |  | Supply Fan, PRS Building Stairwell Pressurization
106310 | TAB-ACC-F-2814 | Fiter, Chemical Feeder Line, Old Dewatering Bsmt | TAB-ACC-P-2814 | Filter | Filter |  | F | http://www.toronto.ca/TWONTO#discrete_unit_of_treatment_filter |  | Pump, Circulating,Glycol , Dewatering Space Heating, P7-4
106311 | TAB-ACC-F-3601 | FILTER, AHU, QUALITY CONTROL, AHU ADMIN BUILDING | TAB-ACC-AHU-3601 | Filter | Filter |  | F | http://www.toronto.ca/TWONTO#replaceable_air_filter |  | AIR HANDLING UNIT, ROOFTOP ADMIN BUILDING
106312 | TAB-ACC-F-3602 | FILTER, AHU, QUALITY CONTROL, AHU ADMIN BUILDING | TAB-ACC-AHU | Filter | Filter |  | F | http://www.toronto.ca/TWONTO#replaceable_air_filter |  | Air Handling Unit & Supply Fan
106313 | TAB-ACC-F-3603 | FILTER, UV, AIR QUALITY CONTROL,SECOND FLOOR ADMIN BUILDING | TAB-ACC-3600 | Filter | Filter |  | F | uv_air_filter |  | Heating, Space ,Old Admin Bldg,Prm 1-6, Lab Spc Heating,(Item #5)
106314 | TAB-ACC-F-3604 | FILTER, UV, AIR QUALITY CONTROL,SECOND FLOOR ADMIN BUILDING | TAB-ACC-3600 | Filter | Filter |  | F | uv_air_filter |  | Heating, Space ,Old Admin Bldg,Prm 1-6, Lab Spc Heating,(Item #5)
106315 | TAB-ACC-F-4452 | Filter, Glycol Chemical feeder Line | TAB-ACC-FD-4452 | Filter | Filter |  | F | http://www.toronto.ca/TWONTO#discrete_unit_of_treatment_filter |  | Feeder, Chemical,Glycol Chemical feeder Line
106331 | TAB-ACC-F-8302 | Filter, Air | TAB-ACC-AHU-8300 | Filter | Filter |  | F | http://www.toronto.ca/TWONTO#replaceable_air_filter |  | AHU, Make-up Air Unit, M Building, Roof
106332 | TAB-ACC-F-9201 | Filter, Air Purifier, T Building, B2, MCC Room (WPC 2190) | TAB-ACC-AHU-9200 | Filter | Filter |  | F | http://www.toronto.ca/TWONTO#replaceable_air_filter |  | AHU,T Bldg
112154 | TAB-DIS-F-3501 | Pump, Chlorine Sampling, | TAB-DIS-P-3505 | Filter | Filter |  | F | http://www.toronto.ca/TWONTO#discrete_unit_of_treatment_filter |  | Pump, Chlorine Sampling,
112155 | TAB-DIS-F-3502 | Pump, Chlorine Sampling, | TAB-DIS-P-3506 | Filter | Filter |  | F | http://www.toronto.ca/TWONTO#discrete_unit_of_treatment_filter |  | Pump, Chlorine Sampling,
114410 | TAB-PLT-F-6100 | Biofilter, Odour Control, Biofilter Area | TAB-PLT-BIO | Filter | Filter |  | F | http://www.toronto.ca/TWONTO#filtration_tank |  | D Building - Odour control System, Bio Filter
114411 | TAB-PLT-F-6200 | Biofilter, Odour Control, Biofilter Area | TAB-PLT-BIO | Filter | Filter |  | F | http://www.toronto.ca/TWONTO#filtration_tank |  | D Building - Odour control System, Bio Filter
114412 | TAB-PLT-F-6300 | Biofilter, Odour Control, Biofilter Area | TAB-PLT-BIO | Filter | Filter |  | F | http://www.toronto.ca/TWONTO#filtration_tank |  | D Building - Odour control System, Bio Filter
114413 | TAB-PLT-F-6400 | Biofilter, Odour Control, Biofilter Area | TAB-PLT-BIO | Filter | Filter |  | F | http://www.toronto.ca/TWONTO#filtration_tank |  | D Building - Odour control System, Bio Filter
114847 | TAB-PLT-STR-9403A | Strainer, Inlet, City Water Supply Line to FIT, Conduit 3 | TAB-RSP-PIP-0003 | Strainer | Filter |  | STR | http://www.toronto.ca/TWONTO#strainer |  | Influent Conduit # 3, Raw Sewage Conduit from Coxwell
114848 | TAB-PLT-STR-9403B | Strainer, Inlet, to FIT, Conduit 3 | TAB-RSP-PIP-0003 | Strainer | Filter |  | STR | http://www.toronto.ca/TWONTO#strainer |  | Influent Conduit # 3, Raw Sewage Conduit from Coxwell
114849 | TAB-PLT-STR-9403C | Strainer, Inlet, to FIT, Conduit 3 | TAB-RSP-PIP-0003 | Strainer | Filter |  | STR | http://www.toronto.ca/TWONTO#strainer |  | Influent Conduit # 3, Raw Sewage Conduit from Coxwell
114850 | TAB-PLT-STR-9404D | Strainer, (Micro bubbler), Inlet, to FIT, Conduit 4 | TAB-RSP-PIP-0004 | Strainer | Filter |  | STR | http://www.toronto.ca/TWONTO#strainer |  | Influent Conduit # 4, Raw Sewage Conduit from Coxwell
114851 | TAB-PLT-STR-9405C | Strainer, Inlet, to FIT, Conduit 5 | TAB-RSP-PIP-0005 | Strainer | Filter |  | STR | http://www.toronto.ca/TWONTO#strainer |  | Influent Conduit # 5, Raw Sewage Conduit from Main Pumping Station
114852 | TAB-PLT-STR-9405D | Strainer, (Micro bubbler), Inlet, to FIT, Conduit 5 | TAB-RSP-PIP-0005 | Strainer | Filter |  | STR | http://www.toronto.ca/TWONTO#strainer |  | Influent Conduit # 5, Raw Sewage Conduit from Main Pumping Station
114853 | TAB-PLT-STR-9408A | Strainer, Inlet, City Water Supply Line to FIT, Conduit 8 | TAB-PLT-G-D | Strainer | Filter |  | STR | http://www.toronto.ca/TWONTO#strainer |  | D Building - Conduits 6-11
114854 | TAB-PLT-STR-9408B | Strainer, Inlet, to FIT, Conduit 8 | TAB-PLT-G-D | Strainer | Filter |  | STR | http://www.toronto.ca/TWONTO#strainer |  | D Building - Conduits 6-11
114855 | TAB-PLT-STR-9408C | Strainer, Inlet, to FIT, Conduit 8 | TAB-PLT-G-D | Strainer | Filter |  | STR | http://www.toronto.ca/TWONTO#strainer |  | D Building - Conduits 6-11
114856 | TAB-PLT-STR-9409A | Strainer, Inlet, City Water Supply Line to FIT, Conduit 9 | TAB-PLT-G-D | Strainer | Filter |  | STR | http://www.toronto.ca/TWONTO#strainer |  | D Building - Conduits 6-11
114857 | TAB-PLT-STR-9409C | Strainer, Inlet, to FIT, Conduit 9 | TAB-PLT-G-D | Strainer | Filter |  | STR | http://www.toronto.ca/TWONTO#strainer |  | D Building - Conduits 6-11
116488 | TAB-PWA-F-0402 | Filter, Plant Water, Dewatering Filter Building | TAB-PWA-F | Filter | Filter |  | F | http://www.toronto.ca/TWONTO#discrete_unit_of_treatment_filter |  | Plant Water - Filters and Strainers
116489 | TAB-PWA-F-0555 | Filter, Plant Water, Flotation | TAB-PWA-F | Filter | Filter |  | F | http://www.toronto.ca/TWONTO#discrete_unit_of_treatment_filter |  | Plant Water - Filters and Strainers
116653 | TAB-PWA-STR-0120 | Strainer, Plant Water Process Piping | TAB-PWA-P-0555 | Strainer | Filter |  | STR | http://www.toronto.ca/TWONTO#strainer |  | Pump, Effluent, Filtered, Plant Water
116654 | TAB-PWA-STR-0540 | Strainer, Plant Water Process Piping | TAB-PWA-F | Strainer | Filter |  | STR | http://www.toronto.ca/TWONTO#strainer |  | Plant Water - Filters and Strainers
116655 | TAB-PWA-STR-0555 | Strainer, Plant Water, Floatation | TAB-PWA-P-0555 | Strainer | Filter |  | STR | http://www.toronto.ca/TWONTO#strainer |  | Pump, Effluent, Filtered, Plant Water
116656 | TAB-PWA-STR-2001 | Strainer, Plant Water, Aer. Gallry, E | TAB-PWA-F | Filter | Filter |  | STR | http://www.toronto.ca/TWONTO#strainer |  | Plant Water - Filters and Strainers
116657 | TAB-PWA-STR-2002 | Strainer, Plant Water, Aer. Gallry, W | TAB-PWA-F | Filter | Filter |  | STR | http://www.toronto.ca/TWONTO#strainer |  | Plant Water - Filters and Strainers
117118 | TAB-RSP-F-1211A | Filter, Lube Oil Supply, Raw Sewage Pump 1210, A side | TAB-RSP-P-1210 | Filter | Filter |  | F | http://www.toronto.ca/TWONTO#replaceable_oil_or_fuel_filter |  | Pump,Raw Sewage Transfer #1
117119 | TAB-RSP-F-1211A | Filter, Lube Oil Supply, Raw Sewage Pump 1210, A side | TAB-RSP-T-1211 | Filter | Filter |  | F | http://www.toronto.ca/TWONTO#replaceable_oil_or_fuel_filter |  | Tank, Oil, Raw Sewage Pump #1 Bearing Lubrication System
117120 | TAB-RSP-F-1211B | Filter, Lube Oil Supply, Raw Sewage Pump 1210, B side | TAB-RSP-P-1210 | Filter | Filter |  | F | http://www.toronto.ca/TWONTO#replaceable_oil_or_fuel_filter |  | Pump,Raw Sewage Transfer #1
117121 | TAB-RSP-F-1211B | Filter, Lube Oil Supply, Raw Sewage Pump 1210, B side | TAB-RSP-T-1211 | Filter | Filter |  | F | http://www.toronto.ca/TWONTO#replaceable_oil_or_fuel_filter |  | Tank, Oil, Raw Sewage Pump #1 Bearing Lubrication System
117122 | TAB-RSP-F-1221A | Filter, Lube Oil Supply, Raw Sewage Pump 1220, A Side | TAB-RSP-P-1220 | Filter | Filter |  | F | http://www.toronto.ca/TWONTO#replaceable_oil_or_fuel_filter |  | Pump,Raw Sewage Transfer #2
117123 | TAB-RSP-F-1221A | Filter, Lube Oil Supply, Raw Sewage Pump 1220, A Side | TAB-RSP-T-1221 | Filter | Filter |  | F | http://www.toronto.ca/TWONTO#replaceable_oil_or_fuel_filter |  | Tank, Oil, Raw Sewage Pump #2 Bearing Lubrication System
117124 | TAB-RSP-F-1231A | Filter, Lube Oil Supply, Raw Sewage Pump 1230, A Side | TAB-RSP-T-1231 | Filter | Filter |  | F | http://www.toronto.ca/TWONTO#replaceable_oil_or_fuel_filter |  | Tank, Oil, Raw Sewage Pump #3 Bearing Lubrication System
117125 | TAB-RSP-F-1231B | Filter, Lube Oil Supply, Raw Sewage Pump 1230, B Side | TAB-RSP-P-1230 | Filter | Filter |  | F | http://www.toronto.ca/TWONTO#replaceable_oil_or_fuel_filter |  | Pump,Raw Sewage Transfer #3
117126 | TAB-RSP-F-1231B | Filter, Lube Oil Supply, Raw Sewage Pump 1230, B Side | TAB-RSP-T-1231 | Filter | Filter |  | F | http://www.toronto.ca/TWONTO#replaceable_oil_or_fuel_filter |  | Tank, Oil, Raw Sewage Pump #3 Bearing Lubrication System
117127 | TAB-RSP-F-1241A | Filter, Lube Oil Supply, Raw Sewage Pump 1240, A Side | TAB-RSP-P-1240 | Filter | Filter |  | F | http://www.toronto.ca/TWONTO#replaceable_oil_or_fuel_filter |  | Pump,Raw Sewage Transfer #4
117128 | TAB-RSP-F-1241A | Filter, Lube Oil Supply, Raw Sewage Pump 1240, A Side | TAB-RSP-T-1241 | Filter | Filter |  | F | http://www.toronto.ca/TWONTO#replaceable_oil_or_fuel_filter |  | Tank, Oil, Raw Sewage Pump #4 Bearing Lubrication System
117129 | TAB-RSP-F-1241B | Filter, Lube Oil Supply, Raw Sewage Pump 1240, B Side | TAB-RSP-T-1241 | Filter | Filter |  | F | http://www.toronto.ca/TWONTO#replaceable_oil_or_fuel_filter |  | Tank, Oil, Raw Sewage Pump #4 Bearing Lubrication System
117130 | TAB-RSP-F-1251A | Filter, Lube Oil Supply, Raw Sewage Pump 1250, A Side | TAB-RSP-P-1250 | Filter | Filter |  | F | http://www.toronto.ca/TWONTO#replaceable_oil_or_fuel_filter |  | Pump,Raw Sewage Transfer #5
117131 | TAB-RSP-F-1251A | Filter, Lube Oil Supply, Raw Sewage Pump 1250, A Side | TAB-RSP-T-1251 | Filter | Filter |  | F | http://www.toronto.ca/TWONTO#replaceable_oil_or_fuel_filter |  | Tank, Oil, Raw Sewage Pump #5 Bearing Lubrication System
117133 | TAB-RSP-F-4002 | Filter, Pre Air Filter to Activated Carbon Filter, T Building, Ground Floor | TAB-RSP-FN-4001 | Filter | Filter |  | F | http://www.toronto.ca/TWONTO#replaceable_air_filter |  | T Building - Fan, Exhaust
117135 | TAB-RSP-F-4005 | Filter, Post Air Filter from Potassium Permanganate Filter, T Building, Ground Floor | TAB-RSP-FN-4001 | Filter | Filter |  | F | http://www.toronto.ca/TWONTO#replaceable_air_filter |  | T Building - Fan, Exhaust
118018 | TAB-SLO-BCF-0401 | Filter, Bio-Filter Cell 1, BFC401 | TAB-SLO-BIO | Filter | Filter | 46228 | BCF | http://www.toronto.ca/TWONTO#filtration_tank |  | Odour Control Facility-WA4
118019 | TAB-SLO-BCF-0402 | Filter, Bio-Filter Cell 2, BFC402 | TAB-SLO-BIO | Filter | Filter | 46229 | BCF | http://www.toronto.ca/TWONTO#filtration_tank |  | Odour Control Facility-WA4
118020 | TAB-SLO-BCF-0403 | Filter, Bio-Filter Cell 3, BFC403 | TAB-SLO-BIO | Filter | Filter | 46230 | BCF | http://www.toronto.ca/TWONTO#filtration_tank |  | Odour Control Facility-WA4
118021 | TAB-SLO-BCF-0404 | Filter, Bio-Filter Cell 4, BFC404 | TAB-SLO-BIO | Filter | Filter | 46231 | BCF | http://www.toronto.ca/TWONTO#filtration_tank |  | Odour Control Facility-WA4
118160 | TAB-SLO-STR-2404 | Strainer, Lub Pump suction | TAB-SLO-P-2404 | Strainer | Filter |  | STR | http://www.toronto.ca/TWONTO#strainer |  | Pump, Sludge Transfer Lube #4
118161 | TAB-SLO-STR-2405 | Strainer, Lub Pump suction | TAB-SLO-P-2405 | Strainer | Filter |  | STR | http://www.toronto.ca/TWONTO#strainer |  | Pump, Sludge Transfer Lube #5
118162 | TAB-SLO-STR-2406 | Strainer, Lub Pump suction | TAB-SLO-P-2406 | Strainer | Filter |  | STR | http://www.toronto.ca/TWONTO#strainer |  | Pump, Sludge Transfer Lube #6
118163 | TAB-SLO-STR-2407 | Strainer, Lub Pump suction | TAB-SLO-P-2407 | Strainer | Filter |  | STR | http://www.toronto.ca/TWONTO#strainer |  | Pump, Sludge Transfer Lube,#7
118164 | TAB-SLO-STR-2409 | Strainer, Lub Pump suction | TAB-SLO-P-2409 | Strainer | Filter |  | STR | http://www.toronto.ca/TWONTO#strainer |  | Pump, Sludge Transfer Lube #9
118165 | TAB-SLO-STR-2410 | Strainer, Lub Pump suction | TAB-SLO-P-2410 | Strainer | Filter |  | STR | http://www.toronto.ca/TWONTO#strainer |  | Pump, Sludge Transfer Lube #10
118166 | TAB-SLO-STR-2412 | Strainer, Lub Pump suction | TAB-SLO-P-2412 | Strainer | Filter |  | STR | http://www.toronto.ca/TWONTO#strainer |  | Pump, Sludge Transfer Lube #12
118513 | TAB-STR-F-4001S | Air Filter, Blower 1 | TAB-STR-BL-4001 | Motor,AC | Filter |  | F | http://www.toronto.ca/TWONTO#replaceable_air_filter |  | Blower #4001
118514 | TAB-STR-F-4005S | Air Filter, Blower 5 | TAB-STR-BL-4005 | Motor,AC | Filter |  | F | http://www.toronto.ca/TWONTO#replaceable_air_filter |  | Blower #4005
118515 | TAB-STR-F-4007R | Filter, Lube Oil, Blower BL 4007 | TAB-STR-P-4007 | Filter | Filter |  | F | http://www.toronto.ca/TWONTO#replaceable_oil_or_fuel_filter |  | Pump, Main Oil ,Blower BL4007
118516 | TAB-STR-F-4007T | Air Filter, Blower 7 | TAB-STR-BL-4007 | Filter | Filter |  | F | http://www.toronto.ca/TWONTO#replaceable_air_filter |  | Blower #4007
118517 | TAB-STR-F-4008S | Air Filter, Blower 8 | TAB-STR-BL-4008 | Filter | Filter |  | F | http://www.toronto.ca/TWONTO#replaceable_air_filter |  | Blower #4008
118518 | TAB-STR-F-4008T | Air Filter, Blower 8 | TAB-STR-BL-4008 | Filter | Filter |  | F | http://www.toronto.ca/TWONTO#replaceable_air_filter |  | Blower #4008
118519 | TAB-STR-F-4008U | Air Filter, Blower 8 | TAB-STR-BL-4008 | Filter | Filter |  | F | http://www.toronto.ca/TWONTO#replaceable_air_filter |  | Blower #4008
118520 | TAB-STR-F-4009R | Filter, Lube Oil, Blower BL 4009 | TAB-STR-P-4009 | Filter | Filter |  | F | http://www.toronto.ca/TWONTO#replaceable_oil_or_fuel_filter |  | Pump, Main Oil ,Blower BL4009
118521 | TAB-STR-F-4010S | Filter,Air | TAB-STR-BL-4010 | Filter | Filter |  | F | http://www.toronto.ca/TWONTO#replaceable_air_filter |  | Blower #4010
118522 | TAB-STR-F-4010T | Filter,Air | TAB-STR-BL-4010 | Filter | Filter |  | F | http://www.toronto.ca/TWONTO#replaceable_air_filter |  | Blower #4010
118523 | TAB-STR-F-4010U | Filter,Air | TAB-STR-BL-4010 | Filter | Filter |  | F | http://www.toronto.ca/TWONTO#replaceable_air_filter |  | Blower #4010
118524 | TAB-STR-F-4011R | Filter, Aux Lube Oil Pump , Blower BL 4011 | TAB-STR-P-4011R | Filter | Filter |  | F | http://www.toronto.ca/TWONTO#replaceable_oil_or_fuel_filter |  | Pump, Lube Oil Starting
118525 | TAB-STR-F-7001 | Filter, City Water, Gland Water Cooling RAS/WAS Pumps | TAB-STR-T-7000 | Filter | Filter |  | F | http://www.toronto.ca/TWONTO#discrete_unit_of_treatment_filter |  | Wet Well, Gland Water Pumping Supply
120566 | THC-ACC-F-0004 | Filter, Glycol, N-E side of B2,Incineration Building M | THC-ACC-FN-0321 | Filter | Filter |  | F | http://www.toronto.ca/TWONTO#discrete_unit_of_treatment_filter |  | Fan,Return,Lower Basement,B2,Bldg M
120567 | THC-ACC-F-0106 | Filter,Supply Air,Pressurization System,Access Building No.3,Phase 4 | THC-ACC-TUNNEL | H.V.A.C. | Filter |  | F | http://www.toronto.ca/TWONTO#replaceable_air_filter |  | Plant Tunnels, HVAC
120568 | THC-ACC-F-0115 | Filter,Supply Air,Pressurization System,Access Building No.1,Phase 1 | THC-ACC-TUNNEL | H.V.A.C. | Filter |  | F | http://www.toronto.ca/TWONTO#replaceable_air_filter |  | Plant Tunnels, HVAC
120569 | THC-ACC-F-0120 | Filter,Supply Air,Pressurization System,Electrical Room,Phase 4 | THC-ACC-BLDG O | H.V.A.C. | Filter |  | F | http://www.toronto.ca/TWONTO#replaceable_air_filter |  | Phase IV , Building O HVAC
120570 | THC-ACC-F-0130 | Filter,Outdoor Air,Boiler Building,South Zone 3 | THC-ACC-BLDG E |  | Filter |  | F | http://www.toronto.ca/TWONTO#replaceable_air_filter |  | Boiler House, HVAC
120571 | THC-ACC-F-0182 | Filter,Outdoor Air,Boiler Building,North Zone 2 | THC-ACC-BLDG E |  | Filter |  | F | http://www.toronto.ca/TWONTO#replaceable_air_filter |  | Boiler House, HVAC
120572 | THC-ACC-F-0183 | Filter,Outdoor Air,Boiler Building,North Zone 2 | THC-ACC-BLDG E |  | Filter |  | F | http://www.toronto.ca/TWONTO#replaceable_air_filter |  | Boiler House, HVAC
120573 | THC-ACC-F-0184 | Filter,Outdoor Air,Boiler Building,North Zone 1 | THC-ACC-BLDG E |  | Filter |  | F | http://www.toronto.ca/TWONTO#replaceable_air_filter |  | Boiler House, HVAC
120574 | THC-ACC-F-0190 | Filter,Air Intake,Combustion Air,Boiler Building,North | THC-ACC-BLDG E |  | Filter |  | F | http://www.toronto.ca/TWONTO#replaceable_air_filter |  | Boiler House, HVAC
120575 | THC-ACC-F-0300 | Filter,Self Cleaning,B2,Incineration Building M | THC-ACC-FN-0321 | Filter | Filter |  | F | http://www.toronto.ca/TWONTO#replaceable_air_filter |  | Fan,Return,Lower Basement,B2,Bldg M
120576 | THC-ACC-F-0302 | Filter,Self Cleaning,Ground Floor,Incineration Building M | THC-ACC-FN-0329 | Filter | Filter |  | F | http://www.toronto.ca/TWONTO#replaceable_air_filter |  | Air Handling Unit, Building M
120577 | THC-ACC-F-0303 | Filter,Self Cleaning,2nd Floor,Incineration Building M | THC-ACC-FN-0331 | Filter | Filter |  | F | http://www.toronto.ca/TWONTO#replaceable_air_filter |  | Air Handling Unit, Building M
120578 | THC-ACC-F-0304 | Filter,Self Cleaning,5th Floor,Incineration Building M | THC-ACC-FN-0364 | Filter | Filter |  | F | http://www.toronto.ca/TWONTO#replaceable_air_filter |  | Air Handling Unit, Building M
120579 | THC-ACC-F-0305 | Filter,Self Cleaning,5th Floor,Incineration Building M | THC-ACC-FN-0365 | Filter | Filter |  | F | http://www.toronto.ca/TWONTO#replaceable_air_filter |  | Air Handling Unit, Building M
120582 | THC-ACC-F-0565 | Filter,Supply Air,Pressurization System,Electrical Room,Phase 4 | THC-ACC-BLDG G | H.V.A.C. | Filter |  | F | http://www.toronto.ca/TWONTO#replaceable_air_filter |  | Air Treatment Building HVAC
120583 | THC-ACC-F-0611 | Filter,Outdoor Air,South Pumping Station,Plenum Shaft,Ground Level | THC-ACC-BLDG L |  | Filter |  | F | http://www.toronto.ca/TWONTO#replaceable_air_filter |  | Plant Effluent Pumping Station, HVAC
120584 | THC-ACC-F-0622 | Filter,Outdoor Air,South Pumping Station,Electrical Room,Ground Level | THC-ACC-BLDG L |  | Filter |  | F | http://www.toronto.ca/TWONTO#replaceable_air_filter |  | Plant Effluent Pumping Station, HVAC
120585 | THC-ACC-F-0632 | Filter,Outdoor Air,South Pumping Station,Sampling Room,Ground Level | THC-ACC-BLDG L |  | Filter |  | F | http://www.toronto.ca/TWONTO#replaceable_air_filter |  | Plant Effluent Pumping Station, HVAC
120590 | THC-ACC-F-5822 | Filter,Outdoor Air,Plant Stores | THC-ACC-BLDG B |  | Filter |  | F | http://www.toronto.ca/TWONTO#replaceable_air_filter |  | Mechanical Shop (Chlorine) Building HVAC
120591 | THC-ACC-F-5901 | Filter,Outdoor Air,AHU-5910,Disinfection Bldg | THC-ACC-AHU-5900 |  | Filter |  | F | http://www.toronto.ca/TWONTO#replaceable_air_filter |  | Air Handling Unit,Disinfection Bldg
120597 | THC-ACC-F-6801 | Filter, Supply Fan, Ferrous Chloride Building | THC-ACC-FN-6801 |  | Filter |  | F | http://www.toronto.ca/TWONTO#replaceable_air_filter |  | Fan, Centrifugal, Supply, Ferrous Chloride Building
121854 | THC-AER-F-6040 | Filter, AER-BL-6040SE Plant Blowers Part 1 and Train #8 | THC-AER-BL-6040 | Filter | Filter |  | F | http://www.toronto.ca/TWONTO#replaceable_air_filter |  | Blower,Centrifugal,High Speed Turbo, Aeration, SE Plant Blowers Part 1 and Train #8
121855 | THC-AER-F-6100 | Filter, AER-BL-6100, Inlet, Blowers, Bldg. A | THC-AER-BL-6100 | Filter | Filter |  | F | http://www.toronto.ca/TWONTO#replaceable_air_filter |  | Blower, Aeration
121856 | THC-AER-F-7120 | Filter, Air, Inlet, Blower, Aeration | THC-AER-BL-7100 | Filter | Filter |  | F | http://www.toronto.ca/TWONTO#replaceable_air_filter |  | Blower, Aeration
121857 | THC-AER-F-7220 | Filter, Air, Inlet, Blower, Aeration | THC-AER-BL-7200 | Filter | Filter |  | F | http://www.toronto.ca/TWONTO#replaceable_air_filter |  | Blower, Aeration
121858 | THC-AER-F-7320 | Filter, Air, Inlet, Blower, Aeration | THC-AER-BL-7300 | Filter | Filter |  | F | http://www.toronto.ca/TWONTO#replaceable_air_filter |  | Blower, Aeration
122123 | THC-AI-F-7001 | Filter,Instrument Air,Incinerator Building,2nd floor | THC-AI-PIP-7000 | Filter | Filter |  | F | http://www.toronto.ca/TWONTO#replaceable_air_filter |  | Piping, Instrument Air Distribution, Incinerator Building, Outside Compressor Room,2nd Floor
126270 | THC-MCS-MEQ-0201 | Filtration Unit, Fumes, Welding shop, WA2 Workshop | THC-GRK-STRC-0200 |  | Filter |  | MEQ | http://www.toronto.ca/TWONTO#replaceable_air_filter |  | Workshop, WA2, Building X
126879 | THC-PLT-F-6105 | Filter, Outlet, Hydraulic Pack 1 | THC-PLT-T-6100 | Filter | Filter |  | F | http://www.toronto.ca/TWONTO#replaceable_oil_or_fuel_filter |  | Reservoir, Oil, Hydraulic Pack 1, Bar Screens
126880 | THC-PLT-F-6113 | Filter, Return, Hydraulic Pack 1 | THC-PLT-T-6100 | Filter | Filter |  | F | http://www.toronto.ca/TWONTO#replaceable_oil_or_fuel_filter |  | Reservoir, Oil, Hydraulic Pack 1, Bar Screens
126881 | THC-PLT-F-6205 | Filter, Outlet, Hydraulic Pack 2 | THC-PLT-T-6200 | Filter | Filter |  | F | http://www.toronto.ca/TWONTO#replaceable_oil_or_fuel_filter |  | Reservoir, Oil, Hydraulic Pack 2, Bar Screens
129110 | THC-STW-F-0011 | Filter, Duplex bag, Discharge, harvested Rainwater Circ. Pump, Admin. Bldg Basement Mechanical Rm | THC-STW-P-0011 |  | Filter |  | F | http://www.toronto.ca/TWONTO#replaceable_air_filter |  | Pump, Centrifugal, Harvested Rainwater Circulation, Admin. Building Basement Mechanical Room
129111 | THC-STW-F-0012 | Filter, Duplex bag, Discharge, harvested Rainwater Circ. Pump, Admin. Bldg Basement Mechanical Rm | THC-STW-P-0012 |  | Filter |  | F | http://www.toronto.ca/TWONTO#replaceable_air_filter |  | Pump, Centrifugal, Harvested Rainwater Circulation, Admin. Building Basement Mechanical Room
129838 | THR-ACC-F-0780 | Fan, Centrifugal, Air Supply, AHU-0780, South of WGB Bldg | THR-ACC-FN-0780 | Strainer | Filter |  | F | http://www.toronto.ca/TWONTO#replaceable_air_filter |  | Fan, Centrifugal, Air Supply, AHU-0780, South of WGB Bldg
130987 | THR-AER-F-1110 | Filter, Bag, Air Suction, Aeration Blower 1111 | THR-AER-BL | Filter | Filter |  | F | http://www.toronto.ca/TWONTO#replaceable_air_filter |  | Aeration Blowers
130988 | THR-AER-F-1110 | Filter, Bag, Air Suction, Aeration Blower 1111 | THR-AER-FN | Filter | Filter |  | F | http://www.toronto.ca/TWONTO#replaceable_air_filter |  | Fan, Room, Supply Air, Blower, Engine Room Basement
130989 | THR-AER-F-1201 | Filter, Lube Oil Tank, Blower 1211, Engine Room, Air Blower System | THR-AER-T-1214 | Filter | Filter |  | F | http://www.toronto.ca/TWONTO#replaceable_oil_or_fuel_filter |  | Tank, Reservoir, Auxiliary Oil for Blower 1211, Secondary Treatment, Aeration - Blower System - South
130990 | THR-AER-F-1210 | Filter, Bag, Air Suction, Aeration Blower 1211 | THR-AER-BL | Filter | Filter |  | F | http://www.toronto.ca/TWONTO#replaceable_air_filter |  | Aeration Blowers
130991 | THR-AER-F-1210 | Filter, Bag, Air Suction, Aeration Blower 1211 | THR-AER-FN | Filter | Filter |  | F | http://www.toronto.ca/TWONTO#replaceable_air_filter |  | Fan, Room, Supply Air, Blower, Engine Room Basement
130992 | THR-AER-F-1310 | Filter, Bag, Air Suction, Aeration Blower 1311 | THR-AER-BL | Filter | Filter |  | F | http://www.toronto.ca/TWONTO#replaceable_air_filter |  | Aeration Blowers
130993 | THR-AER-F-1310 | Filter, Bag, Air Suction, Aeration Blower 1311 | THR-AER-BL-1311 | Filter | Filter |  | F | http://www.toronto.ca/TWONTO#replaceable_air_filter |  | Blower, Centrifugal, Secondary Treatment, Aeration Blower System - Engine Room
130994 | THR-AER-F-1310 | Filter, Bag, Air Suction, Aeration Blower 1311 | THR-AER-FN | Filter | Filter |  | F | http://www.toronto.ca/TWONTO#replaceable_air_filter |  | Fan, Room, Supply Air, Blower, Engine Room Basement
130995 | THR-AER-F-1401 | Filter, Lube Oil Tank, Blower 1411, Blower Building, Air Blower System | THR-AER-P-1401 | Filter | Filter |  | F | http://www.toronto.ca/TWONTO#replaceable_oil_or_fuel_filter |  | Pump, Centrifugal, Auxilliary Oil Supply to Blower 1411, Blower Building, Blower System
130996 | THR-AER-F-1601 | Filter, Lube Oil Tank, Blower 1611, Blower Building, Air Blower System | THR-AER-T-1614 | Filter | Filter |  | F | http://www.toronto.ca/TWONTO#replaceable_oil_or_fuel_filter |  | Tank, Non-Pressurized, Auxiliary Oil, Blower 1611, Secondary Treatment, Aeration Blower System - North
130997 | THR-AER-F-1610 | Filter, Bag, Air Supply, Blower 1611, Secondary Treatment, Aeration Blower System - North | THR-AER-BL-1611 | Filter | Filter |  | F | http://www.toronto.ca/TWONTO#replaceable_air_filter |  | Blower, Centrifugal, Secondary Treatment, Aeration Blower System - HPBB
130998 | THR-AER-F-1610 | Filter, Bag, Air Supply, Blower 1611, Secondary Treatment, Aeration Blower System - North | THR-AER-F-HPBB | Filter | Filter |  | F | http://www.toronto.ca/TWONTO#replaceable_air_filter |  | Filter, Supply Air, Blower, High Pressure Blower Bldg.
130999 | THR-AER-F-1710 | Filter, Bag, Air Supply, Blower 1711, Secondary Treatment, Aeration Blower System - North | THR-AER-BL-1711 | Filter | Filter |  | F | http://www.toronto.ca/TWONTO#replaceable_air_filter |  | Blower, Centrifugal, Secondary Treatment, Aeration Blower System - HPBB
131000 | THR-AER-F-1710 | Filter, Bag, Air Supply, Blower 1711, Secondary Treatment, Aeration Blower System - North | THR-AER-F-HPBB | Filter | Filter |  | F | http://www.toronto.ca/TWONTO#replaceable_air_filter |  | Filter, Supply Air, Blower, High Pressure Blower Bldg.
131001 | THR-AER-F-1801 | Filter, Lube Oil Tank, Blower 1811, Blower Building, Air Blower System | THR-AER-T-1814 | Filter | Filter |  | F | http://www.toronto.ca/TWONTO#replaceable_oil_or_fuel_filter |  | Tank, Non-Pressurized, Auxiliary Oil, Blower 1811, Secondary Treatment, Aeration Blower System - North
131002 | THR-AER-F-1810 | Filter, Bag, Air Supply, Blower 1811, Secondary Treatment, Aeration Blower System - North | THR-AER-BL-1811 | Filter | Filter |  | F | http://www.toronto.ca/TWONTO#replaceable_air_filter |  | Blower, Centrifugal, Secondary Treatment, Aeration Blower System - HPBB
131003 | THR-AER-F-1901 | Filter, Lube Oil Tank, Blower 1911, Blower Building, Air Blower System | THR-AER-T-1914 | Filter | Filter |  | F | http://www.toronto.ca/TWONTO#replaceable_oil_or_fuel_filter |  | Tank, Non-Pressurized, Auxiliary Oil, Blower 1911, Secondary Treatment, Aeration Blower System - North
131004 | THR-AER-F-1910 | Filter, Bag, Air Supply, Blower 1911, Secondary Treatment, Aeration Blower System - North | THR-AER-F-HPBB | Filter | Filter |  | F | http://www.toronto.ca/TWONTO#replaceable_air_filter |  | Filter, Supply Air, Blower, High Pressure Blower Bldg.
131005 | THR-AER-F-HPBB | Filter, Supply Air, Blower, High Pressure Blower Bldg. | THR-AER-BL | Filter | Filter |  |  | http://www.toronto.ca/TWONTO#collection_of_assets |  | Aeration Blowers
131396 | THR-AI-F-0300 | Filter, Instrument Air Building | THR-AI-C-0300 | Filter,Membrane | Filter |  | F | http://www.toronto.ca/TWONTO#replaceable_air_filter |  | Air Compressor,Instrument Air Building
131397 | THR-AI-F-2505 | Filter, Oil, Air Discharge Header, Instrument Air | THR-AI | Filter,Membrane | Filter |  | F | http://www.toronto.ca/TWONTO#replaceable_oil_or_fuel_filter |  | Air, Instrument, Compressors
131441 | THR-BG-F-0102 | Condensate Separator, Fuel Gas, Compressor Building, Gas Compressor (And Dryer) | THR-BG-C-0101 | Filter | Filter |  | F | http://www.toronto.ca/TWONTO#replaceable_oil_or_fuel_filter |  | Compressor, Centrifugal, Fuel Gas, Compressor Building, Gas Compressor (And Dryer) for COGEN
131442 | THR-BG-F-0302 | Filter, Dryer 0300, Compressor Building, Gas Compressor (And Dryer) | THR-BG-DRY-0300 | Filter | Filter |  | F | http://www.toronto.ca/TWONTO#replaceable_air_filter |  | Dryer, Fuel Gas, Compressor Building, Gas Compressor (And Dryer)
131443 | THR-BG-F-0401 | Filter, Oil for Fuel Gas Compressor 0401, Compressor Building, Gas Compressor (And Dryer) | THR-BG-C-0401 | Filter | Filter |  | F | http://www.toronto.ca/TWONTO#replaceable_oil_or_fuel_filter |  | Compressor, Screw, Fuel Gas, Compressor Building, Gas Compressor (And Dryer) Tag-THR-BG-C-0401-Susp
131444 | THR-BG-F-0601 | Filter, Dryer 0600, Compressor Building, Gas Compressor (And Dryer) | THR-BG-DRY-0600 | Filter | Filter |  | F | http://www.toronto.ca/TWONTO#replaceable_air_filter |  | Dryer, Fuel Gas, Compressor Building, Gas Compressor (And Dryer)
131445 | THR-BG-F-0602 | Filter, Dryer 0600, Compressor Building, Gas Compressor (And Dryer) | THR-BG-DRY-0600 | Filter | Filter |  | F | http://www.toronto.ca/TWONTO#replaceable_air_filter |  | Dryer, Fuel Gas, Compressor Building, Gas Compressor (And Dryer)
131446 | THR-BG-F-1101 | Filter, Gas, Engine 1101 Gas Valve Train, Engine Fuel System-Unit No 1, Engine-Generator & Heat Recovery System | THR-CG-ENG-1101 | Filter | Filter |  | F | http://www.toronto.ca/TWONTO#replaceable_oil_or_fuel_filter |  | Engine, Generator 1101, Engine Room, Engine-Generator & Heat Recovery System
131670 | THR-CG-F-1101 | Filter, Gas, Engine Gas Valve Train, Engine Fuel System, Engine-Gen 1101 | THR-CG-ENG-1101 |  | Filter |  | F | http://www.toronto.ca/TWONTO#replaceable_oil_or_fuel_filter |  | Engine, Generator 1101, Engine Room, Engine-Generator & Heat Recovery System
131671 | THR-CG-F-1201 | Filter, Gas, Engine Gas Valve Train, Engine Fuel System, Engine-Gen 1201 | THR-CG-ENG-1201 |  | Filter |  | F | http://www.toronto.ca/TWONTO#replaceable_oil_or_fuel_filter |  | Engine, Generator NT1788901, Engine Room, Engine-Generator & Heat Recovery System
131672 | THR-CG-F-1261 | Filter, Oil, Lube Oil System, Engine-Gen 1201 | THR-CG-ENG-1201 |  | Filter |  | F | http://www.toronto.ca/TWONTO#replaceable_oil_or_fuel_filter |  | Engine, Generator NT1788901, Engine Room, Engine-Generator & Heat Recovery System
131673 | THR-CG-F-1301 | Filter, Air, Compressor 1301 Intake, Air Starting System, Engine-Generator 1101 & 1201 | THR-CG-C-1301 |  | Filter |  | F | http://www.toronto.ca/TWONTO#replaceable_air_filter |  | Compressor, Air, Air Starting System, Engine-Generator 1101 & 1201
131674 | THR-CG-F-1302 | Filter, Air, Compressor 1302 Intake, Air Starting System, Engine-Generator 1101 & 1201 | THR-CG-C-1302 |  | Filter |  | F | http://www.toronto.ca/TWONTO#replaceable_air_filter |  | Compressor, Air, Air Starting System, Engine-Generator 1101 & 1201
131675 | THR-CG-F-1401 | Filter, Air Intake, Purge Blower 1401, Engine Exhaust System, Engine-Gen 1101 | THR-CG-BL-1401 |  | Filter |  | F | http://www.toronto.ca/TWONTO#replaceable_air_filter |  | Blower, Centrifugal, Purge, Engine Exhaust System, Engine-Gen 1101
135295 | THR-FPW-F-0002S | Filter, Pump, Centrifugal 0013, Plant Water Building, Plant Services, Plant Water Pump, Centrifugaling System | THR-S-E | Filter | Filter | 47400 | F | media_based_filter |  | SUSPENDED ENTITY
135296 | THR-FPW-F-0100 | Filter, Cell 1, Plant Water System, Plant Services, Plant Water Pump, Centrifugaling System (Filter Bed, Cell 1) | THR-FPW-F | Filter | Filter |  | F | http://www.toronto.ca/TWONTO#filtration_tank |  | Filtered Plant Water, Filter Beds
135297 | THR-FPW-F-0200 | Filter, Cell 2, Plant Water Building, Plant Services, Plant Water Pump, Centrifugaling System (Filter Bed, Cell 2) | THR-FPW-F | Filter | Filter |  | F | http://www.toronto.ca/TWONTO#filtration_tank |  | Filtered Plant Water, Filter Beds
135298 | THR-FPW-F-0300 | Filter, Cell 3, Plant Water Building, Plant Services, Plant Water Pump, Centrifugaling System (Filter Bed, Cell 3) | THR-FPW-F | Filter | Filter |  | F | http://www.toronto.ca/TWONTO#filtration_tank |  | Filtered Plant Water, Filter Beds
135299 | THR-FPW-F-0400 | Filter, Cell 4, Plant Water Building, Plant Services, Plant Water Pump, Centrifugaling System (Filter Bed, Cell 4) | THR-FPW-F | Filter | Filter |  | F | http://www.toronto.ca/TWONTO#filtration_tank |  | Filtered Plant Water, Filter Beds
136970 | THR-OCS-F-0500A | Filter, Particle, Air Handling Units 0500A/B, Ozonator Room, Plant Services, Odour Control System | THR-OCS-D-0500A | Filter | Filter |  | F | http://www.toronto.ca/TWONTO#replaceable_air_filter |  | Dryer, Dessicant, Ozone Generator 3956, Ozonator Room, Plant Services, Odour Control System
136971 | THR-OCS-F-0500B | Filter, Coalescing, Air Handling Units 0500A/B, Ozonator Room, Plant Services, Odour Control System | THR-OCS-D-0500A | Filter | Filter |  | F | http://www.toronto.ca/TWONTO#replaceable_air_filter |  | Dryer, Dessicant, Ozone Generator 3956, Ozonator Room, Plant Services, Odour Control System
136972 | THR-OCS-F-0500G | Filter, Submicron, Air Handling Units 0500A/B, Ozonator Room, Plant Services, Odour Control System | THR-OCS-D-0500A | Filter | Filter |  | F | http://www.toronto.ca/TWONTO#replaceable_air_filter |  | Dryer, Dessicant, Ozone Generator 3956, Ozonator Room, Plant Services, Odour Control System
136973 | THR-OCS-F-0500H | Filter, Submicron, Air Handling Units 0500A/B, Ozonator Room, Plant Services, Odour Control System | THR-OCS-D-0500A | Filter | Filter |  | F | http://www.toronto.ca/TWONTO#replaceable_air_filter |  | Dryer, Dessicant, Ozone Generator 3956, Ozonator Room, Plant Services, Odour Control System
136974 | THR-OCS-F-0501C | Filter, Coalescing, Air Handling Units 0501A/B, Ozonator Room, Plant Services, Odour Control System | THR-OCS-D-0501A | Filter | Filter |  | F | http://www.toronto.ca/TWONTO#replaceable_air_filter |  | Dryer, Dessicant, Ozone Generator 3957, Ozonator Room, Plant Services, Odour Control System
136975 | THR-OCS-F-0501D | Filter, Particle, Air Handling Units 0501A/B, Ozonator Room, Plant Services, Odour Control System | THR-OCS-D-0501A | Filter | Filter |  | F | http://www.toronto.ca/TWONTO#replaceable_air_filter |  | Dryer, Dessicant, Ozone Generator 3957, Ozonator Room, Plant Services, Odour Control System
136976 | THR-OCS-F-0501E | Filter, Coalescing, Air Handling Units 0501A/B, Ozonator Room, Plant Services, Odour Control System | THR-OCS-D-0501A | Filter | Filter |  | F | http://www.toronto.ca/TWONTO#replaceable_air_filter |  | Dryer, Dessicant, Ozone Generator 3957, Ozonator Room, Plant Services, Odour Control System
136977 | THR-OCS-F-0501F | Filter, Coalescing, Air Handling Units 0501A/B, Ozonator Room, Plant Services, Odour Control System | THR-OCS-D-0501A | Filter | Filter |  | F | http://www.toronto.ca/TWONTO#replaceable_air_filter |  | Dryer, Dessicant, Ozone Generator 3957, Ozonator Room, Plant Services, Odour Control System
136978 | THR-OCS-F-0501G | Filter, Submicron, Air Handling Units 0501A/B, Ozonator Room, Plant Services, Odour Control System | THR-OCS-D-0501A | Filter | Filter |  | F | http://www.toronto.ca/TWONTO#replaceable_air_filter |  | Dryer, Dessicant, Ozone Generator 3957, Ozonator Room, Plant Services, Odour Control System
137768 | THR-PRM-F-3440 | Filter, Automatic Filtering | THR-PRM-HW |  | Filter |  | F | media_based_filter |  | Hot Water, Flushing Primary Treatment
137769 | THR-PRM-F-3540 | Filter, Automatic Filtering | THR-PRM-HW |  | Filter |  | F | media_based_filter |  | Hot Water, Flushing Primary Treatment
138204 | THR-PRS-F-0001S | Filter, Fine Bag, Ferrous Chloride Storage Tanks Inlet, Chemical Building, Secondary Treatment, Phosphorous Removal | THR-PRS-F | Filter | Filter | 39805 | F | http://www.toronto.ca/TWONTO#replaceable_air_filter |  | Phosphorous Removal System, Filtration
138205 | THR-PRS-F-0004S | Filter, Fine Bag, Ferrous Chloride Storage Tanks Inlet, Chemical Building, Secondary Treatment, Phosphorous Removal | THR-PRS-F | Filter | Filter | 39808 | F | http://www.toronto.ca/TWONTO#replaceable_air_filter |  | Phosphorous Removal System, Filtration
138811 | THR-SES-SQ-2516 | Cleaner, Air/Welding Fume Extractor | THR-SES-SQ | Safety | Filter |  | SQ | http://www.toronto.ca/TWONTO#replaceable_air_filter |  | Safety Equipment
139716 | TNT-ACC-F-5201 | Filter, Pump Suction, Oil Pump #5201 | TNT-ACC-P-5201 | Filter | Filter |  | F | http://www.toronto.ca/TWONTO#replaceable_oil_or_fuel_filter |  | Pump, Furnace Oil, to Boiler #5200
139948 | TNT-AER-F-0001 | Filter, Air Intake | TNT-AER-BLOW | Filter | Filter |  | F | http://www.toronto.ca/TWONTO#replaceable_air_filter |  | Blowers, Aeration
139949 | TNT-AER-F-1601 | Filter, Air Intake | TNT-AER-BL-1601 | Filter | Filter |  | F | http://www.toronto.ca/TWONTO#replaceable_air_filter |  | Blower, Aeration
139950 | TNT-AER-F-2001 | Filter, Air, Mabr Blowers - Air Inlet Filter, Aeration | TNT-AER-BL-2100 | Filter | Filter |  | F | http://www.toronto.ca/TWONTO#replaceable_air_filter |  | Blower, Rotary Compressor, Mabr Blower 1, Aeration
139951 | TNT-AER-F-2002 | Filter, Air, Mabr Compressors - Effluent Filter, Aeration | TNT-AER-C-2100 | Filter | Filter |  | F | http://www.toronto.ca/TWONTO#replaceable_air_filter |  | Compressor, Reciprocating, Mabr Compressor 1, Aeration
139952 | TNT-AER-F-2003 | Filter, Air, Mabr Compressors - Effluent Filter, Aeration | TNT-AER-C-2100 | Filter | Filter |  | F | http://www.toronto.ca/TWONTO#replaceable_air_filter |  | Compressor, Reciprocating, Mabr Compressor 1, Aeration
139953 | TNT-AER-F-2004 | Filter, Air, Mabr Compressors - Effluent Filter, Aeration | TNT-AER-C-2100 | Filter | Filter |  | F | http://www.toronto.ca/TWONTO#replaceable_air_filter |  | Compressor, Reciprocating, Mabr Compressor 1, Aeration
139954 | TNT-AER-F-2005 | Filter, Air, Mabr Compressors - Effluent Filter, Aeration | TNT-AER-C-2100 | Filter | Filter |  | F | http://www.toronto.ca/TWONTO#replaceable_air_filter |  | Compressor, Reciprocating, Mabr Compressor 1, Aeration
139955 | TNT-AER-F-2006 | Filter, Air, Mabr Compressors - Effluent Filter, Aeration | TNT-AER-C-2100 | Filter | Filter |  | F | http://www.toronto.ca/TWONTO#replaceable_air_filter |  | Compressor, Reciprocating, Mabr Compressor 1, Aeration
139956 | TNT-AER-F-2007 | Filter, Air, Mabr Compressors - Effluent Filter, Aeration | TNT-AER-C-2100 | Filter | Filter |  | F | http://www.toronto.ca/TWONTO#replaceable_air_filter |  | Compressor, Reciprocating, Mabr Compressor 1, Aeration
139957 | TNT-AER-F-2101 | Filter, Air, Mabr Compressor 1 - Air Inlet Filter, Aeration | TNT-AER-C-2100 | Filter | Filter |  | F | http://www.toronto.ca/TWONTO#replaceable_air_filter |  | Compressor, Reciprocating, Mabr Compressor 1, Aeration
141134 | WM2001A | Filter, Pellet Cooler Bag, 810A | TAB-SLD-F | Filter | Filter |  |  | http://www.toronto.ca/TWONTO#replaceable_air_filter |  | Pelletizer Bldg. - Filters, Fans & Pellet Cooler Bags
141135 | WM2003A | Filter, Pre Finish, 826A | TAB-SLD-F | Filter | Filter |  |  | http://www.toronto.ca/TWONTO#replaceable_air_filter |  | Pelletizer Bldg. - Filters, Fans & Pellet Cooler Bags
141136 | WM2009A | Cannister, Silo Carbon, 808C | TAB-SLD-FN | Filter | Filter |  |  | http://www.toronto.ca/TWONTO#replaceable_air_filter |  | Pelletizer Bldg. - Silo System, Fans & Filters
141137 | WM2010A | Filter, Silo Dust, 806A | TAB-SLD-FN | Filter | Filter |  |  | http://www.toronto.ca/TWONTO#replaceable_air_filter |  | Pelletizer Bldg. - Silo System, Fans & Filters
141138 | WM2016A | Cannister, Pneumatic Conveyor Carbon, 828A | TAB-SLD-ROUTING | Filter | Filter |  |  | http://www.toronto.ca/TWONTO#replaceable_air_filter |  | Pelletizer Bldg. - Material Handling
141139 | WM2018A | Strainer, Exp Tank Nitrogen, 825A | TAB-SLD-P | Strainer | Filter |  |  | http://www.toronto.ca/TWONTO#strainer |  | Pelletizer Bldg. - Thermal Oil Heating System, Pumps, Strainer & Expanasion Tanks
141140 | WM2020A | Strainer, Oil Fill & Drain Pump, 819 | TAB-SLD-P | Strainer | Filter |  |  | http://www.toronto.ca/TWONTO#strainer |  | Pelletizer Bldg. - Thermal Oil Heating System, Pumps, Strainer & Expanasion Tanks
141141 | WM2022A | Strainer, Oil Pump, 818B | TAB-SLD-P | Strainer | Filter |  |  | http://www.toronto.ca/TWONTO#strainer |  | Pelletizer Bldg. - Thermal Oil Heating System, Pumps, Strainer & Expanasion Tanks
141142 | WM2023A | Strainer, Oil Pump, 818C | TAB-SLD-P | Strainer | Filter |  |  | http://www.toronto.ca/TWONTO#strainer |  | Pelletizer Bldg. - Thermal Oil Heating System, Pumps, Strainer & Expanasion Tanks
143623 | WTR-PEL-F-0002 | Filter, Rolling, Motor Cooling System | WTR-PEL-ACC | Filter | Filter |  | F | http://www.toronto.ca/TWONTO#replaceable_air_filter |  | Air Conditioning, Handling and Ventilation
143624 | WTR-PEL-F-1300 | Filter, Fuel, Generator 1300, Generator Building, Generator Room | WTR-PEL-GEN-1300 |  | Filter |  | F | http://www.toronto.ca/TWONTO#replaceable_oil_or_fuel_filter |  | Generator, Electrical, Generator Building, Generator Room
146007 | WTR-PRV-F-1101 | Filter, AHU-0001 | WTR-PRV-AHU-0001 | Filter | Filter |  | F | http://www.toronto.ca/TWONTO#replaceable_air_filter |  | Air Handling Unit
147175 | WTR-RRH-F-0301 | Filter, Discharge Header, Pumps 0301, Rosehill Reservoir, Valve House | WTR-RRH-CW | Filter | Filter |  | F | media_based_filter |  | City Water System
147176 | WTR-RRH-F-0402 | Filter, Discharge Header, Pump 0401, Rosehill Reservoir, Valve House | WTR-RRH-P-0401 | Filter | Filter |  | F | media_based_filter |  | Pump, Submersible, Rosehill Reservoir, Interconnection Chamber
147708 | YTF-CW-F-0001 | Filter, YTF-CW-HU-7201, YTF-CW-HU-7301, City Water | YTF-CW | Filter | Filter |  | F | media_based_filter |  | City Water
147709 | YTF-CW-F-0002 | Filter, YTF-CW-HU-7501, YTF-CW-HU-7601, YTF-CW-HU-7701, City Water | YTF-CW | Filter | Filter |  | F | media_based_filter |  | City Water
147710 | YTF-CW-F-7101 | Filter, YTF-CW-HU-7101, City Water | YTF-CW | Filter | Filter |  | F | media_based_filter |  | City Water
2438 | CL2004A1 | Injector # 4 | TAB-DIS-CHL-4 |  | Injector |  |  | http://www.toronto.ca/TWONTO#ejector |  | Chlorination Train #4
10823 | FCL-CLA-INJ-0001A | Eductor, Alternate Duty Pre-Chlorination, Sedimentation Tanks South/East | FCL-CLA | Injector | Injector |  | INJ | http://www.toronto.ca/TWONTO#ejector |  | Pre-Chlorination
10824 | FCL-CLA-INJ-0002A | Eductor, Primary Duty Pre-Chlorination, Low Lift Pumping Station Basement | FCL-CLA | Injector | Injector |  | INJ | http://www.toronto.ca/TWONTO#ejector |  | Pre-Chlorination
10825 | FCL-CLA-INJ-0002B | Eductor, Primary Standby Pre-Chlorination, Low Lift Pumping Station Basement | FCL-CLA | Injector | Injector |  | INJ | http://www.toronto.ca/TWONTO#ejector |  | Pre-Chlorination
11208 | FCL-CLC-INJ-0001 | Eductor, Duty, Trim Chlorination, High Level Pumping Station Basement | FCL-CLC | Injector | Injector |  | INJ | http://www.toronto.ca/TWONTO#ejector |  | Pre-Chlorination
11255 | FCL-DCL-INJ-0620 | Ejector, SO2 Injection, By-pass conduit, Clarification Facility | FCL-DCL | Injector | Injector |  | INJ | http://www.toronto.ca/TWONTO#ejector |  | Sulphur Dioxide System
11805 | CL2002A1 | Injector #2 | TAB-DIS-CHL-2 |  | Injector |  |  | http://www.toronto.ca/TWONTO#ejector |  | Chlorination Train #2
11806 | CL2003A1 | Injector # 3 | TAB-DIS-CHL-3 | Injector | Injector |  |  | http://www.toronto.ca/TWONTO#ejector |  | ChlorinatIon Train #3
11807 | CL2005A1 | Injector # 5 | TAB-DIS-CHL-5 |  | Injector |  |  | http://www.toronto.ca/TWONTO#ejector |  | Chlorination Train #5
11808 | CL2006A1 | Injector # 6 | TAB-DIS-CHL-6 |  | Injector |  |  | http://www.toronto.ca/TWONTO#ejector |  | Chlorination Train #6
11809 | CL2007A1 | Injector # 7 | TAB-DIS-CHL-7 |  | Injector |  |  | http://www.toronto.ca/TWONTO#ejector |  | Chlorination Train #7
11810 | CL2008A1 | Injector # 8 | TAB-DIS-CHL-8 |  | Injector |  |  | http://www.toronto.ca/TWONTO#ejector |  | Chlorination Train #8
20260 | FHO-CLA-INJ-0501 | Eductor, Pre-Chlorine, S4, South Pipe Gallery, East Wall | FHO-CLA |  | Injector |  | INJ | http://www.toronto.ca/TWONTO#ejector |  | Pre Chlorination System
20261 | FHO-CLA-INJ-0601 | Eductor, Pre-Chlorine, S4, South Pipe Gallery, East Wall | FHO-CLA |  | Injector |  | INJ | http://www.toronto.ca/TWONTO#ejector |  | Pre Chlorination System
20378 | FHO-CLB-INJ-0101 | Eductor, Post-Chlorine, Filter Pipe Gallery 1-8 | FHO-CLB-CHL-0101 |  | Injector |  | INJ | http://www.toronto.ca/TWONTO#ejector |  | Chlorinator, Post Chlorination Train 1 West, Chemical Building, L1, Evaporator Room
20379 | FHO-CLB-INJ-0201 | Eductor, Post-Chlorine, Filter Pipe Gallery 1-8 | FHO-CLB-CHL-0201 |  | Injector |  | INJ | http://www.toronto.ca/TWONTO#ejector |  | Chlorinator, Post Chlorination Train 2 West, Chemical Building, L1, Evaporator Room
20380 | FHO-CLB-INJ-0301 | Eductor, Post-Chlorine, Filter Pipe Gallery 9-13 | FHO-CLB-CHL-0301 |  | Injector |  | INJ | http://www.toronto.ca/TWONTO#ejector |  | Chlorinator, Post Chlorination East Train 3, Chemical Building, L1, Evaporator Room
20798 | FHO-DOZ-INJ-3141 | Injector, ORP Analyzer AIT-3141 Sampling, Ozone Building, S2, Access/Sampling Area 3 | FHO-DOZ-AIT-3141 |  | Injector |  | INJ | http://www.toronto.ca/TWONTO#ejector |  | Analyzer, Ozone, Dissolved Ozone in Water, Contact Tank T-2100, Ozone Building, S2, Access/Sampling Area 3
20799 | FHO-DOZ-INJ-3161 | Injector, Disolved Ozone Analyzer AIT-3161 Sampling, Ozone Building, S2, Access/Sampling Area 3 | FHO-DOZ-AIT-3161 |  | Injector |  | INJ | http://www.toronto.ca/TWONTO#ejector |  | Analyzer, ORP, Contact Tank T-2100, Ozone Building, S2, Access/Sampling Area 3
20800 | FHO-DOZ-INJ-3201 | Injector, ORP Analyzer AIT-3201 Sampling, Ozone Building, S2, Access/Sampling Area 1 | FHO-DOZ-AIT-3201 |  | Injector |  | INJ | http://www.toronto.ca/TWONTO#ejector |  | Analyzer, Ozone, Dissolved Ozone in Water, Contact Tank T-2200, Ozone Building, S2, Access/Sampling Area 1
20801 | FHO-DOZ-INJ-3221 | Injector, Disolved Ozone Analyzer AIT-3221 Sampling, Ozone Building, S2, Access/Sampling Area 1 | FHO-DOZ-AIT-3221 |  | Injector |  | INJ | http://www.toronto.ca/TWONTO#ejector |  | Analyzer, Ozone, Dissolved Ozone in Water, Contact Tank T-2200, Ozone Building, S2, Access/Sampling Area 1
20802 | FHO-DOZ-INJ-3241 | Injector, ORP Analyzer AIT-3241 Sampling, Ozone Building, S2, Access/Sampling Area 3 | FHO-DOZ-AIT-3241 |  | Injector |  | INJ | http://www.toronto.ca/TWONTO#ejector |  | Analyzer, Ozone, Dissolved Ozone in Water, Contact Tank T-2200, Ozone Building, S2, Access/Sampling Area 3
20803 | FHO-DOZ-INJ-3261 | Injector, Disolved Ozone Analyzer AIT-3261 Sampling, Ozone Building, S2, Access/Sampling Area 3 | FHO-DOZ-AIT-3261 |  | Injector |  | INJ | http://www.toronto.ca/TWONTO#ejector |  | Analyzer, ORP, Contact Tank T-2200, Ozone Building ,S2, Access/Sampling Area 3
20804 | FHO-DOZ-INJ-3341 | Injector, ORP Analyzer AIT-3341 Sampling, Ozone Building, S2, Access/Sampling Area 4 | FHO-DOZ-AIT-3341 |  | Injector |  | INJ | http://www.toronto.ca/TWONTO#ejector |  | Analyzer, Ozone, Dissolved Ozone in Water, Contact Tank T-2300, Ozone Building, S2, Access/Sampling Area 4
46688 | FCL-CLA-INJ-0001B | Eductor, Alternate Standby Pre-Chlorination, Sedimentation Tanks South/East | FCL-CLA | Injector | Injector |  | INJ | http://www.toronto.ca/TWONTO#ejector |  | Pre-Chlorination
47400 | FCL-CLB-INJ-0001A | Eductor, Duty, Post Chlorination, High Level Pumping Station Basement | FCL-CLB | Injector | Injector |  | INJ | http://www.toronto.ca/TWONTO#ejector |  | Post-Chlorination
47401 | FCL-CLB-INJ-0001B | Eductor, Standby, Post Chlorination, High Level Pumping Station Basement | FCL-CLB | Injector | Injector |  | INJ | http://www.toronto.ca/TWONTO#ejector |  | Post-Chlorination
48156 | FCL-DCL-INJ-0001A | Eductor, Dechlorination, High Lift PS Basement | FCL-DCL | Injector | Injector |  | INJ | http://www.toronto.ca/TWONTO#ejector |  | Sulphur Dioxide System
48157 | FCL-DCL-INJ-0001B | Eductor, Dechlorination, High Lift PS Basement | FCL-DCL | Injector | Injector |  | INJ | http://www.toronto.ca/TWONTO#ejector |  | Sulphur Dioxide System
57706 | FCL-WWW-ENJ-0001-SUS | Ejector, Sewage, Admin Building | FCL-SUSPENDED | Injector | Injector | 36847 | ENJ | http://www.toronto.ca/TWONTO#ejector |  | Suspended entity
57707 | FCL-WWW-ENJ-0001-SUS | Ejector, Sewage, Admin Building | FCL-WWW-SAN | Injector | Injector | 36847 | ENJ | http://www.toronto.ca/TWONTO#ejector |  | Sanitary pumping
71324 | FHO-CLA-INJ-0301 | Eductor, Pre-Chlorine, S4, South Pipe Gallery, East Wall | FHO-CLA |  | Injector |  | INJ | http://www.toronto.ca/TWONTO#ejector |  | Pre Chlorination System
71325 | FHO-CLA-INJ-0401 | Eductor, Pre-Chlorine, S4, South Pipe Gallery, East Wall | FHO-CLA |  | Injector |  | INJ | http://www.toronto.ca/TWONTO#ejector |  | Pre Chlorination System
71939 | FHO-CLB-INJ-0401 | Eductor, Post-Chlorine, Filter Pipe Gallery 9-13 | FHO-CLB-CHL-0401 |  | Injector |  | INJ | http://www.toronto.ca/TWONTO#ejector |  | Chlorinator, Post Chlorination East Train 4,Chemical Building, L1, Evaporator Room
72481 | FHO-CLC-INJ-0101 | Eductor, Enhance Trim, S2, North Mixer Gallery, East Wall | FHO-CLC-CHL-0101 |  | Injector |  | INJ | http://www.toronto.ca/TWONTO#ejector |  | Chlorinator, Trim Chlorination Train 1, Chemical Building, L1, Machine Room
72687 | FHO-DCL-INJ-0201 | Eductor, Dechlorination, North Mixer Gallery, East Wall | FHO-DCL-SO-0201 |  | Injector |  | INJ | http://www.toronto.ca/TWONTO#ejector |  | Sulphonator, Dechlorination Train 2, Chemical Building, Main Floor, Machine Room
72688 | FHO-DCL-INJ-0301 | Eductor, Dechlorination, North Mixer Gallery, East Wall | FHO-DCL-SO-0301 |  | Injector |  | INJ | http://www.toronto.ca/TWONTO#ejector |  | Sulphonator, Dechlorination Train 3, Chemical Building, Main Floor, Machine Room
73422 | FHO-DOZ-INJ-3101 | Injector, ORP Analyzer AIT-3101 Sampling, Ozone Building, S2, Access/Sampling Area 1 | FHO-DOZ-AIT-3101 |  | Injector |  | INJ | http://www.toronto.ca/TWONTO#ejector |  | Analyzer, Ozone, Dissolved Ozone in Water, Contact Tank T-2100, Ozone Building, S2, Access/Sampling Area 1
73423 | FHO-DOZ-INJ-3121 | Injector, Disolved Ozone Analyzer AIT-3121 Sampling, Ozone Building, S2, Access/Sampling Area 1 | FHO-DOZ-AIT-3121 |  | Injector |  | INJ | http://www.toronto.ca/TWONTO#ejector |  | Analyzer, Ozone, Dissolved Ozone in Water, Contact Tank T-2100, Ozone Building, S2, Access/Sampling Area 1
73424 | FHO-DOZ-INJ-3301 | Injector, ORP Analyzer AIT-3301 Sampling, Ozone Building, S2, Access/Sampling Area 2 | FHO-DOZ-AIT-3301 |  | Injector |  | INJ | http://www.toronto.ca/TWONTO#ejector |  | Analyzer, Ozone, Dissolved Ozone in Water, Contact Tank T-2300, Ozone Building, S2, Access/Sampling Area 2
73425 | FHO-DOZ-INJ-3321 | Injector, Disolved Ozone Analyzer AIT-3321 Sampling, Ozone Building, S2, Access/Sampling Area 2 | FHO-DOZ-AIT-3321 |  | Injector |  | INJ | http://www.toronto.ca/TWONTO#ejector |  | Analyzer, Ozone, Dissolved Ozone in Water, Contact Tank T-2300, Ozone Building, S2, Access/Sampling Area 2
73426 | FHO-DOZ-INJ-3361 | Injector, Disolved Ozone Analyzer AIT-3361 Sampling, Ozone Building, S2, Access/Sampling Area 4 | FHO-DOZ-AIT-3361 |  | Injector |  | INJ | http://www.toronto.ca/TWONTO#ejector |  | Analyzer, ORP, Contact Tank T-2300, Ozone Building, S2, Ozone Access/Sampling Area 4
77684 | THR-DIS-I-0124 | Injector, Chlorinator 1221, Chlorination Building, Disinfection, Chlorination System | THR-DIS-CHL-1221 | Injector | Injector | 34795 | I | http://www.toronto.ca/TWONTO#ejector |  | Chlorinator, Chlorination Building, Disinfection, Chlorination System
77685 | THR-DIS-I-0144 | Injector, Chlorinator 1241, Chlorination Building, Disinfection, Chlorination System | THR-DIS-CHL-1241 | Injector | Injector | 34797 | I | http://www.toronto.ca/TWONTO#ejector |  | Chlorinator, Chlorination Building, Disinfection, Chlorination System
133992 | THR-DIS-I-0114 | Injector, Chlorinator 1211, Chlorination Building, Disinfection, Chlorination System | THR-DIS-CHL-1211 | Injector | Injector | 34794 | I | http://www.toronto.ca/TWONTO#ejector |  | Chlorinator, Chlorination Building, Disinfection, Chlorination System
133993 | THR-DIS-I-0134 | Injector, Chlorinator 1231, Chlorination Building, Disinfection, Chlorination System | THR-DIS-CHL-1231 | Injector | Injector | 34796 | I | http://www.toronto.ca/TWONTO#ejector |  | Chlorinator, Chlorination Building, Disinfection, Chlorination System
133994 | THR-DIS-I-0154 | Injector, Chlorinator 1251, Chlorination Building, Disinfection, Chlorination System | THR-DIS-CHL-1251 | Injector | Injector | 34798 | I | http://www.toronto.ca/TWONTO#ejector |  | Chlorinator, Chlorination Building, Disinfection, Chlorination System
91186 | WTR-PEL-VENT-1010 | Vent, T-1010, Generator Building, Bulk Fuel Storage Room | WTR-PEL-T-1010 |  | Vent |  | VENT | http://www.toronto.ca/TWONTO#vent |  | Tank, Non-Pressurized, Diesel Fuel Storage, Generator Building, Bulk Fuel Storage Room
91187 | WTR-PEL-VENT-1020 | Vent, T-1020, Generator Building, Bulk Fuel Storage Room | WTR-PEL-T-1010 |  | Vent |  | VENT | http://www.toronto.ca/TWONTO#vent |  | Tank, Non-Pressurized, Diesel Fuel Storage, Generator Building, Bulk Fuel Storage Room
91188 | WTR-PEL-VENT-1300 | Vent, T-1300, Generator Building, Product Handling Room | WTR-PEL-T-1300 |  | Vent |  | VENT | http://www.toronto.ca/TWONTO#vent |  | Tank, Non-Pressurized, Diesel Fuel Day, Generator Building, Product Handling Room
143973 | WTR-PEL-VENT-1100 | Vent, T-1100, Generator Building, Product Handling Room | WTR-PEL-T-1100 |  | Vent |  | VENT | http://www.toronto.ca/TWONTO#vent |  | Tank, Non-Pressurized, Diesel Fuel Day, Generator Building, Product Handling Room
143974 | WTR-PEL-VENT-1200 | Vent, T-1200, Generator Building, Product Handling Room | WTR-PEL-T-1200 |  | Vent |  | VENT | http://www.toronto.ca/TWONTO#vent |  | Tank, Non-Pressurized, Diesel Fuel Day, Generator Building, Product Handling Room
28286 | FIS-ITS-COM-1900 | Panel, Telecom Enclosure, Local Area Networks, PLC Room | FIS COMMUNICATIONS | Network | Network |  | COM | http://www.toronto.ca/TWONTO#network_panel |  | FIS Communications
28287 | FIS-ITS-COM-1901 | Panel, Termination Panel, Local Area Networks, PLC Room | FIS COMMUNICATIONS | Network | Network |  | COM | http://www.toronto.ca/TWONTO#network_panel |  | FIS Communications
28288 | FIS-ITS-COM-1901 | Panel, Termination Panel, Local Area Networks, PLC Room | FIS-ITS-COM-1900 | Network | Network |  | COM | http://www.toronto.ca/TWONTO#network_panel |  | Panel, Telecom Enclosure, Local Area Networks, PLC Room
48710 | TAB-ITS-COM-5601 | Network, Hubs, Termination Panel, Waste Gas Burner Station | TAB-DIG-BU | Network,Hubs | Network |  | COM | http://www.toronto.ca/TWONTO#network_router |  | Waste Gas Burner
65372 | THC-ELS-NETWORK | Network, Plant Wide | THC-ELS-PS-0003-M | Battery | Network |  |  | http://www.toronto.ca/TWONTO#collection_of_assets |  | Emergency Power Equipment, Diesel & UPS, Building M
65373 | THC-ELS-NETWORK | Network, Plant Wide | THC-GRK-ELS | Battery | Network |  |  | http://www.toronto.ca/TWONTO#collection_of_assets |  | Electrical Services, Maintenance- virtual entity
67430 | THC-ITS-COM-2403 | Termination Panel,South Effluent Pump Station,Sampling Room,Ground Floor | THC-ITS-COM-2402 |  | Network |  | COM | http://www.toronto.ca/TWONTO#network_panel |  | Telecommunication Enclosure,South Effluent Pump Station,Sampling Room,Ground Floor
67431 | THC-ITS-COM-2404 | Termination Panel,South Effluent Pump Station,Electrical Room,Ground Floor | THC-ITS-COM-2402 |  | Network |  | COM | http://www.toronto.ca/TWONTO#network_panel |  | Telecommunication Enclosure,South Effluent Pump Station,Sampling Room,Ground Floor
67432 | THC-ITS-COM-2503 | Termination Panel,Plant Stores,Utility Room | THC-ITS-COM-2502 |  | Network |  | COM | http://www.toronto.ca/TWONTO#network_panel |  | Telecommunication Enclosure,Plant Stores,Utility Room
71354 | THC-SPC-COM-1607 | Termination Panel,Sub-basement,WAS Thickening Building | THC-SPC-WA2 | Control Panel | Network |  | COM | http://www.toronto.ca/TWONTO#network_panel |  | System Process Control
71366 | THC-SPC-COM-2903 | Termination Panel,Sludge Storage Building | THC-SPC-COM-2902 | Control Panel | Network |  | COM | http://www.toronto.ca/TWONTO#network_panel |  | Access Closet,Sludge Storage Building
71367 | THC-SPC-COM-3002 | Access Closet, Network, Electrical Room, Headworks | THC-PLT-BLDG-0001 | SCADA | Network |  | COM | http://www.toronto.ca/TWONTO#network_panel |  | New Head House, preliminary process
71368 | THC-SPC-COM-3003 | Termination Panel, Network, Headworks Electrical Room | THC-SPC-COM-3002 | SCADA | Network |  | COM | http://www.toronto.ca/TWONTO#network_panel |  | Access Closet, Network, Electrical Room, Headworks
71369 | THC-SPC-COM-3008 | Termination Panel, Network, Mechanical Room 2 | THC-SPC-COM-3002 | SCADA | Network |  | COM | http://www.toronto.ca/TWONTO#network_panel |  | Access Closet, Network, Electrical Room, Headworks
71370 | THC-SPC-COM-3010 | Communication Panel, Multilink Cabinet, Electrical Room, Headworks | THC-PLT-BLDG-0001 | SCADA | Network |  | COM | http://www.toronto.ca/TWONTO#network_panel |  | New Head House, preliminary process
81326 | THR-ITS-COM-3501 | Termination Panel, Control Room, West Substation | THR-ITS-COM-3500 | Network,Local Area Networks | Network |  | COM | http://www.toronto.ca/TWONTO#network_panel |  | Telecom Enclosure, Access Closet, Electrical Room, West Substation
81327 | THR-ITS-COM-4001 | Termination Panel, RAS/WAS and Final Clarifiers - South | THR-ITS-COM-4000 | Network,Local Area Networks | Network |  | COM | http://www.toronto.ca/TWONTO#network_panel |  | Network Access Closet, SP RAS PS Electrical Building - South
81328 | THR-ITS-COM-4002 | Termination Panel, Plant Services - South | THR-ITS-COM-4000 | Network,Local Area Networks | Network |  | COM | http://www.toronto.ca/TWONTO#network_panel |  | Network Access Closet, SP RAS PS Electrical Building - South
81329 | THR-ITS-COM-4011 | Multinet Device, SP RAS Pumping Station | THR-ITS-COM-4002 | Network,Local Area Networks | Network |  | COM | http://www.toronto.ca/TWONTO#network_panel |  | Termination Panel, Plant Services - South
81330 | THR-ITS-COM-4103 | Termination Panel, SP RAS PS Office | THR-ITS-COM-4100 | Network,Local Area Networks | Network |  | COM | http://www.toronto.ca/TWONTO#network_panel |  | Network Access Closet, SP RAS Pumping Station - South
81331 | THR-ITS-COM-4112 | Multinet Device, SP RAS Pumping Station Upper Level | THR-ITS-COM-4102 | Network,Local Area Networks | Network |  | COM | http://www.toronto.ca/TWONTO#network_panel |  | Termination Panel, RAS and Final Clarifiers - South
81332 | THR-ITS-COM-4202 | Termination Panel, Instrument Air - South | THR-ITS-COM-4200 | Network,Local Area Networks | Network |  | COM | http://www.toronto.ca/TWONTO#network_panel |  | Network Access Closet, Aeration - South
81333 | THR-ITS-COM-4211 | Multinet Device, Aeration Building | THR-ITS-COM-4201 | Network,Local Area Networks | Network |  | COM | http://www.toronto.ca/TWONTO#network_panel |  | Termination Panel, Aeration - South
81334 | THR-ITS-COM-4300 | Network Access Closet, Ferrous Chloride Facility | THR-ELS-COMM | Network,Local Area Networks | Network |  | COM | http://www.toronto.ca/TWONTO#network_panel |  | Plant External & Internal Phone System
81335 | THR-ITS-COM-4301 | Termination Panel, Ferrous Chloride Facility | THR-ITS-COM-4300 | Network,Local Area Networks | Network |  | COM | http://www.toronto.ca/TWONTO#network_panel |  | Network Access Closet, Ferrous Chloride Facility
81336 | THR-ITS-COM-4311 | Multinet Device, Ferrous Chloride Facility | THR-ITS-COM-4301 | Network,Local Area Networks | Network |  | COM | http://www.toronto.ca/TWONTO#network_panel |  | Termination Panel, Ferrous Chloride Facility
84554 | THR-SPC-COM-2010 | Network,Protocol,Main Equipment Room West Wall, | THR-PCS-MAINSUB |  | Network |  | COM | http://www.toronto.ca/TWONTO#network_panel |  | PCS Equipment Serving the Main Substation
84555 | THR-SPC-COM-2011 | Network,Protocol,Main Equipment Room West Wall,Multinet Converter for JRT-0101, JRT-0100, JRT-0200, JRT-0201 | THR-SPC-COM-2010 |  | Network |  | COM | http://www.toronto.ca/TWONTO#network_panel |  | Network,Protocol,Main Equipment Room West Wall,
84556 | THR-SPC-COM-2012 | Network,Protocol,Main Equipment Room West Wall,Multinet Converter for JRT-0001A, JRT-0001B, JRT-0001C | THR-SPC-COM-2010 |  | Network |  | COM | http://www.toronto.ca/TWONTO#network_panel |  | Network,Protocol,Main Equipment Room West Wall,
84557 | THR-SPC-COM-2014 | Network,Protocol,Main Equipment Room West Wall,Multinet Converter for JRT-0103, JRT-0400, JRT-0011A, JRT-0011B, JRT-0011C | THR-SPC-COM-2010 |  | Network |  | COM | http://www.toronto.ca/TWONTO#network_panel |  | Network,Protocol,Main Equipment Room West Wall,
84561 | THR-SPC-COM-5300 | Network Access Closet, Ferrous Chloride Facility | THR-ELS-PRS |  | Network |  | COM | http://www.toronto.ca/TWONTO#network_panel |  | Electrical System, Phosphorous Removal System
84562 | THR-SPC-COM-5301 | Termination Panel, Ferrous Chloride Facility | THR-SPC-COM-5300 |  | Network |  | COM | http://www.toronto.ca/TWONTO#network_panel |  | Network Access Closet, Ferrous Chloride Facility
84563 | THR-SPC-COM-5411 | Multinet Device, Plant Water Pumping Station | THR-SPC-COM-5401 |  | Network |  | COM | http://www.toronto.ca/TWONTO#network_panel |  | Termination Panel, Plant Water
94884 | WTR-PWT-COM-0002A | Multinet, Serial to Ethernet conversion, RPU-0002, Generator Compartment | WTR-PWT-GEN-1100 | Signal Conditioner | Network |  | COM | http://www.toronto.ca/TWONTO#network_panel |  | Generator, Diesel, Standby Power, Outdoor, West Tor PS
94885 | WTR-PWT-COM-0002B | Multinet, Serial to Ethernet conversion, RPU-0002, Generator Compartment | WTR-PWT-GEN-1100 | Signal Conditioner | Network |  | COM | http://www.toronto.ca/TWONTO#network_panel |  | Generator, Diesel, Standby Power, Outdoor, West Tor PS
113713 | TAB-ITS-COM-5600 | Network, Switch, Telecom Enclosure, Waste Gas Burner Station | TAB-DIG-BU | Network,Switch | Network |  | COM | http://www.toronto.ca/TWONTO#network_switch |  | Waste Gas Burner
126119 | THC-ITS-COM-2402 | Telecommunication Enclosure,South Effluent Pump Station,Sampling Room,Ground Floor | THC-SPC |  | Network |  | COM | http://www.toronto.ca/TWONTO#network_panel |  | Process Control Systems - Services Area
126120 | THC-ITS-COM-2502 | Telecommunication Enclosure,Plant Stores,Utility Room | THC-SPC |  | Network |  | COM | http://www.toronto.ca/TWONTO#network_panel |  | Process Control Systems - Services Area
126121 | THC-ITS-COM-2804 | Termination Panel,Disinfection Bldg | THC-DIS |  | Network |  | COM | http://www.toronto.ca/TWONTO#network_panel |  | Disinfection (Chlorination) Process
128761 | THC-SPC-COM-1407 | Termination Panel,Electrical Room,Building UU | THC-SPC-WA1 | Control Panel | Network |  | COM | http://www.toronto.ca/TWONTO#network_panel |  | System Process Control
128762 | THC-SPC-COM-1606 | Termination Panel,Polymer Room,WAS Thickening Building | THC-SPC-WA2 | Control Panel | Network |  | COM | http://www.toronto.ca/TWONTO#network_panel |  | System Process Control
128763 | THC-SPC-COM-1805 | Termination Panel, Network, Phase IV Electrical Room | THC-SPC-COM-1802 | SCADA | Network |  | COM | http://www.toronto.ca/TWONTO#network_panel |  | SCADA & Computer
128767 | THC-SPC-COM-2902 | Access Closet,Sludge Storage Building | THC-SPC-COM-1002 | Control Panel | Network |  | COM | http://www.toronto.ca/TWONTO#network_panel |  | SCADA & Computer
128768 | THC-SPC-COM-3004 | Termination Panel, Network, Headworks Electrical Room | THC-SPC-COM-3002 | SCADA | Network |  | COM | http://www.toronto.ca/TWONTO#network_panel |  | Access Closet, Network, Electrical Room, Headworks
128769 | THC-SPC-COM-3007 | Termination Panel, Network, Mechanical Room 1 | THC-SPC-COM-3002 | SCADA | Network |  | COM | http://www.toronto.ca/TWONTO#network_panel |  | Access Closet, Network, Electrical Room, Headworks
128774 | THC-SPC-CPU-2601 | SCADA Workstation, Dechlorination Building | THC-DCL |  | Network |  | CPU | http://www.toronto.ca/TWONTO#operator_interface_terminal |  | Dechlorination Process
128776 | THC-SPC-CPU-3001 | Computer, Client Workstation, Electrical Room, Headworks | THC-SPC-COM-3003 | Computer Equipment | Network |  | CPU | http://www.toronto.ca/TWONTO#operator_interface_terminal |  | Termination Panel, Network, Headworks Electrical Room
136649 | THR-ITS-COM-1802 | Termination Panel, Control Panel building, North Wall | THR-SPC-COM-1800 | Network,Local Area Networks | Network |  | COM | http://www.toronto.ca/TWONTO#network_panel |  | System Process Control, Digester 7- 10
136650 | THR-ITS-COM-3500 | Telecom Enclosure, Access Closet, Electrical Room, West Substation | THR-ELS-COMM | Network,Local Area Networks | Network |  | COM | http://www.toronto.ca/TWONTO#network_panel |  | Plant External & Internal Phone System
136651 | THR-ITS-COM-3510 | Panel, communication, network, ECS Field Office Communication & I.T. Room | THR-ELS-COMM | Network,Local Area Networks | Network |  | COM | http://www.toronto.ca/TWONTO#network_panel |  | Plant External & Internal Phone System
136652 | THR-ITS-COM-4000 | Network Access Closet, SP RAS PS Electrical Building - South | THR-ELS-COMM | Network,Local Area Networks | Network |  | COM | http://www.toronto.ca/TWONTO#network_panel |  | Plant External & Internal Phone System
136653 | THR-ITS-COM-4012 | Multinet Device, SP RAS Pumping Station | THR-ITS-COM-4002 | Network,Local Area Networks | Network |  | COM | http://www.toronto.ca/TWONTO#network_panel |  | Termination Panel, Plant Services - South
136654 | THR-ITS-COM-4100 | Network Access Closet, SP RAS Pumping Station - South | THR-ELS-COMM | Network,Local Area Networks | Network |  | COM | http://www.toronto.ca/TWONTO#network_panel |  | Plant External & Internal Phone System
136655 | THR-ITS-COM-4101 | Termination Panel, Plant Services - South | THR-ITS-COM-4100 | Network,Local Area Networks | Network |  | COM | http://www.toronto.ca/TWONTO#network_panel |  | Network Access Closet, SP RAS Pumping Station - South
136656 | THR-ITS-COM-4102 | Termination Panel, RAS and Final Clarifiers - South | THR-ITS-COM-4100 | Network,Local Area Networks | Network |  | COM | http://www.toronto.ca/TWONTO#network_panel |  | Network Access Closet, SP RAS Pumping Station - South
136657 | THR-ITS-COM-4111 | Multinet Device, SP RAS Pumping Station Upper Level | THR-ITS-COM-4101 | Network,Local Area Networks | Network |  | COM | http://www.toronto.ca/TWONTO#network_panel |  | Termination Panel, Plant Services - South
136658 | THR-ITS-COM-4200 | Network Access Closet, Aeration - South | THR-ELS-COMM | Network,Local Area Networks | Network |  | COM | http://www.toronto.ca/TWONTO#network_panel |  | Plant External & Internal Phone System
136659 | THR-ITS-COM-4201 | Termination Panel, Aeration - South | THR-ITS-COM-4200 | Network,Local Area Networks | Network |  | COM | http://www.toronto.ca/TWONTO#network_panel |  | Network Access Closet, Aeration - South
136660 | THR-ITS-COM-4400 | Network Access Closet, Raw Plant Water Pump Station | THR-ELS-COMM | Network,Local Area Networks | Network |  | COM | http://www.toronto.ca/TWONTO#network_panel |  | Plant External & Internal Phone System
136661 | THR-ITS-COM-4401 | Termination Panel, Plant Water | THR-ITS-COM-4400 | Network,Local Area Networks | Network |  | COM | http://www.toronto.ca/TWONTO#network_panel |  | Network Access Closet, Raw Plant Water Pump Station
136662 | THR-ITS-COM-4411 | Multinet Device, Plant Water Pumping Station | THR-ITS-COM-4401 | Network,Local Area Networks | Network |  | COM | http://www.toronto.ca/TWONTO#network_panel |  | Termination Panel, Plant Water
138902 | THR-SPC-COM-2013 | Network,Protocol,Main Equipment Room West Wall,Multinet Converter for JRT-0203, JRT-0002, JRT-0021A, JRT-0021B, JRT-0021C | THR-SPC-COM-2010 |  | Network |  | COM | http://www.toronto.ca/TWONTO#network_panel |  | Network,Protocol,Main Equipment Room West Wall,
138903 | THR-SPC-COM-2015 | Network,Protocol,Main Equipment Room West Wall,Multinet Converter for JRT-0104, JRT-5901, JRT-5101, JRT-1100, JRT-1700 | THR-SPC-COM-2010 |  | Network |  | COM | http://www.toronto.ca/TWONTO#network_panel |  | Network,Protocol,Main Equipment Room West Wall,
138904 | THR-SPC-COM-2016 | Network,Protocol,Main Equipment Room West Wall,Multinet Converter for JRT-0105, JRT-6101, JRT-0500, JRT-0700, JRT-0900 | THR-SPC-COM-2010 |  | Network |  | COM | http://www.toronto.ca/TWONTO#network_panel |  | Network,Protocol,Main Equipment Room West Wall,
138905 | THR-SPC-COM-2017 | Network,Protocol,Main Equipment Room West Wall,Multinet Converter for JRT-0300, JRT-5202, JRT-1200, JRT-1800, JRT-6202 | THR-SPC-COM-2010 |  | Network |  | COM | http://www.toronto.ca/TWONTO#network_panel |  | Network,Protocol,Main Equipment Room West Wall,
138906 | THR-SPC-COM-2018 | Network,Protocol,Main Equipment Room West Wall,Multinet Converter for JRT-1000, JRT-0800, JRT-0600, JRT-0206, JRT-0205 | THR-SPC-COM-2010 |  | Network |  | COM | http://www.toronto.ca/TWONTO#network_panel |  | Network,Protocol,Main Equipment Room West Wall,
138907 | THR-SPC-COM-2019 | Network,Protocol,Main Equipment Room West Wall,Multinet Converter for JRT-9902, JRT-2000, JRT-2100, JRT-1900 | THR-SPC-COM-2010 |  | Network |  | COM | http://www.toronto.ca/TWONTO#network_panel |  | Network,Protocol,Main Equipment Room West Wall,
138915 | THR-SPC-COM-5200 | Network Access Closet, Instrument Air Facility | THR-ELS-ACB |  | Network |  | COM | http://www.toronto.ca/TWONTO#network_panel |  | Electrical System, Air Compressor Building
138916 | THR-SPC-COM-5202 | Termination Panel, Instrument Air - South | THR-SPC-COM-5200 |  | Network |  | COM | http://www.toronto.ca/TWONTO#network_panel |  | Network Access Closet, Instrument Air Facility
138917 | THR-SPC-COM-5311 | Multinet Device, Ferrous Chloride Facility | THR-SPC-COM-5301 |  | Network |  | COM | http://www.toronto.ca/TWONTO#network_panel |  | Termination Panel, Ferrous Chloride Facility
138918 | THR-SPC-COM-5400 | Network Access Closet, Raw Plant Water Pump Station | THR-ELS-FPW |  | Network |  | COM | http://www.toronto.ca/TWONTO#network_panel |  | Electrical System, Filtered Plant Water Building
138919 | THR-SPC-COM-5401 | Termination Panel, Plant Water | THR-SPC-COM-5400 |  | Network |  | COM | http://www.toronto.ca/TWONTO#network_panel |  | Network Access Closet, Raw Plant Water Pump Station
138920 | THR-SPC-CPU-1915 | Workstation, North Grit Electrical Room | THR-ELS-GRIT | Computer Equipment,CPU | Network |  | CPU | http://www.toronto.ca/TWONTO#operator_interface_terminal |  | Electrical System, Grit Bldg., North Prelimanry and Primary Station
138921 | THR-SPC-CPU-2425 | Workstation, Headhouse Electrical Room | THR-ELS-HH | Computer Equipment,CPU | Network |  | CPU | http://www.toronto.ca/TWONTO#operator_interface_terminal |  | Electrical System, Head House and Engine Room
49117 | TAB-OCS-F-8100 | Biofilter, Cell #1, Truck Loading Facility Odour Control System | TAB-SLO-BIO | Chamber | Biofilter |  | F | http://www.toronto.ca/TWONTO#filtration_tank |  | Odour Control Facility-WA4
49118 | TAB-OCS-F-8200 | Biofilter, Cell #2, Truck Loading Facility Odour Control System | TAB-SLO-BIO | Filter | Biofilter |  | F | http://www.toronto.ca/TWONTO#filtration_tank |  | Odour Control Facility-WA4
49119 | TAB-OCS-F-8400 | Biofilter, Cell #4, Truck Loading Facility Odour Control System | TAB-SLO-BIO | Filter | Biofilter |  | F | http://www.toronto.ca/TWONTO#filtration_tank |  | Odour Control Facility-WA4
81790 | THR-OCS-BIOFILTER | Biofilter Odour Control, North & South plant | THR-ACC-WA3 |  | Biofilter |  |  | http://www.toronto.ca/TWONTO#collection_of_assets |  | Air Conditioning, Boiler, Fans & AHU
81791 | THR-OCS-BIOFILTER SOUTH | Biofilter, South Odour Control, South plant | THR-OCS-BIOFILTER | Filter | Biofilter |  |  | http://www.toronto.ca/TWONTO#collection_of_assets |  | Biofilter Odour Control, North & South plant
113993 | TAB-OCS-F-8300 | Biofilter, Cell #3, Truck Loading Facility Odour Control System | TAB-SLO-BIO | Filter | Biofilter |  | F | http://www.toronto.ca/TWONTO#filtration_tank |  | Odour Control Facility-WA4
118134 | TAB-SLO-PRJ-0001 | ABTB TLF Biofilter Upgrade | TAB-SLO-BIO | Odour Control | Biofilter |  | PRJ | project |  | Odour Control Facility-WA4
136939 | THR-OCS-BIOFILTER NORTH | Biofilter, North Odour Control, North plant | THR-OCS-BIOFILTER | Filter | Biofilter |  |  | http://www.toronto.ca/TWONTO#collection_of_assets |  | Biofilter Odour Control, North & South plant
13 | 8831 | All Buildings, Wet Wells WA8 | TAB-WA8 | Tank | Tank |  |  | http://www.toronto.ca/TWONTO#collection_of_assets |  | Common to WA8 Bldg. Services
2621 | CJ1001A | Tower #1, Chlorine Leak Treatment | TAB-DIS-CHL1 | Tank | Tank |  |  | http://www.toronto.ca/TWONTO#chemical_storage_tank |  | Chlorination Process
2622 | CJ1002A | Tower #2, Chlorine Leak Treatment | TAB-DIS-CHL1 | Tank | Tank |  |  | http://www.toronto.ca/TWONTO#chemical_storage_tank |  | Chlorination Process
2661 | COL-120-T-0700B | Tank, Oil, Hydraulic Power Unit, Coxwell Chamber CH-0700 | COL-120-CH-0700 | Tank | Tank |  | T | http://www.toronto.ca/TWONTO#chemical_storage_tank |  | Coxwell Control Chamber #7
2662 | COL-120-T-0701 | Tank, Nitrogen-Charged Piston Accumulator, Pressurized Hydraulic Fluid Storage, Coxwell CH-0700 | COL-120-CH-0700 | Tank | Tank |  | T | http://www.toronto.ca/TWONTO#chemical_storage_tank |  | Coxwell Control Chamber #7
2663 | COL-120-T-0703 | Tank, Nitrogen-Charged Piston Accumulator, Pressurized Hydraulic Fluid Storage, Coxwell CH-0700 | COL-120-CH-0700 | Tank | Tank |  | T | http://www.toronto.ca/TWONTO#chemical_storage_tank |  | Coxwell Control Chamber #7
2664 | COL-120-T-0704 | Tank, Nitrogen-Charged Piston Accumulator, Pressurized Hydraulic Fluid Storage, Coxwell CH-0700 | COL-120-CH-0700 | Tank | Tank |  | T | http://www.toronto.ca/TWONTO#chemical_storage_tank |  | Coxwell Control Chamber #7
2747 | COL-CCC | Charles Caccia Park Storm Sanitary Combined Water Tank | COL |  | Tank |  |  | http://www.toronto.ca/TWONTO#collection_of_assets |  | Complex Systems
2754 | COL-CED | Coatsworth Cut CSO Storage Tank | COL-SWQTF-STM |  | Tank |  |  | http://www.toronto.ca/TWONTO#collection_of_assets |  | Storm
3040 | COL-MTI-RES-2402 | Accummulator 2 , HPU, Hydraulic Power Unit, Spadina Control Chamber #24 | COL-MTI-CH-2400 |  | Tank |  | RES | http://www.toronto.ca/TWONTO#chemical_storage_tank |  | Chamber,Spadina Control Chamber No.24, MTI
3050 | COL-MTI-T-0102 | Tank 2, Nitrogen-Charged Piston Accumulator, Pressurized Hydraulic Fluid Storage, MTI Chamber CH-0100, Hiawatha Control Chamber No.1, MTI | COL-MTI-CH-0100 |  | Tank |  | T | http://www.toronto.ca/TWONTO#chemical_storage_tank |  | Chamber,Hiawatha Control Chamber No.1, MTI
3051 | COL-MTI-T-1402C | Tank-2 Nitrogen-Charged Piston Accumulator, Pressurized Hydraulic Fluid Storage, MTI CH-1400C Kiosk | COL-MTI-CH-1400C |  | Tank |  | T | http://www.toronto.ca/TWONTO#chemical_storage_tank |  | Chamber,Rosedale Valley Control Chamber No.14C, MTI
3052 | COL-MTI-T-2000 | Tank, Oil Reservoir, HPU,.Victoria St. Control Chamber No.20, MTI | COL-MTI-CH-2000 |  | Tank |  | T | http://www.toronto.ca/TWONTO#chemical_storage_tank |  | Chamber,Victoria St. Control Chamber No.20, MTI
3053 | COL-MTI-T-2001 | Tank 1, Nitrogen-Charged Piston Accumulator, Pressurized Hydraulic Fluid Storage, MTI Chamber CH-2000,Victoria St. Control Chamber No.20, MTI | COL-MTI-CH-2000 |  | Tank |  | T | http://www.toronto.ca/TWONTO#chemical_storage_tank |  | Chamber,Victoria St. Control Chamber No.20, MTI
3054 | COL-MTI-T-2300D | Tank/Resevoir, Hydraulic Power Unit, Simcoe Control Chamber No.2300D, MTI | COL-MTI-CH-2300 | Tank | Tank |  | T | http://www.toronto.ca/TWONTO#chemical_storage_tank |  | Chamber,Simcoe Control Chamber No.23,MTI
3055 | COL-MTI-T-2302B | Tank-2, Nitrogen-Charged Piston Accumulator, Pressurized Hydraulic Fluid Storage,Simcoe Control Chamber No.23B, MTI | COL-MTI-CH-2300B | Tank,Reservoir | Tank |  | T | http://www.toronto.ca/TWONTO#chemical_storage_tank |  | Chamber,Simcoe Control Chamber No.23B, MTI
3140 | COL-MTI-T-2400 | Tank, Hydraulic Power Unit, Spadina Control Chamber #24 | COL-MTI-CH-2400 |  | Tank |  | T | http://www.toronto.ca/TWONTO#chemical_storage_tank |  | Chamber,Spadina Control Chamber No.24, MTI
3141 | COL-MTI-T-2700B | Tank, Hydraulic Reservoir , Strachan St. Control Chamber No.27B, MTI | COL-MTI-CH-2700B | Heater | Tank |  | T | http://www.toronto.ca/TWONTO#chemical_storage_tank |  | Chamber,Strachan St. Control Chamber No.27B, MTI
3142 | COL-MTI-T-2702B | Oil Reservoir-2, Nitrogen-Charged Piston Accumulator, Pressurized Hydraulic Fluid Storage, MTI Chamber CH-2700B | COL-MTI-CH-2700B | Heater | Tank |  | T | http://www.toronto.ca/TWONTO#chemical_storage_tank |  | Chamber,Strachan St. Control Chamber No.27B, MTI
3143 | COL-MTI-T-2901 | Tank, Nitrogen-Charged Piston Accumulator, Pressurized Hydraulic Fluid Storage, MTI Chamber CH-2900 | COL-MTI-CH-2900 | Tank | Tank |  | T | http://www.toronto.ca/TWONTO#chemical_storage_tank |  | Chamber,Roxton St. Control Chamber No.29, MTI
3144 | COL-MTI-T-2902 | Tank, Nitrogen-Charged Piston Accumulator, Pressurized Hydraulic Fluid Storage, MTI Chamber CH-2900 | COL-MTI-CH-2900 | Tank | Tank |  | T | http://www.toronto.ca/TWONTO#chemical_storage_tank |  | Chamber,Roxton St. Control Chamber No.29, MTI
3145 | COL-MTI-T-3401 | Tank, Nitrogen-Charged Piston Accumulator, Pressurized Hydraulic Fluid Storage, MTI Chamber CH-3400 | COL-MTI-CH-3400 | Tank | Tank |  | T | http://www.toronto.ca/TWONTO#chemical_storage_tank |  | Chamber,Parkside St. Control Chamber No.34, MTI
3146 | COL-MTI-T-3402 | Tank, Nitrogen-Charged Piston Accumulator, Pressurized Hydraulic Fluid Storage, MTI Chamber CH-3400 | COL-MTI-CH-3400 | Tank | Tank |  | T | http://www.toronto.ca/TWONTO#chemical_storage_tank |  | Chamber,Parkside St. Control Chamber No.34, MTI
4141 | COL-PCU-T-0001 | tank, diesel, Generator Room | COL-PCU | Tank | Tank | 35000 | T | http://www.toronto.ca/TWONTO#fuel_oil_tank |  | Cumber Pumping Station
4142 | COL-PCU-T-0001 | tank, diesel, Generator Room | COL-PCU-SUSPENDED | Tank | Tank | 35000 | T | http://www.toronto.ca/TWONTO#fuel_oil_tank |  | Cumber P.S.suspended entities
4143 | COL-PCU-T-0002 | Tank, Hot Water, Ground Floor, Cumber PS | COL-PCU-AUX-MECH | Tank,Domestic Hot Water | Tank |  | T | http://www.toronto.ca/TWONTO#tanked_hot_water_heater |  | Mechanical Equipment
5878 | COL-PLB-T-0001 | Tank, Domestic Hot Water | COL-PLB | Tank | Tank |  | T | http://www.toronto.ca/TWONTO#tanked_hot_water_heater |  | Long Branch Pumping Station
5879 | COL-PLB-T-0001 | Tank, Domestic Hot Water | COL-PLB-AUX-MECH | Tank | Tank |  | T | http://www.toronto.ca/TWONTO#tanked_hot_water_heater |  | Mechanical Equipment
5880 | COL-PLB-T-0002 | Tank, Fuel | COL-PLB | Tank | Tank | 34555 | T | http://www.toronto.ca/TWONTO#fuel_oil_tank |  | Long Branch Pumping Station
5881 | COL-PLB-T-0002 | Tank, Fuel | COL-PLB-AUX-MECH | Tank | Tank | 34555 | T | http://www.toronto.ca/TWONTO#fuel_oil_tank |  | Mechanical Equipment
5882 | COL-PLB-T-0002 | Tank, Fuel | COL-PLB-SUSPENDED | Tank | Tank | 34555 | T | http://www.toronto.ca/TWONTO#fuel_oil_tank |  | Longbranch P.S.suspended entities
6267 | COL-PMM-T-0003 | Tank, Diesel Fuel | COL-PMM | Tank | Tank | 36002 | T | http://www.toronto.ca/TWONTO#fuel_oil_tank |  | Mimico Pumping Station
6656 | COL-PNT-T-0002 | Tank, Domestic Hot Water | COL-PNT-MISC | Tank | Tank |  | T | http://www.toronto.ca/TWONTO#tanked_hot_water_heater |  | Miscellaneous Equipment
6719 | COL-POM-T-0001 | Tank, Fuel | COL-POM | Tank | Tank |  | T | http://www.toronto.ca/TWONTO#fuel_oil_tank |  | Old Mill Sewage Pumping Station
6825 | COL-PQW-T-0001 | Tank, Domestic Hot Water | COL-PQW | Tank | Tank |  | T | http://www.toronto.ca/TWONTO#tanked_hot_water_heater |  | Queensway Sewage Pumping Station
6826 | COL-PQW-T-0001 | Tank, Domestic Hot Water | COL-PQW-MISC | Tank | Tank |  | T | http://www.toronto.ca/TWONTO#tanked_hot_water_heater |  | Miscellaneous Equipment
7178 | COL-PSD-T-0001 | Tank | COL-PSD-MISC |  | Tank |  | T | http://www.toronto.ca/TWONTO#storage_tank |  | Miscellaneous Equipment
7629 | COL-PST-T-0001 | Tank | COL-PST-MISC |  | Tank |  | T | http://www.toronto.ca/TWONTO#storage_tank |  | Miscellaneous Equipment
7841 | COL-PSW-T-0001 | Tank, Domestic Hot Water | COL-PSW | Tank,Domestic Hot Water | Tank |  | T | http://www.toronto.ca/TWONTO#tanked_hot_water_heater |  | Swansea Pumping Station
7842 | COL-PSW-T-0001 | Tank, Domestic Hot Water | COL-PSW-MISC | Tank,Domestic Hot Water | Tank |  | T | http://www.toronto.ca/TWONTO#tanked_hot_water_heater |  | Miscellaneous Equipment
8336 | COL-PWR-T-0001 | Tank, Diesel Fuel, Tank #1, West Rouge PS | COL-PWR-GEN-0001 | Tank | Tank |  | T | http://www.toronto.ca/TWONTO#fuel_oil_tank |  | Generator, Electricity, Standby Generator, West Rouge PS
8595 | COL-120-T-0702 | Tank, Nitrogen-Charged Piston Accumulator, Pressurized Hydraulic Fluid Storage, Coxwell CH-0700 | COL-120-CH-0700 | Tank | Tank |  | T | http://www.toronto.ca/TWONTO#chemical_storage_tank |  | Coxwell Control Chamber #7
9006 | COL-CCC | Charles Caccia Park Storm Sanitary Combined Water Tank | COL-SWQTF-STM |  | Tank |  |  | http://www.toronto.ca/TWONTO#reservoir_tank |  | Storm
9019 | COL-CED-T-0100 | Storage tank, Stormwater | COL-CED-MISC |  | Tank |  | T | http://www.toronto.ca/TWONTO#reservoir_tank |  | Miscellaneous Equipment
9811 | DU2017A | Tank, Gas Condensate | TAB-DIG-FX-9-12 | Tank | Tank |  |  | http://www.toronto.ca/TWONTO#condensate_trap |  | Digester Tanks 9-12, Flame Arresters, Condensate Tanks & Moisture Separators,
9812 | DU2018A | Tank, Gas Condensate | TAB-DIG-FX-9-12 | Tank | Tank |  |  | http://www.toronto.ca/TWONTO#condensate_trap |  | Digester Tanks 9-12, Flame Arresters, Condensate Tanks & Moisture Separators,
9813 | DU2019A | Tank, Gas Condensate | TAB-DIG-FX-9-12 | Tank | Tank |  |  | http://www.toronto.ca/TWONTO#condensate_trap |  | Digester Tanks 9-12, Flame Arresters, Condensate Tanks & Moisture Separators,
9815 | DU2022A | Receiver, Air, Dig. 5-8, 1st Flr | TAB-AI | Vessel,Pressure | Tank |  |  | http://www.toronto.ca/TWONTO#pressure_vessel |  | Local Compressed Air Equipment
9820 | DU2616 | Receiver, Air, Dig. 13-16, Bsmt | TAB-AI | Vessel,Pressure | Tank |  |  | http://www.toronto.ca/TWONTO#pressure_vessel |  | Local Compressed Air Equipment
9821 | DU6501A | Digester 19-22 Air Receiver | DU6501 | Vessel,Pressure | Tank |  |  | http://www.toronto.ca/TWONTO#pressure_vessel |  | Digester 19-22 Air Equipment
9823 | DU6502E | Valve, Pressure Relief, Dig. 19-22 Bsmt | DU6501 | Vessel,Pressure | Tank |  |  | http://www.toronto.ca/TWONTO#pressure_relief_valve |  | Digester 19-22 Air Equipment
147498 | WZ2006A | Activator, Vibrating Bin, 820A | TAB-SLD-FN | Vessel,Pressure | Tank |  |  | http://www.toronto.ca/TWONTO#storage_tank |  | Pelletizer Bldg. - Silo System, Fans & Filters
10396 | COL-MTI-RES-2401 | Accummulator 1 , HPU, Hydraulic Power Unit, Spadina Control Chamber #24 | COL-MTI-CH-2400 |  | Tank |  | RES | http://www.toronto.ca/TWONTO#chemical_storage_tank |  | Chamber,Spadina Control Chamber No.24, MTI
10409 | COL-MTI-T-0100 | Tank, Rersrvoir, Hydraulic Power Unit, HPU, Hiawatha Control Chamber No.1, MTI | COL-MTI-CH-0100 |  | Tank |  | T | http://www.toronto.ca/TWONTO#chemical_storage_tank |  | Chamber,Hiawatha Control Chamber No.1, MTI
10410 | COL-MTI-T-0101 | Tank 1, Nitrogen-Charged Piston Accumulator, Pressurized Hydraulic Fluid Storage, MTI Chamber CH-0100, Hiawatha Control Chamber No.1, MTI | COL-MTI-CH-0100 |  | Tank |  | T | http://www.toronto.ca/TWONTO#chemical_storage_tank |  | Chamber,Hiawatha Control Chamber No.1, MTI
10412 | COL-MTI-T-1401C | Tank, Nitrogen-Charged Piston Accumulator, Pressurized Hydraulic Fluid Storage, MTI CH-1400C Kiosk | COL-MTI-CH-1400C |  | Tank |  | T | http://www.toronto.ca/TWONTO#chemical_storage_tank |  | Chamber,Rosedale Valley Control Chamber No.14C, MTI
10413 | COL-MTI-T-2000C | Tank, Hydraulic Power Unit Resevoir | COL-MTI-CH-2000C | Switch | Tank |  | T | http://www.toronto.ca/TWONTO#chemical_storage_tank |  | Chamber,Scott Control Chamber No.20C, MTI
10414 | COL-MTI-T-2002 | Tank 2, Nitrogen-Charged Piston Accumulator, Pressurized Hydraulic Fluid Storage, MTI Chamber CH-2000, Victoria St. Control Chamber No.20, MTI | COL-MTI-CH-2000 |  | Tank |  | T | http://www.toronto.ca/TWONTO#chemical_storage_tank |  | Chamber,Victoria St. Control Chamber No.20, MTI
10415 | COL-MTI-T-2300B | Tank, Oil, Hydraulic Power Unit,Simcoe Control Chamber No.23B, MTI | COL-MTI-CH-2300B | Tank | Tank |  | T | http://www.toronto.ca/TWONTO#chemical_storage_tank |  | Chamber,Simcoe Control Chamber No.23B, MTI
10416 | COL-MTI-T-2300D | Tank/Resevoir, Hydraulic Power Unit, Simcoe Control Chamber No.2300D, MTI | COL-MTI-CH-2300D | Tank | Tank |  | T | http://www.toronto.ca/TWONTO#chemical_storage_tank |  | Chamber,Simcoe Control Chamber No.2300D, MTI
10417 | COL-MTI-T-2301B | Tank-1, Nitrogen-Charged Piston Accumulator, Pressurized Hydraulic Fluid Storage, Simcoe Control Chamber No.23B, MTI | COL-MTI-CH-2300B | Tank,Reservoir | Tank |  | T | http://www.toronto.ca/TWONTO#chemical_storage_tank |  | Chamber,Simcoe Control Chamber No.23B, MTI
10418 | COL-MTI-T-2301D | Tank, Nitrogen-Charged Piston Accumulator, Pressurized Hydraulic Fluid Storage, Simcoe Control Chamber No.2300D, MTI | COL-MTI-CH-2300D | Tank | Tank |  | T | http://www.toronto.ca/TWONTO#chemical_storage_tank |  | Chamber,Simcoe Control Chamber No.2300D, MTI
10419 | COL-MTI-T-2302D | Tank 2, Nitrogen-Charged Piston Accumulator, Pressurized Hydraulic Fluid Storage, Simcoe Control Chamber No.2300D, MTI | COL-MTI-CH-2300D | Tank | Tank |  | T | http://www.toronto.ca/TWONTO#chemical_storage_tank |  | Chamber,Simcoe Control Chamber No.2300D, MTI
10420 | COL-MTI-T-2701B | Oil Reservoir-1, Nitrogen-Charged Piston Accumulator, Pressurized Hydraulic Fluid Storage, MTI Chamber CH-2700B | COL-MTI-CH-2700B | Heater | Tank |  | T | http://www.toronto.ca/TWONTO#chemical_storage_tank |  | Chamber,Strachan St. Control Chamber No.27B, MTI
10421 | COL-MTI-T-2900 | Reservoir/Tank, Oil, Hydraulic Power Unit, MTI Chamber CH-2900 | COL-MTI-CH-2900 | Tank | Tank |  | T | http://www.toronto.ca/TWONTO#chemical_storage_tank |  | Chamber,Roxton St. Control Chamber No.29, MTI
10422 | COL-MTI-T-2903 | Tank, Nitrogen-Charged Piston Accumulator, Pressurized Hydraulic Fluid Storage, MTI Chamber CH-2900 | COL-MTI-CH-2900 | Tank | Tank |  | T | http://www.toronto.ca/TWONTO#chemical_storage_tank |  | Chamber,Roxton St. Control Chamber No.29, MTI
10423 | COL-MTI-T-3400 | Reservoir/TankHydraulic Power Unit, MTI Chamber CH-3400 | COL-MTI-CH-3400 | Tank | Tank |  | T | http://www.toronto.ca/TWONTO#chemical_storage_tank |  | Chamber,Parkside St. Control Chamber No.34, MTI
10424 | COL-MTI-T-3403 | Tank, Nitrogen-Charged Piston Accumulator, Pressurized Hydraulic Fluid Storage, MTI Chamber CH-3400 | COL-MTI-CH-3400 | Tank | Tank |  | T | http://www.toronto.ca/TWONTO#chemical_storage_tank |  | Chamber,Parkside St. Control Chamber No.34, MTI
10801 | FCL-AI-T-0001 | Tank, Air Receiver, Compressors C-0101 & 0102 Instrument Air, High Lift Building, Compressor Room | FCL-SA | Vessel,Pressure | Tank |  | T | http://www.toronto.ca/TWONTO#pressure_vessel |  | Service Air
89797 | WZ2007A | Activator, Vibrating Bin, 820B | TAB-SLD-FN | Vessel,Pressure | Tank |  |  | http://www.toronto.ca/TWONTO#storage_tank |  | Pelletizer Bldg. - Silo System, Fans & Filters
11246 | FCL-AM-T-0101 | Tank, Storage, Pressurised, Aqua Ammonia Storage Room, Dry Chemical Building | FCL-AM | Tank,Non-Pressurized | Tank |  | T | http://www.toronto.ca/TWONTO#chemical_storage_tank |  | Ammoniation
68473 | THR-ACC-T | Air Conditioning, Glycol Heating Packages | THR-ACC-WA3 | Tank | Tank |  |  | http://www.toronto.ca/TWONTO#chemical_storage_tank |  | Air Conditioning, Boiler, Fans & AHU
14459 | FCL-SES-CYL-0001 | Air Cylinder Carbon Fiber | FCL-SES-SQ-0008 | PPE,SCBA | Tank |  | CYL | gas_cylinder |  | Eyewash Station/Shower, Low Lift PS Building, Alum Delivery Door,Raw Water Pump Room Basement beside Phosphoric acid Skids
11547 | FCL-CLA-T-0101 | Tank, Expansion, CLA Weigh Scale 0101, Machine Room, Gaseous Chemical Building | FCL-CLA-CHL-0101 | Tank | Tank |  | T | expansion_tank |  | Chlorinator, Chlorine Gas, Chlorination System
11548 | FCL-CLA-T-0102 | Tank, Expansion, Chlorine Gas, CLA Evaporator 0101 Inlet, Machine Room, Gaseous Chemical Building | FCL-CLA1 | Tank | Tank |  | T | expansion_tank |  | Pre-Chlorination
11549 | FCL-CLA-T-0201 | Tank, Expansion, CLA Weigh Scale 0201, Machine Room, Gaseous Chemical Building | FCL-CLA-CHL-0201 | Tank | Tank |  | T | expansion_tank |  | Chlorinator, Chlorine Gas, Chlorination System
11550 | FCL-CLA-T-0201 | Tank, Expansion, CLA Weigh Scale 0201, Machine Room, Gaseous Chemical Building | FCL-CLA1 | Tank | Tank |  | T | expansion_tank |  | Pre-Chlorination
11675 | FCL-CLB-T-0101 | Tank, Expansion, CLB Weigh Scale 0101, Machine Room,Gaseous Chemical Building | FCL-CLA1 | Tank | Tank |  | T | expansion_tank |  | Pre-Chlorination
11676 | FCL-CLB-T-0102 | Tank, Expansion, Chlorine Gas, CLB Evaporator 0101 Inlet, Machine Room,Gaseous Chemical Building | FCL-CLB-CHL-0101 | Tank | Tank |  | T | expansion_tank |  | Chlorinator, Chlorine Gas, Chlorination System
11677 | FCL-CLB-T-0202 | Tank, Expansion, Chlorine Gas, CLB Evaporator 0201 Inlet, Machine Room,Gaseous Chemical Building | FCL-CLA1 | Tank | Tank |  | T | expansion_tank |  | Pre-Chlorination
11678 | FCL-CLB-T-0202 | Tank, Expansion, Chlorine Gas, CLB Evaporator 0201 Inlet, Machine Room,Gaseous Chemical Building | FCL-CLB-CHL-0201 | Tank | Tank |  | T | expansion_tank |  | Chlorinator, Chlorine Gas, Chlorination System
11679 | FCL-CLB-T-0202 | Tank, Expansion, Chlorine Gas, CLB Evaporator 0201 Inlet, Machine Room,Gaseous Chemical Building | FCL-CLB-EV-0201 | Tank | Tank |  | T | expansion_tank |  | Evaporator, Chlorine Gas, Chlorination System
11752 | FCL-CW-T-0002 | Tank, Hot Water, Non-Pressurised, High Lift Building, Basement B1, Janitor's Room | FCL-GRK | Tank,Non-Pressurized | Tank |  | T | http://www.toronto.ca/TWONTO#tanked_hot_water_heater |  | Buildings and Grounds
11753 | FCL-CW-T-0003 | Tank, Hot Water, Non-Pressurised, High Lift Building, Basement B2, Compressor Room | FCL-GRK | Tank,Non-Pressurized | Tank |  | T | http://www.toronto.ca/TWONTO#tanked_hot_water_heater |  | Buildings and Grounds
11754 | FCL-CW-T-0004 | Tank, Hot Water, Non-Pressurised, Filter Building, Compressor Room | FCL-GRK | Tank,Non-Pressurized | Tank |  | T | http://www.toronto.ca/TWONTO#tanked_hot_water_heater |  | Buildings and Grounds
11755 | FCL-CW-T-0005 | Tank, Hot Water, Non-Pressurised, Gaseous Chemical Building, Basement, Caustic Soda Storage Room | FCL-GRK | Tank,Non-Pressurized | Tank |  | T | http://www.toronto.ca/TWONTO#tanked_hot_water_heater |  | Buildings and Grounds
11756 | FCL-CW-T-0008 | Tank, Hot Water, Non-Pressurised, RMF Clarification Facility, Janitor Closet | FCL-GRK | Tank,Non-Pressurized | Tank |  | T | http://www.toronto.ca/TWONTO#tanked_hot_water_heater |  | Buildings and Grounds
11757 | FCL-CW-T-0009 | Tank, Hot Water, Non-Pressurised, RMF Centrifuge Building, Polymer Area | FCL-GRK | Tank,Non-Pressurized | Tank |  | T | http://www.toronto.ca/TWONTO#tanked_hot_water_heater |  | Buildings and Grounds
11758 | FCL-CW-T-0010 | Tank, Hot Water, Non-Pressurised, Dry Chemical Building, Basement | FCL-GRK | Tank,Non-Pressurized | Tank |  | T | http://www.toronto.ca/TWONTO#tanked_hot_water_heater |  | Buildings and Grounds
11759 | FCL-CW-T-0011 | Tank, Hot Water, Non-Pressurised, Dry Chemical Building, Basement | FCL-GRK | Tank,Non-Pressurized | Tank |  | T | http://www.toronto.ca/TWONTO#tanked_hot_water_heater |  | Buildings and Grounds
11760 | FCL-CW-T-0012 | Tank, Hot Water, Non-Pressurised, Low Lift Building, Basement | FCL-GRK | Tank,Non-Pressurized | Tank |  | T | http://www.toronto.ca/TWONTO#tanked_hot_water_heater |  | Buildings and Grounds
11821 | FCL-DCL-T-0201 | Tank, Expansion, SO2 Evaporator 0201 Inlet Header, Machine Room,Gaseous Chemical Building | FCL-DCL | Tank | Tank |  | T | expansion_tank |  | Sulphur Dioxide System
11822 | FCL-DCL-T-0202 | Tank, Expansion, SO2 Evaporator 0201 Inlet Header, Machine Room,Gaseous Chemical Building | FCL-DCL | Tank | Tank |  | T | expansion_tank |  | Sulphur Dioxide System
11823 | FCL-DCL-T-0301 | Tank, Expansion, SO2 Evaporator 0201 Inlet Header, Machine Room,Gaseous Chemical Building | FCL-DCL | Tank | Tank |  | T | expansion_tank |  | Sulphur Dioxide System
11824 | FCL-DCL-T-0302 | Tank, Expansion, SO2 Evaporator 0201 Inlet Header, Machine Room,Gaseous Chemical Building | FCL-DCL | Tank | Tank |  | T | expansion_tank |  | Sulphur Dioxide System
11926 | FCL-DEW-HLPS | High Lift Area Dewatering | FCL-DEW | Tank,Reservoir | Tank |  |  | http://www.toronto.ca/TWONTO#collection_of_assets |  | Dewatering
11978 | FCL-DEW-RW | Raw water Area Dewatering | FCL-DEW | Tank,Reservoir | Tank |  |  | http://www.toronto.ca/TWONTO#collection_of_assets |  | Dewatering
14460 | FCL-SES-CYL-0002 | Air Cylinder Carbon Fiber | FCL-SES | PPE,SCBA | Tank |  | CYL | gas_cylinder |  | Safety and Environmental Services
14461 | FCL-SES-CYL-0002 | Air Cylinder Carbon Fiber | FCL-SES-SQ-0008 | PPE,SCBA | Tank |  | CYL | gas_cylinder |  | Eyewash Station/Shower, Low Lift PS Building, Alum Delivery Door,Raw Water Pump Room Basement beside Phosphoric acid Skids
11981 | FCL-DEW-T-0201 | Tank, Treated Water Process Dewatering Pit | FCL-DEW | Tank,Reservoir | Tank |  | T | http://www.toronto.ca/TWONTO#storage_tank |  | Dewatering
11982 | FCL-DEW-T-0601 | Tank, Drain Pit, High Lift PS Area Dewatering Pit | FCL-DEW | Tank,Reservoir | Tank |  | T | http://www.toronto.ca/TWONTO#storage_tank |  | Dewatering
12519 | COL-PCU-T-0001 | tank, diesel, Generator Room | COL-PCU-MISC | Tank | Tank | 35000 | T | http://www.toronto.ca/TWONTO#fuel_oil_tank |  | Miscellaneous Equipment
12520 | COL-PCU-T-0002 | Tank, Hot Water, Ground Floor, Cumber PS | COL-PCU | Tank,Domestic Hot Water | Tank |  | T | http://www.toronto.ca/TWONTO#tanked_hot_water_heater |  | Cumber Pumping Station
12521 | COL-PCU-T-0002 | Tank, Hot Water, Ground Floor, Cumber PS | COL-PCU-MISC | Tank,Domestic Hot Water | Tank |  | T | http://www.toronto.ca/TWONTO#tanked_hot_water_heater |  | Miscellaneous Equipment
12755 | FCL-ELS-T-0101 | Tank, Generator G-0100 Oil Fuel Day Tank, Low Lift Building, Screen Room | FCL-ELS-PS-0003 | Tank,Reservoir | Tank |  | T | http://www.toronto.ca/TWONTO#fuel_oil_tank |  | Emergency Power
12992 | FCL-FL-T-0101 | Tank, Non-Pressurized, Hydrofluosilicic Acid System | FCL-FL | Tank,Non-Pressurized | Tank |  | T | http://www.toronto.ca/TWONTO#chemical_storage_tank |  | Fluoridation
12993 | FCL-FL-T-0201 | Tank, Non-Pressurized, Hydrofluosilicic Acid System | FCL-FL | Tank,Non-Pressurized | Tank |  | T | http://www.toronto.ca/TWONTO#chemical_storage_tank |  | Fluoridation
13059 | FCL-FLO-T-0201 | Tank, Flocculation | FCL-FLO | Tank,Reservoir | Tank |  | T | http://www.toronto.ca/TWONTO#flocculation_tank |  | Flocculation
13060 | FCL-FLO-T-0301 | Tank, Flocculation | FCL-FLO | Tank,Reservoir | Tank |  | T | http://www.toronto.ca/TWONTO#flocculation_tank |  | Flocculation
14462 | FCL-SES-CYL-0003 | Air Cylinder Carbon Fiber | FCL-SES-SQ-0008 | PPE,SCBA | Tank |  | CYL | gas_cylinder |  | Eyewash Station/Shower, Low Lift PS Building, Alum Delivery Door,Raw Water Pump Room Basement beside Phosphoric acid Skids
14463 | FCL-SES-CYL-0004 | Air Cylinder Carbon Fiber | FCL-SES-SQ-0008 | PPE,SCBA | Tank |  | CYL | gas_cylinder |  | Eyewash Station/Shower, Low Lift PS Building, Alum Delivery Door,Raw Water Pump Room Basement beside Phosphoric acid Skids
14464 | FCL-SES-CYL-0005 | Air Cylinder Carbon Fiber | FCL-SES | PPE,SCBA | Tank |  | CYL | gas_cylinder |  | Safety and Environmental Services
14465 | FCL-SES-CYL-0007 | Air Cylinder Carbon Fiber | FCL-SES | PPE,SCBA | Tank |  | CYL | gas_cylinder |  | Safety and Environmental Services
14466 | FCL-SES-CYL-0008 | Air Cylinder Carbon Fiber | FCL-SES | PPE,SCBA | Tank |  | CYL | gas_cylinder |  | Safety and Environmental Services
14467 | FCL-SES-CYL-0009 | Air Cylinder Carbon Fiber | FCL-SES | PPE,SCBA | Tank |  | CYL | gas_cylinder |  | Safety and Environmental Services
14468 | FCL-SES-CYL-0009 | Air Cylinder Carbon Fiber | FCL-SES-SQ-0008 | PPE,SCBA | Tank |  | CYL | gas_cylinder |  | Eyewash Station/Shower, Low Lift PS Building, Alum Delivery Door,Raw Water Pump Room Basement beside Phosphoric acid Skids
14469 | FCL-SES-CYL-0010 | Air Cylinder Carbon Fiber | FCL-SES | PPE,SCBA | Tank |  | CYL | gas_cylinder |  | Safety and Environmental Services
14470 | FCL-SES-CYL-0011 | Air Cylinder Carbon Fiber | FCL-SES | PPE,SCBA | Tank |  | CYL | gas_cylinder |  | Safety and Environmental Services
14471 | FCL-SES-CYL-0012 | Air Cylinder Carbon Fiber | FCL-SES | PPE,SCBA | Tank |  | CYL | gas_cylinder |  | Safety and Environmental Services
14472 | FCL-SES-CYL-0012 | Air Cylinder Carbon Fiber | FCL-SES-SQ-0008 | PPE,SCBA | Tank |  | CYL | gas_cylinder |  | Eyewash Station/Shower, Low Lift PS Building, Alum Delivery Door,Raw Water Pump Room Basement beside Phosphoric acid Skids
14473 | FCL-SES-CYL-0013 | Air Cylinder Carbon Fiber | FCL-SES-SQ-0008 | PPE,SCBA | Tank |  | CYL | gas_cylinder |  | Eyewash Station/Shower, Low Lift PS Building, Alum Delivery Door,Raw Water Pump Room Basement beside Phosphoric acid Skids
14474 | FCL-SES-CYL-0014 | Air Cylinder Carbon Fiber | FCL-SES-SQ-0008 | PPE,SCBA | Tank |  | CYL | gas_cylinder |  | Eyewash Station/Shower, Low Lift PS Building, Alum Delivery Door,Raw Water Pump Room Basement beside Phosphoric acid Skids
14475 | FCL-SES-CYL-0015 | Air Cylinder Carbon Fiber | FCL-SES-SQ-0008 | PPE,SCBA | Tank |  | CYL | gas_cylinder |  | Eyewash Station/Shower, Low Lift PS Building, Alum Delivery Door,Raw Water Pump Room Basement beside Phosphoric acid Skids
64753 | FCL-SES-CYL-0001 | Air Cylinder Carbon Fiber | FCL-SES | PPE,SCBA | Tank |  | CYL | gas_cylinder |  | Safety and Environmental Services
64754 | FCL-SES-CYL-0003 | Air Cylinder Carbon Fiber | FCL-SES | PPE,SCBA | Tank |  | CYL | gas_cylinder |  | Safety and Environmental Services
64755 | FCL-SES-CYL-0004 | Air Cylinder Carbon Fiber | FCL-SES | PPE,SCBA | Tank |  | CYL | gas_cylinder |  | Safety and Environmental Services
64756 | FCL-SES-CYL-0005 | Air Cylinder Carbon Fiber | FCL-SES-SQ-0008 | PPE,SCBA | Tank |  | CYL | gas_cylinder |  | Eyewash Station/Shower, Low Lift PS Building, Alum Delivery Door,Raw Water Pump Room Basement beside Phosphoric acid Skids
14779 | FCL-SES-T-0101 | Tank, Hot Water Heater, Water to Eyewash Station/Shower, Dry Chemical Bldg, Alum Containment Area | FCL-SES-1 | Tank,Domestic Hot Water | Tank |  | T | http://www.toronto.ca/TWONTO#tanked_hot_water_heater |  | Emergency Showers
14799 | FCL-SM-T-0101-SUS | Storage, Caustic Soda System | FCL-SUSPENDED | Tank,Non-Pressurized | Tank | 36715 | T | http://www.toronto.ca/TWONTO#chemical_storage_tank |  | Suspended entity
14800 | FCL-SM-T-0201-SUS | Storage, Caustic Soda System | FCL-SM | Tank,Non-Pressurized | Tank | 36716 | T | http://www.toronto.ca/TWONTO#chemical_storage_tank |  | Spill Management
14801 | FCL-SM-T-0301-SUS | Storage, Caustic Soda System | FCL-SM | Tank,Non-Pressurized | Tank | 36717 | T | http://www.toronto.ca/TWONTO#chemical_storage_tank |  | Spill Management
64757 | FCL-SES-CYL-0006 | Air Cylinder Carbon Fiber | FCL-SES | PPE,SCBA | Tank |  | CYL | gas_cylinder |  | Safety and Environmental Services
15491 | FCL-WWW-T-1100 | Tank, Clarifier, North, RMF Clarification Facility | FCL-WWW-CLAR | Tank | Tank |  | T | http://www.toronto.ca/TWONTO#clarifier |  | Clarification
64758 | FCL-SES-CYL-0006 | Air Cylinder Carbon Fiber | FCL-SES-SQ-0008 | PPE,SCBA | Tank |  | CYL | gas_cylinder |  | Eyewash Station/Shower, Low Lift PS Building, Alum Delivery Door,Raw Water Pump Room Basement beside Phosphoric acid Skids
64759 | FCL-SES-CYL-0007 | Air Cylinder Carbon Fiber | FCL-SES-SQ-0008 | PPE,SCBA | Tank |  | CYL | gas_cylinder |  | Eyewash Station/Shower, Low Lift PS Building, Alum Delivery Door,Raw Water Pump Room Basement beside Phosphoric acid Skids
15759 | FHA-ALM-T-0101 | Tank, Alum Storage #1, Service Building | FHA-ALM | Tank | Tank |  | T | http://www.toronto.ca/TWONTO#chemical_storage_tank |  | Alum
15898 | FHA-AM-T-0101 | Tank, Aqua Ammonia, RMF Ammonia Storage Room North Tank | FHA-AM | Tank | Tank |  | T | http://www.toronto.ca/TWONTO#chemical_storage_tank |  | Ammoniation
15899 | FHA-AM-T-0201 | Tank, Aqua Ammonia, RMF Ammonia Storage Room South Tank | FHA-AM | Tank | Tank |  | T | http://www.toronto.ca/TWONTO#chemical_storage_tank |  | Ammoniation
15901 | FHA-AM-T-0201SU | Tank, Aqua Ammomia #2 Storage Cap. 27,362 L | FHA-AM-T-0201-KQ | Tank | Tank | 33490 | T | http://www.toronto.ca/TWONTO#chemical_storage_tank |  | Tank Location, Ammonia Storage Room
15902 | FHA-AM-T-0201SU | Tank, Aqua Ammomia #2 Storage Cap. 27,362 L | FHA-SUSPENDED | Tank | Tank | 33490 | T | http://www.toronto.ca/TWONTO#chemical_storage_tank |  | Suspended Obsolete entity for storage purpose
15903 | FHA-AM-T-0301 | Tank, Aqua Ammomia #3 Storage Cap. 8500 L | FHA-AM-T-0301-KQ | Tank | Tank | 33294 | T | http://www.toronto.ca/TWONTO#chemical_storage_tank |  | Tank Location, Ammonia Storage Room
15995 | FHA-AUX-T-0101 | Tank, Air Receiver Compressed Air #1, Service Bldg. Alum Room | FHA-AUX-T-0101-KQ | Tank | Tank |  | T | http://www.toronto.ca/TWONTO#pressure_vessel |  | Compressed Air Tank 1
15998 | FHA-AUX-T-0102 | Tank, Air Receiver Compressed Air #2, Service Bldg. Alum Room | FHA-AUX-SA | Tank | Tank |  | T | http://www.toronto.ca/TWONTO#pressure_vessel |  | Plant Air/Instrument Air/Vacuum System
16000 | FHA-AUX-T-0103 | Tank, Air Receiver Compressed Air #3, Service Bldg. Alum Room | FHA-AUX-SA | Tank | Tank |  | T | http://www.toronto.ca/TWONTO#pressure_vessel |  | Plant Air/Instrument Air/Vacuum System
16002 | FHA-AUX-T-0104 | Tank, Air Receiver Compressed Air #4, Service Bldg. Alum Room | FHA-AUX-SA | Tank | Tank |  | T | http://www.toronto.ca/TWONTO#pressure_vessel |  | Plant Air/Instrument Air/Vacuum System
16003 | FHA-AUX-T-0104 | Tank, Air Receiver Compressed Air #4, Service Bldg. Alum Room | FHA-AUX-T-0104-KQ | Tank | Tank |  | T | http://www.toronto.ca/TWONTO#pressure_vessel |  | Compressed Air Tank 4
64760 | FCL-SES-CYL-0008 | Air Cylinder Carbon Fiber | FCL-SES-SQ-0008 | PPE,SCBA | Tank |  | CYL | gas_cylinder |  | Eyewash Station/Shower, Low Lift PS Building, Alum Delivery Door,Raw Water Pump Room Basement beside Phosphoric acid Skids
16099 | FHA-CCS-T-0201 | Tank, Phosphoric Acid Storage Tank T-0201, RMF Phosphoric Acid Storage Room | FHA-CCS | Tank | Tank |  | T | http://www.toronto.ca/TWONTO#chemical_storage_tank |  | Corrosion Control
16194 | FHA-CLA-T-0101 | Tank, Expansion, Chlorine Gas to Pre-Chlorine EV-0101, Filter Building, Cl2/SO2 Storage Room | FHA-CLA-CHL-0101 | Tank | Tank |  | T | expansion_tank |  | Chlorinator, Solution Feed Gas Dispenser Vacuum Operated, Filtration Bldg., Chlorine Feed Room
16195 | FHA-CLA-T-0201 | Tank, Expansion, Chlorine Gas to Pre-Chlorine EV-0201, Filter Building, Cl2/SO2 Storage Room | FHA-CLA-CHL-0201 | Tank | Tank |  | T | expansion_tank |  | Chlorinator, Solution Feed Gas Dispenser, Vacuum Operated, Filtration Bldg., Chlorine Feed Room
16196 | FHA-CLA-T-0201 | Tank, Expansion, Chlorine Gas to Pre-Chlorine EV-0201, Filter Building, Cl2/SO2 Storage Room | FHA-CLA-CHL-0201-KQ | Tank | Tank |  | T | expansion_tank |  | Chlorination Location,Train #2
16197 | FHA-CLA-T-0301 | Tank, Expansion, Chlorine Gas to Pre-Chlorine EV-0301, Filter Building, Cl2/SO2 Storage Room | FHA-CLA-CHL-0301 | Tank | Tank |  | T | expansion_tank |  | Chlorinator, Solution Feed Gas Dispenser, Vacuum Operated, Filtration Bldg., Chlorine Feed Room
16198 | FHA-CLA-T-0301 | Tank, Expansion, Chlorine Gas to Pre-Chlorine EV-0301, Filter Building, Cl2/SO2 Storage Room | FHA-CLA-CHL-0301-KQ | Tank | Tank |  | T | expansion_tank |  | Chlorination Location,Train #3
16284 | FHA-CLB-T-0101 | Tank, Expansion, Chlorine Gas to Post-Chlorine EV-0101, Filter Building, Cl2/SO2 Storage Room | FHA-CLB-CHL-0101-KQ | Tank | Tank |  | T | expansion_tank |  | Post Chlorination Location,Train #1
16420 | FHA-DCL-T-0101 | Tank, Expansion, Evaporator EV-0101, Filter Building, Cl2/SO2 Feeder Room | FHA-DCL | Tank | Tank | 39215 | T | expansion_tank |  | De-Chorination
16421 | FHA-DCL-T-0301 | Tank, Expansion, Evaporator EV-0301, Filter Building, Cl2/SO2 Feeder Room | FHA-DCL | Tank | Tank | 39216 | T | expansion_tank |  | De-Chorination
64761 | FCL-SES-CYL-0010 | Air Cylinder Carbon Fiber | FCL-SES-SQ-0008 | PPE,SCBA | Tank |  | CYL | gas_cylinder |  | Eyewash Station/Shower, Low Lift PS Building, Alum Delivery Door,Raw Water Pump Room Basement beside Phosphoric acid Skids
16997 | FHA-FL-T-0201 | Tank, Hydrofluosilicic Acid,, RMF Fluoride Storage Room South Tank | FHA-FL | Tank | Tank |  | T | http://www.toronto.ca/TWONTO#chemical_storage_tank |  | Fluoridation
16998 | FHA-FL-T-0301 | Tank 3, Flouride Storage - CAP: 27276 L - Steel Welded Tank - | FHA-FL | Tank | Tank | 33481 | T | http://www.toronto.ca/TWONTO#chemical_storage_tank |  | Fluoridation
16999 | FHA-FL-T-0401 | Tank 4, Flouride Storage - CAP: 27276 L - Steel Welded Tank - | FHA-SUSPENDED | Tank | Tank | 33475 | T | http://www.toronto.ca/TWONTO#chemical_storage_tank |  | Suspended Obsolete entity for storage purpose
17798 | FHA-SBS-T-0101 | Tank 1, Liquid SBS | FHA-SBS | Tank | Tank |  | T | http://www.toronto.ca/TWONTO#chemical_storage_tank |  | SBS System
17799 | FHA-SBS-T-0201 | Tank 2, Liquid SBS | FHA-SBS | Tank | Tank |  | T | http://www.toronto.ca/TWONTO#chemical_storage_tank |  | SBS System
17800 | FHA-SBS-T-0301 | Tank 3, Liquid SBS | FHA-SBS | Tank | Tank | 38786 | T | http://www.toronto.ca/TWONTO#chemical_storage_tank |  | SBS System
64762 | FCL-SES-CYL-0011 | Air Cylinder Carbon Fiber | FCL-SES-SQ-0008 | PPE,SCBA | Tank |  | CYL | gas_cylinder |  | Eyewash Station/Shower, Low Lift PS Building, Alum Delivery Door,Raw Water Pump Room Basement beside Phosphoric acid Skids
17827 | FHA-SED-T-0101 | Tank, Underground Settling and Flocculation Basin #1 | FHA-SED | Tank,Non-Pressurized | Tank |  | T | http://www.toronto.ca/TWONTO#flocculation_tank |  | Sedimentation
64763 | FCL-SES-CYL-0013 | Air Cylinder Carbon Fiber | FCL-SES | PPE,SCBA | Tank |  | CYL | gas_cylinder |  | Safety and Environmental Services
64764 | FCL-SES-CYL-0014 | Air Cylinder Carbon Fiber | FCL-SES | PPE,SCBA | Tank |  | CYL | gas_cylinder |  | Safety and Environmental Services
64765 | FCL-SES-CYL-0015 | Air Cylinder Carbon Fiber | FCL-SES | PPE,SCBA | Tank |  | CYL | gas_cylinder |  | Safety and Environmental Services
64766 | FCL-SES-CYL-0016 | Air Cylinder Carbon Fiber | FCL-SES | PPE,SCBA | Tank |  | CYL | gas_cylinder |  | Safety and Environmental Services
64767 | FCL-SES-CYL-0016 | Air Cylinder Carbon Fiber | FCL-SES-SQ-0008 | PPE,SCBA | Tank |  | CYL | gas_cylinder |  | Eyewash Station/Shower, Low Lift PS Building, Alum Delivery Door,Raw Water Pump Room Basement beside Phosphoric acid Skids
19291 | FHA-WWW-T-0701 | Tank, SBS Storage, RMF, SBS Storage Room | FHA-WWW-P-0711 | Tank | Tank |  | T | http://www.toronto.ca/TWONTO#chemical_storage_tank |  | Pump, SBS Feed, RMF, SBS Storage Room
19292 | FHA-WWW-T-0702 | Tank, SBS Storage, RMF, SBS Storage Room | FHA-SBS | Tank | Tank |  | T | http://www.toronto.ca/TWONTO#chemical_storage_tank |  | SBS System
19293 | FHA-WWW-T-0702 | Tank, SBS Storage, RMF, SBS Storage Room | FHA-WWW-P-0712 | Tank | Tank |  | T | http://www.toronto.ca/TWONTO#chemical_storage_tank |  | Pump, SBS Feed, RMF, SBS Storage Room
64768 | FCL-SES-CYL-0017 | Air Cylinder Carbon Fiber | FCL-SES-SQ-0008 | PPE,SCBA | Tank |  | CYL | gas_cylinder |  | Eyewash Station/Shower, Low Lift PS Building, Alum Delivery Door,Raw Water Pump Room Basement beside Phosphoric acid Skids
44030 | TAB-DEW-SB-3967 | Canister, Carbon, Equalization Tank Odour Control Train 3 | TAB-DEW EQUAL OCS | Tank,Non-Pressurized | Tank |  | SB | media_based_filter |  | Equalization Tank Odour Control System
43534 | TAB-DEW-F-4122 | Canister, Sludge Holding Tank#1 Odour Control East | TAB-DEW-T-4100 | Tank | Tank |  | F | media_based_filter |  | Tank, Sludge Holding #1
43535 | TAB-DEW-F-4322 | Canister, Sludge Holding Tank#3 Odour Control East | TAB-DEW-T-4300 | Tank | Tank |  | F | media_based_filter |  | Tank, Sludge Holding #3
64099 | THC-PRM-CH-5150 | Chamber, Plant Water, Tank 1100 & 1200, Primary Clarifier | THC-PRM-T-1100 | Tank,Water Elevated | Tank |  | CH | http://www.toronto.ca/TWONTO#equipment_or_access_chamber |  | Tank, Primary Clarifier
64098 | THC-PRM-CH-5120 | Chamber, Primary Plant Water, Tank 0900 & 1000, Primary Clarifier | THC-PRM-T-0900 | Tank,Water Elevated | Tank |  | CH | http://www.toronto.ca/TWONTO#equipment_or_access_chamber |  | Tank, Primary Clarifier
38611 | SU2028A | Cushion, Surge | TAB-PWA | Vessel,Pressure,Surge | Tank |  |  | http://www.toronto.ca/TWONTO#pumping_surge_suppression_tank |  | Plant Water
82138 | FHA-SES-SCBA-0021 | Cylinder for Air Pack Ser # OJ 113489 Suspend | FHA-SES-SCBA-CYLINDER | PPE,SCBA | Tank | 38742 | SCBA | gas_cylinder |  | Breathing Air Tanks (SCBA cylinders)
18553 | FHA-SES-SCBA-0020 | Cylinder for Air Pack Ser # OJ 113642 Suspend | FHA-SES-SCBA-CYLINDER | PPE,SCBA | Tank | 38741 | SCBA | gas_cylinder |  | Breathing Air Tanks (SCBA cylinders)
82137 | FHA-SES-SCBA-0019 | Cylinder for Air Pack Ser #. OJ 113726 Suspend | FHA-SES-SCBA-CYLINDER | PPE,SCBA | Tank | 38740 | SCBA | gas_cylinder |  | Breathing Air Tanks (SCBA cylinders)
147453 | WU2012A | Cylinder, Exp Tank Nitrogen, 814A | TAB-SLD-P | Container | Tank |  |  | gas_cylinder |  | Pelletizer Bldg. - Thermal Oil Heating System, Pumps, Strainer & Expanasion Tanks
147454 | WU2013A | Cylinder, Exp Tank Nitrogen, 814B | TAB-SLD-P | Container | Tank |  |  | gas_cylinder |  | Pelletizer Bldg. - Thermal Oil Heating System, Pumps, Strainer & Expanasion Tanks
50979 | TAB-PRM-T-2700 | D Building - Hopper, Scum | TAB-PRM-T | Tank | Tank |  | T | http://www.toronto.ca/TWONTO#storage_tank |  | D Building - Scum, Sludge Hoppers & Primary Tanks 10-12
50977 | TAB-PRM-T-1100 | D Building - Primary Tank 11 | TAB-PRM-T | Tank | Tank |  | T | http://www.toronto.ca/TWONTO#clarifier |  | D Building - Scum, Sludge Hoppers & Primary Tanks 10-12
147452 | WU2010A | Deaerator, 408A | TAB-SLD-P | Valve,Pressure Relief | Tank |  |  | http://www.toronto.ca/TWONTO#pressure_vessel |  | Pelletizer Bldg. - Thermal Oil Heating System, Pumps, Strainer & Expanasion Tanks
89769 | WU2011A | Deaerator, 408B | TAB-SLD-P | Valve,Pressure Relief | Tank |  |  | http://www.toronto.ca/TWONTO#pressure_vessel |  | Pelletizer Bldg. - Thermal Oil Heating System, Pumps, Strainer & Expanasion Tanks
20382 | FHO-ALM-T-0101 | Tank, Alum/Ferric Storage 1, Alum System, S4 Chemical Building | FHO-ALM | Tank,Reservoir | Tank |  | T | http://www.toronto.ca/TWONTO#chemical_storage_tank |  | Alum System
20385 | FHO-ALM-T-0201 | Tank, Alum/Ferric Storage 2, Alum System, S4 Chemical Building | FHO-ALM | Tank,Reservoir | Tank |  | T | http://www.toronto.ca/TWONTO#chemical_storage_tank |  | Alum System
20544 | COL-PMM-T-0001 | Tank, Domestic Hot Water | COL-PMM | Tank,Domestic Hot Water | Tank |  | T | http://www.toronto.ca/TWONTO#tanked_hot_water_heater |  | Mimico Pumping Station
20545 | COL-PMM-T-0001 | Tank, Domestic Hot Water | COL-PMM-MISC | Tank,Domestic Hot Water | Tank |  | T | http://www.toronto.ca/TWONTO#tanked_hot_water_heater |  | Miscellaneous Equipment
20546 | COL-PMM-T-0002 | Tank, Diesel Fuel | COL-PMM | Tank | Tank | 36001 | T | http://www.toronto.ca/TWONTO#fuel_oil_tank |  | Mimico Pumping Station
20547 | COL-PMM-T-0002 | Tank, Diesel Fuel | COL-PMM-MISC | Tank | Tank | 36001 | T | http://www.toronto.ca/TWONTO#fuel_oil_tank |  | Miscellaneous Equipment
20548 | COL-PMM-T-0003 | Tank, Diesel Fuel | COL-PMM-MISC | Tank | Tank | 36002 | T | http://www.toronto.ca/TWONTO#fuel_oil_tank |  | Miscellaneous Equipment
20680 | FHO-AM-T-0101 | Tank, Aqua Ammonia, Ammonia System, S4 Ammonia Storage Room | FHO-AM | Tank,Reservoir | Tank |  | T | http://www.toronto.ca/TWONTO#chemical_storage_tank |  | Ammoniation
20976 | FHO-CL-T-0101-SU | Tank, Caustic Soda Storage | FHO-SM-SB-0001-KQ | Tank,Reservoir | Tank | 32923 | T | http://www.toronto.ca/TWONTO#chemical_storage_tank |  | Scrubber
20977 | FHO-CL-T-0201-SU | Tank, Caustic Soda Storage | FHO-OBSOLETE | Tank,Reservoir | Tank | 32924 | T | http://www.toronto.ca/TWONTO#chemical_storage_tank |  | Removed From Service
20978 | FHO-CL-T-0201-SU | Tank, Caustic Soda Storage | FHO-SM-SB-0100 | Tank,Reservoir | Tank | 32924 | T | http://www.toronto.ca/TWONTO#chemical_storage_tank |  | Scrubber, Chlorine and SO2, Outdoor, East of Chemical Building
21022 | FHO-CLA-T-0201 | Tank, Expansion, Pre Chlorination Train 2, Chlorination System, S2 Chem. Storage Rm | FHO-CLA-CHL-0201-KQ | Vessel,Pressure | Tank |  | T | expansion_tank |  | Pre Chlorination Train 2
21158 | FHO-CLB-T-0101 | Tank, Expansion, Post Chlorination Train 1, Chlorination System, S2 Chlorine Storage Room | FHO-CLB-CHL-0101 | Vessel,Pressure | Tank |  | T | expansion_tank |  | Chlorinator, Post Chlorination Train 1 West, Chemical Building, L1, Evaporator Room
21159 | FHO-CLB-T-0101 | Tank, Expansion, Post Chlorination Train 1, Chlorination System, S2 Chlorine Storage Room | FHO-CLB-CHL-0101-KQ | Vessel,Pressure | Tank |  | T | expansion_tank |  | Post ChlorinationTrain 1
21160 | FHO-CLB-T-0201 | Tank, Expansion, Post Chlorination Train 2, Chlorination System, S2 Chlorine Storage Room | FHO-CLB-CHL-0201 | Vessel,Pressure | Tank |  | T | expansion_tank |  | Chlorinator, Post Chlorination Train 2 West, Chemical Building, L1, Evaporator Room
21161 | FHO-CLB-T-0201 | Tank, Expansion, Post Chlorination Train 2, Chlorination System, S2 Chlorine Storage Room | FHO-CLB-CHL-0201-KQ | Vessel,Pressure | Tank |  | T | expansion_tank |  | Post Chlorination Train 2
21162 | FHO-CLB-T-0301 | Tank, Expansion, Post Chlorination Train 3, Chlorination System, S2 Chlorine Storage Room | FHO-CLB-CHL-0301 | Vessel,Pressure | Tank |  | T | expansion_tank |  | Chlorinator, Post Chlorination East Train 3, Chemical Building, L1, Evaporator Room
21270 | FHO-CLC-T-0101 | Tank, Expansion, Trim Chlorination Train 1, Chlorination System, S2 Chemical Storage Room | FHO-CLC-CHL-0101 | Vessel,Pressure | Tank |  | T | expansion_tank |  | Chlorinator, Trim Chlorination Train 1, Chemical Building, L1, Machine Room
21351 | FHO-DCL-T-0001 | Tank, Expansion, Dechlorination Train 3, SO2 System, S2 Chemical Storage Room | FHO-DCL | Vessel,Pressure | Tank |  | T | expansion_tank |  | De-Chlorination
21352 | FHO-DCL-T-0001 | Tank, Expansion, Dechlorination Train 3, SO2 System, S2 Chemical Storage Room | FHO-DCL-SO-0301-KQ | Vessel,Pressure | Tank |  | T | expansion_tank |  | Dechlorination Train 3
21353 | FHO-DCL-T-0201 | Tank, Expansion, Dechlorination Train 2, SO2 System, S2 Chemical Storage Room | FHO-DCL-SO-0201 | Vessel,Pressure | Tank |  | T | expansion_tank |  | Sulphonator, Dechlorination Train 2, Chemical Building, Main Floor, Machine Room
21354 | FHO-DCL-T-0201 | Tank, Expansion, Dechlorination Train 2, SO2 System, S2 Chemical Storage Room | FHO-DCL-SO-0201-KQ | Vessel,Pressure | Tank |  | T | expansion_tank |  | Dechlorination Train 2
11979 | FCL-DEW-T-0101-SUS | Dewatering, Dry Pit RW | FCL-DEW | Tank,Non-Pressurized | Tank | 36467 | T | http://www.toronto.ca/TWONTO#storage_tank |  | Dewatering
11980 | FCL-DEW-T-0101-SUS | Dewatering, Dry Pit RW | FCL-SUSPENDED | Tank,Non-Pressurized | Tank | 36467 | T | http://www.toronto.ca/TWONTO#storage_tank |  | Suspended entity
51944 | FCL-DEW-T-0101-SUS | Dewatering, Dry Pit RW | FCL-DEW-RW | Tank,Non-Pressurized | Tank | 36467 | T | http://www.toronto.ca/TWONTO#storage_tank |  | Raw water Area Dewatering
45493 | TAB-DIG-T-13-16 | Digester Tanks 13-16 | TAB-DIG |  | Tank |  | T | http://www.toronto.ca/TWONTO#collection_of_assets |  | Digestion
45491 | TAB-DIG-T-09-12 | Digester Tanks 9-12 | TAB-DIG |  | Tank |  | T | http://www.toronto.ca/TWONTO#collection_of_assets |  | Digestion
111115 | TAB-DIG-STRC-T9-12 | Digester Tanks 9-12 - Structure, Drains, Electrical Service(110/220V), Lighting, Plumbing, Grounds | TAB-DIG-T-09-12 |  | Tank |  |  | http://www.toronto.ca/TWONTO#drain |  | Digester Tanks 9-12
80936 | TNT-DIG-PD-0200 | Digester, Primary, Vessel | TNT-DIG-PD | Vessel,Pressure | Tank |  | PD | http://www.toronto.ca/TWONTO#digester_tank |  | Primary Digester Tanks,Drainage Tanks
80937 | TNT-DIG-PD-0300 | Digester, Primary, Vessel | TNT-DIG-PD | Vessel,Pressure | Tank |  | PD | http://www.toronto.ca/TWONTO#digester_tank |  | Primary Digester Tanks,Drainage Tanks
80938 | TNT-DIG-PD-0500 | Digester, Primary, Vessel | TNT-DIG-PD | Vessel,Pressure | Tank |  | PD | http://www.toronto.ca/TWONTO#digester_tank |  | Primary Digester Tanks,Drainage Tanks
80939 | TNT-DIG-PD-0700 | Digester, Primary, Vessel | TNT-DIG-PD | Vessel,Pressure | Tank |  | PD | http://www.toronto.ca/TWONTO#digester_tank |  | Primary Digester Tanks,Drainage Tanks
45481 | TAB-DIG-T-0100 | Digestion Tank 01 | TAB-DIG-T-01-04 | Tank,Reservoir | Tank |  | T | http://www.toronto.ca/TWONTO#digester_tank |  | Digester Tanks 1-4
45484 | TAB-DIG-T-0200 | Digestion Tank 02 | TAB-DIG-T-01-04 | Tank,Reservoir | Tank |  | T | http://www.toronto.ca/TWONTO#digester_tank |  | Digester Tanks 1-4
45487 | TAB-DIG-T-0500 | Digestion Tank 05 | TAB-DIG-T-05-08 | Tank,Reservoir | Tank |  | T | http://www.toronto.ca/TWONTO#digester_tank |  | Digester Tanks 5-8
45489 | TAB-DIG-T-0700 | Digestion Tank 07 | TAB-DIG-T-05-08 | Tank,Reservoir | Tank |  | T | http://www.toronto.ca/TWONTO#digester_tank |  | Digester Tanks 5-8
45490 | TAB-DIG-T-0800 | Digestion Tank 08 | TAB-DIG-T-05-08 | Tank,Reservoir | Tank |  | T | http://www.toronto.ca/TWONTO#digester_tank |  | Digester Tanks 5-8
21646 | FHO-DOZ-T-2200 | Tank, Ozone Contact, Ozone Building, S1 &S2, Miidle/E | FHO-DOZ-CONT | Tank | Tank |  | T | http://www.toronto.ca/TWONTO#chemical_contact_tank |  | FHO OZONE CONTACT
21647 | FHO-DOZ-T-2300 | Tank, Ozone Contact, Ozone Building, S1 &S2, N/E | FHO-DOZ-CONT | Tank | Tank |  | T | http://www.toronto.ca/TWONTO#chemical_contact_tank |  | FHO OZONE CONTACT
21648 | FHO-DOZ-T-3100-SUS | ? tank, ? function in ? process, ? Location | FHO-SUSPENDED |  | Tank | 37818 | T | ? |  | Suspended Entity List
21649 | FHO-DOZ-T-3200-SUS | ? tank, ? function in ? process, ? Location | FHO-DOZ-SAMP |  | Tank | 37819 | T | ? |  | Ozone Contact Tank Sampling
21650 | FHO-DOZ-T-3200-SUS | ? tank, ? function in ? process, ? Location | FHO-SUSPENDED |  | Tank | 37819 | T | ? |  | Suspended Entity List
21651 | FHO-DOZ-T-3300-SUS | ? tank, ? function in ? process, ? Location | FHO-DOZ-SAMP |  | Tank | 37820 | T | ? |  | Ozone Contact Tank Sampling
21652 | FHO-DOZ-T-3300-SUS | ? tank, ? function in ? process, ? Location | FHO-SUSPENDED |  | Tank | 37820 | T | ? |  | Suspended Entity List
22903 | FHO-EPG-T-0001 | Tank, Diesel Storage, Underground, Near Outdoor Substation | FHO-ELS-PS-0003 | Tank,Non-Pressurized | Tank |  | T | http://www.toronto.ca/TWONTO#underground_fuel_oil_tank_temp |  | Emergency Power, Diesel & UPS
23547 | COL-PNT-T-0001 | Tank, Diesel Fuel | COL-PNT | Tank,Domestic Hot Water | Tank |  | T | http://www.toronto.ca/TWONTO#fuel_oil_tank |  | New Toronto Pumping Station
23548 | COL-PNT-T-0001 | Tank, Diesel Fuel | COL-PNT-MISC | Tank,Domestic Hot Water | Tank |  | T | http://www.toronto.ca/TWONTO#fuel_oil_tank |  | Miscellaneous Equipment
23549 | COL-PNT-T-0002 | Tank, Domestic Hot Water | COL-PNT | Tank | Tank |  | T | http://www.toronto.ca/TWONTO#tanked_hot_water_heater |  | New Toronto Pumping Station
23632 | FHO-FLT-F-0101 | Filter Bed # 1 | FHO-FLT | Tank,Reservoir | Tank |  | F | http://www.toronto.ca/TWONTO#filtration_tank |  | Filtration
23633 | FHO-FLT-F-0301 | Filter Bed # 3 | FHO-FLT | Tank,Reservoir | Tank |  | F | http://www.toronto.ca/TWONTO#filtration_tank |  | Filtration
23634 | FHO-FLT-F-0301 | Filter Bed # 3 | FHO-FLT-T-0301-KQ | Tank,Reservoir | Tank |  | F | http://www.toronto.ca/TWONTO#filtration_tank |  | Filter 3
23635 | FHO-FLT-F-0401 | Filter Bed # 4 | FHO-FLT | Tank,Reservoir | Tank |  | F | http://www.toronto.ca/TWONTO#filtration_tank |  | Filtration
23636 | FHO-FLT-F-0401 | Filter Bed # 4 | FHO-FLT-T-0401-KQ | Tank,Reservoir | Tank |  | F | http://www.toronto.ca/TWONTO#filtration_tank |  | Filter 4
23637 | FHO-FLT-F-0501 | Filter Bed # 5 | FHO-FLT | Tank,Reservoir | Tank |  | F | http://www.toronto.ca/TWONTO#filtration_tank |  | Filtration
23638 | FHO-FLT-F-0601 | Filter Bed # 6 | FHO-FLT-T-0601-KQ | Tank,Reservoir | Tank |  | F | http://www.toronto.ca/TWONTO#filtration_tank |  | Filter 6
23639 | FHO-FLT-F-0701 | Filter Bed # 7 | FHO-FLT | Tank,Reservoir | Tank |  | F | http://www.toronto.ca/TWONTO#filtration_tank |  | Filtration
23657 | COL-POM-T-0001 | Tank, Fuel | COL-POM-MISC | Tank | Tank |  | T | http://www.toronto.ca/TWONTO#fuel_oil_tank |  | Miscellaneous Equipment
23700 | FHO-FLT-F-0801 | Filter Bed # 8 | FHO-FLT | Tank,Reservoir | Tank |  | F | http://www.toronto.ca/TWONTO#filtration_tank |  | Filtration
23701 | FHO-FLT-F-1001 | Filter Bed # 10 | FHO-FLT | Tank,Reservoir | Tank |  | F | http://www.toronto.ca/TWONTO#filtration_tank |  | Filtration
23702 | FHO-FLT-F-1301 | Filter Bed # 13 | FHO-FLT | Tank,Reservoir | Tank |  | F | http://www.toronto.ca/TWONTO#filtration_tank |  | Filtration
45494 | TAB-DIG-T-1300 | Digestion Tank 13 | TAB-DIG-T-13-16 | Tank,Reservoir | Tank |  | T | http://www.toronto.ca/TWONTO#digester_tank |  | Digester Tanks 13-16
45495 | TAB-DIG-T-1500 | Digestion Tank 15 | TAB-DIG-T-13-16 | Tank,Reservoir | Tank |  | T | http://www.toronto.ca/TWONTO#digester_tank |  | Digester Tanks 13-16
45496 | TAB-DIG-T-2200 | Digestion Tank 22 | TAB-DIG-T-19-22 | Tank,Reservoir | Tank |  | T | http://www.toronto.ca/TWONTO#digester_tank |  | Digester Tanks 19-22
61744 | THC-FT-T-7720 | Distribution Chamber, Mixed Liquor, Tank 0900-1200, Secondary Clarification | THC-FT-PHASE I-IV | Tank | Tank |  | T | http://www.toronto.ca/TWONTO#storage_tank |  | Secondary Clarifiers, Phase I-IV
24390 | FHO-MCS-T-1501 | Tank, Hot Water, Ozone Building, L1, Janitor Room, S/W | FHO-MCS-PWA |  | Tank |  | T | http://www.toronto.ca/TWONTO#tanked_hot_water_heater |  | Service Water & Backflow Prevention
24391 | FHO-MCS-T-1502 | Tank, Hot Water, Ozone Building, L1, Hallway No.4, East | FHO-MCS-PWA |  | Tank |  | T | http://www.toronto.ca/TWONTO#tanked_hot_water_heater |  | Service Water & Backflow Prevention
24392 | FHO-MCS-T-1601 | Tank, Hot Water, Standby Building, S2, Janitor Room | FHO-MCS-PWA |  | Tank |  | T | http://www.toronto.ca/TWONTO#tanked_hot_water_heater |  | Service Water & Backflow Prevention
24393 | FHO-MCS-T-1701 | Tank, Hot Water, Chemical Building, S4, SBS Room | FHO-MCS-PWA |  | Tank |  | T | http://www.toronto.ca/TWONTO#tanked_hot_water_heater |  | Service Water & Backflow Prevention
24780 | FHO-PCL-T-0101 | Tank, PACL Storage, S4, Chemical Building | FHO-PCL | Tank,Reservoir | Tank |  | T | http://www.toronto.ca/TWONTO#chemical_storage_tank |  | PACL System
24783 | FHO-PCL-T-0201 | Tank, PACL Storage, S4, Chemical Building | FHO-PCL | Tank,Reservoir | Tank |  | T | http://www.toronto.ca/TWONTO#chemical_storage_tank |  | PACL System
24784 | FHO-PCL-T-0201 | Tank, PACL Storage, S4, Chemical Building | FHO-PCL-T-0201-KQ | Tank,Reservoir | Tank |  | T | http://www.toronto.ca/TWONTO#chemical_storage_tank |  | PACL Storage Tank 2
61745 | THC-FT-T-7730 | Distribution Chamber, Mixed Liquor, Tank 1300-1600, Secondary Clarification | THC-FT-PHASE I-IV | Tank | Tank |  | T | http://www.toronto.ca/TWONTO#storage_tank |  | Secondary Clarifiers, Phase I-IV
24999 | FHO-POL-T-0101 | Tank, Polymer Storage, S4 Chemical Building, Polymer Storage Area | FHO-POL | Tank,Reservoir | Tank |  | T | http://www.toronto.ca/TWONTO#chemical_storage_tank |  | Polymer System
25000 | FHO-POL-T-0102 | Tank, Polymer Storage (FHO TK PO 01 SO) | FHO-POL | Tank,Reservoir | Tank |  | T | http://www.toronto.ca/TWONTO#chemical_storage_tank |  | Polymer System
25001 | FHO-POL-T-0201 | Tank, Polymer Storage, S4 Chemical Building, Polymer Storage Area | FHO-POL | Tank,Reservoir | Tank |  | T | http://www.toronto.ca/TWONTO#chemical_storage_tank |  | Polymer System
25002 | FHO-POL-T-0201 | Tank, Polymer Storage, S4 Chemical Building, Polymer Storage Area | FHO-POL-T-0201-KQ | Tank,Reservoir | Tank |  | T | http://www.toronto.ca/TWONTO#chemical_storage_tank |  | Polymer Solution Storage Tank 2
25003 | FHO-POL-T-0202 | Tank, Polymer Storage (FHO TK PO 02 SO) | FHO-POL | Tank,Reservoir | Tank |  | T | http://www.toronto.ca/TWONTO#chemical_storage_tank |  | Polymer System
25062 | FHO-POL-T-0901 | Tank, WW Polymer, Waste Water System, Clarifier Building Basement | FHO-WWW-P-0901-KQ | Tank,Reservoir | Tank |  | T | http://www.toronto.ca/TWONTO#chemical_storage_tank |  | WW Polymer Pump System
25166 | FHO-PWA-T-0211 | Tank, Water Heater, Storage, Electric, 600V, Chemical Building, S4, Fluoride Storage Room | FHO-MCS-PWA | Tank,Domestic Hot Water | Tank |  | T | http://www.toronto.ca/TWONTO#tanked_hot_water_heater |  | Service Water & Backflow Prevention
25483 | FHO-SA-T-0201 | Tank, Receiver, Compressed Air, Service Air System, TRW Building, S3, Compressor Room | FHO-SA-C-0201-KQ | Vessel,Pressure | Tank |  | T | http://www.toronto.ca/TWONTO#pressure_vessel |  | Air Compressor 2
25484 | FHO-SA-T-0301-SU | Receiver, Plant Compressed Air | FHO-OBSOLETE | Vessel,Pressure | Tank | 32168 | T | http://www.toronto.ca/TWONTO#pressure_vessel |  | Removed From Service
25573 | FHO-SBS-T-0101 | Tank, Sodium Bishulphite, S4 Level, SBS Room, N/W | FHO-SBS | Tank | Tank |  | T | http://www.toronto.ca/TWONTO#chemical_storage_tank |  | Ozone Quenching
25574 | FHO-SBS-T-0201 | Tank, Sodium Bishulphite, S4 Level, SBS Room, N/E | FHO-SBS | Tank | Tank |  | T | http://www.toronto.ca/TWONTO#chemical_storage_tank |  | Ozone Quenching
62518 | THC-MCS-DRN-0200 | Drainage System, Workshop, WA2 Workshop | THC-GRK-STRC-0200 |  | Tank |  | DRN | http://www.toronto.ca/TWONTO#drain |  | Workshop, WA2, Building X
53120 | TAB-SA-D-3401 | Dryer, Package, Polymer Building, Basement | TAB-AUX-C | Drier | Tank |  | D | http://www.toronto.ca/TWONTO#dryer |  | Auxiliary Building - Compressed Service Air Equipment
53121 | TAB-SA-D-3402 | Dryer, Package, Polymer Building, Basement | TAB-AUX-C | Drier | Tank |  | D | http://www.toronto.ca/TWONTO#dryer |  | Auxiliary Building - Compressed Service Air Equipment
53118 | TAB-SA-D-0800 | Dryer, Chemical, Package, Auxiliary Systems Building, Main Floor | TAB-SA-F-0801 | Drier | Tank |  | D | http://www.toronto.ca/TWONTO#dryer |  | Pre-Filter, Package, Auxiliary Systems Building, Main Floor
53119 | TAB-SA-D-2600 | Dryer, Chemical, Package, Boiler Building, Basement | TAB-AUX-C | Drier | Tank |  | D | http://www.toronto.ca/TWONTO#dryer |  | Auxiliary Building - Compressed Service Air Equipment
81553 | TNT-PRM-T-0600 | DryWell, Primary Sludge | TNT-PRM | Tank,Reservoir | Tank |  | T | http://www.toronto.ca/TWONTO#clarifier |  | Primary Treatment
146822 | WTR-REB | East Woodbridge Tank | WTR-WEST-TNK |  | Tank | 35846 |  | http://www.toronto.ca/TWONTO#collection_of_assets |  | Work Area 3 WEST Tanks
26858 | FHO-TRW-T-0103 | Tank, Receiver, Surge Supression System Air Compressor C-0003, Surge Building, S2, Compressor Room | FHO-TRW-C-0003 | Vessel,Pressure | Tank |  | T | http://www.toronto.ca/TWONTO#pressure_vessel |  | Compressor, TW Surge Tanks, Surge Building, S2, Compressor Room
44077 | TAB-DEW-T-3910 | Equalization Tank #1 | TAB-DEW-EQUALIZATION |  | Tank |  | T | http://www.toronto.ca/TWONTO#storage_tank |  | Equalization Tank System
39792 | TAB-ACC-FD-5050 | Feeder, Chemical, Gas Control Building | TAB-ACC-P-5050 | Tank | Tank |  | FD | chemical_dosing_system |  | Pump, Circulating, Glycol, HWCP -3, New Gas Control Building Basement, Mid Section
65632 | THC-PWA-STR-1020 | Filter, Plant Water, Plant Water System | THC-PWA-V-1000 | Filter | Tank |  | STR | http://www.toronto.ca/TWONTO#strainer |  | Valve, Ball, Manual, Isolation, Plant Water, Header, Headworks, Tunnel T12
27283 | FHO-WWW-T-0202 | Tank, Clarifier 0202, Waste Water System, Clarifier Building, East | FHO-WWW | Tank,Reservoir | Tank |  | T | http://www.toronto.ca/TWONTO#clarifier |  | Residue Management / Waste Water System
81341 | TNT-FT-T-0100 | Final Tank # 1 | TNT-FT | Tank,Reservoir | Tank |  | T | http://www.toronto.ca/TWONTO#clarifier |  | Final Tanks 1-5
27578 | COL-PSW-T-0002 | Tank, Diesel Fuel | COL-PSW | Tank | Tank | 36092 | T | http://www.toronto.ca/TWONTO#fuel_oil_tank |  | Swansea Pumping Station
27579 | COL-PSW-T-0002 | Tank, Diesel Fuel | COL-PSW-MISC | Tank | Tank | 36092 | T | http://www.toronto.ca/TWONTO#fuel_oil_tank |  | Miscellaneous Equipment
27974 | FIS-ALM-T-0101-SUS | Tank, Alum/Polymer, Alum System | FIS-SUSPENDED | Tank | Tank | 38125 | T | http://www.toronto.ca/TWONTO#chemical_storage_tank |  | Obsolete Entities/Processes
27975 | FIS-ALM-T-0201-SUS | Tank, Alum/Polymer, Alum System | FIS-SUSPENDED | Tank | Tank | 38126 | T | http://www.toronto.ca/TWONTO#chemical_storage_tank |  | Obsolete Entities/Processes
27976 | FIS-ALM-T-0301-SUS | Tank, Alum/Polymer, Alum System | FIS-ALM | Tank | Tank | 38127 | T | http://www.toronto.ca/TWONTO#chemical_storage_tank |  | Alum System
27977 | FIS-ALM-T-0301-SUS | Tank, Alum/Polymer, Alum System | FIS-SUSPENDED | Tank | Tank | 38127 | T | http://www.toronto.ca/TWONTO#chemical_storage_tank |  | Obsolete Entities/Processes
27978 | FIS-ALM-T-0401-SUS | Tank, Alum/Polymer, Alum System | FIS-SUSPENDED | Tank | Tank | 38128 | T | http://www.toronto.ca/TWONTO#chemical_storage_tank |  | Obsolete Entities/Processes
28036 | FIS-AM-T-0201 | Tank, Ammonia Bulk Storage, Ammonia & Fluoride Building, Storage Room | FIS-AM | Tank,Reservoir | Tank |  | T | http://www.toronto.ca/TWONTO#chemical_storage_tank |  | Ammoniation
28181 | FIS-CCS-T-0101 | Tank, Phosphoric Acid Storage, Workshop Building, Chemical Storage | FIS-CCS | Tank | Tank |  | T | http://www.toronto.ca/TWONTO#chemical_storage_tank |  | Corrosion Control
28345 | FIS-CLB-T-0202 | Tank, Expansion, Cl2 Liquid to Evaporator EV-0201, Gaseous Chemical Building,Storage Room | FIS-CLB-EV-0201 | Vessel,Pressure | Tank |  | T | expansion_tank |  | Evaporator, Post Chlorination Train 2, Gaseous Chemical Building, Storage Room
28427 | FIS-CW-T-0100-SUS | Tank, Domestic Hot Water, Polymer Storage Room | FIS-GRK | Tank,Non-Pressurized | Tank | 38524 | T | http://www.toronto.ca/TWONTO#tanked_hot_water_heater |  | FIS Buildings & Grounds
28428 | FIS-CW-T-0100-SUS | Tank, Domestic Hot Water, Polymer Storage Room | FIS-SUSPENDED | Tank,Non-Pressurized | Tank | 38524 | T | http://www.toronto.ca/TWONTO#tanked_hot_water_heater |  | Obsolete Entities/Processes
28521 | FIS-DCL-T-0201 | Tank, Expansion, SO2 Liquid to Evaporator EV-0101, Gaseous Chemical Building,Storage Room | FIS-DCL-EV-0201 | Chemical Feeder,Gas | Tank |  | T | expansion_tank |  | Evaporator,Sulphur Dioxide Service, Stream #2, Gaseous Chemical Building, Storage Room
28522 | FIS-DCL-T-0201 | Tank, Expansion, SO2 Liquid to Evaporator EV-0101, Gaseous Chemical Building,Storage Room | FIS-DCL-SO-0201 | Chemical Feeder,Gas | Tank |  | T | expansion_tank |  | Sulphonator, Gaseous Chemical Building, Machine Room
140567 | TNT-FT-T-0200 | Final Tank # 2 | TNT-FT | Tank,Reservoir | Tank |  | T | http://www.toronto.ca/TWONTO#clarifier |  | Final Tanks 1-5
28595 | FIS-DEW-T-0005 | Tank, Dewatering Chamber, Filter Building Sub Basement, Main Sump Pit Area | FIS-DEW |  | Tank |  | T | http://www.toronto.ca/TWONTO#storage_tank |  | Dewatering & Drainage
28928 | FIS-ELS-T-2101 | Tank, 2500 L, Generator GEN-02100 Fuel Oil Storage, Workshop Building, Fuel Storage Tank Room | FIS-ELS-GEN-2100 |  | Tank |  | T | http://www.toronto.ca/TWONTO#fuel_oil_tank |  | Generator, Diesel, Emergency, 4160V, 750KW, Workshop Building, Generator Room
28929 | FIS-ELS-T-2201 | Tank, 2500 L, Generator GEN-02200 Fuel Oil Storage, Workshop Building, Fuel Storage Tank Room | FIS-ELS-GEN-2200 |  | Tank |  | T | http://www.toronto.ca/TWONTO#fuel_oil_tank |  | Generator, Diesel, Emergency, 4160V, 750KW, Workshop Building, Generator Room
28930 | FIS-ELS-T-2202 | Tank, 450 L, Generator GEN-2200 Fuel Oil Day Tank, Workshop Building, Generator Room | FIS-ELS-GEN-2200 |  | Tank |  | T | http://www.toronto.ca/TWONTO#fuel_oil_tank |  | Generator, Diesel, Emergency, 4160V, 750KW, Workshop Building, Generator Room
29250 | FIS-FL-T-0301 | Tank, Fluoride Bulk Storage, Ammonia & Fluoride Building, Additional T-0301 Room | FIS-FL | Tank,Reservoir | Tank |  | T | http://www.toronto.ca/TWONTO#chemical_storage_tank |  | Fluoridation
29656 | FIS-MCS-T-0101 | Tank, Domestic Hot Water, Raw Water Pumping Station, South East, Closet | FIS-MCS |  | Tank |  | T | http://www.toronto.ca/TWONTO#tanked_hot_water_heater |  | Mechanical Services
29657 | FIS-MCS-T-3001 | Tank, Domestic Hot Water, RMF Polymer Storage & Feeder Building, Polymer Storage Room | FIS-MCS | Heater | Tank |  | T | http://www.toronto.ca/TWONTO#tanked_hot_water_heater |  | Mechanical Services
29658 | FIS-MCS-T-4001 | Tank, Domestic Hot Water, Marine Yard Building, Mechanical/Electrical Room | FIS-MARINE-BUILDING |  | Tank |  | T | http://www.toronto.ca/TWONTO#tanked_hot_water_heater |  | FIS Marine Yard Building
29659 | FIS-MCS-T-4001 | Tank, Domestic Hot Water, Marine Yard Building, Mechanical/Electrical Room | FIS-MARINE-M/ERM |  | Tank |  | T | http://www.toronto.ca/TWONTO#tanked_hot_water_heater |  | Mechanical/ Electrical Room, Marine Yard Building
29660 | FIS-MCS-T-5001 | Tank, Domestic Hot Water, Ammonia & Fluoride Building, Near Server Room | FIS-MCS |  | Tank |  | T | http://www.toronto.ca/TWONTO#tanked_hot_water_heater |  | Mechanical Services
29697 | FIS-PCL-T-0201 | Tank, PACL Storage, Workshop Building, Chemical Storage | FIS-PCL | Tank | Tank |  | T | http://www.toronto.ca/TWONTO#chemical_storage_tank |  | PACL System
30178 | COL-PWR-T-0001 | Tank, Diesel Fuel, Tank #1, West Rouge PS | COL-PWR | Tank | Tank |  | T | http://www.toronto.ca/TWONTO#fuel_oil_tank |  | West Rouge Pumping Station
30179 | COL-PWR-T-0001 | Tank, Diesel Fuel, Tank #1, West Rouge PS | COL-PWR-AUX-MECH | Tank | Tank |  | T | http://www.toronto.ca/TWONTO#fuel_oil_tank |  | Mechanical Equipment
30180 | COL-PWR-T-0001 | Tank, Diesel Fuel, Tank #1, West Rouge PS | COL-PWR-MISC | Tank | Tank |  | T | http://www.toronto.ca/TWONTO#fuel_oil_tank |  | Miscellaneous Equipment
30183 | COL-PWR-T-0003 | Tank, Domestic Hot Water, Mid Floor VFD Room, West Rouge PS | COL-PWR | Tank,Domestic Hot Water | Tank |  | T | http://www.toronto.ca/TWONTO#tanked_hot_water_heater |  | West Rouge Pumping Station
30184 | COL-PWR-T-0003 | Tank, Domestic Hot Water, Mid Floor VFD Room, West Rouge PS | COL-PWR-AUX-MECH | Tank,Domestic Hot Water | Tank |  | T | http://www.toronto.ca/TWONTO#tanked_hot_water_heater |  | Mechanical Equipment
30185 | COL-PWR-T-0003 | Tank, Domestic Hot Water, Mid Floor VFD Room, West Rouge PS | COL-PWR-MISC | Tank,Domestic Hot Water | Tank |  | T | http://www.toronto.ca/TWONTO#tanked_hot_water_heater |  | Miscellaneous Equipment
30268 | FIS-SBS-T-0101 | Tank, SBS Storage, Workshop Building, Chemical Storage | FIS-ALM | Tank | Tank |  | T | http://www.toronto.ca/TWONTO#chemical_storage_tank |  | Alum System
30269 | FIS-SBS-T-0101 | Tank, SBS Storage, Workshop Building, Chemical Storage | FIS-SBS | Tank | Tank |  | T | http://www.toronto.ca/TWONTO#chemical_storage_tank |  | SBS System
30270 | FIS-SBS-T-0201 | Tank, SBS Storage, Workshop Building, Chemical Storage | FIS-ALM | Tank | Tank |  | T | http://www.toronto.ca/TWONTO#chemical_storage_tank |  | Alum System
30271 | FIS-SBS-T-0201 | Tank, SBS Storage, Workshop Building, Chemical Storage | FIS-SBS | Tank | Tank |  | T | http://www.toronto.ca/TWONTO#chemical_storage_tank |  | SBS System
30747 | FIS-SM-T-0201 | Tank, Reservoir, Center Caustic Solution, Caustic Soda System | FIS-SM-SB | Tank,Reservoir | Tank | 32803 | T | http://www.toronto.ca/TWONTO#chemical_storage_tank |  | Scrubber
30748 | FIS-SM-T-0301 | Tank, Reservoir, East Caustic Solution, Caustic Soda System | FIS-SM-SB | Tank,Reservoir | Tank | 32804 | T | http://www.toronto.ca/TWONTO#chemical_storage_tank |  | Scrubber
81342 | TNT-FT-T-0300 | Final Tank # 3 | TNT-FT | Tank,Reservoir | Tank |  | T | http://www.toronto.ca/TWONTO#clarifier |  | Final Tanks 1-5
140568 | TNT-FT-T-0400 | Final Tank # 4 | TNT-FT | Tank,Reservoir | Tank |  | T | http://www.toronto.ca/TWONTO#clarifier |  | Final Tanks 1-5
81343 | TNT-FT-T-0500 | Final Tank # 5 | TNT-FT | Tank,Non-Pressurized | Tank |  | T | http://www.toronto.ca/TWONTO#clarifier |  | Final Tanks 1-5
50197 | TAB-PLT-T-1321 | Grit Hopper # 13 | TAB-PLT-T-D | Tank | Tank |  | T | http://www.toronto.ca/TWONTO#storage_tank |  | D Building - Grit Tanks & Hoppers 13 - 16
31244 | FPP-AM-T-0001 | Aqua Ammonia Tank | FHA-FPP | Tank | Tank |  | T | http://www.toronto.ca/TWONTO#chemical_storage_tank |  | Harris Filtration Pilot Plant
31245 | FPP-AM-T-0001 | Aqua Ammonia Tank | FPP-LPL-PIP-0001 | Tank | Tank |  | T | http://www.toronto.ca/TWONTO#chemical_storage_tank |  | Lead Pipe Loop system
31307 | FU2010A | Receiver, Air | TAB-PRS-C | Vessel,Pressure | Tank |  |  | http://www.toronto.ca/TWONTO#pressure_vessel |  | Air Compressors & Receiver/ Unloading Station
31326 | HX2012B | Receiver, Air | TAB-RSP-C-M | Vessel,Pressure | Tank |  |  | http://www.toronto.ca/TWONTO#pressure_vessel |  | M Building, Compressed Air
31329 | HX2407B | Receiver, Air | TAB-RSP-C | Vessel,Pressure | Tank |  |  | http://www.toronto.ca/TWONTO#pressure_vessel |  | T Building, Compressed Air
31345 | IU2012A | Receiver, Air, Inc., 5th Flr | EU2002 | Vessel,Pressure | Tank |  |  | http://www.toronto.ca/TWONTO#pressure_vessel |  | Incinerator Building Air Equipment
31349 | IU2016A | Receiver, Air, Ht Rcvy, Bsmt, W. Side, | IU2016 | Vessel,Pressure | Tank |  |  | http://www.toronto.ca/TWONTO#pressure_vessel |  | Heat Recovery Building Air Equipment
31354 | IU2019A | Receiver, Air, Z- Bldg. Main Floor, # 3 HWB | TAB-AI-S-10 | Vessel,Pressure | Tank |  |  | http://www.toronto.ca/TWONTO#pressure_vessel |  | Z Building Air Equipment
31357 | IU2021A | Receiver, Air, Inc., 5th Flr, Near Waste Ht Boiler 5 | EU2002 | Vessel,Pressure | Tank |  |  | http://www.toronto.ca/TWONTO#pressure_vessel |  | Incinerator Building Air Equipment
31362 | IU2026A | Receiver, Air, Aux., 1st Flr | IU2026 | Vessel,Pressure | Tank |  |  | http://www.toronto.ca/TWONTO#pressure_vessel |  | Auxilliary Building Air Equipment
31364 | IU2027A | Receiver, Air, Aux., 1st Flr | IU2026 | Vessel,Pressure | Tank |  |  | http://www.toronto.ca/TWONTO#pressure_vessel |  | Auxilliary Building Air Equipment
31365 | IU2028A | Receiver, Air, Aux., 1st Flr | IU2026 | Vessel,Pressure | Tank |  |  | http://www.toronto.ca/TWONTO#pressure_vessel |  | Auxilliary Building Air Equipment
31367 | IU2029A | Receiver, Air, Aux., 1st Flr | IU2026 | Vessel,Pressure | Tank |  |  | http://www.toronto.ca/TWONTO#pressure_vessel |  | Auxilliary Building Air Equipment
31470 | JX2091A1 | Receiver, Air | TAB-SUSPENDED ENTITY | Vessel,Pressure | Tank | 33585 |  | http://www.toronto.ca/TWONTO#pressure_vessel |  | Suspended entities
31472 | JX2092A1 | Receiver, Air | TAB-SUSPENDED ENTITY | Vessel,Pressure | Tank | 33587 |  | http://www.toronto.ca/TWONTO#pressure_vessel |  | Suspended entities
32205 | COL-SHD | Hyde Ave Storm Storage Tank | COL-SWQTF-PS |  | Tank |  |  | http://www.toronto.ca/TWONTO#detention_tank |  | Pumping Stations
32206 | COL-SHD | Hyde Ave Storm Storage Tank | COL-SWQTF-STM |  | Tank |  |  | http://www.toronto.ca/TWONTO#detention_tank |  | Storm
32246 | COL-SKW-T-0100 | North storage tank, Stormwater | COL-SKW-MISC |  | Tank |  | T | http://www.toronto.ca/TWONTO#detention_tank |  | Miscellaneous Equipment
32247 | COL-SKW-T-0200 | South storage tank, CSO | COL-SKW-MISC |  | Tank |  | T | http://www.toronto.ca/TWONTO#detention_tank |  | Miscellaneous Equipment
50199 | TAB-PLT-T-1421 | Grit Hopper # 14 | TAB-PLT-T-D | Tank | Tank |  | T | http://www.toronto.ca/TWONTO#storage_tank |  | D Building - Grit Tanks & Hoppers 13 - 16
50201 | TAB-PLT-T-1521 | Grit Hopper # 15 | TAB-PLT-T-D | Tank | Tank |  | T | http://www.toronto.ca/TWONTO#storage_tank |  | D Building - Grit Tanks & Hoppers 13 - 16
50178 | TAB-PLT-T-0121 | Grit Hopper #1 | TAB-PLT-T | Tank | Tank |  | T | http://www.toronto.ca/TWONTO#storage_tank |  | P Building - Grit Tanks 1-12 & Hoppers 1 - 6
50187 | TAB-PLT-T-0321 | Grit Hopper #3 | TAB-PLT-T | Tank | Tank |  | T | http://www.toronto.ca/TWONTO#storage_tank |  | P Building - Grit Tanks 1-12 & Hoppers 1 - 6
34296 | KU2610A | Tank, Condensate | TAB-HRS-T | Tank | Tank |  |  | http://www.toronto.ca/TWONTO#condensate_trap |  | Steam Flash Tanks & Controls
50189 | TAB-PLT-T-0421 | Grit Hopper #4 | TAB-PLT-T | Tank | Tank |  | T | http://www.toronto.ca/TWONTO#storage_tank |  | P Building - Grit Tanks 1-12 & Hoppers 1 - 6
38405 | PU2426 | Receiver, Air, Old Dblg Pump Gallery South | TAB-AI | Vessel,Pressure | Tank |  |  | http://www.toronto.ca/TWONTO#pressure_vessel |  | Local Compressed Air Equipment
38406 | PU5520A | Receiver, Air, PST 7-9 Gallery | TAB-AI | Vessel,Pressure | Tank |  |  | http://www.toronto.ca/TWONTO#pressure_vessel |  | Local Compressed Air Equipment
38607 | SU2025A | Receiver, Air | TAB-THK-COMP | Vessel,Pressure | Tank |  |  | http://www.toronto.ca/TWONTO#pressure_vessel |  | Floatation - Air Compressor
38609 | SU2026A | Receiver, Air | TAB-THK-COMP | Vessel,Pressure | Tank |  |  | http://www.toronto.ca/TWONTO#pressure_vessel |  | Floatation - Air Compressor
50198 | TAB-PLT-T-1401 | Grit Tank # 14 | TAB-PLT-T-D | Tank | Tank |  | T | http://www.toronto.ca/TWONTO#sedimentation_tank |  | D Building - Grit Tanks & Hoppers 13 - 16
39146 | SWM-PWI-T-0001 | Tank, Fuel | SWM-PWI | Tank | Tank |  | T | http://www.toronto.ca/TWONTO#fuel_oil_tank |  | Wilson Storm Pumping Station
39164 | SWM-SOS | Old Sheppard Park Storm Water Tank | COL-SWQTF-STM |  | Tank |  |  | http://www.toronto.ca/TWONTO#detention_tank |  | Storm
39170 | SWM-SOS-T-0100 | East Tank, Stormwater | SWM-SOS | Tank | Tank |  | T | http://www.toronto.ca/TWONTO#detention_tank |  | Old Sheppard Park Storm Water Tank
50200 | TAB-PLT-T-1501 | Grit Tank # 15 | TAB-PLT-T-D | Tank | Tank |  | T | http://www.toronto.ca/TWONTO#sedimentation_tank |  | D Building - Grit Tanks & Hoppers 13 - 16
40903 | TAB-ACC-MEQ-5301 | Air Separator,Glycol Loop,Seawall Substation | TAB-ACC-5300 | Tank | Tank |  | MEQ | air_seperator |  | Space Heating, Sea Wall Sub Station ( New Project)
63796 | THC-PLT-T-0500 | Grit Tank 0500 | THC-PLT-GRIT TANKS | Tank,Water Elevated | Tank |  | T | http://www.toronto.ca/TWONTO#sedimentation_tank |  | Grid Tanks
144647 | WTR-PJS-T-0002 | Harris Suction Surge Tank | WTR-PJS-TRW | Tank | Tank |  | T | http://www.toronto.ca/TWONTO#pumping_surge_suppression_tank |  | Treated Water (Transmission)
41234 | TAB-ACC-T-0010 | Tank, Air Separator, Primary loop, Near Boiler | TAB-PWH | Tank | Tank |  | T | air_seperator |  | Primary Heating Loop
41235 | TAB-ACC-T-0140 | Tank #1, Expansion, Primary Loop | TAB-PWH | Tank,Non-Pressurized | Tank |  | T | expansion_tank |  | Primary Heating Loop
41236 | TAB-ACC-T-0145 | Tank #2, Expansion, Primary Loop | TAB-PWH | Tank,Non-Pressurized | Tank |  | T | expansion_tank |  | Primary Heating Loop
53868 | TAB-SLO-T-0301 | Hopper #1, HBS-301 | TAB-SLO-TLF | Tank,Reservoir | Tank |  | T | http://www.toronto.ca/TWONTO#storage_tank |  | Biosolid Truck Loadout
41238 | TAB-ACC-T-0212 | Tank , Storage, Domestic Hot Water, | TAB-ACC-0200 | Tank,Domestic Hot Water | Tank |  | T | http://www.toronto.ca/TWONTO#tanked_hot_water_heater |  | Domestic H.W. System 1, Admin Bldg, Item 20
53870 | TAB-SLO-T-0302 | Hopper #2, HBS-303 | TAB-SLO-TLF | Tank,Reservoir | Tank |  | T | http://www.toronto.ca/TWONTO#storage_tank |  | Biosolid Truck Loadout
41240 | TAB-ACC-T-0790 | Tank, Chemical Mixing- Boiler No.19 (0400) | TAB-HRS-P | Tank | Tank |  | T | http://www.toronto.ca/TWONTO#chemical_storage_tank |  | Steam Chemical Mixing & Pumping
53871 | TAB-SLO-T-0303 | Hopper #3, HBS-305 | TAB-SLO-TLF | Tank,Reservoir | Tank |  | T | http://www.toronto.ca/TWONTO#storage_tank |  | Biosolid Truck Loadout
41242 | TAB-ACC-T-1090 | Tank, Air Separator, Glycol | TAB-ACC-HE-1040 | Tank | Tank |  | T | air_seperator |  | Heat Exchanger, Hot Water/Glycol Heating System, New Screen Room
41243 | TAB-ACC-T-1223 | Tank, Expansion, Glycol Line | TAB-ACC-P-1222 | Tank,Non-Pressurized | Tank |  | T | expansion_tank |  | Pump, Glycol Circulating,Make Up Line
41244 | TAB-ACC-T-1480 | Tank, Expansion, Secondary Hot Water Loop | TAB-ACC-1400 | Tank | Tank |  | T | expansion_tank |  | Heating, Z Bldg -
41247 | TAB-ACC-T-2101 | Tank, Glycol Expansion Tank | TAB-ACC-HE-2100S |  | Tank |  | T | expansion_tank |  | Heat Exchanger, Glycol Heat Exchanger
41248 | TAB-ACC-T-2102 | Tank, Glycol System Air Separator | TAB-ACC-HE-2100S |  | Tank |  | T | air_seperator |  | Heat Exchanger, Glycol Heat Exchanger
41249 | TAB-ACC-T-2221 | Tank, Hot Water Air Separator | TAB-ACC-HE-2220 |  | Tank |  | T | air_seperator |  | Heat Exchanger, Glycol Heat Exchanger
41250 | TAB-ACC-T-2231 | Tank, Glycol Expansion Tank | TAB-ACC-HE-2220 |  | Tank |  | T | expansion_tank |  | Heat Exchanger, Glycol Heat Exchanger
89799 | WZ2013A | Hopper, Dosing, 701B | TAB-SLD-SL | Tank | Tank |  |  | http://www.toronto.ca/TWONTO#storage_tank |  | Pelletizer Bldg. - Sludge System, Coater, Dryer & Hopper
41252 | TAB-ACC-T-3602 | TANK, EXPANSION,POTABLE WATER, FLOW CONTROL, BASEMENT ADMIN BUILDING | TAB-ADM-STRC | Tank | Tank |  | T | expansion_tank |  | Old Admin Building - General
41253 | TAB-ACC-T-3603 | TANK, GLYCOL SYSTEM AIR SEPARATOR, GLYCOL SYSTEM CONTROL, BASEMENT ADMIN BUILDING | TAB-ADM-STRC | Tank | Tank |  | T | air_seperator |  | Old Admin Building - General
41254 | TAB-ACC-T-3604 | TANK, ELECTRIC HOT WATER, TEMPERATURE CONTROL, BASEMENT ADMIN BUILDING | TAB-ADM-STRC | Tank | Tank |  | T | http://www.toronto.ca/TWONTO#tanked_hot_water_heater |  | Old Admin Building - General
41255 | TAB-ACC-T-3605 | TANK, GLYCOL SYSTEM AIR SEPARATOR, GLYCOL SYSTEM CONTROL, BASEMENT ADMIN BUILDING | TAB-ADM-STRC | Tank | Tank |  | T | air_seperator |  | Old Admin Building - General
41256 | TAB-ACC-T-3650 | Tank, Air Separator, Glycol line | TAB-ACC-HE-3650 | Tank | Tank |  | T | air_seperator |  | Heat Exchanger, Old Admin bldg
41257 | TAB-ACC-T-3651 | Tank, Expansion, Glycol line | TAB-ACC-HE-3650 | Tank | Tank |  | T | expansion_tank |  | Heat Exchanger, Old Admin bldg
50978 | TAB-PRM-T-2500 | Hopper, Primary Tanks 7-9 Scum | TAB-PRM-T-P | Tank | Tank |  | T | http://www.toronto.ca/TWONTO#storage_tank |  | P Building - Scum, Sludge Hoppers & Primary Tanks 7 - 9
38403 | PU2006A | Hopper, Scum | TAB-PRM-T-0500 | Tank | Tank |  |  | http://www.toronto.ca/TWONTO#storage_tank |  | Old PS -Primary Tank 5
105272 | PU2002A | Hopper, Scum | TAB-PRM-T-0100 | Tank | Tank |  |  | http://www.toronto.ca/TWONTO#storage_tank |  | Old PS Primary Tank 1
41261 | TAB-ACC-T-4811 | Tank, Air Separator, Pump Suctions | TAB-ACC-P-4811 | Tank | Tank |  | T | air_seperator |  | Pump, Circulating,Hot Water,Dig 19-22 Sludge Heating, P17-1,
105273 | PU2005A | Hopper, Scum | TAB-PRM-T-0400 | Tank | Tank |  |  | http://www.toronto.ca/TWONTO#storage_tank |  | Old PS Primary Tank 4
41263 | TAB-ACC-T-4904 | Tank, Chemical, Seawall Tunnel, East | TAB-ACC-P-4903 | Tank | Tank |  | T | http://www.toronto.ca/TWONTO#chemical_storage_tank |  | Pump, Tertiary, Glycol, Seawall Tunnel, East
41264 | TAB-ACC-T-5301 | Tank,Glycol Make-up Package,Seawall Substation | TAB-ACC-HE-5310 | Tank | Tank |  | T | http://www.toronto.ca/TWONTO#chemical_storage_tank |  | Heat Exchanger, Glycol Supply,Seawall Substation
41265 | TAB-ACC-T-5302 | Tank,Expansion,Seawall Substation | TAB-ACC-HE-5310 | Tank | Tank |  | T | expansion_tank |  | Heat Exchanger, Glycol Supply,Seawall Substation
41266 | TAB-ACC-T-5854 | Tank, Glycol Make Up | TAB-ACC-P-5854 | Tank,Reservoir | Tank |  | T | http://www.toronto.ca/TWONTO#chemical_storage_tank |  | Pump,Glycol Make Up
41267 | TAB-ACC-T-5883 | Tank, Expansion,Glycol, Penthouse, Bio-Solid | TAB-ACC-P-5884 | Tank,Non-Pressurized | Tank |  | T | expansion_tank |  | Pump, Glycol Make Up
41268 | TAB-ACC-T-5884 | Tank, Glycol make Up | TAB-ACC-P-5884 | Tank,Reservoir | Tank |  | T | http://www.toronto.ca/TWONTO#chemical_storage_tank |  | Pump, Glycol Make Up
41269 | TAB-ACC-T-5885 | Tank, Expansion, Pump Discharge | TAB-ACC-P-5884 | Tank,Non-Pressurized | Tank |  | T | expansion_tank |  | Pump, Glycol Make Up
41270 | TAB-ACC-T-6013 | Tank, Air separator, Pump Discharge | TAB-ACC-P-6011 | Tank | Tank |  | T | air_seperator |  | Pump, Circulating,Hot Water, Dig 13-16 Sludge Heating,P14-1,
41271 | TAB-ACC-T-6214 | Tank, Condensate, from Heaters | TAB-HRS-P-DEA | Tank | Tank |  | T | http://www.toronto.ca/TWONTO#condensate_trap |  | Deaerator Equipment/ Cndensation ,
41272 | TAB-ACC-T-6219 | Tank, Condensate, from T-6214 | TAB-ACC-T-6214 | Tank | Tank |  | T | http://www.toronto.ca/TWONTO#condensate_trap |  | Tank, Condensate, from Heaters
41273 | TAB-ACC-T-6352 | Tank, Air Separator, Secondary Hot Water Loop, Mechanical Room, Dig 9-12 Control Building. | TAB-ACC-HE-6301 | Tank | Tank |  | T | air_seperator |  | Heat Exchanger, Plate and Frame, Mechanical Room, Dig 9-12 Control Building.
41279 | TAB-ACC-T-7101 | Tank, Float Chamber | TAB-ACC-MEQ-7101 | Tank | Tank |  | T | floatation_tank |  | Tank, Deaerator No.1
54540 | TAB-STR-T-2300 | Hopper, Scum (FU2013) | TAB-STR-T-SCUM | Tank | Tank |  | T | http://www.toronto.ca/TWONTO#storage_tank |  | Aeration Gallery - Scum Hoppers & Pumps
41281 | TAB-ACC-T-7302 | Tank, Float Chamber | TAB-ACC-T-7301 | Tank | Tank |  | T | floatation_tank |  | Tank, Flash
54539 | TAB-STR-T-2100 | Hopper, Scum (FU2019) | TAB-STR-T-SCUM | Tank | Tank |  | T | http://www.toronto.ca/TWONTO#storage_tank |  | Aeration Gallery - Scum Hoppers & Pumps
89795 | WZ2002A | Hopper, Separation, 703A | TAB-SLD-ROUTING | Tank | Tank |  |  | http://www.toronto.ca/TWONTO#storage_tank |  | Pelletizer Bldg. - Material Handling
85836 | WTR-PHL-VEH-0008 | HTO To Go Trailer # 290008 | WTR-PHL-TRW |  | Tank |  | VEH | trailer |  | Treated Water (Transmission)
21457 | FHO-DEW-T-0102 | Interceptor Tank, Water Collection -Level S10 | FHO-DEW | Tank,Reservoir | Tank |  | T | http://www.toronto.ca/TWONTO#interceptor_segment |  | Dewatering & Drainage
41286 | TAB-ACC-T-8002 | Tank, Air Separator, Glycol ,Discharge from Pumps, Make-up Air Unit, M Building, Roof | TAB-ACC-AHU-8300 | Tank | Tank |  | T | air_seperator |  | AHU, Make-up Air Unit, M Building, Roof
41287 | TAB-ACC-T-8007 | Tank, Expansion, Make-up Air Unit, M Building, Roof | TAB-ACC-AHU-8300 | Tank,Non-Pressurized | Tank |  | T | expansion_tank |  | AHU, Make-up Air Unit, M Building, Roof
41288 | TAB-ACC-T-8007 | Tank, Expansion, Make-up Air Unit, M Building, Roof | TAB-ACC-P-1222 | Tank,Non-Pressurized | Tank |  | T | expansion_tank |  | Pump, Glycol Circulating,Make Up Line
21458 | FHO-DEW-T-0103 | Interceptor Tank, Water Collection -Level S10 | FHO-DEW | Tank,Reservoir | Tank |  | T | http://www.toronto.ca/TWONTO#interceptor_segment |  | Dewatering & Drainage
41290 | TAB-ACC-T-8902 | Tank, Chemical Mixing- South | TAB-HRS-P | Tank | Tank |  | T | http://www.toronto.ca/TWONTO#chemical_storage_tank |  | Steam Chemical Mixing & Pumping
30910 | FIS-TRW-RES | Island Reservoir | FIS-TRW | Building Service,Structure | Tank |  |  | http://www.toronto.ca/TWONTO#reservoir_tank |  | Treated Water Production
41292 | TAB-ACC-T-9004 | Brine Tank, Z--Bldg. | TAB-HRS-BO-P | Tank | Tank |  | T | http://www.toronto.ca/TWONTO#chemical_storage_tank |  | Steam Boiler Feedwater System, Softeners
41293 | TAB-ACC-T-9005 | Tank, Salt, Feedwater Softener | TAB-HRS-BO-P | Tank | Tank |  | T | http://www.toronto.ca/TWONTO#chemical_storage_tank |  | Steam Boiler Feedwater System, Softeners
41867 | DU2015A | Tank, Gas Condensate | TAB-DIG-FX-9-12 | Tank | Tank |  |  | http://www.toronto.ca/TWONTO#condensate_trap |  | Digester Tanks 9-12, Flame Arresters, Condensate Tanks & Moisture Separators,
41868 | DU2016A | Tank, Gas Condensate | TAB-DIG-FX-9-12 | Tank | Tank |  |  | http://www.toronto.ca/TWONTO#condensate_trap |  | Digester Tanks 9-12, Flame Arresters, Condensate Tanks & Moisture Separators,
41869 | DU2020A | Tank, Gas Condensate | TAB-DIG-FX-9-12 | Tank | Tank |  |  | http://www.toronto.ca/TWONTO#condensate_trap |  | Digester Tanks 9-12, Flame Arresters, Condensate Tanks & Moisture Separators,
41871 | DU2613 | Receiver, Air, Dig. 13-16, Bsmt | TAB-AI | Vessel,Pressure | Tank |  |  | http://www.toronto.ca/TWONTO#pressure_vessel |  | Local Compressed Air Equipment
41872 | DU2614 | Receiver, Air, Dig. 13-16, Bsmt | TAB-AI | Vessel,Pressure | Tank |  |  | http://www.toronto.ca/TWONTO#pressure_vessel |  | Local Compressed Air Equipment
41873 | DU2615 | Receiver, Air, Dig. 13-16, Bsmt | TAB-AI | Vessel,Pressure | Tank |  |  | http://www.toronto.ca/TWONTO#pressure_vessel |  | Local Compressed Air Equipment
41877 | DU6502A | Receiver, Air, Dig. 19-22 Bsmt | DU6501 | Vessel,Pressure | Tank |  |  | http://www.toronto.ca/TWONTO#pressure_vessel |  | Digester 19-22 Air Equipment
41878 | DU6502E | Valve, Pressure Relief, Dig. 19-22 Bsmt | DU6502A | Vessel,Pressure | Tank |  |  | http://www.toronto.ca/TWONTO#pressure_relief_valve |  | Receiver, Air, Dig. 19-22 Bsmt
41879 | DU6503A | Receiver, Air, Dig. 19-22 Bsmt | DU6501 | Vessel,Pressure | Tank |  |  | http://www.toronto.ca/TWONTO#pressure_vessel |  | Digester 19-22 Air Equipment
41882 | DU6504A | Receiver, Air, Dig. 19-22 Bsmt | DU6501 | Vessel,Pressure | Tank |  |  | http://www.toronto.ca/TWONTO#pressure_vessel |  | Digester 19-22 Air Equipment
42297 | TAB-ACC-V-4806 | Valve,Gate,Isolation, Pump Suction | TAB-ACC-P-4811 | Valve,Gate | Tank |  | V | http://www.toronto.ca/TWONTO#valve |  | Pump, Circulating,Hot Water,Dig 19-22 Sludge Heating, P17-1,
42516 | EU2002A | Receiver, Air, Inc., Bsmt | EU2002 | Vessel,Pressure | Tank |  |  | http://www.toronto.ca/TWONTO#pressure_vessel |  | Incinerator Building Air Equipment
42795 | TAB-AER-T-0100 | Aeration Tank 01 | TAB-AER-TANKS |  | Tank |  | T | http://www.toronto.ca/TWONTO#aeration_tank |  | Aeration Tanks
42796 | TAB-AER-T-0300 | Aeration Tank 03 | TAB-AER-TANKS |  | Tank |  | T | http://www.toronto.ca/TWONTO#aeration_tank |  | Aeration Tanks
42797 | TAB-AER-T-0400 | Aeration Tank 04 | TAB-AER-TANKS |  | Tank |  | T | http://www.toronto.ca/TWONTO#aeration_tank |  | Aeration Tanks
42798 | TAB-AER-T-0600 | Aeration Tank 06 | TAB-AER-TANKS |  | Tank |  | T | http://www.toronto.ca/TWONTO#aeration_tank |  | Aeration Tanks
42799 | TAB-AER-T-0700 | Aeration Tank 07 | TAB-AER-TANKS |  | Tank |  | T | http://www.toronto.ca/TWONTO#aeration_tank |  | Aeration Tanks
42800 | TAB-AER-T-0800 | Aeration Tank 08 | TAB-AER-TANKS |  | Tank |  | T | http://www.toronto.ca/TWONTO#aeration_tank |  | Aeration Tanks
42801 | TAB-AER-T-0900 | Aeration Tank 09 | TAB-AER-TANKS |  | Tank |  | T | http://www.toronto.ca/TWONTO#aeration_tank |  | Aeration Tanks
42802 | TAB-AER-T-1000 | Aeration Tank 10 | TAB-AER-TANKS |  | Tank |  | T | http://www.toronto.ca/TWONTO#aeration_tank |  | Aeration Tanks
42810 | TAB-AI-T-0001 | Tank, Air Receiver, Equalization Tank, Basement | TAB-AI |  | Tank |  | T | http://www.toronto.ca/TWONTO#pressure_vessel |  | Local Compressed Air Equipment
86335 | WTR-PJS-T-0001 | Island Suction Surge Tank | WTR-PJS-TRW | Tank | Tank |  | T | http://www.toronto.ca/TWONTO#pumping_surge_suppression_tank |  | Treated Water (Transmission)
89124 | WTR-RLL | Leslie Tank | WTR-CENTRAL-TNK |  | Tank |  |  | http://www.toronto.ca/TWONTO#collection_of_assets |  | Work Area 2 Central Tanks
89125 | WTR-RLL | Leslie Tank | WTR-EAST-TNK |  | Tank |  |  | http://www.toronto.ca/TWONTO#collection_of_assets |  | Work Area 1 EAST Tanks
89227 | WTR-RMI | Milliken Reservoir | WTR-EAST-RES |  | Tank |  |  | http://www.toronto.ca/TWONTO#collection_of_assets |  | Work Area 1 EAST Reservoirs
69837 | THR-BG-T-0400 | Oil Separator, Compressor 0401, Compressor Building, Gas Compressor (And Dryer) | THR-BG-C-0401 | Tank | Tank |  | T | http://www.toronto.ca/TWONTO#condensate_trap |  | Compressor, Screw, Fuel Gas, Compressor Building, Gas Compressor (And Dryer) Tag-THR-BG-C-0401-Susp
50972 | TAB-PRM-T-0300 | Old PS -Primary Tank 3 | TAB-PRM-OPS | Tank | Tank |  | T | http://www.toronto.ca/TWONTO#clarifier |  | Old PS - Primary Treatment
50974 | TAB-PRM-T-0600 | Old PS Primary Tank 6 | TAB-PRM-OPS | Tank | Tank |  | T | http://www.toronto.ca/TWONTO#clarifier |  | Old PS - Primary Treatment
50969 | TAB-PRM-T-0200 | Old PS-Primary Tank 2 | TAB-PRM-OPS | Tank | Tank |  | T | http://www.toronto.ca/TWONTO#clarifier |  | Old PS - Primary Treatment
50975 | TAB-PRM-T-0800 | P Building, Primary Tank 8 | TAB-PRM-T-P | Tank | Tank |  | T | http://www.toronto.ca/TWONTO#clarifier |  | P Building - Scum, Sludge Hoppers & Primary Tanks 7 - 9
50976 | TAB-PRM-T-0900 | P Building, Primary Tank 9 | TAB-PRM-T-P | Tank | Tank |  | T | http://www.toronto.ca/TWONTO#clarifier |  | P Building - Scum, Sludge Hoppers & Primary Tanks 7 - 9
26847 | FHO-TRW-T | Plant Reservoir | FHO-TRW |  | Tank |  |  | http://www.toronto.ca/TWONTO#collection_of_assets |  | Treated Water System
44069 | TAB-DEW-T-3010 | Tank, Polymer Mixing #1 | TAB-DEW POLYMER PREP | Tank | Tank |  | T | http://www.toronto.ca/TWONTO#chemical_storage_tank |  | Polymer Solution Preparation & Storage Systems
44070 | TAB-DEW-T-3030 | Tank, Polymer Mixing # 3 | TAB-DEW POLYMER PREP | Tank | Tank |  | T | http://www.toronto.ca/TWONTO#chemical_storage_tank |  | Polymer Solution Preparation & Storage Systems
44071 | TAB-DEW-T-3110 | Tank, # 1 Polymer Solution Storage | TAB-DEW POLYMER PREP | Tank | Tank |  | T | http://www.toronto.ca/TWONTO#chemical_storage_tank |  | Polymer Solution Preparation & Storage Systems
44072 | TAB-DEW-T-3140 | Tank, # 4 Polymer Solution Storage | TAB-DEW POLYMER PREP | Tank | Tank |  | T | http://www.toronto.ca/TWONTO#chemical_storage_tank |  | Polymer Solution Preparation & Storage Systems
44073 | TAB-DEW-T-3150 | Tank, # 5 Polymer Solution Storage | TAB-DEW POLYMER PREP | Tank | Tank |  | T | http://www.toronto.ca/TWONTO#chemical_storage_tank |  | Polymer Solution Preparation & Storage Systems
44074 | TAB-DEW-T-3160 | Tank, # 6 Polymer Solution Storage | TAB-DEW POLYMER PREP | Tank | Tank |  | T | http://www.toronto.ca/TWONTO#chemical_storage_tank |  | Polymer Solution Preparation & Storage Systems
101407 | KU2604A | Pressure Vessel, Hot Water Return | TAB-ACC-PWPS | Vessel,Pressure | Tank |  |  | http://www.toronto.ca/TWONTO#pressure_vessel |  | HVAC, Plant Water Pumping Station
101408 | KU2605A | Pressure Vessel, Hot Water Return | TAB-ACC-PWPS | Vessel,Pressure | Tank |  |  | http://www.toronto.ca/TWONTO#pressure_vessel |  | HVAC, Plant Water Pumping Station
93975 | FHO-RES | Reservoir, FHO | FHO-TRW-T | Building Service,Structure | Tank |  |  | http://www.toronto.ca/TWONTO#storage_tank |  | Plant Reservoir
9825 | DU8107A | Reservoir, Heat Exchanger, Cleaning System, Digester Gas Control Building | TAB-DIG-P-CW | Container | Tank |  |  | http://www.toronto.ca/TWONTO#storage_tank |  | Digester Gas Control Building - Cooling Water System
30911 | FIS-TRW-RES-0001 | Reservoir,Treated Water, East of Filter Building | FIS-TRW-RES | Building Service,Structure | Tank |  | RES | http://www.toronto.ca/TWONTO#reservoir_tank |  | Island Reservoir
98445 | FIS-TRW-RES-0001 | Reservoir,Treated Water, East of Filter Building | FIS-TRW | Building Service,Structure | Tank |  | RES | http://www.toronto.ca/TWONTO#reservoir_tank |  | Treated Water Production
44081 | TAB-DEW-T-6401 | Tank, Air Receiver, Service Air Line to DEW Plant Instruments, Service Air, DEW Bsmt | TAB-DEW-SERVICES |  | Tank |  | T | http://www.toronto.ca/TWONTO#pressure_vessel |  | Dewatering Building Service & Safety Systems
89379 | WTR-RRH | Rosehill Reservoir | WTR-EAST-RES |  | Tank |  |  | http://www.toronto.ca/TWONTO#collection_of_assets |  | Work Area 1 EAST Reservoirs
45482 | TAB-DIG-T-0101 | Receiver, Air, Dig. 1-4, 1st Flr | TAB-AI | Vessel,Pressure | Tank |  | T | http://www.toronto.ca/TWONTO#pressure_vessel |  | Local Compressed Air Equipment
77774 | THR-PRM-T-0130 | Scum Hopper, Primary Tanks 1 & 2 | THR-PRM-STA-1 | Tank,Non-Pressurized | Tank |  | T | http://www.toronto.ca/TWONTO#storage_tank |  | South Primary Station 1
77777 | THR-PRM-T-0330 | Scum Hopper, Primary Tanks 3 & 4 | THR-PRM-SCUM-T | Tank,Non-Pressurized | Tank |  | T | http://www.toronto.ca/TWONTO#storage_tank |  | Scum/Sludge Pumping, Tanks & Hopper, South Primary
77786 | THR-PRM-T-0730 | Scum Hopper, Primary Tanks 7 & 8 | THR-PRM-SCUM-T | Tank,Non-Pressurized | Tank |  | T | http://www.toronto.ca/TWONTO#storage_tank |  | Scum/Sludge Pumping, Tanks & Hopper, South Primary
79319 | FHA-SED | Sedimentation | FHA-PLT |  | Tank |  |  | http://www.toronto.ca/TWONTO#collection_of_assets |  | Preliminary Treatment
51943 | FCL-DEW-SED | Sedimentation Area Dewatering | FCL-DEW | Tank,Reservoir | Tank |  |  | http://www.toronto.ca/TWONTO#collection_of_assets |  | Dewatering
68496 | THR-ACC-T-0712 | Separator, Air, Gas Compressor Bldg Main Floor, Glycol System | THR-ACC-P-0710 | Tank | Tank |  | T | air_seperator |  | Pump, Makeup, Glycol Skid, Compressor Bldg Main Floor, Glycol System
147497 | WZ2004A | Silo, Pellet, 704A | TAB-SLD-FN | Vessel,Pressure | Tank |  |  | http://www.toronto.ca/TWONTO#storage_tank |  | Pelletizer Bldg. - Silo System, Fans & Filters
89796 | WZ2005A | Silo, Pellet, 704B | TAB-SLD-FN | Vessel,Pressure | Tank |  |  | http://www.toronto.ca/TWONTO#storage_tank |  | Pelletizer Bldg. - Silo System, Fans & Filters
122910 | THC-DEW-SLFR | Sliding Frame, Solids Treatment, virtual entity used as Entity Link for PM Tasks management | THC-DEW | Tank,Non-Pressurized | Tank |  |  | http://www.toronto.ca/TWONTO#collection_of_assets |  | Dewatering Process
58797 | THC-DEW-SLFR-6511 | Sliding Frame,BTU Hopper 6500,Solids Treatment | THC-DEW-T-6500 | Tank,Non-Pressurized | Tank |  | SLFR | http://www.toronto.ca/TWONTO#valve |  | Tank,BTU 2000 Hopper,Solid Treatment
58798 | THC-DEW-SLFR-6512 | Sliding Frame,BTU Hopper 6500,Solids Treatment | THC-DEW-T-6500 | Tank,Non-Pressurized | Tank |  | SLFR | http://www.toronto.ca/TWONTO#valve |  | Tank,BTU 2000 Hopper,Solid Treatment
41291 | TAB-ACC-T-9001 | Softener, Zeolite Water #1 | TAB-HRS-BO-P | Tank | Tank |  | T | http://www.toronto.ca/TWONTO#storage_tank |  | Steam Boiler Feedwater System, Softeners
107558 | TAB-ACC-T-9002 | Softener, Zeolite Water #2 | TAB-HRS-BO-P | Tank | Tank |  | T | http://www.toronto.ca/TWONTO#storage_tank |  | Steam Boiler Feedwater System, Softeners
107559 | TAB-ACC-T-9003 | Softener, Zeolite Water #3 | TAB-HRS-BO-P | Tank | Tank |  | T | http://www.toronto.ca/TWONTO#storage_tank |  | Steam Boiler Feedwater System, Softeners
45497 | TAB-DIG-T-3000 | Tank, Glycol Mixing | TAB-DIG-P-CW | Tank,Non-Pressurized | Tank |  | T | http://www.toronto.ca/TWONTO#chemical_storage_tank |  | Digester Gas Control Building - Cooling Water System
84757 | FHA-WWW-BN-0001 | Solids Disposal Bin #1, RMF Under Centrifuges | FHA-WWW-CENTRIF | Tank | Tank |  | BN | http://www.toronto.ca/TWONTO#storage_tank |  | Centrifuges
84758 | FHA-WWW-BN-0002 | Solids Disposal Bin #2, RMF Under Centrifuges | FHA-WWW-CENTRIF | Tank | Tank |  | BN | http://www.toronto.ca/TWONTO#storage_tank |  | Centrifuges
45500 | TAB-DIG-T-6482 | Tank,Air Separator, Chill Water Outlet from HE | TAB-DIG-HE-6480 | Tank | Tank |  | T | air_seperator |  | Heat Exchanger, Digester Gas Control Bldg
45501 | TAB-DIG-T-7301 | Condansate Trap, Digester Gas, Waste Gas Burner BU-7300 | TAB-DIG-BU-7300 | Tank | Tank |  | T | http://www.toronto.ca/TWONTO#condensate_trap |  | Waste Gas Burner, Digester Gas, Waste Gas Burner Station
45502 | TAB-DIG-T-7501 | Condansate Trap, Digester Gas, Waste Gas Burner BU-7500 | TAB-DIG-BU-7500 | Tank | Tank |  | T | http://www.toronto.ca/TWONTO#condensate_trap |  | Waste Gas Burner, Waste Gas Burner Station
45503 | TAB-DIG-T-7601 | Condansate Trap, Digester Gas, Waste Gas Burner BU-7600 | TAB-DIG-BU-7600 | Tank | Tank |  | T | http://www.toronto.ca/TWONTO#condensate_trap |  | Waste Gas Burner, Waste Gas Burner Station
45504 | TAB-DIG-T-9704 | Tank,Air Separator, Pump Suction | TAB-DIG-P-9726 | Tank | Tank |  | T | air_seperator |  | Pump, Chilled Water Circulating, CWCP-1, Digester Gas Control Build, Basement
46712 | TAB-DIS-T-0002 | Tank,Expansion, Chlorine From south Tank Car | TAB-DIS-CHL-ROUTE | Tank | Tank |  | T | expansion_tank |  | Chlorination & Filtered Effluent Routeing
46713 | TAB-DIS-T-2001 | Tank, Potassium Hydroxide | TAB-DIS-SS-35 | Tank | Tank |  | T | http://www.toronto.ca/TWONTO#chemical_storage_tank |  | Chlorine Process - Scrubber System
46714 | TAB-DIS-T-2702 | Tank, Sodium Hypochlorite Storage Tank, Plant Water PS Building | TAB-DIS-NAOCL |  | Tank |  | T | http://www.toronto.ca/TWONTO#chemical_storage_tank |  | Disinfection - Sodium Hypochlorite
46715 | TAB-DIS-T-3001 | Tank,Sodium Hypochlorite- South | TAB-DIS-SP |  | Tank |  | T | http://www.toronto.ca/TWONTO#chemical_storage_tank |  | Disinfection - Sampling & Metering
47897 | FCL-AI-T-0002 | Tank, Air Receiver, Compressors C-0101 & 0102 Instrument Air, Dry Chemical Building | FCL-SA | Vessel,Pressure | Tank |  | T | http://www.toronto.ca/TWONTO#pressure_vessel |  | Service Air
48172 | FCL-ALM-T-0001 | Tank, Alum Spill Containment, Liquid Alum System | FCL-ALM | Tank,Non-Pressurized | Tank |  | T | containment_berm |  | Coagulation
48173 | FCL-ALM-T-0101 | Tank, Non-Pressurized, Alum Storage Tank 0101, Liquid Alum System | FCL-ALM | Tank,Non-Pressurized | Tank |  | T | http://www.toronto.ca/TWONTO#chemical_storage_tank |  | Coagulation
48174 | FCL-ALM-T-0201 | Tank, Non-Pressurized, Alum Storage Tank 0201, Liquid Alum System | FCL-ALM | Tank,Non-Pressurized | Tank |  | T | http://www.toronto.ca/TWONTO#chemical_storage_tank |  | Coagulation
48337 | TAB-GAS-T-0101 | Receiver, Air, Gas Control Bldg | TAB-GAS-TANK | Vessel,Pressure | Tank |  | T | http://www.toronto.ca/TWONTO#pressure_vessel |  | Air Receiver Tank, Gas control Bldg.
48338 | TAB-GAS-T-0102 | Receiver, Air, Gas Control Bldg | TAB-GAS-TANK | Vessel,Pressure | Tank |  | T | http://www.toronto.ca/TWONTO#pressure_vessel |  | Air Receiver Tank, Gas control Bldg.
48339 | TAB-GAS-T-0103 | Receiver, Air, Gas Control Bldg | TAB-GAS-TANK | Vessel,Pressure | Tank |  | T | http://www.toronto.ca/TWONTO#pressure_vessel |  | Air Receiver Tank, Gas control Bldg.
48343 | TAB-GRK-0200 | Tank, Varsol or Parts Fluid | TAB-GRK | Tank,Reservoir | Tank |  | GRK | http://www.toronto.ca/TWONTO#chemical_storage_tank |  | Grounds Equipment, Building Services-WA7
48348 | TAB-GRK-T-0100 | Tank, Waste Oil, | TAB-GRK | Tank,Reservoir | Tank |  | T | http://www.toronto.ca/TWONTO#chemical_storage_tank |  | Grounds Equipment, Building Services-WA7
48486 | FCL-AM-T-0201 | Tank, Storage, Pressurised, Aqua Ammonia Storage Room, Dry Chemical Building | FCL-AM | Tank,Non-Pressurized | Tank |  | T | http://www.toronto.ca/TWONTO#chemical_storage_tank |  | Ammoniation
48487 | FCL-AM-T-0301 | Tank, Storage, Pressurised, Aqua Ammonia Storage Room, Dry Chemical Building | FCL-AM | Tank,Non-Pressurized | Tank |  | T | http://www.toronto.ca/TWONTO#chemical_storage_tank |  | Ammoniation
19062 | FHA-WWW-BN-0003 | Solids Disposal Bin #3, RMF Under Centrifuges | FHA-WWW-CENTRIF | Tank | Tank |  | BN | http://www.toronto.ca/TWONTO#storage_tank |  | Centrifuges
48838 | FCL-CCS-T-0101 | Tank, Phosphoric Acid Storage Tank 0101 | FCL-CCS | Tank | Tank |  | T | http://www.toronto.ca/TWONTO#chemical_storage_tank |  | Corrosion Control System
49217 | FCL-CLA-T-0101 | Tank, Expansion, CLA Weigh Scale 0101, Machine Room, Gaseous Chemical Building | FCL-CLA1 | Tank | Tank |  | T | expansion_tank |  | Pre-Chlorination
49218 | FCL-CLA-T-0102 | Tank, Expansion, Chlorine Gas, CLA Evaporator 0101 Inlet, Machine Room, Gaseous Chemical Building | FCL-CLA-CHL-0101 | Tank | Tank |  | T | expansion_tank |  | Chlorinator, Chlorine Gas, Chlorination System
49219 | FCL-CLA-T-0202 | Tank, Expansion, Chlorine Gas, CLA Evaporator 0201 Inlet, Machine Room, Gaseous Chemical Building | FCL-CLA-CHL-0201 | Tank | Tank |  | T | expansion_tank |  | Chlorinator, Chlorine Gas, Chlorination System
49220 | FCL-CLA-T-0202 | Tank, Expansion, Chlorine Gas, CLA Evaporator 0201 Inlet, Machine Room, Gaseous Chemical Building | FCL-CLA1 | Tank | Tank |  | T | expansion_tank |  | Pre-Chlorination
49698 | FCL-CLB-T-0101 | Tank, Expansion, CLB Weigh Scale 0101, Machine Room,Gaseous Chemical Building | FCL-CLB-CHL-0101 | Tank | Tank |  | T | expansion_tank |  | Chlorinator, Chlorine Gas, Chlorination System
49699 | FCL-CLB-T-0102 | Tank, Expansion, Chlorine Gas, CLB Evaporator 0101 Inlet, Machine Room,Gaseous Chemical Building | FCL-CLA1 | Tank | Tank |  | T | expansion_tank |  | Pre-Chlorination
49700 | FCL-CLB-T-0102 | Tank, Expansion, Chlorine Gas, CLB Evaporator 0101 Inlet, Machine Room,Gaseous Chemical Building | FCL-CLB-EV-0101 | Tank | Tank |  | T | expansion_tank |  | Evaporator, Chlorine Gas, Chlorination System
49701 | FCL-CLB-T-0201 | Tank, Expansion, CLB Weigh Scale 0201, Machine Room,Gaseous Chemical Building | FCL-CLA1 | Tank | Tank |  | T | expansion_tank |  | Pre-Chlorination
49702 | FCL-CLB-T-0201 | Tank, Expansion, CLB Weigh Scale 0201, Machine Room,Gaseous Chemical Building | FCL-CLB-CHL-0201 | Tank | Tank |  | T | expansion_tank |  | Chlorinator, Chlorine Gas, Chlorination System
84759 | FHA-WWW-BN-0004 | Solids Disposal Bin #4, RMF Under Centrifuges | FHA-WWW-CENTRIF | Tank | Tank |  | BN | http://www.toronto.ca/TWONTO#storage_tank |  | Centrifuges
19063 | FHA-WWW-BN-0005 | Solids Disposal Bin #5, RMF Under Centrifuges | FHA-WWW-CENTRIF | Tank | Tank |  | BN | http://www.toronto.ca/TWONTO#storage_tank |  | Centrifuges
50179 | TAB-PLT-T-0184 | Tank # 1, Sodium Hypochlorite, NaOCl | TAB-PLT-OC | Tank,Reservoir | Tank |  | T | http://www.toronto.ca/TWONTO#chemical_storage_tank |  | Preliminary Grit Odour Control
50180 | TAB-PLT-T-0184 | Tank # 1, Sodium Hypochlorite, NaOCl | TAB-SUSPENDED ENTITY | Tank,Reservoir | Tank |  | T | http://www.toronto.ca/TWONTO#chemical_storage_tank |  | Suspended entities
50181 | TAB-PLT-T-0185 | Tank # 2, Sodium Hydroxide, NaOH | TAB-PLT-OC | Tank,Reservoir | Tank | 34709 | T | http://www.toronto.ca/TWONTO#chemical_storage_tank |  | Preliminary Grit Odour Control
50182 | TAB-PLT-T-0185 | Tank # 2, Sodium Hydroxide, NaOH | TAB-SUSPENDED ENTITY | Tank,Reservoir | Tank | 34709 | T | http://www.toronto.ca/TWONTO#chemical_storage_tank |  | Suspended entities
19064 | FHA-WWW-BN-0006 | Solids Disposal Bin #6, RMF Under Centrifuges | FHA-WWW-CENTRIF | Tank | Tank |  | BN | http://www.toronto.ca/TWONTO#storage_tank |  | Centrifuges
53863 | TAB-SLO-T-0201 | Storage Silo #1,Sludge Cake | TAB-SLO-SILO | Tank,Reservoir | Tank |  | T | http://www.toronto.ca/TWONTO#storage_tank |  | Sludge Transfer & Silos
118251 | TAB-SLO-T-0202 | Storage Silo #2,Sludge Cake | TAB-SLO-SILO | Tank,Reservoir | Tank |  | T | http://www.toronto.ca/TWONTO#storage_tank |  | Sludge Transfer & Silos
53864 | TAB-SLO-T-0203 | Storage,Silo #3 ,Sludge Cake | TAB-SLO-SILO | Tank,Reservoir | Tank |  | T | http://www.toronto.ca/TWONTO#storage_tank |  | Sludge Transfer & Silos
81344 | TNT-FT-T-1200 | SumpTank # 2 | TNT-FT-SUMP | Tank,Reservoir | Tank |  | T | http://www.toronto.ca/TWONTO#storage_tank |  | Sump Pumps- Aeration Gallery Bsmt
81345 | TNT-FT-T-1400 | SumpTank # 4 | TNT-FT-SUMP | Tank,Reservoir | Tank |  | T | http://www.toronto.ca/TWONTO#storage_tank |  | Sump Pumps- Aeration Gallery Bsmt
81346 | TNT-FT-T-1500 | SumpTank # 5 | TNT-FT-SUMP | Tank,Reservoir | Tank |  | T | http://www.toronto.ca/TWONTO#storage_tank |  | Sump Pumps- Aeration Gallery Bsmt
24893 | COL-PSD-T-0001 | Tank | COL-PSD |  | Tank |  | T | http://www.toronto.ca/TWONTO#storage_tank |  | Spadina Sewage Pumping Station
26704 | COL-PST-T-0001 | Tank | COL-PST |  | Tank |  | T | http://www.toronto.ca/TWONTO#storage_tank |  | Strachan Pumping Station
88638 | WTR-PWT-T-0100 | Tank | WTR-PWT-AUX |  | Tank |  | T | http://www.toronto.ca/TWONTO#storage_tank |  | Auxiliary Equipment (Building Facilities)
107527 | TAB-ACC-T-5213 | Tank | TAB-ACC-P-5212 | Tank | Tank |  | T | http://www.toronto.ca/TWONTO#storage_tank |  | Pump, Circulating,Hot Water Dig 13-16 Space Heating,P13-2,
106085 | TAB-ACC-ASE-1221 | Tank (TAB-ACC-ASE-1221) | TAB-ACC-HE-1220 | Tank | Tank |  | ASE | air_seperator |  | Heat Exchanger, Floatation Bldg, HE25-1
27277 | FHO-WWW-T-0101 | Tank 0101, Waste Water Storage, Waste Water System, South/West of Clarifier Building | FHO-WWW | Tank,Reservoir | Tank |  | T | http://www.toronto.ca/TWONTO#storage_tank |  | Residue Management / Waste Water System
95586 | FHO-WWW-T-0101 | Tank 0101, Waste Water Storage, Waste Water System, South/West of Clarifier Building | FHO-WWW-T-0101-KQ | Tank,Reservoir | Tank |  | T | http://www.toronto.ca/TWONTO#storage_tank |  | Tank, Waste Water Holding Tank 1
27281 | FHO-WWW-T-0201 | Tank 0201, Waste Water Storage, Waste Water System, South/East of Clarifier Building | FHO-WWW-T-0201-KQ | Tank,Reservoir | Tank |  | T | http://www.toronto.ca/TWONTO#storage_tank |  | Tank, Waste Water Holding Tank 2
95590 | FHO-WWW-T-0201 | Tank 0201, Waste Water Storage, Waste Water System, South/East of Clarifier Building | FHO-WWW | Tank,Reservoir | Tank |  | T | http://www.toronto.ca/TWONTO#storage_tank |  | Residue Management / Waste Water System
81510 | TNT-MCS-T-1000 | Tank 1, Strom water Storage | TNT-MCS | Tank,Reservoir | Tank |  | T | http://www.toronto.ca/TWONTO#storage_tank |  | Miscellaneous, including Storm Water Tanks
140641 | TNT-MCS-T-1000 | Tank 1, Strom water Storage | TNT-DIS | Tank,Reservoir | Tank |  | T | http://www.toronto.ca/TWONTO#storage_tank |  | Disinfection
50227 | FCL-CW-T-0001 | Tank, Hot Water, Non-Pressurised, High Lift Building, Basement B1, Janitor's Room | FCL-GRK | Tank,Non-Pressurized | Tank |  | T | http://www.toronto.ca/TWONTO#tanked_hot_water_heater |  | Buildings and Grounds
50228 | FCL-CW-T-0006 | Tank, Hot Water, Non-Pressurised, Gaseous Chemical Building, Second Floor, Janitor's Room | FCL-GRK | Tank,Non-Pressurized | Tank |  | T | http://www.toronto.ca/TWONTO#tanked_hot_water_heater |  | Buildings and Grounds
50229 | FCL-CW-T-0007 | Tank, Hot Water, Non-Pressurised, Gaseous Chemical Building, Third Floor, Scrubber Room | FCL-GRK | Tank,Non-Pressurized | Tank |  | T | http://www.toronto.ca/TWONTO#tanked_hot_water_heater |  | Buildings and Grounds
50571 | FCL-DCL-T-0101 | Tank, Expansion, SO2 Evaporator 0101 Inlet Header, Machine Room,Gaseous Chemical Building | FCL-DCL | Tank | Tank |  | T | expansion_tank |  | Sulphur Dioxide System
50572 | FCL-DCL-T-0102 | Tank, Expansion, SO2 Evaporator 0101 Inlet Header, Machine Room,Gaseous Chemical Building | FCL-DCL | Tank | Tank |  | T | expansion_tank |  | Sulphur Dioxide System
81511 | TNT-MCS-T-2000 | Tank 2, Strom water Storage | TNT-MCS | Tank,Reservoir | Tank |  | T | http://www.toronto.ca/TWONTO#storage_tank |  | Miscellaneous, including Storm Water Tanks
50970 | TAB-PRM-T-0210 | Tank, Polymer Mix/Hold, Tank, Polymer Room, Old Screen Bldg., P Bldg. | TAB-PRM-POL | Tank,Reservoir | Tank |  | T | http://www.toronto.ca/TWONTO#chemical_storage_tank |  | P Building - Polymer system
50971 | TAB-PRM-T-0220 | Tank, Polymer Mix/Hold, Tank, Polymer Room, Old Screen Bldg., P Bldg. | TAB-PRM-POL | Tank,Reservoir | Tank |  | T | http://www.toronto.ca/TWONTO#chemical_storage_tank |  | P Building - Polymer system
17801 | FHA-SBS-T-0401 | Tank 4, Scrubber Tank with Water | FHA-SBS | Tank | Tank | 38787 | T | http://www.toronto.ca/TWONTO#air_scrubber |  | SBS System
15493 | FCL-WWW-T-7000 | Tank Effluent Chamber, RMF Clarification Facility | FCL-WWW-CLAR | Tank | Tank |  | T | http://www.toronto.ca/TWONTO#storage_tank |  | Clarification
71146 | FHA-BW-T-0101 | Tank T-0101, Wash Water, South Filtration Bldg. | FHA-BW | Tank | Tank |  | T | http://www.toronto.ca/TWONTO#storage_tank |  | Backwash System
16048 | FHA-BW-T-0201 | Tank T-0201, Wash Water, North Filtration Bldg. | FHA-BW | Tank | Tank |  | T | http://www.toronto.ca/TWONTO#storage_tank |  | Backwash System
80949 | TNT-DIG-T-4100 | Tank, Drainage System | TNT-DIG-PD | Tank,Reservoir | Tank |  | T | http://www.toronto.ca/TWONTO#storage_tank |  | Primary Digester Tanks,Drainage Tanks
80950 | TNT-DIG-T-4200 | Tank, Drainage System | TNT-DIG-PD | Tank,Reservoir | Tank |  | T | http://www.toronto.ca/TWONTO#storage_tank |  | Primary Digester Tanks,Drainage Tanks
80951 | TNT-DIG-T-5200 | Tank, Drainage System | TNT-DIG-PD | Tank,Reservoir | Tank |  | T | http://www.toronto.ca/TWONTO#storage_tank |  | Primary Digester Tanks,Drainage Tanks
89052 | WTR-RKL-T-0200 | Tank, (North-West Basin) | WTR-RKL-TRW | Tank,Reservoir | Tank |  | T | http://www.toronto.ca/TWONTO#reservoir_tank |  | Treated Water (Transmission)
50980 | TAB-PRM-T-3400 | P Building - Sludge Hopper & Valves, Primary Tank 7 | TAB-PRM-T-P | Tank | Tank |  | T | http://www.toronto.ca/TWONTO#storage_tank |  | P Building - Scum, Sludge Hoppers & Primary Tanks 7 - 9
50981 | TAB-PRM-T-3500 | P Building - Sludge Hopper& Valves Primary Tank 8 | TAB-PRM-T-P | Tank | Tank |  | T | http://www.toronto.ca/TWONTO#storage_tank |  | P Building - Scum, Sludge Hoppers & Primary Tanks 7 - 9
50982 | TAB-PRM-T-3600 | P Building - Sludge Hopper& Valves, Primary Tank 9 | TAB-PRM-T-P | Tank | Tank |  | T | http://www.toronto.ca/TWONTO#storage_tank |  | P Building - Scum, Sludge Hoppers & Primary Tanks 7 - 9
146905 | WTR-RKL-T-0100 | Tank, (South-West Basin) | WTR-RKL-TRW | Tank,Reservoir | Tank |  | T | http://www.toronto.ca/TWONTO#reservoir_tank |  | Treated Water (Transmission)
51425 | TAB-PRM-V-P | P Building - Header Valves, Primary Sludge Lines 1. 2 & 3 | TAB-PRM-P | Tank | Tank |  |  | http://www.toronto.ca/TWONTO#storage_tank |  | P Bldg - Primary Treatment
51688 | TAB-PRS-T-0201 | Tank, Ferrous Chloride #1 | TAB-PRS-T-FECL2 | Tank | Tank |  | T | http://www.toronto.ca/TWONTO#chemical_storage_tank |  | Ferrous Chloride Tanks & Valves
51689 | TAB-PRS-T-0203 | Tank, Ferrous Chloride #3 | TAB-PRS-T-FECL2 | Tank | Tank |  | T | http://www.toronto.ca/TWONTO#chemical_storage_tank |  | Ferrous Chloride Tanks & Valves
51690 | TAB-PRS-T-0204 | Tank, Ferrous Chloride #4 | TAB-PRS-T-FECL2 | Tank | Tank |  | T | http://www.toronto.ca/TWONTO#chemical_storage_tank |  | Ferrous Chloride Tanks & Valves
51691 | TAB-PRS-T-0206 | Tank, Ferrous Chloride #6 | TAB-PRS-T-FECL2 | Tank | Tank |  | T | http://www.toronto.ca/TWONTO#chemical_storage_tank |  | Ferrous Chloride Tanks & Valves
51692 | TAB-PRS-T-0990 | Tank, Ferrous Chloride, D Building | TAB-PRS | Tank | Tank |  | T | http://www.toronto.ca/TWONTO#chemical_storage_tank |  | Phosphorous Removal System
51693 | TAB-PRS-T-2001 | Tank, Ferrous Chloride Storage, Grit Bldg, P Bldg | TAB-PRS | Tank,Reservoir | Tank |  | T | http://www.toronto.ca/TWONTO#chemical_storage_tank |  | Phosphorous Removal System
51694 | TAB-PRS-T-2030 | Tank, Chemical Storage, East Chemical Storage Tanks | TAB-PRS-T-FECL2 | Tank | Tank |  | T | http://www.toronto.ca/TWONTO#chemical_storage_tank |  | Ferrous Chloride Tanks & Valves
51695 | TAB-PRS-T-2040 | Tank, Chemical Storage, East Chemical Storage Tanks | TAB-PRS-T-FECL2 | Tank | Tank |  | T | http://www.toronto.ca/TWONTO#chemical_storage_tank |  | Ferrous Chloride Tanks & Valves
51696 | TAB-PRS-T-2060 | Tank, Chemical Storage, East Chemical Storage Tanks | TAB-PRS-T-FECL2 | Tank | Tank |  | T | http://www.toronto.ca/TWONTO#chemical_storage_tank |  | Ferrous Chloride Tanks & Valves
51697 | TAB-PRS-T-2090 | Tank, Chemical Storage, East Chemical Storage Tanks | TAB-PRS-T-FECL2 | Tank | Tank |  | T | http://www.toronto.ca/TWONTO#chemical_storage_tank |  | Ferrous Chloride Tanks & Valves
51698 | TAB-PRS-T-2100 | Tank, Chemical Storage, West Chemical Storage Tanks | TAB-PRS-T-FECL2 | Tank | Tank |  | T | http://www.toronto.ca/TWONTO#chemical_storage_tank |  | Ferrous Chloride Tanks & Valves
51699 | TAB-PRS-T-2120 | Tank, Chemical Storage, West Chemical Storage Tanks | TAB-PRS-T-FECL2 | Tank | Tank |  | T | http://www.toronto.ca/TWONTO#chemical_storage_tank |  | Ferrous Chloride Tanks & Valves
51700 | TAB-PRS-T-2160 | Tank, Chemical Storage, West Chemical Storage Tanks | TAB-PRS-T-FECL2 | Tank | Tank |  | T | http://www.toronto.ca/TWONTO#chemical_storage_tank |  | Ferrous Chloride Tanks & Valves
51701 | TAB-PRS-T-2170 | Tank, Chemical Storage, West Chemical Storage Tanks | TAB-PRS-T-FECL2 | Tank | Tank |  | T | http://www.toronto.ca/TWONTO#chemical_storage_tank |  | Ferrous Chloride Tanks & Valves
51702 | TAB-PRS-T-2180 | Tank, Chemical Storage, West Chemical Storage Tanks | TAB-PRS-T-FECL2 | Tank | Tank |  | T | http://www.toronto.ca/TWONTO#chemical_storage_tank |  | Ferrous Chloride Tanks & Valves
144649 | WTR-PJS-T-0102 | Tank, (Surge), John St #1 | WTR-PJS-TRW | Tank | Tank |  | T | http://www.toronto.ca/TWONTO#pumping_surge_suppression_tank |  | Treated Water (Transmission)
144650 | WTR-PJS-T-0103 | Tank, (Surge), John St #2 | WTR-PJS-TRW | Tank | Tank |  | T | http://www.toronto.ca/TWONTO#pumping_surge_suppression_tank |  | Treated Water (Transmission)
51945 | FCL-DEW-T-0201 | Tank, Treated Water Process Dewatering Pit | FCL-DEW-HLPS | Tank,Reservoir | Tank |  | T | http://www.toronto.ca/TWONTO#storage_tank |  | High Lift Area Dewatering
51948 | FCL-DEW-T-0601 | Tank, Drain Pit, High Lift PS Area Dewatering Pit | FCL-DEW-HLPS | Tank,Reservoir | Tank |  | T | http://www.toronto.ca/TWONTO#storage_tank |  | High Lift Area Dewatering
144648 | WTR-PJS-T-0101 | Tank, (Surge), Spadina Main | WTR-PJS-TRW | Tank | Tank |  | T | http://www.toronto.ca/TWONTO#pumping_surge_suppression_tank |  | Treated Water (Transmission)
52255 | TAB-PWA-T-2700 | Tank, Chemical, Sodium Hypochlorite | TAB-DIS-NAOCL | Tank | Tank |  | T | http://www.toronto.ca/TWONTO#chemical_storage_tank |  | Disinfection - Sodium Hypochlorite
52256 | TAB-PWA-T-2701 | Tank, Chemical, Sodium Hypochlorite | TAB-DIS-NAOCL | Tank | Tank |  | T | http://www.toronto.ca/TWONTO#chemical_storage_tank |  | Disinfection - Sodium Hypochlorite
145163 | WTR-PLW-T-0104 | Tank, 1000psi, Gas Monitor Calibration Gas Bottle | WTR-WEST-SES | Tank | Tank |  | T | gas_cylinder |  | Safety & Lifting Devices
89998 | YTF-ACC-T-0001 | Tank, A Building, Sump, Miscellaneous Devices | YTF-ACC | Tank | Tank |  | T | http://www.toronto.ca/TWONTO#storage_tank |  | HVAC Equipment
72934 | THR-DIS-T-0100A | Tank, Air Reciever, for THR-DIS-C-0100, Disinfection Building Workshop, (CRN-K7602.1C, SNo.-CBV380605, TSSA UID-65022717) | THR-DIS-C-0100 | Tank | Tank |  | T | http://www.toronto.ca/TWONTO#pressure_vessel |  | Compressor, Workshop, Disinfection Building
53003 | TAB-RSP-T-1211 | Tank, Oil, Raw Sewage Pump #1 Bearing Lubrication System | TAB-RSP-P-T | Tank | Tank |  | T | http://www.toronto.ca/TWONTO#chemical_storage_tank |  | T Building - Raw Sewage Pumping
91369 | FHO-DOZ-T-0500 | Tank, Air Storage, Ozone Building, S2, Raw Water Process Room, Nitrogen Skid | FHO-NIT-SYS | Storage | Tank |  | T | http://www.toronto.ca/TWONTO#pressure_vessel |  | NITROGEN SYSTEM
55069 | TAB-THK-T-0002 | Tank, Analyzer | TAB-THK-V-TRANSF | Tank | Tank |  | T | ? |  | Transfer Valves to Digester
62259 | THC-INC-T-1061 | Tank, Ash, Incinerator 1000 | THC-INC-GDR-1061 | Tank | Tank |  | T | http://www.toronto.ca/TWONTO#storage_tank |  | Grinder, Ash Tank 1061, Incinerator 1000
62260 | THC-INC-T-1062 | Tank, Ash, Incinerator 1000 | THC-INC-GDR-1062 | Tank | Tank |  | T | http://www.toronto.ca/TWONTO#storage_tank |  | Grinder, Ash Tank 1062, Incinerator 1000
53208 | TAB-SA-T-0201 | Tank, Oil, Reservoir, Air Compressor, Auxiliary Systems Building, Main Floor | TAB-SA-C-0200 | Tank,Reservoir | Tank |  | T | http://www.toronto.ca/TWONTO#chemical_storage_tank |  | Air Compressor, Auxiliary Systems Building, Main Floor
53209 | TAB-SA-T-0901 | Tank, Intermediate Air Receiver, Auxiliary Systems Building, Main Floor | TAB-SA-C-0100 | Tank | Tank |  | T | http://www.toronto.ca/TWONTO#pressure_vessel |  | Air Compressor, Auxiliary Systems Building, Main Floor
53210 | TAB-SA-T-1001 | Tank, Intermediate Air Receiver, Auxiliary Systems Building, Main Floor | TAB-SA-C-0100 | Tank | Tank |  | T | http://www.toronto.ca/TWONTO#pressure_vessel |  | Air Compressor, Auxiliary Systems Building, Main Floor
53211 | TAB-SA-T-1400 | Tank, Air, Receiver, Auxiliary Systems Building, Main Floor | TAB-SA-D-0800 | Tank | Tank |  | T | http://www.toronto.ca/TWONTO#pressure_vessel |  | Dryer, Chemical, Package, Auxiliary Systems Building, Main Floor
53212 | TAB-SA-T-1601 | Tank, Chemical, Auxiliary Systems Building, 2nd Floor | TAB-SA-P-1800A | Tank | Tank |  | T | http://www.toronto.ca/TWONTO#chemical_storage_tank |  | Pump, Primary, Glycol, Auxiliary Systems Building, 2nd Floor
53213 | TAB-SA-T-1701 | Tank, Air Separator, Auxiliary Systems Building, 2nd Floor | TAB-SA-P-1800A | Tank | Tank |  | T | air_seperator |  | Pump, Primary, Glycol, Auxiliary Systems Building, 2nd Floor
62261 | THC-INC-T-1062 | Tank, Ash, Incinerator 1000 | THC-INC-GDR-2062 | Tank | Tank |  | T | http://www.toronto.ca/TWONTO#storage_tank |  | Grinder, Ash Tank 2062, Incinerator 2000
126215 | THC-INC-T-1061 | Tank, Ash, Incinerator 1000 | THC-INC-GDR-2061 | Tank | Tank |  | T | http://www.toronto.ca/TWONTO#storage_tank |  | Grinder, Ash Tank 2061, Incinerator 2000
53865 | TAB-SLO-T-0232 | Tank, Polymer Mixing, Silo Bldg., 3rd Floor | TAB-SLO-PIP | Tank | Tank |  | T | http://www.toronto.ca/TWONTO#chemical_storage_tank |  | Sludge Transfer Pipe Lubrication
53866 | TAB-SLO-T-0233 | Tank, Holding Polymer | TAB-SLO-PIP | Tank | Tank |  | T | http://www.toronto.ca/TWONTO#chemical_storage_tank |  | Sludge Transfer Pipe Lubrication
62262 | THC-INC-T-2062 | Tank, Ash, Incinerator 2000 | THC-INC-GDR-2062 | Tank | Tank |  | T | http://www.toronto.ca/TWONTO#storage_tank |  | Grinder, Ash Tank 2062, Incinerator 2000
126216 | THC-INC-T-2061 | Tank, Ash, Incinerator 2000 | THC-INC-GDR-1061 | Tank | Tank |  | T | http://www.toronto.ca/TWONTO#storage_tank |  | Grinder, Ash Tank 1061, Incinerator 1000
53869 | TAB-SLO-T-0301A | Tank, Air Receiver | TAB-SLO-V | Vessel,Pressure | Tank |  | T | http://www.toronto.ca/TWONTO#pressure_vessel |  | Compressed Air Equipment, Truck Loading
126217 | THC-INC-T-2061 | Tank, Ash, Incinerator 2000 | THC-INC-GDR-2061 | Tank | Tank |  | T | http://www.toronto.ca/TWONTO#storage_tank |  | Grinder, Ash Tank 2061, Incinerator 2000
126218 | THC-INC-T-2062 | Tank, Ash, Incinerator 2000 | THC-INC-GDR-1062 | Tank | Tank |  | T | http://www.toronto.ca/TWONTO#storage_tank |  | Grinder, Ash Tank 1062, Incinerator 1000
53872 | TAB-SLO-T-0430 | Tank, Bio-Filter Neutralization, Limestone | TAB-SLO-BIO | Tank,Non-Pressurized | Tank | 46255 | T | http://www.toronto.ca/TWONTO#chemical_storage_tank |  | Odour Control Facility-WA4
54097 | TAB-STR-CLR-0210 | Secondary Clarifier, Final Tank 02 | TAB-STR2 |  | Tank |  | CLR | http://www.toronto.ca/TWONTO#clarifier |  | Secondary Treatment - Clarifiers
54098 | TAB-STR-CLR-0610 | Secondary Clarifier, Final Tank 06 | TAB-STR2 |  | Tank |  | CLR | http://www.toronto.ca/TWONTO#clarifier |  | Secondary Treatment - Clarifiers
54099 | TAB-STR-CLR-0710 | Secondary Clarifier, Final Tank 07 | TAB-STR2 |  | Tank |  | CLR | http://www.toronto.ca/TWONTO#clarifier |  | Secondary Treatment - Clarifiers
54100 | TAB-STR-CLR-0810 | Secondary Clarifier, Final Tank 08 | TAB-STR2 |  | Tank |  | CLR | http://www.toronto.ca/TWONTO#clarifier |  | Secondary Treatment - Clarifiers
54101 | TAB-STR-CLR-0910 | Secondary Clarifier, Final Tank 09 | TAB-STR2 |  | Tank |  | CLR | http://www.toronto.ca/TWONTO#clarifier |  | Secondary Treatment - Clarifiers
54538 | TAB-STR-T-0200 | Aeration Tank 02 | TAB-AER-TANKS |  | Tank |  | T | http://www.toronto.ca/TWONTO#aeration_tank |  | Aeration Tanks
34293 | KU2105A | Tank, Blow down | TAB-HRS-T | Tank | Tank |  |  | http://www.toronto.ca/TWONTO#pressure_vessel |  | Steam Flash Tanks & Controls
107551 | TAB-ACC-T-7801 | Tank, Blow down | TAB-HRS-T | Tank | Tank |  | T | http://www.toronto.ca/TWONTO#pressure_vessel |  | Steam Flash Tanks & Controls
54541 | TAB-STR-T-4001R | Tank , Reservoir Aux Oil, Blower 4001 | TAB-STR-BL-4001 | Tank,Reservoir | Tank |  | T | http://www.toronto.ca/TWONTO#chemical_storage_tank |  | Blower #4001
54542 | TAB-STR-T-4002R | Tank , Reservoir Aux Oil, Blower 4002 | TAB-STR-BL-4002 | Tank,Reservoir | Tank |  | T | http://www.toronto.ca/TWONTO#chemical_storage_tank |  | Blower #4002
54543 | TAB-STR-T-4003R | Tank , Reservoir Aux Oil, Blower 4003 | TAB-STR-BL-4003 | Tank,Reservoir | Tank |  | T | http://www.toronto.ca/TWONTO#chemical_storage_tank |  | Blower #4003
54544 | TAB-STR-T-4004R | Tank , Reservoir Aux Oil, Blower 4004 | TAB-STR-BL-4004 | Tank,Reservoir | Tank |  | T | http://www.toronto.ca/TWONTO#chemical_storage_tank |  | Blower #4004
54987 | TAB-THK-MEQ-0601 | Flocculator | TAB-THK-T-0600 | Flocculator | Tank |  | MEQ | http://www.toronto.ca/TWONTO#mixer_or_agitator |  | Floatation Tank #6, Subnatant Recycling
54988 | TAB-THK-MEQ-0701 | Flocculator | TAB-THK-T-0700 | Flocculator | Tank |  | MEQ | http://www.toronto.ca/TWONTO#mixer_or_agitator |  | Floatation Tank #7, Subnatant Recycling
54989 | TAB-THK-MEQ-0801 | Flocculator | TAB-THK-T-0800 | Flocculator | Tank |  | MEQ | http://www.toronto.ca/TWONTO#mixer_or_agitator |  | Floatation Tank #8, Subnatant Recycling
54990 | TAB-THK-MEQ-0901 | Flocculator | TAB-THK-T-0900 | Flocculator | Tank |  | MEQ | http://www.toronto.ca/TWONTO#mixer_or_agitator |  | Floatation Tank #9, Subnatant Recycling
107552 | TAB-ACC-T-7901 | Tank, Blow down | TAB-HRS-T | Tank | Tank |  | T | http://www.toronto.ca/TWONTO#pressure_vessel |  | Steam Flash Tanks & Controls
55070 | TAB-THK-T-0100 | Floatation Tank #1, Subnatant Recycling | TAB-THK-TANKS | Tank | Tank |  | T | floatation_tank |  | Floatation Tanks
55071 | TAB-THK-T-0200 | Floatation Tank #2, Subnatant Recycling | TAB-THK-TANKS | Tank | Tank |  | T | floatation_tank |  | Floatation Tanks
55072 | TAB-THK-T-0300 | Floatation Tank #3, Subnatant Recycling | TAB-THK-TANKS | Tank | Tank |  | T | floatation_tank |  | Floatation Tanks
55073 | TAB-THK-T-0500 | Floatation Tank #5, Subnatant Recycling | TAB-THK-TANKS | Tank | Tank |  | T | floatation_tank |  | Floatation Tanks
55074 | TAB-THK-T-0800 | Floatation Tank #8, Subnatant Recycling | TAB-THK-TANKS | Tank | Tank |  | T | floatation_tank |  | Floatation Tanks
55075 | TAB-THK-T-0900 | Floatation Tank #9, Subnatant Recycling | TAB-SUSPENDED ENTITY | Tank | Tank |  | T | floatation_tank |  | Suspended entities
55076 | TAB-THK-T-4121 | Tank, Polymer Mixing/Aging 2 | TAB-THK-T | Tank,Non-Pressurized | Tank |  | T | http://www.toronto.ca/TWONTO#chemical_storage_tank |  | Polymer Mixing Tanks
55077 | TAB-THK-T-4220 | Polymer Solution Day Tank 2 | TAB-THK-T-PYS | Tank,Non-Pressurized | Tank |  | T | http://www.toronto.ca/TWONTO#chemical_storage_tank |  | Mixed Polymer Solution Day Tanks
57102 | THC-ACC-T-0001 | Tank, Expansion, Glycol, Building M | THC-ACC-HEAT PUMPS | Tank | Tank |  | T | expansion_tank |  | Pumps, Heating System, Building M
57103 | THC-ACC-T-0005 | Tank, Expansion, Glycol, Building M | THC-ACC-HEAT PUMPS | Tank | Tank |  | T | expansion_tank |  | Pumps, Heating System, Building M
57104 | THC-ACC-T-0006 | Tank, Hot water, Oil bunker room | THC-ACC-HEAT PUMPS | Tank | Tank |  | T | http://www.toronto.ca/TWONTO#tanked_hot_water_heater |  | Pumps, Heating System, Building M
57105 | THC-ACC-T-0051 | Tank,Expansion,Hot Water for DEW Centrate Sampling System,Third Floor,Solid Treatment | THC-ACC-T-0050 |  | Tank |  | T | expansion_tank |  | Tank,Hot Water for DEW Centrate Sampling System,Third Floor,Solid Treatment
57106 | THC-ACC-T-0110A | Domestic Hot Water Tank, Building K | THC-MCS-T-BLDG K | Tank,Domestic Hot Water | Tank |  | T | http://www.toronto.ca/TWONTO#tanked_hot_water_heater |  | Domestic Hot Water Tank, Building K
57107 | THC-ACC-T-0110AK | Tank,Hot Water,Storage Tank,Admin Building | THC-ACC-BLDG K | Tank | Tank | 32319 | T | http://www.toronto.ca/TWONTO#tanked_hot_water_heater |  | Administration Building, HVAC
58815 | THC-DEW-T-7310 | Tank, Calibration, from polymer storage tanks, Dewatering | THC-DEW-POL-2 | Tank,Reservoir | Tank |  | T | http://www.toronto.ca/TWONTO#storage_tank |  | Pumps, Polymer Feed, Dewatering
122924 | THC-DEW-T-6520 | Tank, Centrate Box | THC-DEW-CENTRATE | Tank,Non-Pressurized | Tank |  | T | http://www.toronto.ca/TWONTO#storage_tank |  | Centrate System Dewatering
57110 | THC-ACC-T-0148 | Domestic Hot Water Tank, Building S | THC-PWA-HWT | Tank,Domestic Hot Water | Tank |  | T | http://www.toronto.ca/TWONTO#tanked_hot_water_heater |  | Domestic Hot Water Tanks
57111 | THC-ACC-T-0202 | Tank, Glycol System, Storage and Feed, Mechanical room, WA2 Workshop | THC-GRK-STRC-0200 | Tank | Tank |  | T | http://www.toronto.ca/TWONTO#chemical_storage_tank |  | Workshop, WA2, Building X
57112 | THC-ACC-T-0421 | Tank,Air Separator,Supply,Building UU,Glycol Heating,Basement,Building U | THC-ACC-BLDG U | Tank | Tank |  | T | air_seperator |  | New Digesters Building HVAC
57113 | THC-ACC-T-0581 | Tank,Domestic Hot Water,Basement B1,Incineration Building M | THC-MCS-T-BLDG M | Tank,Domestic Hot Water | Tank |  | T | http://www.toronto.ca/TWONTO#tanked_hot_water_heater |  | Domestic Hot Water Tank, Building M
57114 | THC-ACC-T-0702 | Tank,Make-up,Heating Glycol,HVAC Systems,Thickening Building | THC-ACC-BLDG J | Tank | Tank |  | T | http://www.toronto.ca/TWONTO#chemical_storage_tank |  | TWAS Building, HVAC
57115 | THC-ACC-T-0703 | Tank,Hot Water Heating,Mechanical Room,Thickening Building | THC-MCS-T-BLDG K | Tank,Domestic Hot Water | Tank |  | T | http://www.toronto.ca/TWONTO#tanked_hot_water_heater |  | Domestic Hot Water Tank, Building K
57118 | THC-ACC-T-5202 | Tank, Glycol System, Storage and Feed, Mechanical room | THC-ACC-BLDG X |  | Tank |  | T | http://www.toronto.ca/TWONTO#chemical_storage_tank |  | New Workshop WA2 Building HVAC
57119 | THC-ACC-T-5203 | Tank, Glycol System, Snow-Melting, Mechanical room | THC-ACC-BLDG X |  | Tank |  | T | http://www.toronto.ca/TWONTO#chemical_storage_tank |  | New Workshop WA2 Building HVAC
57120 | THC-ACC-T-5910 | Tank,Air Separator,Hydronic Heating System,Disinfection Bldg | THC-ACC-BLDG G |  | Tank |  | T | air_seperator |  | Air Treatment Building HVAC
57121 | THC-ACC-T-5920 | Tank,Glycol Expansion,Hydronic Heating System,Disinfection Bldg | THC-ACC-BLDG G |  | Tank |  | T | expansion_tank |  | Air Treatment Building HVAC
57122 | THC-ACC-T-5930 | Tank,Glycol Make-up,Hydronic Heating System,Disinfection Bldg | THC-ACC-BLDG G |  | Tank |  | T | http://www.toronto.ca/TWONTO#chemical_storage_tank |  | Air Treatment Building HVAC
57127 | THC-ACC-T-6872 | Tank, Expansion, Glycol, Tunnel T12 | THC-PRS-BLDG |  | Tank |  | T | expansion_tank |  | Phosphorous removal system, Building and Storage
57128 | THC-ACC-T-9001 | Tank, Domestic Hot Water, Head house | THC-PWA-HWT | Tank,Domestic Hot Water | Tank |  | T | http://www.toronto.ca/TWONTO#tanked_hot_water_heater |  | Domestic Hot Water Tanks
57129 | THC-ACC-T-9002 | Tank,Domestic Hot Water, Phase 1 Area | THC-PWA-HWT | Tank,Domestic Hot Water | Tank |  | T | http://www.toronto.ca/TWONTO#tanked_hot_water_heater |  | Domestic Hot Water Tanks
57683 | FCL-ELS-T-0100 | Tank, Underground, Main Oil Fuel Tank, Low Lift Building, Screen Room | FCL-ELS-PS-0003 | Tank,Reservoir | Tank |  | T | http://www.toronto.ca/TWONTO#underground_fuel_oil_tank_temp |  | Emergency Power
57684 | FCL-ELS-T-0201 | Tank, Generator G-0200 Oil Fuel Day Tank, Low Lift Building, Screen Room | FCL-ELS-PS-0003 | Tank,Reservoir | Tank |  | T | http://www.toronto.ca/TWONTO#fuel_oil_tank |  | Emergency Power
57937 | THC-AER-T-2100 | Tank, Aeration | THC-AER-OLD PLANT |  | Tank |  | T | http://www.toronto.ca/TWONTO#aeration_tank |  | AerationTreatment
57938 | THC-AER-T-2200 | Tank, Aeration | THC-AER-OLD PLANT | Tank,Non-Pressurized | Tank |  | T | http://www.toronto.ca/TWONTO#aeration_tank |  | AerationTreatment
57939 | THC-AER-T-2200 | Tank, Aeration | THC-AER-T | Tank,Non-Pressurized | Tank |  | T | http://www.toronto.ca/TWONTO#aeration_tank |  | Tank, Aeration
57940 | THC-AER-T-2400 | Tank, Aeration | THC-AER-OLD PLANT | Tank,Non-Pressurized | Tank |  | T | http://www.toronto.ca/TWONTO#aeration_tank |  | AerationTreatment
57941 | THC-AER-T-2500 | Tank, Aeration | THC-AER-OLD PLANT | Tank,Non-Pressurized | Tank |  | T | http://www.toronto.ca/TWONTO#aeration_tank |  | AerationTreatment
57942 | THC-AER-T-2500 | Tank, Aeration | THC-AER-T | Tank,Non-Pressurized | Tank |  | T | http://www.toronto.ca/TWONTO#aeration_tank |  | Tank, Aeration
57943 | THC-AER-T-2600 | Tank, Aeration | THC-AER-OLD PLANT | Tank,Non-Pressurized | Tank |  | T | http://www.toronto.ca/TWONTO#aeration_tank |  | AerationTreatment
57944 | THC-AER-T-2700 | Tank, Aeration | THC-AER-OLD PLANT |  | Tank |  | T | http://www.toronto.ca/TWONTO#aeration_tank |  | AerationTreatment
57945 | THC-AER-T-2800 | Tank, Aeration | THC-AER-T | Tank,Non-Pressurized | Tank |  | T | http://www.toronto.ca/TWONTO#aeration_tank |  | Tank, Aeration
57946 | THC-AER-T-2900 | Tank, Aeration | THC-AER-PHASE I-IV | Tank,Non-Pressurized | Tank |  | T | http://www.toronto.ca/TWONTO#aeration_tank |  | AerationTreatment
57947 | THC-AER-T-3000 | Tank, Aeration | THC-AER-PHASE I-IV | Tank,Non-Pressurized | Tank |  | T | http://www.toronto.ca/TWONTO#aeration_tank |  | AerationTreatment
57948 | THC-AER-T-3100 | Tank, Aeration | THC-AER-PHASE I-IV | Tank,Non-Pressurized | Tank |  | T | http://www.toronto.ca/TWONTO#aeration_tank |  | AerationTreatment
57949 | THC-AER-T-3200 | Tank, Aeration | THC-AER-PHASE I-IV | Tank,Non-Pressurized | Tank |  | T | http://www.toronto.ca/TWONTO#aeration_tank |  | AerationTreatment
57950 | THC-AER-T-3300 | Tank, Aeration | THC-AER-PHASE I-IV | Tank,Non-Pressurized | Tank |  | T | http://www.toronto.ca/TWONTO#aeration_tank |  | AerationTreatment
57951 | THC-AER-T-3500 | Tank, Aeration | THC-AER-T | Tank,Non-Pressurized | Tank |  | T | http://www.toronto.ca/TWONTO#aeration_tank |  | Tank, Aeration
57952 | THC-AER-T-3600 | Tank, Aeration | THC-AER-PHASE I-IV | Tank,Non-Pressurized | Tank |  | T | http://www.toronto.ca/TWONTO#aeration_tank |  | AerationTreatment
57953 | THC-AER-T-7140 | Tank, Oil, Blower, Aeration | THC-AER-BL-7100-I-IV | Tank | Tank |  | T | http://www.toronto.ca/TWONTO#chemical_storage_tank |  | Blower, Aeration System
57954 | THC-AER-T-7240 | Tank, Oil, Blower, Aeration | THC-AER-BL-7200-I-IV | Tank | Tank |  | T | http://www.toronto.ca/TWONTO#chemical_storage_tank |  | Blower, Aeration System
58119 | THC-AI-T-1083 | Tank,Air Receiver,Compressed Air System, Bldg. M | THC-MCS-AI/SA | Tank,Reservoir | Tank |  | T | http://www.toronto.ca/TWONTO#pressure_vessel |  | Instrument/service Air Plant Wide
58120 | THC-AI-T-3083 | Tank, Air Receiver, Compressed Air System, Bldg. G | THC-ACC-BLDG G | Tank,Reservoir | Tank |  | T | http://www.toronto.ca/TWONTO#pressure_vessel |  | Air Treatment Building HVAC
58121 | THC-AI-T-6001 | Tank,Receiving,Compressed Air,Thickening Building | THC-SPC-WA2 | Vessel,Pressure | Tank |  | T | http://www.toronto.ca/TWONTO#pressure_vessel |  | System Process Control
58122 | THC-AI-T-6001 | Tank,Receiving,Compressed Air,Thickening Building | THC-THK-TWAS | Vessel,Pressure | Tank |  | T | http://www.toronto.ca/TWONTO#pressure_vessel |  | Waste Activated Sludge Thickening
79493 | THR-THK-T-6001 | Tank, Centrate from Centrifuges | THR-THK-P-CENT | Tank | Tank |  | T | http://www.toronto.ca/TWONTO#storage_tank |  | Centrate Transfer Pumps & Tanks
79494 | THR-THK-T-6002 | Tank, Centrate from Centrifuges | THR-THK-P-CENT | Tank | Tank |  | T | http://www.toronto.ca/TWONTO#storage_tank |  | Centrate Transfer Pumps & Tanks
58156 | THC-AP-T-1200 | Air Receiver Tank, Process Air, Grit Fluidizing System | THC-PLT-BLDG-0001 | Tank | Tank |  | T | http://www.toronto.ca/TWONTO#pressure_vessel |  | New Head House, preliminary process
58263 | THC-CW-T-0601 | Heater,Electric,Potable Water,South Pumping Station,Washroom,Intermediate Level | THC-ACC-BLDG L |  | Tank |  | T | http://www.toronto.ca/TWONTO#tanked_hot_water_heater |  | Plant Effluent Pumping Station, HVAC
58264 | THC-CW-T-5801 | Tank,Domestic Hot Water,Plant Stores | THC-ACC-BLDG B |  | Tank |  | T | http://www.toronto.ca/TWONTO#tanked_hot_water_heater |  | Mechanical Shop (Chlorine) Building HVAC
58265 | THC-CW-T-5802 | Tank,Expansion,Domestic Hot Water,Plant Stores | THC-ACC-BLDG B |  | Tank |  | T | expansion_tank |  | Mechanical Shop (Chlorine) Building HVAC
58376 | THC-DCL-HWT-0001 | Domestic Hot Water Tank, Dechlorination Building | THC-PWA-HWT | Tank,Domestic Hot Water | Tank |  | HWT | http://www.toronto.ca/TWONTO#tanked_hot_water_heater |  | Domestic Hot Water Tanks
58418 | THC-DCL-T-0100 | Tank, Storage 38% Sodium Bisulphite, Dechlorination | THC-DCL | Tank | Tank |  | T | http://www.toronto.ca/TWONTO#chemical_storage_tank |  | Dechlorination Process
58419 | THC-DCL-T-0100 | Tank, Storage 38% Sodium Bisulphite, Dechlorination | THC-DCL-SBS | Tank | Tank |  | T | http://www.toronto.ca/TWONTO#chemical_storage_tank |  | Dechlorination -Outfall SBS System
58420 | THC-DCL-T-0300 | Tank, Dilution Sodium Bisulphite, Dechlorination | THC-DCL | Tank | Tank |  | T | http://www.toronto.ca/TWONTO#chemical_storage_tank |  | Dechlorination Process
58421 | THC-DCL-T-0300 | Tank, Dilution Sodium Bisulphite, Dechlorination | THC-DCL-SBS-SBSS | Tank | Tank |  | T | http://www.toronto.ca/TWONTO#chemical_storage_tank |  | Simulator SBS Dilution System-SBSS Feed
58422 | THC-DCL-T-0400 | Tank, Feed 2% SBSS, Dechlorination | THC-DCL-SBS-SBSS | Tank | Tank |  | T | http://www.toronto.ca/TWONTO#chemical_storage_tank |  | Simulator SBS Dilution System-SBSS Feed
58423 | THC-DCL-T-0500 | Tank, Dilution Sodium Bisulphite, Dechlorination | THC-DCL | Tank | Tank |  | T | http://www.toronto.ca/TWONTO#chemical_storage_tank |  | Dechlorination Process
58424 | THC-DCL-T-0500 | Tank, Dilution Sodium Bisulphite, Dechlorination | THC-DCL-SBS-SBSS | Tank | Tank |  | T | http://www.toronto.ca/TWONTO#chemical_storage_tank |  | Simulator SBS Dilution System-SBSS Feed
58425 | THC-DCL-T-0600 | Tank, Feed 2% SBSS, Dechlorination | THC-DCL-SBS-SBSS | Tank | Tank |  | T | http://www.toronto.ca/TWONTO#chemical_storage_tank |  | Simulator SBS Dilution System-SBSS Feed
96226 | FIS-CL-T | Tank, Chlorine Tonners (Scale Changes & Deliveries) | FIS-GRK |  | Tank |  |  | http://www.toronto.ca/TWONTO#chemical_storage_tank |  | FIS Buildings & Grounds
27279 | FHO-WWW-T-0102 | Tank, Clarifier 0102, Waste Water System, Clarifier Building, West | FHO-WWW | Tank,Reservoir | Tank |  | T | http://www.toronto.ca/TWONTO#clarifier |  | Residue Management / Waste Water System
58799 | THC-DEW-STR-6411 | Strainer, Hydraulic Power Unit, Sliding Frame | THC-DEW-HPU-6410 | Tank,Non-Pressurized | Tank |  | STR | http://www.toronto.ca/TWONTO#strainer |  | Hydraulic Power Pack,Sliding Frame,BTU Hopper 6400,Solids Treatment
58800 | THC-DEW-STR-6412 | Strainer, Hydraulic Power Unit, Sliding Frame | THC-DEW-HPU-6410 | Tank,Non-Pressurized | Tank |  | STR | http://www.toronto.ca/TWONTO#strainer |  | Hydraulic Power Pack,Sliding Frame,BTU Hopper 6400,Solids Treatment
50973 | TAB-PRM-T-0420 | Tank, Coagulant, CEPT Coagulant Dosing System, Grit Bldg., P Bldg. | TAB-PRM-POL | Tank,Reservoir | Tank |  | T | http://www.toronto.ca/TWONTO#coagulation_tank |  | P Building - Polymer system
41289 | TAB-ACC-T-8901 | Tank, Condensation, Back Up | TAB-HRS-P-DEA | Tank | Tank |  | T | http://www.toronto.ca/TWONTO#pressure_vessel |  | Deaerator Equipment/ Cndensation ,
107556 | TAB-ACC-T-8801 | Tank, Condensation, Main | TAB-HRS-P-DEA | Tank | Tank |  | T | http://www.toronto.ca/TWONTO#pressure_vessel |  | Deaerator Equipment/ Cndensation ,
40911 | TAB-ACC-MEQ-7101 | Tank, Deaerator No.1 | TAB-HRS-P-DEA | Tank | Tank |  | MEQ | http://www.toronto.ca/TWONTO#pressure_vessel |  | Deaerator Equipment/ Cndensation ,
40912 | TAB-ACC-MEQ-7201 | Tank, Deaerator No.2 | TAB-HRS-P-DEA | Tank | Tank |  | MEQ | http://www.toronto.ca/TWONTO#pressure_vessel |  | Deaerator Equipment/ Cndensation ,
86047 | FHA-WWW-T-0002 | Tank, Decant Residue Equalization, RMF, Central Thickener Gallery | FHA-WWW-SLUDGE | Tank | Tank |  | T | http://www.toronto.ca/TWONTO#sedimentation_tank |  | Sludge Equalization Pumping
58809 | THC-DEW-T-2100 | Tank,Polymer Make-up,Polymer Make Up System | THC-DEW-POL-MAKEUP | Tank,Reservoir | Tank |  | T | http://www.toronto.ca/TWONTO#chemical_storage_tank |  | Polymer Make Up System Dewatering
58810 | THC-DEW-T-2309 | Hopper,Polymer Dry,Polymer Make-Up 2300, Polymer Make up System | THC-DEW-T-2300 |  | Tank |  | T | http://www.toronto.ca/TWONTO#chemical_storage_tank |  | Tank,Polymer Make-up,Polymer Make Up System
19302 | FHA-WWW-T-4011 | Tank, Decant, RMF, Decant Tanks Area | FHA-WWW-DECANT | Tank | Tank |  | T | http://www.toronto.ca/TWONTO#sedimentation_tank |  | Decant Tanks
19303 | FHA-WWW-T-4021 | Tank, Decant, RMF, Dicant Tanks Area | FHA-WWW-DECANT | Tank | Tank |  | T | http://www.toronto.ca/TWONTO#sedimentation_tank |  | Decant Tanks
19304 | FHA-WWW-T-4041 | Tank, Decant, RMF, Dicant Tanks Area | FHA-WWW-DECANT | Tank | Tank |  | T | http://www.toronto.ca/TWONTO#sedimentation_tank |  | Decant Tanks
58814 | THC-DEW-T-7140 | Tank, Storage, Liquid Polymer, Dewatering | THC-DEW-POL-FEED | Tank,Reservoir | Tank |  | T | http://www.toronto.ca/TWONTO#chemical_storage_tank |  | Polymer Feed System Dewatering
19307 | FHA-WWW-T-4061 | Tank, Decant, RMF, Dicant Tanks Area | FHA-WWW-DECANT | Tank | Tank |  | T | http://www.toronto.ca/TWONTO#sedimentation_tank |  | Decant Tanks
19308 | FHA-WWW-T-4071 | Tank, Decant, RMF, Dicant Tanks Area | FHA-WWW-DECANT | Tank | Tank |  | T | http://www.toronto.ca/TWONTO#sedimentation_tank |  | Decant Tanks
19309 | FHA-WWW-T-4091 | Tank, Decant, RMF, Dicant Tanks Area | FHA-WWW-DECANT | Tank | Tank |  | T | http://www.toronto.ca/TWONTO#sedimentation_tank |  | Decant Tanks
58818 | THC-DEW-T-7590 | Tank,Chemical,Heated Water Treatment for Centrate Analyzer 7590,Solid Treatment | THC-DEW-AIT-7590 |  | Tank |  | T | http://www.toronto.ca/TWONTO#chemical_storage_tank |  | Analyzer,Density,Sample Buffer Tanks 7550&7560(future),DEW Centrate Sampling,Solid Treatment
19310 | FHA-WWW-T-4101 | Tank, Decant, RMF, Dicant Tanks Area | FHA-WWW-DECANT | Tank | Tank |  | T | http://www.toronto.ca/TWONTO#sedimentation_tank |  | Decant Tanks
19311 | FHA-WWW-T-4101 | Tank, Decant, RMF, Dicant Tanks Area | FHA-WWW-T-4101-KQ | Tank | Tank |  | T | http://www.toronto.ca/TWONTO#sedimentation_tank |  | Tank Location, Decant 10
86059 | FHA-WWW-T-4031 | Tank, Decant, RMF, Dicant Tanks Area | FHA-WWW-DECANT | Tank | Tank |  | T | http://www.toronto.ca/TWONTO#sedimentation_tank |  | Decant Tanks
60448 | THC-DIS-STRC-0001 | Disinfection Building and Concrete Tanks Containment structure, Sodium Hypochlorite System, Disinfection | THC-DIS |  | Tank |  | STRC | containment_berm |  | Disinfection (Chlorination) Process
60449 | THC-DIS-T-0020 | Tank,Sodium Hypochlorite Storage,Disinfection Bldg | THC-DIS |  | Tank |  | T | http://www.toronto.ca/TWONTO#chemical_storage_tank |  | Disinfection (Chlorination) Process
60450 | THC-DIS-T-0040 | Tank,Sodium Hypochlorite Storage,Disinfection Bldg | THC-DIS |  | Tank |  | T | http://www.toronto.ca/TWONTO#chemical_storage_tank |  | Disinfection (Chlorination) Process
60451 | THC-DIS-T-0060 | Tank,Sodium Hypochlorite Storage,Disinfection Bldg | THC-DIS |  | Tank |  | T | http://www.toronto.ca/TWONTO#chemical_storage_tank |  | Disinfection (Chlorination) Process
60452 | THC-DIS-T-0080 | Tank,Sodium Hypochlorite Storage,Disinfection Bldg | THC-DIS |  | Tank |  | T | http://www.toronto.ca/TWONTO#chemical_storage_tank |  | Disinfection (Chlorination) Process
60453 | THC-DIS-T-0100 | Tank, Sodium Hypochlorite, Disinfection | THC-DIS |  | Tank |  | T | http://www.toronto.ca/TWONTO#chemical_storage_tank |  | Disinfection (Chlorination) Process
86060 | FHA-WWW-T-4041 | Tank, Decant, RMF, Dicant Tanks Area | FHA-WWW-T-4041-KQ | Tank | Tank |  | T | http://www.toronto.ca/TWONTO#sedimentation_tank |  | Tank Location, Decant 4
61719 | THC-FT-T-0100 | Tank, Secondary Clarifier | THC-FT-OLD PLANT |  | Tank |  | T | http://www.toronto.ca/TWONTO#clarifier |  | Secondary Clarifiers, Old Plant
61720 | THC-FT-T-0100 | Tank, Secondary Clarifier | THC-FT-T-OLD PLANT |  | Tank |  | T | http://www.toronto.ca/TWONTO#clarifier |  | Tank, Secondary Clarifier
61721 | THC-FT-T-0280 | Scum Pit, Tank 0200, Secondary Clarifier | THC-FT-T-0200 |  | Tank |  | T | http://www.toronto.ca/TWONTO#storage_tank |  | Tank, Secondary Clarifier
61722 | THC-FT-T-0300 | Tank, Secondary Clarifier | THC-FT-OLD PLANT |  | Tank |  | T | http://www.toronto.ca/TWONTO#clarifier |  | Secondary Clarifiers, Old Plant
61723 | THC-FT-T-0300 | Tank, Secondary Clarifier | THC-FT-T-OLD PLANT |  | Tank |  | T | http://www.toronto.ca/TWONTO#clarifier |  | Tank, Secondary Clarifier
61724 | THC-FT-T-0380 | Scum Pit, Tank 0300, Secondary Clarifier | THC-FT-T-0300 |  | Tank |  | T | http://www.toronto.ca/TWONTO#storage_tank |  | Tank, Secondary Clarifier
61725 | THC-FT-T-0480 | Scum Pit, Tank 0400, Secondary Clarifier | THC-FT-T-0400 |  | Tank |  | T | http://www.toronto.ca/TWONTO#storage_tank |  | Tank, Secondary Clarifier
61726 | THC-FT-T-0500 | Tank, Secondary Clarifier | THC-FT-OLD PLANT |  | Tank |  | T | http://www.toronto.ca/TWONTO#clarifier |  | Secondary Clarifiers, Old Plant
61727 | THC-FT-T-0500 | Tank, Secondary Clarifier | THC-FT-T-OLD PLANT |  | Tank |  | T | http://www.toronto.ca/TWONTO#clarifier |  | Tank, Secondary Clarifier
61728 | THC-FT-T-0580 | Scum Pit, Tank 0500, Secondary Clarifier | THC-FT-T-0500 |  | Tank |  | T | http://www.toronto.ca/TWONTO#storage_tank |  | Tank, Secondary Clarifier
61729 | THC-FT-T-0600 | Tank, Secondary Clarifier | THC-FT-OLD PLANT |  | Tank |  | T | http://www.toronto.ca/TWONTO#clarifier |  | Secondary Clarifiers, Old Plant
61730 | THC-FT-T-0600 | Tank, Secondary Clarifier | THC-FT-T-OLD PLANT |  | Tank |  | T | http://www.toronto.ca/TWONTO#clarifier |  | Tank, Secondary Clarifier
61731 | THC-FT-T-0800 | Tank, Secondary Clarifier | THC-FT-OLD PLANT |  | Tank |  | T | http://www.toronto.ca/TWONTO#clarifier |  | Secondary Clarifiers, Old Plant
61732 | THC-FT-T-0800 | Tank, Secondary Clarifier | THC-FT-T-OLD PLANT |  | Tank |  | T | http://www.toronto.ca/TWONTO#clarifier |  | Tank, Secondary Clarifier
61733 | THC-FT-T-0900 | Tank, Secondary Clarifier | THC-FT-PHASE I-IV | Tank | Tank |  | T | http://www.toronto.ca/TWONTO#clarifier |  | Secondary Clarifiers, Phase I-IV
61734 | THC-FT-T-0980 | Scum Pit, for Tank 0900, Secondary Clarifier | THC-FT-T-0900 | Tank,Non-Pressurized | Tank |  | T | http://www.toronto.ca/TWONTO#storage_tank |  | Tank, Secondary Clarifier
61735 | THC-FT-T-1000 | Tank, Secondary Clarifier | THC-FT-PHASE I-IV | Tank | Tank |  | T | http://www.toronto.ca/TWONTO#clarifier |  | Secondary Clarifiers, Phase I-IV
61736 | THC-FT-T-1100 | Tank, Secondary Clarifier | THC-FT-PHASE I-IV | Tank | Tank |  | T | http://www.toronto.ca/TWONTO#clarifier |  | Secondary Clarifiers, Phase I-IV
61737 | THC-FT-T-1180 | Scum Pit, Tank 1100, Secondary Clarifier | THC-FT-T-1100 | Tank,Non-Pressurized | Tank |  | T | http://www.toronto.ca/TWONTO#storage_tank |  | Tank, Secondary Clarifier
61738 | THC-FT-T-1200 | Tank, Secondary Clarifier | THC-FT-PHASE I-IV | Tank | Tank |  | T | http://www.toronto.ca/TWONTO#clarifier |  | Secondary Clarifiers, Phase I-IV
61739 | THC-FT-T-1280 | Scum Pit, Tank 1200, Secondary Clarifier | THC-FT-T-1200 | Tank,Non-Pressurized | Tank |  | T | http://www.toronto.ca/TWONTO#storage_tank |  | Tank, Secondary Clarifier
61740 | THC-FT-T-1300 | Tank, Secondary Clarifier | THC-FT-PHASE I-IV | Tank | Tank |  | T | http://www.toronto.ca/TWONTO#clarifier |  | Secondary Clarifiers, Phase I-IV
61741 | THC-FT-T-1500 | Tank, Secondary Clarifier | THC-FT-PHASE I-IV | Tank | Tank |  | T | http://www.toronto.ca/TWONTO#clarifier |  | Secondary Clarifiers, Phase I-IV
61742 | THC-FT-T-1600 | Tank, Secondary Clarifier | THC-FT-PHASE I-IV | Tank | Tank |  | T | http://www.toronto.ca/TWONTO#clarifier |  | Secondary Clarifiers, Phase I-IV
86061 | FHA-WWW-T-4051 | Tank, Decant, RMF, Dicant Tanks Area | FHA-WWW-DECANT | Tank | Tank |  | T | http://www.toronto.ca/TWONTO#sedimentation_tank |  | Decant Tanks
86062 | FHA-WWW-T-4081 | Tank, Decant, RMF, Dicant Tanks Area | FHA-WWW-DECANT | Tank | Tank |  | T | http://www.toronto.ca/TWONTO#sedimentation_tank |  | Decant Tanks
109812 | TAB-DEW-T-6001 | Tank, Dewatered Solids Silo DEW-T-6001 West, DEW Bsmt | TAB-DEW-SLUDGE SILO | Tank | Tank |  | T | http://www.toronto.ca/TWONTO#storage_tank |  | Sludge Holding Tank System, Conveyors
61992 | FCL-FLO-T-0101 | Tank, Flocculation | FCL-FLO | Tank,Reservoir | Tank |  | T | http://www.toronto.ca/TWONTO#flocculation_tank |  | Flocculation
44079 | TAB-DEW-T-6002 | Tank, Dewatered Solids Silo DEW-T-6002 West, DEW Bsmt | TAB-DEW-SLUDGE SILO | Tank | Tank |  | T | http://www.toronto.ca/TWONTO#storage_tank |  | Sludge Holding Tank System, Conveyors
44080 | TAB-DEW-T-6003 | Tank, Dewatered Solids Silo DEW-T-6003 East, DEW Bsmt | TAB-DEW-SLUDGE SILO | Tank | Tank |  | T | http://www.toronto.ca/TWONTO#storage_tank |  | Sludge Holding Tank System, Conveyors
109813 | TAB-DEW-T-6004 | Tank, Dewatered Solids Silo DEW-T-6004 East, DEW Bsmt | TAB-DEW-SLUDGE SILO | Tank | Tank |  | T | http://www.toronto.ca/TWONTO#storage_tank |  | Sludge Holding Tank System, Conveyors
16571 | FHA-DEW-T-0100 | Tank, Dewatering Wet Well, Dewatering Pumping Pump Building, S/E of Low Lift PS | FHA-AUX-DEW | Tank | Tank |  | T | http://www.toronto.ca/TWONTO#storage_tank |  | Dewatering
62263 | THC-INC-T-2083 | Tank, Air Receiver, Compressed Air System, Bldg. M | THC-ACC-BLDG M | Tank,Reservoir | Tank |  | T | http://www.toronto.ca/TWONTO#pressure_vessel |  | Incineration Building, HVAC
62264 | THC-INC-T-2083 | Tank, Air Receiver, Compressed Air System, Bldg. M | THC-MCS-AI/SA | Tank,Reservoir | Tank |  | T | http://www.toronto.ca/TWONTO#pressure_vessel |  | Instrument/service Air Plant Wide
96523 | FIS-DEW-T-0004 | Tank, Dewatering, Maintenance Hole No.5, Flow Metering Building | FIS-DEW |  | Tank |  | T | http://www.toronto.ca/TWONTO#storage_tank |  | Dewatering & Drainage
45492 | TAB-DIG-T-1200 | Tank, Digester tank, Digester 12 | TAB-DIG-T-09-12 | Tank | Tank |  | T | http://www.toronto.ca/TWONTO#digester_tank |  | Digester Tanks 9-12
62669 | THC-MCS-T-0010 | Domestic Hot Water Tank, Building E | THC-PWA-HWT | Tank,Domestic Hot Water | Tank |  | T | http://www.toronto.ca/TWONTO#tanked_hot_water_heater |  | Domestic Hot Water Tanks
129121 | THC-STW-T-0012 | Tank, Discharge, Harvested Rainwater Circulation Pumps, Admin. Building | THC-STW |  | Tank |  | T | http://www.toronto.ca/TWONTO#storage_tank |  | Storm Water
62671 | THC-MCS-T-0015 | Domestic Hot Water Tank, Building A | THC-MCS-T-BLDG A | Tank,Domestic Hot Water | Tank |  | T | http://www.toronto.ca/TWONTO#tanked_hot_water_heater |  | Domestic Hot Water Tank, Building A
62672 | THC-MCS-T-0017 | Domestic Hot Water Tank (East), Building R | THC-MCS-T-BLDG K | Tank,Domestic Hot Water | Tank |  | T | http://www.toronto.ca/TWONTO#tanked_hot_water_heater |  | Domestic Hot Water Tank, Building K
62673 | THC-MCS-T-0018 | Domestic Hot Water Tank, Building J | THC-MCS-T-BLDG K | Tank,Domestic Hot Water | Tank |  | T | http://www.toronto.ca/TWONTO#tanked_hot_water_heater |  | Domestic Hot Water Tank, Building K
62674 | THC-MCS-T-0019 | Domestic Hot Water Tank, Building R | THC-MCS-T-BLDG K | Tank,Domestic Hot Water | Tank |  | T | http://www.toronto.ca/TWONTO#tanked_hot_water_heater |  | Domestic Hot Water Tank, Building K
62675 | THC-MCS-T-0021 | Domestic Hot Water Tank, Building M | THC-MCS-T-BLDG M | Tank,Domestic Hot Water | Tank |  | T | http://www.toronto.ca/TWONTO#tanked_hot_water_heater |  | Domestic Hot Water Tank, Building M
62676 | THC-MCS-T-0026 | Domestic Hot Water Tank, Building B | THC-PWA-HWT | Tank,Domestic Hot Water | Tank |  | T | http://www.toronto.ca/TWONTO#tanked_hot_water_heater |  | Domestic Hot Water Tanks
62677 | THC-MCS-T-0027 | Tank,Domestic Hot Water,Sub-Basement,South-West,Building U | THC-MCS-T-BLDG U | Tank,Domestic Hot Water | Tank |  | T | http://www.toronto.ca/TWONTO#tanked_hot_water_heater |  | Domestic Hot Water Tank, Building U
62678 | THC-MCS-T-0027 | Tank,Domestic Hot Water,Sub-Basement,South-West,Building U | THC-PWA-HWT | Tank,Domestic Hot Water | Tank |  | T | http://www.toronto.ca/TWONTO#tanked_hot_water_heater |  | Domestic Hot Water Tanks
62679 | THC-MCS-T-0110A | Domestic Hot Water Tank, Building K | THC-MCS-T-BLDG K | Tank,Domestic Hot Water | Tank |  | T | http://www.toronto.ca/TWONTO#tanked_hot_water_heater |  | Domestic Hot Water Tank, Building K
62680 | THC-MCS-T-5201 | Tank, Hot Water, Heater, Water Tank, Electric, Janitor room | THC-ACC-BLDG X |  | Tank |  | T | http://www.toronto.ca/TWONTO#tanked_hot_water_heater |  | New Workshop WA2 Building HVAC
63052 | THC-OCS-F-0100 | Filter, Modular Biofilter #1, Phase I/IV Odour Control | THC-OCS-BLDG O | Vessel | Tank |  | F | http://www.toronto.ca/TWONTO#filtration_tank |  | Aeration Building Odour Control Systems
63053 | THC-OCS-F-0400 | Filter, Modular Biofilter #2, Phase I/IV Odour Control | THC-OCS-BLDG-O | Vessel | Tank |  | F | http://www.toronto.ca/TWONTO#filtration_tank |  | Phase IV, Building O Odour Control System
63054 | THC-OCS-F-6100 | Filter, Biofilter Cell, Headworks Odour Control | THC-PLT-BIOFILTER | Filter | Tank |  | F | http://www.toronto.ca/TWONTO#filtration_tank |  | Biofilter system
63055 | THC-OCS-F-6200 | Filter, Biofilter Cell, Headworks Odour Control | THC-PLT-BIOFILTER | Filter | Tank |  | F | http://www.toronto.ca/TWONTO#filtration_tank |  | Biofilter system
63056 | THC-OCS-F-6200 | Filter, Biofilter Cell, Headworks Odour Control | THC-PLT-BLDG-0001 | Filter | Tank |  | F | http://www.toronto.ca/TWONTO#filtration_tank |  | New Head House, preliminary process
63057 | THC-OCS-F-6300 | Filter, Biofilter Cell, Headworks Odour Control | THC-PLT-BIOFILTER | Filter | Tank |  | F | http://www.toronto.ca/TWONTO#filtration_tank |  | Biofilter system
63058 | THC-OCS-F-6300 | Filter, Biofilter Cell, Headworks Odour Control | THC-PLT-BLDG-0001 | Filter | Tank |  | F | http://www.toronto.ca/TWONTO#filtration_tank |  | New Head House, preliminary process
134034 | THR-DIS-T-1400 | Tank, Disinfection, Plant Outfall Palace Pier | THR-DIS-T-PP | Tank | Tank |  | T | http://www.toronto.ca/TWONTO#chemical_contact_tank |  | Disinfection, Tank, Palace Pier
63797 | THC-PLT-T-6100 | Reservoir, Oil, Hydraulic Pack 1, Bar Screens | THC-PLT-BAR SCREENS | Tank,Reservoir | Tank | 40024 | T | http://www.toronto.ca/TWONTO#chemical_storage_tank |  | Bar Screening
63879 | FCL-PAC-T-0201 | Tank, Storage, Powder Activated Carbon, Dry Chemical Building PAC Tanks | FCL-PAC | Tank,Non-Pressurized | Tank |  | T | http://www.toronto.ca/TWONTO#chemical_storage_tank |  | Taste and Odour Control (PAC)
63880 | FCL-PAC-T-0301 | Tank, Storage, Powder Activated Carbon, ry Chemical Building PAC Tanks | FCL-PAC | Tank,Non-Pressurized | Tank |  | T | http://www.toronto.ca/TWONTO#chemical_storage_tank |  | Taste and Odour Control (PAC)
86049 | FHA-WWW-T-0005 | Tank, Diversion Chamber, RMF Building, Recycle Area | FHA-WWW | Tank | Tank |  | T | http://www.toronto.ca/TWONTO#storage_tank |  | Residue Management / Waste Water System
64094 | THC-PRM-CH-0280 | Scum Pit, Tank 0200, Primary Clarifier | THC-PRM-T-0200 | Tank | Tank |  | CH | http://www.toronto.ca/TWONTO#storage_tank |  | Tank, Primary Clarifier
64095 | THC-PRM-CH-0580 | Scum Pit, Tank 0500, Primary Clarifier | THC-PRM-T-0500 | Tank | Tank |  | CH | http://www.toronto.ca/TWONTO#storage_tank |  | Tank, Primary Clarifier
64096 | THC-PRM-CH-0780 | Scum Pit, Tank 0700, Primary Clarifier | THC-PRM-T-0700 | Tank | Tank |  | CH | http://www.toronto.ca/TWONTO#storage_tank |  | Tank, Primary Clarifier
64097 | THC-PRM-CH-0880 | Scum Pit, Tank 0800, Primary Clarifier | THC-PRM-T-0800 | Tank | Tank |  | CH | http://www.toronto.ca/TWONTO#storage_tank |  | Tank, Primary Clarifier
87692 | WTR-PRH-T-1101 | Tank, Domestic Water | WTR-PRH-AUX | Tank | Tank |  | T | http://www.toronto.ca/TWONTO#tanked_hot_water_heater |  | Auxiliary Equipment (Building Facilities)
44063 | TAB-DEW-T-0130 | Tank, DWS from Centrifuge #1 | TAB-DEW-P-0131 | Tank | Tank | 46216 | T | http://www.toronto.ca/TWONTO#storage_tank |  | Pump,DW Sludge
64100 | THC-PRM-CH-5200 | Scum Pit,Tank 0900 & 1000, Primary Clarifier | THC-PRM-T-0900 | Tank,Water Elevated | Tank |  | CH | http://www.toronto.ca/TWONTO#storage_tank |  | Tank, Primary Clarifier
64101 | THC-PRM-CH-5300 | Scum Pit,Tank 1100 & 1200, Primary Clarifier | THC-PRM-CLAR | Tank,Water Elevated | Tank |  | CH | http://www.toronto.ca/TWONTO#storage_tank |  | Primary Clarification
44064 | TAB-DEW-T-0130 | Tank, DWS from Centrifuge #1 | TAB-SUSPENDED ENTITY | Tank | Tank | 46216 | T | http://www.toronto.ca/TWONTO#storage_tank |  | Suspended entities
109790 | TAB-DEW-T-0130 | Tank, DWS from Centrifuge #1 | TAB-DEW SLUDGE CAKE | Tank | Tank | 46216 | T | http://www.toronto.ca/TWONTO#storage_tank |  | Sludge Cake Pumping
109791 | TAB-DEW-T-0230 | Tank, DWS from Centrifuge #2 | TAB-DEW-P-0231 | Tank | Tank |  | T | http://www.toronto.ca/TWONTO#storage_tank |  | Pump, Sludge Cake Transfer, Baby Schwing #2, Dewater. Bldg, 2/F SW
109792 | TAB-DEW-T-0330 | Tank, DWS from Centrifuge #3 | TAB-DEW-P-0331 | Tank | Tank |  | T | http://www.toronto.ca/TWONTO#storage_tank |  | Pump, Baby Schwing #3, Sludge Cake Transfer, Dewater. Bldg, 2/F SE
44065 | TAB-DEW-T-0430 | Tank, DWS from Centrifuge #4 | TAB-DEW-P-0431 | Tank | Tank |  | T | http://www.toronto.ca/TWONTO#storage_tank |  | Pump, Baby Schwing #4, Sludge Cake Transfer, Dewater. Bldg, 2/F SE Middle
109793 | TAB-DEW-T-0530 | Tank, DWS from Centrifuge #5 | TAB-DEW-P-0531 | Tank | Tank |  | T | http://www.toronto.ca/TWONTO#storage_tank |  | Pump, Sludge Cake Transfer, Baby Schwing #5, Dewater. Bldg, 2/F NW middle
109794 | TAB-DEW-T-0630 | Tank, DWS from Centrifuge #6 | TAB-DEW-P-0631 | Tank | Tank |  | T | http://www.toronto.ca/TWONTO#storage_tank |  | Pump, Sludge Cake Transfer, Baby Schwing #6, Dewater. Bldg, 2/F NW
109795 | TAB-DEW-T-0730 | Tank, DWS from Centrifuge #7 | TAB-DEW-P-0731 | Tank | Tank |  | T | http://www.toronto.ca/TWONTO#storage_tank |  | Pump, Sludge Cake Transfer, Baby Schwing #7, Dewater. Bldg, 2/F NE
44066 | TAB-DEW-T-0830 | Tank, DWS from Centrifuge #8 | TAB-DEW-P-0831 | Tank | Tank |  | T | http://www.toronto.ca/TWONTO#storage_tank |  | Pump, Sludge Cake Transfer, Baby Schwing #8, Dewater. Bldg, 2/F NE middle
86046 | FHA-WWW-T-0001 | Tank, Effluent, RMF, Thickener Gallery East | FHA-WWW-EFFL | Tank | Tank |  | T | http://www.toronto.ca/TWONTO#storage_tank |  | Effluent Discharge
96521 | FIS-DEW-T-0001 | Tank, Filter Pipe Gallery Drain Sump, Filter Building, Pump Room East Side | FIS-DEW |  | Tank |  | T | http://www.toronto.ca/TWONTO#storage_tank |  | Dewatering & Drainage
19312 | FHA-WWW-T-5001 | Tank, Filter Ripening Flow Tank | FHA-WWW-RIPENING | Tank | Tank |  | T | http://www.toronto.ca/TWONTO#storage_tank |  | Filter Ripening Flow
75238 | THR-FT-T-0700S | Tank, Final Settling, Mixed Liquor, Secondary Clarification - South | THR-FT-T | Tank | Tank | 38975 | T | http://www.toronto.ca/TWONTO#sedimentation_tank |  | Final Sedimentation Tank & Dedicated WAS Pumping
75231 | THR-FT-T-0300 | Tank, Final Settling, Mixed Liquor, Secondary Clarification - South (Tank#03) | THR-FT-T | Tank | Tank |  | T | http://www.toronto.ca/TWONTO#sedimentation_tank |  | Final Sedimentation Tank & Dedicated WAS Pumping
75232 | THR-FT-T-0500 | Tank, Final Settling, Mixed Liquor, Secondary Clarification - South (Tank#05) | THR-FT-T | Tank | Tank |  | T | http://www.toronto.ca/TWONTO#sedimentation_tank |  | Final Sedimentation Tank & Dedicated WAS Pumping
75236 | THR-FT-T-0600 | Tank, Final Settling, Mixed Liquor, Secondary Clarification - South (Tank#06) | THR-FT-T | Tank | Tank |  | T | http://www.toronto.ca/TWONTO#sedimentation_tank |  | Final Sedimentation Tank & Dedicated WAS Pumping
75242 | THR-FT-T-1300 | Tank, Final Settling, Mixed Liquor, Secondary Treatment, Secondary Clarification - North (Tank#13) | THR-FT-T | Tank | Tank |  | T | http://www.toronto.ca/TWONTO#sedimentation_tank |  | Final Sedimentation Tank & Dedicated WAS Pumping
75245 | THR-FT-T-1800 | Tank, Final Settling, Mixed Liquor, Secondary Treatment, Secondary Clarification - North (Tank#18) | THR-FT-T | Tank | Tank |  | T | http://www.toronto.ca/TWONTO#sedimentation_tank |  | Final Sedimentation Tank & Dedicated WAS Pumping
75237 | THR-FT-T-0600S | Tank, Final Settling, Mixed Liquor, Secondary Treatment, Secondary Clarification - South | THR-FT-T | Tank | Tank | 38971 | T | http://www.toronto.ca/TWONTO#sedimentation_tank |  | Final Sedimentation Tank & Dedicated WAS Pumping
75239 | THR-FT-T-0900S | Tank, Final Settling, Mixed Liquor, Secondary Treatment, Secondary Clarification - South | THR-FT-T | Tank | Tank | 40995 | T | http://www.toronto.ca/TWONTO#sedimentation_tank |  | Final Sedimentation Tank & Dedicated WAS Pumping
75240 | THR-FT-T-1000S | Tank, Final Settling, Mixed Liquor, Secondary Treatment, Secondary Clarification - South | THR-FT-T | Tank | Tank | 40999 | T | http://www.toronto.ca/TWONTO#sedimentation_tank |  | Final Sedimentation Tank & Dedicated WAS Pumping
64873 | THC-PRM-T-0200 | Tank, Primary Clarifier | THC-PRM-CLAR | Tank | Tank |  | T | http://www.toronto.ca/TWONTO#clarifier |  | Primary Clarification
64874 | THC-PRM-T-0200 | Tank, Primary Clarifier | THC-PRM-T | Tank | Tank |  | T | http://www.toronto.ca/TWONTO#clarifier |  | Tank, Primary Clarifier
64875 | THC-PRM-T-0300 | Tank, Primary Clarifier | THC-PRM-CLAR | Tank | Tank |  | T | http://www.toronto.ca/TWONTO#clarifier |  | Primary Clarification
64876 | THC-PRM-T-0300 | Tank, Primary Clarifier | THC-PRM-T | Tank | Tank |  | T | http://www.toronto.ca/TWONTO#clarifier |  | Tank, Primary Clarifier
64877 | THC-PRM-T-0400 | Tank, Primary Clarifier | THC-PRM-CLAR | Tank | Tank |  | T | http://www.toronto.ca/TWONTO#clarifier |  | Primary Clarification
64878 | THC-PRM-T-0400 | Tank, Primary Clarifier | THC-PRM-T | Tank | Tank |  | T | http://www.toronto.ca/TWONTO#clarifier |  | Tank, Primary Clarifier
64879 | THC-PRM-T-0500 | Tank, Primary Clarifier | THC-PRM-CLAR | Tank | Tank |  | T | http://www.toronto.ca/TWONTO#clarifier |  | Primary Clarification
64880 | THC-PRM-T-0500 | Tank, Primary Clarifier | THC-PRM-T | Tank | Tank |  | T | http://www.toronto.ca/TWONTO#clarifier |  | Tank, Primary Clarifier
64881 | THC-PRM-T-0700 | Tank, Primary Clarifier | THC-PRM-CLAR | Tank | Tank |  | T | http://www.toronto.ca/TWONTO#clarifier |  | Primary Clarification
64919 | THC-PRM-T-0700 | Tank, Primary Clarifier | THC-PRM-T | Tank | Tank |  | T | http://www.toronto.ca/TWONTO#clarifier |  | Tank, Primary Clarifier
64920 | THC-PRM-T-0800 | Tank, Primary Clarifier | THC-PRM-CLAR | Tank | Tank |  | T | http://www.toronto.ca/TWONTO#clarifier |  | Primary Clarification
64921 | THC-PRM-T-0800 | Tank, Primary Clarifier | THC-PRM-T | Tank | Tank |  | T | http://www.toronto.ca/TWONTO#clarifier |  | Tank, Primary Clarifier
64922 | THC-PRM-T-0910 | Oil Tank, Hydraulic Power System for Sludge Bottom Scraper Mechanism, Primary Clarifier 0900, SW Plant | THC-PRM-T-0900 | Tank,Reservoir | Tank |  | T | http://www.toronto.ca/TWONTO#chemical_storage_tank |  | Tank, Primary Clarifier
64923 | THC-PRM-T-1000 | Tank, Primary Clarifier | THC-PRM-T | Tank,Water Elevated | Tank |  | T | http://www.toronto.ca/TWONTO#clarifier |  | Tank, Primary Clarifier
64924 | THC-PRM-T-1010 | Tank, Hydraulic Power System for Sludge Bottom Scraper Mechanism, Tank 1000, Primary Clarifier | THC-PRM-T-1000 | Tank,Reservoir | Tank |  | T | http://www.toronto.ca/TWONTO#chemical_storage_tank |  | Tank, Primary Clarifier
64925 | THC-PRM-T-1100 | Tank, Primary Clarifier | THC-PRM-CLAR | Tank,Water Elevated | Tank |  | T | http://www.toronto.ca/TWONTO#clarifier |  | Primary Clarification
64926 | THC-PRM-T-1110 | Oil Tank, Hydraulic Power System for Sludge Bottom Scraper Mechanism, Primary Clarifier 1100, NW Plant | THC-PRM-T-1100 | Tank,Reservoir | Tank |  | T | http://www.toronto.ca/TWONTO#chemical_storage_tank |  | Tank, Primary Clarifier
64927 | THC-PRM-T-1200 | Tank, Primary Clarifier | THC-PRM-CLAR | Tank,Water Elevated | Tank |  | T | http://www.toronto.ca/TWONTO#clarifier |  | Primary Clarification
64928 | THC-PRM-T-1210 | Oil Tank, Hydraulic Power System for Sludge Bottom Scraper Mechanism, Primary Clarifier 1200, NW Plant | THC-PRM-T-1200 | Tank,Reservoir | Tank |  | T | http://www.toronto.ca/TWONTO#chemical_storage_tank |  | Tank, Primary Clarifier
64929 | THC-PRM-T-1270 | Oil Tank, Hydraulic Power System for Scum Skimmer System, Primary Clarifier 1200 | THC-PRM-T-1200 | Tank,Reservoir | Tank |  | T | http://www.toronto.ca/TWONTO#chemical_storage_tank |  | Tank, Primary Clarifier
65463 | THC-PRS-STRC-0001 | Ferrous Chloride Storage Tank Concrete Containment Structure | THC-PRS |  | Tank |  | STRC | containment_berm |  | Phosphorus Removal, sub-process
65464 | THC-PRS-T-0100 | Tank, FRP, Ferrous Chloride, Storage, Storage Tank Area | THC-PRS | Tank | Tank |  | T | http://www.toronto.ca/TWONTO#chemical_storage_tank |  | Phosphorus Removal, sub-process
65465 | THC-PRS-T-0100 | Tank, FRP, Ferrous Chloride, Storage, Storage Tank Area | THC-PRS-BLDG | Tank | Tank |  | T | http://www.toronto.ca/TWONTO#chemical_storage_tank |  | Phosphorous removal system, Building and Storage
65466 | THC-PRS-T-0200 | Tank, FRP, Ferrous Chloride, Storage, Storage Tank Area | THC-PRS | Tank | Tank |  | T | http://www.toronto.ca/TWONTO#chemical_storage_tank |  | Phosphorus Removal, sub-process
65467 | THC-PRS-T-0200 | Tank, FRP, Ferrous Chloride, Storage, Storage Tank Area | THC-PRS-BLDG | Tank | Tank |  | T | http://www.toronto.ca/TWONTO#chemical_storage_tank |  | Phosphorous removal system, Building and Storage
65468 | THC-PRS-T-0300 | Tank, FRP, Ferrous Chloride, Storage, Storage Tank Area | THC-PRS | Tank | Tank |  | T | http://www.toronto.ca/TWONTO#chemical_storage_tank |  | Phosphorus Removal, sub-process
65469 | THC-PRS-T-0300 | Tank, FRP, Ferrous Chloride, Storage, Storage Tank Area | THC-PRS-BLDG | Tank | Tank |  | T | http://www.toronto.ca/TWONTO#chemical_storage_tank |  | Phosphorous removal system, Building and Storage
65470 | THC-PRS-T-0400 | Tank, FRP, Ferrous Chloride, Storage, Storage Tank Area | THC-PRS-BLDG |  | Tank |  | T | http://www.toronto.ca/TWONTO#chemical_storage_tank |  | Phosphorous removal system, Building and Storage
65483 | FCL-SES-T-0102 | Tank, Expansion,Eyewash Station/Shower Water Heater T-0101,Dry Chemical Bldg, Alum Containment Area | FCL-SES-T-0101 | Tank,Reservoir | Tank |  | T | expansion_tank |  | Tank, Hot Water Heater, Water to Eyewash Station/Shower, Dry Chemical Bldg, Alum Containment Area
65504 | FCL-SM-T-0101-SUS | Storage, Caustic Soda System | FCL-SM | Tank,Non-Pressurized | Tank | 36715 | T | http://www.toronto.ca/TWONTO#chemical_storage_tank |  | Spill Management
65505 | FCL-SM-T-0201-SUS | Storage, Caustic Soda System | FCL-SUSPENDED | Tank,Non-Pressurized | Tank | 36716 | T | http://www.toronto.ca/TWONTO#chemical_storage_tank |  | Suspended entity
65506 | FCL-SM-T-0301-SUS | Storage, Caustic Soda System | FCL-SUSPENDED | Tank,Non-Pressurized | Tank | 36717 | T | http://www.toronto.ca/TWONTO#chemical_storage_tank |  | Suspended entity
75241 | THR-FT-T-1100S | Tank, Final Settling, Mixed Liquor, Secondary Treatment, Secondary Clarification - South | THR-FT-T | Tank | Tank | 41000 | T | http://www.toronto.ca/TWONTO#sedimentation_tank |  | Final Sedimentation Tank & Dedicated WAS Pumping
66384 | THC-SES-T-0181 | Tank,Expansion,Domestic Potable Water,Boiler Building | THC-SES-SQ-EYE |  | Tank |  | T | expansion_tank |  | Eyewash Stations THC (Virtual entity #)
66448 | THC-STR-CH-8082 | Tank, Contact Chamber, Odour Control, Old Plant | THC-ODOUR-OLD PLANT | Tank | Tank |  | CH | http://www.toronto.ca/TWONTO#chemical_contact_tank |  | Odour Control
66678 | THC-STR-T-0036 | Tank, Sodium Hypochlorite, Disinfection | THC-DIS | Tank,Non-Pressurized | Tank |  | T | http://www.toronto.ca/TWONTO#chemical_storage_tank |  | Disinfection (Chlorination) Process
66679 | THC-STR-T-0037 | Tank, Sodium Hypochlorite, Disinfection | THC-DIS | Tank,Non-Pressurized | Tank |  | T | http://www.toronto.ca/TWONTO#chemical_storage_tank |  | Disinfection (Chlorination) Process
66680 | THC-STR-T-1380 | Scum Pit, Tank 1300, Secondary Clarifier | THC-FT-T-1300 | Tank,Non-Pressurized | Tank |  | T | http://www.toronto.ca/TWONTO#storage_tank |  | Tank, Secondary Clarifier
66681 | THC-STR-T-8030 | Tank, Hypochlorite Storage, Odour Control, Old Plant | THC-ODOUR-OLD PLANT |  | Tank | 33424 | T | http://www.toronto.ca/TWONTO#chemical_storage_tank |  | Odour Control
66682 | THC-STR-T-8030 | Tank, Hypochlorite Storage, Odour Control, Old Plant | THC-SUSPENDED |  | Tank | 33424 | T | http://www.toronto.ca/TWONTO#chemical_storage_tank |  | Suspended entity
66683 | THC-STR-T-8130 | Tank, Hypochlorite Storage, Phase I, Secondary Clarifier | THC-ODOUR-PHASE I-IV | Tank | Tank | 33425 | T | http://www.toronto.ca/TWONTO#chemical_storage_tank |  | Odour Control
66684 | THC-STR-T-8130 | Tank, Hypochlorite Storage, Phase I, Secondary Clarifier | THC-SUSPENDED | Tank | Tank | 33425 | T | http://www.toronto.ca/TWONTO#chemical_storage_tank |  | Suspended entity
66685 | THC-STR-T-8200 | Tank, Hypochlorite Storage, Phase I, Secondary Clarifier | THC-ODOUR-PHASE I-IV | Tank | Tank | 33426 | T | http://www.toronto.ca/TWONTO#chemical_storage_tank |  | Odour Control
66686 | THC-STR-T-8200 | Tank, Hypochlorite Storage, Phase I, Secondary Clarifier | THC-SUSPENDED | Tank | Tank | 33426 | T | http://www.toronto.ca/TWONTO#chemical_storage_tank |  | Suspended entity
66687 | THC-STR-T-8282 | Tank, Contact Chamber, Phase I, Secondary Clarifier | THC-ODOUR-PHASE I-IV | Tank | Tank |  | T | http://www.toronto.ca/TWONTO#chemical_contact_tank |  | Odour Control
66688 | THC-STR-T-8400 | Tank, Hypoclorite, Phase IV, Secondary Clarifier | THC-ODOUR-PHASE I-IV | Tank | Tank | 33428 | T | http://www.toronto.ca/TWONTO#chemical_storage_tank |  | Odour Control
66689 | THC-STR-T-8400 | Tank, Hypoclorite, Phase IV, Secondary Clarifier | THC-SUSPENDED | Tank | Tank | 33428 | T | http://www.toronto.ca/TWONTO#chemical_storage_tank |  | Suspended entity
66845 | THC-STW-T-0021 | Tank, Chlorine Storage, Feature Treatment Loop, Storm Water System, Admin. Building | THC-STW |  | Tank |  | T | http://www.toronto.ca/TWONTO#chemical_storage_tank |  | Storm Water
66846 | THC-STW-T-0022 | Tank, Chlorine Storage, Filteration/Chlorination, Storm Water System, Admin. Building | THC-STW |  | Tank |  | T | http://www.toronto.ca/TWONTO#chemical_storage_tank |  | Storm Water
67058 | THC-THK-T-1100 | Tank,Make-up,Polymer Make-up System-1100,Thickening Building | THC-THK-ELS | Chemical Feeder | Tank |  | T | http://www.toronto.ca/TWONTO#chemical_storage_tank |  | TWAS Elecftrical equipment Sludge Thickening
67059 | THC-THK-T-1100 | Tank,Make-up,Polymer Make-up System-1100,Thickening Building | THC-THK-POL | Chemical Feeder | Tank |  | T | http://www.toronto.ca/TWONTO#chemical_storage_tank |  | Thickening Polymer System
67060 | THC-THK-T-1100 | Tank,Make-up,Polymer Make-up System-1100,Thickening Building | THC-THK-TWAS | Chemical Feeder | Tank |  | T | http://www.toronto.ca/TWONTO#chemical_storage_tank |  | Waste Activated Sludge Thickening
67061 | THC-THK-T-1120 | Tank,Mixing,Polymer Make-up System-1100,Thickening Building | THC-THK-POL | Chemical Feeder | Tank |  | T | http://www.toronto.ca/TWONTO#chemical_storage_tank |  | Thickening Polymer System
67062 | THC-THK-T-1130 | Tank,Mixing,Polymer Make-up System-1100,Thickening Building | THC-THK-POL | Chemical Feeder | Tank |  | T | http://www.toronto.ca/TWONTO#chemical_storage_tank |  | Thickening Polymer System
67063 | THC-THK-T-1130 | Tank,Mixing,Polymer Make-up System-1100,Thickening Building | THC-THK-T-1100 | Chemical Feeder | Tank |  | T | http://www.toronto.ca/TWONTO#chemical_storage_tank |  | Tank,Make-up,Polymer Make-up System-1100,Thickening Building
67064 | THC-THK-T-1130 | Tank,Mixing,Polymer Make-up System-1100,Thickening Building | THC-THK-TWAS | Chemical Feeder | Tank |  | T | http://www.toronto.ca/TWONTO#chemical_storage_tank |  | Waste Activated Sludge Thickening
67065 | THC-THK-T-1220 | Tank,Mixing,Polymer Make-up System-1200,Thickening Building | THC-THK-POL | Chemical Feeder | Tank |  | T | http://www.toronto.ca/TWONTO#chemical_storage_tank |  | Thickening Polymer System
67066 | THC-THK-T-1220 | Tank,Mixing,Polymer Make-up System-1200,Thickening Building | THC-THK-T-1200 | Chemical Feeder | Tank |  | T | http://www.toronto.ca/TWONTO#chemical_storage_tank |  | Tank,Make-up,Polymer Make-up System-1200,Thickening Building
67067 | THC-THK-T-1230 | Tank,Mixing,Polymer Make-up System-1200,Thickening Building | THC-THK-POL | Chemical Feeder | Tank |  | T | http://www.toronto.ca/TWONTO#chemical_storage_tank |  | Thickening Polymer System
67068 | THC-THK-T-1230 | Tank,Mixing,Polymer Make-up System-1200,Thickening Building | THC-THK-TWAS | Chemical Feeder | Tank |  | T | http://www.toronto.ca/TWONTO#chemical_storage_tank |  | Waste Activated Sludge Thickening
75243 | THR-FT-T-1500 | Tank, Final Settling, Mixed Liquor, Secondary Treatment, Secondary Clarification - South (Tank#15) | THR-FT-T | Tank | Tank |  | T | http://www.toronto.ca/TWONTO#sedimentation_tank |  | Final Sedimentation Tank & Dedicated WAS Pumping
75244 | THR-FT-T-1700 | Tank, Final Settling, Mixed Liquor, Secondary Treatment, Secondary Clarification -South (Tank#17) | THR-FT-T | Tank | Tank |  | T | http://www.toronto.ca/TWONTO#sedimentation_tank |  | Final Sedimentation Tank & Dedicated WAS Pumping
34291 | KU2047A | Tank, Flash | TAB-HRS-T | Tank | Tank |  |  | http://www.toronto.ca/TWONTO#pressure_vessel |  | Steam Flash Tanks & Controls
41280 | TAB-ACC-T-7301 | Tank, Flash | TAB-HRS-T | Tank | Tank |  | T | http://www.toronto.ca/TWONTO#pressure_vessel |  | Steam Flash Tanks & Controls
41282 | TAB-ACC-T-7401 | Tank, Flash | TAB-HRS-T | Tank | Tank |  | T | http://www.toronto.ca/TWONTO#pressure_vessel |  | Steam Flash Tanks & Controls
41285 | TAB-ACC-T-7701 | Tank, Flash | TAB-HRS-T | Tank | Tank |  | T | http://www.toronto.ca/TWONTO#pressure_vessel |  | Steam Flash Tanks & Controls
71783 | THR-DIG-T-5411 | Tank, Gas Scrubber, Digester Tank 0300 | THR-DIG-SB-2 | Scrubber | Tank |  | T | http://www.toronto.ca/TWONTO#air_scrubber |  | Scrubber Building 2, Digester 3 & 4
71782 | THR-DIG-T-5111 | Tank, Gas Scrubber, Digester Tank 0400 | THR-DIG-SB-2 | Scrubber | Tank |  | T | http://www.toronto.ca/TWONTO#air_scrubber |  | Scrubber Building 2, Digester 3 & 4
71784 | THR-DIG-T-5415 | Tank, Gas Scrubber, Digester Tank 0500 | THR-DIG-SB | Scrubber | Tank |  | T | http://www.toronto.ca/TWONTO#air_scrubber |  | Scrubbers, Digester Tanks 1-10
71785 | THR-DIG-T-5415 | Tank, Gas Scrubber, Digester Tank 0500 | THR-DIG-SB-3 | Scrubber | Tank |  | T | http://www.toronto.ca/TWONTO#air_scrubber |  | Scrubber Building 3, Digester 5 & 6
68475 | THR-ACC-T-0001 | Tank, Glycol Skid, Digester Mezzanine South, AHU-01 | THR-ACC-T | Tank | Tank |  | T | http://www.toronto.ca/TWONTO#chemical_storage_tank |  | Air Conditioning, Glycol Heating Packages
68476 | THR-ACC-T-0101 | Tank, Glycol Skid, Grit Bldg, Old Stores, Gallery Ventilation, Zone 1A,1B | THR-ACC-AHU-0750 | Tank | Tank |  | T | http://www.toronto.ca/TWONTO#chemical_storage_tank |  | Air Handling Unit, Blow Thru, North Grit Bldg, Gallery Ventilation, Zone 1A and 1B
68477 | THR-ACC-T-0101 | Tank, Glycol Skid, Grit Bldg, Old Stores, Gallery Ventilation, Zone 1A,1B | THR-ACC-GRIT | Tank | Tank |  | T | http://www.toronto.ca/TWONTO#chemical_storage_tank |  | Heating, Ventilation and Air Conditioning, Grit Building
68478 | THR-ACC-T-0101 | Tank, Glycol Skid, Grit Bldg, Old Stores, Gallery Ventilation, Zone 1A,1B | THR-ACC-T | Tank | Tank |  | T | http://www.toronto.ca/TWONTO#chemical_storage_tank |  | Air Conditioning, Glycol Heating Packages
68479 | THR-ACC-T-0201 | Tank, Glycol Skid, STB North Wall, Digesters 1-6, Gallery Ventilation, Zone 1A, 1B | THR-ACC-DIG | Tank | Tank |  | T | http://www.toronto.ca/TWONTO#chemical_storage_tank |  | Air Conditioning, HVAC, Digesters
68480 | THR-ACC-T-0206 | Tank, Glycol Make-Up Package, STB Basement | THR-ACC-T | Tank | Tank |  | T | http://www.toronto.ca/TWONTO#chemical_storage_tank |  | Air Conditioning, Glycol Heating Packages
68481 | THR-ACC-T-0401S | Tank, Glycol Heating Package, T17 East, Gallery Ventilation, Zone 2A and 2B | THR-ACC-AHU | Tank | Tank | 46681 | T | http://www.toronto.ca/TWONTO#chemical_storage_tank |  | Air Conditioning, Air Handling Unit, Gallery Ventilation
68482 | THR-ACC-T-0401S | Tank, Glycol Heating Package, T17 East, Gallery Ventilation, Zone 2A and 2B | THR-ACC-AHU-0753S | Tank | Tank | 46681 | T | http://www.toronto.ca/TWONTO#chemical_storage_tank |  | Air Handling Unit, Air Curtain, T17 East, Gallery Ventilation, Zone 2A, 2B and 2C
68483 | THR-ACC-T-0501 | Tank, Glycol Heating Package "A", Engine Room Bsmt., Behind Elevator, Admin Ventilation | THR-ACC-T | Tank | Tank |  | T | http://www.toronto.ca/TWONTO#chemical_storage_tank |  | Air Conditioning, Glycol Heating Packages
68484 | THR-ACC-T-0520S | Tank, Hot Water, Return Sludge Pumping Station, Basement | THR-ACC-BO | Tank | Tank | 46682 | T | http://www.toronto.ca/TWONTO#tanked_hot_water_heater |  | Air Conditioning, Heating and Ventilation, Boiler
68485 | THR-ACC-T-0520S | Tank, Hot Water, Return Sludge Pumping Station, Basement | THR-ACC-T | Tank | Tank | 46682 | T | http://www.toronto.ca/TWONTO#tanked_hot_water_heater |  | Air Conditioning, Glycol Heating Packages
68486 | THR-ACC-T-0532 | Tank, Expansion, Hot Water, Engine Room Basement (CRN-M0849.5,TSSA UID-100004836, SNo.-5.1171682) | THR-ACC-BO | Tank | Tank |  | T | expansion_tank |  | Air Conditioning, Heating and Ventilation, Boiler
68487 | THR-ACC-T-0532S | Tank, Expansion, Hot Water, Engine Room Basement | THR-ACC-BO | Tank | Tank | 40934 | T | expansion_tank |  | Air Conditioning, Heating and Ventilation, Boiler
68488 | THR-ACC-T-0535S | Tank, Expansion, Hot Water, Grit Building Boiler Room | THR-ACC-BO | Tank | Tank | 37960 | T | expansion_tank |  | Air Conditioning, Heating and Ventilation, Boiler
68489 | THR-ACC-T-0601 | Tank, Glycol Heating Package, T-23, East Maintenance, Gallery Ventilation, Zone 3A | THR-ACC-AHU | Tank | Tank |  | T | http://www.toronto.ca/TWONTO#chemical_storage_tank |  | Air Conditioning, Air Handling Unit, Gallery Ventilation
68490 | THR-ACC-T-0601 | Tank, Glycol Heating Package, T-23, East Maintenance, Gallery Ventilation, Zone 3A | THR-ACC-T | Tank | Tank |  | T | http://www.toronto.ca/TWONTO#chemical_storage_tank |  | Air Conditioning, Glycol Heating Packages
68491 | THR-ACC-T-0611 | Tank, Glycol Skid, Filtered Plant Water Building | THR-ACC-T | Tank | Tank |  | T | http://www.toronto.ca/TWONTO#chemical_storage_tank |  | Air Conditioning, Glycol Heating Packages
68492 | THR-ACC-T-0701 | Tank, Glycol Heating Package, RSPS, Gallery Ventilation, Zone 3B | THR-ACC-AHU | Tank | Tank |  | T | http://www.toronto.ca/TWONTO#chemical_storage_tank |  | Air Conditioning, Air Handling Unit, Gallery Ventilation
68493 | THR-ACC-T-0711 | Tank, Makeup, Glycol Skid, Compressor Bldg Main Floor, Glycol System | THR-ACC-T-0710 | Tank | Tank |  | T | http://www.toronto.ca/TWONTO#chemical_storage_tank |  | Tank, Makeup, Glycol Skid, Compressor Bldg Main Floor, Glycol System
68494 | THR-ACC-T-0711S | Tank, Glycol Heating Package, Digesters Gas Compressor Bldg. | THR-ACC-DIG | Tank | Tank | 38850 | T | http://www.toronto.ca/TWONTO#chemical_storage_tank |  | Air Conditioning, HVAC, Digesters
68495 | THR-ACC-T-0711S | Tank, Glycol Heating Package, Digesters Gas Compressor Bldg. | THR-ACC-T | Tank | Tank | 38850 | T | http://www.toronto.ca/TWONTO#chemical_storage_tank |  | Air Conditioning, Glycol Heating Packages
71789 | THR-DIG-T-5603 | Tank, Gas Scrubber, Digester Tank 0700 | THR-DIG-SB-4 | Tank | Tank |  | T | http://www.toronto.ca/TWONTO#air_scrubber |  | Scrubber Building 4, Digester 7 & 8
68497 | THR-ACC-T-0801 | Tank, Glycol Heating Package "B", Engine Room Bsmt., West Wall, Gallery Ventilation | THR-ACC-T | Tank | Tank |  | T | http://www.toronto.ca/TWONTO#chemical_storage_tank |  | Air Conditioning, Glycol Heating Packages
68498 | THR-ACC-T-0901 | Tank, Glycol Heating Skid, New Maintenance Building | THR-ACC-T | Tank | Tank |  | T | http://www.toronto.ca/TWONTO#chemical_storage_tank |  | Air Conditioning, Glycol Heating Packages
68499 | THR-ACC-T-3601 | Glycol Makeup System,East Workshop | THR-ACC-T | Tank | Tank |  | T | http://www.toronto.ca/TWONTO#chemical_storage_tank |  | Air Conditioning, Glycol Heating Packages
69009 | FCL-WWW-T-1200 | Tank, Clarifier, South, RMF Clarification Facility | FCL-WWW-CLAR | Tank | Tank |  | T | http://www.toronto.ca/TWONTO#clarifier |  | Clarification
71794 | THR-DIG-T-5803 | Tank, Gas Scrubber, Digester Tank 0900 | THR-DIG-SB-5 | Tank | Tank |  | T | http://www.toronto.ca/TWONTO#air_scrubber |  | Scrubber Building 5, Digester 9 & 10
71795 | THR-DIG-T-5818 | Tank, Gas Scrubber, Digester Tank 1000 | THR-DIG-SB-5 | Tank | Tank |  | T | http://www.toronto.ca/TWONTO#air_scrubber |  | Scrubber Building 5, Digester 9 & 10
69413 | THR-AER-T-0110 | Tank, Secondary Treatment, Aeration - South- Aeration Tank # 1 | THR-AER-T | Tank | Tank |  | T | http://www.toronto.ca/TWONTO#aeration_tank |  | Aeration Tanks
69414 | THR-AER-T-0210 | Tank, Secondary Treatment, Aeration - South | THR-AER-T | Tank | Tank |  | T | http://www.toronto.ca/TWONTO#aeration_tank |  | Aeration Tanks
69415 | THR-AER-T-0310 | Tank, Secondary Treatment, Aeration - South | THR-AER-T | Tank | Tank |  | T | http://www.toronto.ca/TWONTO#aeration_tank |  | Aeration Tanks
69416 | THR-AER-T-0510 | Tank, Secondary Treatment, Aeration - South | THR-AER-T | Tank | Tank |  | T | http://www.toronto.ca/TWONTO#aeration_tank |  | Aeration Tanks
69417 | THR-AER-T-0800 | Tank, Secondary Treatment, Aeration - North #08 | THR-AER-T | Tank | Tank |  | T | http://www.toronto.ca/TWONTO#aeration_tank |  | Aeration Tanks
69418 | THR-AER-T-1114 | Tank, Reservoir, Auxiliary Oil for Blower 1111, Secondary Treatment, Aeration - Blower System - South | THR-AER-BL-1111 | Tank,Reservoir | Tank |  | T | http://www.toronto.ca/TWONTO#aeration_tank |  | Blower, Centrifugal, Secondary Treatment, Aeration Blower System - Engine Room
69419 | THR-AER-T-1501 | Tank, Lube Oil, Blower 1511, Blower Building, Air Blower System | THR-AER-BL-1511 | Tank | Tank |  | T | http://www.toronto.ca/TWONTO#chemical_storage_tank |  | Blower, Centrifugal, Secondary Treatment, Aeration Blower System - Engine Room
69420 | THR-AER-T-1814 | Tank, Non-Pressurized, Auxiliary Oil, Blower 1811, Secondary Treatment, Aeration Blower System - North | THR-AER-BL-1811 | Tank,Non-Pressurized | Tank |  | T | http://www.toronto.ca/TWONTO#aeration_tank |  | Blower, Centrifugal, Secondary Treatment, Aeration Blower System - HPBB
69668 | THR-AI-T-0010 | Air Receiving Tank, Gallery T14S | THR-AI-C-0593 | Vessel,Pressure | Tank |  | T | http://www.toronto.ca/TWONTO#pressure_vessel |  | Compressor, Instrument Air
69669 | THR-AI-T-0500 | Receiver, Tank, Instrument Air | THR-DIS | Vessel,Pressure | Tank |  | T | http://www.toronto.ca/TWONTO#pressure_vessel |  | Disinfection
69670 | THR-AI-T-0518S | Receiver, Tank, Instrument Air | THR-AI | Vessel,Pressure | Tank | 40936 | T | http://www.toronto.ca/TWONTO#pressure_vessel |  | Air, Instrument, Compressors
69671 | THR-AI-T-0590 | Receiver, Tank, Instrument Air | THR-AI-C-0518 | Vessel,Pressure | Tank |  | T | http://www.toronto.ca/TWONTO#pressure_vessel |  | **SUSPENDED- Compressor, Instrument Air- **** - REMOVED FROM SERVICE
69672 | THR-AI-T-0590 | Receiver, Tank, Instrument Air | THR-AI-C-0590 | Vessel,Pressure | Tank |  | T | http://www.toronto.ca/TWONTO#pressure_vessel |  | Compressor, Instrument Air
69673 | THR-AI-T-0594 | Receiver, Tank, Instrument Air | THR-AI-C-0594 | Vessel,Pressure | Tank |  | T | http://www.toronto.ca/TWONTO#pressure_vessel |  | Compressor, Instrument Air
69674 | THR-AI-T-2000 | Air Receiving Tank, Gallery T20S | THR-AI-C | Vessel,Pressure | Tank |  | T | http://www.toronto.ca/TWONTO#pressure_vessel |  | Compressors, Instrument & Service Air
69675 | THR-AI-T-2518S | Receiver, Tank, Instrument Air | THR-AI-C | Vessel,Pressure | Tank | 39984 | T | http://www.toronto.ca/TWONTO#pressure_vessel |  | Compressors, Instrument & Service Air
50983 | TAB-PRM-T-4600 | Tank, Gland Seal Water Supply | TAB-PRM-P-D | Tank,Reservoir | Tank |  | T | http://www.toronto.ca/TWONTO#storage_tank |  | D Building Sludge Pumping
69835 | THR-BG-T-0200 | Tank, Lube Oil, Compressor 0201, Gas Compressor Bldg | THR-BG-C-0201 |  | Tank |  | T | http://www.toronto.ca/TWONTO#chemical_storage_tank |  | Compressor, Centrifugal, Fuel Gas, Compressor Building, Gas Compressor (And Dryer), for COGEN
41237 | TAB-ACC-T-0151 | Tank, Glycol Feed | TAB-ACC-HE-0135 | Tank,Non-Pressurized | Tank |  | T | http://www.toronto.ca/TWONTO#chemical_storage_tank |  | Heat Exchanger, Secondary Loop XX, Digester 1~4, HEXX-1
41262 | TAB-ACC-T-4903 | Tank, Glycol Makeup, Seawall Tunnel, East | TAB-ACC-HE-4901 | Tank | Tank |  | T | http://www.toronto.ca/TWONTO#chemical_storage_tank |  | Heat Exchanger, Secondary Hot Water loop, Seawall Tunnel, East
70051 | THR-CG-T-0150 | Tank, Coolant Expansion, Chiller 0150, Gas Coolant System, Gas Compressor Building | THR-BG-CU-0103 |  | Tank |  | T | expansion_tank |  | Condensor, Fuel Gas, High Press Gas Conditioning System Train 1, Gas Comp Bldg
70052 | THR-CG-T-0250 | Tank, Coolant Expansion, Chiller 0250, Gas Coolant System, Gas Compressor Building | THR-BG-CU-0203 |  | Tank |  | T | expansion_tank |  | Condensor, Fuel Gas, High Press Gas Conditioning System Train 2, Gas Comp Bldg
50193 | TAB-PLT-T-0701 | Tank, Grit | TAB-SUSPENDED ENTITY | Tank | Tank | 46050 | T | http://www.toronto.ca/TWONTO#sedimentation_tank |  | Suspended entities
50194 | TAB-PLT-T-0801 | Tank, Grit | TAB-PLT-T | Tank | Tank | 46051 | T | http://www.toronto.ca/TWONTO#sedimentation_tank |  | P Building - Grit Tanks 1-12 & Hoppers 1 - 6
50195 | TAB-PLT-T-0901 | Tank, Grit | TAB-PLT-T | Tank | Tank | 35823 | T | http://www.toronto.ca/TWONTO#sedimentation_tank |  | P Building - Grit Tanks 1-12 & Hoppers 1 - 6
50196 | TAB-PLT-T-1101 | Tank, Grit | TAB-PLT-T | Tank | Tank |  | T | http://www.toronto.ca/TWONTO#sedimentation_tank |  | P Building - Grit Tanks 1-12 & Hoppers 1 - 6
77074 | THR-PLT-T-0201 | Tank, Grit Bin, Preliminary Treatment, Grit Removal - Grit Tanks - North Plant | THR-PLT-T | Tank | Tank |  | T | http://www.toronto.ca/TWONTO#storage_tank |  | Preliminary Treatment, Grit Removal Tanks and Grit Bin
50184 | TAB-PLT-T-0201 | Tank, Grit Channel #2 | TAB-PLT-T | Tank | Tank |  | T | http://www.toronto.ca/TWONTO#channel_segment |  | P Building - Grit Tanks 1-12 & Hoppers 1 - 6
50188 | TAB-PLT-T-0401 | Tank, Grit Channel #4 | TAB-PLT-T | Tank | Tank |  | T | http://www.toronto.ca/TWONTO#channel_segment |  | P Building - Grit Tanks 1-12 & Hoppers 1 - 6
50191 | TAB-PLT-T-0501 | Tank, Grit Channel #5 | TAB-PLT-T | Tank | Tank |  | T | http://www.toronto.ca/TWONTO#channel_segment |  | P Building - Grit Tanks 1-12 & Hoppers 1 - 6
70061 | THR-CG-T-1109 | Tank, New Engine Oil, Engine Lubrication Oil System-Unit No 1, Engine-Generator & Heat Recovery System | THR-CG-ENG-1101 | Tank | Tank |  | T | http://www.toronto.ca/TWONTO#chemical_storage_tank |  | Engine, Generator 1101, Engine Room, Engine-Generator & Heat Recovery System
70062 | THR-CG-T-1110 | Tank, New Engine Oil, Engine Lubrication Oil System-Unit No 1, Engine-Generator & Heat Recovery System | THR-CG-ENG-1101 | Tank | Tank |  | T | http://www.toronto.ca/TWONTO#chemical_storage_tank |  | Engine, Generator 1101, Engine Room, Engine-Generator & Heat Recovery System
70063 | THR-CG-T-1138 | Tank, Coolant Expansion, Heat Exchanger 1101, Heat Recovery System, Engine-Gen 1101 | THR-CG-ENG-1101 |  | Tank |  | T | expansion_tank |  | Engine, Generator 1101, Engine Room, Engine-Generator & Heat Recovery System
70064 | THR-CG-T-1163 | Tank, Oil Sump, Lube Oil System, Engine-Gen 1101 | THR-CG-ENG-1101 |  | Tank |  | T | http://www.toronto.ca/TWONTO#chemical_storage_tank |  | Engine, Generator 1101, Engine Room, Engine-Generator & Heat Recovery System
70065 | THR-CG-T-1238 | Tank, Coolant Expansion, Heat Exchanger 1201, Heat Recovery System, Engine-Gen 1201 | THR-CG-ENG-1201 |  | Tank |  | T | expansion_tank |  | Engine, Generator NT1788901, Engine Room, Engine-Generator & Heat Recovery System
70066 | THR-CG-T-1263 | Tank, Oil Sump, Lube Oil System, Engine-Gen 1201 | THR-CG-ENG-1201 |  | Tank |  | T | http://www.toronto.ca/TWONTO#chemical_storage_tank |  | Engine, Generator NT1788901, Engine Room, Engine-Generator & Heat Recovery System
70067 | THR-CG-T-1320 | Tank, Compressed Air Receiver, Air Starting System, Engine-Generator 1101 & 1201 | THR-CG-C-1302 |  | Tank |  | T | http://www.toronto.ca/TWONTO#pressure_vessel |  | Compressor, Air, Air Starting System, Engine-Generator 1101 & 1201
70297 | FHA-ALM-T-0201 | Tank, Alum Storage #2, Service Building | FHA-ALM | Tank | Tank |  | T | http://www.toronto.ca/TWONTO#chemical_storage_tank |  | Alum
70298 | FHA-ALM-T-0310A | Tank, Spill Containment Tank A, Service Building, South Of Machine Shop, Underground | FHA-ALM | Tank | Tank |  | T | http://www.toronto.ca/TWONTO#chemical_storage_tank |  | Alum
70335 | FHA-ALM-T-0310B | Tank, Spill Containment Tank B, Service Building, South Of Machine Shop, Underground | FHA-ALM | Tank | Tank |  | T | http://www.toronto.ca/TWONTO#chemical_storage_tank |  | Alum
70397 | FHA-AM-T-0101 | Tank, Aqua Ammonia, RMF Ammonia Storage Room North Tank | FHA-WWW-CHEM | Tank | Tank |  | T | http://www.toronto.ca/TWONTO#chemical_storage_tank |  | Chemical Storage Room
70398 | FHA-AM-T-0101SU | Tank, Aqua Ammomia #1 Storage Cap. 27,362 L | FHA-AM | Tank | Tank | 33489 | T | http://www.toronto.ca/TWONTO#chemical_storage_tank |  | Ammoniation
70399 | FHA-AM-T-0101SU | Tank, Aqua Ammomia #1 Storage Cap. 27,362 L | FHA-SUSPENDED | Tank | Tank | 33489 | T | http://www.toronto.ca/TWONTO#chemical_storage_tank |  | Suspended Obsolete entity for storage purpose
70400 | FHA-AM-T-0201 | Tank, Aqua Ammonia, RMF Ammonia Storage Room South Tank | FHA-WWW-CHEM | Tank | Tank |  | T | http://www.toronto.ca/TWONTO#chemical_storage_tank |  | Chemical Storage Room
70402 | FHA-AM-T-0201SU | Tank, Aqua Ammomia #2 Storage Cap. 27,362 L | FHA-AM | Tank | Tank | 33490 | T | http://www.toronto.ca/TWONTO#chemical_storage_tank |  | Ammoniation
70403 | FHA-AM-T-0301 | Tank, Aqua Ammomia #3 Storage Cap. 8500 L | FHA-AM | Tank | Tank | 33294 | T | http://www.toronto.ca/TWONTO#chemical_storage_tank |  | Ammoniation
70404 | FHA-AM-T-0301 | Tank, Aqua Ammomia #3 Storage Cap. 8500 L | FHA-SUSPENDED | Tank | Tank | 33294 | T | http://www.toronto.ca/TWONTO#chemical_storage_tank |  | Suspended Obsolete entity for storage purpose
70406 | FHA-AM-T-0401 | Tank, Aqua Ammomia #4 Storage Cap. 8500 L | FHA-AM | Tank | Tank | 33295 | T | http://www.toronto.ca/TWONTO#chemical_storage_tank |  | Ammoniation
70407 | FHA-AM-T-0401 | Tank, Aqua Ammomia #4 Storage Cap. 8500 L | FHA-SUSPENDED | Tank | Tank | 33295 | T | http://www.toronto.ca/TWONTO#chemical_storage_tank |  | Suspended Obsolete entity for storage purpose
70472 | THR-CW-T-0001 | Hot Water Tank, Chlorine Building. Simulator Room | THR-CW |  | Tank |  | T | http://www.toronto.ca/TWONTO#tanked_hot_water_heater |  | City Water
70474 | THR-CW-T-0203 | Tank, Hot Water Heater, Grounds RSPS Control Room | THR-GRK-NMB | Tank,Domestic Hot Water | Tank |  | T | http://www.toronto.ca/TWONTO#tanked_hot_water_heater |  | Grounds, New Maintenance Building
70475 | THR-CW-T-0540 | Tank, Hot Water Storage System, Admin Bldg. | THR-CW | Tank | Tank |  | T | http://www.toronto.ca/TWONTO#tanked_hot_water_heater |  | City Water
70476 | THR-CW-T-0543 | Tank, City Water, Domestic Hot Water, Electric | THR-FT | Tank | Tank |  | T | http://www.toronto.ca/TWONTO#tanked_hot_water_heater |  | Final Tank
70477 | THR-CW-T-0544 | Tank, City Water, Hot Water Electric, Digester Control Room | THR-DIG | Tank | Tank |  | T | http://www.toronto.ca/TWONTO#tanked_hot_water_heater |  | Digester
70776 | THR-DCL-T-0003S | Tank, Containment, Sodium Bisulphite | THR-DCL | Tank | Tank | 40867 | T | http://www.toronto.ca/TWONTO#chemical_storage_tank |  | Dechlorination
70777 | THR-DCL-T-0003S | Tank, Containment, Sodium Bisulphite | THR-DCL-T | Tank | Tank | 40867 | T | http://www.toronto.ca/TWONTO#chemical_storage_tank |  | Tank, Containment and Storage, Sodium Bisulphite
70778 | THR-DCL-T-0200 | Tank, Sodium Bisulphite Storage | THR-DCL-T | Tank | Tank |  | T | http://www.toronto.ca/TWONTO#chemical_storage_tank |  | Tank, Containment and Storage, Sodium Bisulphite
70971 | FHA-AUX-T-0101 | Tank, Air Receiver Compressed Air #1, Service Bldg. Alum Room | FHA-AUX-SA | Tank | Tank |  | T | http://www.toronto.ca/TWONTO#pressure_vessel |  | Plant Air/Instrument Air/Vacuum System
70972 | FHA-AUX-T-0102 | Tank, Air Receiver Compressed Air #2, Service Bldg. Alum Room | FHA-AUX-T-0102-KQ | Tank | Tank |  | T | http://www.toronto.ca/TWONTO#pressure_vessel |  | Compressed Air Tank 2
70974 | FHA-AUX-T-0103 | Tank, Air Receiver Compressed Air #3, Service Bldg. Alum Room | FHA-AUX-T-0103-KQ | Tank | Tank |  | T | http://www.toronto.ca/TWONTO#pressure_vessel |  | Compressed Air Tank 3
70977 | FHA-AUX-T-0201 | Tank, Air Receiver Compressed Air, Instrument Air, Pump Building, High Lift PS Basement, N/E Corner | FHA-AUX-SA | Tank | Tank |  | T | http://www.toronto.ca/TWONTO#pressure_vessel |  | Plant Air/Instrument Air/Vacuum System
70978 | FHA-AUX-T-0401 | Tank, Air Vacuum Receiver Vessel, Pump Building, High Lift PS Basement, N/E Corner | FHA-AUX-SA | Tank | Tank |  | T | http://www.toronto.ca/TWONTO#pressure_vessel |  | Plant Air/Instrument Air/Vacuum System
77072 | THR-PLT-T-0100 | Tank, Grit Removal, Grit Tank, North Grit Building | THR-PLT-T | Tank | Tank |  | T | http://www.toronto.ca/TWONTO#sedimentation_tank |  | Preliminary Treatment, Grit Removal Tanks and Grit Bin
71269 | FHA-CCS-T-0101 | Tank, Phosphoric Acid Storage Tank T-0101, RMF Phosphoric Acid Storage Room | FHA-CCS | Tank | Tank |  | T | http://www.toronto.ca/TWONTO#chemical_storage_tank |  | Corrosion Control
77073 | THR-PLT-T-0200 | Tank, Grit Removal, Grit Tank, North Grit Building | THR-PLT-T | Tank | Tank |  | T | http://www.toronto.ca/TWONTO#sedimentation_tank |  | Preliminary Treatment, Grit Removal Tanks and Grit Bin
77077 | THR-PLT-T-1400 | Tank, Grit Vortex Prime, Headhouse | THR-PLT-T-HH | Tank | Tank |  | T | http://www.toronto.ca/TWONTO#vortex_classifier |  | Tanks, Grit Vortex Prime, Headhouse
77078 | THR-PLT-T-1500 | Tank, Grit Vortex Prime, Headhouse | THR-PLT-T-HH | Tank | Tank |  | T | http://www.toronto.ca/TWONTO#vortex_classifier |  | Tanks, Grit Vortex Prime, Headhouse
77079 | THR-PLT-T-1600 | Tank, Grit Vortex Prime, Headhouse | THR-PLT-T-HH | Tank | Tank |  | T | http://www.toronto.ca/TWONTO#vortex_classifier |  | Tanks, Grit Vortex Prime, Headhouse
77080 | THR-PLT-T-1700 | Tank, Grit Vortex Prime, Headhouse | THR-PLT-T-HH | Tank | Tank |  | T | http://www.toronto.ca/TWONTO#vortex_classifier |  | Tanks, Grit Vortex Prime, Headhouse
21456 | FHO-DEW-T-0101-SUS | Tank, Ground Water Collection | FHO-SUSPENDED | Tank,Reservoir | Tank | 37559 | T | http://www.toronto.ca/TWONTO#storage_tank |  | Suspended Entity List
91181 | FHO-DEW-T-0101-SUS | Tank, Ground Water Collection | FHO-DEW | Tank,Reservoir | Tank | 37559 | T | http://www.toronto.ca/TWONTO#storage_tank |  | Dewatering & Drainage
70053 | THR-CG-T-1101 | Tank, High Pressure Air Storage, Engine Air Starting System | THR-AI-C | Tank | Tank | 34866 | T | http://www.toronto.ca/TWONTO#pressure_vessel |  | Compressors, Instrument & Service Air
70054 | THR-CG-T-1101 | Tank, High Pressure Air Storage, Engine Air Starting System | THR-CG-C | Tank | Tank | 34866 | T | http://www.toronto.ca/TWONTO#pressure_vessel |  | Co-Generation, Air Compressors
70055 | THR-CG-T-1103 | Tank, High Pressure Air Storage, Engine Air Starting System | THR-AI-C | Tank | Tank | 34868 | T | http://www.toronto.ca/TWONTO#pressure_vessel |  | Compressors, Instrument & Service Air
70056 | THR-CG-T-1103 | Tank, High Pressure Air Storage, Engine Air Starting System | THR-CG-C | Tank | Tank | 34868 | T | http://www.toronto.ca/TWONTO#pressure_vessel |  | Co-Generation, Air Compressors
71774 | THR-DIG-T-0120 | Tank, Waste Oil, Lube Oil System, Gas Compressor Building | THR-DIG |  | Tank |  | T | http://www.toronto.ca/TWONTO#chemical_storage_tank |  | Digester
71775 | THR-DIG-T-0440 | Tank, Condensate, Supply to Co-Gen from Tank 0400 | THR-DIG-SD-0400 | Tank | Tank |  | T | http://www.toronto.ca/TWONTO#condensate_trap |  | Tank, Secondary Digester-4, Solids Treatment
71776 | THR-DIG-T-0460 | Tank, Condensate, Supply to Co-Gen from Tank 0600 | THR-DIG-SD-0600 | Tank | Tank |  | T | http://www.toronto.ca/TWONTO#condensate_trap |  | Tank, Secondary Digester-6, Solids Treatment
71777 | THR-DIG-T-0503 | Tank, Condensate and Sediment Accumulator, Boilers, Engine Room | THR-ACC-BO | Tank | Tank |  | T | http://www.toronto.ca/TWONTO#condensate_trap |  | Air Conditioning, Heating and Ventilation, Boiler
71778 | THR-DIG-T-0504 | Tank, Condensate and Sediment Accumulator, Boilers, Engine Room | THR-ACC-BO | Tank | Tank |  | T | http://www.toronto.ca/TWONTO#condensate_trap |  | Air Conditioning, Heating and Ventilation, Boiler
71779 | THR-DIG-T-0504 | Tank, Condensate and Sediment Accumulator, Boilers, Engine Room | THR-DIG | Tank | Tank |  | T | http://www.toronto.ca/TWONTO#condensate_trap |  | Digester
71780 | THR-DIG-T-0599 | Tank, Condensate and Sediment Trap, Boilers 0800 & 0900 | THR-ACC-BO | Tank | Tank |  | T | http://www.toronto.ca/TWONTO#condensate_trap |  | Air Conditioning, Heating and Ventilation, Boiler
71781 | THR-DIG-T-3850 | Tank, Seperator, Oil Water, Gas Compressor Bldg Bsmnt, Oil Water Separator System | THR-DIG-T | Tank,Reservoir | Tank |  | T | http://www.toronto.ca/TWONTO#chemical_storage_tank |  | Digester, Tanks
70057 | THR-CG-T-1105 | Tank, High Pressure Air Storage, Engine Air Starting System | THR-AI-C | Tank | Tank | 34870 | T | http://www.toronto.ca/TWONTO#pressure_vessel |  | Compressors, Instrument & Service Air
70058 | THR-CG-T-1105 | Tank, High Pressure Air Storage, Engine Air Starting System | THR-CG-C | Tank | Tank | 34870 | T | http://www.toronto.ca/TWONTO#pressure_vessel |  | Co-Generation, Air Compressors
70059 | THR-CG-T-1107 | Tank, High Pressure Air Storage, Engine Air Starting System | THR-AI-C | Tank | Tank | 34872 | T | http://www.toronto.ca/TWONTO#pressure_vessel |  | Compressors, Instrument & Service Air
70060 | THR-CG-T-1107 | Tank, High Pressure Air Storage, Engine Air Starting System | THR-CG-C | Tank | Tank | 34872 | T | http://www.toronto.ca/TWONTO#pressure_vessel |  | Co-Generation, Air Compressors
71786 | THR-DIG-T-5431 | Tank, Condensate and Sediment Accumulator, C-5440, Digester Mixing System | THR-DIG-C-5440 | Tank | Tank |  | T | http://www.toronto.ca/TWONTO#condensate_trap |  | Compressor, Gas, Mixing System, Digester Tank#3
71787 | THR-DIG-T-5440 | Tank, Reservoir, Auxiliary Oil, Gas Compressor 5440, Digester Mixing System | THR-DIG-C-5440 | Tank,Reservoir | Tank |  | T | http://www.toronto.ca/TWONTO#chemical_storage_tank |  | Compressor, Gas, Mixing System, Digester Tank#3
71788 | THR-DIG-T-5480 | Tank, Reservoir, Auxiliary Oil, Gas Compressor 5480, Digester Mixing System | THR-DIG-C-5480 | Tank,Reservoir | Tank |  | T | http://www.toronto.ca/TWONTO#chemical_storage_tank |  | Compressor, Gas, Mixing System, Digester Tank#5
43755 | TAB-DEW-MX-0330 | Tank, Hopper Agitator, #3 Schwing Pump | TAB-DEW-T-0330 | Tank | Tank |  | MX | http://www.toronto.ca/TWONTO#mixer_or_agitator |  | Tank, DWS from Centrifuge #3
71790 | THR-DIG-T-5631 | Tank, Condensate and Sediment Accumulator, C-5640, Digester Mixing System | THR-DIG-C-5640 | Tank | Tank |  | T | http://www.toronto.ca/TWONTO#condensate_trap |  | Compressor, Gas, Mixing System, Digester Tank#7
71791 | THR-DIG-T-5660 | Tank, Reservoir, Auxiliary Oil, Gas Compressor 5660, Digester Mixing System | THR-DIG-C-5660 | Tank,Reservoir | Tank |  | T | http://www.toronto.ca/TWONTO#chemical_storage_tank |  | Compressor, Gas, Mixing System, Digester Tank#7/8
71792 | THR-DIG-T-5661 | Tank, Reservoir, Auxiliary Oil, Gas Compressor 5660, Digester Mixing System | THR-DIG-C-5660 | Tank,Reservoir | Tank |  | T | http://www.toronto.ca/TWONTO#chemical_storage_tank |  | Compressor, Gas, Mixing System, Digester Tank#7/8
71793 | THR-DIG-T-5680 | Tank, Reservoir, Auxiliary Oil, Gas Compressor 5680, Digester Mixing System | THR-DIG-C-5660 | Tank,Reservoir | Tank |  | T | http://www.toronto.ca/TWONTO#chemical_storage_tank |  | Compressor, Gas, Mixing System, Digester Tank#7/8
43756 | TAB-DEW-MX-0830 | Tank, Hopper Agitator, #8 Schwing Pump | TAB-DEW-T-0830 | Tank | Tank |  | MX | http://www.toronto.ca/TWONTO#mixer_or_agitator |  | Tank, DWS from Centrifuge #8
44067 | TAB-DEW-T-2200 | Tank, Hopper, SC from Centrifuges | TAB-DEW-P-2201 | Tank | Tank |  | T | http://www.toronto.ca/TWONTO#storage_tank |  | Pump, Sludge Cake Transfer, Schwing #6,
71796 | THR-DIG-T-5831 | Tank, Condensate and Sediment Accumulator, C-5840, Digester Mixing System | THR-DIG-C-5840 | Tank | Tank |  | T | http://www.toronto.ca/TWONTO#condensate_trap |  | Compressor, Gas, Mixing System, Digester Tank#10
71797 | THR-DIG-T-5881 | Tank, Reservoir, Auxiliary Oil, Gas Compressor 5880, Digester Mixing System | THR-DIG-C-5880 | Tank,Reservoir | Tank |  | T | http://www.toronto.ca/TWONTO#chemical_storage_tank |  | Compressor, Gas, Mixing System, Digester Tank#09
72233 | FHA-CLA-T-0101 | Tank, Expansion, Chlorine Gas to Pre-Chlorine EV-0101, Filter Building, Cl2/SO2 Storage Room | FHA-CLA-CHL-0101-KQ | Tank | Tank |  | T | expansion_tank |  | Chlorination Location,Train #1
72752 | FHA-CLB-T-0101 | Tank, Expansion, Chlorine Gas to Post-Chlorine EV-0101, Filter Building, Cl2/SO2 Storage Room | FHA-CLB-CHL-0101 | Tank | Tank |  | T | expansion_tank |  | Chlorinator, Solution Feed Gas Dispenser, Vacuum Operated, Filtration Building, Cl2/SO2 Feeder Room
72753 | FHA-CLB-T-0201 | Tank, Expansion, Chlorine Gas to Post-Chlorine EV-0201, Filter Building, Cl2/SO2 Storage Room | FHA-CLB-CHL-0201 | Tank | Tank |  | T | expansion_tank |  | Chlorinator, Solution Feed Gas Dispenser, Vacuum Operated, Filtration Building, Cl2/SO2 Feeder Room
72754 | FHA-CLB-T-0201 | Tank, Expansion, Chlorine Gas to Post-Chlorine EV-0201, Filter Building, Cl2/SO2 Storage Room | FHA-CLB-CHL-0201-KQ | Tank | Tank |  | T | expansion_tank |  | Post Chlorination Location,Train #2
44068 | TAB-DEW-T-2300 | Tank, Hopper, SC from Centrifuges | TAB-DEW-P-2301 | Tank | Tank |  | T | http://www.toronto.ca/TWONTO#storage_tank |  | Pump, Sludge Cake Transfer #2301
72935 | THR-DIS-T-1300 | Tank, Caustic Soda SB-1300 | THR-DIS-SB-1300 | Tank,Reservoir | Tank |  | T | http://www.toronto.ca/TWONTO#chemical_storage_tank |  | Scrubber, Caustic Soda SB-1300
72936 | THR-DIS-T-4000 | Tank, Sodium Hypochlorite Storage, Disinfection Building | THR-DIS-T-PP | Tank | Tank |  | T | http://www.toronto.ca/TWONTO#chemical_storage_tank |  | Disinfection, Tank, Palace Pier
74252 | THR-FPW-T-0001 | Tank, Instrument Air, Plant Water Building, Plant Services, Plant Water Pump, Centrifugaling System (CRN-5644.5, SNO.-5.1182099, TSSA UID-65022711) | THR-FPW | Tank | Tank |  | T | http://www.toronto.ca/TWONTO#pressure_vessel |  | Filtered Plant Water
19290 | FHA-WWW-T-0003 | Tank, Irrigation, RMF, North/East of Pilot Plant | FHA-WWW-IRRIG | Tank | Tank |  | T | http://www.toronto.ca/TWONTO#storage_tank |  | Irrigation
74149 | THR-EPS-T-0115 | Tank, Resevoir, Grease for Pump, Centrifugal 0116, Plant Service, Effluent Pump, Centrifugaling | THR-EPS-P-0110 | Tank,Reservoir | Tank |  | T | http://www.toronto.ca/TWONTO#chemical_storage_tank |  | Pump, Centrifugal, Screw
74150 | THR-EPS-T-0215 | Tank, Resevoir, Grease for Pump, Centrifugal 0216, Plant Service, Effluent Pump, Centrifugaling | THR-EPS-P-0210 | Tank,Reservoir | Tank |  | T | http://www.toronto.ca/TWONTO#chemical_storage_tank |  | Pump, Centrifugal, Screw
74151 | THR-EPS-T-0415 | Tank, Resevoir, Grease for Pump, Centrifugal 0416, Plant Service, Effluent Pump, Centrifugaling | THR-EPS-P-0410 | Tank,Reservoir | Tank |  | T | http://www.toronto.ca/TWONTO#chemical_storage_tank |  | Pump, Centrifugal, Screw
69834 | THR-BG-T-0102 | Tank, Knockout, Compressor 0101, High Pressure Gas System, Gas Compressor Bldg | THR-BG-C-0101 |  | Tank |  | T | http://www.toronto.ca/TWONTO#pressure_vessel |  | Compressor, Centrifugal, Fuel Gas, Compressor Building, Gas Compressor (And Dryer) for COGEN
74253 | THR-FPW-T-0002 | Tank, Resevoir, Sodium Hypochlorite, Plant Water Building | THR-FPW-P | Tank,Reservoir | Tank |  | T | http://www.toronto.ca/TWONTO#chemical_storage_tank |  | Filtered Plant Water, Pumps
69836 | THR-BG-T-0202 | Tank, Knockout, Compressor 0201, High Pressure Gas System, Gas Compressor Bldg | THR-BG-C-0201 |  | Tank |  | T | http://www.toronto.ca/TWONTO#pressure_vessel |  | Compressor, Centrifugal, Fuel Gas, Compressor Building, Gas Compressor (And Dryer), for COGEN
21644 | FHO-DOZ-T-0100 | Tank, Liquid Oxigen, LOX Storage Area | FHO-LOX | Tank | Tank |  | T | http://www.toronto.ca/TWONTO#chemical_storage_tank |  | Liquid Oxygen System
74671 | FHA-DCL-T-0101 | Tank, Expansion, Evaporator EV-0101, Filter Building, Cl2/SO2 Feeder Room | FHA-DCL-SO-0101 | Tank | Tank | 39215 | T | expansion_tank |  | Sulphonator, Solution Feed Gas Dispenser, Vacuum Operated, Filter Building Cl2/SO2 Feeder Room
74672 | FHA-DCL-T-0101 | Tank, Expansion, Evaporator EV-0101, Filter Building, Cl2/SO2 Feeder Room | FHA-DCL-SO-0101-KQ | Tank | Tank | 39215 | T | expansion_tank |  | Sulphonator Location
74673 | FHA-DCL-T-0301 | Tank, Expansion, Evaporator EV-0301, Filter Building, Cl2/SO2 Feeder Room | FHA-DCL-SO-0301 | Tank | Tank | 39216 | T | expansion_tank |  | Sulphonator, Solution Feed Gas Dispenser, Vacuum Operated. Filter Building Cl2/SO2 Feeder Room
74674 | FHA-DCL-T-0301 | Tank, Expansion, Evaporator EV-0301, Filter Building, Cl2/SO2 Feeder Room | FHA-DCL-SO-0301-KQ | Tank | Tank | 39216 | T | expansion_tank |  | Sulphonator Location
21645 | FHO-DOZ-T-0200 | Tank, Liquid Oxigen, LOX Storage Area | FHO-LOX | Tank | Tank |  | T | http://www.toronto.ca/TWONTO#chemical_storage_tank |  | Liquid Oxygen System
28594 | FIS-DEW-T-0003 | Tank, Low Lift Pumps & Screen Room Drain Sump, Raw Water Pump Building, Pump Room, South | FIS-DEW |  | Tank |  | T | http://www.toronto.ca/TWONTO#storage_tank |  | Dewatering & Drainage
53867 | TAB-SLO-T-0260 | Tank, Lube Pump Water Reservior | TAB-SLO-PIP | Tank,Reservoir | Tank |  | T | http://www.toronto.ca/TWONTO#storage_tank |  | Sludge Transfer Pipe Lubrication
41258 | TAB-ACC-T-3652 | Tank, Make up, Glycol line | TAB-ACC-HE-3650 | Tank | Tank |  | T | http://www.toronto.ca/TWONTO#chemical_storage_tank |  | Heat Exchanger, Old Admin bldg
41251 | TAB-ACC-T-3472 | Tank, Make Up, Glycol Make Up Line | TAB-ACC-P-3422 | Tank | Tank |  | T | http://www.toronto.ca/TWONTO#chemical_storage_tank |  | Pump, Glycol Circulating,Make Up Line
41259 | TAB-ACC-T-3872 | Tank, Make Up, Glycol Make Up Line | TAB-ACC-P-3872 | Tank | Tank |  | T | http://www.toronto.ca/TWONTO#chemical_storage_tank |  | Pump, Glycol Circulating,Make Up Line
41260 | TAB-ACC-T-4422 | Tank, Make Up, Glycol Make Up Line | TAB-ACC-P-4422 | Tank | Tank |  | T | http://www.toronto.ca/TWONTO#chemical_storage_tank |  | Pump, Glycol Circulating,Make Up Line
41241 | TAB-ACC-T-1030 | Tank, Makeup, Glycol | TAB-ACC-HE-1021 | Tank,Reservoir | Tank |  | T | http://www.toronto.ca/TWONTO#chemical_storage_tank |  | Heat Exchanger, Hot Water/Glycol Heating System, Old Screen Room
107501 | TAB-ACC-T-1060 | Tank, Makeup, Glycol | TAB-ACC-HE-1040 | Tank,Reservoir | Tank |  | T | http://www.toronto.ca/TWONTO#chemical_storage_tank |  | Heat Exchanger, Hot Water/Glycol Heating System, New Screen Room
57108 | THC-ACC-T-0115 | Tank, Methane Storage, Building E | THC-ACC-BLDG E | Tank | Tank |  | T | http://www.toronto.ca/TWONTO#pressure_vessel |  | Boiler House, HVAC
45483 | TAB-DIG-T-0152 | Tank, moisture /Sediment Trap- in Gas delivery line | TAB-DIG-GAS-DOME1-4 | Tank | Tank |  | T | sediment_trap |  | Digester Tanks 1-4, Flame Arresters, Pressure Relief & Vacuum Breaker Valves
45485 | TAB-DIG-T-0252 | Tank, moisture /Sediment Trap- in Gas delivery line | TAB-DIG-GAS-DOME1-4 | Tank | Tank |  | T | sediment_trap |  | Digester Tanks 1-4, Flame Arresters, Pressure Relief & Vacuum Breaker Valves
45486 | TAB-DIG-T-0352 | Tank, moisture /Sediment Trap- in Gas delivery line | TAB-DIG-GAS-DOME1-4 | Tank | Tank |  | T | sediment_trap |  | Digester Tanks 1-4, Flame Arresters, Pressure Relief & Vacuum Breaker Valves
45488 | TAB-DIG-T-0552 | Tank, moisture /Sediment Trap- in Gas delivery line | TAB-DIG-FX-T5-8 | Tank | Tank |  | T | sediment_trap |  | Digester Tanks 5-8, Flame Arrester, Condensate Tanks & Moisture Separators
139167 | THR-THK-T-7001 | Tank, MTI Sludge Holding | THR-THK-P-MTI | Tank | Tank |  | T | http://www.toronto.ca/TWONTO#storage_tank |  | MTI Transfer Pumps & Sludge Holding Tanks
10875 | FCL-ALM-T-0301 | Tank, Non-Pressurized, Alum Mixing Tank, Liquid Alum System | FCL-ALM | Tank,Non-Pressurized | Tank |  | T | http://www.toronto.ca/TWONTO#chemical_storage_tank |  | Coagulation
75246 | THR-FT-T-3000 | Tank, Non-Pressurized, Scum, Scum Pumping | THR-FT-T-SCUM | Tank,Non-Pressurized | Tank |  | T | http://www.toronto.ca/TWONTO#storage_tank |  | Final Tank, Scum Tanks
75247 | THR-FT-T-3030 | Tank, Non-Pressurized, Scum, Scum Pumping | THR-FT-T-SCUM | Tank,Non-Pressurized | Tank |  | T | http://www.toronto.ca/TWONTO#storage_tank |  | Final Tank, Scum Tanks
75248 | THR-FT-T-3130 | Tank, Non-Pressurized, Scum, Scum Pumping | THR-FT-T-SCUM | Tank,Non-Pressurized | Tank |  | T | http://www.toronto.ca/TWONTO#storage_tank |  | Final Tank, Scum Tanks
75249 | THR-FT-T-3200 | Tank, Non-Pressurized, Scum, Scum Pumping | THR-FT-T-SCUM | Tank,Non-Pressurized | Tank |  | T | http://www.toronto.ca/TWONTO#storage_tank |  | Final Tank, Scum Tanks
75250 | THR-FT-T-3250 | Tank, Non-Pressurized, Scum, Scum Pumping | THR-FT-T-SCUM | Tank,Non-Pressurized | Tank |  | T | http://www.toronto.ca/TWONTO#storage_tank |  | Final Tank, Scum Tanks
76495 | THR-OCS-T-0511A | Tank, Reservoir, Hypochlorite Storage, Plant Services, Odour Control System | THR-OCS-T | Tank,Reservoir | Tank |  | T | http://www.toronto.ca/TWONTO#chemical_storage_tank |  | Odour Control System, Tanks
76890 | FHA-FL-T-0101 | Tank, Hydrofluosilicic Acid, RMF Fluoride Storage Room North Tank | FHA-FL | Tank | Tank |  | T | http://www.toronto.ca/TWONTO#chemical_storage_tank |  | Fluoridation
76891 | FHA-FL-T-0301 | Tank 3, Flouride Storage - CAP: 27276 L - Steel Welded Tank - | FHA-SUSPENDED | Tank | Tank | 33481 | T | http://www.toronto.ca/TWONTO#chemical_storage_tank |  | Suspended Obsolete entity for storage purpose
76892 | FHA-FL-T-0401 | Tank 4, Flouride Storage - CAP: 27276 L - Steel Welded Tank - | FHA-FL | Tank | Tank | 33475 | T | http://www.toronto.ca/TWONTO#chemical_storage_tank |  | Fluoridation
76893 | FHA-FL-T-2101 | Fluoride Tank 1 | FHA-SUSPENDED | Tank | Tank | 33484 | T | http://www.toronto.ca/TWONTO#chemical_storage_tank |  | Suspended Obsolete entity for storage purpose
76894 | FHA-FL-T-2101 | Fluoride Tank 1 | FHA-WWW-CHEM | Tank | Tank | 33484 | T | http://www.toronto.ca/TWONTO#chemical_storage_tank |  | Chemical Storage Room
76895 | FHA-FL-T-2201 | Fluoride Tank 2 | FHA-SUSPENDED | Tank | Tank | 33485 | T | http://www.toronto.ca/TWONTO#chemical_storage_tank |  | Suspended Obsolete entity for storage purpose
76896 | FHA-FL-T-2201 | Fluoride Tank 2 | FHA-WWW-CHEM | Tank | Tank | 33485 | T | http://www.toronto.ca/TWONTO#chemical_storage_tank |  | Chemical Storage Room
135950 | THR-FT-T-3100 | Tank, Non-Pressurized, Scum, Scum Pumping | THR-FT-T-SCUM | Tank,Non-Pressurized | Tank |  | T | http://www.toronto.ca/TWONTO#storage_tank |  | Final Tank, Scum Tanks
135954 | THR-FT-T-3230 | Tank, Non-Pressurized, Scum, Scum Pumping | THR-FT-T-SCUM | Tank,Non-Pressurized | Tank |  | T | http://www.toronto.ca/TWONTO#storage_tank |  | Final Tank, Scum Tanks
135952 | THR-FT-T-3130S | Tank, Non-Pressurized, Scum, System 2, Scum Pumping | THR-FT-T-SCUM | Tank,Non-Pressurized | Tank | 38974 | T | http://www.toronto.ca/TWONTO#storage_tank |  | Final Tank, Scum Tanks
77075 | THR-PLT-T-0511 | Tank, Hydraulic Power Pack for Sparger Lift | THR-PLT-HPU-0511 | Tank,Reservoir | Tank | 34977 | T | http://www.toronto.ca/TWONTO#chemical_storage_tank |  | Hydraulic Power Unit for Sparger Lift, Grit Bldg.
77076 | THR-PLT-T-0511 | Tank, Hydraulic Power Pack for Sparger Lift | THR-S-E | Tank,Reservoir | Tank | 34977 | T | http://www.toronto.ca/TWONTO#chemical_storage_tank |  | SUSPENDED ENTITY
135951 | THR-FT-T-3100S | Tank, Non-Pressurized, Scum, System 2A, Scum Pumping | THR-FT-T-SCUM | Tank,Non-Pressurized | Tank | 38973 | T | http://www.toronto.ca/TWONTO#storage_tank |  | Final Tank, Scum Tanks
135953 | THR-FT-T-3200S | Tank, Non-Pressurized, Scum, System 3A, Scum Pumping | THR-FT-T-SCUM | Tank,Non-Pressurized | Tank | 41003 | T | http://www.toronto.ca/TWONTO#storage_tank |  | Final Tank, Scum Tanks
135955 | THR-FT-T-3230S | Tank, Non-Pressurized, Scum, System 3B, Scum Pumping | THR-FT-T-SCUM | Tank,Non-Pressurized | Tank | 41002 | T | http://www.toronto.ca/TWONTO#storage_tank |  | Final Tank, Scum Tanks
135956 | THR-FT-T-3300 | Tank, Non-Pressurized, Scum, System 4, Scum Pumping | THR-FT-T-SCUM | Tank,Non-Pressurized | Tank |  | T | http://www.toronto.ca/TWONTO#storage_tank |  | Final Tank, Scum Tanks
77653 | THR-PRM-HSE-N | Flushing Hoses North Primary | THR-PRM-T |  | Tank |  |  | hose_segment |  | Primary Sedimentation Tanks
77654 | THR-PRM-HSE-N | Flushing Hoses North Primary | THR-PRM-T-N |  | Tank |  |  | hose_segment |  | Primary Sedimentation Tanks- North
77771 | THR-PRM-T-0100 | Tank, Primary Clarification - Primary Tank - South | THR-PRM-SOUTH | Tank | Tank |  | T | http://www.toronto.ca/TWONTO#clarifier |  | Primary Treatment, South Primary
77772 | THR-PRM-T-0100 | Tank, Primary Clarification - Primary Tank - South | THR-PRM-T | Tank | Tank |  | T | http://www.toronto.ca/TWONTO#clarifier |  | Primary Sedimentation Tanks
77773 | THR-PRM-T-0100 | Tank, Primary Clarification - Primary Tank - South | THR-THK-GRK1 | Tank | Tank |  | T | http://www.toronto.ca/TWONTO#clarifier |  | Thickening, Ground & Structural
75251 | THR-FT-T-3400 | Tank, Non-Pressurized, Scum, System 5, Scum Pumping | THR-FT-T-SCUM | Tank,Non-Pressurized | Tank |  | T | http://www.toronto.ca/TWONTO#storage_tank |  | Final Tank, Scum Tanks
77775 | THR-PRM-T-0200 | Tank, Primary Clarification - Primary Tank - South | THR-PRM-SOUTH | Tank | Tank |  | T | http://www.toronto.ca/TWONTO#clarifier |  | Primary Treatment, South Primary
77776 | THR-PRM-T-0300 | Tank, Primary Clarification - Primary Tank - South | THR-PRM-SOUTH | Tank | Tank |  | T | http://www.toronto.ca/TWONTO#clarifier |  | Primary Treatment, South Primary
135957 | THR-FT-T-3500 | Tank, Non-Pressurized, Scum, System 7, Scum Pumping | THR-FT-T-SCUM | Tank,Non-Pressurized | Tank |  | T | http://www.toronto.ca/TWONTO#storage_tank |  | Final Tank, Scum Tanks
77778 | THR-PRM-T-0400 | Tank, Primary Clarification - Primary Tank - South | THR-PRM-SOUTH | Tank | Tank |  | T | http://www.toronto.ca/TWONTO#clarifier |  | Primary Treatment, South Primary
77779 | THR-PRM-T-0500 | Tank, Primary Clarification - Primary Tank - South | THR-PRM-SOUTH | Tank | Tank |  | T | http://www.toronto.ca/TWONTO#clarifier |  | Primary Treatment, South Primary
77780 | THR-PRM-T-0500 | Tank, Primary Clarification - Primary Tank - South | THR-PRM-T | Tank | Tank |  | T | http://www.toronto.ca/TWONTO#clarifier |  | Primary Sedimentation Tanks
77781 | THR-PRM-T-0500 | Tank, Primary Clarification - Primary Tank - South | THR-THK-GRK1 | Tank | Tank |  | T | http://www.toronto.ca/TWONTO#clarifier |  | Thickening, Ground & Structural
77782 | THR-PRM-T-0600 | Tank, Primary Clarification - Primary Tank - South | THR-PRM-SOUTH | Tank | Tank |  | T | http://www.toronto.ca/TWONTO#clarifier |  | Primary Treatment, South Primary
77783 | THR-PRM-T-0700 | Tank, Primary Clarification - Primary Tank - South | THR-PRM-SOUTH | Tank | Tank |  | T | http://www.toronto.ca/TWONTO#clarifier |  | Primary Treatment, South Primary
77784 | THR-PRM-T-0700 | Tank, Primary Clarification - Primary Tank - South | THR-PRM-T | Tank | Tank |  | T | http://www.toronto.ca/TWONTO#clarifier |  | Primary Sedimentation Tanks
77785 | THR-PRM-T-0700 | Tank, Primary Clarification - Primary Tank - South | THR-THK-GRK1 | Tank | Tank |  | T | http://www.toronto.ca/TWONTO#clarifier |  | Thickening, Ground & Structural
135959 | THR-FT-T-3700 | Tank, Non-Pressurized, Scum, System 8, Scum Pumping | THR-FT-T-SCUM | Tank,Non-Pressurized | Tank |  | T | http://www.toronto.ca/TWONTO#storage_tank |  | Final Tank, Scum Tanks
77787 | THR-PRM-T-0900 | Tank, Primary Clarification - Primary Tank - North | THR-PRM-NORTH | Tank | Tank |  | T | http://www.toronto.ca/TWONTO#clarifier |  | Primary Treatment, North Primary
77788 | THR-PRM-T-0900 | Tank, Primary Clarification - Primary Tank - North | THR-THK-GRK1 | Tank | Tank |  | T | http://www.toronto.ca/TWONTO#clarifier |  | Thickening, Ground & Structural
77789 | THR-PRM-T-1000 | Tank, Primary Clarification - Primary Tank - North | THR-PRM-T | Tank | Tank |  | T | http://www.toronto.ca/TWONTO#clarifier |  | Primary Sedimentation Tanks
77790 | THR-PRM-T-1000 | Tank, Primary Clarification - Primary Tank - North | THR-THK-GRK1 | Tank | Tank |  | T | http://www.toronto.ca/TWONTO#clarifier |  | Thickening, Ground & Structural
77791 | THR-PRM-T-1100 | Tank, Primary Clarification - Primary Tank - North | THR-PRM-T | Tank | Tank |  | T | http://www.toronto.ca/TWONTO#clarifier |  | Primary Sedimentation Tanks
77792 | THR-PRM-T-1100 | Tank, Primary Clarification - Primary Tank - North | THR-THK-GRK1 | Tank | Tank |  | T | http://www.toronto.ca/TWONTO#clarifier |  | Thickening, Ground & Structural
135958 | THR-FT-T-3600 | Tank, Non-Pressurized, Scum, System 9, Scum Pumping | THR-FT-T-SCUM | Tank,Non-Pressurized | Tank |  | T | http://www.toronto.ca/TWONTO#storage_tank |  | Final Tank, Scum Tanks
143729 | WTR-PEL-T-1700 | Tank, Non-Pressurized, UREA, Generator Building, Generator Room | WTR-PEL-AUX | Tank,Non-Pressurized | Tank |  | T | http://www.toronto.ca/TWONTO#chemical_storage_tank |  | Auxilliary Equipment (Building Facilities)
75233 | THR-FT-T-0500A | Tank, Plant Flushing Hot Water | THR-FT-HWT | Tank | Tank |  | T | http://www.toronto.ca/TWONTO#storage_tank |  | Final Tank, Plant Hot Water Tanks
75234 | THR-FT-T-0501 | Tank, Plant Flushing Hot Water | THR-FT-HWT | Tank | Tank |  | T | http://www.toronto.ca/TWONTO#storage_tank |  | Final Tank, Plant Hot Water Tanks
75235 | THR-FT-T-0503S | Tank, Plant Flushing Hot Water | THR-FT-HWT | Tank | Tank | 40234 | T | http://www.toronto.ca/TWONTO#storage_tank |  | Final Tank, Plant Hot Water Tanks
77798 | THR-PRM-T-3455 | Tank, Expansion, Hot Flushing Water | THR-PRM-HE-3450 | Tank | Tank |  | T | expansion_tank |  | Heat Exchanger, Generator Tank
135295 | THR-FPW-T-0003S | Tank, Plant Water System, Plant Services, Plant Water Pump, Centrifugaling System | THR-FPW-F-0100 | Tank | Tank | 47401 | T | http://www.toronto.ca/TWONTO#storage_tank |  | Filter, Cell 1, Plant Water System, Plant Services, Plant Water Pump, Centrifugaling System (Filter Bed, Cell 1)
135296 | THR-FPW-T-0003S | Tank, Plant Water System, Plant Services, Plant Water Pump, Centrifugaling System | THR-S-E | Tank | Tank | 47401 | T | http://www.toronto.ca/TWONTO#storage_tank |  | SUSPENDED ENTITY
77801 | THR-PRM-T-3555 | Tank, Expansion, Hot Flushing Water Supply System | THR-PRM-HE-3550 | Tank | Tank |  | T | expansion_tank |  | Heat Exchanger,Generator Tank
78209 | THR-PRS-T-0010 | Tank, Ferrous Chloride Storage, Chemical Building | THR-PRS-T | Tank,Non-Pressurized | Tank |  | T | http://www.toronto.ca/TWONTO#chemical_storage_tank |  | Phosphorous Removal System, Storage Tank
78210 | THR-PRS-T-0020 | Tank, Ferrous Chloride Storage, Chemical Building | THR-PRS-T | Tank,Non-Pressurized | Tank |  | T | http://www.toronto.ca/TWONTO#chemical_storage_tank |  | Phosphorous Removal System, Storage Tank
78211 | THR-PRS-T-0110S | Tank, Ferrous Chloride Storage, (Future) Chemical Building, Secondary Treatment, Phosphorous Removal | THR-PRS-T | Tank,Non-Pressurized | Tank | 39862 | T | http://www.toronto.ca/TWONTO#chemical_storage_tank |  | Phosphorous Removal System, Storage Tank
78212 | THR-PRS-T-0130S | Tank, Ferrous Chloride Storage, Chemical Building, Secondary Treatment, Phosphorous Removal | THR-PRS-T | Tank,Non-Pressurized | Tank | 39864 | T | http://www.toronto.ca/TWONTO#chemical_storage_tank |  | Phosphorous Removal System, Storage Tank
78213 | THR-PRS-T-0140S | Tank, Ferrous Chloride Storage, Chemical Building, Secondary Treatment, Phosphorous Removal | THR-PRS-T | Tank,Non-Pressurized | Tank | 39865 | T | http://www.toronto.ca/TWONTO#chemical_storage_tank |  | Phosphorous Removal System, Storage Tank
78214 | THR-PRS-T-9001 | Tank, Ferrous Chloride Storage, Chemical Building, (TEMPORARY) | THR-PRS-T | Tank,Non-Pressurized | Tank |  | T | http://www.toronto.ca/TWONTO#chemical_storage_tank |  | Phosphorous Removal System, Storage Tank
78215 | THR-PRS-T-9002 | Tank, Ferrous Chloride Storage, Chemical Building, (TEMPORARY) | THR-PRS-T | Tank,Non-Pressurized | Tank |  | T | http://www.toronto.ca/TWONTO#chemical_storage_tank |  | Phosphorous Removal System, Storage Tank
74254 | THR-FPW-T-0004S | Tank, Plant Water System, Plant Water Building | THR-FPW-F-0200 | Tank | Tank | 47402 | T | http://www.toronto.ca/TWONTO#storage_tank |  | Filter, Cell 2, Plant Water Building, Plant Services, Plant Water Pump, Centrifugaling System (Filter Bed, Cell 2)
74255 | THR-FPW-T-0005S | Tank, Plant Water System, Plant Water Building | THR-FPW-F-0300 | Tank | Tank | 47403 | T | http://www.toronto.ca/TWONTO#storage_tank |  | Filter, Cell 3, Plant Water Building, Plant Services, Plant Water Pump, Centrifugaling System (Filter Bed, Cell 3)
135297 | THR-FPW-T-0004S | Tank, Plant Water System, Plant Water Building | THR-S-E | Tank | Tank | 47402 | T | http://www.toronto.ca/TWONTO#storage_tank |  | SUSPENDED ENTITY
135298 | THR-FPW-T-0005S | Tank, Plant Water System, Plant Water Building | THR-S-E | Tank | Tank | 47403 | T | http://www.toronto.ca/TWONTO#storage_tank |  | SUSPENDED ENTITY
135299 | THR-FPW-T-0006S | Tank, Plant Water System, Plant Water Building | THR-FPW-F-0400 | Tank | Tank | 47404 | T | http://www.toronto.ca/TWONTO#storage_tank |  | Filter, Cell 4, Plant Water Building, Plant Services, Plant Water Pump, Centrifugaling System (Filter Bed, Cell 4)
135300 | THR-FPW-T-0006S | Tank, Plant Water System, Plant Water Building | THR-S-E | Tank | Tank | 47404 | T | http://www.toronto.ca/TWONTO#storage_tank |  | SUSPENDED ENTITY
79495 | THR-THK-T-8101 | Tank, Polymer Day, 1% Solution | THR-THK-POL-8001 | Tank,Reservoir | Tank |  | T | http://www.toronto.ca/TWONTO#chemical_storage_tank |  | Polymer Preparation Unit System, Unit #1
79496 | THR-THK-T-8101A | Tank, Containment, Polymer Solution | THR-THK-POL-8001 | Tank,Reservoir | Tank |  | T | http://www.toronto.ca/TWONTO#chemical_storage_tank |  | Polymer Preparation Unit System, Unit #1
79497 | THR-THK-T-8201A | Tank, Containment, Polymer Mixing Solution | THR-THK-POL-8002 | Tank,Reservoir | Tank |  | T | http://www.toronto.ca/TWONTO#chemical_storage_tank |  | Polymer Preparation Unit System, Unit #2
79596 | FHA-SED-T-0201 | Tank, Underground Settling and Flocculation Basin #2 | FHA-SED | Tank,Non-Pressurized | Tank |  | T | http://www.toronto.ca/TWONTO#flocculation_tank |  | Sedimentation
79597 | FHA-SED-T-0301 | Tank, Underground Settling and Flocculation Basin #3 | FHA-SED | Tank,Non-Pressurized | Tank |  | T | http://www.toronto.ca/TWONTO#flocculation_tank |  | Sedimentation
79598 | FHA-SED-T-0401 | Tank, Underground Settling and Flocculation Basin #4 | FHA-SED | Tank,Non-Pressurized | Tank |  | T | http://www.toronto.ca/TWONTO#flocculation_tank |  | Sedimentation
79599 | FHA-SED-T-0501 | Tank, Underground Settling and Flocculation Basin #5 | FHA-SED | Tank,Non-Pressurized | Tank |  | T | http://www.toronto.ca/TWONTO#flocculation_tank |  | Sedimentation
79600 | FHA-SED-T-0601 | Tank, Underground Settling and Flocculation Basin #6 | FHA-SED | Tank,Non-Pressurized | Tank |  | T | http://www.toronto.ca/TWONTO#flocculation_tank |  | Sedimentation
80319 | TNT-ACC-T-1000 | Tank,Storage, Furnace oil for Boilers | TNT-ACC-OIL | Tank,Reservoir | Tank |  | T | http://www.toronto.ca/TWONTO#fuel_oil_tank |  | Boilers, Burners, Oil & gas Systems
80320 | TNT-ACC-T-1100 | Tank, Expansion, City Water to Hot Water System | TNT-ACC-HW | Tank | Tank |  | T | expansion_tank |  | Hot water Circulation System
80605 | TNT-AER-T-0200 | Tank,Aeration, # 2 | TNT-AER | Tank,Non-Pressurized | Tank |  | T | http://www.toronto.ca/TWONTO#aeration_tank |  | Aeration Treatment
80606 | TNT-AER-T-0500 | Tank,Aeration, # 5 | TNT-AER | Tank,Non-Pressurized | Tank |  | T | http://www.toronto.ca/TWONTO#aeration_tank |  | Aeration Treatment
80789 | TNT-CSO-T-0500 | Tank, CSO Tank | TNT-CSO | Tank | Tank |  | T | http://www.toronto.ca/TWONTO#detention_tank |  | Combined Sewer Overflow and storage system
80790 | TNT-CSO-T-0600 | Tank, Storm Tank | TNT-CSO | Tank | Tank |  | T | http://www.toronto.ca/TWONTO#detention_tank |  | Combined Sewer Overflow and storage system
80792 | TNT-CSO-TPB-0401 | Tipping Bucket, CSO Storage Tank Flushing | TNT-CSO-P-0400 | Tank,Reservoir | Tank |  | TPB | http://www.toronto.ca/TWONTO#instrument_gauge_or_display |  | Pump, Centrifugal, Flush, Maintenance Hole No. 1
80793 | TNT-CSO-TPB-0404 | Tipping Bucket, CSO Storage Tank Flushing | TNT-CSO-P-0400 | Tank,Reservoir | Tank |  | TPB | http://www.toronto.ca/TWONTO#instrument_gauge_or_display |  | Pump, Centrifugal, Flush, Maintenance Hole No. 1
64872 | THC-PRM-T | Tank, Primary Clarifier | THC-PRM-CLAR | Tank | Tank |  |  | http://www.toronto.ca/TWONTO#collection_of_assets |  | Primary Clarification
71416 | THR-DIG-PD-0100 | Tank, Primary Digester-1, Solids Treatment | THR-DIG-T | Tank | Tank |  | PD | http://www.toronto.ca/TWONTO#digester_tank |  | Digester, Tanks
71425 | THR-DIG-PD-1000 | Tank, Primary Digester-10, Solids Treatment | THR-DIG-T | Tank | Tank |  | PD | http://www.toronto.ca/TWONTO#digester_tank |  | Digester, Tanks
71417 | THR-DIG-PD-0200 | Tank, Primary Digester-2, Solids Treatment | THR-DIG-T | Tank | Tank |  | PD | http://www.toronto.ca/TWONTO#digester_tank |  | Digester, Tanks
80947 | TNT-DIG-T-0001 | Tank, Valve Pit | TNT-DIG-PD | Tank,Reservoir | Tank |  | T | http://www.toronto.ca/TWONTO#storage_tank |  | Primary Digester Tanks,Drainage Tanks
71418 | THR-DIG-PD-0300 | Tank, Primary Digester-3, Solids Treatment | THR-DIG-RPU | Tank | Tank |  | PD | http://www.toronto.ca/TWONTO#digester_tank |  | RPU, UPS, Digester
71419 | THR-DIG-PD-0300 | Tank, Primary Digester-3, Solids Treatment | THR-DIG-SB-1 | Tank | Tank |  | PD | http://www.toronto.ca/TWONTO#digester_tank |  | Scrubber Building 1, Digester 1 & 2
71420 | THR-DIG-PD-0500 | Tank, Primary Digester-5, Solids Treatment | THR-DIG-RPU | Tank | Tank |  | PD | http://www.toronto.ca/TWONTO#digester_tank |  | RPU, UPS, Digester
71421 | THR-DIG-PD-0500 | Tank, Primary Digester-5, Solids Treatment | THR-DIG-SB-1 | Tank | Tank |  | PD | http://www.toronto.ca/TWONTO#digester_tank |  | Scrubber Building 1, Digester 1 & 2
81118 | TNT-DIS-T-0100 | Tank, Chlorine Contact | TNT-DIS | Tank,Reservoir | Tank |  | T | http://www.toronto.ca/TWONTO#chemical_contact_tank |  | Disinfection
81119 | TNT-DIS-T-0500 | Tank, Sodium HypoChlorite | TNT-DIS | Tank,Reservoir | Tank |  | T | http://www.toronto.ca/TWONTO#chemical_storage_tank |  | Disinfection
81120 | TNT-DIS-T-0600 | Tank, Sodium HypoChlorite | TNT-DIS | Tank,Reservoir | Tank |  | T | http://www.toronto.ca/TWONTO#chemical_storage_tank |  | Disinfection
71422 | THR-DIG-PD-0700 | Tank, Primary Digester-7, Solids Treatment | THR-DIG-T-7-10 | Tank | Tank |  | PD | http://www.toronto.ca/TWONTO#digester_tank |  | Digester, Entities Common to Tanks 7-10
71423 | THR-DIG-PD-0700 | Tank, Primary Digester-7, Solids Treatment | THR-DIG-T-7-8 | Tank | Tank |  | PD | http://www.toronto.ca/TWONTO#digester_tank |  | Digester, Entities Common to Tanks 7-8
71424 | THR-DIG-PD-0900 | Tank, Primary Digester-9, Solids Treatment | THR-DIG-T | Tank | Tank |  | PD | http://www.toronto.ca/TWONTO#digester_tank |  | Digester, Tanks
89224 | WTR-RMA-T-0200 | Tank, Reservoir | WTR-RMA-TRW | Tank,Reservoir | Tank |  | T | http://www.toronto.ca/TWONTO#reservoir_tank |  | Treated Water (Transmission)
89659 | WTR-RWA-T-0001 | Tank, Reservoir | WTR-RWA-TRW | Tank,Water Elevated | Tank |  | T | http://www.toronto.ca/TWONTO#reservoir_tank |  | Treated Water (Transmission)
89683 | WTR-RWL-T-0001 | Tank, Reservoir | WTR-RWL-TRW | Tank,Water Elevated | Tank |  | T | http://www.toronto.ca/TWONTO#reservoir_tank |  | Treated Water (Transmission)
89288 | WTR-RMI-T-0200 | Tank, Reservoir (North-East Basin) | WTR-RMI-TRW | Tank,Reservoir | Tank |  | T | http://www.toronto.ca/TWONTO#reservoir_tank |  | Treated Water (Transmission)
89287 | WTR-RMI-T-0100 | Tank, Reservoir (South-East Basin) | WTR-RMI-TRW | Tank,Reservoir | Tank |  | T | http://www.toronto.ca/TWONTO#reservoir_tank |  | Treated Water (Transmission)
88845 | WTR-RDF-T-0200 | Tank, Reservoir, (East Basin) | WTR-RDF-TRW | Tank,Reservoir | Tank |  | T | http://www.toronto.ca/TWONTO#reservoir_tank |  | Treated Water (Transmission)
81550 | TNT-PRM-T-0200 | Tank, Clarification,Primary Influent, #2 | TNT-PRM | Clarifier,Square | Tank |  | T | http://www.toronto.ca/TWONTO#clarifier |  | Primary Treatment
81551 | TNT-PRM-T-0300 | Tank, Clarification,Primary Influent, #3 | TNT-PRM | Clarifier,Square | Tank |  | T | http://www.toronto.ca/TWONTO#clarifier |  | Primary Treatment
89588 | WTR-RRV-T-0200 | Tank, Reservoir, (North West Basin) | WTR-RRV-TRW | Tank,Reservoir | Tank |  | T | http://www.toronto.ca/TWONTO#reservoir_tank |  | Treated Water (Transmission)
89346 | WTR-RMP-T-0100S | Tank, Reservoir, (South Basin) | WTR-RMP-TRWS | Tank,Reservoir | Tank | 38606 | T | http://www.toronto.ca/TWONTO#reservoir_tank |  | Treated Water (Transmission)
89213 | WTR-RLW-T-0200 | Tank, Reservoir, (South-East Basin) | WTR-RLW-TRW | Tank,Reservoir | Tank |  | T | http://www.toronto.ca/TWONTO#reservoir_tank |  | Treated Water (Transmission)
88699 | WTR-RBV-T-0200 | Tank, Reservoir, (Southwest Basin) | WTR-RBV-TRW | Tank,Reservoir | Tank |  | T | http://www.toronto.ca/TWONTO#reservoir_tank |  | Treated Water (Transmission)
88844 | WTR-RDF-T-0100 | Tank, Reservoir, (West Basin) | WTR-RDF-TRW | Tank,Reservoir | Tank |  | T | http://www.toronto.ca/TWONTO#reservoir_tank |  | Treated Water (Transmission)
89625 | WTR-RST-T-0200 | Tank, Reservoir, (West Basin) | WTR-RST-TRW | Tank,Reservoir | Tank |  | T | http://www.toronto.ca/TWONTO#reservoir_tank |  | Treated Water (Transmission)
50177 | TAB-PLT-T-0100 | Tank, Reservoir, Grit Removal, Grit Bldg., P Bldg. | TAB-PLT-T | Tank,Reservoir | Tank |  | T | http://www.toronto.ca/TWONTO#sedimentation_tank |  | P Building - Grit Tanks 1-12 & Hoppers 1 - 6
84806 | WTR-PEG-T-0001 | Tank, Hot Water | WTR-PEG-AUX | Tank | Tank |  | T | http://www.toronto.ca/TWONTO#tanked_hot_water_heater |  | Auxiliary Equipment (Building Facilities)
85210 | WTR-PEL-T-0004 | Tank, Hot Water, Lower Level | WTR-PEL-CW | Tank | Tank |  | T | http://www.toronto.ca/TWONTO#tanked_hot_water_heater |  | City Water System
85211 | WTR-PEL-T-1010 | Tank, Non-Pressurized, Diesel Fuel Storage, Generator Building, Bulk Fuel Storage Room | WTR-PEL-AUX | Tank,Non-Pressurized | Tank |  | T | http://www.toronto.ca/TWONTO#fuel_oil_tank |  | Auxilliary Equipment (Building Facilities)
85212 | WTR-PEL-T-1500 | Tank, Non-Pressurized, New Oil, Generator Building, Product Handling Room | WTR-PEL-AUX | Tank,Non-Pressurized | Tank |  | T | http://www.toronto.ca/TWONTO#chemical_storage_tank |  | Auxilliary Equipment (Building Facilities)
85213 | WTR-PEL-T-1600 | Tank, Non-Pressurized, New Oil, Generator Building, Product Handling Room | WTR-PEL-AUX | Tank,Non-Pressurized | Tank |  | T | http://www.toronto.ca/TWONTO#chemical_storage_tank |  | Auxilliary Equipment (Building Facilities)
85769 | WTR-PHL-T-2701 | Tank , Hot Water | WTR-PHL-AUX | Tank,Domestic Hot Water | Tank |  | T | http://www.toronto.ca/TWONTO#tanked_hot_water_heater |  | Auxiliary Equipment (Building Facilities)
85770 | WTR-PHL-T-2801 | Tank , Hot Water | WTR-PHL-AUX | Tank,Domestic Hot Water | Tank |  | T | http://www.toronto.ca/TWONTO#tanked_hot_water_heater |  | Auxiliary Equipment (Building Facilities)
85771 | WTR-PHL-T-2901 | Tank , Hot Water | WTR-PHL-AUX | Tank,Domestic Hot Water | Tank |  | T | http://www.toronto.ca/TWONTO#tanked_hot_water_heater |  | Auxiliary Equipment (Building Facilities)
85772 | WTR-PHL-T-3101 | Tank , Hot Water, 40 Rathnelly | WTR-PHL-AUX | Tank,Domestic Hot Water | Tank |  | T | http://www.toronto.ca/TWONTO#tanked_hot_water_heater |  | Auxiliary Equipment (Building Facilities)
85773 | WTR-PHL-T-3101 | Tank , Hot Water, 40 Rathnelly | WTR-PHL-ENGHOUSE | Tank,Domestic Hot Water | Tank |  | T | http://www.toronto.ca/TWONTO#tanked_hot_water_heater |  | Engineers House, 40 Rathnelly
50183 | TAB-PLT-T-0200 | Tank, Reservoir, Grit Removal, Grit Bldg., P Bldg. | TAB-PLT-T | Tank,Reservoir | Tank |  | T | http://www.toronto.ca/TWONTO#sedimentation_tank |  | P Building - Grit Tanks 1-12 & Hoppers 1 - 6
50186 | TAB-PLT-T-0300 | Tank, Reservoir, Grit Removal, Grit Bldg., P Bldg. | TAB-PLT-T | Tank,Reservoir | Tank |  | T | http://www.toronto.ca/TWONTO#sedimentation_tank |  | P Building - Grit Tanks 1-12 & Hoppers 1 - 6
50190 | TAB-PLT-T-0500 | Tank, Reservoir, Grit Removal, Grit Bldg., P Bldg. | TAB-PLT-T | Tank,Reservoir | Tank |  | T | http://www.toronto.ca/TWONTO#sedimentation_tank |  | P Building - Grit Tanks 1-12 & Hoppers 1 - 6
50192 | TAB-PLT-T-0600 | Tank, Reservoir, Grit Removal, Grit Bldg., P Bldg. | TAB-PLT-T | Tank,Reservoir | Tank |  | T | http://www.toronto.ca/TWONTO#sedimentation_tank |  | P Building - Grit Tanks 1-12 & Hoppers 1 - 6
63881 | FCL-PAC-T-0501 | Tank, Reservoir, PAC Slurry Calibrated Cylinder, Dry Chemical Building, Basement | FCL-PAC | Tank,Reservoir | Tank |  | T | http://www.toronto.ca/TWONTO#chemical_storage_tank |  | Taste and Odour Control (PAC)
86050 | FHA-WWW-T-0701 | Tank, SBS Storage, RMF, SBS Storage Room | FHA-SBS | Tank | Tank |  | T | http://www.toronto.ca/TWONTO#chemical_storage_tank |  | SBS System
86051 | FHA-WWW-T-0701 | Tank, SBS Storage, RMF, SBS Storage Room | FHA-WWW-P-0711-KQ | Tank | Tank |  | T | http://www.toronto.ca/TWONTO#chemical_storage_tank |  | SBS Pump Location
81509 | TNT-MCS-T-0100 | Tank, Reservoir, Sump Well | TNT-MCS | Tank,Reservoir | Tank |  | T | http://www.toronto.ca/TWONTO#reservoir_tank |  | Miscellaneous, including Storm Water Tanks
11355 | FCL-BW-T-0100A | Tank, Reservoir, Water Back Wash, Wash Water Tank | FCL-BW | Tank,Reservoir | Tank |  | T | http://www.toronto.ca/TWONTO#reservoir_tank |  | Backwash System
11356 | FCL-BW-T-0100B | Tank, Reservoir, Water Back Wash, Wash Water Tank | FCL-BW | Tank,Reservoir | Tank |  | T | http://www.toronto.ca/TWONTO#reservoir_tank |  | Backwash System
31120 | FIS-WWW-T-1101 | Tank, RMF Settling Basin 11, Filter Backwash Waste, Settling Basin Area | FIS-WWW |  | Tank |  | T | http://www.toronto.ca/TWONTO#sedimentation_tank |  | Waste Water
98666 | FIS-WWW-T-0501 | Tank, RMF Settling Basin 5, Filter Backwash Waste, Settling Basin Area | FIS-WWW |  | Tank |  | T | http://www.toronto.ca/TWONTO#sedimentation_tank |  | Waste Water
98667 | FIS-WWW-T-0701 | Tank, RMF Settling Basin 7, Filter Backwash Waste, Settling Basin Area | FIS-WWW |  | Tank |  | T | http://www.toronto.ca/TWONTO#sedimentation_tank |  | Waste Water
86065 | FHA-WWW-T-6001 | Tank, Polymer Storage Tote, RMF, Polymer Room | FHA-WWW-POLY | Tank | Tank |  | T | http://www.toronto.ca/TWONTO#chemical_storage_tank |  | Polymer
86066 | FHA-WWW-T-6003 | Tank, Polymer Solution Day Tank, Polymer Storage Area | FHA-WWW-POLY | Tank | Tank |  | T | http://www.toronto.ca/TWONTO#chemical_storage_tank |  | Polymer
31119 | FIS-WWW-T-0901 | Tank, RMF Settling Basin 9, Filter Backwash Waste, Settling Basin Area | FIS-WWW |  | Tank |  | T | http://www.toronto.ca/TWONTO#sedimentation_tank |  | Waste Water
78808 | FHA-RSP-T-0100 | Tank, Sanitary Wet Well, Sanitary Pumping System, Pump Building Basement, West | FHA-AUX-SAN | Tank | Tank |  | T | http://www.toronto.ca/TWONTO#storage_tank |  | Sanitary Pumping System
86337 | WTR-PJS-T-2000 | Tank,on-Pressurized,Level 73 Heat Exchanger Room North Wall West ,DLCW Surge Tank Air Pressure Supply Receiver Tank | WTR-PJS-ENW |  | Tank |  | T | http://www.toronto.ca/TWONTO#pressure_vessel |  | Enwave Process
86338 | WTR-PJS-T-2100 | Tank,on-Pressurized,Level 73 Heat Exchanger Room North Wall East,DLCW Surge Tank Air Pressure Supply Receiver Tank | WTR-PJS-ENW |  | Tank |  | T | http://www.toronto.ca/TWONTO#pressure_vessel |  | Enwave Process
77797 | THR-PRM-T-3400 | Tank, Scum Tank, North Plant PTs 9, 10 - scum tank | THR-PRM-SCUM-T | Tank | Tank |  | T | http://www.toronto.ca/TWONTO#storage_tank |  | Scum/Sludge Pumping, Tanks & Hopper, South Primary
137893 | THR-PRM-T-3400 | Tank, Scum Tank, North Plant PTs 9, 10 - scum tank | THR-PRM-SCP-N | Tank | Tank |  | T | http://www.toronto.ca/TWONTO#storage_tank |  | Scum Pumping, Primary Treatment, North Primary(9,10,11)
77799 | THR-PRM-T-3500 | Tank, Scum Tank, PT #11 - scum tank | THR-PRM-SCP-N | Tank | Tank |  | T | http://www.toronto.ca/TWONTO#storage_tank |  | Scum Pumping, Primary Treatment, North Primary(9,10,11)
77800 | THR-PRM-T-3500 | Tank, Scum Tank, PT #11 - scum tank | THR-PRM-SCUM-T | Tank | Tank |  | T | http://www.toronto.ca/TWONTO#storage_tank |  | Scum/Sludge Pumping, Tanks & Hopper, South Primary
86343 | WTR-PJS-T-6100 | Tank,Level 73 Heat Exchanger Room South-West Wall,West Tank,DLCW Chemical Storage Tank | WTR-PJS-P-6000 | Tank | Tank |  | T | http://www.toronto.ca/TWONTO#chemical_storage_tank |  | Pump,Metering,Level 73 Heat Exchanger Room West Wall,DLCW Chemical Feed Pump
86344 | WTR-PJS-T-6200 | Tank,Level 73 Heat Exchanger Room South-West Wall,East Tank,DLCW Chemical Storage Tank | WTR-PJS-P-6000 | Tank | Tank |  | T | http://www.toronto.ca/TWONTO#chemical_storage_tank |  | Pump,Metering,Level 73 Heat Exchanger Room West Wall,DLCW Chemical Feed Pump
77793 | THR-PRM-T-3100 | Tank, Scum, from Hopper T-0130, South Primary Tank | THR-PRM-SCUM-T | Tank,Non-Pressurized | Tank |  | T | http://www.toronto.ca/TWONTO#storage_tank |  | Scum/Sludge Pumping, Tanks & Hopper, South Primary
77794 | THR-PRM-T-3100 | Tank, Scum, from Hopper T-0130, South Primary Tank | THR-PRM-STA-1 | Tank,Non-Pressurized | Tank |  | T | http://www.toronto.ca/TWONTO#storage_tank |  | South Primary Station 1
86676 | WTR-PKN-T-0002 | Tank, Domestic Hot Water | WTR-PKN-AUX | Tank,Domestic Hot Water | Tank |  | T | http://www.toronto.ca/TWONTO#tanked_hot_water_heater |  | Auxiliary Equipment (Building Facilities)
87197 | WTR-PMI-T-0002 | Fuel Tank, Underground | WTR-PMI-AUX |  | Tank |  | T | http://www.toronto.ca/TWONTO#underground_fuel_oil_tank_temp |  | Auxiliary Equipment (Building Facilities)
87198 | WTR-PMI-T-1100 | Tank, Domestic, Hot Water, Washroom, | WTR-PMI-AUX | Tank,Domestic Hot Water | Tank |  | T | http://www.toronto.ca/TWONTO#tanked_hot_water_heater |  | Auxiliary Equipment (Building Facilities)
87455 | WTR-PPD-T-2101 | Tank, Domestic Hot Water | WTR-PPD-AUX | Tank,Domestic Hot Water | Tank |  | T | http://www.toronto.ca/TWONTO#tanked_hot_water_heater |  | Auxiliary Equipment (Building Facilities)
87691 | WTR-PRH-T-0001 | Tank, Hot Water, Domestic(electrical), Emergency Safety Eye Wash, Generator Room | WTR-PRH-LB-0103 | Tank,Domestic Hot Water | Tank |  | T | http://www.toronto.ca/TWONTO#tanked_hot_water_heater |  | Load Breaker, 4160V, Generator, Switchgear Electrical Room
77795 | THR-PRM-T-3200 | Tank, Scum, from Hopper T-0330 & 0730, South Primary Tank | THR-PRM-SCUM-T | Tank,Non-Pressurized | Tank |  | T | http://www.toronto.ca/TWONTO#storage_tank |  | Scum/Sludge Pumping, Tanks & Hopper, South Primary
87693 | WTR-PRH-T-1200 | Tank, Bulk Fuel Storage, Generator Room | WTR-PRH-LB-0203 |  | Tank |  | T | http://www.toronto.ca/TWONTO#fuel_oil_tank |  | Load Breaker, 4160V, Generator, Switchgear Electrical Room
77796 | THR-PRM-T-3200 | Tank, Scum, from Hopper T-0330 & 0730, South Primary Tank | THR-PRM-STA-2 | Tank,Non-Pressurized | Tank |  | T | http://www.toronto.ca/TWONTO#storage_tank |  | South Primary Station 2
87927 | WTR-PRV-T-0601 | Tank,Oil,Pump 0600 Bearing Lubrication | WTR-PRV-P-0601 | Tank | Tank |  | T | http://www.toronto.ca/TWONTO#chemical_storage_tank |  | Pump,Centrifugal,Oil Lubrication,Pump 0600 Bearings
88053 | WTR-PSA-T-0002 | Tank, Domestic Hot Water | WTR-PSA-AUX | Tank | Tank |  | T | http://www.toronto.ca/TWONTO#tanked_hot_water_heater |  | Auxiliary Equipment (Building Facilities)
88322 | WTR-PSC-T-0400 | Sump Pit | WTR-PSC-AUX | Tank | Tank |  | T | http://www.toronto.ca/TWONTO#storage_tank |  | Auxiliary Equipment (Building Facilities)
88323 | WTR-PSC-T-0600 | Tank,Hot Water,Office | WTR-PSC-AUX | Tank,Domestic Hot Water | Tank |  | T | http://www.toronto.ca/TWONTO#tanked_hot_water_heater |  | Auxiliary Equipment (Building Facilities)
88324 | WTR-PSC-T-0700 | Tank,Hot Water,Pump Room | WTR-PSC-AUX | Tank,Domestic Hot Water | Tank |  | T | http://www.toronto.ca/TWONTO#tanked_hot_water_heater |  | Auxiliary Equipment (Building Facilities)
88636 | WTR-PWT-T-0002 | Tank, Expansion, Hot Water Expansion, Basement | WTR-PWT-AUX | Tank,Domestic Hot Water | Tank |  | T | expansion_tank |  | Auxiliary Equipment (Building Facilities)
88637 | WTR-PWT-T-0003 | Tank, Expansion, Process Water , Basement | WTR-PWT-AUX | Tank | Tank |  | T | expansion_tank |  | Auxiliary Equipment (Building Facilities)
115608 | TAB-PRM-T-4500 | Tank, Seal Water Pump Supply | TAB-PRM-P-P | Tank,Reservoir | Tank |  | T | http://www.toronto.ca/TWONTO#storage_tank |  | P Building - Primary Sludge Pumping
71740 | THR-DIG-SD-0600 | Tank, Secondary Digester-6, Solids Treatment | THR-DIG-SB-2 | Tank | Tank |  | SD | http://www.toronto.ca/TWONTO#digester_tank |  | Scrubber Building 2, Digester 3 & 4
88700 | WTR-RBV-T-0501 | Tank, Domestic Hot Water | WTR-RBV-AUX | Tank,Domestic Hot Water | Tank |  | T | http://www.toronto.ca/TWONTO#tanked_hot_water_heater |  | Auxiliary Equipment (Building Facilities)
64660 | FCL-SED-T-0300 | Tank, Sedimentation, East | FCL-WWW | Tank,Reservoir | Tank |  | T | http://www.toronto.ca/TWONTO#sedimentation_tank |  | Residue Management
64659 | FCL-SED-T-0200 | Tank, Sedimentation, Middle | FCL-WWW | Tank,Reservoir | Tank |  | T | http://www.toronto.ca/TWONTO#sedimentation_tank |  | Residue Management
64658 | FCL-SED-T-0100 | Tank, Sedimentation, West | FCL-WWW | Tank,Reservoir | Tank |  | T | http://www.toronto.ca/TWONTO#sedimentation_tank |  | Residue Management
13929 | FCL-RSP-T-0101 | Tank, Sewage Ejector, Admin Building B3 Sewage Ejector Room | FCL-RSP | Tank,Reservoir | Tank |  | T | http://www.toronto.ca/TWONTO#storage_tank |  | Sewage Pumping Station
109810 | TAB-DEW-T-4100 | Tank, Sludge Holding #1 | TAB-DEW-SLUDGE SILO | Tank | Tank |  | T | http://www.toronto.ca/TWONTO#storage_tank |  | Sludge Holding Tank System, Conveyors
44078 | TAB-DEW-T-4200 | Tank, Sludge Holding #2 | TAB-DEW-SLUDGE SILO | Tank | Tank |  | T | http://www.toronto.ca/TWONTO#storage_tank |  | Sludge Holding Tank System, Conveyors
109811 | TAB-DEW-T-4300 | Tank, Sludge Holding #3 | TAB-DEW-SLUDGE SILO | Tank | Tank |  | T | http://www.toronto.ca/TWONTO#storage_tank |  | Sludge Holding Tank System, Conveyors
86048 | FHA-WWW-T-0004 | Tank, Sludge Splitter Box, RMF, North/East of Pilot Plant | FHA-WWW-SLUDGE | Tank | Tank |  | T | http://www.toronto.ca/TWONTO#storage_tank |  | Sludge Equalization Pumping
95585 | FHO-WWW-T-0001 | Tank, Sludge Storage, S4, Clarifier Building Basement | FHO-WWW | Tank,Reservoir | Tank |  | T | http://www.toronto.ca/TWONTO#storage_tank |  | Residue Management / Waste Water System
69010 | FCL-WWW-T-3000 | Tank, Sludge Sump, RMF Clarification Facility | FCL-WWW-CLAR | Tank | Tank |  | T | http://www.toronto.ca/TWONTO#storage_tank |  | Clarification
19294 | FHA-WWW-T-3011 | Tank, Sludge Thickener, RMF, Thickener Gallery | FHA-WWW-THICK | Tank | Tank |  | T | http://www.toronto.ca/TWONTO#storage_tank |  | Sludge Thickening
19296 | FHA-WWW-T-3021 | Tank, Sludge Thickener, RMF, Thickener Gallery | FHA-WWW-THICK | Tank | Tank |  | T | http://www.toronto.ca/TWONTO#storage_tank |  | Sludge Thickening
19297 | FHA-WWW-T-3031 | Tank, Sludge Thickener, RMF, Thickener Gallery | FHA-WWW-T-3031-KQ | Tank | Tank |  | T | http://www.toronto.ca/TWONTO#storage_tank |  | Tank Location, Thickener 3
19298 | FHA-WWW-T-3031 | Tank, Sludge Thickener, RMF, Thickener Gallery | FHA-WWW-THICK | Tank | Tank |  | T | http://www.toronto.ca/TWONTO#storage_tank |  | Sludge Thickening
19299 | FHA-WWW-T-3041 | Tank, Sludge Thickener, RMF, Thickener Gallery | FHA-WWW-T-3041-KQ | Tank | Tank |  | T | http://www.toronto.ca/TWONTO#storage_tank |  | Tank Location, Thickener 4
89479 | WTR-RRH-T-0001 | Tank, Domestic Hot Water | WTR-RRH-AUX | Tank,Domestic Hot Water | Tank |  | T | http://www.toronto.ca/TWONTO#tanked_hot_water_heater |  | Auxiliary Equipment (Building Facilities)
19300 | FHA-WWW-T-3041 | Tank, Sludge Thickener, RMF, Thickener Gallery | FHA-WWW-THICK | Tank | Tank |  | T | http://www.toronto.ca/TWONTO#storage_tank |  | Sludge Thickening
86052 | FHA-WWW-T-3011 | Tank, Sludge Thickener, RMF, Thickener Gallery | FHA-WWW-T-3011-KQ | Tank | Tank |  | T | http://www.toronto.ca/TWONTO#storage_tank |  | Tank Location, Thickener 1
86054 | FHA-WWW-T-3021 | Tank, Sludge Thickener, RMF, Thickener Gallery | FHA-WWW-T-3021-KQ | Tank | Tank |  | T | http://www.toronto.ca/TWONTO#storage_tank |  | Tank Location, Thickener 2
89020 | WTR-REL-T-0100 | Tank, South-East Basin (Cell 1) | WTR-REL-TRW | Tank | Tank |  | T | http://www.toronto.ca/TWONTO#storage_tank |  | Treated Water (Transmission)
89021 | WTR-REL-T-0200 | Tank, South-West Basin (Cell 2) | WTR-REL-TRW | Tank | Tank |  | T | http://www.toronto.ca/TWONTO#storage_tank |  | Treated Water (Transmission)
41283 | TAB-ACC-T-7601 | Tank, Steam Pressure Reducing Station,(Steam Piping) | TAB-HRS-STEAM | Tank | Tank |  | T | http://www.toronto.ca/TWONTO#pressure_vessel |  | Plant Steam
41284 | TAB-ACC-T-7602 | Tank, Steam Pressure Reducing Station,(Steam Piping) | TAB-HRS-STEAM | Tank | Tank |  | T | http://www.toronto.ca/TWONTO#pressure_vessel |  | Plant Steam
21453 | FHO-DEW-T-0008 | Tank, Sump Well, Drainage & Sump Pumps, Ozone Building, S2, N-Wall | FHO-DEW |  | Tank |  | T | http://www.toronto.ca/TWONTO#storage_tank |  | Dewatering & Drainage
91178 | FHO-DEW-T-0009 | Tank, Sump Well, Drainage & Sump Pumps, Ozone Building, S2, Pipe Gallery 2, S/E of T-2100 | FHO-DEW |  | Tank |  | T | http://www.toronto.ca/TWONTO#storage_tank |  | Dewatering & Drainage
89798 | WZ2008A | Receiver, Pneumatic Conveyor Air, 203A | TAB-SLD-ROUTING | Vessel,Pressure | Tank |  |  | http://www.toronto.ca/TWONTO#pressure_vessel |  | Pelletizer Bldg. - Material Handling
21455 | FHO-DEW-T-0011 | Tank, Sump Well, Drainage & Sump Pumps, Ozone Building, S2, Raw Water Process Room | FHO-DEW |  | Tank |  | T | http://www.toronto.ca/TWONTO#storage_tank |  | Dewatering & Drainage
21454 | FHO-DEW-T-0010 | Tank, Sump Well, Drainage & Sump Pumps, Ozone Building,S5, Filter 9-13 Pipe Gallery Basement,W | FHO-DEW |  | Tank |  | T | http://www.toronto.ca/TWONTO#storage_tank |  | Dewatering & Drainage
90019 | YTF-CW-T-0002 | Tank, Domestic Hot Water, RN131, City Water Heaters and Pumps | YTF-CW | Tank,Domestic Hot Water | Tank |  | T | http://www.toronto.ca/TWONTO#tanked_hot_water_heater |  | City Water
90020 | YTF-CW-T-0003 | Tank, Hot Water Storage, City Water Heaters and Pumps | YTF-CW | Tank | Tank |  | T | http://www.toronto.ca/TWONTO#tanked_hot_water_heater |  | City Water
90021 | YTF-CW-T-0004 | Tank, Hot Water Storage, City Water Heaters and Pumps | YTF-CW | Tank | Tank |  | T | http://www.toronto.ca/TWONTO#tanked_hot_water_heater |  | City Water
90022 | YTF-CW-T-0010 | Tank, Domestic Hot Water, RN168, City Water Heaters and Pumps | YTF-CW | Tank,Domestic Hot Water | Tank |  | T | http://www.toronto.ca/TWONTO#tanked_hot_water_heater |  | City Water
90341 | FHO-ALM-T-0101 | Tank, Alum/Ferric Storage 1, Alum System, S4 Chemical Building | FHO-ALM-T-0101-KQ | Tank,Reservoir | Tank |  | T | http://www.toronto.ca/TWONTO#chemical_storage_tank |  | Alum/Ferric Storage Tank 1
90342 | FHO-ALM-T-0201 | Tank, Alum/Ferric Storage 2, Alum System, S4 Chemical Building | FHO-ALM-T-0201-KQ | Tank,Reservoir | Tank |  | T | http://www.toronto.ca/TWONTO#chemical_storage_tank |  | Alum/Ferric Storage Tank 2
90343 | FHO-ALM-T-0301 | Tank, Alum/Ferric Storage 3, Alum System, S4 Chemical Building | FHO-ALM | Tank,Reservoir | Tank |  | T | http://www.toronto.ca/TWONTO#chemical_storage_tank |  | Alum System
90461 | FHO-AM-T-0201 | Tank, Aqua Ammonia, Ammonia System, S4 Ammonia Storage Room | FHO-AM | Tank,Reservoir | Tank |  | T | http://www.toronto.ca/TWONTO#chemical_storage_tank |  | Ammoniation
90657 | FHO-CCS-T-0101 | Tank, Phosphoric Acid Storage Tank, S4,Corrossion Control Tank Room | FHO-CCS |  | Tank |  | T | http://www.toronto.ca/TWONTO#chemical_storage_tank |  | Corrosion Control Process
90658 | FHO-CCS-T-0201 | Tank, Phosphoric Acid Storage Tank, S4, Corrossion Control Tank Room | FHO-CCS |  | Tank |  | T | http://www.toronto.ca/TWONTO#chemical_storage_tank |  | Corrosion Control Process
90718 | FHO-CL-T-0001 | Tank, Risudal Chlorine Tank, Chlorinations System, Chemical Building, S2, Storage Room | FHO-CLC |  | Tank |  | T | http://www.toronto.ca/TWONTO#chemical_storage_tank |  | Trim Chlorination System
90719 | FHO-CL-T-0101-SU | Tank, Caustic Soda Storage | FHO-OBSOLETE | Tank,Reservoir | Tank | 32923 | T | http://www.toronto.ca/TWONTO#chemical_storage_tank |  | Removed From Service
90720 | FHO-CL-T-0101-SU | Tank, Caustic Soda Storage | FHO-SM-SB-0100 | Tank,Reservoir | Tank | 32923 | T | http://www.toronto.ca/TWONTO#chemical_storage_tank |  | Scrubber, Chlorine and SO2, Outdoor, East of Chemical Building
90721 | FHO-CL-T-0201-SU | Tank, Caustic Soda Storage | FHO-SM-SB-0001-KQ | Tank,Reservoir | Tank | 32924 | T | http://www.toronto.ca/TWONTO#chemical_storage_tank |  | Scrubber
90763 | FHO-CLA-T-0101 | Tank, Expansion Pre Chlorination Train 1, Chlorination System, S2 Chem. Storage Rm | FHO-CLA-CHL-0101 | Vessel,Pressure | Tank |  | T | expansion_tank |  | Chlorinator, Pre Chlorination Train 1, Chemical Building, L1, Machine Room
90764 | FHO-CLA-T-0101 | Tank, Expansion Pre Chlorination Train 1, Chlorination System, S2 Chem. Storage Rm | FHO-CLA-CHL-0101-KQ | Vessel,Pressure | Tank |  | T | expansion_tank |  | Pre Chlorination Train 1
90765 | FHO-CLA-T-0201 | Tank, Expansion, Pre Chlorination Train 2, Chlorination System, S2 Chem. Storage Rm | FHO-CLA-CHL-0201 | Vessel,Pressure | Tank |  | T | expansion_tank |  | Chlorinator, Pre Chlorination Train 2, Chemical Building, L1, Machine Room
90889 | FHO-CLB-T-0301 | Tank, Expansion, Post Chlorination Train 3, Chlorination System, S2 Chlorine Storage Room | FHO-CLC-CHL-0201-KQ | Vessel,Pressure | Tank |  | T | expansion_tank |  | Trim ChlorinationTrain 2
90890 | FHO-CLB-T-0401 | Tank, Expansion, Post Chlorination Train 4, Chlorination System, S2 Chlorine Storage Room | FHO-CLB-CHL-0401 | Vessel,Pressure | Tank |  | T | expansion_tank |  | Chlorinator, Post Chlorination East Train 4,Chemical Building, L1, Evaporator Room
90891 | FHO-CLB-T-0401 | Tank, Expansion, Post Chlorination Train 4, Chlorination System, S2 Chlorine Storage Room | FHO-DCL-SO-0101-KQ | Vessel,Pressure | Tank |  | T | expansion_tank |  | Dechlorination Train 1
91004 | FHO-CLC-T-0101 | Tank, Expansion, Trim Chlorination Train 1, Chlorination System, S2 Chemical Storage Room | FHO-CLC-CHL-0101-KQ | Vessel,Pressure | Tank |  | T | expansion_tank |  | Trim Chlorination Train 1
21450 | FHO-DEW-T-0003 | Tank, Sump Well, Drainage & Sump Pumps, Reservoir, S2, TRW Suction Gallery S/E End | FHO-DEW |  | Tank |  | T | http://www.toronto.ca/TWONTO#storage_tank |  | Dewatering & Drainage
21452 | FHO-DEW-T-0007 | Tank, Sump Well, Drainage & Sump Pumps, Reservoir, S2, TRW Suction Gallery S/W End | FHO-DEW |  | Tank |  | T | http://www.toronto.ca/TWONTO#storage_tank |  | Dewatering & Drainage
21460 | FHO-DEW-T-1101 | Tank, Sump Well, Drainage & Sump Pumps, S4 Ammonia Storage Room | FHO-DEW |  | Tank |  | T | http://www.toronto.ca/TWONTO#storage_tank |  | Dewatering & Drainage
21459 | FHO-DEW-T-1001 | Tank, Sump Well, Drainage & Sump Pumps, S4 Fluoride Storage Room | FHO-DEW |  | Tank |  | T | http://www.toronto.ca/TWONTO#storage_tank |  | Dewatering & Drainage
91180 | FHO-DEW-T-0013 | Tank, Sump Well, Drainage & Sump Pumps, Standby Power Building, S4, CCS Room | FHO-DEW |  | Tank |  | T | http://www.toronto.ca/TWONTO#storage_tank |  | Dewatering & Drainage
91179 | FHO-DEW-T-0012 | Tank, Sump Well, Drainage & Sump Pumps, Standby Power Building, S4, Surge Tank Room | FHO-DEW |  | Tank |  | T | http://www.toronto.ca/TWONTO#storage_tank |  | Dewatering & Drainage
91176 | FHO-DEW-T-0005 | Tank, Sump Well, Drainage & Sump Pumps, Surge Building, N/E | FHO-DEW |  | Tank |  | T | http://www.toronto.ca/TWONTO#storage_tank |  | Dewatering & Drainage
91370 | FHO-DOZ-T-2100 | Tank, Ozone Contact, Ozone Building, S1 &S2, S/E | FHO-DOZ-CONT | Tank | Tank |  | T | http://www.toronto.ca/TWONTO#chemical_contact_tank |  | FHO OZONE CONTACT
91371 | FHO-DOZ-T-3100-SUS | ? tank, ? function in ? process, ? Location | FHO-DOZ-SAMP |  | Tank | 37818 | T | ? |  | Ozone Contact Tank Sampling
91372 | FHO-DOZ-T-5001 | Tank, Closed Loop Cooling Water Expansion, Ozone Building,L1,Ozone Equipment Room,Cooling Water Skid | FHO-DOZ-CL-CW | Tank | Tank |  | T | expansion_tank |  | CLOSED LOOP COOLING WATER SYSTEM
91373 | FHO-DOZ-T-5002 | Tank, Closed Loop Cooling Water Expansion, Ozone Building,L1,Ozone Equipment Room,Cooling Water Skid | FHO-DOZ-CL-CW | Tank | Tank |  | T | expansion_tank |  | CLOSED LOOP COOLING WATER SYSTEM
91374 | FHO-DOZ-T-5003 | Tank, Air Separator, Closed Loop Cooling Water,Ozone Bldg,L1,Ozone Equipment Room,Cooling Water Skid | FHO-DOZ-CL-CW | Tank | Tank |  | T | air_seperator |  | CLOSED LOOP COOLING WATER SYSTEM
91375 | FHO-DOZ-T-5004 | Tank, Air Separator, Closed Loop Cooling Water,Ozone Bldg,L1,Ozone Equipment Room,Cooling Water Skid | FHO-DOZ-CL-CW | Tank | Tank |  | T | air_seperator |  | CLOSED LOOP COOLING WATER SYSTEM
92665 | FHO-FL-T-0004 | Tank, Fluoride Dilution, S2, North Penthouse | FHO-FL | Tank | Tank |  | T | http://www.toronto.ca/TWONTO#chemical_storage_tank |  | Fluoridation
92666 | FHO-FL-T-0018 | Tank, Fluoride Dilution,S2, North Penthouse | FHO-FL | Tank | Tank |  | T | http://www.toronto.ca/TWONTO#chemical_storage_tank |  | Fluoridation
92667 | FHO-FL-T-0101 | Tank, Fluoride Storage Tank 1, Fluoride System, S4 Fluoride Room | FHO-FL-TANK-0101 | Tank,Reservoir | Tank |  | T | http://www.toronto.ca/TWONTO#chemical_storage_tank |  | Fluoride Storage Tank 1
92668 | FHO-FL-T-0201 | Tank, Fluoride Storage Tank 2, Fluoride System, S4 Fluoride Room | FHO-FL-TANK-0201 | Tank,Reservoir | Tank |  | T | http://www.toronto.ca/TWONTO#chemical_storage_tank |  | Fluoride Storage Tank 2
92790 | FHO-FLO-T-0301 | Tank, Flocculation No. 0301 | FHO-FLO | Tank,Reservoir | Tank |  | T | http://www.toronto.ca/TWONTO#flocculation_tank |  | Flocculation System
92791 | FHO-FLO-T-0301 | Tank, Flocculation No. 0301 | FHO-FLO-T-0301-KQ | Tank,Reservoir | Tank |  | T | http://www.toronto.ca/TWONTO#flocculation_tank |  | Flocculation Tank
92792 | FHO-FLO-T-0401 | Tank, Flocculation No.0401 | FHO-FLO | Tank,Reservoir | Tank |  | T | http://www.toronto.ca/TWONTO#flocculation_tank |  | Flocculation System
92793 | FHO-FLO-T-0401 | Tank, Flocculation No.0401 | FHO-FLO-T-0401-KQ | Tank,Reservoir | Tank |  | T | http://www.toronto.ca/TWONTO#flocculation_tank |  | Flocculation Tank
92930 | FHO-FLT-F-0101 | Filter Bed # 1 | FHO-FLT-T-0101-KQ | Tank,Reservoir | Tank |  | F | http://www.toronto.ca/TWONTO#filtration_tank |  | Filter 1
92931 | FHO-FLT-F-0201 | Filter Bed # 2 | FHO-FLT | Tank,Reservoir | Tank |  | F | http://www.toronto.ca/TWONTO#filtration_tank |  | Filtration
92932 | FHO-FLT-F-0201 | Filter Bed # 2 | FHO-FLT-T-0201-KQ | Tank,Reservoir | Tank |  | F | http://www.toronto.ca/TWONTO#filtration_tank |  | Filter 2
92933 | FHO-FLT-F-0501 | Filter Bed # 5 | FHO-FLT-T-0501-KQ | Tank,Reservoir | Tank |  | F | http://www.toronto.ca/TWONTO#filtration_tank |  | Filter 5
92934 | FHO-FLT-F-0601 | Filter Bed # 6 | FHO-FLT | Tank,Reservoir | Tank |  | F | http://www.toronto.ca/TWONTO#filtration_tank |  | Filtration
92935 | FHO-FLT-F-0701 | Filter Bed # 7 | FHO-FLT-T-0701-KQ | Tank,Reservoir | Tank |  | F | http://www.toronto.ca/TWONTO#filtration_tank |  | Filter 7
92936 | FHO-FLT-F-0801 | Filter Bed # 8 | FHO-FLT-T-0801-KQ | Tank,Reservoir | Tank |  | F | http://www.toronto.ca/TWONTO#filtration_tank |  | Filter 8
92937 | FHO-FLT-F-0901 | Filter Bed # 9 | FHO-FLT | Tank,Reservoir | Tank |  | F | http://www.toronto.ca/TWONTO#filtration_tank |  | Filtration
92938 | FHO-FLT-F-1101 | Filter Bed # 11 | FHO-FLT | Tank,Reservoir | Tank |  | F | http://www.toronto.ca/TWONTO#filtration_tank |  | Filtration
92939 | FHO-FLT-F-1201 | Filter Bed # 12 | FHO-FLT | Tank,Reservoir | Tank |  | F | http://www.toronto.ca/TWONTO#filtration_tank |  | Filtration
91177 | FHO-DEW-T-0006 | Tank, Sump Well, Drainage & Sump Pumps, Surge Building, N/E | FHO-DEW |  | Tank |  | T | http://www.toronto.ca/TWONTO#storage_tank |  | Dewatering & Drainage
21448 | FHO-DEW-T-0001 | Tank, Sump Well, RW Building, S10.5 RW Pump Room, Basement | FHO-DEW |  | Tank |  | T | http://www.toronto.ca/TWONTO#storage_tank |  | Dewatering & Drainage
21449 | FHO-DEW-T-0002 | Tank, Sump Well, Sanitary Drain, TRW Building, S5, Cable Tray Room, S/W | FHO-DEW |  | Tank |  | T | http://www.toronto.ca/TWONTO#storage_tank |  | Dewatering & Drainage
21451 | FHO-DEW-T-0004 | Tank, Sump Well, Storm Drain, TRW Building, S5, Cable Tray Room, S/E | FHO-DEW |  | Tank |  | T | http://www.toronto.ca/TWONTO#storage_tank |  | Dewatering & Drainage
93680 | FHO-PCL-T-0101 | Tank, PACL Storage, S4, Chemical Building | FHO-PCL-T-0101-KQ | Tank,Reservoir | Tank |  | T | http://www.toronto.ca/TWONTO#chemical_storage_tank |  | PACL Storage Tank 1
93853 | FHO-POL-T-0101 | Tank, Polymer Storage, S4 Chemical Building, Polymer Storage Area | FHO-POL-T-0101-KQ | Tank,Reservoir | Tank |  | T | http://www.toronto.ca/TWONTO#chemical_storage_tank |  | Polymer Solution Storage Tank 1
93858 | FHO-POL-T-0302-SUS | Tank, Polymer Storage (FHO TK PO 03 SO) | FHO-POL | Tank,Reservoir | Tank | 37730 | T | http://www.toronto.ca/TWONTO#chemical_storage_tank |  | Polymer System
93859 | FHO-POL-T-0302-SUS | Tank, Polymer Storage (FHO TK PO 03 SO) | FHO-SUSPENDED | Tank,Reservoir | Tank | 37730 | T | http://www.toronto.ca/TWONTO#chemical_storage_tank |  | Suspended Entity List
93860 | FHO-POL-T-0901 | Tank, WW Polymer, Waste Water System, Clarifier Building Basement | FHO-POL-P-0901 | Tank,Reservoir | Tank |  | T | http://www.toronto.ca/TWONTO#chemical_storage_tank |  | Pump, WW Polymer Feed, S4, Clarifier Building Basement (Tunnel)
93965 | FHO-PWA-T-0211 | Tank, Water Heater, Storage, Electric, 600V, Chemical Building, S4, Fluoride Storage Room | FHO-TRW-BFP-0001 | Tank,Domestic Hot Water | Tank |  | T | http://www.toronto.ca/TWONTO#tanked_hot_water_heater |  | Backflow Preventer, Service water, Filter Surface Sweep Supply (premise isolation), S4, Near District Venturis- district 2E
93966 | FHO-PWA-T-0212 | Tank, Water Heater, Storage, Electric, 600V, Chemical Building, S4, Chemical Alley | FHO-MCS-PWA | Tank,Domestic Hot Water | Tank |  | T | http://www.toronto.ca/TWONTO#tanked_hot_water_heater |  | Service Water & Backflow Prevention
93967 | FHO-PWA-T-0213 | Tank, Water Heater, Storage, Electric, 600V, Chemical Building, Level 1, Former Fluoride Room | FHO-MCS-PWA | Tank,Domestic Hot Water | Tank |  | T | http://www.toronto.ca/TWONTO#tanked_hot_water_heater |  | Service Water & Backflow Prevention
93968 | FHO-PWA-T-1610 | Tank, Water Heater, Storage, Electric, 600V, Standby Power Building, S4, Corrosion Control Room | FHO-MCS-PWA | Tank,Domestic Hot Water | Tank |  | T | http://www.toronto.ca/TWONTO#tanked_hot_water_heater |  | Service Water & Backflow Prevention
80948 | TNT-DIG-T-1200 | Tank, Sump, Drainage System | TNT-DIG-PD | Tank,Reservoir | Tank |  | T | http://www.toronto.ca/TWONTO#storage_tank |  | Primary Digester Tanks,Drainage Tanks
94150 | FHO-SA-T-0101 | Tank, Receiver, Compressed Air, Service Air System, TRW Building, S3, Compressor Room | FHO-SA-C-0101 | Vessel,Pressure | Tank |  | T | http://www.toronto.ca/TWONTO#pressure_vessel |  | Compressor, Service Air System, TRW Building, S3, Compressor Room
94151 | FHO-SA-T-0101 | Tank, Receiver, Compressed Air, Service Air System, TRW Building, S3, Compressor Room | FHO-SA-C-0101-KQ | Vessel,Pressure | Tank |  | T | http://www.toronto.ca/TWONTO#pressure_vessel |  | Air Compressor 1
94152 | FHO-SA-T-0201 | Tank, Receiver, Compressed Air, Service Air System, TRW Building, S3, Compressor Room | FHO-SA-C-0201 | Vessel,Pressure | Tank |  | T | http://www.toronto.ca/TWONTO#pressure_vessel |  | Compressor, Service Air System, TRW Building, S3, Compressor Room
94153 | FHO-SA-T-0301-SU | Receiver, Plant Compressed Air | FHO-SA-C-0301-KQ | Vessel,Pressure | Tank | 32168 | T | http://www.toronto.ca/TWONTO#pressure_vessel |  | Service Air Compressor 3
94229 | FHO-SBS-T-0001-SUS | Spill containment tank, SBS Storage Room | FHO-SBS |  | Tank | 37750 | T | http://www.toronto.ca/TWONTO#chemical_storage_tank |  | Ozone Quenching
94230 | FHO-SBS-T-0001-SUS | Spill containment tank, SBS Storage Room | FHO-SUSPENDED |  | Tank | 37750 | T | http://www.toronto.ca/TWONTO#chemical_storage_tank |  | Suspended Entity List
143723 | WTR-PEL-T-0001 | Tank, Surge | WTR-PEL-TRW | Tank | Tank |  | T | http://www.toronto.ca/TWONTO#pumping_surge_suppression_tank |  | Treated Water (Transmission)
143724 | WTR-PEL-T-0002 | Tank, Surge | WTR-PEL-TRW | Tank | Tank |  | T | http://www.toronto.ca/TWONTO#pumping_surge_suppression_tank |  | Treated Water (Transmission)
26848 | FHO-TRW-T-0001 | Tank, Surge, District 1E1, Surge Building, S4, Tank Room | FHO-TRW- SURGE | Vessel,Pressure,Surge | Tank |  | T | http://www.toronto.ca/TWONTO#pumping_surge_suppression_tank |  | Surge Protection System
95269 | FHO-TRW-T-0001 | Tank, Surge, District 1E1, Surge Building, S4, Tank Room | FHO-TRW-T-0001-KQ | Vessel,Pressure,Surge | Tank |  | T | http://www.toronto.ca/TWONTO#pumping_surge_suppression_tank |  | Surge Tank 1
26851 | FHO-TRW-T-0002 | Tank, Surge, District 1E2, Surge Building, S4, Tank Room | FHO-TRW- SURGE | Vessel,Pressure,Surge | Tank |  | T | http://www.toronto.ca/TWONTO#pumping_surge_suppression_tank |  | Surge Protection System
95275 | FHO-TRW-T-0101 | Tank, Receiver, Surge Supression System Air Compressor C-0001, Surge Building, S2, Compressor Room | FHO-TRW-C-0001 | Vessel,Pressure | Tank |  | T | http://www.toronto.ca/TWONTO#pressure_vessel |  | Compressor, TW Surge Tanks, Surge Building, S2, Compressor Room
95276 | FHO-TRW-T-0101 | Tank, Receiver, Surge Supression System Air Compressor C-0001, Surge Building, S2, Compressor Room | FHO-TRW-C-0101-KQ | Vessel,Pressure | Tank |  | T | http://www.toronto.ca/TWONTO#pressure_vessel |  | Surge Air Compressor 1
95277 | FHO-TRW-T-0102 | Tank, Receiver, Surge Supression System Air Compressor C-0002, Surge Building, S2, Compressor Room | FHO-TRW-C-0002 | Vessel,Pressure | Tank |  | T | http://www.toronto.ca/TWONTO#pressure_vessel |  | Compressor, TW Surge Tanks, Surge Building, S2, Compressor Room
95278 | FHO-TRW-T-0102 | Tank, Receiver, Surge Supression System Air Compressor C-0002, Surge Building, S2, Compressor Room | FHO-TRW-C-0102-KQ | Vessel,Pressure | Tank |  | T | http://www.toronto.ca/TWONTO#pressure_vessel |  | Surge Air Compressor 2
95279 | FHO-TRW-T-0103 | Tank, Receiver, Surge Supression System Air Compressor C-0003, Surge Building, S2, Compressor Room | FHO-TRW-C-0103-KQ | Vessel,Pressure | Tank |  | T | http://www.toronto.ca/TWONTO#pressure_vessel |  | Surge Air Compressor 3
26852 | FHO-TRW-T-0002 | Tank, Surge, District 1E2, Surge Building, S4, Tank Room | FHO-TRW-T-0002-KQ | Vessel,Pressure,Surge | Tank |  | T | http://www.toronto.ca/TWONTO#pumping_surge_suppression_tank |  | Surge Tank 2
26856 | FHO-TRW-T-0007 | Tank, Surge, District 1E-B, Surge Building, S4, Tank Room | FHO-TRW | Tank | Tank |  | T | http://www.toronto.ca/TWONTO#pumping_surge_suppression_tank |  | Treated Water System
95588 | FHO-WWW-T-0102 | Tank, Clarifier 0102, Waste Water System, Clarifier Building, West | FHO-WWW-T-0102-KQ | Tank,Reservoir | Tank |  | T | http://www.toronto.ca/TWONTO#clarifier |  | Clarifier 1
26857 | FHO-TRW-T-0008 | Tank, Surge, District 1E-B, Surge Building, S4, Tank Room | FHO-TRW | Tank | Tank |  | T | http://www.toronto.ca/TWONTO#pumping_surge_suppression_tank |  | Treated Water System
95592 | FHO-WWW-T-0202 | Tank, Clarifier 0202, Waste Water System, Clarifier Building, East | FHO-WWW-T-0202-KQ | Tank,Reservoir | Tank |  | T | http://www.toronto.ca/TWONTO#clarifier |  | Clarifier 2
95273 | FHO-TRW-T-0005 | Tank, Surge, District 1E-B, Surge Building, S4, Tank Room | FHO-TRW | Tank | Tank |  | T | http://www.toronto.ca/TWONTO#pumping_surge_suppression_tank |  | Treated Water System
95982 | FIS-ALM-T-0101-SUS | Tank, Alum/Polymer, Alum System | FIS-ALM | Tank | Tank | 38125 | T | http://www.toronto.ca/TWONTO#chemical_storage_tank |  | Alum System
95983 | FIS-ALM-T-0201-SUS | Tank, Alum/Polymer, Alum System | FIS-ALM | Tank | Tank | 38126 | T | http://www.toronto.ca/TWONTO#chemical_storage_tank |  | Alum System
95984 | FIS-ALM-T-0401-SUS | Tank, Alum/Polymer, Alum System | FIS-ALM | Tank | Tank | 38128 | T | http://www.toronto.ca/TWONTO#chemical_storage_tank |  | Alum System
96041 | FIS-AM-T-0101 | Tank, Ammonia Bulk Storage, Ammonia & Fluoride Building,, Storage Room | FIS-AM | Tank,Reservoir | Tank |  | T | http://www.toronto.ca/TWONTO#chemical_storage_tank |  | Ammoniation
96175 | FIS-CCS-T-0201 | Tank, Phosphoric Acid Storage, Workshop Building, Chemical Storage | FIS-CCS | Tank | Tank |  | T | http://www.toronto.ca/TWONTO#chemical_storage_tank |  | Corrosion Control
95274 | FHO-TRW-T-0006 | Tank, Surge, District 1E-B, Surge Building, S4, Tank Room | FHO-TRW | Tank | Tank |  | T | http://www.toronto.ca/TWONTO#pumping_surge_suppression_tank |  | Treated Water System
96254 | FIS-CLA-T-0101 | Tank, Expansion, Cl2 Liquid to Evaporator EV-0101, Gaseous Chemical Building, Storage Room | FIS-CLA-CHL-0101 | Vessel,Pressure | Tank |  | T | expansion_tank |  | Chlorinator, Pre Chlorination Train 1, Gaseous Chemical Building, Machine Room
96255 | FIS-CLA-T-0201 | Tank, Expansion, Cl2 Liquid to Evaporator EV-0201, Gaseous Chemical Building, Storage Room | FIS-CLA-CHL-0201 | Vessel,Pressure | Tank |  | T | expansion_tank |  | Chlorinator, Pre Chlorination Train 2, Gaseous Chemical Building, Machine Room
96330 | FIS-CLB-T-0102 | Tank, Expansion, Cl2 Liquid to Evaporator EV-0101, Gaseous Chemical Building,Storage Room | FIS-CLB-EV-0101 |  | Tank |  | T | expansion_tank |  | Evaporator, Post Chlorination Train 1, Gaseous Chemical Building, Storage Room
96331 | FIS-CLB-T-0202 | Tank, Expansion, Cl2 Liquid to Evaporator EV-0201, Gaseous Chemical Building,Storage Room | FIS-CLB-CHL-0201 | Vessel,Pressure | Tank |  | T | expansion_tank |  | Chlorinator, Post Chlorination Train 2, Gaseous Chemical Building, Machine Room
96437 | FIS-DCL-T-0101 | Tank, Expansion, SO2 Liquid to Evaporator EV-0101, Gaseous Chemical Building,Storage Room | FIS-DCL | Chemical Feeder,Gas | Tank |  | T | expansion_tank |  | De-Chlorination
96438 | FIS-DCL-T-0101 | Tank, Expansion, SO2 Liquid to Evaporator EV-0101, Gaseous Chemical Building,Storage Room | FIS-DCL-EV-0101 | Chemical Feeder,Gas | Tank |  | T | expansion_tank |  | Evaporator,Sulphur Dioxide Service, Stream #1, Gaseous Chemical Building, Storage Room
96439 | FIS-DCL-T-0201 | Tank, Expansion, SO2 Liquid to Evaporator EV-0101, Gaseous Chemical Building,Storage Room | FIS-DCL | Chemical Feeder,Gas | Tank |  | T | expansion_tank |  | De-Chlorination
95271 | FHO-TRW-T-0003 | Tank, Surge, District 2E1, Surge Building, S4, Tank Room | FHO-TRW- SURGE | Vessel,Pressure,Surge | Tank |  | T | http://www.toronto.ca/TWONTO#pumping_surge_suppression_tank |  | Surge Protection System
95272 | FHO-TRW-T-0003 | Tank, Surge, District 2E1, Surge Building, S4, Tank Room | FHO-TRW-T-0003-KQ | Vessel,Pressure,Surge | Tank |  | T | http://www.toronto.ca/TWONTO#pumping_surge_suppression_tank |  | Surge Tank 3
98465 | FIS-TRW-T-0301 | Tank, Surge, Hydro-Pneumatic, Island Water Distribution Gravity Feed, Workshop Bldg., High Lift PS | FIS-TRW-PUMPING | Tank,Reservoir | Tank |  | T | http://www.toronto.ca/TWONTO#pumping_surge_suppression_tank |  | Treated Water Pumping
96524 | FIS-DEW-T-0006 | Tank, Dewatering Chamber, Main Sump Pit Area, Admin Bldg Entrance | FIS-DEW |  | Tank |  | T | http://www.toronto.ca/TWONTO#storage_tank |  | Dewatering & Drainage
96828 | FIS-ELS-T-2102 | Tank, 450 L, Generator GEN-2100 Fuel Oil Day Tank, Workshop Building, Generator Room | FIS-ELS-GEN-2100 |  | Tank |  | T | http://www.toronto.ca/TWONTO#fuel_oil_tank |  | Generator, Diesel, Emergency, 4160V, 750KW, Workshop Building, Generator Room
96829 | FIS-ELS-T-2103 | Tank, 190 L, Generator GEN-2100 Fuel Oil Vent Tank, Workshop Building, Generator Room | FIS-ELS-GEN-2100 |  | Tank |  | T | http://www.toronto.ca/TWONTO#fuel_oil_tank |  | Generator, Diesel, Emergency, 4160V, 750KW, Workshop Building, Generator Room
96830 | FIS-ELS-T-2203 | Tank, 190 L, Generator GEN-2200 Fuel Oil Vent Tank, Workshop Building, Generator Room | FIS-ELS-GEN-2200 |  | Tank |  | T | http://www.toronto.ca/TWONTO#fuel_oil_tank |  | Generator, Diesel, Emergency, 4160V, 750KW, Workshop Building, Generator Room
97077 | FIS-FL-T-0001 | Tank, Fluoride Mixing, Filter Building, Chemical Room | FIS-FL |  | Tank |  | T | http://www.toronto.ca/TWONTO#chemical_storage_tank |  | Fluoridation
97078 | FIS-FL-T-0101 | Tank, Fluoride Bulk Storage, Fluoride Building, Storage Room | FIS-FL | Tank,Reservoir | Tank |  | T | http://www.toronto.ca/TWONTO#chemical_storage_tank |  | Fluoridation
97079 | FIS-FL-T-0201 | Tank, Fluoride Bulk Storage, Fluoride Building, Storage Room | FIS-FL | Tank,Reservoir | Tank |  | T | http://www.toronto.ca/TWONTO#chemical_storage_tank |  | Fluoridation
97375 | FIS-MCS-T-0401 | Tank, Domestic Hot Water, Filter Building Pipe Gallery, Under Stairs | FIS-MCS |  | Tank |  | T | http://www.toronto.ca/TWONTO#tanked_hot_water_heater |  | Mechanical Services
97376 | FIS-MCS-T-2901 | Tank, Domestic Hot Water, Chemical Sampling Building | FIS-MCS |  | Tank |  | T | http://www.toronto.ca/TWONTO#tanked_hot_water_heater |  | Mechanical Services
97377 | FIS-MCS-T-3001 | Tank, Domestic Hot Water, RMF Polymer Storage & Feeder Building, Polymer Storage Room | FIS-POL-ROOM | Heater | Tank |  | T | http://www.toronto.ca/TWONTO#tanked_hot_water_heater |  | FIS RMF Polymer Storage Room
97378 | FIS-MCS-T-3501 | Tank, Domestic Hot Water, Gaseous Chemical Building, Machine shop | FIS-MCS |  | Tank |  | T | http://www.toronto.ca/TWONTO#tanked_hot_water_heater |  | Mechanical Services
97379 | FIS-MCS-T-4001 | Tank, Domestic Hot Water, Marine Yard Building, Mechanical/Electrical Room | FIS-MCS |  | Tank |  | T | http://www.toronto.ca/TWONTO#tanked_hot_water_heater |  | Mechanical Services
97380 | FIS-MCS-T-4002 | Tank, Thermal Expansion, Mechanical/Electrical Room | FIS-MCS-T-4001 |  | Tank |  | T | expansion_tank |  | Tank, Domestic Hot Water, Marine Yard Building, Mechanical/Electrical Room
97381 | FIS-MCS-T-4501 | Tank, Domestic Hot Water, Workshop Building Mezzanine, Switchgear Room | FIS-MCS |  | Tank |  | T | http://www.toronto.ca/TWONTO#tanked_hot_water_heater |  | Mechanical Services
97419 | FIS-PCL-T-0101 | Tank, PACL Storage, Workshop Building, Chemical Storage | FIS-PCL | Tank | Tank |  | T | http://www.toronto.ca/TWONTO#chemical_storage_tank |  | PACL System
98293 | FIS-SM-T-0101 | Tank, Reservoir, West Caustic Solution, Caustic Soda System | FIS-SM-SB | Tank,Reservoir | Tank | 32802 | T | http://www.toronto.ca/TWONTO#chemical_storage_tank |  | Scrubber
98466 | FIS-TRW-T-0302 | Tank, Surge, Hydro-Pneumatic, Island Water Distribution Gravity Feed, Workshop Bldg., High Lift PS | FIS-TRW-PUMPING | Tank,Reservoir | Tank |  | T | http://www.toronto.ca/TWONTO#pumping_surge_suppression_tank |  | Treated Water Pumping
117372 | TAB-RSP-T-2300 | Tank, Surge, RSP Influent Distribution | TAB-RSP-PM | Tank | Tank |  | T | http://www.toronto.ca/TWONTO#pumping_surge_suppression_tank |  | M Building - Raw Sewage Pumping
96522 | FIS-DEW-T-0002 | Tank, Treated Water Pump Area Drain Sump, Workshop Building, Below Machine Shop Mezzanine | FIS-DEW |  | Tank |  | T | http://www.toronto.ca/TWONTO#storage_tank |  | Dewatering & Drainage
24387 | FHO-MCS-T-0101-KQ | Tank, TRW Vacuum Priming | FHO-OBSOLETE | Vessel,Pressure | Tank |  | T | http://www.toronto.ca/TWONTO#pressure_vessel |  | Removed From Service
24388 | FHO-MCS-T-0101-KQ | Tank, TRW Vacuum Priming | FHO-TRW-VP | Vessel,Pressure | Tank |  | T | http://www.toronto.ca/TWONTO#pressure_vessel |  | Vacuum Priming
98747 | FPP-CCS-T-0001 | Phosphoric Acid Tank | FHA-FPP | Tank | Tank |  | T | http://www.toronto.ca/TWONTO#chemical_storage_tank |  | Harris Filtration Pilot Plant
98748 | FPP-CCS-T-0001 | Phosphoric Acid Tank | FPP-LPL-PIP-0001 | Tank | Tank |  | T | http://www.toronto.ca/TWONTO#chemical_storage_tank |  | Lead Pipe Loop system
98817 | HX2011B | Receiver, Air | TAB-RSP-C-M | Vessel,Pressure | Tank |  |  | http://www.toronto.ca/TWONTO#pressure_vessel |  | M Building, Compressed Air
98821 | HX2013B | Receiver, Air | TAB-RSP-C-M | Vessel,Pressure | Tank |  |  | http://www.toronto.ca/TWONTO#pressure_vessel |  | M Building, Compressed Air
98825 | HX2408B | Receiver, Air | TAB-RSP-C | Vessel,Pressure | Tank |  |  | http://www.toronto.ca/TWONTO#pressure_vessel |  | T Building, Compressed Air
98849 | IU2017A | Receiver, Air, Z- Bldg.Main Floor, # 1 HWB | TAB-AI-S-10 | Vessel,Pressure | Tank |  |  | http://www.toronto.ca/TWONTO#pressure_vessel |  | Z Building Air Equipment
98851 | IU2018A | Receiver, Air, Z- Bldg. Main Floor, # 2 HWB | TAB-AI-S-10 | Vessel,Pressure | Tank |  |  | http://www.toronto.ca/TWONTO#pressure_vessel |  | Z Building Air Equipment
98854 | IU2020A | Receiver, Air, Z- Bldg. Main Floor, # 4 HWB | TAB-AI-S-10 | Vessel,Pressure | Tank |  |  | http://www.toronto.ca/TWONTO#pressure_vessel |  | Z Building Air Equipment
98857 | IU2022A | Receiver, Air, Inc., 5th Flr, Near Waste Ht Boiler 7 | EU2002 | Vessel,Pressure | Tank |  |  | http://www.toronto.ca/TWONTO#pressure_vessel |  | Incinerator Building Air Equipment
98862 | IU2030A | Receiver, Air, Aux., 1st Flr, Service Airsupply Tnk | IU2026 | Tank | Tank |  |  | http://www.toronto.ca/TWONTO#pressure_vessel |  | Auxilliary Building Air Equipment
98863 | IU2031A | Receiver, Air, Aux., 1st Flr, Service Airsupply Tnk | IU2026 | Tank | Tank |  |  | http://www.toronto.ca/TWONTO#pressure_vessel |  | Auxilliary Building Air Equipment
98865 | IU2032A | Receiver, Air, Aux., 1st Flr, Service Airsupply Tnk | IU2026 | Tank | Tank |  |  | http://www.toronto.ca/TWONTO#pressure_vessel |  | Auxilliary Building Air Equipment
98868 | IU2033A | Receiver, Air, Incinerator Building | EU2002 | Tank | Tank |  |  | http://www.toronto.ca/TWONTO#pressure_vessel |  | Incinerator Building Air Equipment
98870 | IU2604A | Receiver, Air, New Plant Water Bldg | TAB-AI | Tank | Tank |  |  | http://www.toronto.ca/TWONTO#pressure_vessel |  | Local Compressed Air Equipment
98919 | JX2091A1 | Receiver, Air | TAB-AER-QUAD | Vessel,Pressure | Tank | 33585 |  | http://www.toronto.ca/TWONTO#pressure_vessel |  | Quad Building
98921 | JX2092A1 | Receiver, Air | TAB-AER-QUAD | Vessel,Pressure | Tank | 33587 |  | http://www.toronto.ca/TWONTO#pressure_vessel |  | Quad Building
101401 | KU2042A | Receiver, Air, Old Dew Bldg Mechanical Rm | TAB-AI | Tank | Tank |  |  | http://www.toronto.ca/TWONTO#pressure_vessel |  | Local Compressed Air Equipment
24389 | FHO-MCS-T-0201-KQ | Tank, TRW Vacuum Priming | FHO-OBSOLETE | Tank | Tank |  | T | http://www.toronto.ca/TWONTO#pressure_vessel |  | Removed From Service
93522 | FHO-MCS-T-0201-KQ | Tank, TRW Vacuum Priming | FHO-TRW-VP | Tank | Tank |  | T | http://www.toronto.ca/TWONTO#pressure_vessel |  | Vacuum Priming
139163 | THR-THK-T-5001 | Tank, TWAS Holding | THR-THK-P-TWAS | Tank | Tank |  | T | http://www.toronto.ca/TWONTO#storage_tank |  | TWAS Transfer Pumps & Holding Tanks
139164 | THR-THK-T-5002 | Tank, TWAS Holding | THR-THK-P-TWAS | Tank | Tank |  | T | http://www.toronto.ca/TWONTO#storage_tank |  | TWAS Transfer Pumps & Holding Tanks
105274 | PU2008A | Receiver, Air, OPS 1 Hse | TAB-AI | Vessel,Pressure | Tank |  |  | http://www.toronto.ca/TWONTO#pressure_vessel |  | Local Compressed Air Equipment
105275 | PU2425 | Receiver, Air, Old Dblg Old Screen Room | TAB-AI | Vessel,Pressure | Tank |  |  | http://www.toronto.ca/TWONTO#pressure_vessel |  | Local Compressed Air Equipment
105482 | SU2024A | Receiver, Air | TAB-THK-COMP | Vessel,Pressure | Tank |  |  | http://www.toronto.ca/TWONTO#pressure_vessel |  | Floatation - Air Compressor
105485 | SU2027A | Receiver, Air | TAB-THK-COMP | Vessel,Pressure | Tank |  |  | http://www.toronto.ca/TWONTO#pressure_vessel |  | Floatation - Air Compressor
105859 | SWM-PWI-T-0001 | Tank, Fuel | SWM-PWI-MISC | Tank | Tank |  | T | http://www.toronto.ca/TWONTO#fuel_oil_tank |  | Miscellaneous Equipment
105874 | SWM-SOS-T-0200 | West Tank, Stormwater | SWM-SOS | Tank | Tank |  | T | http://www.toronto.ca/TWONTO#detention_tank |  | Old Sheppard Park Storm Water Tank
139165 | THR-THK-T-5003 | Tank, TWAS Holding | THR-THK-P-TWAS | Tank | Tank |  | T | http://www.toronto.ca/TWONTO#storage_tank |  | TWAS Transfer Pumps & Holding Tanks
106086 | TAB-ACC-ASE-1821 | Air Separator (TAB-ACC-ASE-1821) | TAB-ACC-HE-1820 | Tank | Tank |  | ASE | air_seperator |  | Heat Exchanger, Hot Water/Glycol, Blower Bldg, Bsmt, HE28-1
107176 | TAB-ACC-MEQ-5301 | Air Separator,Glycol Loop,Seawall Substation | TAB-ACC-HE-5310 | Tank | Tank |  | MEQ | air_seperator |  | Heat Exchanger, Glycol Supply,Seawall Substation
107496 | TAB-ACC-T-0312 | Tank , Storage, Domestic Hot Water, | TAB-ACC-0300 | Tank,Domestic Hot Water | Tank |  | T | http://www.toronto.ca/TWONTO#tanked_hot_water_heater |  | Domestic H.W. System 2, Admin Bldg, Item 21
107497 | TAB-ACC-T-0795 | Tank, Chemical Mixing- Boiler No.20 (0500) | TAB-HRS-P | Tank | Tank |  | T | http://www.toronto.ca/TWONTO#chemical_storage_tank |  | Steam Chemical Mixing & Pumping
107498 | TAB-ACC-T-1010 | Tank, Air Separator, Glycol | TAB-ACC-HE-1021 | Tank | Tank |  | T | air_seperator |  | Heat Exchanger, Hot Water/Glycol Heating System, Old Screen Room
107499 | TAB-ACC-T-1020 | Tank, Expansion, Glycol | TAB-ACC-HE-1021 | Tank | Tank |  | T | expansion_tank |  | Heat Exchanger, Hot Water/Glycol Heating System, Old Screen Room
107500 | TAB-ACC-T-1050 | Tank, Expansion, Glycol | TAB-ACC-HE-1040 | Tank | Tank |  | T | expansion_tank |  | Heat Exchanger, Hot Water/Glycol Heating System, New Screen Room
139166 | THR-THK-T-5004 | Tank, TWAS Holding | THR-THK-P-TWAS | Tank | Tank |  | T | http://www.toronto.ca/TWONTO#storage_tank |  | TWAS Transfer Pumps & Holding Tanks
107502 | TAB-ACC-T-1222 | Tank, Make Up, Glycol Make Up Line | TAB-ACC-P-1222 | Tank,Non-Pressurized | Tank |  | T | http://www.toronto.ca/TWONTO#chemical_storage_tank |  | Pump, Glycol Circulating,Make Up Line
107503 | TAB-ACC-T-1461 | Tank, Glycol Feeder | TAB-ACC-1400 | Tank | Tank |  | T | http://www.toronto.ca/TWONTO#chemical_storage_tank |  | Heating, Z Bldg -
107504 | TAB-ACC-T-1470 | Tank, Glycol Make-up | TAB-ACC-1400 | Tank | Tank |  | T | http://www.toronto.ca/TWONTO#chemical_storage_tank |  | Heating, Z Bldg -
107505 | TAB-ACC-T-1490 | Tank, Air Separator | TAB-ACC-1400 | Tank | Tank |  | T | air_seperator |  | Heating, Z Bldg -
107506 | TAB-ACC-T-1822 | Tank, Make Up, Glycol Make Up Line | TAB-ACC-P-1822 | Tank | Tank |  | T | http://www.toronto.ca/TWONTO#chemical_storage_tank |  | Pump, Glycol Circulating,Make Up Line
107508 | TAB-ACC-T-2042 | Tank, Make Up, Glycol Make Up Line | TAB-ACC-P-2042 | Tank | Tank |  | T | http://www.toronto.ca/TWONTO#chemical_storage_tank |  | Pump, Glycol Circulating,Make Up Line
107509 | TAB-ACC-T-2100 | Tank, Glycol Fill Tank with System Pressure Pump | TAB-ACC-HE-2100S |  | Tank |  | T | http://www.toronto.ca/TWONTO#chemical_storage_tank |  | Heat Exchanger, Glycol Heat Exchanger
107510 | TAB-ACC-T-2220 | Tank, Hot Water Expansion Tank | TAB-ACC-HE-2220 |  | Tank |  | T | expansion_tank |  | Heat Exchanger, Glycol Heat Exchanger
107511 | TAB-ACC-T-2230 | Tank, Glycol Fill Tank with System Pressure Pump | TAB-ACC-HE-2220 |  | Tank |  | T | http://www.toronto.ca/TWONTO#chemical_storage_tank |  | Heat Exchanger, Glycol Heat Exchanger
107512 | TAB-ACC-T-2232 | Tank, Glycol System Air Separator | TAB-ACC-HE-2220 |  | Tank |  | T | air_seperator |  | Heat Exchanger, Glycol Heat Exchanger
107513 | TAB-ACC-T-2812 | Tank, Air Separator, Glycol ,Discharge from Pumps | TAB-ACC-P-2813 | Tank | Tank |  | T | air_seperator |  | Pump, Circulating, Glycol, Dewatering Space Heating,P7-3
107514 | TAB-ACC-T-2813 | Tank,Make Up, Glycol | TAB-ACC-P-2813 | Tank,Reservoir | Tank |  | T | http://www.toronto.ca/TWONTO#chemical_storage_tank |  | Pump, Circulating, Glycol, Dewatering Space Heating,P7-3
107515 | TAB-ACC-T-2814 | Tank, Expansion, Glycol, Old Dewatering Bsmt | TAB-ACC-P-2814 | Tank,Non-Pressurized | Tank |  | T | expansion_tank |  | Pump, Circulating,Glycol , Dewatering Space Heating, P7-4
107517 | TAB-ACC-T-3601 | TANK, EXPANSION, HOT WATER, BASEMENT ADMIN BUILDING | TAB-ADM-STRC | Tank | Tank |  | T | expansion_tank |  | Old Admin Building - General
107519 | TAB-ACC-T-4021 | Tank, Expansion, Silo Bldg, 5th Floor | TAB-ACC-P-4024 | Tank | Tank |  | T | expansion_tank |  | Pump, Circulating, Glycol,Silo Bldg, PG22-1
107520 | TAB-ACC-T-4022 | Tank, Mixing, Glycol, Silo Bldg, 5th Floor | TAB-ACC-P-4024 | Tank | Tank |  | T | http://www.toronto.ca/TWONTO#chemical_storage_tank |  | Pump, Circulating, Glycol,Silo Bldg, PG22-1
107522 | TAB-ACC-T-4611 | Tank, Air Separator, Return line | TAB-ACC-4600 | Tank | Tank |  | T | air_seperator |  | Space Heating, Digester 19-22,Item 16
107523 | TAB-ACC-T-4901 | Tank, Air Separator, Seawall Tunnel, East | TAB-ACC-HE-4901 | Tank | Tank |  | T | air_seperator |  | Heat Exchanger, Secondary Hot Water loop, Seawall Tunnel, East
107524 | TAB-ACC-T-4902 | Tank, Expansion, Seawall Tunnel, East | TAB-ACC-HE-4901 | Tank | Tank |  | T | expansion_tank |  | Heat Exchanger, Secondary Hot Water loop, Seawall Tunnel, East
107525 | TAB-ACC-T-5050 | Tank, Air Seperator, Glycol, Digester Gas Control Building | TAB-ACC-P-5050 | Tank | Tank |  | T | air_seperator |  | Pump, Circulating, Glycol, HWCP -3, New Gas Control Building Basement, Mid Section
107526 | TAB-ACC-T-5051 | Tank, Expansion, Glycol Line, (HVAC), Digester Gas Control Building | TAB-ACC-P-5051 | Tank | Tank |  | T | expansion_tank |  | Pump, Circulating, Glycol, HWCP -4, New Gas Control Building Basement, Mid Section
87694 | WTR-PRH-T-1300 | Tank, UREA Transfer, Basement Fault Vault Room | WTR-PRH-MCC-0101 |  | Tank |  | T | http://www.toronto.ca/TWONTO#storage_tank |  | Motor Control Center, Incoming Line
107528 | TAB-ACC-T-5303 | Tank,Expansion,Seawall Substation | TAB-ACC-HE-5310 | Tank | Tank |  | T | expansion_tank |  | Heat Exchanger, Glycol Supply,Seawall Substation
107529 | TAB-ACC-T-5304 | Chemical feeder,Heating Water Loop,Seawall Substation | TAB-ACC-HE-5310 | Tank | Tank |  | T | http://www.toronto.ca/TWONTO#chemical_storage_tank |  | Heat Exchanger, Glycol Supply,Seawall Substation
107530 | TAB-ACC-T-5853 | Tank, Expansion,Glycol, Penthouse, Bio-Solid | TAB-ACC-P-5854 | Tank,Non-Pressurized | Tank |  | T | expansion_tank |  | Pump,Glycol Make Up
107531 | TAB-ACC-T-5855 | Tank, Expansion,Pump Discharge | TAB-ACC-P-5854 | Tank,Non-Pressurized | Tank |  | T | expansion_tank |  | Pump,Glycol Make Up
107532 | TAB-ACC-T-6150 | Tank, Expansion, Glycol | TAB-ACC-HE-6135 | Tank | Tank |  | T | expansion_tank |  | Heat Exchanger,Digester 5-8 Bldg Space Heating,
107533 | TAB-ACC-T-6151 | Tank, Feed & Mixing, Glycol | TAB-ACC-HE-6135 | Tank,Reservoir | Tank |  | T | http://www.toronto.ca/TWONTO#chemical_storage_tank |  | Heat Exchanger,Digester 5-8 Bldg Space Heating,
107534 | TAB-ACC-T-6215 | Tank, Condensate, from T-6214 | TAB-ACC-T-6214 | Tank | Tank |  | T | http://www.toronto.ca/TWONTO#condensate_trap |  | Tank, Condensate, from Heaters
107535 | TAB-ACC-T-6216 | Tank, Condensate, from T-6214 | TAB-ACC-T-6214 | Tank | Tank |  | T | http://www.toronto.ca/TWONTO#condensate_trap |  | Tank, Condensate, from Heaters
107536 | TAB-ACC-T-6217 | Tank, Condensate, from T-6214 | TAB-ACC-T-6214 | Tank | Tank |  | T | http://www.toronto.ca/TWONTO#condensate_trap |  | Tank, Condensate, from Heaters
107537 | TAB-ACC-T-6218 | Tank, Condensate, from T-6214 | TAB-ACC-T-6214 | Tank | Tank |  | T | http://www.toronto.ca/TWONTO#condensate_trap |  | Tank, Condensate, from Heaters
107538 | TAB-ACC-T-6350 | Tank, Expansion, Glycol Loop, Mechanical Room, Dig 9-12 Control Building. | TAB-ACC-HE-6301 | Tank | Tank |  | T | expansion_tank |  | Heat Exchanger, Plate and Frame, Mechanical Room, Dig 9-12 Control Building.
107539 | TAB-ACC-T-6351 | Tank, Glycol Feeder, Bypass Filtration System, Mechanical Room, Dig 9-12 Control Building. | TAB-ACC-HE-6301 | Tank | Tank |  | T | http://www.toronto.ca/TWONTO#chemical_storage_tank |  | Heat Exchanger, Plate and Frame, Mechanical Room, Dig 9-12 Control Building.
107549 | TAB-ACC-T-7201 | Tank, Float Chamber | TAB-ACC-MEQ-7201 | Tank | Tank |  | T | floatation_tank |  | Tank, Deaerator No.2
107550 | TAB-ACC-T-7402 | Tank, Float Chamber | TAB-ACC-T-7401 | Tank | Tank |  | T | floatation_tank |  | Tank, Flash
24386 | FHO-MCS-T-0101 | Tank, Vacuum Priming, S3, Compressor Room | FHO-MCS-T-0101-KQ | Vessel,Pressure | Tank |  | T | http://www.toronto.ca/TWONTO#pressure_vessel |  | Tank, TRW Vacuum Priming
93519 | FHO-MCS-T-0101 | Tank, Vacuum Priming, S3, Compressor Room | FHO-TRW-VP | Vessel,Pressure | Tank |  | T | http://www.toronto.ca/TWONTO#pressure_vessel |  | Vacuum Priming
107553 | TAB-ACC-T-8007 | Tank, Expansion, Make-up Air Unit, M Building, Roof | TAB-ACC-P-8009 | Tank,Non-Pressurized | Tank |  | T | expansion_tank |  | Pump, Heating, M Bldg, Roof, Heating and Ventilation
107554 | TAB-ACC-T-8212 | Tank, Make Up, Glycol Make Up Line | TAB-ACC-HE-8210 | Tank | Tank |  | T | http://www.toronto.ca/TWONTO#chemical_storage_tank |  | Heat Exchanger,M Bldg Space Heating,
93520 | FHO-MCS-T-0201 | Tank, Vacuum Priming, S3, Compressor Room | FHO-MCS-T-0201-KQ | Vessel,Pressure | Tank |  | T | http://www.toronto.ca/TWONTO#pressure_vessel |  | Tank, TRW Vacuum Priming
107557 | TAB-ACC-T-8802 | Tank, Chemical Mixing-North | TAB-HRS-P | Tank | Tank |  | T | http://www.toronto.ca/TWONTO#chemical_storage_tank |  | Steam Chemical Mixing & Pumping
93521 | FHO-MCS-T-0201 | Tank, Vacuum Priming, S3, Compressor Room | FHO-TRW-VP | Vessel,Pressure | Tank |  | T | http://www.toronto.ca/TWONTO#pressure_vessel |  | Vacuum Priming
86336 | WTR-PJS-T-0104 | Tank, Vessel, Air Compressors | WTR-PJS-TRW | Tank | Tank |  | T | http://www.toronto.ca/TWONTO#pressure_vessel |  | Treated Water (Transmission)
108436 | TAB-ACC-V-4807 | Valve,Gate,Isolation, Pump Suction | TAB-ACC-P-4812 | Valve,Gate | Tank |  | V | http://www.toronto.ca/TWONTO#valve |  | Pump, Circulating, Hot Water ,Dig 19-22 Sludge Heating,P17-2,
108797 | TAB-AER-T-0500 | Aeration Tank 05 | TAB-AER-TANKS |  | Tank |  | T | http://www.toronto.ca/TWONTO#aeration_tank |  | Aeration Tanks
108798 | TAB-AER-T-1100 | Aeration Tank 11 | TAB-AER-TANKS |  | Tank |  | T | http://www.toronto.ca/TWONTO#aeration_tank |  | Aeration Tanks
109157 | TAB-CW-T-5301 | Tank,DCW Expansion,Seawall Substation | TAB-ACC-HE-5320 | Tank | Tank |  | T | expansion_tank |  | Heat Exchanger,Domestic Hot Water,Seawall Substation
109406 | TAB-DEW-F-4121 | Canister, Sludge Holding Tank#1 Odour Control West | TAB-DEW-T-4100 | Tank | Tank |  | F | http://www.toronto.ca/TWONTO#discrete_unit_of_treatment_filter |  | Tank, Sludge Holding #1
109407 | TAB-DEW-F-4221 | Canister, Sludge Holding Tank#2 Odour Control West | TAB-DEW-T-4200 | Tank | Tank |  | F | http://www.toronto.ca/TWONTO#discrete_unit_of_treatment_filter |  | Tank, Sludge Holding #2
109408 | TAB-DEW-F-4222 | Canister, Sludge Holding Tank#2 Odour Control East | TAB-DEW-T-4200 | Tank | Tank |  | F | http://www.toronto.ca/TWONTO#discrete_unit_of_treatment_filter |  | Tank, Sludge Holding #2
109409 | TAB-DEW-F-4321 | Canister, Sludge Holding Tank#3 Odour Control West | TAB-DEW-T-4300 | Tank | Tank |  | F | http://www.toronto.ca/TWONTO#discrete_unit_of_treatment_filter |  | Tank, Sludge Holding #3
109617 | TAB-DEW-MX-0130 | Tank, Hopper Agitator, #1 Schwing Pump | TAB-DEW-T-0130 | Tank | Tank |  | MX | http://www.toronto.ca/TWONTO#mixer_or_agitator |  | Tank, DWS from Centrifuge #1
109618 | TAB-DEW-MX-0230 | Tank, Hopper Agitator, #2 Schwing Pump | TAB-DEW-T-0230 | Tank | Tank |  | MX | http://www.toronto.ca/TWONTO#mixer_or_agitator |  | Tank, DWS from Centrifuge #2
109619 | TAB-DEW-MX-0430 | Tank, Hopper Agitator, #4 Schwing Pump | TAB-DEW-T-0430 | Tank | Tank |  | MX | http://www.toronto.ca/TWONTO#mixer_or_agitator |  | Tank, DWS from Centrifuge #4
109620 | TAB-DEW-MX-0530 | Tank, Hopper Agitator, #5 Schwing Pump | TAB-DEW-T-0530 | Tank | Tank |  | MX | http://www.toronto.ca/TWONTO#mixer_or_agitator |  | Tank, DWS from Centrifuge #5
109621 | TAB-DEW-MX-0630 | Tank, Hopper Agitator, #6 Schwing Pump | TAB-DEW-T-0630 | Tank | Tank |  | MX | http://www.toronto.ca/TWONTO#mixer_or_agitator |  | Tank, DWS from Centrifuge #6
109622 | TAB-DEW-MX-0730 | Tank, Hopper Agitator, #7 Schwing Pump | TAB-DEW-T-0730 | Tank | Tank |  | MX | http://www.toronto.ca/TWONTO#mixer_or_agitator |  | Tank, DWS from Centrifuge #7
109624 | TAB-DEW-MX-2500 | Tank, Hopper Agitator, #9 Schwing Pump | TAB-DEW-T-2500 | Mixer | Tank |  | MX | http://www.toronto.ca/TWONTO#mixer_or_agitator |  | Tank, Hopper,DWS from Centrifuge #9 & 10
109625 | TAB-DEW-MX-2600 | Tank, Hopper Agitator, #9 Schwing Pump | TAB-DEW-T-2600 | Mixer | Tank |  | MX | http://www.toronto.ca/TWONTO#mixer_or_agitator |  | Tank, Hopper,DWS from Centrifuge #9 & 10
109761 | TAB-DEW-SB-3965 | Canister, Carbon, Equalization Tank Odour Control Train 1 | TAB-DEW EQUAL OCS | Tank,Non-Pressurized | Tank |  | SB | http://www.toronto.ca/TWONTO#discrete_unit_of_treatment_filter |  | Equalization Tank Odour Control System
109762 | TAB-DEW-SB-3965 | Canister, Carbon, Equalization Tank Odour Control Train 1 | TAB-DEW-SB-3955 | Tank,Non-Pressurized | Tank |  | SB | http://www.toronto.ca/TWONTO#discrete_unit_of_treatment_filter |  | Mist Eliminator, Equalization Tank Odour Control Train 1
109763 | TAB-DEW-SB-3966 | Canister, Carbon, Equalization Tank Odour Control Train 2 | TAB-DEW EQUAL OCS | Tank,Non-Pressurized | Tank |  | SB | http://www.toronto.ca/TWONTO#discrete_unit_of_treatment_filter |  | Equalization Tank Odour Control System
109764 | TAB-DEW-SB-3966 | Canister, Carbon, Equalization Tank Odour Control Train 2 | TAB-DEW-SB-3956 | Tank,Non-Pressurized | Tank |  | SB | http://www.toronto.ca/TWONTO#discrete_unit_of_treatment_filter |  | Mist Eliminator, Equalization Tank Odour Control Train 2
79491 | THR-THK-T-1002 | Tank, WAS Storage, STB | THR-THK-T | Tank | Tank |  | T | http://www.toronto.ca/TWONTO#storage_tank |  | WAS Storage Tanks & Headers
79492 | THR-THK-T-2001 | Tank, WAS Storage, STB | THR-THK-T | Tank | Tank |  | T | http://www.toronto.ca/TWONTO#storage_tank |  | WAS Storage Tanks & Headers
139161 | THR-THK-T-1001 | Tank, WAS Storage, STB | THR-THK-T | Tank | Tank |  | T | http://www.toronto.ca/TWONTO#storage_tank |  | WAS Storage Tanks & Headers
139162 | THR-THK-T-2002 | Tank, WAS Storage, STB | THR-THK-T | Tank | Tank |  | T | http://www.toronto.ca/TWONTO#storage_tank |  | WAS Storage Tanks & Headers
95594 | FHO-WWW-T-0301 | Tank, Wastewater Holding T-0301, Filter Building | FHO-WWW | Tank,Reservoir | Tank |  | T | http://www.toronto.ca/TWONTO#storage_tank |  | Residue Management / Waste Water System
27285 | FHO-WWW-T-0401 | Tank, Wastewater Holding T-0401, Waste Water Pump Room | FHO-WWW | Tank,Reservoir | Tank |  | T | http://www.toronto.ca/TWONTO#storage_tank |  | Residue Management / Waste Water System
109796 | TAB-DEW-T-2100 | Tank, Hopper, SC from Centrifuges | TAB-DEW-P-2101 | Tank | Tank |  | T | http://www.toronto.ca/TWONTO#storage_tank |  | Pump, Sludge Cake Transfer, Big Schwing #5, KSP-50
109797 | TAB-DEW-T-2400 | Tank, Hopper, SC from Centrifuges | TAB-DEW-P-2401 | Tank | Tank |  | T | http://www.toronto.ca/TWONTO#storage_tank |  | Pump, Sludge Cake Transfer, Big Schwing #8, Dewater. Bldg, Bsmt S.
109798 | TAB-DEW-T-2500 | Tank, Hopper,DWS from Centrifuge #9 & 10 | TAB-DEW-P-2501 | Tank | Tank |  | T | http://www.toronto.ca/TWONTO#storage_tank |  | Pump, Sludge Cake Transfer, Big Schwing #9, Dewater. Bldg, 2/F, Center E.
109799 | TAB-DEW-T-2600 | Tank, Hopper,DWS from Centrifuge #9 & 10 | TAB-DEW-P-2601 | Tank | Tank |  | T | http://www.toronto.ca/TWONTO#storage_tank |  | Pump, Sludge Cake Transfer, Big Schwing #10, Dewater. Bldg, 2/F, Center W.
109800 | TAB-DEW-T-3020 | Tank, Polymer Mixing # 2 | TAB-DEW POLYMER PREP | Tank | Tank |  | T | http://www.toronto.ca/TWONTO#chemical_storage_tank |  | Polymer Solution Preparation & Storage Systems
109801 | TAB-DEW-T-3040 | Tank, Polymer Mixing #4 | TAB-DEW POLYMER PREP | Tank | Tank |  | T | http://www.toronto.ca/TWONTO#chemical_storage_tank |  | Polymer Solution Preparation & Storage Systems
109802 | TAB-DEW-T-3050 | Tank, Polymer Mixing #5 | TAB-DEW POLYMER PREP | Tank | Tank |  | T | http://www.toronto.ca/TWONTO#chemical_storage_tank |  | Polymer Solution Preparation & Storage Systems
109803 | TAB-DEW-T-3060 | Tank, Polymer Mixing #6 | TAB-DEW POLYMER PREP | Tank | Tank |  | T | http://www.toronto.ca/TWONTO#chemical_storage_tank |  | Polymer Solution Preparation & Storage Systems
109804 | TAB-DEW-T-3120 | Tank, # 2 Polymer Solution Storage | TAB-DEW POLYMER PREP | Tank | Tank |  | T | http://www.toronto.ca/TWONTO#chemical_storage_tank |  | Polymer Solution Preparation & Storage Systems
109805 | TAB-DEW-T-3130 | Tank, # 3 Polymer Solution Storage | TAB-DEW POLYMER PREP | Tank | Tank |  | T | http://www.toronto.ca/TWONTO#chemical_storage_tank |  | Polymer Solution Preparation & Storage Systems
109806 | TAB-DEW-T-3210 | Tank, Polymer Solution Day Tank #1 | TAB-DEW POLYMER DIST | Tank | Tank |  | T | http://www.toronto.ca/TWONTO#chemical_storage_tank |  | Polymer Solution Distribution System
109807 | TAB-DEW-T-3220 | Tank, Polymer Solution Day Tank #2 | TAB-DEW POLYMER DIST | Tank | Tank |  | T | http://www.toronto.ca/TWONTO#chemical_storage_tank |  | Polymer Solution Distribution System
109808 | TAB-DEW-T-3230 | Tank, Polymer Solution Day Tank #3 | TAB-DEW POLYMER DIST | Tank | Tank |  | T | http://www.toronto.ca/TWONTO#chemical_storage_tank |  | Polymer Solution Distribution System
109809 | TAB-DEW-T-3920 | Equalization Tank #2 | TAB-DEW-EQUALIZATION | Tank,Non-Pressurized | Tank |  | T | http://www.toronto.ca/TWONTO#storage_tank |  | Equalization Tank System
34294 | KU2115A | Tank, Water | TAB-DOM-HOTWTR | Tank | Tank |  |  | http://www.toronto.ca/TWONTO#tanked_hot_water_heater |  | Domestic Water Systems, Floatation
34295 | KU2116A | Tank, Water | TAB-DOM-HOTWTR | Tank | Tank |  |  | http://www.toronto.ca/TWONTO#tanked_hot_water_heater |  | Domestic Water Systems, Floatation
89138 | WTR-RLL-T-0002 | Tank, Water Elevated | WTR-RLL-TRW | Tank,Water Elevated | Tank |  | T | http://www.toronto.ca/TWONTO#elevated_water_tank |  | Treated Water (Transmission)
147149 | WTR-RRG-T-0002 | Tank, Water Elevated | WTR-RRG-TRW | Tank,Water Elevated | Tank |  | T | http://www.toronto.ca/TWONTO#elevated_water_tank |  | Treated Water (Transmission)
20139 | FHO-ACC-T-0100 | Tank, Water, Cooling Tower System, Admin Building, S1, Boiler Room | FHO-ACC-HE-0501 |  | Tank |  | T | http://www.toronto.ca/TWONTO#cooling_tower |  | Cooling Tower HE 0501; (New Tag HE-0101), Admin Building west HVAC room (AC CT 1)
111116 | TAB-DIG-T-01-04 | Digester Tanks 1-4 | TAB-DIG | Tank | Tank |  | T | http://www.toronto.ca/TWONTO#digester_tank |  | Digestion
111117 | TAB-DIG-T-0160 | Tank, moisture /Sediment Trap- in Gas delivery line | TAB-DIG-GAS-DOME1-4 | Tank | Tank |  | T | sediment_trap |  | Digester Tanks 1-4, Flame Arresters, Pressure Relief & Vacuum Breaker Valves
111118 | TAB-DIG-T-0260 | Tank, moisture /Sediment Trap- in Gas delivery line | TAB-DIG-GAS-DOME1-4 | Tank | Tank |  | T | sediment_trap |  | Digester Tanks 1-4, Flame Arresters, Pressure Relief & Vacuum Breaker Valves
111119 | TAB-DIG-T-0300 | Digestion Tank 03 | TAB-DIG-T-01-04 | Tank,Reservoir | Tank |  | T | http://www.toronto.ca/TWONTO#digester_tank |  | Digester Tanks 1-4
111120 | TAB-DIG-T-0400 | Digestion Tank 04 | TAB-DIG-T-01-04 | Tank,Reservoir | Tank |  | T | http://www.toronto.ca/TWONTO#digester_tank |  | Digester Tanks 1-4
111121 | TAB-DIG-T-0452 | Tank, moisture /Sediment Trap- in Gas delivery line | TAB-DIG-GAS-DOME1-4 | Tank | Tank |  | T | sediment_trap |  | Digester Tanks 1-4, Flame Arresters, Pressure Relief & Vacuum Breaker Valves
111122 | TAB-DIG-T-05-08 | Digester Tanks 5-8 | TAB-DIG |  | Tank |  | T | http://www.toronto.ca/TWONTO#collection_of_assets |  | Digestion
111123 | TAB-DIG-T-0560 | Tank, moisture /Sediment Trap- in Gas delivery line | TAB-DIG-FX-T5-8 | Tank | Tank |  | T | sediment_trap |  | Digester Tanks 5-8, Flame Arrester, Condensate Tanks & Moisture Separators
111124 | TAB-DIG-T-0600 | Digestion Tank 06 | TAB-DIG-T-05-08 | Tank,Reservoir | Tank |  | T | http://www.toronto.ca/TWONTO#digester_tank |  | Digester Tanks 5-8
111125 | TAB-DIG-T-0652 | Tank, moisture /Sediment Trap- in Gas delivery line | TAB-DIG-FX-T5-8 | Tank | Tank |  | T | sediment_trap |  | Digester Tanks 5-8, Flame Arrester, Condensate Tanks & Moisture Separators
111126 | TAB-DIG-T-0752 | Tank, moisture /Sediment Trap- in Gas delivery line | TAB-DIG-FX-T5-8 | Tank | Tank |  | T | sediment_trap |  | Digester Tanks 5-8, Flame Arrester, Condensate Tanks & Moisture Separators
111127 | TAB-DIG-T-0760 | Tank, moisture /Sediment Trap- in Gas delivery line | TAB-DIG-FX-T5-8 | Tank | Tank |  | T | sediment_trap |  | Digester Tanks 5-8, Flame Arrester, Condensate Tanks & Moisture Separators
111128 | TAB-DIG-T-0852 | Tank, moisture /Sediment Trap- in Gas delivery line | TAB-DIG-FX-T5-8 | Tank | Tank |  | T | sediment_trap |  | Digester Tanks 5-8, Flame Arrester, Condensate Tanks & Moisture Separators
111129 | TAB-DIG-T-0900 | Tank, Digester tank, Digester 9 | TAB-DIG-T-09-12 | Tank | Tank |  | T | http://www.toronto.ca/TWONTO#digester_tank |  | Digester Tanks 9-12
111130 | TAB-DIG-T-1000 | Tank, Digester tank, Digester 10 | TAB-DIG-T-09-12 | Tank | Tank |  | T | http://www.toronto.ca/TWONTO#digester_tank |  | Digester Tanks 9-12
111131 | TAB-DIG-T-1100 | Tank, Digester tank, Digester 11 | TAB-DIG-T-09-12 | Tank | Tank |  | T | http://www.toronto.ca/TWONTO#digester_tank |  | Digester Tanks 9-12
111132 | TAB-DIG-T-1400 | Digestion Tank 14 | TAB-DIG-T-13-16 | Tank,Reservoir | Tank |  | T | http://www.toronto.ca/TWONTO#digester_tank |  | Digester Tanks 13-16
111133 | TAB-DIG-T-1600 | Digestion Tank 16 | TAB-DIG-T-13-16 | Tank,Reservoir | Tank |  | T | http://www.toronto.ca/TWONTO#digester_tank |  | Digester Tanks 13-16
111134 | TAB-DIG-T-19-22 | Digester Tanks 19-22 | TAB-DIG |  | Tank |  | T | http://www.toronto.ca/TWONTO#collection_of_assets |  | Digestion
111135 | TAB-DIG-T-1900 | Digestion Tank 19 | TAB-DIG-T-19-22 | Tank,Reservoir | Tank |  | T | http://www.toronto.ca/TWONTO#digester_tank |  | Digester Tanks 19-22
111136 | TAB-DIG-T-2000 | Digestion Tank 20 | TAB-DIG-T-19-22 | Tank,Reservoir | Tank |  | T | http://www.toronto.ca/TWONTO#digester_tank |  | Digester Tanks 19-22
111137 | TAB-DIG-T-2100 | Digestion Tank 21 | TAB-DIG-T-19-22 | Tank,Reservoir | Tank |  | T | http://www.toronto.ca/TWONTO#digester_tank |  | Digester Tanks 19-22
111138 | TAB-DIG-T-6472 | Tank,Air Separator, Chill Water Outlet from HE | TAB-DIG-HE-6470 | Tank | Tank |  | T | air_seperator |  | Heat Exchanger, Digester Gas Control
111139 | TAB-DIG-T-6473 | Tank,Expansion, Chill Water Outlet from HE | TAB-DIG-HE-6480 | Tank | Tank |  | T | expansion_tank |  | Heat Exchanger, Digester Gas Control Bldg
111140 | TAB-DIG-T-6483 | Tank,Expansion, Chill Water Outlet from HE | TAB-DIG-HE-6470 | Tank | Tank |  | T | expansion_tank |  | Heat Exchanger, Digester Gas Control
111141 | TAB-DIG-T-7000 | Condansate Trap, Digester Gas, Waste Gas Burner Station | TAB-DIG-BU | Tank | Tank |  | T | http://www.toronto.ca/TWONTO#condensate_trap |  | Waste Gas Burner
111142 | TAB-DIG-T-7201 | Condansate Trap, Digester Gas, Waste Gas Burner BU-7200 | TAB-DIG-BU-7200 | Tank | Tank |  | T | http://www.toronto.ca/TWONTO#condensate_trap |  | Waste Gas Burner, Digester Gas, Waste Gas Burner Station
111143 | TAB-DIG-T-7401 | Condansate Trap, Digester gas, Waste Gas Burner BU-7400 | TAB-DIG-BU-7400 | Tank | Tank |  | T | http://www.toronto.ca/TWONTO#condensate_trap |  | Waste Gas Burner, Digester Gas, Waste Gas Burner Station
111145 | TAB-DIG-T-9703 | Tank,Expansion, Pump Suction | TAB-DIG-P-9726 | Tank | Tank |  | T | expansion_tank |  | Pump, Chilled Water Circulating, CWCP-1, Digester Gas Control Build, Basement
112288 | TAB-DIS-T-0001 | Tank,Expansion, Chlorine From North Tank Car | TAB-DIS-CHL-ROUTE | Tank | Tank |  | T | expansion_tank |  | Chlorination & Filtered Effluent Routeing
112289 | TAB-DIS-T-0003 | Tank,Expansion, Chlorine From Tank Cars | TAB-DIS-CHL-ROUTE | Tank | Tank |  | T | expansion_tank |  | Chlorination & Filtered Effluent Routeing
112290 | TAB-DIS-T-3002 | Tank,Sodium Hypochlorite -North | TAB-DIS-SP | Tank | Tank |  | T | http://www.toronto.ca/TWONTO#chemical_storage_tank |  | Disinfection - Sampling & Metering
112865 | TAB-EL1-T-8062 | Tank,Non-Pressurized,Oil Interceptor,North Substation,Outdoor,Underground | TAB-EL1-BLDG-0001 | Tank,Non-Pressurized | Tank |  | T | http://www.toronto.ca/TWONTO#chemical_storage_tank |  | MSA Substation
113525 | TAB-EPG-T-6001 | Tank,Oil,Standby Generator 6001,Emergency Power,P Building | TAB-EL1-GEN-6001 | Tank,Reservoir | Tank |  | T | http://www.toronto.ca/TWONTO#chemical_storage_tank |  | Generator, Standby Power, 600V 1000kw - P Bldg
113555 | TAB-GRK-T-0200 | Tank, Varsol or Parts Fluid | TAB-GRK | Tank,Reservoir | Tank |  | T | http://www.toronto.ca/TWONTO#chemical_storage_tank |  | Grounds Equipment, Building Services-WA7
114890 | TAB-PLT-T-0101 | Tank, Grit Channel #1 | TAB-PLT-T | Tank | Tank |  | T | http://www.toronto.ca/TWONTO#channel_segment |  | P Building - Grit Tanks 1-12 & Hoppers 1 - 6
114891 | TAB-PLT-T-0221 | Grit Hopper #2 | TAB-PLT-T | Tank | Tank |  | T | http://www.toronto.ca/TWONTO#storage_tank |  | P Building - Grit Tanks 1-12 & Hoppers 1 - 6
114893 | TAB-PLT-T-0301 | Tank, Grit Channel #3 | TAB-PLT-T | Tank | Tank |  | T | http://www.toronto.ca/TWONTO#channel_segment |  | P Building - Grit Tanks 1-12 & Hoppers 1 - 6
114894 | TAB-PLT-T-0400 | Tank, Reservoir, Grit Removal, Grit Bldg., P Bldg. | TAB-PLT-T | Tank,Reservoir | Tank |  | T | http://www.toronto.ca/TWONTO#sedimentation_tank |  | P Building - Grit Tanks 1-12 & Hoppers 1 - 6
114895 | TAB-PLT-T-0521? | Grit Hopper #5 | TAB-PLT-T | Tank | Tank | 46065 | T | http://www.toronto.ca/TWONTO#storage_tank |  | P Building - Grit Tanks 1-12 & Hoppers 1 - 6
114896 | TAB-PLT-T-0521? | Grit Hopper #5 | TAB-SUSPENDED ENTITY | Tank | Tank | 46065 | T | http://www.toronto.ca/TWONTO#storage_tank |  | Suspended entities
114897 | TAB-PLT-T-0601 | Tank, Grit Channel #6 | TAB-PLT-T | Tank | Tank |  | T | http://www.toronto.ca/TWONTO#channel_segment |  | P Building - Grit Tanks 1-12 & Hoppers 1 - 6
114898 | TAB-PLT-T-0621? | Grit Hopper #6 | TAB-PLT-T | Tank | Tank | 46068 | T | http://www.toronto.ca/TWONTO#storage_tank |  | P Building - Grit Tanks 1-12 & Hoppers 1 - 6
114899 | TAB-PLT-T-0621? | Grit Hopper #6 | TAB-SUSPENDED ENTITY | Tank | Tank | 46068 | T | http://www.toronto.ca/TWONTO#storage_tank |  | Suspended entities
114900 | TAB-PLT-T-0701 | Tank, Grit | TAB-PLT-T | Tank | Tank | 46050 | T | http://www.toronto.ca/TWONTO#sedimentation_tank |  | P Building - Grit Tanks 1-12 & Hoppers 1 - 6
114901 | TAB-PLT-T-0801 | Tank, Grit | TAB-SUSPENDED ENTITY | Tank | Tank | 46051 | T | http://www.toronto.ca/TWONTO#sedimentation_tank |  | Suspended entities
114902 | TAB-PLT-T-0901 | Tank, Grit | TAB-SUSPENDED ENTITY | Tank | Tank | 35823 | T | http://www.toronto.ca/TWONTO#sedimentation_tank |  | Suspended entities
114903 | TAB-PLT-T-1001 | Tank, Grit | TAB-PLT-T | Tank | Tank | 35824 | T | http://www.toronto.ca/TWONTO#sedimentation_tank |  | P Building - Grit Tanks 1-12 & Hoppers 1 - 6
114904 | TAB-PLT-T-1001 | Tank, Grit | TAB-SUSPENDED ENTITY | Tank | Tank | 35824 | T | http://www.toronto.ca/TWONTO#sedimentation_tank |  | Suspended entities
114905 | TAB-PLT-T-1201 | Tank, Grit | TAB-PLT-T | Tank | Tank | 35826 | T | http://www.toronto.ca/TWONTO#sedimentation_tank |  | P Building - Grit Tanks 1-12 & Hoppers 1 - 6
114906 | TAB-PLT-T-1201 | Tank, Grit | TAB-SUSPENDED ENTITY | Tank | Tank | 35826 | T | http://www.toronto.ca/TWONTO#sedimentation_tank |  | Suspended entities
114907 | TAB-PLT-T-1301 | Grit Tank # 13 | TAB-PLT-T-D | Tank | Tank |  | T | http://www.toronto.ca/TWONTO#sedimentation_tank |  | D Building - Grit Tanks & Hoppers 13 - 16
114908 | TAB-PLT-T-1450 | Tank, Wet Well, Screening | TAB-PLT-SC-D | Tank | Tank |  | T | http://www.toronto.ca/TWONTO#storage_tank |  | D Building - Bar / Perforated Screen
114909 | TAB-PLT-T-1601 | Grit Tank # 16 | TAB-PLT-T-D | Tank | Tank |  | T | http://www.toronto.ca/TWONTO#sedimentation_tank |  | D Building - Grit Tanks & Hoppers 13 - 16
114910 | TAB-PLT-T-1621 | Grit Hopper # 16 | TAB-PLT-T-D | Tank | Tank |  | T | http://www.toronto.ca/TWONTO#storage_tank |  | D Building - Grit Tanks & Hoppers 13 - 16
115590 | TAB-PRM-T-0100 | Old PS Primary Tank 1 | TAB-PRM-OPS | Tank | Tank |  | T | http://www.toronto.ca/TWONTO#clarifier |  | Old PS - Primary Treatment
115591 | TAB-PRM-T-0110 | Tank, Polymer Make-Up, Polymer Room, Old Screen Bldg., P Bldg. | TAB-PRM-POL | Tank,Reservoir | Tank |  | T | http://www.toronto.ca/TWONTO#chemical_storage_tank |  | P Building - Polymer system
115592 | TAB-PRM-T-0400 | Old PS Primary Tank 4 | TAB-PRM-OPS | Tank | Tank |  | T | http://www.toronto.ca/TWONTO#clarifier |  | Old PS - Primary Treatment
115593 | TAB-PRM-T-0410 | Tank, Coagulant, CEPT Coagulant Dosing System, Grit Bldg., P Bldg. | TAB-PRM-POL | Tank,Reservoir | Tank |  | T | http://www.toronto.ca/TWONTO#coagulation_tank |  | P Building - Polymer system
115594 | TAB-PRM-T-0430 | Tank, Coagulant, CEPT Coagulant Dosing System, Grit Bldg., P Bldg. | TAB-PRM-POL | Tank,Reservoir | Tank |  | T | http://www.toronto.ca/TWONTO#coagulation_tank |  | P Building - Polymer system
115595 | TAB-PRM-T-0440 | Tank, Coagulant, CEPT Coagulant Dosing System, Grit Bldg., P Bldg. | TAB-PRM-POL | Tank,Reservoir | Tank |  | T | http://www.toronto.ca/TWONTO#coagulation_tank |  | P Building - Polymer system
115596 | TAB-PRM-T-0500 | Old PS -Primary Tank 5 | TAB-PRM-OPS | Tank | Tank |  | T | http://www.toronto.ca/TWONTO#clarifier |  | Old PS - Primary Treatment
115597 | TAB-PRM-T-0700 | P Building, Primary Tank 7 | TAB-PRM-T-P | Tank | Tank |  | T | http://www.toronto.ca/TWONTO#clarifier |  | P Building - Scum, Sludge Hoppers & Primary Tanks 7 - 9
115598 | TAB-PRM-T-1000 | D Building - Primary Tank 10 | TAB-PRM-T | Tank | Tank |  | T | http://www.toronto.ca/TWONTO#clarifier |  | D Building - Scum, Sludge Hoppers & Primary Tanks 10-12
115599 | TAB-PRM-T-1200 | D Building - Primary Tank 12 | TAB-PRM-T | Tank | Tank |  | T | http://www.toronto.ca/TWONTO#clarifier |  | D Building - Scum, Sludge Hoppers & Primary Tanks 10-12
115600 | TAB-PRM-T-2100 | Hopper, Scum - Primary Tank 1-2 | TAB-PRM-OPS | Tank | Tank |  | T | http://www.toronto.ca/TWONTO#storage_tank |  | Old PS - Primary Treatment
115601 | TAB-PRM-T-2200 | Hopper Scum - Primary Tank 3-4 | TAB-PRM-OPS | Tank | Tank |  | T | http://www.toronto.ca/TWONTO#storage_tank |  | Old PS - Primary Treatment
115602 | TAB-PRM-T-2300 | Hopper, Scum - Primary Tank 5-6 | TAB-PRM-OPS | Tank | Tank |  | T | http://www.toronto.ca/TWONTO#storage_tank |  | Old PS - Primary Treatment
115603 | TAB-PRM-T-2400 | Hopper, Primary Tanks 7-9 Scum | TAB-PRM-T-P | Tank | Tank |  | T | http://www.toronto.ca/TWONTO#storage_tank |  | P Building - Scum, Sludge Hoppers & Primary Tanks 7 - 9
115604 | TAB-PRM-T-2600 | D Building - Hopper, Scum | TAB-PRM-T | Tank | Tank |  | T | http://www.toronto.ca/TWONTO#storage_tank |  | D Building - Scum, Sludge Hoppers & Primary Tanks 10-12
115605 | TAB-PRM-T-3700 | Sludge Hopper, Valves & Actuators, Primary Tank 10 | TAB-PRM-T | Tank | Tank |  | T | http://www.toronto.ca/TWONTO#storage_tank |  | D Building - Scum, Sludge Hoppers & Primary Tanks 10-12
58124 | THC-AI-T-8032 | Tank,Air,Building U | THC-MCS-AI/SA | Tank | Tank |  | T | http://www.toronto.ca/TWONTO#pressure_vessel |  | Instrument/service Air Plant Wide
116219 | TAB-PRS-T-0202 | Tank, Ferrous Chloride #2 | TAB-PRS-T-FECL2 | Tank | Tank |  | T | http://www.toronto.ca/TWONTO#chemical_storage_tank |  | Ferrous Chloride Tanks & Valves
116220 | TAB-PRS-T-0205 | Tank, Ferrous Chloride #5 | TAB-PRS-T-FECL2 | Tank | Tank |  | T | http://www.toronto.ca/TWONTO#chemical_storage_tank |  | Ferrous Chloride Tanks & Valves
116221 | TAB-PRS-T-0207 | Tank, Ferrous Chloride #7 | TAB-PRS-T-FECL2 | Tank | Tank |  | T | http://www.toronto.ca/TWONTO#chemical_storage_tank |  | Ferrous Chloride Tanks & Valves
116222 | TAB-PRS-T-0208 | Tank, Ferrous Chloride #8 | TAB-PRS-T-FECL2 | Tank | Tank |  | T | http://www.toronto.ca/TWONTO#chemical_storage_tank |  | Ferrous Chloride Tanks & Valves
116223 | TAB-PRS-T-0209 | Tank, Ferrous Chloride #9 | TAB-PRS-T-FECL2 | Tank | Tank |  | T | http://www.toronto.ca/TWONTO#chemical_storage_tank |  | Ferrous Chloride Tanks & Valves
116224 | TAB-PRS-T-0401 | Containment Sump, Miscellaneous Process | TAB-PRS-P-SUMP | Tank | Tank |  | T | http://www.toronto.ca/TWONTO#storage_tank |  | Sump Pumps
116225 | TAB-PRS-T-0710 | Tank, Coagulant, Phosphorus Removal System, Grit Bldg., P Bldg. | TAB-PRM-POL | Tank,Reservoir | Tank |  | T | http://www.toronto.ca/TWONTO#coagulation_tank |  | P Building - Polymer system
116226 | TAB-PRS-T-2001 | Tank, Ferrous Chloride Storage, Grit Bldg, P Bldg | TAB-PRM-POL | Tank,Reservoir | Tank |  | T | http://www.toronto.ca/TWONTO#chemical_storage_tank |  | P Building - Polymer system
116227 | TAB-PRS-T-2010 | Tank, Chemical Storage, East Chemical Storage Tanks | TAB-PRS-F-0103 | Tank | Tank |  | T | http://www.toronto.ca/TWONTO#chemical_storage_tank |  | Strainer, Bag, PRS Bldg, Pump Room
116228 | TAB-PRS-T-2010 | Tank, Chemical Storage, East Chemical Storage Tanks | TAB-PRS-T-FECL2 | Tank | Tank |  | T | http://www.toronto.ca/TWONTO#chemical_storage_tank |  | Ferrous Chloride Tanks & Valves
116229 | TAB-PRS-T-2020 | Tank, Chemical Storage, East Chemical Storage Tanks | TAB-PRS-T-FECL2 | Tank | Tank |  | T | http://www.toronto.ca/TWONTO#chemical_storage_tank |  | Ferrous Chloride Tanks & Valves
116230 | TAB-PRS-T-2050 | Tank, Chemical Storage, East Chemical Storage Tanks | TAB-PRS-T-FECL2 | Tank | Tank |  | T | http://www.toronto.ca/TWONTO#chemical_storage_tank |  | Ferrous Chloride Tanks & Valves
116231 | TAB-PRS-T-2070 | Tank, Chemical Storage, East Chemical Storage Tanks | TAB-PRS-T-FECL2 | Tank | Tank |  | T | http://www.toronto.ca/TWONTO#chemical_storage_tank |  | Ferrous Chloride Tanks & Valves
116232 | TAB-PRS-T-2080 | Tank, Chemical Storage, East Chemical Storage Tanks | TAB-PRS-T-FECL2 | Tank | Tank |  | T | http://www.toronto.ca/TWONTO#chemical_storage_tank |  | Ferrous Chloride Tanks & Valves
116233 | TAB-PRS-T-2110 | Tank, Chemical Storage, West Chemical Storage Tanks | TAB-PRS-T-FECL2 | Tank | Tank |  | T | http://www.toronto.ca/TWONTO#chemical_storage_tank |  | Ferrous Chloride Tanks & Valves
116234 | TAB-PRS-T-2130 | Tank, Chemical Storage, West Chemical Storage Tanks | TAB-PRS-T-FECL2 | Tank | Tank |  | T | http://www.toronto.ca/TWONTO#chemical_storage_tank |  | Ferrous Chloride Tanks & Valves
116235 | TAB-PRS-T-2140 | Tank, Chemical Storage, West Chemical Storage Tanks | TAB-PRS-T-FECL2 | Tank | Tank |  | T | http://www.toronto.ca/TWONTO#chemical_storage_tank |  | Ferrous Chloride Tanks & Valves
116236 | TAB-PRS-T-2150 | Tank, Chemical Storage, West Chemical Storage Tanks | TAB-PRS-T-FECL2 | Tank | Tank |  | T | http://www.toronto.ca/TWONTO#chemical_storage_tank |  | Ferrous Chloride Tanks & Valves
117364 | TAB-RSP-T-0002 | Wet Well, High Level Channel 2 | TAB-RSP-PM | Tank,Reservoir | Tank |  | T | http://www.toronto.ca/TWONTO#channel_segment |  | M Building - Raw Sewage Pumping
58123 | THC-AI-T-7060 | Tank,Air,Solid Treatment | THC-MCS-AI/SA |  | Tank |  | T | http://www.toronto.ca/TWONTO#pressure_vessel |  | Instrument/service Air Plant Wide
117366 | TAB-RSP-T-1200 | Tank, Sump, E house | TAB-RSP-P-T | Tank | Tank |  | T | http://www.toronto.ca/TWONTO#storage_tank |  | T Building - Raw Sewage Pumping
117367 | TAB-RSP-T-1221 | Tank, Oil, Raw Sewage Pump #2 Bearing Lubrication System | TAB-RSP-P-T | Tank,Non-Pressurized | Tank |  | T | http://www.toronto.ca/TWONTO#chemical_storage_tank |  | T Building - Raw Sewage Pumping
117368 | TAB-RSP-T-1231 | Tank, Oil, Raw Sewage Pump #3 Bearing Lubrication System | TAB-RSP-P-T | Tank | Tank |  | T | http://www.toronto.ca/TWONTO#chemical_storage_tank |  | T Building - Raw Sewage Pumping
117369 | TAB-RSP-T-1241 | Tank, Oil, Raw Sewage Pump #4 Bearing Lubrication System | TAB-RSP-P-T | Tank | Tank |  | T | http://www.toronto.ca/TWONTO#chemical_storage_tank |  | T Building - Raw Sewage Pumping
117370 | TAB-RSP-T-1251 | Tank, Oil, Raw Sewage Pump #5 Bearing Lubrication System | TAB-RSP-P-T | Tank | Tank |  | T | http://www.toronto.ca/TWONTO#chemical_storage_tank |  | T Building - Raw Sewage Pumping
58811 | THC-DEW-T-6400 | Tank,BTU 1000 Hopper,Solid Treatment | THC-DEW-CENTRATE | Tank,Non-Pressurized | Tank |  | T | http://www.toronto.ca/TWONTO#storage_tank |  | Centrate System Dewatering
58812 | THC-DEW-T-6400 | Tank,BTU 1000 Hopper,Solid Treatment | THC-INC-FU-1000 | Tank,Non-Pressurized | Tank |  | T | http://www.toronto.ca/TWONTO#storage_tank |  | Furnace, Incinerator 1000
117499 | TAB-SA-D-0900 | Dryer, Chemical, Package, Auxiliary Systems Building, Main Floor | TAB-SA-F-0901 | Drier | Tank |  | D | http://www.toronto.ca/TWONTO#dryer |  | Pre-Filter, Package, Auxiliary Systems Building, Main Floor
117500 | TAB-SA-D-1000 | Dryer, Chemical, Package, Auxiliary Systems Building, Main Floor | TAB-SA-F-1001 | Drier | Tank |  | D | http://www.toronto.ca/TWONTO#dryer |  | Pre-Filter, Package, Auxiliary Systems Building, Main Floor
117585 | TAB-SA-T-0001 | Tank, Silencer, Air, Auxiliary Systems Building, Main Floor | TAB-AUX-C | Tank | Tank |  | T | silencer |  | Auxiliary Building - Compressed Service Air Equipment
117586 | TAB-SA-T-0101 | Tank, Oil, Reservoir, Air Compressor, Auxiliary Systems Building, Main Floor | TAB-SA-C-0100 | Tank,Reservoir | Tank |  | T | http://www.toronto.ca/TWONTO#chemical_storage_tank |  | Air Compressor, Auxiliary Systems Building, Main Floor
117587 | TAB-SA-T-0301 | Tank, Oil, Reservoir, Air Compressor, Auxiliary Systems Building, Main Floor | TAB-SA-C-0300 | Tank,Reservoir | Tank |  | T | http://www.toronto.ca/TWONTO#chemical_storage_tank |  | Air Compressor, Auxiliary Systems Building, Main Floor
117588 | TAB-SA-T-0401 | Tank, Oil, Reservoir, Air Compressor, Auxiliary Systems Building, Main Floor | TAB-SA-C-0400 | Tank,Reservoir | Tank |  | T | http://www.toronto.ca/TWONTO#chemical_storage_tank |  | Air Compressor, Auxiliary Systems Building, Main Floor
117589 | TAB-SA-T-0801 | Tank, Intermediate Air Receiver, Auxiliary Systems Building, Main Floor | TAB-SA-C-0100 | Tank | Tank |  | T | http://www.toronto.ca/TWONTO#pressure_vessel |  | Air Compressor, Auxiliary Systems Building, Main Floor
117591 | TAB-SA-T-1100 | Tank, Air, Receiver, Auxiliary Systems Building, Main Floor | TAB-SA-D-0800 | Tank | Tank |  | T | http://www.toronto.ca/TWONTO#pressure_vessel |  | Dryer, Chemical, Package, Auxiliary Systems Building, Main Floor
117592 | TAB-SA-T-1200 | Tank, Air, Receiver, Auxiliary Systems Building, Main Floor | TAB-SA-D-0900 | Tank | Tank |  | T | http://www.toronto.ca/TWONTO#pressure_vessel |  | Dryer, Chemical, Package, Auxiliary Systems Building, Main Floor
117593 | TAB-SA-T-1300 | Tank, Air, Receiver, Auxiliary Systems Building, Main Floor | TAB-SA-D-1000 | Tank | Tank |  | T | http://www.toronto.ca/TWONTO#pressure_vessel |  | Dryer, Chemical, Package, Auxiliary Systems Building, Main Floor
117594 | TAB-SA-T-1700 | Tank, Expansion, Auxiliary Systems Building, 2nd Floor | TAB-SA-P-1800A | Tank | Tank |  | T | expansion_tank |  | Pump, Primary, Glycol, Auxiliary Systems Building, 2nd Floor
117595 | TAB-SA-T-1702 | Tank, Glycol Makeup, Auxiliary Systems Building, 2nd Floor | TAB-SA-P-1800A | Tank | Tank |  | T | http://www.toronto.ca/TWONTO#chemical_storage_tank |  | Pump, Primary, Glycol, Auxiliary Systems Building, 2nd Floor
117596 | TAB-SA-T-6301 | Tank, Service Air, Ground Floor, Digester 9-12 Control Building. | TAB-DIG-T-09-12 | Tank | Tank |  | T | http://www.toronto.ca/TWONTO#pressure_vessel |  | Digester Tanks 9-12
58813 | THC-DEW-T-6500 | Tank,BTU 2000 Hopper,Solid Treatment | THC-DEW-CENTRATE | Tank,Non-Pressurized | Tank |  | T | http://www.toronto.ca/TWONTO#storage_tank |  | Centrate System Dewatering
118252 | TAB-SLO-T-0221 | Receiver, Air Tank, Silo Bldg, 2nd Floor | TAB-SLO-STRC | Vessel,Pressure | Tank |  | T | http://www.toronto.ca/TWONTO#pressure_vessel |  | Sludge Loading & Odour Control - Facilities
118253 | TAB-SLO-T-0302A | Tank, Air Receiver | TAB-SLO-V | Vessel,Pressure | Tank |  | T | http://www.toronto.ca/TWONTO#pressure_vessel |  | Compressed Air Equipment, Truck Loading
118254 | TAB-SLO-T-0304 | Hopper #4, HBS-307 | TAB-SLO-TLF | Tank,Reservoir | Tank |  | T | http://www.toronto.ca/TWONTO#storage_tank |  | Biosolid Truck Loadout
118255 | TAB-SLO-T-0430 | Tank, Bio-Filter Neutralization, Limestone | TAB-SUSPENDED ENTITY | Tank,Non-Pressurized | Tank | 46255 | T | http://www.toronto.ca/TWONTO#chemical_storage_tank |  | Suspended entities
118457 | TAB-STR-CLR-0110 | Secondary Clarifier, Final Tank 01 | TAB-STR2 |  | Tank |  | CLR | http://www.toronto.ca/TWONTO#clarifier |  | Secondary Treatment - Clarifiers
118458 | TAB-STR-CLR-0310 | Secondary Clarifier, Final Tank 03 | TAB-STR2 |  | Tank |  | CLR | http://www.toronto.ca/TWONTO#clarifier |  | Secondary Treatment - Clarifiers
118459 | TAB-STR-CLR-0410 | Secondary Clarifier, Final Tank 04 | TAB-STR2 |  | Tank |  | CLR | http://www.toronto.ca/TWONTO#clarifier |  | Secondary Treatment - Clarifiers
118460 | TAB-STR-CLR-0510 | Secondary Clarifier, Final Tank 05 | TAB-STR2 |  | Tank |  | CLR | http://www.toronto.ca/TWONTO#clarifier |  | Secondary Treatment - Clarifiers
118461 | TAB-STR-CLR-1010 | Secondary Clarifier, Final Tank 10 | TAB-STR2 |  | Tank |  | CLR | http://www.toronto.ca/TWONTO#clarifier |  | Secondary Treatment - Clarifiers
118462 | TAB-STR-CLR-1110 | Secondary Clarifier, Final Tank 11 | TAB-STR2 |  | Tank |  | CLR | http://www.toronto.ca/TWONTO#clarifier |  | Secondary Treatment - Clarifiers
118872 | TAB-STR-T-2200 | Hopper, Scum (FU2017) | TAB-STR-T-SCUM | Tank | Tank |  | T | http://www.toronto.ca/TWONTO#storage_tank |  | Aeration Gallery - Scum Hoppers & Pumps
118873 | TAB-STR-T-2400 | Hopper, Scum (FU2018) | TAB-STR-T-SCUM | Tank | Tank |  | T | http://www.toronto.ca/TWONTO#storage_tank |  | Aeration Gallery - Scum Hoppers & Pumps
118874 | TAB-STR-T-4005R | Tank , Reservoir Aux Oil, Blower 4005 | TAB-STR-BL-4005 | Tank,Reservoir | Tank |  | T | http://www.toronto.ca/TWONTO#chemical_storage_tank |  | Blower #4005
118875 | TAB-STR-T-4007R | Tank , Reservoir Aux Oil, Blower 4007 | TAB-STR-BL-4007 | Tank,Reservoir | Tank |  | T | http://www.toronto.ca/TWONTO#chemical_storage_tank |  | Blower #4007
118876 | TAB-STR-T-4008R | Tank , Reservoir Aux Oil, Blower 4008 | TAB-STR-BL-4008 | Tank,Reservoir | Tank |  | T | http://www.toronto.ca/TWONTO#chemical_storage_tank |  | Blower #4008
118877 | TAB-STR-T-4009R | Tank , Reservoir Aux Oil, Blower 4009 | TAB-STR-BL-4009 | Tank,Reservoir | Tank |  | T | http://www.toronto.ca/TWONTO#chemical_storage_tank |  | Blower #4009
118878 | TAB-STR-T-4010R | Tank , Reservoir Aux Oil, Blower 4010 | TAB-STR-BL-4010 | Tank,Reservoir | Tank |  | T | http://www.toronto.ca/TWONTO#chemical_storage_tank |  | Blower #4010
118879 | TAB-STR-T-4011R | Tank , Reservoir Aux Oil, Blower 4011 | TAB-STR-BL-4011 | Tank,Reservoir | Tank |  | T | http://www.toronto.ca/TWONTO#chemical_storage_tank |  | Blower #4011
58816 | THC-DEW-T-7510 | Tank,Buffer,Centrate Sampling,Dewatering Centrifuge CF-1100,Solid Treatment | THC-DEW-CF-1100 |  | Tank |  | T | http://www.toronto.ca/TWONTO#storage_tank |  | Centrifuge,Dewatering,BLS/PYS - Solid Treatment,Incinerator Building
119297 | TAB-THK-MEQ-0101 | Flocculator | TAB-THK-T-0100 | Flocculator | Tank |  | MEQ | http://www.toronto.ca/TWONTO#mixer_or_agitator |  | Floatation Tank #1, Subnatant Recycling
119298 | TAB-THK-MEQ-0201 | Flocculator | TAB-THK-T-0200 | Flocculator | Tank |  | MEQ | http://www.toronto.ca/TWONTO#mixer_or_agitator |  | Floatation Tank #2, Subnatant Recycling
119299 | TAB-THK-MEQ-0301 | Flocculator | TAB-THK-T-0300 | Flocculator | Tank |  | MEQ | http://www.toronto.ca/TWONTO#mixer_or_agitator |  | Floatation Tank #3, Subnatant Recycling
119300 | TAB-THK-MEQ-0401 | Flocculator | TAB-THK-T-0400 | Flocculator | Tank |  | MEQ | http://www.toronto.ca/TWONTO#mixer_or_agitator |  | Floatation Tank #4, Subnatant Recycling
119301 | TAB-THK-MEQ-0501 | Flocculator | TAB-THK-T-0500 | Flocculator | Tank |  | MEQ | http://www.toronto.ca/TWONTO#mixer_or_agitator |  | Floatation Tank #5, Subnatant Recycling
119302 | TAB-THK-MEQ-0901 | Flocculator | TAB-SUSPENDED ENTITY | Flocculator | Tank |  | MEQ | http://www.toronto.ca/TWONTO#mixer_or_agitator |  | Suspended entities
119360 | TAB-THK-T | Polymer Mixing Tanks | TAB-THK-POL |  | Tank |  |  | http://www.toronto.ca/TWONTO#collection_of_assets |  | Polymer System
119362 | TAB-THK-T-0400 | Floatation Tank #4, Subnatant Recycling | TAB-THK-TANKS | Tank | Tank |  | T | floatation_tank |  | Floatation Tanks
119363 | TAB-THK-T-0600 | Floatation Tank #6, Subnatant Recycling | TAB-THK-TANKS | Tank | Tank |  | T | floatation_tank |  | Floatation Tanks
119364 | TAB-THK-T-0700 | Floatation Tank #7, Subnatant Recycling | TAB-THK-TANKS | Tank | Tank |  | T | floatation_tank |  | Floatation Tanks
119365 | TAB-THK-T-0900 | Floatation Tank #9, Subnatant Recycling | TAB-THK-TANKS | Tank | Tank |  | T | floatation_tank |  | Floatation Tanks
119366 | TAB-THK-T-4111 | Tank, Polymer Mixing/Aging 1 | TAB-THK-T | Tank,Non-Pressurized | Tank |  | T | http://www.toronto.ca/TWONTO#chemical_storage_tank |  | Polymer Mixing Tanks
119367 | TAB-THK-T-4131 | Tank, Polymer Mixing/Aging 3 | TAB-THK-T | Tank,Non-Pressurized | Tank |  | T | http://www.toronto.ca/TWONTO#chemical_storage_tank |  | Polymer Mixing Tanks
119368 | TAB-THK-T-4210 | Polymer Solution Day Tank 1 | TAB-THK-T-PYS | Tank,Non-Pressurized | Tank |  | T | http://www.toronto.ca/TWONTO#chemical_storage_tank |  | Mixed Polymer Solution Day Tanks
119369 | TAB-THK-T-PYS | Mixed Polymer Solution Day Tanks | TAB-THK-POL |  | Tank |  |  | http://www.toronto.ca/TWONTO#collection_of_assets |  | Polymer System
119370 | TAB-THK-TANKS | Floatation Tanks | TAB-THK |  | Tank |  |  | http://www.toronto.ca/TWONTO#collection_of_assets |  | Floatation
121194 | THC-ACC-T-0002 | Tank, Make-up, Glycol , Building M | THC-ACC-HEAT PUMPS | Tank | Tank |  | T | http://www.toronto.ca/TWONTO#chemical_storage_tank |  | Pumps, Heating System, Building M
121195 | THC-ACC-T-0003 | Tank, Make-up, Glycol , Building M | THC-ACC-HEAT PUMPS | Tank | Tank |  | T | http://www.toronto.ca/TWONTO#chemical_storage_tank |  | Pumps, Heating System, Building M
121196 | THC-ACC-T-0004 | Tank, Expansion, Glycol, Building M | THC-ACC-HEAT PUMPS | Tank | Tank |  | T | expansion_tank |  | Pumps, Heating System, Building M
121201 | THC-ACC-T-0041 | Tank,Hot Water, New Phosphorous Removal process, East side | THC-PRS | Tank,Domestic Hot Water | Tank | 46015 | T | http://www.toronto.ca/TWONTO#tanked_hot_water_heater |  | Phosphorus Removal, sub-process
121202 | THC-ACC-T-0050 | Tank,Hot Water for DEW Centrate Sampling System,Third Floor,Solid Treatment | THC-DEW-AIT-7570 |  | Tank |  | T | http://www.toronto.ca/TWONTO#tanked_hot_water_heater |  | Analyzer,Density,Sample Buffer Tanks 7510&7520,DEW Centrate Sampling,Solid Treatment
121203 | THC-ACC-T-0101 | Tank,Hot Water, Old Blower (Bldg A) | THC-ACC-BLDG A | Tank,Domestic Hot Water | Tank |  | T | http://www.toronto.ca/TWONTO#tanked_hot_water_heater |  | Old Plant Blower Building HVAC
121204 | THC-ACC-T-0110AK | Tank,Hot Water,Storage Tank,Admin Building | THC-SUSPENDED | Tank | Tank | 32319 | T | http://www.toronto.ca/TWONTO#tanked_hot_water_heater |  | Suspended entity
121205 | THC-ACC-T-0201 | Tank, Glycol System, Mechanical room, WA2 Workshop | THC-GRK-STRC-0200 | Tank | Tank |  | T | http://www.toronto.ca/TWONTO#chemical_storage_tank |  | Workshop, WA2, Building X
121206 | THC-ACC-T-0203 | Tank, Glycol System, Snow-Melting, Mechanical room, WA2 Workshop | THC-GRK-STRC-0200 | Tank | Tank |  | T | http://www.toronto.ca/TWONTO#chemical_storage_tank |  | Workshop, WA2, Building X
121207 | THC-ACC-T-0422 | Tank,Expansion,Supply,Building UU,Glycol Heating,Basement,Building U | THC-ACC-BLDG U | Tank | Tank |  | T | expansion_tank |  | New Digesters Building HVAC
121208 | THC-ACC-T-0576 | Tank,Hot Water,Lower Basement,Incineration Building M | THC-MCS-T-BLDG M | Tank,Domestic Hot Water | Tank |  | T | http://www.toronto.ca/TWONTO#tanked_hot_water_heater |  | Domestic Hot Water Tank, Building M
121209 | THC-ACC-T-0577 | Domestic Hot Water Tank, Building M | THC-MCS-T-BLDG M | Tank,Domestic Hot Water | Tank |  | T | http://www.toronto.ca/TWONTO#tanked_hot_water_heater |  | Domestic Hot Water Tank, Building M
121210 | THC-ACC-T-0578 | Domestic Hot Water Tank, Building M | THC-MCS-T-BLDG M | Tank,Domestic Hot Water | Tank |  | T | http://www.toronto.ca/TWONTO#tanked_hot_water_heater |  | Domestic Hot Water Tank, Building M
121211 | THC-ACC-T-0580 | Tank,Domestic Hot Water,5th Floor,Incineration Building M | THC-MCS-T-BLDG M | Tank,Domestic Hot Water | Tank |  | T | http://www.toronto.ca/TWONTO#tanked_hot_water_heater |  | Domestic Hot Water Tank, Building M
121212 | THC-ACC-T-0701 | Tank,Expansion,Heating Glycol Supply,HVAC Systems,Thickening Building | THC-ACC-BLDG J | Tank | Tank |  | T | expansion_tank |  | TWAS Building, HVAC
121213 | THC-ACC-T-0703 | Tank,Hot Water Heating,Mechanical Room,Thickening Building | THC-ACC-BLDG J | Tank,Domestic Hot Water | Tank |  | T | http://www.toronto.ca/TWONTO#tanked_hot_water_heater |  | TWAS Building, HVAC
121214 | THC-ACC-T-0801 | Tank,Expansion,Heating Glycol Supply,HVAC Systems,Sludge Storage Building | THC-ACC-BLDG D | Tank | Tank |  | T | expansion_tank |  | Sludge Holding Tanks Building HVAC
121215 | THC-ACC-T-0802 | Tank,Make-up,Heating Glycol,HVAC Systems,Sludge Storage Building | THC-ACC-BLDG D | Tank | Tank |  | T | http://www.toronto.ca/TWONTO#chemical_storage_tank |  | Sludge Holding Tanks Building HVAC
121216 | THC-ACC-T-3001 | Tank, Expansion, Hot Water, Building E | THC-ACC-BLDG E | Tank | Tank |  | T | expansion_tank |  | Boiler House, HVAC
121217 | THC-ACC-T-3002 | Tank, Expansion, Hot Water, Building E | THC-ACC-BLDG E | Tank | Tank |  | T | expansion_tank |  | Boiler House, HVAC
121218 | THC-ACC-T-4020 | Tank,Pressure,Glycol Makeup,Basement,Building U | THC-ACC-BLDG U | Tank | Tank |  | T | http://www.toronto.ca/TWONTO#chemical_storage_tank |  | New Digesters Building HVAC
121219 | THC-ACC-T-5201 | Tank, Glycol System, Mechanical room | THC-ACC-BLDG X |  | Tank |  | T | http://www.toronto.ca/TWONTO#chemical_storage_tank |  | New Workshop WA2 Building HVAC
121220 | THC-ACC-T-5940 | Tank,Chemical Pot Feeder,Hydronic Heating System,Disinfection Bldg | THC-ACC-BLDG G |  | Tank |  | T | http://www.toronto.ca/TWONTO#chemical_storage_tank |  | Air Treatment Building HVAC
121223 | THC-ACC-T-6841 | Tank, Electric, Hot Water, Tunnel T12 | THC-PRS-BLDG |  | Tank |  | T | http://www.toronto.ca/TWONTO#tanked_hot_water_heater |  | Phosphorous removal system, Building and Storage
121224 | THC-ACC-T-6850 | Tank, Pot feeder, Glycol, Tunnel T12 | THC-PRS-BLDG |  | Tank |  | T | http://www.toronto.ca/TWONTO#chemical_storage_tank |  | Phosphorous removal system, Building and Storage
121225 | THC-ACC-T-6870 | Tank,Glycol make-up system, Glycol/Water, Tunnel T12 | THC-PRS-BLDG |  | Tank |  | T | http://www.toronto.ca/TWONTO#chemical_storage_tank |  | Phosphorous removal system, Building and Storage
121226 | THC-ACC-T-6871 | Tank, Air Separator, Glycol, Tunnel T12 | THC-PRS-BLDG |  | Tank |  | T | air_seperator |  | Phosphorous removal system, Building and Storage
121227 | THC-ACC-T-9001 | Tank, Domestic Hot Water, Head house | THC-MCS-T-BLDG I | Tank,Domestic Hot Water | Tank |  | T | http://www.toronto.ca/TWONTO#tanked_hot_water_heater |  | Domestic Hot Water Tank, Building I
122017 | THC-AER-T | Tank, Aeration | THC-AER |  | Tank |  |  | http://www.toronto.ca/TWONTO#collection_of_assets |  | AerationTreatment Process
122018 | THC-AER-T-2100 | Tank, Aeration | THC-AER-T |  | Tank |  | T | http://www.toronto.ca/TWONTO#aeration_tank |  | Tank, Aeration
122019 | THC-AER-T-2300 | Tank, Aeration | THC-AER-OLD PLANT | Tank,Non-Pressurized | Tank |  | T | http://www.toronto.ca/TWONTO#aeration_tank |  | AerationTreatment
122020 | THC-AER-T-2300 | Tank, Aeration | THC-AER-T | Tank,Non-Pressurized | Tank |  | T | http://www.toronto.ca/TWONTO#aeration_tank |  | Tank, Aeration
122021 | THC-AER-T-2400 | Tank, Aeration | THC-AER-T | Tank,Non-Pressurized | Tank |  | T | http://www.toronto.ca/TWONTO#aeration_tank |  | Tank, Aeration
122022 | THC-AER-T-2600 | Tank, Aeration | THC-AER-T | Tank,Non-Pressurized | Tank |  | T | http://www.toronto.ca/TWONTO#aeration_tank |  | Tank, Aeration
122023 | THC-AER-T-2700 | Tank, Aeration | THC-AER-T |  | Tank |  | T | http://www.toronto.ca/TWONTO#aeration_tank |  | Tank, Aeration
122024 | THC-AER-T-2800 | Tank, Aeration | THC-AER-OLD PLANT | Tank,Non-Pressurized | Tank |  | T | http://www.toronto.ca/TWONTO#aeration_tank |  | AerationTreatment
122025 | THC-AER-T-2900 | Tank, Aeration | THC-AER-T | Tank,Non-Pressurized | Tank |  | T | http://www.toronto.ca/TWONTO#aeration_tank |  | Tank, Aeration
122026 | THC-AER-T-3000 | Tank, Aeration | THC-AER-T | Tank,Non-Pressurized | Tank |  | T | http://www.toronto.ca/TWONTO#aeration_tank |  | Tank, Aeration
122027 | THC-AER-T-3100 | Tank, Aeration | THC-AER-T | Tank,Non-Pressurized | Tank |  | T | http://www.toronto.ca/TWONTO#aeration_tank |  | Tank, Aeration
122028 | THC-AER-T-3200 | Tank, Aeration | THC-AER-T | Tank,Non-Pressurized | Tank |  | T | http://www.toronto.ca/TWONTO#aeration_tank |  | Tank, Aeration
122029 | THC-AER-T-3300 | Tank, Aeration | THC-AER-T | Tank,Non-Pressurized | Tank |  | T | http://www.toronto.ca/TWONTO#aeration_tank |  | Tank, Aeration
122030 | THC-AER-T-3400 | Tank, Aeration | THC-AER-PHASE I-IV | Tank,Non-Pressurized | Tank |  | T | http://www.toronto.ca/TWONTO#aeration_tank |  | AerationTreatment
122031 | THC-AER-T-3400 | Tank, Aeration | THC-AER-T | Tank,Non-Pressurized | Tank |  | T | http://www.toronto.ca/TWONTO#aeration_tank |  | Tank, Aeration
122032 | THC-AER-T-3500 | Tank, Aeration | THC-AER-PHASE I-IV | Tank,Non-Pressurized | Tank |  | T | http://www.toronto.ca/TWONTO#aeration_tank |  | AerationTreatment
122033 | THC-AER-T-3600 | Tank, Aeration | THC-AER-T | Tank,Non-Pressurized | Tank |  | T | http://www.toronto.ca/TWONTO#aeration_tank |  | Tank, Aeration
122034 | THC-AER-T-6020 | Tank, Coolant, Blower, Aeration | THC-AER-BL-6020 | Tank | Tank |  | T | http://www.toronto.ca/TWONTO#chemical_storage_tank |  | Blower,Centrifugal,High Speed Turbo, Aeration, SE Plant Blowers Part 1 and Train #8
122035 | THC-AER-T-6040 | Tank, Coolant, Blower, Aeration | THC-AER-BL-6040 | Tank | Tank |  | T | http://www.toronto.ca/TWONTO#chemical_storage_tank |  | Blower,Centrifugal,High Speed Turbo, Aeration, SE Plant Blowers Part 1 and Train #8
122036 | THC-AER-T-6060 | Tank, Coolant, Blower, Aeration | THC-AER-BL-6060 | Tank | Tank |  | T | http://www.toronto.ca/TWONTO#chemical_storage_tank |  | Blower,Centrifugal,High Speed Turbo, Aeration, SE Plant Blowers Part 1 and Train #8
122037 | THC-AER-T-6080 | Tank, Coolant, Blower, Aeration | THC-AER-BL-6080 | Tank | Tank |  | T | http://www.toronto.ca/TWONTO#chemical_storage_tank |  | Blower,Centrifugal,High Speed Turbo, SE Plant Blower Part 2, Train #1&2
122038 | THC-AER-T-7340 | Tank, Oil, Blower, Aeration | THC-AER-BL-7300-I-IV | Tank | Tank |  | T | http://www.toronto.ca/TWONTO#chemical_storage_tank |  | Blower, Aeration System
122039 | THC-AER-T-7440 | Tank, Oil, Blower, Aeration | THC-AER-BL-7400-I-IV | Tank | Tank |  | T | http://www.toronto.ca/TWONTO#chemical_storage_tank |  | Blower, Aeration System
122211 | THC-AI-T-1083 | Tank,Air Receiver,Compressed Air System, Bldg. M | THC-ACC-BLDG M | Tank,Reservoir | Tank |  | T | http://www.toronto.ca/TWONTO#pressure_vessel |  | Incineration Building, HVAC
122212 | THC-AI-T-1083 | Tank,Air Receiver,Compressed Air System, Bldg. M | THC-MCS-MEQ-0005 | Tank,Reservoir | Tank |  | T | http://www.toronto.ca/TWONTO#pressure_vessel |  | Mechanical Equipment, Building M
122213 | THC-AI-T-1100 | Air Receiver Tank, Instrument Air, Instrument Air System | THC-PLT-BLDG-0001 | Tank | Tank |  | T | http://www.toronto.ca/TWONTO#pressure_vessel |  | New Head House, preliminary process
122214 | THC-AI-T-3083 | Tank, Air Receiver, Compressed Air System, Bldg. G | THC-ACC-BLDG M | Tank,Reservoir | Tank |  | T | http://www.toronto.ca/TWONTO#pressure_vessel |  | Incineration Building, HVAC
122215 | THC-AI-T-5050 | Receiver, Instrument Air, Building A | THC-MCS-AI/SA | Vessel,Pressure | Tank |  | T | http://www.toronto.ca/TWONTO#pressure_vessel |  | Instrument/service Air Plant Wide
122216 | THC-AI-T-6001 | Tank,Receiving,Compressed Air,Thickening Building | THC-MCS-AI/SA | Vessel,Pressure | Tank |  | T | http://www.toronto.ca/TWONTO#pressure_vessel |  | Instrument/service Air Plant Wide
122218 | THC-AI-T-7050 | Tank,Air Receiver,Compressed Air System,Incinerator Building,2nd Floor | THC-MCS-AI/SA | Tank,Reservoir | Tank |  | T | http://www.toronto.ca/TWONTO#pressure_vessel |  | Instrument/service Air Plant Wide
122372 | THC-CW-T-5201 | Tank, Hot Water, Heater, Water Tank, Electric, Janitor room | THC-ACC-BLDG X |  | Tank |  | T | http://www.toronto.ca/TWONTO#tanked_hot_water_heater |  | New Workshop WA2 Building HVAC
122498 | THC-DCL-HWT-0001 | Domestic Hot Water Tank, Dechlorination Building | THC-MCS-T-BLDG J | Tank,Domestic Hot Water | Tank |  | HWT | http://www.toronto.ca/TWONTO#tanked_hot_water_heater |  | Domestic Hot Water Tank, Building J
122541 | THC-DCL-T-0200 | Tank, Storage 38% Sodium Bisulphite, Dechlorination | THC-DCL | Tank | Tank |  | T | http://www.toronto.ca/TWONTO#chemical_storage_tank |  | Dechlorination Process
122542 | THC-DCL-T-0200 | Tank, Storage 38% Sodium Bisulphite, Dechlorination | THC-DCL-SBS | Tank | Tank |  | T | http://www.toronto.ca/TWONTO#chemical_storage_tank |  | Dechlorination -Outfall SBS System
122543 | THC-DCL-T-0400 | Tank, Feed 2% SBSS, Dechlorination | THC-DCL | Tank | Tank |  | T | http://www.toronto.ca/TWONTO#chemical_storage_tank |  | Dechlorination Process
122544 | THC-DCL-T-0600 | Tank, Feed 2% SBSS, Dechlorination | THC-DCL | Tank | Tank |  | T | http://www.toronto.ca/TWONTO#chemical_storage_tank |  | Dechlorination Process
122931 | THC-DEW-T-7520 | Tank,Buffer,Centrate Sampling,Dewatering Centrifuge CF-1200,Solid Treatment | THC-DEW-CF-1200 |  | Tank |  | T | http://www.toronto.ca/TWONTO#storage_tank |  | Centrifuge,Dewatering,BLS/PYS - Solid Treatment,Incinerator Building
122911 | THC-DEW-SLFR-6411 | Sliding Frame,BTU Hopper 6400,Solids Treatment | THC-DEW-T-6400 | Tank,Non-Pressurized | Tank |  | SLFR | http://www.toronto.ca/TWONTO#valve |  | Tank,BTU 1000 Hopper,Solid Treatment
122912 | THC-DEW-SLFR-6412 | Sliding Frame,BTU Hopper 6400,Solids Treatment | THC-DEW-T-6400 | Tank,Non-Pressurized | Tank |  | SLFR | http://www.toronto.ca/TWONTO#valve |  | Tank,BTU 1000 Hopper,Solid Treatment
122932 | THC-DEW-T-7530 | Tank,Buffer,Centrate Sampling,Dewatering Centrifuge CF-1300,Solid Treatment | THC-DEW-CF-1300 |  | Tank |  | T | http://www.toronto.ca/TWONTO#storage_tank |  | Centrifuge,Dewatering,BLS/PYS - Solid Treatment,Incinerator Building
122933 | THC-DEW-T-7540 | Tank,Buffer,Centrate Sampling,Dewatering Centrifuge CF-1400,Solid Treatment | THC-DEW-CF-1400 |  | Tank |  | T | http://www.toronto.ca/TWONTO#storage_tank |  | Centrifuge,Dewatering,BLS/PYS - Solid Treatment,Incinerator Building
58817 | THC-DEW-T-7550 | Tank,Buffer,Centrate Sampling,Dewatering Centrifuge CF-1500,Solid Treatment | THC-DEW-CF-1500 |  | Tank |  | T | http://www.toronto.ca/TWONTO#storage_tank |  | Centrifuge,Dewatering,BLS/PYS - Solid Treatment,Incinerator Building
122917 | THC-DEW-T-2109 | Hopper,Polymer Dry,Polymer Make-Up 2100, Polymer Make up System | THC-DEW-T-2100 | Tank | Tank |  | T | http://www.toronto.ca/TWONTO#chemical_storage_tank |  | Tank,Polymer Make-up,Polymer Make Up System
122918 | THC-DEW-T-2200 | Tank,Polymer Make-up,Polymer Make Up System | THC-DEW-POL-MAKEUP | Tank,Reservoir | Tank |  | T | http://www.toronto.ca/TWONTO#chemical_storage_tank |  | Polymer Make Up System Dewatering
122919 | THC-DEW-T-2209 | Hopper,Polymer Dry,Polymer Make-Up 2200, Polymer Make up System | THC-DEW-T-2200 | Tank | Tank |  | T | http://www.toronto.ca/TWONTO#chemical_storage_tank |  | Tank,Polymer Make-up,Polymer Make Up System
122920 | THC-DEW-T-2300 | Tank,Polymer Make-up,Polymer Make Up System | THC-DEW-POL-MAKEUP | Tank,Reservoir | Tank |  | T | http://www.toronto.ca/TWONTO#chemical_storage_tank |  | Polymer Make Up System Dewatering
122921 | THC-DEW-T-2310 | Tank, Hopper, Polymer Dry,Polymer Make Up System | THC-DEW-T-2300 | Tank | Tank |  | T | http://www.toronto.ca/TWONTO#chemical_storage_tank |  | Tank,Polymer Make-up,Polymer Make Up System
122922 | THC-DEW-T-6500 | Tank,BTU 2000 Hopper,Solid Treatment | THC-DEW | Tank,Non-Pressurized | Tank |  | T | http://www.toronto.ca/TWONTO#storage_tank |  | Dewatering Process
122923 | THC-DEW-T-6500 | Tank,BTU 2000 Hopper,Solid Treatment | THC-INC-FU-2000 | Tank,Non-Pressurized | Tank |  | T | http://www.toronto.ca/TWONTO#storage_tank |  | Furnace, Incinerator 2000
129269 | THC-THK-T-5030 | Tank,Buffer,Centrate Sampling,Thickening Centrifuge CF-0100 | THC-THK-AIT-5090 | Analyzer,Suspended Solid | Tank |  | T | http://www.toronto.ca/TWONTO#storage_tank |  | Analyzer,Suspended Solids,Centrate Sampling,Thickening Build.
122925 | THC-DEW-T-6700 | Tank, Dewatered Biosolids Pump P-6710 Hopper, Solids Treatment | THC-DEW-CENTRATE | Tank,Non-Pressurized | Tank |  | T | http://www.toronto.ca/TWONTO#storage_tank |  | Centrate System Dewatering
122926 | THC-DEW-T-6800 | Tank, Dewatered Biosolids Pump P-6810 Hopper, Solids Treatment | THC-DEW-CENTRATE | Tank | Tank |  | T | http://www.toronto.ca/TWONTO#storage_tank |  | Centrate System Dewatering
122927 | THC-DEW-T-6800 | Tank, Dewatered Biosolids Pump P-6810 Hopper, Solids Treatment | THC-DEW-P-6800 | Tank | Tank |  | T | http://www.toronto.ca/TWONTO#storage_tank |  | Pump,Dewatered Biosolids,Solid Treatment
122928 | THC-DEW-T-7110 | Tank, Storage, Liquid Polymer, Dewatering | THC-DEW-POL-FEED | Tank,Non-Pressurized | Tank |  | T | http://www.toronto.ca/TWONTO#chemical_storage_tank |  | Polymer Feed System Dewatering
122929 | THC-DEW-T-7120 | Tank, Storage, Liquid Polymer, Dewatering | THC-DEW-POL-FEED | Tank,Non-Pressurized | Tank |  | T | http://www.toronto.ca/TWONTO#chemical_storage_tank |  | Polymer Feed System Dewatering
122930 | THC-DEW-T-7130 | Tank, Storage, Liquid Polymer, Dewatering | THC-DEW-POL-FEED | Tank,Reservoir | Tank |  | T | http://www.toronto.ca/TWONTO#chemical_storage_tank |  | Polymer Feed System Dewatering
129270 | THC-THK-T-5030 | Tank,Buffer,Centrate Sampling,Thickening Centrifuge CF-0100 | THC-THK-CF-0100 | Analyzer,Suspended Solid | Tank |  | T | http://www.toronto.ca/TWONTO#storage_tank |  | Centrifuge,WAS Thickening
67070 | THC-THK-T-5040 | Tank,Buffer,Centrate Sampling,Thickening Centrifuge CF-0200 | THC-THK-AIT-5090 | Sampler | Tank |  | T | http://www.toronto.ca/TWONTO#storage_tank |  | Analyzer,Suspended Solids,Centrate Sampling,Thickening Build.
129271 | THC-THK-T-5040 | Tank,Buffer,Centrate Sampling,Thickening Centrifuge CF-0200 | THC-THK-CF-0200 | Sampler | Tank |  | T | http://www.toronto.ca/TWONTO#storage_tank |  | Centrifuge,WAS Thickening
122934 | THC-DEW-T-7570 | Tank,Chemical,Heated Water Treatment for Centrate Analyzer 7570,Solid Treatment | THC-DEW-AIT-7570 |  | Tank |  | T | http://www.toronto.ca/TWONTO#chemical_storage_tank |  | Analyzer,Density,Sample Buffer Tanks 7510&7520,DEW Centrate Sampling,Solid Treatment
122935 | THC-DEW-T-7580 | Tank,Chemical,Heated Water Treatment for Centrate Analyzer 7580,Solid Treatment | THC-DEW-AIT-7580 |  | Tank |  | T | http://www.toronto.ca/TWONTO#chemical_storage_tank |  | Analyzer,Density,Sample Buffer Tanks 7530&7540,DEW Centrate Sampling,Solid Treatment
123556 | THC-DIG-PD-0400 | Tank,Primary Digester,Digested Sludge,Building U | THC-DIG-0400 |  | Tank |  | PD | http://www.toronto.ca/TWONTO#digester_tank |  | Eliminated Role: Digester 0400
123557 | THC-DIG-PD-0400 | Tank,Primary Digester,Digested Sludge,Building U | THC-DIG-DIGESTERS |  | Tank |  | PD | http://www.toronto.ca/TWONTO#digester_tank |  | Primary Anerobic Digesters 0400-0700
123558 | THC-DIG-PD-0500 | Tank,Primary Digesters,Digested Sludge,Building U | THC-DIG-0500 |  | Tank |  | PD | http://www.toronto.ca/TWONTO#digester_tank |  | Eliminated Role: Digester 0500
123559 | THC-DIG-PD-0600 | Tank,Primary Digester,Digested Sludge,Building U | THC-DIG-0600 |  | Tank |  | PD | http://www.toronto.ca/TWONTO#digester_tank |  | Eliminated Role: Digester 0600
123560 | THC-DIG-PD-0700 | Tank,Primary Digesters,Digested Sludge,Building U | THC-DIG-0700 |  | Tank |  | PD | http://www.toronto.ca/TWONTO#digester_tank |  | Eliminated Role: Digester 0700
123561 | THC-DIG-PD-0700 | Tank,Primary Digesters,Digested Sludge,Building U | THC-DIG-DIGESTERS |  | Tank |  | PD | http://www.toronto.ca/TWONTO#digester_tank |  | Primary Anerobic Digesters 0400-0700
67071 | THC-THK-T-5050 | Tank,Buffer,Centrate Sampling,Thickening Centrifuge CF-0300 | THC-THK-AIT-5090 | Sampler | Tank |  | T | http://www.toronto.ca/TWONTO#storage_tank |  | Analyzer,Suspended Solids,Centrate Sampling,Thickening Build.
129272 | THC-THK-T-5050 | Tank,Buffer,Centrate Sampling,Thickening Centrifuge CF-0300 | THC-THK-CF-0300 | Sampler | Tank |  | T | http://www.toronto.ca/TWONTO#storage_tank |  | Centrifuge,WAS Thickening
124562 | THC-DIS-T-0001 | Hot Water Tank (domestic hot water heater for tempered water to emergency shower facility), Basement Phase IV Aeration Building | THC-DIS |  | Tank |  | T | http://www.toronto.ca/TWONTO#tanked_hot_water_heater |  | Disinfection (Chlorination) Process
124563 | THC-DIS-T-0200 | Tank, Sodium Hypochlorite, Disinfection | THC-DIS |  | Tank |  | T | http://www.toronto.ca/TWONTO#chemical_storage_tank |  | Disinfection (Chlorination) Process
124564 | THC-DIS-T-0300 | Tank, Sodium Hypochlorite, Disinfection | THC-DIS |  | Tank |  | T | http://www.toronto.ca/TWONTO#chemical_storage_tank |  | Disinfection (Chlorination) Process
124565 | THC-DIS-T-0400 | Tank, Sodium Hypochlorite, Disinfection | THC-DIS |  | Tank |  | T | http://www.toronto.ca/TWONTO#chemical_storage_tank |  | Disinfection (Chlorination) Process
124566 | THC-DIS-T-0500 | Tank, Sodium Hypochlorite, Disinfection | THC-DIS |  | Tank |  | T | http://www.toronto.ca/TWONTO#chemical_storage_tank |  | Disinfection (Chlorination) Process
125742 | THC-FT-T-0180 | Scum Pit, Tank 0100, Secondary Clarifier | THC-FT-T-0100 |  | Tank |  | T | http://www.toronto.ca/TWONTO#storage_tank |  | Tank, Secondary Clarifier
125743 | THC-FT-T-0200 | Tank, Secondary Clarifier | THC-FT-OLD PLANT |  | Tank |  | T | http://www.toronto.ca/TWONTO#clarifier |  | Secondary Clarifiers, Old Plant
125744 | THC-FT-T-0200 | Tank, Secondary Clarifier | THC-FT-T-OLD PLANT |  | Tank |  | T | http://www.toronto.ca/TWONTO#clarifier |  | Tank, Secondary Clarifier
125745 | THC-FT-T-0400 | Tank, Secondary Clarifier | THC-FT-OLD PLANT |  | Tank |  | T | http://www.toronto.ca/TWONTO#clarifier |  | Secondary Clarifiers, Old Plant
125746 | THC-FT-T-0400 | Tank, Secondary Clarifier | THC-FT-T-OLD PLANT |  | Tank |  | T | http://www.toronto.ca/TWONTO#clarifier |  | Tank, Secondary Clarifier
125747 | THC-FT-T-0680 | Scum Pit, Tank 0600, Secondary Clarifier | THC-FT-T-0600 |  | Tank |  | T | http://www.toronto.ca/TWONTO#storage_tank |  | Tank, Secondary Clarifier
125748 | THC-FT-T-0700 | Tank, Secondary Clarifier | THC-FT-OLD PLANT |  | Tank |  | T | http://www.toronto.ca/TWONTO#clarifier |  | Secondary Clarifiers, Old Plant
125749 | THC-FT-T-0700 | Tank, Secondary Clarifier | THC-FT-T-OLD PLANT |  | Tank |  | T | http://www.toronto.ca/TWONTO#clarifier |  | Tank, Secondary Clarifier
125750 | THC-FT-T-0780 | Scum Pit, Tank 0700, Secondary Clarifier | THC-FT-T-0700 |  | Tank |  | T | http://www.toronto.ca/TWONTO#storage_tank |  | Tank, Secondary Clarifier
125751 | THC-FT-T-0880 | Scum Pit, Tank 0800, Secondary Clarifier | THC-FT-T-0800 |  | Tank |  | T | http://www.toronto.ca/TWONTO#storage_tank |  | Tank, Secondary Clarifier
125752 | THC-FT-T-1080 | Scum Pit, Tank 1000, Secondary Clarifier | THC-FT-T-1000 | Tank,Non-Pressurized | Tank |  | T | http://www.toronto.ca/TWONTO#storage_tank |  | Tank, Secondary Clarifier
125753 | THC-FT-T-1400 | Tank, Secondary Clarifier | THC-FT-PHASE I-IV | Tank | Tank |  | T | http://www.toronto.ca/TWONTO#clarifier |  | Secondary Clarifiers, Phase I-IV
67072 | THC-THK-T-5060 | Tank,Buffer,Centrate Sampling,Thickening Centrifuge CF-0400 | THC-THK-CF-0400 | Sampler | Tank |  | T | http://www.toronto.ca/TWONTO#storage_tank |  | Centrifuge,WAS Thickening
129273 | THC-THK-T-5060 | Tank,Buffer,Centrate Sampling,Thickening Centrifuge CF-0400 | THC-THK-AIT-5090 | Sampler | Tank |  | T | http://www.toronto.ca/TWONTO#storage_tank |  | Analyzer,Suspended Solids,Centrate Sampling,Thickening Build.
125756 | THC-FT-T-OLD PLANT | Tank, Secondary Clarifier | THC-FT-OLD PLANT |  | Tank |  |  | http://www.toronto.ca/TWONTO#clarifier |  | Secondary Clarifiers, Old Plant
67073 | THC-THK-T-5070 | Tank,Buffer,Centrate Sampling,Thickening Centrifuge CF-0500 | THC-THK-AIT-5090 | Sampler | Tank |  | T | http://www.toronto.ca/TWONTO#storage_tank |  | Analyzer,Suspended Solids,Centrate Sampling,Thickening Build.
67074 | THC-THK-T-5070 | Tank,Buffer,Centrate Sampling,Thickening Centrifuge CF-0500 | THC-THK-CF-0500 | Sampler | Tank |  | T | http://www.toronto.ca/TWONTO#storage_tank |  | Centrifuge,WAS Thickening
67075 | THC-THK-T-5080 | Tank,Buffer,Centrate Sampling,Thickening Centrifuge CF-0600 | THC-THK-AIT-5090 | Sampler | Tank |  | T | http://www.toronto.ca/TWONTO#storage_tank |  | Analyzer,Suspended Solids,Centrate Sampling,Thickening Build.
129274 | THC-THK-T-5080 | Tank,Buffer,Centrate Sampling,Thickening Centrifuge CF-0600 | THC-THK-CF-0600 | Sampler | Tank |  | T | http://www.toronto.ca/TWONTO#storage_tank |  | Centrifuge,WAS Thickening
129277 | THC-THK-T-5970 | Tank,Centrate | THC-THK-TWAS | Storage | Tank |  | T | http://www.toronto.ca/TWONTO#storage_tank |  | Waste Activated Sludge Thickening
126219 | THC-INC-T-2083 | Tank, Air Receiver, Compressed Air System, Bldg. M | THC-MCS-MEQ-0005 | Tank,Reservoir | Tank |  | T | http://www.toronto.ca/TWONTO#pressure_vessel |  | Mechanical Equipment, Building M
126393 | THC-LQMT-SPARE PARTS | THC Liquids Maintenance Spare parts repair/recondition/rebuild | THC-PLT-BAR SCREENS |  | Tank |  |  | http://www.toronto.ca/TWONTO#collection_of_assets |  | Bar Screening
126405 | THC-MCS-HTR-0001 | Domestic Hot Water Tank, Building K | THC-MCS-T-BLDG K | Building Service,Domestic Plumbing | Tank |  | HTR | http://www.toronto.ca/TWONTO#tanked_hot_water_heater |  | Domestic Hot Water Tank, Building K
126406 | THC-MCS-HTR-0201 | Heater, Water, Electric, Janitor room, WA2 Workshop | THC-GRK-STRC-0200 |  | Tank |  | HTR | http://www.toronto.ca/TWONTO#hot_water_heater |  | Workshop, WA2, Building X
126517 | THC-MCS-T-0003 | Domestic Hot Water Tank, Building J | THC-MCS-T-BLDG J | Tank,Domestic Hot Water | Tank |  | T | http://www.toronto.ca/TWONTO#tanked_hot_water_heater |  | Domestic Hot Water Tank, Building J
126518 | THC-MCS-T-0005 | Domestic Hot Water Tank | THC-PWA-HWT | Tank,Domestic Hot Water | Tank |  | T | http://www.toronto.ca/TWONTO#tanked_hot_water_heater |  | Domestic Hot Water Tanks
126519 | THC-MCS-T-0006 | Domestic Hot Water Tank, Building H | THC-PWA-HWT | Tank,Domestic Hot Water | Tank |  | T | http://www.toronto.ca/TWONTO#tanked_hot_water_heater |  | Domestic Hot Water Tanks
126520 | THC-MCS-T-0007 | Tank, Heater, Hot Water, NW Plant | THC-ACC-TUNNEL | Tank,Domestic Hot Water | Tank |  | T | http://www.toronto.ca/TWONTO#tanked_hot_water_heater |  | Plant Tunnels, HVAC
126521 | THC-MCS-T-0007 | Tank, Heater, Hot Water, NW Plant | THC-PWA-HWT | Tank,Domestic Hot Water | Tank |  | T | http://www.toronto.ca/TWONTO#tanked_hot_water_heater |  | Domestic Hot Water Tanks
126522 | THC-MCS-T-0008 | Domestic Hot Water Tank, Building A | THC-MCS-T-BLDG A | Tank,Domestic Hot Water | Tank |  | T | http://www.toronto.ca/TWONTO#tanked_hot_water_heater |  | Domestic Hot Water Tank, Building A
126523 | THC-MCS-T-0009 | Domestic Hot Water Tank, Building A | THC-MCS-T-BLDG A | Tank,Domestic Hot Water | Tank |  | T | http://www.toronto.ca/TWONTO#tanked_hot_water_heater |  | Domestic Hot Water Tank, Building A
126524 | THC-MCS-T-0011 | Domestic Hot Water Tank, Building J | THC-MCS-T-BLDG J | Tank,Domestic Hot Water | Tank | 32210 | T | http://www.toronto.ca/TWONTO#tanked_hot_water_heater |  | Domestic Hot Water Tank, Building J
126525 | THC-MCS-T-0011 | Domestic Hot Water Tank, Building J | THC-SUSPENDED | Tank,Domestic Hot Water | Tank | 32210 | T | http://www.toronto.ca/TWONTO#tanked_hot_water_heater |  | Suspended entity
126526 | THC-MCS-T-0013 | Domestic Hot Water Tank, Building O | THC-PWA-HWT | Tank,Domestic Hot Water | Tank |  | T | http://www.toronto.ca/TWONTO#tanked_hot_water_heater |  | Domestic Hot Water Tanks
126527 | THC-MCS-T-0014 | Domestic Hot Water Tank, Building G | THC-PWA-HWT | Tank,Domestic Hot Water | Tank |  | T | http://www.toronto.ca/TWONTO#tanked_hot_water_heater |  | Domestic Hot Water Tanks
126528 | THC-MCS-T-0018 | Domestic Hot Water Tank, Building J | THC-MCS-T-BLDG J | Tank,Domestic Hot Water | Tank |  | T | http://www.toronto.ca/TWONTO#tanked_hot_water_heater |  | Domestic Hot Water Tank, Building J
126529 | THC-MCS-T-0020 | Domestic Hot Water Tank, Building I | THC-MCS-T-BLDG I | Tank,Domestic Hot Water | Tank | 32211 | T | http://www.toronto.ca/TWONTO#tanked_hot_water_heater |  | Domestic Hot Water Tank, Building I
126530 | THC-MCS-T-0020 | Domestic Hot Water Tank, Building I | THC-SUSPENDED | Tank,Domestic Hot Water | Tank | 32211 | T | http://www.toronto.ca/TWONTO#tanked_hot_water_heater |  | Suspended entity
126531 | THC-MCS-T-0024 | Domestic Hot Water Tank, Building L | THC-PWA-HWT | Tank,Domestic Hot Water | Tank |  | T | http://www.toronto.ca/TWONTO#tanked_hot_water_heater |  | Domestic Hot Water Tanks
126532 | THC-MCS-T-0025 | Domestic Hot Water Tank, Building M | THC-MCS-T-BLDG M | Tank,Domestic Hot Water | Tank |  | T | http://www.toronto.ca/TWONTO#tanked_hot_water_heater |  | Domestic Hot Water Tank, Building M
126533 | THC-MCS-T-0028 | Domestic Hot Water Tank, Bldg. under the sink | THC-MCS-T-BLDG M | Tank,Domestic Hot Water | Tank |  | T | http://www.toronto.ca/TWONTO#tanked_hot_water_heater |  | Domestic Hot Water Tank, Building M
126770 | THC-OCS-F-0100 | Filter, Modular Biofilter #1, Phase I/IV Odour Control | THC-OCS-BLDG-O | Vessel | Tank |  | F | http://www.toronto.ca/TWONTO#filtration_tank |  | Phase IV, Building O Odour Control System
126771 | THC-OCS-F-0100 | Filter, Modular Biofilter #1, Phase I/IV Odour Control | THC-PRM-BIOFILTER | Vessel | Tank |  | F | http://www.toronto.ca/TWONTO#filtration_tank |  | Biofilter system
126772 | THC-OCS-F-0400 | Filter, Modular Biofilter #2, Phase I/IV Odour Control | THC-OCS-BLDG O | Vessel | Tank |  | F | http://www.toronto.ca/TWONTO#filtration_tank |  | Aeration Building Odour Control Systems
126773 | THC-OCS-F-0400 | Filter, Modular Biofilter #2, Phase I/IV Odour Control | THC-PRM-BIOFILTER | Vessel | Tank |  | F | http://www.toronto.ca/TWONTO#filtration_tank |  | Biofilter system
126778 | THC-OCS-F-6100 | Filter, Biofilter Cell, Headworks Odour Control | THC-PLT-BLDG-0001 | Filter | Tank |  | F | http://www.toronto.ca/TWONTO#filtration_tank |  | New Head House, preliminary process
127262 | THC-PLT-T-0100 | Grit Tank 0100 | THC-PLT-GRIT TANKS | Tank,Water Elevated | Tank |  | T | http://www.toronto.ca/TWONTO#sedimentation_tank |  | Grid Tanks
127263 | THC-PLT-T-0200 | Grit Tank 0200 | THC-PLT-GRIT TANKS | Tank,Water Elevated | Tank |  | T | http://www.toronto.ca/TWONTO#sedimentation_tank |  | Grid Tanks
127264 | THC-PLT-T-0300 | Grit Tank 0300 | THC-PLT-GRIT TANKS | Tank,Water Elevated | Tank |  | T | http://www.toronto.ca/TWONTO#sedimentation_tank |  | Grid Tanks
127265 | THC-PLT-T-0400 | Grit Tank 0400 | THC-PLT-GRIT TANKS | Tank,Water Elevated | Tank |  | T | http://www.toronto.ca/TWONTO#sedimentation_tank |  | Grid Tanks
127266 | THC-PLT-T-5810 | Reservoire, Oil, Hydraulic Pack, Conveyors, Grit Tanks | THC-PLT-GRIT TANKS | Tank,Reservoir | Tank |  | T | http://www.toronto.ca/TWONTO#chemical_storage_tank |  | Grid Tanks
127267 | THC-PLT-T-6100 | Reservoir, Oil, Hydraulic Pack 1, Bar Screens | THC-PLT-HPU-6100 | Tank,Reservoir | Tank | 40024 | T | http://www.toronto.ca/TWONTO#chemical_storage_tank |  | Hydraulic Pack 1, Headhouse
127268 | THC-PLT-T-6200 | Reservoir, Oil, Hydraulic Pack 2, Bar Screens | THC-PLT-BAR SCREENS | Tank,Reservoir | Tank | 40025 | T | http://www.toronto.ca/TWONTO#chemical_storage_tank |  | Bar Screening
127269 | THC-PLT-T-6200 | Reservoir, Oil, Hydraulic Pack 2, Bar Screens | THC-PLT-HPU-6100 | Tank,Reservoir | Tank | 40025 | T | http://www.toronto.ca/TWONTO#chemical_storage_tank |  | Hydraulic Pack 1, Headhouse
127270 | THC-PLT-T-6200 | Reservoir, Oil, Hydraulic Pack 2, Bar Screens | THC-PLT-HPU-6200 | Tank,Reservoir | Tank | 40025 | T | http://www.toronto.ca/TWONTO#chemical_storage_tank |  | Hydraulic Pack 2, Headhouse
127453 | THC-PRM-CH-0180 | Scum Pit, Tank 0100, Primary Clarifier | THC-PRM-T-0100 | Tank | Tank |  | CH | http://www.toronto.ca/TWONTO#storage_tank |  | Tank, Primary Clarifier
127454 | THC-PRM-CH-0380 | Scum Pit, Tank 0300, Primary Clarifier | THC-PRM-T-0300 | Tank | Tank |  | CH | http://www.toronto.ca/TWONTO#storage_tank |  | Tank, Primary Clarifier
127455 | THC-PRM-CH-0480 | Scum Pit, Tank 0400, Primary Clarifier | THC-PRM-T-0400 | Tank | Tank |  | CH | http://www.toronto.ca/TWONTO#storage_tank |  | Tank, Primary Clarifier
127456 | THC-PRM-CH-0680 | Scum Pit, Tank 0600, Primary Clarifier | THC-PRM-T-0600 | Tank | Tank |  | CH | http://www.toronto.ca/TWONTO#storage_tank |  | Tank, Primary Clarifier
127457 | THC-PRM-CH-5120 | Chamber, Primary Plant Water, Tank 0900 & 1000, Primary Clarifier | THC-PRM-CLAR | Tank,Water Elevated | Tank |  | CH | http://www.toronto.ca/TWONTO#storage_tank |  | Primary Clarification
127458 | THC-PRM-CH-5150 | Chamber, Plant Water, Tank 1100 & 1200, Primary Clarifier | THC-PRM-CLAR | Tank,Water Elevated | Tank |  | CH | http://www.toronto.ca/TWONTO#storage_tank |  | Primary Clarification
127459 | THC-PRM-CH-5200 | Scum Pit,Tank 0900 & 1000, Primary Clarifier | THC-PRM-CLAR | Tank,Water Elevated | Tank |  | CH | http://www.toronto.ca/TWONTO#storage_tank |  | Primary Clarification
127460 | THC-PRM-CH-5300 | Scum Pit,Tank 1100 & 1200, Primary Clarifier | THC-PRM-T-1100 | Tank,Water Elevated | Tank |  | CH | http://www.toronto.ca/TWONTO#storage_tank |  | Tank, Primary Clarifier
127712 | THC-PRM-T-0100 | Tank, Primary Clarifier | THC-PRM-CLAR | Tank | Tank |  | T | http://www.toronto.ca/TWONTO#clarifier |  | Primary Clarification
127713 | THC-PRM-T-0100 | Tank, Primary Clarifier | THC-PRM-T | Tank | Tank |  | T | http://www.toronto.ca/TWONTO#clarifier |  | Tank, Primary Clarifier
127714 | THC-PRM-T-0600 | Tank, Primary Clarifier | THC-PRM-CLAR | Tank | Tank |  | T | http://www.toronto.ca/TWONTO#clarifier |  | Primary Clarification
127715 | THC-PRM-T-0600 | Tank, Primary Clarifier | THC-PRM-T | Tank | Tank |  | T | http://www.toronto.ca/TWONTO#clarifier |  | Tank, Primary Clarifier
127716 | THC-PRM-T-0900 | Tank, Primary Clarifier | THC-PRM-CLAR | Tank,Water Elevated | Tank |  | T | http://www.toronto.ca/TWONTO#clarifier |  | Primary Clarification
127717 | THC-PRM-T-0900 | Tank, Primary Clarifier | THC-PRM-T | Tank,Water Elevated | Tank |  | T | http://www.toronto.ca/TWONTO#clarifier |  | Tank, Primary Clarifier
127718 | THC-PRM-T-0970 | Oil Tank, Hydraulic Power System for Scum Skimmer System, Primary Clarifier 0900 | THC-PRM-T-0900 | Tank,Reservoir | Tank |  | T | http://www.toronto.ca/TWONTO#chemical_storage_tank |  | Tank, Primary Clarifier
127719 | THC-PRM-T-1000 | Tank, Primary Clarifier | THC-PRM-CLAR | Tank,Water Elevated | Tank |  | T | http://www.toronto.ca/TWONTO#clarifier |  | Primary Clarification
127720 | THC-PRM-T-1070 | Oil Tank, Hydraulic Power System for Scum Skimmer System, Primary Clarifier 1000 | THC-PRM-T-1000 | Tank,Reservoir | Tank |  | T | http://www.toronto.ca/TWONTO#chemical_storage_tank |  | Tank, Primary Clarifier
127721 | THC-PRM-T-1100 | Tank, Primary Clarifier | THC-PRM-T | Tank,Water Elevated | Tank |  | T | http://www.toronto.ca/TWONTO#clarifier |  | Tank, Primary Clarifier
127722 | THC-PRM-T-1170 | Oil Tank, Hydraulic Power System for Scum Skimmer System, Primary Clarifier 1100 | THC-PRM-T-1100 | Tank,Reservoir | Tank |  | T | http://www.toronto.ca/TWONTO#chemical_storage_tank |  | Tank, Primary Clarifier
127723 | THC-PRM-T-1200 | Tank, Primary Clarifier | THC-PRM-T | Tank,Water Elevated | Tank |  | T | http://www.toronto.ca/TWONTO#clarifier |  | Tank, Primary Clarifier
128200 | THC-PWA-STR-1010 | Filter, Plant Water, Plant Water System | THC-PWA-V-1000 | Filter | Tank |  | STR | http://www.toronto.ca/TWONTO#strainer |  | Valve, Ball, Manual, Isolation, Plant Water, Header, Headworks, Tunnel T12
128789 | THC-SES-T-0180 | Tank,Domestic Potable Water,Boiler Building | THC-SES-SQ-EYE |  | Tank |  | T | http://www.toronto.ca/TWONTO#tanked_hot_water_heater |  | Eyewash Stations THC (Virtual entity #)
128966 | THC-STR-T-0038 | Tank, Sodium Hypochlorite, Disinfection | THC-DIS | Tank,Non-Pressurized | Tank |  | T | http://www.toronto.ca/TWONTO#chemical_storage_tank |  | Disinfection (Chlorination) Process
128967 | THC-STR-T-0039 | Tank, Sodium Hypochlorite, Disinfection | THC-DIS | Tank,Non-Pressurized | Tank |  | T | http://www.toronto.ca/TWONTO#chemical_storage_tank |  | Disinfection (Chlorination) Process
128968 | THC-STR-T-0040 | Tank, Sodium Hypochlorite, Disinfection | THC-DIS | Tank,Non-Pressurized | Tank |  | T | http://www.toronto.ca/TWONTO#chemical_storage_tank |  | Disinfection (Chlorination) Process
128969 | THC-STR-T-0041 | Tank, Sodium Hypochlorite, Disinfection | THC-DIS | Tank,Non-Pressurized | Tank |  | T | http://www.toronto.ca/TWONTO#chemical_storage_tank |  | Disinfection (Chlorination) Process
128970 | THC-STR-T-0042 | Tank, Sodium Hypochlorite, Disinfection | THC-DIS | Tank,Non-Pressurized | Tank | 32256 | T | http://www.toronto.ca/TWONTO#chemical_storage_tank |  | Disinfection (Chlorination) Process
128971 | THC-STR-T-0042 | Tank, Sodium Hypochlorite, Disinfection | THC-SUSPENDED | Tank,Non-Pressurized | Tank | 32256 | T | http://www.toronto.ca/TWONTO#chemical_storage_tank |  | Suspended entity
128972 | THC-STR-T-0043 | Tank, Sodium Hypochlorite, Disinfection (Emergency) | THC-DIS | Tank,Non-Pressurized | Tank |  | T | http://www.toronto.ca/TWONTO#chemical_storage_tank |  | Disinfection (Chlorination) Process
128974 | THC-STR-T-1480 | Scum Pit, Tank 1400, Secondary Clarifier | THC-FT-T-1400 | Tank,Non-Pressurized | Tank |  | T | http://www.toronto.ca/TWONTO#storage_tank |  | Tank, Secondary Clarifier
128975 | THC-STR-T-1580 | Scum Pit, Tank 1500, Secondary Clarifier | THC-FT-T-1500 | Tank,Non-Pressurized | Tank |  | T | http://www.toronto.ca/TWONTO#storage_tank |  | Tank, Secondary Clarifier
128976 | THC-STR-T-1680 | Scum Pit, Tank 1600, Secondary Clarifier | THC-FT-T-1600 | Tank,Non-Pressurized | Tank |  | T | http://www.toronto.ca/TWONTO#storage_tank |  | Tank, Secondary Clarifier
128977 | THC-STR-T-8330 | Tank, Hypoclorite, Phase IV, Secondary Clarifier | THC-ODOUR-PHASE I-IV | Tank | Tank | 33427 | T | http://www.toronto.ca/TWONTO#chemical_storage_tank |  | Odour Control
128978 | THC-STR-T-8330 | Tank, Hypoclorite, Phase IV, Secondary Clarifier | THC-SUSPENDED | Tank | Tank | 33427 | T | http://www.toronto.ca/TWONTO#chemical_storage_tank |  | Suspended entity
128979 | THC-STR-T-8482 | Tank, Contact Chamber, Phase IV, Secondary Clarifier | THC-ODOUR-PHASE I-IV | Tank | Tank |  | T | http://www.toronto.ca/TWONTO#chemical_contact_tank |  | Odour Control
129120 | THC-STW-T-0011 | Tank, Underground Storm Water Storage, Admin. Building Basement, Outside of Mechanical Room | THC-STW |  | Tank |  | T | http://www.toronto.ca/TWONTO#detention_tank |  | Storm Water
129278 | THC-THK-T-5990 | Tank,Centrate | THC-THK-TWAS | Storage | Tank |  | T | http://www.toronto.ca/TWONTO#storage_tank |  | Waste Activated Sludge Thickening
129262 | THC-THK-T-1120 | Tank,Mixing,Polymer Make-up System-1100,Thickening Building | THC-THK-T-1100 | Chemical Feeder | Tank |  | T | http://www.toronto.ca/TWONTO#chemical_storage_tank |  | Tank,Make-up,Polymer Make-up System-1100,Thickening Building
129263 | THC-THK-T-1120 | Tank,Mixing,Polymer Make-up System-1100,Thickening Building | THC-THK-TWAS | Chemical Feeder | Tank |  | T | http://www.toronto.ca/TWONTO#chemical_storage_tank |  | Waste Activated Sludge Thickening
129264 | THC-THK-T-1200 | Tank,Make-up,Polymer Make-up System-1200,Thickening Building | THC-THK-ELS | Chemical Feeder | Tank |  | T | http://www.toronto.ca/TWONTO#chemical_storage_tank |  | TWAS Elecftrical equipment Sludge Thickening
129265 | THC-THK-T-1200 | Tank,Make-up,Polymer Make-up System-1200,Thickening Building | THC-THK-POL | Chemical Feeder | Tank |  | T | http://www.toronto.ca/TWONTO#chemical_storage_tank |  | Thickening Polymer System
129266 | THC-THK-T-1200 | Tank,Make-up,Polymer Make-up System-1200,Thickening Building | THC-THK-TWAS | Chemical Feeder | Tank |  | T | http://www.toronto.ca/TWONTO#chemical_storage_tank |  | Waste Activated Sludge Thickening
129267 | THC-THK-T-1220 | Tank,Mixing,Polymer Make-up System-1200,Thickening Building | THC-THK-TWAS | Chemical Feeder | Tank |  | T | http://www.toronto.ca/TWONTO#chemical_storage_tank |  | Waste Activated Sludge Thickening
129268 | THC-THK-T-1230 | Tank,Mixing,Polymer Make-up System-1200,Thickening Building | THC-THK-T-1200 | Chemical Feeder | Tank |  | T | http://www.toronto.ca/TWONTO#chemical_storage_tank |  | Tank,Make-up,Polymer Make-up System-1200,Thickening Building
58806 | THC-DEW-T-1800 | Tank,Centrate,Solid Treatment | THC-DEW-CENTRATE | Tank,Non-Pressurized | Tank |  | T | http://www.toronto.ca/TWONTO#storage_tank |  | Centrate System Dewatering
58807 | THC-DEW-T-1900 | Tank,Centrate,Solid Treatment | THC-DEW-CENTRATE | Tank,Non-Pressurized | Tank |  | T | http://www.toronto.ca/TWONTO#storage_tank |  | Centrate System Dewatering
58808 | THC-DEW-T-1900 | Tank,Centrate,Solid Treatment | THC-DEW-T-1800 | Tank,Non-Pressurized | Tank |  | T | http://www.toronto.ca/TWONTO#storage_tank |  | Tank,Centrate,Solid Treatment
45498 | TAB-DIG-T-6471 | Tank,Chill Water #1 | TAB-DIG-HE-6470 | Tank | Tank |  | T | http://www.toronto.ca/TWONTO#storage_tank |  | Heat Exchanger, Digester Gas Control
45499 | TAB-DIG-T-6481 | Tank,Chill Water #2 | TAB-DIG-HE-6480 | Tank | Tank |  | T | http://www.toronto.ca/TWONTO#storage_tank |  | Heat Exchanger, Digester Gas Control Bldg
59607 | THC-DIG-T-3416 | Tank,Dry Gas Storage,Gas High Pressure System,Building U | THC-DIG-C-BOOST-3100 | Tank | Tank |  | T | http://www.toronto.ca/TWONTO#pressure_vessel |  | Eliminated Role: Compressors Unit, Gas Booster, Digester 0400-0700
41239 | TAB-ACC-T-0501 | Tank,Flash Tank, High Pressure | TAB-ACC-BO-0500 | Tank | Tank |  | T | http://www.toronto.ca/TWONTO#pressure_vessel |  | Boiler #20, Volcano
52254 | TAB-PWA-T-2500 | Tank,Hydropneumatic , Plant Water Pumping | TAB-PWA | Tank | Tank |  | T | http://www.toronto.ca/TWONTO#pressure_vessel |  | Plant Water
117365 | TAB-RSP-T-1100 | Tank,Inf,Mid Toronto Interceptor (MTI) | TAB-RSP-G-T | Tank,Reservoir | Tank |  | T | http://www.toronto.ca/TWONTO#interceptor_segment |  | T Building - Wet Wells, Sluice Gates & Actuators
53001 | TAB-RSP-T-1101 | Tank,Influent.,Wet Well, from Conduits 5, 6 & 7 | TAB-RSP-G-T | Tank,Reservoir | Tank | 35825 | T | http://www.toronto.ca/TWONTO#storage_tank |  | T Building - Wet Wells, Sluice Gates & Actuators
129279 | THC-THK-T-5991 | Tank,Collection,Polymer Room Floor Drain,Thickening Building | THC-THK-TWAS | Tank | Tank |  | T | http://www.toronto.ca/TWONTO#chemical_storage_tank |  | Waste Activated Sludge Thickening
130007 | THR-ACC-HE-4000 | Tank, Glycol skid Heating Package, T17 East | THR-ACC-T | Tank | Tank |  | HE | http://www.toronto.ca/TWONTO#hot_water_heater |  | Air Conditioning, Glycol Heating Packages
130008 | THR-ACC-HE-4500 | Tank, Glycol skid Heating Package, RAS Pumping Station, T20S | THR-ACC-T | Tank | Tank |  | HE | http://www.toronto.ca/TWONTO#hot_water_heater |  | Air Conditioning, Glycol Heating Packages
130440 | THR-ACC-T | Air Conditioning, Glycol Heating Packages | THR-ACC-AHU | Tank | Tank |  |  | http://www.toronto.ca/TWONTO#collection_of_assets |  | Air Conditioning, Air Handling Unit, Gallery Ventilation
130441 | THR-ACC-T | Air Conditioning, Glycol Heating Packages | THR-OCS-NEW | Tank | Tank |  |  | http://www.toronto.ca/TWONTO#collection_of_assets |  | Odour Control, Biofilter
130444 | THR-ACC-T-0002 | Tank, Glycol Skid, Digester Mezzanine North, AHU-02 | THR-ACC-T | Tank | Tank |  | T | http://www.toronto.ca/TWONTO#chemical_storage_tank |  | Air Conditioning, Glycol Heating Packages
130445 | THR-ACC-T-0003 | Tank, Glycol Skid, Sludge Thickening Building, Ground Level | THR-ACC-T | Pump,Centrifugal | Tank |  | T | http://www.toronto.ca/TWONTO#chemical_storage_tank |  | Air Conditioning, Glycol Heating Packages
130446 | THR-ACC-T-0101 | Tank, Glycol Skid, Grit Bldg, Old Stores, Gallery Ventilation, Zone 1A,1B | THR-ACC-AHU | Tank | Tank |  | T | http://www.toronto.ca/TWONTO#chemical_storage_tank |  | Air Conditioning, Air Handling Unit, Gallery Ventilation
130447 | THR-ACC-T-0201 | Tank, Glycol Skid, STB North Wall, Digesters 1-6, Gallery Ventilation, Zone 1A, 1B | THR-ACC-AHU | Tank | Tank |  | T | http://www.toronto.ca/TWONTO#chemical_storage_tank |  | Air Conditioning, Air Handling Unit, Gallery Ventilation
130448 | THR-ACC-T-0201 | Tank, Glycol Skid, STB North Wall, Digesters 1-6, Gallery Ventilation, Zone 1A, 1B | THR-ACC-T | Tank | Tank |  | T | http://www.toronto.ca/TWONTO#chemical_storage_tank |  | Air Conditioning, Glycol Heating Packages
130449 | THR-ACC-T-0206 | Tank, Glycol Make-Up Package, STB Basement | THR-ACC-HCP1 | Tank | Tank |  | T | http://www.toronto.ca/TWONTO#chemical_storage_tank |  | Heating and Cooling Pumps,WA1
130450 | THR-ACC-T-0206 | Tank, Glycol Make-Up Package, STB Basement | THR-ACC-HE-0601 | Tank | Tank |  | T | http://www.toronto.ca/TWONTO#chemical_storage_tank |  | Heat Exchanger, Glycol Package, Filtered Plant Water Building
130451 | THR-ACC-T-0206 | Tank, Glycol Make-Up Package, STB Basement | THR-ACC-P-0101 | Tank | Tank |  | T | http://www.toronto.ca/TWONTO#chemical_storage_tank |  | Pump, Hot Water Recirculation, STB Ground Floor
130452 | THR-ACC-T-0301 | Tank, Glycol Skid, Digester 7-8, Gallery Ventilation 1A North | THR-ACC-AHU | Tank | Tank |  | T | http://www.toronto.ca/TWONTO#chemical_storage_tank |  | Air Conditioning, Air Handling Unit, Gallery Ventilation
130453 | THR-ACC-T-0301 | Tank, Glycol Skid, Digester 7-8, Gallery Ventilation 1A North | THR-ACC-DIG | Tank | Tank |  | T | http://www.toronto.ca/TWONTO#chemical_storage_tank |  | Air Conditioning, HVAC, Digesters
130454 | THR-ACC-T-0301 | Tank, Glycol Skid, Digester 7-8, Gallery Ventilation 1A North | THR-ACC-T | Tank | Tank |  | T | http://www.toronto.ca/TWONTO#chemical_storage_tank |  | Air Conditioning, Glycol Heating Packages
130455 | THR-ACC-T-0401S | Tank, Glycol Heating Package, T17 East, Gallery Ventilation, Zone 2A and 2B | THR-ACC-T | Tank | Tank | 46681 | T | http://www.toronto.ca/TWONTO#chemical_storage_tank |  | Air Conditioning, Glycol Heating Packages
130456 | THR-ACC-T-0401S | Tank, Glycol Heating Package, T17 East, Gallery Ventilation, Zone 2A and 2B | THR-ACC-T&G | Tank | Tank | 46681 | T | http://www.toronto.ca/TWONTO#chemical_storage_tank |  | Air Conditioning, AHU, HVAC, Tunnels & Galleries
130457 | THR-ACC-T-0501 | Tank, Glycol Heating Package "A", Engine Room Bsmt., Behind Elevator, Admin Ventilation | THR-ACC-HCP2 | Tank | Tank |  | T | http://www.toronto.ca/TWONTO#chemical_storage_tank |  | Heating and Cooling Pumps, WA2
130458 | THR-ACC-T-0520S | Tank, Hot Water, Return Sludge Pumping Station, Basement | THR-FT-HWT | Tank | Tank | 46682 | T | http://www.toronto.ca/TWONTO#tanked_hot_water_heater |  | Final Tank, Plant Hot Water Tanks
130459 | THR-ACC-T-0530 | Tank, Expansion, Hot Water, Grit Building Boiler Room | THR-ACC-BO | Tank | Tank | 34597 | T | expansion_tank |  | Air Conditioning, Heating and Ventilation, Boiler
130460 | THR-ACC-T-0530 | Tank, Expansion, Hot Water, Grit Building Boiler Room | THR-ACC-T | Tank | Tank | 34597 | T | expansion_tank |  | Air Conditioning, Glycol Heating Packages
130461 | THR-ACC-T-0533 | Tank, Expansion, Hot Water, Engine Room Basement (CRN-M0849.5,TSSA UID-100004837, SNo.-5.1171683) | THR-ACC-BO | Tank | Tank |  | T | expansion_tank |  | Air Conditioning, Heating and Ventilation, Boiler
130462 | THR-ACC-T-0535S | Tank, Expansion, Hot Water, Grit Building Boiler Room | THR-ACC-T | Tank | Tank | 37960 | T | expansion_tank |  | Air Conditioning, Glycol Heating Packages
130463 | THR-ACC-T-0601 | Tank, Glycol Heating Package, T-23, East Maintenance, Gallery Ventilation, Zone 3A | THR-ACC-AHU-0756 | Tank | Tank |  | T | http://www.toronto.ca/TWONTO#chemical_storage_tank |  | Air Handling Unit, Blow Thru, East Maintenance Bldg, Gallery Ventilation, Zone 3A
130464 | THR-ACC-T-0601 | Tank, Glycol Heating Package, T-23, East Maintenance, Gallery Ventilation, Zone 3A | THR-ACC-T&G | Tank | Tank |  | T | http://www.toronto.ca/TWONTO#chemical_storage_tank |  | Air Conditioning, AHU, HVAC, Tunnels & Galleries
130465 | THR-ACC-T-0611 | Tank, Glycol Skid, Filtered Plant Water Building | THR-ACC-FPW | Tank | Tank |  | T | http://www.toronto.ca/TWONTO#chemical_storage_tank |  | Air Conditioning, HVAC, Filtered Plant Water Building
130466 | THR-ACC-T-0701 | Tank, Glycol Heating Package, RSPS, Gallery Ventilation, Zone 3B | THR-ACC-AHU-0754S | Tank | Tank |  | T | http://www.toronto.ca/TWONTO#chemical_storage_tank |  | Air Handling Unit, Blow Thru, RSPS Roof, Gallery Ventilation, Zone 3B
130467 | THR-ACC-T-0701 | Tank, Glycol Heating Package, RSPS, Gallery Ventilation, Zone 3B | THR-ACC-T | Tank | Tank |  | T | http://www.toronto.ca/TWONTO#chemical_storage_tank |  | Air Conditioning, Glycol Heating Packages
130468 | THR-ACC-T-0701 | Tank, Glycol Heating Package, RSPS, Gallery Ventilation, Zone 3B | THR-ACC-T&G | Tank | Tank |  | T | http://www.toronto.ca/TWONTO#chemical_storage_tank |  | Air Conditioning, AHU, HVAC, Tunnels & Galleries
130469 | THR-ACC-T-0710 | Tank, Makeup, Glycol Skid, Compressor Bldg Main Floor, Glycol System | THR-ACC-P-0711 | Tank | Tank |  | T | http://www.toronto.ca/TWONTO#chemical_storage_tank |  | Pump 1, Glycol Skid, Compressor Bldg Main Floor, Glycol System
130470 | THR-ACC-T-0711 | Tank, Makeup, Glycol Skid, Compressor Bldg Main Floor, Glycol System | THR-ACC-P-0711 | Tank | Tank |  | T | http://www.toronto.ca/TWONTO#chemical_storage_tank |  | Pump 1, Glycol Skid, Compressor Bldg Main Floor, Glycol System
130472 | THR-ACC-T-0801 | Tank, Glycol Heating Package "B", Engine Room Bsmt., West Wall, Gallery Ventilation | THR-ACC-HCP2 | Tank | Tank |  | T | http://www.toronto.ca/TWONTO#chemical_storage_tank |  | Heating and Cooling Pumps, WA2
130473 | THR-ACC-T-0902 | Tank, Glycol Heating Expansion, New Maintenance Building | THR-ACC-T-0901 | Tank | Tank |  | T | expansion_tank |  | Tank, Glycol Heating Skid, New Maintenance Building
130474 | THR-ACC-T-1101 | Tank, Glycol Skid, Engine Room Basement NW Wall | THR-ACC-T | Tank | Tank |  | T | http://www.toronto.ca/TWONTO#chemical_storage_tank |  | Air Conditioning, Glycol Heating Packages
130475 | THR-ACC-T-4901 | Glycol Makeup System,Plant water Building | THR-ACC-FPW | Tank | Tank |  | T | http://www.toronto.ca/TWONTO#chemical_storage_tank |  | Air Conditioning, HVAC, Filtered Plant Water Building
131117 | THR-AER-T-0410 | Tank, Secondary Treatment, Aeration - South | THR-AER-T | Tank | Tank |  | T | http://www.toronto.ca/TWONTO#aeration_tank |  | Aeration Tanks
131118 | THR-AER-T-0600 | Tank, Secondary Treatment, Aeration - North #06 | THR-AER-T | Tank | Tank |  | T | http://www.toronto.ca/TWONTO#aeration_tank |  | Aeration Tanks
131119 | THR-AER-T-0700 | Tank, Secondary Treatment, Aeration - North #07 | THR-AER-T | Tank | Tank |  | T | http://www.toronto.ca/TWONTO#aeration_tank |  | Aeration Tanks
131120 | THR-AER-T-1214 | Tank, Reservoir, Auxiliary Oil for Blower 1211, Secondary Treatment, Aeration - Blower System - South | THR-AER-BL-1211 | Tank,Reservoir | Tank |  | T | http://www.toronto.ca/TWONTO#chemical_storage_tank |  | Blower, Centrifugal, Secondary Treatment, Aeration Blower System - Engine Room
131121 | THR-AER-T-1314 | Tank, Reservoir, Auxiliary Oil for Blower 1311, Secondary Treatment, Aeration - Blower System - South | THR-AER-BL-1311 | Tank,Reservoir | Tank |  | T | http://www.toronto.ca/TWONTO#chemical_storage_tank |  | Blower, Centrifugal, Secondary Treatment, Aeration Blower System - Engine Room
131122 | THR-AER-T-1401 | Tank, Lube Oil, Blower 1411, Engine Room, Air Blower System | THR-AER-BL-1411 | Tank | Tank |  | T | http://www.toronto.ca/TWONTO#chemical_storage_tank |  | Blower, Centrifugal, Secondary Treatment, Aeration Blower System - Engine Room
131123 | THR-AER-T-1614 | Tank, Non-Pressurized, Auxiliary Oil, Blower 1611, Secondary Treatment, Aeration Blower System - North | THR-AER-BL-1611 | Tank,Non-Pressurized | Tank |  | T | http://www.toronto.ca/TWONTO#chemical_storage_tank |  | Blower, Centrifugal, Secondary Treatment, Aeration Blower System - HPBB
131124 | THR-AER-T-1714 | Tank, Non-Pressurized, Auxiliary Oil, Blower 1711, Secondary Treatment, Aeration Blower System - North | THR-AER-BL-1711 | Tank,Non-Pressurized | Tank |  | T | http://www.toronto.ca/TWONTO#chemical_storage_tank |  | Blower, Centrifugal, Secondary Treatment, Aeration Blower System - HPBB
131125 | THR-AER-T-1914 | Tank, Non-Pressurized, Auxiliary Oil, Blower 1911, Secondary Treatment, Aeration Blower System - North | THR-AER-BL-1911 | Tank,Non-Pressurized | Tank |  | T | http://www.toronto.ca/TWONTO#chemical_storage_tank |  | Blower, Centrifugal, Secondary Treatment, Aeration Blower System - HPBB
131338 | THR-AI-T-0020 | Air Receiving Tank, Gallery T14S | THR-AI-C-0100 | Vessel,Pressure | Tank |  | T | http://www.toronto.ca/TWONTO#pressure_vessel |  | Air Compressor,Instrument Air Building
131339 | THR-AI-T-0518S | Receiver, Tank, Instrument Air | THR-AI-C-0518 | Vessel,Pressure | Tank | 40936 | T | http://www.toronto.ca/TWONTO#pressure_vessel |  | **SUSPENDED- Compressor, Instrument Air- **** - REMOVED FROM SERVICE
131340 | THR-AI-T-0591 | Receiver, Tank, Instrument Air | THR-AI-C-0591 | Vessel,Pressure | Tank |  | T | http://www.toronto.ca/TWONTO#pressure_vessel |  | Compressor, Instrument Air
131341 | THR-AI-T-0593 | Receiver, Tank, Instrument Air | THR-AI-C-0593 | Vessel,Pressure | Tank |  | T | http://www.toronto.ca/TWONTO#pressure_vessel |  | Compressor, Instrument Air
131342 | THR-AI-T-2518S | Receiver, Tank, Instrument Air | THR-AI | Vessel,Pressure | Tank | 39984 | T | http://www.toronto.ca/TWONTO#pressure_vessel |  | Air, Instrument, Compressors
131433 | THR-BG-T-0100 | Oil Separator, Compressor 0101, Compressor Building, Gas Compressor (And Dryer) | THR-BG-C-0101 | Tank | Tank |  | T | http://www.toronto.ca/TWONTO#chemical_storage_tank |  | Compressor, Centrifugal, Fuel Gas, Compressor Building, Gas Compressor (And Dryer) for COGEN
131434 | THR-BG-T-1209 | Tank 1, Used Engine Oil, Engine Lubrication Oil System-Unit No 2, Engine-Generator & Heat Recovery System | THR-CG-ENG-1201 | Tank,Reservoir | Tank |  | T | http://www.toronto.ca/TWONTO#chemical_storage_tank |  | Engine, Generator NT1788901, Engine Room, Engine-Generator & Heat Recovery System
131435 | THR-BG-T-1210 | Tank 2, Used Engine Oil, Engine Lubrication Oil System-Unit No 2, Engine-Generator & Heat Recovery System | THR-CG-ENG-1201 | Tank,Reservoir | Tank |  | T | http://www.toronto.ca/TWONTO#chemical_storage_tank |  | Engine, Generator NT1788901, Engine Room, Engine-Generator & Heat Recovery System
131678 | THR-CG-T-1102 | Tank, High Pressure Air Storage, Engine Air Starting System | THR-AI-C | Tank | Tank | 34867 | T | http://www.toronto.ca/TWONTO#pressure_vessel |  | Compressors, Instrument & Service Air
131679 | THR-CG-T-1102 | Tank, High Pressure Air Storage, Engine Air Starting System | THR-CG-C | Tank | Tank | 34867 | T | http://www.toronto.ca/TWONTO#pressure_vessel |  | Co-Generation, Air Compressors
131680 | THR-CG-T-1104 | Tank, High Pressure Air Storage, Engine Air Starting System | THR-AI-C | Tank | Tank | 34869 | T | http://www.toronto.ca/TWONTO#pressure_vessel |  | Compressors, Instrument & Service Air
131681 | THR-CG-T-1104 | Tank, High Pressure Air Storage, Engine Air Starting System | THR-CG-C | Tank | Tank | 34869 | T | http://www.toronto.ca/TWONTO#pressure_vessel |  | Co-Generation, Air Compressors
131682 | THR-CG-T-1106 | Tank, High Pressure Air Storage, Engine Air Starting System | THR-AI-C | Tank | Tank | 34871 | T | http://www.toronto.ca/TWONTO#pressure_vessel |  | Compressors, Instrument & Service Air
131683 | THR-CG-T-1106 | Tank, High Pressure Air Storage, Engine Air Starting System | THR-CG-C | Tank | Tank | 34871 | T | http://www.toronto.ca/TWONTO#pressure_vessel |  | Co-Generation, Air Compressors
131684 | THR-CG-T-1108 | Tank, High Pressure Air Storage, Engine Air Starting System | THR-AI-C | Tank | Tank | 34873 | T | http://www.toronto.ca/TWONTO#pressure_vessel |  | Compressors, Instrument & Service Air
131685 | THR-CG-T-1108 | Tank, High Pressure Air Storage, Engine Air Starting System | THR-CG-C | Tank | Tank | 34873 | T | http://www.toronto.ca/TWONTO#pressure_vessel |  | Co-Generation, Air Compressors
131686 | THR-CG-T-1160 | Tank, Make-Up Lube Oil Reservoir, Lube Oil System, Engine-Gen 1101 | THR-CG-ENG-1101 |  | Tank |  | T | http://www.toronto.ca/TWONTO#chemical_storage_tank |  | Engine, Generator 1101, Engine Room, Engine-Generator & Heat Recovery System
131687 | THR-CG-T-1209 | Tank, Used Engine Oil, Lube Oil System, Engine-Generator 1101 & 1201 | THR-CG |  | Tank |  | T | http://www.toronto.ca/TWONTO#chemical_storage_tank |  | Co-Generation
131688 | THR-CG-T-1210 | Tank, Used Engine Oil, Lube Oil System, Engine-Generator 1101 & 1201 | THR-CG |  | Tank |  | T | http://www.toronto.ca/TWONTO#chemical_storage_tank |  | Co-Generation
131689 | THR-CG-T-1260 | Tank, Make-Up Lube Oil Reservoir, Lube Oil System, Engine-Gen 1201 | THR-CG-ENG-1201 |  | Tank |  | T | http://www.toronto.ca/TWONTO#chemical_storage_tank |  | Engine, Generator NT1788901, Engine Room, Engine-Generator & Heat Recovery System
131690 | THR-CG-T-1310 | Tank, Compressed Air Receiver, Air Starting System, Engine-Generator 1101 & 1201 | THR-CG-C-1301 |  | Tank |  | T | http://www.toronto.ca/TWONTO#pressure_vessel |  | Compressor, Air, Air Starting System, Engine-Generator 1101 & 1201
131691 | THR-CG-T-1321 | Tank, Compressed Air Receiver, Air Starting System, Engine-Generator 1101 & 1201 | THR-CG-C-1302 |  | Tank |  | T | http://www.toronto.ca/TWONTO#pressure_vessel |  | Compressor, Air, Air Starting System, Engine-Generator 1101 & 1201
131931 | THR-CW-T-0204 | Tank, Hot Water System, Electric, Primary Pumping Station #3 | THR-CW | Tank | Tank |  | T | http://www.toronto.ca/TWONTO#tanked_hot_water_heater |  | City Water
131932 | THR-CW-T-0532 | Tank, Hot Water System, Electric, Grit Bldg., Stores Washroom | THR-CW | Tank | Tank |  | T | http://www.toronto.ca/TWONTO#tanked_hot_water_heater |  | City Water
131933 | THR-CW-T-0541 | Tank, Hot Water Storage System, Admin Bldg. | THR-CW | Tank | Tank |  | T | http://www.toronto.ca/TWONTO#tanked_hot_water_heater |  | City Water
131934 | THR-CW-T-0543 | Tank, City Water, Domestic Hot Water, Electric | THR-CW | Tank | Tank |  | T | http://www.toronto.ca/TWONTO#tanked_hot_water_heater |  | City Water
131935 | THR-CW-T-0544 | Tank, City Water, Hot Water Electric, Digester Control Room | THR-CW | Tank | Tank |  | T | http://www.toronto.ca/TWONTO#tanked_hot_water_heater |  | City Water
131936 | THR-CW-T-2100 | Tank, domestic hot water tank, ECS Field Office Janitor/Mechanical Room | THR-CW | Tank | Tank |  | T | http://www.toronto.ca/TWONTO#tanked_hot_water_heater |  | City Water
132174 | THR-DCL-T | Tank, Containment and Storage, Sodium Bisulphite | THR-DCL | Tank | Tank |  |  | containment_berm |  | Dechlorination
132175 | THR-DCL-T-0001 | Tank, Containment, SBS, NaHSO3 Pump 0100 & 0200 | THR-DCL | Tank | Tank |  | T | http://www.toronto.ca/TWONTO#chemical_storage_tank |  | Dechlorination
132176 | THR-DCL-T-0001 | Tank, Containment, SBS, NaHSO3 Pump 0100 & 0200 | THR-DCL-T | Tank | Tank |  | T | http://www.toronto.ca/TWONTO#chemical_storage_tank |  | Tank, Containment and Storage, Sodium Bisulphite
132177 | THR-DCL-T-0002 | Tank, Containment, SBS, NaHSO3 Pump 0600 & 0700 | THR-DCL | Tank | Tank |  | T | http://www.toronto.ca/TWONTO#chemical_storage_tank |  | Dechlorination
132178 | THR-DCL-T-0002 | Tank, Containment, SBS, NaHSO3 Pump 0600 & 0700 | THR-DCL-T | Tank | Tank |  | T | http://www.toronto.ca/TWONTO#chemical_storage_tank |  | Tank, Containment and Storage, Sodium Bisulphite
132179 | THR-DCL-T-0003S | Tank, Containment, Sodium Bisulphite | THR-S-E | Tank | Tank | 40867 | T | containment_berm |  | SUSPENDED ENTITY
132180 | THR-DCL-T-0100 | Tank, Sodium Bisulphite Storage | THR-DCL | Tank | Tank |  | T | http://www.toronto.ca/TWONTO#chemical_storage_tank |  | Dechlorination
132181 | THR-DCL-T-0100 | Tank, Sodium Bisulphite Storage | THR-DCL-T | Tank | Tank |  | T | http://www.toronto.ca/TWONTO#chemical_storage_tank |  | Tank, Containment and Storage, Sodium Bisulphite
132182 | THR-DCL-T-0200 | Tank, Sodium Bisulphite Storage | THR-DCL | Tank | Tank |  | T | http://www.toronto.ca/TWONTO#chemical_storage_tank |  | Dechlorination
132630 | THR-DIG-PD-0100 | Tank, Primary Digester-1, Solids Treatment | THR-DIG-RPU | Tank | Tank |  | PD | http://www.toronto.ca/TWONTO#digester_tank |  | RPU, UPS, Digester
132631 | THR-DIG-PD-0100 | Tank, Primary Digester-1, Solids Treatment | THR-DIG-SB-1 | Tank | Tank |  | PD | http://www.toronto.ca/TWONTO#digester_tank |  | Scrubber Building 1, Digester 1 & 2
132632 | THR-DIG-PD-0200 | Tank, Primary Digester-2, Solids Treatment | THR-DIG-RPU | Tank | Tank |  | PD | http://www.toronto.ca/TWONTO#digester_tank |  | RPU, UPS, Digester
132633 | THR-DIG-PD-0200 | Tank, Primary Digester-2, Solids Treatment | THR-DIG-SB-1 | Tank | Tank |  | PD | http://www.toronto.ca/TWONTO#digester_tank |  | Scrubber Building 1, Digester 1 & 2
132634 | THR-DIG-PD-0300 | Tank, Primary Digester-3, Solids Treatment | THR-DIG-T | Tank | Tank |  | PD | http://www.toronto.ca/TWONTO#digester_tank |  | Digester, Tanks
132635 | THR-DIG-PD-0400 | Tank, Primary Digester-4, Solids Treatment | THR-DIG-T | Tank | Tank |  | PD | http://www.toronto.ca/TWONTO#digester_tank |  | Digester, Tanks
132636 | THR-DIG-PD-0500 | Tank, Primary Digester-5, Solids Treatment | THR-DIG-T | Tank | Tank |  | PD | http://www.toronto.ca/TWONTO#digester_tank |  | Digester, Tanks
132637 | THR-DIG-PD-0600 | Tank, Primary Digester-6, Solids Treatment | THR-DIG-T | Tank | Tank |  | PD | http://www.toronto.ca/TWONTO#digester_tank |  | Digester, Tanks
132638 | THR-DIG-PD-0700 | Tank, Primary Digester-7, Solids Treatment | THR-DIG-T | Tank | Tank |  | PD | http://www.toronto.ca/TWONTO#digester_tank |  | Digester, Tanks
132639 | THR-DIG-PD-0800 | Tank, Primary Digester-8, Solids Treatment | THR-DIG-T | Tank | Tank |  | PD | http://www.toronto.ca/TWONTO#digester_tank |  | Digester, Tanks
132640 | THR-DIG-PD-0800 | Tank, Primary Digester-8, Solids Treatment | THR-DIG-T-7-10 | Tank | Tank |  | PD | http://www.toronto.ca/TWONTO#digester_tank |  | Digester, Entities Common to Tanks 7-10
132641 | THR-DIG-PD-0800 | Tank, Primary Digester-8, Solids Treatment | THR-DIG-T-7-8 | Tank | Tank |  | PD | http://www.toronto.ca/TWONTO#digester_tank |  | Digester, Entities Common to Tanks 7-8
132642 | THR-DIG-PD-0900 | Tank, Primary Digester-9, Solids Treatment | THR-DIG-T-7-10 | Tank | Tank |  | PD | http://www.toronto.ca/TWONTO#digester_tank |  | Digester, Entities Common to Tanks 7-10
132643 | THR-DIG-PD-0900 | Tank, Primary Digester-9, Solids Treatment | THR-DIG-T-9-10 | Tank | Tank |  | PD | http://www.toronto.ca/TWONTO#digester_tank |  | Digester, Entities Common to Tanks 9-10
132644 | THR-DIG-PD-1000 | Tank, Primary Digester-10, Solids Treatment | THR-DIG-T-7-10 | Tank | Tank |  | PD | http://www.toronto.ca/TWONTO#digester_tank |  | Digester, Entities Common to Tanks 7-10
132645 | THR-DIG-PD-1000 | Tank, Primary Digester-10, Solids Treatment | THR-DIG-T-9-10 | Tank | Tank |  | PD | http://www.toronto.ca/TWONTO#digester_tank |  | Digester, Entities Common to Tanks 9-10
132920 | THR-DIG-SD-0400 | Tank, Secondary Digester-4, Solids Treatment | THR-DIG-RPU | Tank | Tank |  | SD | http://www.toronto.ca/TWONTO#digester_tank |  | RPU, UPS, Digester
132921 | THR-DIG-SD-0400 | Tank, Secondary Digester-4, Solids Treatment | THR-DIG-SB-2 | Tank | Tank |  | SD | http://www.toronto.ca/TWONTO#digester_tank |  | Scrubber Building 2, Digester 3 & 4
132922 | THR-DIG-SD-0400 | Tank, Secondary Digester-4, Solids Treatment | THR-DIG-T | Tank | Tank |  | SD | http://www.toronto.ca/TWONTO#digester_tank |  | Digester, Tanks
132923 | THR-DIG-SD-0600 | Tank, Secondary Digester-6, Solids Treatment | THR-DIG-RPU | Tank | Tank |  | SD | http://www.toronto.ca/TWONTO#digester_tank |  | RPU, UPS, Digester
132924 | THR-DIG-SD-0600 | Tank, Secondary Digester-6, Solids Treatment | THR-DIG-T | Tank | Tank |  | SD | http://www.toronto.ca/TWONTO#digester_tank |  | Digester, Tanks
132956 | THR-DIG-T-0110 | Tank, New Oil, Lube Oil System, Gas Compressor Building | THR-DIG |  | Tank |  | T | http://www.toronto.ca/TWONTO#chemical_storage_tank |  | Digester
132957 | THR-DIG-T-0503 | Tank, Condensate and Sediment Accumulator, Boilers, Engine Room | THR-DIG | Tank | Tank |  | T | sediment_trap |  | Digester
132958 | THR-DIG-T-0597 | Tank, Condensate and Sediment Trap, Boilers 0800 & 0900 | THR-ACC-BO | Tank | Tank |  | T | sediment_trap |  | Air Conditioning, Heating and Ventilation, Boiler
132959 | THR-DIG-T-0598 | Tank, Condensate and Sediment Trap, Boilers 0800 & 0900 | THR-ACC-BO | Tank | Tank |  | T | sediment_trap |  | Air Conditioning, Heating and Ventilation, Boiler
132960 | THR-DIG-T-5111 | Tank, Gas Scrubber, Digester Tank 0400 | THR-DIG-SB | Scrubber | Tank |  | T | http://www.toronto.ca/TWONTO#air_scrubber |  | Scrubbers, Digester Tanks 1-10
132961 | THR-DIG-T-5114 | Tank, Gas Scrubber, Digester Tank 0600 | THR-DIG-SB | Scrubber | Tank |  | T | http://www.toronto.ca/TWONTO#air_scrubber |  | Scrubbers, Digester Tanks 1-10
132962 | THR-DIG-T-5114 | Tank, Gas Scrubber, Digester Tank 0600 | THR-DIG-SB-3 | Scrubber | Tank |  | T | http://www.toronto.ca/TWONTO#air_scrubber |  | Scrubber Building 3, Digester 5 & 6
132963 | THR-DIG-T-5211 | Tank, Gas Scrubber, Digester Tank 0200 | THR-DIG-SB | Scrubber | Tank |  | T | http://www.toronto.ca/TWONTO#air_scrubber |  | Scrubbers, Digester Tanks 1-10
132964 | THR-DIG-T-5211 | Tank, Gas Scrubber, Digester Tank 0200 | THR-DIG-SB-1 | Scrubber | Tank |  | T | http://www.toronto.ca/TWONTO#air_scrubber |  | Scrubber Building 1, Digester 1 & 2
132965 | THR-DIG-T-5215 | Tank, Gas Scrubber, Digester Tank 0100 | THR-DIG-SB | Scrubber | Tank |  | T | http://www.toronto.ca/TWONTO#air_scrubber |  | Scrubbers, Digester Tanks 1-10
132966 | THR-DIG-T-5215 | Tank, Gas Scrubber, Digester Tank 0100 | THR-DIG-SB-1 | Scrubber | Tank |  | T | http://www.toronto.ca/TWONTO#air_scrubber |  | Scrubber Building 1, Digester 1 & 2
132967 | THR-DIG-T-5231 | Tank, Condensate and Sediment Accumulator, C-5240, Digester Mixing System | THR-DIG-C-5240 | Tank | Tank |  | T | sediment_trap |  | Compressor, Gas, Mixing System, Digester Tank#1
132968 | THR-DIG-T-5240 | Tank, Reservoir, Auxiliary Oil, Gas Compressor 5240, Digester Mixing System | THR-DIG-C-5240 | Tank,Reservoir | Tank |  | T | http://www.toronto.ca/TWONTO#chemical_storage_tank |  | Compressor, Gas, Mixing System, Digester Tank#1
132969 | THR-DIG-T-5251 | Tank, Condensate and Sediment Accumulator, C-5260, Digester Mixing System | THR-DIG-C-5260 | Tank | Tank |  | T | sediment_trap |  | Compressor, Gas, Mixing System, Digester Tank#1/2
132970 | THR-DIG-T-5260 | Tank, Reservoir, Auxiliary Oil, Gas Compressor 5260, Digester Mixing System | THR-DIG-C-5260 | Tank,Reservoir | Tank |  | T | http://www.toronto.ca/TWONTO#chemical_storage_tank |  | Compressor, Gas, Mixing System, Digester Tank#1/2
132971 | THR-DIG-T-5271 | Tank, Condensate and Sediment Accumulator, C-5280, Digester Mixing System | THR-DIG-C-5280 | Tank | Tank |  | T | sediment_trap |  | Compressor, Gas, Mixing System, Digester Tank#2
132972 | THR-DIG-T-5280 | Tank, Reservoir, Auxiliary Oil, Gas Compressor 5280, Digester Mixing System | THR-DIG-C-5280 | Tank,Reservoir | Tank |  | T | http://www.toronto.ca/TWONTO#chemical_storage_tank |  | Compressor, Gas, Mixing System, Digester Tank#2
132973 | THR-DIG-T-5411 | Tank, Gas Scrubber, Digester Tank 0300 | THR-DIG-SB | Scrubber | Tank |  | T | http://www.toronto.ca/TWONTO#air_scrubber |  | Scrubbers, Digester Tanks 1-10
132974 | THR-DIG-T-5451 | Tank, Condensate and Sediment Accumulator, C-5460, Digester Mixing System | THR-DIG-C-5460 | Tank | Tank |  | T | sediment_trap |  | Compressor, Gas, Mixing System, Digester Tank#3/5
132975 | THR-DIG-T-5460 | Tank, Reservoir, Auxiliary Oil, Gas Compressor 5460, Digester Mixing System | THR-DIG-C-5460 | Tank,Reservoir | Tank |  | T | http://www.toronto.ca/TWONTO#chemical_storage_tank |  | Compressor, Gas, Mixing System, Digester Tank#3/5
132976 | THR-DIG-T-5471 | Tank, Condensate and Sediment Accumulator, C-5480, Digester Mixing System | THR-DIG-C-5480 | Tank | Tank |  | T | sediment_trap |  | Compressor, Gas, Mixing System, Digester Tank#5
132977 | THR-DIG-T-5603 | Tank, Gas Scrubber, Digester Tank 0700 | THR-DIG-PD-0700 | Tank | Tank |  | T | http://www.toronto.ca/TWONTO#air_scrubber |  | Tank, Primary Digester-7, Solids Treatment
132978 | THR-DIG-T-5618 | Tank, Gas Scrubber, Digester Tank 0800 | THR-DIG-PD-0800 | Tank | Tank |  | T | http://www.toronto.ca/TWONTO#air_scrubber |  | Tank, Primary Digester-8, Solids Treatment
132979 | THR-DIG-T-5618 | Tank, Gas Scrubber, Digester Tank 0800 | THR-DIG-SB-4 | Tank | Tank |  | T | http://www.toronto.ca/TWONTO#air_scrubber |  | Scrubber Building 4, Digester 7 & 8
132980 | THR-DIG-T-5640 | Tank, Reservoir, Auxiliary Oil, Gas Compressor 5640, Digester Mixing System | THR-DIG-C-5640 | Tank,Reservoir | Tank |  | T | http://www.toronto.ca/TWONTO#chemical_storage_tank |  | Compressor, Gas, Mixing System, Digester Tank#7
132981 | THR-DIG-T-5641 | Tank, Reservoir, Auxiliary Oil, Gas Compressor 5640, Digester Mixing System | THR-DIG-C-5640 | Tank,Reservoir | Tank |  | T | http://www.toronto.ca/TWONTO#chemical_storage_tank |  | Compressor, Gas, Mixing System, Digester Tank#7
132982 | THR-DIG-T-5651 | Tank, Condensate and Sediment Accumulator, C-5660, Digester Mixing System | THR-DIG-C-5660 | Tank | Tank |  | T | sediment_trap |  | Compressor, Gas, Mixing System, Digester Tank#7/8
132983 | THR-DIG-T-5660 | Tank, Reservoir, Auxiliary Oil, Gas Compressor 5660, Digester Mixing System | THR-DIG-C-5640 | Tank,Reservoir | Tank |  | T | http://www.toronto.ca/TWONTO#chemical_storage_tank |  | Compressor, Gas, Mixing System, Digester Tank#7
132984 | THR-DIG-T-5671 | Tank, Condensate and Sediment Accumulator, C-5680, Digester Mixing System | THR-DIG-C-5680 | Tank | Tank |  | T | sediment_trap |  | Compressor, Gas, Mixing System, Digester Tank#8
132985 | THR-DIG-T-5681 | Tank, Reservoir, Auxiliary Oil, Gas Compressor 5680, Digester Mixing System | THR-DIG-C-5680 | Tank,Reservoir | Tank |  | T | http://www.toronto.ca/TWONTO#chemical_storage_tank |  | Compressor, Gas, Mixing System, Digester Tank#8
132986 | THR-DIG-T-5803 | Tank, Gas Scrubber, Digester Tank 0900 | THR-DIG-PD-0900 | Tank | Tank |  | T | http://www.toronto.ca/TWONTO#air_scrubber |  | Tank, Primary Digester-9, Solids Treatment
132987 | THR-DIG-T-5818 | Tank, Gas Scrubber, Digester Tank 1000 | THR-DIG-PD-1000 | Tank | Tank |  | T | http://www.toronto.ca/TWONTO#air_scrubber |  | Tank, Primary Digester-10, Solids Treatment
132988 | THR-DIG-T-5840 | Tank, Reservoir, Auxiliary Oil, Gas Compressor 5840, Digester Mixing System | THR-DIG-C-5660 | Tank,Reservoir | Tank |  | T | http://www.toronto.ca/TWONTO#chemical_storage_tank |  | Compressor, Gas, Mixing System, Digester Tank#7/8
132989 | THR-DIG-T-5840 | Tank, Reservoir, Auxiliary Oil, Gas Compressor 5840, Digester Mixing System | THR-DIG-C-5840 | Tank,Reservoir | Tank |  | T | http://www.toronto.ca/TWONTO#chemical_storage_tank |  | Compressor, Gas, Mixing System, Digester Tank#10
132990 | THR-DIG-T-5841 | Tank, Reservoir, Auxiliary Oil, Gas Compressor 5840, Digester Mixing System | THR-DIG-C-5840 | Tank,Reservoir | Tank |  | T | http://www.toronto.ca/TWONTO#chemical_storage_tank |  | Compressor, Gas, Mixing System, Digester Tank#10
132991 | THR-DIG-T-5851 | Tank, Condensate and Sediment Accumulator, C-5860, Digester Mixing System | THR-DIG-C-5860 | Tank | Tank |  | T | sediment_trap |  | Compressor, Gas, Mixing System, Digester Tank#9/10
132992 | THR-DIG-T-5860 | Tank, Reservoir, Auxiliary Oil, Gas Compressor 5860, Digester Mixing System | THR-DIG-C-5840 | Tank,Reservoir | Tank |  | T | http://www.toronto.ca/TWONTO#chemical_storage_tank |  | Compressor, Gas, Mixing System, Digester Tank#10
132993 | THR-DIG-T-5861 | Tank, Reservoir, Auxiliary Oil, Gas Compressor 5860, Digester Mixing System | THR-DIG-C-5860 | Tank,Reservoir | Tank |  | T | http://www.toronto.ca/TWONTO#chemical_storage_tank |  | Compressor, Gas, Mixing System, Digester Tank#9/10
132994 | THR-DIG-T-5871 | Tank, Condensate and Sediment Accumulator, C-5880, Digester Mixing System | THR-DIG-C-5880 | Tank | Tank |  | T | sediment_trap |  | Compressor, Gas, Mixing System, Digester Tank#09
132995 | THR-DIG-T-5880 | Tank, Reservoir, Auxiliary Oil, Gas Compressor 5880, Digester Mixing System | THR-DIG-C-5840 | Tank,Reservoir | Tank |  | T | http://www.toronto.ca/TWONTO#chemical_storage_tank |  | Compressor, Gas, Mixing System, Digester Tank#10
132998 | THR-DIG-T-AO | Tank, Reservoir, Auxiliary Oil, Gas Compressors Digester Mixing System | THR-DIG-C | Tank,Reservoir | Tank |  |  | http://www.toronto.ca/TWONTO#chemical_storage_tank |  | Digester, Gas Compressors
132999 | THR-DIG-T-C | Tank, Reservoir, Auxiliary Oil, Gas Compressors, Digester Mixing System | THR-DIG-C | Tank,Reservoir | Tank |  |  | http://www.toronto.ca/TWONTO#chemical_storage_tank |  | Digester, Gas Compressors
134005 | THR-DIS-SB-1300 | Scrubber, Caustic Soda SB-1300 | THR-DIS-SB | Scrubber | Tank |  | SB | http://www.toronto.ca/TWONTO#air_scrubber |  | Scrubbers, Caustic Soda Recirculation Pumps
134006 | THR-DIS-SB-1350 | Scrubber, Caustic Soda SB-1350 | THR-DIS-SB | Scrubber | Tank |  | SB | http://www.toronto.ca/TWONTO#air_scrubber |  | Scrubbers, Caustic Soda Recirculation Pumps
134027 | THR-DIS-T-0100 | Tank, Hot water, Washroom, Disinfection Building Main Floor | THR-DIS | Tank | Tank |  | T | http://www.toronto.ca/TWONTO#tanked_hot_water_heater |  | Disinfection
134028 | THR-DIS-T-0200 | Tank, Air Reciever, Disinfection Building Mezzanine Floor, (CRN-H5556.5, SNo.-5.1014186, TSSA UID-65022716) | THR-DIS | Tank | Tank |  | T | http://www.toronto.ca/TWONTO#pressure_vessel |  | Disinfection
134029 | THR-DIS-T-0200S | Tank, Expansion, Washroom, Disinfection Building Main Floor | THR-DIS | Tank | Tank | 46691 | T | expansion_tank |  | Disinfection
134030 | THR-DIS-T-0200S | Tank, Expansion, Washroom, Disinfection Building Main Floor | THR-S-E | Tank | Tank | 46691 | T | expansion_tank |  | SUSPENDED ENTITY
134031 | THR-DIS-T-1000 | Tank, Sodium Hypochlorite Storage, Disinfection Building | THR-DIS-T-PP | Tank | Tank |  | T | http://www.toronto.ca/TWONTO#chemical_storage_tank |  | Disinfection, Tank, Palace Pier
134032 | THR-DIS-T-1350 | Tank, Caustic Soda SB-1350 | THR-DIS-SB-1350 | Tank,Reservoir | Tank |  | T | http://www.toronto.ca/TWONTO#chemical_storage_tank |  | Scrubber, Caustic Soda SB-1350
134033 | THR-DIS-T-1360 | Tank, Overflow, Caustic Soda | THR-DIS-SB | Tank | Tank |  | T | http://www.toronto.ca/TWONTO#chemical_storage_tank |  | Scrubbers, Caustic Soda Recirculation Pumps
53002 | TAB-RSP-T-1101 | Tank,Influent.,Wet Well, from Conduits 5, 6 & 7 | TAB-SUSPENDED ENTITY | Tank,Reservoir | Tank | 35825 | T | http://www.toronto.ca/TWONTO#storage_tank |  | Suspended entities
134035 | THR-DIS-T-2000 | Tank, Sodium Hypochlorite Storage, Disinfection Building | THR-DIS-T-PP | Tank | Tank |  | T | http://www.toronto.ca/TWONTO#chemical_storage_tank |  | Disinfection, Tank, Palace Pier
134036 | THR-DIS-T-3000 | Tank, Sodium Hypochlorite Storage, Disinfection Building | THR-DIS-T-PP | Tank | Tank |  | T | http://www.toronto.ca/TWONTO#chemical_storage_tank |  | Disinfection, Tank, Palace Pier
134037 | THR-DIS-T-5000 | Tank, Sodium Hypochlorite Storage, Disinfection Building | THR-DIS-T-PP | Tank | Tank |  | T | http://www.toronto.ca/TWONTO#chemical_storage_tank |  | Disinfection, Tank, Palace Pier
134038 | THR-DIS-T-6000 | Tank, Sodium Hypochlorite Storage, Disinfection Building | THR-DIS-T-PP | Tank | Tank |  | T | http://www.toronto.ca/TWONTO#chemical_storage_tank |  | Disinfection, Tank, Palace Pier
134039 | THR-DIS-T-7000 | Tank, Sodium Hypochlorite Storage, Disinfection Building | THR-DIS-T-PP | Tank | Tank |  | T | http://www.toronto.ca/TWONTO#chemical_storage_tank |  | Disinfection, Tank, Palace Pier
134040 | THR-DIS-T-8000 | Tank, Sodium Hypochlorite Storage, Disinfection Building | THR-DIS-T-PP | Tank | Tank |  | T | http://www.toronto.ca/TWONTO#chemical_storage_tank |  | Disinfection, Tank, Palace Pier
134041 | THR-DIS-T-9000 | Tank, Sodium Hypochlorite Spill Tank, Disinfection Building | THR-DIS-T-PP | Tank | Tank |  | T | http://www.toronto.ca/TWONTO#chemical_storage_tank |  | Disinfection, Tank, Palace Pier
135086 | THR-ELS-TR-0202 | Transformer, Dry, 600V,New Maintenance Bldg. | THR-RSPS-CR | Transformer,Lighting | Tank |  | TR | http://www.toronto.ca/TWONTO#transformer |  | New Returns Control Room
135192 | THR-EPS-T-0315 | Tank, Resevoir, Grease for Pump, Centrifugal 0316, Plant Service, Effluent Pump, Centrifugaling | THR-EPS-P-0310 | Tank,Reservoir | Tank |  | T | http://www.toronto.ca/TWONTO#chemical_storage_tank |  | Pump, Centrifugal, Screw
135294 | THR-FPW-T-0002 | Tank, Resevoir, Sodium Hypochlorite, Plant Water Building | THR-FPW | Tank,Reservoir | Tank |  | T | http://www.toronto.ca/TWONTO#chemical_storage_tank |  | Filtered Plant Water
58805 | THC-DEW-T-0800 | Tank,North Sludge Blending,Solid Treatment | THC-DEW-BLEND | Tank,Non-Pressurized | Tank |  | T | http://www.toronto.ca/TWONTO#storage_tank |  | Sludge Blending System
59506 | THC-DIG-PD-0600 | Tank,Primary Digester,Digested Sludge,Building U | THC-DIG-DIGESTERS |  | Tank |  | PD | http://www.toronto.ca/TWONTO#digester_tank |  | Primary Anerobic Digesters 0400-0700
59505 | THC-DIG-PD-0500 | Tank,Primary Digesters,Digested Sludge,Building U | THC-DIG-DIGESTERS |  | Tank |  | PD | http://www.toronto.ca/TWONTO#digester_tank |  | Primary Anerobic Digesters 0400-0700
58803 | THC-DEW-T-0200 | Tank,Sludge Storage,Sludge Storage Building | THC-DEW-HOLD TANK | Tank | Tank |  | T | http://www.toronto.ca/TWONTO#storage_tank |  | Dewatering-Sludge Holding Tanks
122914 | THC-DEW-T-0100 | Tank,Sludge Storage,Sludge Storage Building | THC-DEW-HOLD TANK | Tank | Tank |  | T | http://www.toronto.ca/TWONTO#storage_tank |  | Dewatering-Sludge Holding Tanks
122915 | THC-DEW-T-0300 | Tank,Sludge Storage,Sludge Storage Building | THC-DEW-HOLD TANK | Tank | Tank |  | T | http://www.toronto.ca/TWONTO#storage_tank |  | Dewatering-Sludge Holding Tanks
135932 | THR-FT-T-0100 | Tank, Final Settling, Mixed Liquor, Secondary Clarification - South (Tank#01) | THR-FT-T | Tank | Tank |  | T | http://www.toronto.ca/TWONTO#sedimentation_tank |  | Final Sedimentation Tank & Dedicated WAS Pumping
135933 | THR-FT-T-0200 | Tank, Final Settling, Mixed Liquor, Secondary Clarification - South (Tank#02) | THR-FT-T | Tank | Tank |  | T | http://www.toronto.ca/TWONTO#sedimentation_tank |  | Final Sedimentation Tank & Dedicated WAS Pumping
135934 | THR-FT-T-0400 | Tank, Final Settling, Mixed Liquor, Secondary Clarification - South (Tank#04) | THR-FT-T | Tank | Tank |  | T | http://www.toronto.ca/TWONTO#sedimentation_tank |  | Final Sedimentation Tank & Dedicated WAS Pumping
135935 | THR-FT-T-0500S | Tank, Final Settling, Mixed Liquor, Secondary Clarification - South | THR-FT-T | Tank | Tank | 38970 | T | http://www.toronto.ca/TWONTO#sedimentation_tank |  | Final Sedimentation Tank & Dedicated WAS Pumping
135936 | THR-FT-T-0502 | Tank, Plant Flushing Hot Water | THR-FT-HWT | Tank | Tank |  | T | http://www.toronto.ca/TWONTO#tanked_hot_water_heater |  | Final Tank, Plant Hot Water Tanks
135937 | THR-FT-T-0700 | Tank, Final Settling, Mixed Liquor, Secondary Clarification - South (Tank#07) | THR-FT-T | Tank | Tank |  | T | http://www.toronto.ca/TWONTO#sedimentation_tank |  | Final Sedimentation Tank & Dedicated WAS Pumping
135938 | THR-FT-T-0800 | Tank, Final Settling, Mixed Liquor, Secondary Clarification - South (Tank#08) | THR-FT-T | Tank | Tank |  | T | http://www.toronto.ca/TWONTO#sedimentation_tank |  | Final Sedimentation Tank & Dedicated WAS Pumping
135939 | THR-FT-T-0800S | Tank, Final Settling, Mixed Liquor, Secondary Treatment, Secondary Clarification - South | THR-FT-T | Tank | Tank | 38972 | T | http://www.toronto.ca/TWONTO#sedimentation_tank |  | Final Sedimentation Tank & Dedicated WAS Pumping
135940 | THR-FT-T-0900 | Tank, Final Settling, Mixed Liquor, Secondary Clarification - South (Tank#09) | THR-FT-T | Tank | Tank |  | T | http://www.toronto.ca/TWONTO#sedimentation_tank |  | Final Sedimentation Tank & Dedicated WAS Pumping
135941 | THR-FT-T-1000 | Tank, Final Settling, Mixed Liquor, Secondary Clarification - South (Tank#10) | THR-FT-T | Tank | Tank |  | T | http://www.toronto.ca/TWONTO#sedimentation_tank |  | Final Sedimentation Tank & Dedicated WAS Pumping
135942 | THR-FT-T-1100 | Tank, Final Settling, Mixed Liquor, Secondary Clarification - South (Tank#11) | THR-FT-T | Tank | Tank |  | T | http://www.toronto.ca/TWONTO#sedimentation_tank |  | Final Sedimentation Tank & Dedicated WAS Pumping
135943 | THR-FT-T-1200 | Tank, Final Settling, Mixed Liquor, Secondary Clarification - South (Tank#12) | THR-FT-T | Tank | Tank |  | T | http://www.toronto.ca/TWONTO#sedimentation_tank |  | Final Sedimentation Tank & Dedicated WAS Pumping
135944 | THR-FT-T-1200S | Tank, Final Settling, Mixed Liquor, Secondary Treatment, Secondary Clarification - South | THR-FT-T | Tank | Tank | 41001 | T | http://www.toronto.ca/TWONTO#sedimentation_tank |  | Final Sedimentation Tank & Dedicated WAS Pumping
135945 | THR-FT-T-1400 | Tank, Final Settling, Mixed Liquor, Secondary Treatment, Secondary Clarification - North (Tank#14) | THR-FT-T | Tank | Tank |  | T | http://www.toronto.ca/TWONTO#sedimentation_tank |  | Final Sedimentation Tank & Dedicated WAS Pumping
135946 | THR-FT-T-1600 | Tank, Final Settling, Mixed Liquor, Secondary Treatment, Secondary Clarification - South (Tank#16) | THR-FT-T | Tank | Tank |  | T | http://www.toronto.ca/TWONTO#sedimentation_tank |  | Final Sedimentation Tank & Dedicated WAS Pumping
135947 | THR-FT-T-1900 | Tank, Final Settling, Mixed Liquor, Secondary Treatment, Secondary Clarification - North (Tank#19) | THR-FT-T | Tank | Tank |  | T | http://www.toronto.ca/TWONTO#sedimentation_tank |  | Final Sedimentation Tank & Dedicated WAS Pumping
135948 | THR-FT-T-2000 | Tank, Final Settling, Mixed Liquor, Secondary Treatment, Secondary Clarification - North (Tank#20) | THR-FT-T | Tank | Tank |  | T | http://www.toronto.ca/TWONTO#sedimentation_tank |  | Final Sedimentation Tank & Dedicated WAS Pumping
135949 | THR-FT-T-2100 | Tank, Final Settling, Mixed Liquor, Secondary Treatment, Secondary Clarification - North (Tank#21) | THR-FT-T | Tank | Tank |  | T | http://www.toronto.ca/TWONTO#sedimentation_tank |  | Final Sedimentation Tank & Dedicated WAS Pumping
122916 | THC-DEW-T-0400 | Tank,Sludge Storage,Sludge Storage Building | THC-DEW-HOLD TANK | Tank | Tank |  | T | http://www.toronto.ca/TWONTO#storage_tank |  | Dewatering-Sludge Holding Tanks
58804 | THC-DEW-T-0700 | Tank,South Sludge Blending,Solid Treatment | THC-DEW-BLEND | Tank,Non-Pressurized | Tank |  | T | http://www.toronto.ca/TWONTO#storage_tank |  | Sludge Blending System
129275 | THC-THK-T-5700 | Tank,Thickened WAS (TWAS) | THC-THK-TWAS | Storage | Tank |  | T | http://www.toronto.ca/TWONTO#storage_tank |  | Waste Activated Sludge Thickening
129276 | THC-THK-T-5800 | Tank,Thickened WAS (TWAS) | THC-THK-TWAS | Storage | Tank |  | T | http://www.toronto.ca/TWONTO#storage_tank |  | Waste Activated Sludge Thickening
86571 | WTR-PKL-T-0900 | Tank,Vacuum System | WTR-PKL-AUX | Tank | Tank |  | T | http://www.toronto.ca/TWONTO#pressure_vessel |  | Auxiliary Equipment (Building Facilities)
60454 | THC-DIS-T-0650 | Tank,Vacuum,Effluent Sample Pump Priming,South Effluent Pump Station,Intermediate Level | THC-DIS-SIMULATION |  | Tank |  | T | http://www.toronto.ca/TWONTO#pressure_vessel |  | Disinfection Simulation
86572 | WTR-PKL-T-1200 | Tank,Vessel,Compressor NT1401 | WTR-PKL-AUX | Tank | Tank |  | T | http://www.toronto.ca/TWONTO#pressure_vessel |  | Auxiliary Equipment (Building Facilities)
67069 | THC-THK-T-5000 | Tank,WAS Holding | THC-THK-TWAS | Storage | Tank |  | T | http://www.toronto.ca/TWONTO#storage_tank |  | Waste Activated Sludge Thickening
61743 | THC-FT-T-5300 | Tank,Waste Sludge Wet Well,Secondary Clarifiers 0100 - 0800,Old Plant | THC-FT-T-0100 | Well | Tank |  | T | http://www.toronto.ca/TWONTO#storage_tank |  | Tank, Secondary Clarifier
125754 | THC-FT-T-5300 | Tank,Waste Sludge Wet Well,Secondary Clarifiers 0100 - 0800,Old Plant | THC-FT-OLD PLANT | Well | Tank |  | T | http://www.toronto.ca/TWONTO#storage_tank |  | Secondary Clarifiers, Old Plant
136989 | THR-OCS-T-0510A | Tank, Reservoir, Hypochlorite Storage, Plant Services, Odour Control System | THR-OCS-T | Tank,Reservoir | Tank |  | T | http://www.toronto.ca/TWONTO#chemical_storage_tank |  | Odour Control System, Tanks
136990 | THR-OCS-T-0510B | Tank, Reservoir, Hypochlorite Storage, Plant Services, Odour Control System | THR-OCS-T | Tank,Reservoir | Tank |  | T | http://www.toronto.ca/TWONTO#chemical_storage_tank |  | Odour Control System, Tanks
136991 | THR-OCS-T-0511B | Tank, Reservoir, Hypochlorite Storage, Plant Services, Odour Control System | THR-OCS-T | Tank,Reservoir | Tank |  | T | http://www.toronto.ca/TWONTO#chemical_storage_tank |  | Odour Control System, Tanks
136992 | THR-OCS-T-0526 | Tank, Reservoir, Hypochlorite Day Tanks, Plant Services, Odour Control System | THR-OCS-T | Tank,Reservoir | Tank |  | T | http://www.toronto.ca/TWONTO#chemical_storage_tank |  | Odour Control System, Tanks
136993 | THR-OCS-T-0527 | Tank, Reservoir, Hypochlorite Day Tanks, Plant Services, Odour Control System | THR-OCS-T | Tank,Reservoir | Tank |  | T | http://www.toronto.ca/TWONTO#chemical_storage_tank |  | Odour Control System, Tanks
136994 | THR-OCS-T-0534 | Tank, Reservoir, Hypochlorite Day Tanks, Plant Services, Odour Control System | THR-OCS-T | Tank,Reservoir | Tank |  | T | http://www.toronto.ca/TWONTO#chemical_storage_tank |  | Odour Control System, Tanks
136995 | THR-OCS-T-0535 | Tank, Reservoir, Hypochlorite Day Tanks, Plant Services, Odour Control System | THR-OCS-T | Tank,Reservoir | Tank |  | T | http://www.toronto.ca/TWONTO#chemical_storage_tank |  | Odour Control System, Tanks
136996 | THR-OCS-T-0542 | Tank, Reservoir, Hypochlorite Day Tanks, Plant Services, Odour Control System | THR-OCS-T | Tank,Reservoir | Tank |  | T | http://www.toronto.ca/TWONTO#chemical_storage_tank |  | Odour Control System, Tanks
136997 | THR-OCS-T-0543 | Tank, Reservoir, Hypochlorite Day Tanks, Plant Services, Odour Control System | THR-OCS-T | Tank,Reservoir | Tank |  | T | http://www.toronto.ca/TWONTO#chemical_storage_tank |  | Odour Control System, Tanks
137473 | THR-PLT-T-0100 | Tank, Grit Removal, Grit Tank, North Grit Building | THR-PLT-GRITS | Tank | Tank |  | T | http://www.toronto.ca/TWONTO#sedimentation_tank |  | Gate,Sluice,Preliminary Treatment, Grit Building
137474 | THR-PLT-T-0101S | Tank, Grit Bin, Preliminary Treatment, Grit Removal - Grit Tanks - North Plant | THR-PLT-GRITS | Tank | Tank | 40812 | T | http://www.toronto.ca/TWONTO#storage_tank |  | Gate,Sluice,Preliminary Treatment, Grit Building
137475 | THR-PLT-T-0101S | Tank, Grit Bin, Preliminary Treatment, Grit Removal - Grit Tanks - North Plant | THR-PLT-T | Tank | Tank | 40812 | T | http://www.toronto.ca/TWONTO#storage_tank |  | Preliminary Treatment, Grit Removal Tanks and Grit Bin
137476 | THR-PLT-T-0200 | Tank, Grit Removal, Grit Tank, North Grit Building | THR-PLT-GRITS | Tank | Tank |  | T | http://www.toronto.ca/TWONTO#sedimentation_tank |  | Gate,Sluice,Preliminary Treatment, Grit Building
137477 | THR-PLT-T-0201 | Tank, Grit Bin, Preliminary Treatment, Grit Removal - Grit Tanks - North Plant | THR-PLT-GRITS | Tank | Tank |  | T | http://www.toronto.ca/TWONTO#storage_tank |  | Gate,Sluice,Preliminary Treatment, Grit Building
137478 | THR-PLT-T-0300 | Tank, Grit Removal, Grit Tanks, North Grit Building | THR-PLT-GRITS | Tank | Tank |  | T | http://www.toronto.ca/TWONTO#sedimentation_tank |  | Gate,Sluice,Preliminary Treatment, Grit Building
137479 | THR-PLT-T-0300 | Tank, Grit Removal, Grit Tanks, North Grit Building | THR-PLT-T | Tank | Tank |  | T | http://www.toronto.ca/TWONTO#sedimentation_tank |  | Preliminary Treatment, Grit Removal Tanks and Grit Bin
137480 | THR-PLT-T-0301 | Tank, Grit Bin, Preliminary Treatment, Grit Removal - Grit Tanks - North Plant | THR-PLT-GRITS | Tank | Tank |  | T | http://www.toronto.ca/TWONTO#storage_tank |  | Gate,Sluice,Preliminary Treatment, Grit Building
137481 | THR-PLT-T-0301 | Tank, Grit Bin, Preliminary Treatment, Grit Removal - Grit Tanks - North Plant | THR-PLT-T | Tank | Tank |  | T | http://www.toronto.ca/TWONTO#storage_tank |  | Preliminary Treatment, Grit Removal Tanks and Grit Bin
137482 | THR-PLT-T-0511 | Tank, Hydraulic Power Pack for Sparger Lift | THR-PLT-GRITS | Tank,Reservoir | Tank | 34977 | T | http://www.toronto.ca/TWONTO#chemical_storage_tank |  | Gate,Sluice,Preliminary Treatment, Grit Building
137483 | THR-PLT-T-1800 | Tank, Grit Vortex Prime, Headhouse | THR-PLT-T-HH | Tank | Tank |  | T | http://www.toronto.ca/TWONTO#vortex_classifier |  | Tanks, Grit Vortex Prime, Headhouse
137484 | THR-PLT-T-1900 | Tank, Grit Vortex Prime, Headhouse | THR-PLT-T-HH | Tank | Tank |  | T | http://www.toronto.ca/TWONTO#vortex_classifier |  | Tanks, Grit Vortex Prime, Headhouse
137773 | THR-PRM-HSE-N | Flushing Hoses North Primary | THR-PRM |  | Tank |  |  | hose_segment |  | Primary Treatment
137774 | THR-PRM-HSE-S | Flushing Hoses South Primary | THR-PRM-T-S |  | Tank |  |  | hose_segment |  | Primary Sedimentation Tanks- South
137873 | THR-PRM-T-0130 | Scum Hopper, Primary Tanks 1 & 2 | THR-PRM-SCUM-T | Tank,Non-Pressurized | Tank |  | T | http://www.toronto.ca/TWONTO#clarifier |  | Scum/Sludge Pumping, Tanks & Hopper, South Primary
137874 | THR-PRM-T-0200 | Tank, Primary Clarification - Primary Tank - South | THR-PRM-T | Tank | Tank |  | T | http://www.toronto.ca/TWONTO#clarifier |  | Primary Sedimentation Tanks
137875 | THR-PRM-T-0200 | Tank, Primary Clarification - Primary Tank - South | THR-THK-GRK1 | Tank | Tank |  | T | http://www.toronto.ca/TWONTO#clarifier |  | Thickening, Ground & Structural
137876 | THR-PRM-T-0300 | Tank, Primary Clarification - Primary Tank - South | THR-PRM-T | Tank | Tank |  | T | http://www.toronto.ca/TWONTO#clarifier |  | Primary Sedimentation Tanks
137877 | THR-PRM-T-0300 | Tank, Primary Clarification - Primary Tank - South | THR-THK-GRK1 | Tank | Tank |  | T | http://www.toronto.ca/TWONTO#clarifier |  | Thickening, Ground & Structural
137878 | THR-PRM-T-0330 | Scum Hopper, Primary Tanks 3 & 4 | THR-PRM-STA-2 | Tank,Non-Pressurized | Tank |  | T | http://www.toronto.ca/TWONTO#storage_tank |  | South Primary Station 2
137879 | THR-PRM-T-0400 | Tank, Primary Clarification - Primary Tank - South | THR-PRM-T | Tank | Tank |  | T | http://www.toronto.ca/TWONTO#clarifier |  | Primary Sedimentation Tanks
137880 | THR-PRM-T-0400 | Tank, Primary Clarification - Primary Tank - South | THR-THK-GRK1 | Tank | Tank |  | T | http://www.toronto.ca/TWONTO#clarifier |  | Thickening, Ground & Structural
137881 | THR-PRM-T-0530 | Scum Hopper, Primary Tanks 5 & 6 | THR-PRM-SCUM-T | Tank,Non-Pressurized | Tank |  | T | http://www.toronto.ca/TWONTO#storage_tank |  | Scum/Sludge Pumping, Tanks & Hopper, South Primary
137882 | THR-PRM-T-0600 | Tank, Primary Clarification - Primary Tank - South | THR-PRM-T | Tank | Tank |  | T | http://www.toronto.ca/TWONTO#clarifier |  | Primary Sedimentation Tanks
137883 | THR-PRM-T-0600 | Tank, Primary Clarification - Primary Tank - South | THR-THK-GRK1 | Tank | Tank |  | T | http://www.toronto.ca/TWONTO#clarifier |  | Thickening, Ground & Structural
137884 | THR-PRM-T-0730 | Scum Hopper, Primary Tanks 7 & 8 | THR-PRM-STA-3 | Tank,Non-Pressurized | Tank |  | T | http://www.toronto.ca/TWONTO#storage_tank |  | South Primary Station 3
137885 | THR-PRM-T-0800 | Tank, Primary Clarification - Primary Tank - South | THR-PRM-SOUTH | Tank | Tank |  | T | http://www.toronto.ca/TWONTO#clarifier |  | Primary Treatment, South Primary
137886 | THR-PRM-T-0800 | Tank, Primary Clarification - Primary Tank - South | THR-PRM-T | Tank | Tank |  | T | http://www.toronto.ca/TWONTO#clarifier |  | Primary Sedimentation Tanks
137887 | THR-PRM-T-0800 | Tank, Primary Clarification - Primary Tank - South | THR-THK-GRK1 | Tank | Tank |  | T | http://www.toronto.ca/TWONTO#clarifier |  | Thickening, Ground & Structural
137888 | THR-PRM-T-0900 | Tank, Primary Clarification - Primary Tank - North | THR-PRM-T | Tank | Tank |  | T | http://www.toronto.ca/TWONTO#clarifier |  | Primary Sedimentation Tanks
137889 | THR-PRM-T-1000 | Tank, Primary Clarification - Primary Tank - North | THR-PRM-NORTH | Tank | Tank |  | T | http://www.toronto.ca/TWONTO#clarifier |  | Primary Treatment, North Primary
137890 | THR-PRM-T-1100 | Tank, Primary Clarification - Primary Tank - North | THR-PRM-NORTH | Tank | Tank |  | T | http://www.toronto.ca/TWONTO#clarifier |  | Primary Treatment, North Primary
137891 | THR-PRM-T-3300 | Tank, Scum, from Hopper T-0530, South Primary Tank | THR-PRM-SCUM-T | Tank,Non-Pressurized | Tank |  | T | http://www.toronto.ca/TWONTO#storage_tank |  | Scum/Sludge Pumping, Tanks & Hopper, South Primary
137892 | THR-PRM-T-3300 | Tank, Scum, from Hopper T-0530, South Primary Tank | THR-PRM-STA-3 | Tank,Non-Pressurized | Tank |  | T | http://www.toronto.ca/TWONTO#storage_tank |  | South Primary Station 3
125755 | THC-FT-T-5300 | Tank,Waste Sludge Wet Well,Secondary Clarifiers 0100 - 0800,Old Plant | THC-THK-T-5000 | Well | Tank |  | T | http://www.toronto.ca/TWONTO#storage_tank |  | Tank,WAS Holding
138212 | THR-PRS-T-0030 | Tank, Ferrous Chloride Storage, Chemical Building | THR-PRS-T | Tank,Non-Pressurized | Tank |  | T | http://www.toronto.ca/TWONTO#chemical_storage_tank |  | Phosphorous Removal System, Storage Tank
138213 | THR-PRS-T-0040 | Tank, Ferrous Chloride Storage, Chemical Building | THR-PRS-T | Tank,Non-Pressurized | Tank |  | T | http://www.toronto.ca/TWONTO#chemical_storage_tank |  | Phosphorous Removal System, Storage Tank
138214 | THR-PRS-T-0120S | Tank, Ferrous Chloride Storage, Chemical Building, Secondary Treatment, Phosphorous Removal | THR-PRS-T | Tank,Non-Pressurized | Tank | 39863 | T | http://www.toronto.ca/TWONTO#chemical_storage_tank |  | Phosphorous Removal System, Storage Tank
138215 | THR-PRS-T-9003 | Tank, Ferrous Chloride Storage, Chemical Building, (TEMPORARY) | THR-PRS-T | Tank,Non-Pressurized | Tank |  | T | http://www.toronto.ca/TWONTO#chemical_storage_tank |  | Phosphorous Removal System, Storage Tank
123665 | THC-DIG-T-3413 | Tank,Wet Gas Storage,Gas High Pressure System,Building U | THC-DIG-C-BOOST-3100 | Tank | Tank |  | T | http://www.toronto.ca/TWONTO#pressure_vessel |  | Eliminated Role: Compressors Unit, Gas Booster, Digester 0400-0700
123666 | THC-DIG-T-3413 | Tank,Wet Gas Storage,Gas High Pressure System,Building U | THC-DIG-DIGESTERS | Tank | Tank |  | T | http://www.toronto.ca/TWONTO#pressure_vessel |  | Primary Anerobic Digesters 0400-0700
62670 | THC-MCS-T-0012 | Temperate Water Tank, for Hypo, Building O | THC-PWA-HWT | Tank,Domestic Hot Water | Tank |  | T | http://www.toronto.ca/TWONTO#storage_tank |  | Domestic Hot Water Tanks
62505 | THC-LQMT-SPARE PARTS | THC Liquids Maintenance Spare parts repair/recondition/rebuild | THC-LQMT-SPARE |  | Tank |  |  | http://www.toronto.ca/TWONTO#collection_of_assets |  | THC Liquids Maintenance Spare parts/materials
15492 | FCL-WWW-T-5010 | Thickener, North, RMF Clarification Facility | FCL-WWW |  | Tank |  | T | http://www.toronto.ca/TWONTO#storage_tank |  | Residue Management
69011 | FCL-WWW-T-5020 | Thickener, South, RMF Clarification Facility | FCL-WWW |  | Tank |  | T | http://www.toronto.ca/TWONTO#storage_tank |  | Residue Management
57109 | THC-ACC-T-0117 | Tower,Cooling,Roof, Old Blower (Bldg A) | THC-ACC-BLDG A | H.V.A.C.,Chiller | Tank |  | T | http://www.toronto.ca/TWONTO#cooling_tower |  | Old Plant Blower Building HVAC
139168 | THR-THK-T-8201 | Tank, Polymer Day, 1% Solution | THR-THK-POL-8002 | Tank,Reservoir | Tank |  | T | http://www.toronto.ca/TWONTO#chemical_storage_tank |  | Polymer Preparation Unit System, Unit #2
139715 | TNT-ACC-T-3001 | Tank, Expansion, Hot Water Return | TNT-ACC-HW | Tank | Tank |  | T | expansion_tank |  | Hot water Circulation System
139914 | TNT-AER-T-0100 | Tank,Aeration, # 1 | TNT-AER | Tank,Non-Pressurized | Tank |  | T | http://www.toronto.ca/TWONTO#aeration_tank |  | Aeration Treatment
139915 | TNT-AER-T-0300 | Tank,Aeration # 3 | TNT-AER | Tank,Non-Pressurized | Tank |  | T | http://www.toronto.ca/TWONTO#aeration_tank |  | Aeration Treatment
139916 | TNT-AER-T-0400 | Tank,Aeration, # 4 | TNT-AER | Tank,Non-Pressurized | Tank |  | T | http://www.toronto.ca/TWONTO#aeration_tank |  | Aeration Treatment
139917 | TNT-AER-T-0600 | Tank,Aeration # 6 | TNT-AER | Tank,Non-Pressurized | Tank |  | T | http://www.toronto.ca/TWONTO#aeration_tank |  | Aeration Treatment
139918 | TNT-AER-T-0700 | Tank ,Aeration# 7 | TNT-AER | Tank,Non-Pressurized | Tank |  | T | http://www.toronto.ca/TWONTO#aeration_tank |  | Aeration Treatment
139919 | TNT-AER-T-0800 | Tank,Aeration # 8 | TNT-AER | Tank,Non-Pressurized | Tank |  | T | http://www.toronto.ca/TWONTO#aeration_tank |  | Aeration Treatment
140115 | TNT-CSO-T-2000 | Tote, Fixed, Polymer, Lab | TNT-CSO-LAB | Tank,Reservoir | Tank |  | T | http://www.toronto.ca/TWONTO#chemical_storage_tank |  | Lab Bldg polymer System
140116 | TNT-CSO-TPB-0402 | Tipping Bucket, CSO Storage Tank Flushing | TNT-CSO-P-0400 | Tank,Reservoir | Tank |  | TPB | http://www.toronto.ca/TWONTO#instrument_gauge_or_display |  | Pump, Centrifugal, Flush, Maintenance Hole No. 1
140117 | TNT-CSO-TPB-0403 | Tipping Bucket, CSO Storage Tank Flushing | TNT-CSO-P-0400 | Tank,Reservoir | Tank |  | TPB | http://www.toronto.ca/TWONTO#instrument_gauge_or_display |  | Pump, Centrifugal, Flush, Maintenance Hole No. 1
140211 | TNT-DCL-T-0100 | Tank, Sodium Bisulphite | TNT-DCL | Tank,Reservoir | Tank |  | T | http://www.toronto.ca/TWONTO#chemical_storage_tank |  | Dechlorination
140212 | TNT-DCL-T-0200 | Tank, Sodium Bisulphite | TNT-DCL | Tank,Reservoir | Tank |  | T | http://www.toronto.ca/TWONTO#chemical_storage_tank |  | Dechlorination
140254 | TNT-DIG-PD | Primary Digester Tanks,Drainage Tanks | TNT-DIG |  | Tank |  |  | http://www.toronto.ca/TWONTO#collection_of_assets |  | Digestion
140255 | TNT-DIG-PD-0100 | Digester, Primary, Vessel | TNT-DIG-PD | Vessel,Pressure | Tank |  | PD | http://www.toronto.ca/TWONTO#digester_tank |  | Primary Digester Tanks,Drainage Tanks
140256 | TNT-DIG-PD-0400 | Digester, Primary, Vessel | TNT-DIG-PD | Vessel,Pressure | Tank |  | PD | http://www.toronto.ca/TWONTO#digester_tank |  | Primary Digester Tanks,Drainage Tanks
140257 | TNT-DIG-PD-0600 | Digester, Primary, Vessel | TNT-DIG-PD | Vessel,Pressure | Tank |  | PD | http://www.toronto.ca/TWONTO#digester_tank |  | Primary Digester Tanks,Drainage Tanks
140258 | TNT-DIG-PD-0800 | Digester, Primary, Vessel | TNT-DIG-PD | Vessel,Pressure | Tank |  | PD | http://www.toronto.ca/TWONTO#digester_tank |  | Primary Digester Tanks,Drainage Tanks
140263 | TNT-DIG-SD-0900 | Digester, Secondry, Vessel | TNT-DIG-SD | Vessel,Pressure | Tank |  | SD | http://www.toronto.ca/TWONTO#digester_tank |  | Secondry Digester Tanks
140264 | TNT-DIG-SD-1000 | Digester,Secondry, Vessel | TNT-DIG-SD | Vessel,Pressure | Tank |  | SD | http://www.toronto.ca/TWONTO#digester_tank |  | Secondry Digester Tanks
140265 | TNT-DIG-T-2601 | Tank, Reservoir,DS Truck Loading Line | TNT-DIG-DS | Tank,Reservoir | Tank |  | T | http://www.toronto.ca/TWONTO#chemical_storage_tank |  | Digested Sludge Headers, Digester, Transfer & Recirc. Pumps
140266 | TNT-DIG-T-3100 | Tank, Drainage System | TNT-DIG-PD | Tank,Reservoir | Tank |  | T | http://www.toronto.ca/TWONTO#storage_tank |  | Primary Digester Tanks,Drainage Tanks
140267 | TNT-DIG-T-3200 | Tank, Drainage System | TNT-DIG-PD | Tank,Reservoir | Tank |  | T | http://www.toronto.ca/TWONTO#storage_tank |  | Primary Digester Tanks,Drainage Tanks
140268 | TNT-DIG-T-5100 | Tank, Drainage System | TNT-DIG-PD | Tank,Reservoir | Tank |  | T | http://www.toronto.ca/TWONTO#storage_tank |  | Primary Digester Tanks,Drainage Tanks
140427 | TNT-DIS-T-0200 | Tank, Chlorine Contact | TNT-DIS | Tank,Reservoir | Tank |  | T | http://www.toronto.ca/TWONTO#chemical_contact_tank |  | Disinfection
74030 | THR-ELS-TR-0202 | Transformer, Dry, 600V,New Maintenance Bldg. | THR-ELS-RSPS | Transformer,Lighting | Tank |  | TR | http://www.toronto.ca/TWONTO#transformer |  | Electrical System, Returns Sludge Pumping Station
74031 | THR-ELS-TR-0203 | Transformer, Dry, RSPS Control Room Bldg. | THR-RSPS-CR | Transformer,Lighting | Tank |  | TR | http://www.toronto.ca/TWONTO#transformer |  | New Returns Control Room
140569 | TNT-FT-T-1100 | SumpTank # 1 | TNT-FT-SUMP | Tank,Reservoir | Tank |  | T | http://www.toronto.ca/TWONTO#storage_tank |  | Sump Pumps- Aeration Gallery Bsmt
140570 | TNT-FT-T-1300 | SumpTank # 3 | TNT-FT-SUMP | Tank,Reservoir | Tank |  | T | http://www.toronto.ca/TWONTO#storage_tank |  | Sump Pumps- Aeration Gallery Bsmt
140571 | TNT-FT-T-1600 | SumpTank # 6 | TNT-FT-SUMP | Tank,Reservoir | Tank |  | T | http://www.toronto.ca/TWONTO#storage_tank |  | Sump Pumps- Aeration Gallery Bsmt
140640 | TNT-MCS-T-0200 | Tank, Reservoir, Sump Well | TNT-MCS | Tank,Reservoir | Tank |  | T | http://www.toronto.ca/TWONTO#storage_tank |  | Miscellaneous, including Storm Water Tanks
125757 | THC-FT-T-PHASE IV-SP | Turn Table, Spare, for Final Tanks, Phase IV | THC-FT-PHASE I-IV |  | Tank |  |  | http://www.toronto.ca/TWONTO#collector_mechanism |  | Secondary Clarifiers, Phase I-IV
140642 | TNT-MCS-T-1701 | Tank, Hot Water, Basement, Filter Building | TNT-MCS | Tank,Reservoir | Tank |  | T | http://www.toronto.ca/TWONTO#tanked_hot_water_heater |  | Miscellaneous, including Storm Water Tanks
140657 | TNT-PLT-T-1100 | Tank, Wet Well,Drainage | TNT-PLT-DRAIN | Tank,Reservoir | Tank |  | T | http://www.toronto.ca/TWONTO#storage_tank |  | Drainage Pumping System
140682 | TNT-PRM-T-0100 | Tank, Clarification,Primary Influent, #1 | TNT-PRM | Clarifier,Square | Tank |  | T | http://www.toronto.ca/TWONTO#clarifier |  | Primary Treatment
140683 | TNT-PRM-T-0400 | Tank, Clarification,Primary Influent, #4 | TNT-PRM | Clarifier,Square | Tank |  | T | http://www.toronto.ca/TWONTO#clarifier |  | Primary Treatment
140705 | TNT-PRS-T-0100 | Tank,Storage, Ferrous Chloride | TNT-PRS | Tank,Non-Pressurized | Tank |  | T | http://www.toronto.ca/TWONTO#chemical_storage_tank |  | Phosporus Removal System
143102 | WTR-PAH-T-0001 | Tank, Domestic Hot Water | WTR-PAH-AUX | Tank,Domestic Hot Water | Tank |  | T | http://www.toronto.ca/TWONTO#tanked_hot_water_heater |  | Auxiliary Equipment (Building Facilities)
48771 | FCL-BW-T-0200 | Vacuum Tank 0200 Backwash Pumps | FCL-BW |  | Tank |  | T | http://www.toronto.ca/TWONTO#pressure_vessel |  | Backwash System
68046 | FCL-TRW-T-0003 | Vessel, Pressure, Air Supply, Surge Tank Building | FCL-TRW-4 | Vessel,Pressure | Tank |  | T | http://www.toronto.ca/TWONTO#pressure_vessel |  | Surge Suppression
143725 | WTR-PEL-T-1020 | Tank, Non-Pressurized, Diesel Fuel Storage, Generator Building, Bulk Fuel Storage Room | WTR-PEL-AUX | Tank,Non-Pressurized | Tank |  | T | http://www.toronto.ca/TWONTO#fuel_oil_tank |  | Auxilliary Equipment (Building Facilities)
143726 | WTR-PEL-T-1100 | Tank, Non-Pressurized, Diesel Fuel Day, Generator Building, Product Handling Room | WTR-PEL-GEN-1100 | Tank,Non-Pressurized | Tank |  | T | http://www.toronto.ca/TWONTO#fuel_oil_tank |  | Generator, Electrical, Generator Building, Generator Room
143727 | WTR-PEL-T-1200 | Tank, Non-Pressurized, Diesel Fuel Day, Generator Building, Product Handling Room | WTR-PEL-GEN-1200 | Tank,Non-Pressurized | Tank |  | T | http://www.toronto.ca/TWONTO#fuel_oil_tank |  | Generator, Electrical, Generator Building, Generator Room
143728 | WTR-PEL-T-1300 | Tank, Non-Pressurized, Diesel Fuel Day, Generator Building, Product Handling Room | WTR-PEL-GEN-1300 | Tank,Non-Pressurized | Tank |  | T | http://www.toronto.ca/TWONTO#fuel_oil_tank |  | Generator, Electrical, Generator Building, Generator Room
64588 | FCL-SA-T-0001 | Vessel, Pressure, Service Air, Sanitary Sewage System Monitoring | FCL-SA | Vessel,Pressure | Tank |  | T | http://www.toronto.ca/TWONTO#pressure_vessel |  | Service Air
144212 | WTR-PHL-T-3001 | Tank , Hot Water | WTR-PHL-AUX | Tank,Domestic Hot Water | Tank |  | T | http://www.toronto.ca/TWONTO#tanked_hot_water_heater |  | Auxiliary Equipment (Building Facilities)
144276 | WTR-PHL-VEH-0012 | HTO To Go Trailer # 290012 | WTR-PHL-TRW |  | Tank |  | VEH | trailer |  | Treated Water (Transmission)
144358 | WTR-PJO-T-1101 | Tank, Domestic Hot Water | WTR-PJO-AUX | Tank,Domestic Hot Water | Tank |  | T | http://www.toronto.ca/TWONTO#tanked_hot_water_heater |  | Auxiliary Equipment (Building Facilities)
15249 | FCL-TRW-T-0001 | Vessel, Pressure, Surge, Surge Tank Building | FCL-TRW-4 | Vessel,Pressure | Tank |  | T | http://www.toronto.ca/TWONTO#pumping_surge_suppression_tank |  | Surge Suppression
68045 | FCL-TRW-T-0002 | Vessel, Pressure, Surge, Surge Tank Building | FCL-TRW-4 | Vessel,Pressure | Tank |  | T | http://www.toronto.ca/TWONTO#pumping_surge_suppression_tank |  | Surge Suppression
86339 | WTR-PJS-T-4000 | Vessel,Pressure,Surge,Level 73 Heat Exchanger Room North Wall East Centre,DLCW City Water Return Line Surge Tank | WTR-PJS-ENW | Vessel,Pressure,Surge | Tank |  | T | http://www.toronto.ca/TWONTO#pumping_surge_suppression_tank |  | Enwave Process
86340 | WTR-PJS-T-4100 | Vessel,Pressure,Surge,Level 73 Heat Exchanger Room North Wall East,DLCW City Water Return Line Surge Tank | WTR-PJS-ENW | Vessel,Pressure,Surge | Tank |  | T | http://www.toronto.ca/TWONTO#pumping_surge_suppression_tank |  | Enwave Process
144651 | WTR-PJS-T-1201 | Tank, Domestic Hot Water | WTR-PJS-AUX | Tank,Domestic Hot Water | Tank |  | T | http://www.toronto.ca/TWONTO#tanked_hot_water_heater |  | Auxiliary Equipment (Building Facilities)
144887 | WTR-PKL-T-0002 | Tank, Domestic Hot Water | WTR-PKL-AUX | Tank | Tank |  | T | http://www.toronto.ca/TWONTO#tanked_hot_water_heater |  | Auxiliary Equipment (Building Facilities)
145157 | WTR-PLW-T-0001 | Tank, Domestic Hot Water | WTR-PLW-CW | Tank,Domestic Hot Water | Tank |  | T | http://www.toronto.ca/TWONTO#tanked_hot_water_heater |  | City Water System
86341 | WTR-PJS-T-4200 | Vessel,Pressure,Surge,Level 73 Heat Exchanger Room North Wall West ,DLCW City Water Supply Line Surge Tank | WTR-PJS-ENW | Vessel,Pressure,Surge | Tank |  | T | http://www.toronto.ca/TWONTO#pumping_surge_suppression_tank |  | Enwave Process
145494 | WTR-PMI-T-0001 | Hot Water Heater, Tankless | WTR-PMI-AUX |  | Tank |  | T | http://www.toronto.ca/TWONTO#tankless_water_heater |  | Auxiliary Equipment (Building Facilities)
145744 | WTR-PPD-T-0001 | Tank, Reservoir, (Surge Tank) | WTR-PPD-TRW | Tank,Reservoir | Tank |  | T | http://www.toronto.ca/TWONTO#reservoir_tank |  | Treated Water (Transmission)
145934 | WTR-PRH-T-1010 | Tank, Bulk Fuel Storage, Generator Room | WTR-PRH-LB-0202 |  | Tank |  | T | http://www.toronto.ca/TWONTO#fuel_oil_tank |  | Load Breaker, 4160V, Secondary, Switchgear Electrical Room
145935 | WTR-PRH-T-1020 | Tank, Bulk Fuel Storage, Generator Room | WTR-PRH-LB-0202 |  | Tank |  | T | http://www.toronto.ca/TWONTO#fuel_oil_tank |  | Load Breaker, 4160V, Secondary, Switchgear Electrical Room
145936 | WTR-PRH-T-1100 | Tank, Bulk Fuel Storage, Generator Room | WTR-PRH-LB-0202 |  | Tank |  | T | http://www.toronto.ca/TWONTO#fuel_oil_tank |  | Load Breaker, 4160V, Secondary, Switchgear Electrical Room
146072 | WTR-PRV-T-1300 | Tank,Domestic Hot Water, By Washroom | WTR-PRV-AUX | Tank,Domestic Hot Water | Tank |  | T | http://www.toronto.ca/TWONTO#tanked_hot_water_heater |  | Auxiliary Equipment (Building Facilities)
146517 | WTR-PTH-T-0601 | Tank, Domestic Hot Water | WTR-PTH-AUX | Tank,Domestic Hot Water | Tank |  | T | http://www.toronto.ca/TWONTO#tanked_hot_water_heater |  | Auxiliary Equipment (Building Facilities)
146631 | WTR-PWT-T-0001 | Tank, Hot Water, Domestic, Basement | WTR-PWT-AUX | Tank,Domestic Hot Water | Tank |  | T | http://www.toronto.ca/TWONTO#tanked_hot_water_heater |  | Auxiliary Equipment (Building Facilities)
146632 | WTR-PWT-T-1010 | Tank, Fuel, Bulk Storage, Pumping Station, Outdoor Generator Enclosure | WTR-PWT-GEN-1100 | Tank | Tank |  | T | http://www.toronto.ca/TWONTO#fuel_oil_tank |  | Generator, Diesel, Standby Power, Outdoor, West Tor PS
146633 | WTR-PWT-T-1100 | Tank, Fuel , Day Tank, Pumping Station, Base Outdoor Generator Enclosure | WTR-PWT-GEN-1100 | Tank | Tank |  | T | http://www.toronto.ca/TWONTO#fuel_oil_tank |  | Generator, Diesel, Standby Power, Outdoor, West Tor PS
146685 | WTR-RBV-T-0100 | Tank, Reservoir, (Northwest Basin) | WTR-RBV-TRW | Tank,Reservoir | Tank |  | T | http://www.toronto.ca/TWONTO#reservoir_tank |  | Treated Water (Transmission)
146779 | WTR-RDF-T-0001 | Tank, Domestic Hot Water | WTR-RDF-AUX | Tank,Domestic Hot Water | Tank |  | T | http://www.toronto.ca/TWONTO#tanked_hot_water_heater |  | Auxiliary Equipment (Building Facilities)
146780 | WTR-RDF-T-0300 | Tank, Reservoir | WTR-RDF-TRW | Tank,Reservoir | Tank |  | T | http://www.toronto.ca/TWONTO#reservoir_tank |  | Treated Water (Transmission)
146781 | WTR-RDF-T-0400 | Tank, Reservoir | WTR-RDF-TRW | Tank,Reservoir | Tank |  | T | http://www.toronto.ca/TWONTO#reservoir_tank |  | Treated Water (Transmission)
86342 | WTR-PJS-T-4300 | Vessel,Pressure,Surge,Level 73 Heat Exchanger Room North Wall West Centre,DLCW City Water Supply Line Surge Tank | WTR-PJS-ENW | Vessel,Pressure,Surge | Tank |  | T | http://www.toronto.ca/TWONTO#pumping_surge_suppression_tank |  | Enwave Process
146846 | WTR-REG-T-0100 | Tank, Reservoir, West Basin | WTR-REG-TRW | Tank,Reservoir | Tank |  | T | http://www.toronto.ca/TWONTO#reservoir_tank |  | Treated Water (Transmission)
146847 | WTR-REG-T-0200 | Tank, Reservoir, East Basin | WTR-REG-TRW | Tank,Reservoir | Tank |  | T | http://www.toronto.ca/TWONTO#reservoir_tank |  | Treated Water (Transmission)
146904 | WTR-RKL-T-0001 | Tank, Domestic Hot Water | WTR-RKL-AUX | Tank | Tank |  | T | http://www.toronto.ca/TWONTO#tanked_hot_water_heater |  | Auxiliary Equipment (Building Facilities)
89669 | WTR-RWBS | West Woodbridge Tank | WTR-WEST-TNK |  | Tank |  |  | http://www.toronto.ca/TWONTO#collection_of_assets |  | Work Area 3 WEST Tanks
146974 | WTR-RLW-T-0100 | Tank, Reservoir, (South-West Basin) | WTR-RLW-TRW | Tank,Reservoir | Tank |  | T | http://www.toronto.ca/TWONTO#reservoir_tank |  | Treated Water (Transmission)
146991 | WTR-RMA-T-0100 | Tank, Reservoir | WTR-RMA-TRW | Tank,Reservoir | Tank |  | T | http://www.toronto.ca/TWONTO#reservoir_tank |  | Treated Water (Transmission)
147053 | WTR-RMI-T-0300 | Tank, Reservoir (South-West Basin) | WTR-RMI-TRW | Tank,Reservoir | Tank |  | T | http://www.toronto.ca/TWONTO#reservoir_tank |  | Treated Water (Transmission)
147054 | WTR-RMI-T-0400 | Tank, Reservoir (North-West Basin) | WTR-RMI-TRW | Tank,Reservoir | Tank |  | T | http://www.toronto.ca/TWONTO#reservoir_tank |  | Treated Water (Transmission)
147115 | WTR-RMP-T-0200S | Tank, Reservoir, (North Basin) | WTR-RMP-TRWS | Tank,Reservoir | Tank | 38607 | T | http://www.toronto.ca/TWONTO#reservoir_tank |  | Treated Water (Transmission)
147148 | WTR-RRG-T-0001 | Tank, Domestic Hot Water, Kitchen | WTR-RRG-AUX | Tank,Domestic Hot Water | Tank |  | T | http://www.toronto.ca/TWONTO#tanked_hot_water_heater |  | Auxiliary Equipment (Building Facilities)
118880 | TAB-STR-T-7000 | Wet Well, Gland Water Pumping Supply | TAB-STR-P-GLAND | Tank,Reservoir | Tank |  | T | http://www.toronto.ca/TWONTO#storage_tank |  | Secondary Pumps Gland Water Supply System
147156 | WTR-RRH | Rosehill Reservoir | WTR-CENTRAL-RES |  | Tank |  |  | http://www.toronto.ca/TWONTO#collection_of_assets |  | Work Area 2 Central Reservoirs
147202 | WTR-RRH-T-0100 | Tank, Reservoir, (West Basin) | WTR-RRH-TRW | Tank,Reservoir | Tank |  | T | http://www.toronto.ca/TWONTO#reservoir_tank |  | Treated Water (Transmission)
147203 | WTR-RRH-T-0200 | Tank, Reservoir, (East Basin) | WTR-RRH-TRW | Tank,Reservoir | Tank |  | T | http://www.toronto.ca/TWONTO#reservoir_tank |  | Treated Water (Transmission)
147297 | WTR-RRV-T-0001 | Tank,Domestic Hot Water, Valve House Acess Room | WTR-RRV-AUX | Tank,Domestic Hot Water | Tank |  | T | http://www.toronto.ca/TWONTO#tanked_hot_water_heater |  | Auxiliary Equipment (Building Facilities)
147298 | WTR-RRV-T-0100 | Tank, Reservoir, (South-West Basin) | WTR-RRV-TRW | Tank,Reservoir | Tank |  | T | http://www.toronto.ca/TWONTO#reservoir_tank |  | Treated Water (Transmission)
147349 | WTR-RST-T-0001 | Tank , Hot Water | WTR-RST-AUX | Tank,Domestic Hot Water | Tank |  | T | http://www.toronto.ca/TWONTO#tanked_hot_water_heater |  | Auxiliary Equipment (Building Facilities)
147350 | WTR-RST-T-0100 | Tank, Reservoir, (East Basin) | WTR-RST-TRW | Tank,Reservoir | Tank |  | T | http://www.toronto.ca/TWONTO#reservoir_tank |  | Treated Water (Transmission)
53000 | TAB-RSP-T-0004 | Wet Well, High Level Channel 1 | TAB-RSP-PM | Tank,Reservoir | Tank |  | T | http://www.toronto.ca/TWONTO#storage_tank |  | M Building - Raw Sewage Pumping
117371 | TAB-RSP-T-2100 | Wet Well, Low Level | TAB-RSP-PM | Tank,Reservoir | Tank |  | T | http://www.toronto.ca/TWONTO#storage_tank |  | M Building - Raw Sewage Pumping
44076 | TAB-DEW-T-3500 | Wet Well, New | TAB-DEW-WEL | Well | Tank |  | T | http://www.toronto.ca/TWONTO#storage_tank |  | Centrate Wet Wells
44075 | TAB-DEW-T-3400 | Wet Well, Old | TAB-DEW-WEL | Well | Tank |  | T | http://www.toronto.ca/TWONTO#storage_tank |  | Centrate Wet Wells
147455 | WU2015A | Tank, Oil , 706 | TAB-SLD-P | Tank | Tank |  |  | http://www.toronto.ca/TWONTO#chemical_storage_tank |  | Pelletizer Bldg. - Thermal Oil Heating System, Pumps, Strainer & Expanasion Tanks
147461 | WU2020A | Tank, Expansion, 705A | TAB-SLD-P | Tank | Tank |  |  | expansion_tank |  | Pelletizer Bldg. - Thermal Oil Heating System, Pumps, Strainer & Expanasion Tanks
147462 | WU2021A | Tank, Expansion, 705B | TAB-SLD-P | Tank | Tank |  |  | expansion_tank |  | Pelletizer Bldg. - Thermal Oil Heating System, Pumps, Strainer & Expanasion Tanks
147496 | WZ2003A | Hopper, Separation, 703B | TAB-SLD-ROUTING | Tank | Tank |  |  | http://www.toronto.ca/TWONTO#storage_tank |  | Pelletizer Bldg. - Material Handling
81552 | TNT-PRM-T-0500 | Wet Well, Primary Sludge | TNT-PRM | Tank,Reservoir | Tank |  | T | http://www.toronto.ca/TWONTO#storage_tank |  | Primary Treatment
147385 | WTR-RWL | Whitlam Tank | WTR-WEST-TNK |  | Tank |  |  | http://www.toronto.ca/TWONTO#collection_of_assets |  | Work Area 3 WEST Tanks
147499 | WZ2009A | Receiver, Pneumatic Conveyor Air, 203B | TAB-SLD-ROUTING | Vessel,Pressure | Tank |  |  | http://www.toronto.ca/TWONTO#pressure_vessel |  | Pelletizer Bldg. - Material Handling
147500 | WZ2010A | Receiver, Silo Pellet, 707A | TAB-SLD-ROUTING | Vessel,Pressure | Tank |  |  | http://www.toronto.ca/TWONTO#pressure_vessel |  | Pelletizer Bldg. - Material Handling
147501 | WZ2011A | Receiver, Silo Pellet, 707B | TAB-SLD-ROUTING | Vessel,Pressure | Tank |  |  | http://www.toronto.ca/TWONTO#pressure_vessel |  | Pelletizer Bldg. - Material Handling
147502 | WZ2012A | Hopper, Dosing, 701A | TAB-SLD-SL | Tank | Tank |  |  | http://www.toronto.ca/TWONTO#storage_tank |  | Pelletizer Bldg. - Sludge System, Coater, Dryer & Hopper
147729 | YTF-CW-T-0001 | Tank, Domestic Hot Water, A Building, City Water Heaters and Pumps | YTF-CW | Tank,Domestic Hot Water | Tank |  | T | http://www.toronto.ca/TWONTO#tanked_hot_water_heater |  | City Water
147730 | YTF-CW-T-0005 | Tank, Hot Water Pressure, City Water Heaters and Pumps | YTF-CW | Tank | Tank |  | T | http://www.toronto.ca/TWONTO#collection_of_assets |  | City Water
147731 | YTF-CW-T-0006 | Tank, Hot Water Pressure, City Water Heaters and Pumps | YTF-CW | Tank | Tank |  | T | http://www.toronto.ca/TWONTO#collection_of_assets |  | City Water
147732 | YTF-CW-T-0007 | Tank, Domestic Hot Water, RN168, City Water Heaters and Pumps | YTF-CW | Tank,Domestic Hot Water | Tank |  | T | http://www.toronto.ca/TWONTO#tanked_hot_water_heater |  | City Water
147733 | YTF-CW-T-0008 | Tank, Domestic Hot Water, RN168, City Water Heaters and Pumps | YTF-CW | Tank,Domestic Hot Water | Tank |  | T | http://www.toronto.ca/TWONTO#tanked_hot_water_heater |  | City Water
147734 | YTF-CW-T-0009 | Tank, Domestic Hot Water, RN168, City Water Heaters and Pumps | YTF-CW | Tank,Domestic Hot Water | Tank |  | T | http://www.toronto.ca/TWONTO#tanked_hot_water_heater |  | City Water
147735 | YTF-CW-T-0011 | Tank, Domestic Hot Water, RN168, City Water Heaters and Pumps | YTF-CW | Tank,Domestic Hot Water | Tank |  | T | http://www.toronto.ca/TWONTO#tanked_hot_water_heater |  | City Water
11514 | FCL-CLA-CHL-0101 | Chlorinator, Chlorine Gas, Chlorination System | FCL-CLA | Chemical Feeder,Gas | Chemical Feeder |  | CHL | http://www.toronto.ca/TWONTO#chlorinator_system |  | Pre-Chlorination
11515 | FCL-CLA-CHL-0201 | Chlorinator, Chlorine Gas, Chlorination System | FCL-CLA | Chemical Feeder,Gas | Chemical Feeder |  | CHL | http://www.toronto.ca/TWONTO#chlorinator_system |  | Pre-Chlorination
11516 | FCL-CLA-CHL-0301 | Chlorinator, Chlorine Gas, Chlorination System | FCL-CLA | Chemical Feeder,Gas | Chemical Feeder |  | CHL | http://www.toronto.ca/TWONTO#chlorinator_system |  | Pre-Chlorination
11637 | FCL-CLB-CHL-0101 | Chlorinator, Chlorine Gas, Chlorination System | FCL-CLB | Chemical Feeder,Gas | Chemical Feeder |  | CHL | http://www.toronto.ca/TWONTO#chlorinator_system |  | Post-Chlorination
11638 | FCL-CLB-CHL-0201 | Chlorinator, Chlorine Gas, Chlorination System | FCL-CLB | Chemical Feeder,Gas | Chemical Feeder |  | CHL | http://www.toronto.ca/TWONTO#chlorinator_system |  | Post-Chlorination
11810 | FCL-DCL-SO-0201 | Sulphonator, Sulphur Dioxide System, Machine Room,Gaseous Chemical Building | FCL-DCL | Analyzer,Sulphur Dioxide | Chemical Feeder |  | SO | http://www.toronto.ca/TWONTO#sulphonation_system |  | Sulphur Dioxide System
11811 | FCL-DCL-SO-0301 | Sulphonator, Sulphur Dioxide System, Machine Room,Gaseous Chemical Building | FCL-DCL | Analyzer,Sulphur Dioxide | Chemical Feeder |  | SO | http://www.toronto.ca/TWONTO#sulphonation_system |  | Sulphur Dioxide System
11812 | FCL-DCL-SO-0401 | Sulphonator, RMF Dechlorination, Machine Room,Gaseous Chemical Building | FCL-DCL | Analyzer,Sulphur Dioxide | Chemical Feeder |  | SO | http://www.toronto.ca/TWONTO#sulphonation_system |  | Sulphur Dioxide System
16168 | FHA-CLA-CHL-0101 | Chlorinator, Solution Feed Gas Dispenser Vacuum Operated, Filtration Bldg., Chlorine Feed Room | FHA-CLA | Chemical Feeder,Gas | Chemical Feeder |  | CHL | http://www.toronto.ca/TWONTO#chlorinator_system |  | Pre-Chlorination
16169 | FHA-CLA-CHL-0101 | Chlorinator, Solution Feed Gas Dispenser Vacuum Operated, Filtration Bldg., Chlorine Feed Room | FHA-CLA-CHL-0101-KQ | Chemical Feeder,Gas | Chemical Feeder |  | CHL | http://www.toronto.ca/TWONTO#chlorinator_system |  | Chlorination Location,Train #1
16172 | FHA-CLA-CHL-0201 | Chlorinator, Solution Feed Gas Dispenser, Vacuum Operated, Filtration Bldg., Chlorine Feed Room | FHA-CLA-CHL-0201-KQ | Chemical Feeder,Gas | Chemical Feeder |  | CHL | http://www.toronto.ca/TWONTO#chlorinator_system |  | Chlorination Location,Train #2
16174 | FHA-CLA-CHL-0301 | Chlorinator, Solution Feed Gas Dispenser, Vacuum Operated, Filtration Bldg., Chlorine Feed Room | FHA-CLA | Chemical Feeder,Gas | Chemical Feeder |  | CHL | http://www.toronto.ca/TWONTO#chlorinator_system |  | Pre-Chlorination
16259 | FHA-CLB-CHL-0101 | Chlorinator, Solution Feed Gas Dispenser, Vacuum Operated, Filtration Building, Cl2/SO2 Feeder Room | FHA-CLB-CHL-0101-KQ | Chemical Feeder,Gas | Chemical Feeder |  | CHL | http://www.toronto.ca/TWONTO#chlorinator_system |  | Post Chlorination Location,Train #1
16262 | FHA-CLB-CHL-0201 | Chlorinator, Solution Feed Gas Dispenser, Vacuum Operated, Filtration Building, Cl2/SO2 Feeder Room | FHA-CLB-CHL-0201-KQ | Chemical Feeder,Gas | Chemical Feeder |  | CHL | http://www.toronto.ca/TWONTO#chlorinator_system |  | Post Chlorination Location,Train #2
16414 | FHA-DCL-SO-0101 | Sulphonator, Solution Feed Gas Dispenser, Vacuum Operated, Filter Building Cl2/SO2 Feeder Room | FHA-DCL | Chemical Feeder,Gas | Chemical Feeder | 40800 | SO | http://www.toronto.ca/TWONTO#sulphonation_system |  | De-Chorination
16416 | FHA-DCL-SO-0301 | Sulphonator, Solution Feed Gas Dispenser, Vacuum Operated. Filter Building Cl2/SO2 Feeder Room | FHA-DCL-SO-0301-KQ | Chemical Feeder,Gas | Chemical Feeder | 39200 | SO | http://www.toronto.ca/TWONTO#sulphonation_system |  | Sulphonator Location
20981 | FHO-CLA-CHL-0101 | Chlorinator, Pre Chlorination Train 1, Chemical Building, L1, Machine Room | FHO-CLA | Chemical Feeder,Gas | Chemical Feeder |  | CHL | http://www.toronto.ca/TWONTO#chlorinator_system |  | Pre Chlorination System
20982 | FHO-CLA-CHL-0101 | Chlorinator, Pre Chlorination Train 1, Chemical Building, L1, Machine Room | FHO-CLA-CHL-0101-KQ | Chemical Feeder,Gas | Chemical Feeder |  | CHL | http://www.toronto.ca/TWONTO#chlorinator_system |  | Pre Chlorination Train 1
21085 | FHO-CLB-CHL-0101 | Chlorinator, Post Chlorination Train 1 West, Chemical Building, L1, Evaporator Room | FHO-CLB-CHL-0101-KQ | Chemical Feeder,Gas | Chemical Feeder |  | CHL | http://www.toronto.ca/TWONTO#chlorinator_system |  | Post ChlorinationTrain 1
21088 | FHO-CLB-CHL-0301 | Chlorinator, Post Chlorination East Train 3, Chemical Building, L1, Evaporator Room | FHO-CLB | Chemical Feeder,Gas | Chemical Feeder |  | CHL | http://www.toronto.ca/TWONTO#chlorinator_system |  | Post Chlorination System
21089 | FHO-CLB-CHL-0401 | Chlorinator, Post Chlorination East Train 4,Chemical Building, L1, Evaporator Room | FHO-CLB | Chemical Feeder,Gas | Chemical Feeder |  | CHL | http://www.toronto.ca/TWONTO#chlorinator_system |  | Post Chlorination System
21254 | FHO-CLC-CHL-0101 | Chlorinator, Trim Chlorination Train 1, Chemical Building, L1, Machine Room | FHO-CLC | Chemical Feeder,Gas | Chemical Feeder |  | CHL | http://www.toronto.ca/TWONTO#chlorinator_system |  | Trim Chlorination System
21255 | FHO-CLC-CHL-0101 | Chlorinator, Trim Chlorination Train 1, Chemical Building, L1, Machine Room | FHO-CLC-CHL-0101-KQ | Chemical Feeder,Gas | Chemical Feeder |  | CHL | http://www.toronto.ca/TWONTO#chlorinator_system |  | Trim Chlorination Train 1
21347 | FHO-DCL-SO-0301 | Sulphonator, Dechlorination Train 3, Chemical Building, Main Floor, Machine Room | FHO-DCL | Chemical Feeder,Gas | Chemical Feeder |  | SO | http://www.toronto.ca/TWONTO#sulphonation_system |  | De-Chlorination
21653 | FHO-DOZ-T-5005-SUS | Tank, Chemical Pot Feeder | FHO-SUSPENDED | Chemical Feeder | Chemical Feeder | 37567 | T | http://www.toronto.ca/TWONTO#chemical_storage_tank |  | Suspended Entity List
21654 | FHO-DOZ-T-5006-SUS | Tank, Chemical Pot Feeder | FHO-DOZ-P-5020 | Chemical Feeder | Chemical Feeder | 37568 | T | http://www.toronto.ca/TWONTO#chemical_storage_tank |  | Pump, Closed Loop Cooling Water Pump, Ozone Building, L1, Ozone Equipment Room
21655 | FHO-DOZ-T-5007-SUS | Tank, Chemical Pot Feeder | FHO-DOZ-P-5030 | Chemical Feeder | Chemical Feeder | 37569 | T | http://www.toronto.ca/TWONTO#chemical_storage_tank |  | Pump, Closed Loop Cooling Water Pump, Ozone Building, L1, Ozone Equipment Room
21656 | FHO-DOZ-T-5007-SUS | Tank, Chemical Pot Feeder | FHO-SUSPENDED | Chemical Feeder | Chemical Feeder | 37569 | T | http://www.toronto.ca/TWONTO#chemical_storage_tank |  | Suspended Entity List
24462 | FHO-PAC-FD-0101-SUS | Feeder, PAC skid 1 | FHO-SUSPENDED | Chemical Feeder,Powder | Chemical Feeder | 37696 | FD | chemical_dosing_system |  | Suspended Entity List
24463 | FHO-PAC-FD-0301-SUS | Feeder, PAC skid 3 | FHO-SUSPENDED | Chemical Feeder,Powder | Chemical Feeder | 37698 | FD | chemical_dosing_system |  | Suspended Entity List
24700 | FHO-PCL-P-0301-KQ | PACL Train 3 | FHO-PCL |  | Chemical Feeder |  | P | chemical_dosing_system |  | PACL System
28242 | FIS-CLA-CHL-0101 | Chlorinator, Pre Chlorination Train 1, Gaseous Chemical Building, Machine Room | FIS-CLA | Chemical Feeder,Gas | Chemical Feeder |  | CHL | http://www.toronto.ca/TWONTO#chlorinator_system |  | Pre-Chorination System
28243 | FIS-CLA-CHL-0201 | Chlorinator, Pre Chlorination Train 2, Gaseous Chemical Building, Machine Room | FIS-CLA | Chemical Feeder,Gas | Chemical Feeder |  | CHL | http://www.toronto.ca/TWONTO#chlorinator_system |  | Pre-Chorination System
28244 | FIS-CLA-CHL-0301 | Chlorinator, Pre/Drain Chlorination Train 3, Gaseous Chemical Building, Machine Room | FIS-CLA | Chemical Feeder,Gas | Chemical Feeder |  | CHL | http://www.toronto.ca/TWONTO#chlorinator_system |  | Pre-Chorination System
28250 | FIS-CLA-INJ-0101 | Eductor, Pre-Chlorine Train 1, Gaseous Chemical Building, Main Floor, Machine Room | FIS-CLA-CHL-0101 |  | Chemical Feeder |  | INJ | http://www.toronto.ca/TWONTO#ejector |  | Chlorinator, Pre Chlorination Train 1, Gaseous Chemical Building, Machine Room
28251 | FIS-CLA-INJ-0301 | Eductor, Drain Machine Train, Gaseous Chemical Building, Main Floor, Machine Room | FIS-CLA-CHL-0301 |  | Chemical Feeder |  | INJ | http://www.toronto.ca/TWONTO#ejector |  | Chlorinator, Pre/Drain Chlorination Train 3, Gaseous Chemical Building, Machine Room
28321 | FIS-CLB-CHL-0201 | Chlorinator, Post Chlorination Train 2, Gaseous Chemical Building, Machine Room | FIS-CLB | Chemical Feeder,Gas | Chemical Feeder |  | CHL | http://www.toronto.ca/TWONTO#chlorinator_system |  | Post-Chlorination
28322 | FIS-CLB-CHL-0301 | Chlorinator, Post Chlorination Train 3, Gaseous Chemical Building, Machine Room | FIS-CLB | Chemical Feeder,Gas | Chemical Feeder |  | CHL | http://www.toronto.ca/TWONTO#chlorinator_system |  | Post-Chlorination
28330 | FIS-CLB-INJ-0101 | Eductor, Post-Chlorine, Filter Complex, Basement Floor, Filter Gallery | FIS-CLB-CHL-0101 |  | Chemical Feeder |  | INJ | http://www.toronto.ca/TWONTO#ejector |  | Chlorinator, Post Chlorination Train 1, Gaseous Chemical Building, Machine Room
28516 | FIS-DCL-SO-0201 | Sulphonator, Gaseous Chemical Building, Machine Room | FIS-DCL |  | Chemical Feeder |  | SO | http://www.toronto.ca/TWONTO#sulphonation_system |  | De-Chlorination
28517 | FIS-DCL-SO-0301 | Sulphonator, Gaseous Chemical Building, Machine Room | FIS-DCL |  | Chemical Feeder |  | SO | http://www.toronto.ca/TWONTO#sulphonation_system |  | De-Chlorination
39791 | TAB-ACC-FD-4452 | Feeder, Chemical,Glycol Chemical feeder Line | TAB-ACC-P-4450 | Analyzer | Chemical Feeder |  | FD | http://www.toronto.ca/TWONTO#ejector |  | Pump , Circulating , Glycol water System
43536 | TAB-DEW-FD-3001 | Dry Polymer Hopper #1 Feeder | TAB-DEW-T-3010 | Mixer | Chemical Feeder |  | FD | http://www.toronto.ca/TWONTO#ejector |  | Tank, Polymer Mixing #1
43537 | TAB-DEW-FD-3003 | Dry Polymer Hopper #3 Feeder | TAB-DEW-T-3030 | Gearbox | Chemical Feeder |  | FD | http://www.toronto.ca/TWONTO#ejector |  | Tank, Polymer Mixing # 3
43538 | TAB-DEW-FD-3004 | Dry Polymer Hopper #4 Feeder | TAB-DEW-T-3040 | Gearbox | Chemical Feeder |  | FD | http://www.toronto.ca/TWONTO#ejector |  | Tank, Polymer Mixing #4
43539 | TAB-DEW-FD-3006 | Dry Polymer Hopper #6 Feeder | TAB-DEW-T-3060 | Mixer | Chemical Feeder |  | FD | http://www.toronto.ca/TWONTO#ejector |  | Tank, Polymer Mixing #6
43751 | TAB-DEW-MEQ-3001 | Dry Polymer Feeder #1 Eductor | TAB-DEW-FD-3001 | Conveyor | Chemical Feeder |  | MEQ | http://www.toronto.ca/TWONTO#ejector |  | Dry Polymer Hopper #1 Feeder
43752 | TAB-DEW-MEQ-3003 | Dry Polymer Feeder #3 Eductor | TAB-DEW-FD-3003 | Conveyor | Chemical Feeder |  | MEQ | http://www.toronto.ca/TWONTO#ejector |  | Dry Polymer Hopper #3 Feeder
43753 | TAB-DEW-MEQ-3005 | Dry Polymer Feeder #5 Eductor | TAB-DEW-FD-3005 | Conveyor | Chemical Feeder |  | MEQ | http://www.toronto.ca/TWONTO#ejector |  | Dry Polymer Hopper #5 Feeder
43754 | TAB-DEW-MEQ-3006 | Dry Polymer Feeder #6 Eductor | TAB-DEW-FD-3006 | Conveyor | Chemical Feeder |  | MEQ | http://www.toronto.ca/TWONTO#ejector |  | Dry Polymer Hopper #6 Feeder
44920 | TAB-DIG-FD-6470 | Feeder, Chemical | TAB-DIG-P-9722 | Chemical Feeder,Liquid | Chemical Feeder |  | FD | http://www.toronto.ca/TWONTO#ejector |  | Pump, CWP-1, Digester Cooling System
46601 | TAB-DIS-CHL-1112 | Chlorinator #2 | TAB-DIS-CHL-2 | Chemical Feeder | Chemical Feeder |  | CHL | http://www.toronto.ca/TWONTO#chlorinator_system |  | Chlorination Train #2
46602 | TAB-DIS-CHL-1112 | Chlorinator #2 | TAB-SUSPENDED ENTITY | Chemical Feeder | Chemical Feeder |  | CHL | http://www.toronto.ca/TWONTO#chlorinator_system |  | Suspended entities
46603 | TAB-DIS-CHL-1113 | Chlorinator #3 | TAB-DIS-CHL-3 |  | Chemical Feeder |  | CHL | http://www.toronto.ca/TWONTO#chlorinator_system |  | ChlorinatIon Train #3
46604 | TAB-DIS-CHL-1114 | Chlorinator #4 | TAB-DIS-CHL-4 |  | Chemical Feeder |  | CHL | http://www.toronto.ca/TWONTO#chlorinator_system |  | Chlorination Train #4
46605 | TAB-DIS-CHL-1115 | Chlorinator #5 | TAB-DIS-CHL-5 |  | Chemical Feeder |  | CHL | http://www.toronto.ca/TWONTO#chlorinator_system |  | Chlorination Train #5
46606 | TAB-DIS-CHL-1115 | Chlorinator #5 | TAB-SUSPENDED ENTITY |  | Chemical Feeder |  | CHL | http://www.toronto.ca/TWONTO#chlorinator_system |  | Suspended entities
46607 | TAB-DIS-CHL-1116 | Chlorinator #6 | TAB-DIS-CHL-6 | Chemical Feeder | Chemical Feeder |  | CHL | http://www.toronto.ca/TWONTO#chlorinator_system |  | Chlorination Train #6
46608 | TAB-DIS-CHL-1116 | Chlorinator #6 | TAB-SUSPENDED ENTITY | Chemical Feeder | Chemical Feeder |  | CHL | http://www.toronto.ca/TWONTO#chlorinator_system |  | Suspended entities
46609 | TAB-DIS-CHL-1117 | Chlorinator #7 | TAB-DIS-CHL-7 |  | Chemical Feeder |  | CHL | http://www.toronto.ca/TWONTO#chlorinator_system |  | Chlorination Train #7
46610 | TAB-DIS-CHL-1118 | Chlorinator #8 | TAB-DIS-CHL-8 |  | Chemical Feeder |  | CHL | http://www.toronto.ca/TWONTO#chlorinator_system |  | Chlorination Train #8
46624 | TAB-DIS-F-0012 | Filter , Chlorine | TAB-DIS-CHL-2 | Filter | Chemical Feeder |  | F | http://www.toronto.ca/TWONTO#discrete_unit_of_treatment_filter |  | Chlorination Train #2
46625 | TAB-DIS-F-0013 | Filter , Chlorine | TAB-DIS-CHL-3 | Filter | Chemical Feeder |  | F | http://www.toronto.ca/TWONTO#discrete_unit_of_treatment_filter |  | ChlorinatIon Train #3
46626 | TAB-DIS-F-0014 | Filter , Chlorine | TAB-DIS-CHL-4 | Filter | Chemical Feeder |  | F | http://www.toronto.ca/TWONTO#discrete_unit_of_treatment_filter |  | Chlorination Train #4
50563 | FCL-DCL-SO-0101 | Sulphonator, Sulphur Dioxide System, Machine Room,Gaseous Chemical Building | FCL-DCL | Analyzer,Sulphur Dioxide | Chemical Feeder |  | SO | http://www.toronto.ca/TWONTO#sulphonation_system |  | Sulphur Dioxide System
50564 | FCL-DCL-SO-0501 | Sulphonator, RMF Dechlorination, Machine Room,Gaseous Chemical Building | FCL-DCL | Analyzer,Sulphur Dioxide | Chemical Feeder |  | SO | http://www.toronto.ca/TWONTO#sulphonation_system |  | Sulphur Dioxide System
50782 | TAB-PRM-FD-0111 | Chemical Feeder, Dry Polymer, Tank T-0110 Inlet, Polymer Room, Old Screen Bldg., P Bldg. | TAB-PRM-T-0110 | Chemical Feeder,Powder | Chemical Feeder |  | FD | http://www.toronto.ca/TWONTO#polymer_preparation_system |  | Tank, Polymer Make-Up, Polymer Room, Old Screen Bldg., P Bldg.
52083 | TAB-PWA-FD-2701 | Feeder, Chemical | TAB-PWA-P-2761S | Chemical Feeder | Chemical Feeder |  | FD | http://www.toronto.ca/TWONTO#ejector |  | Pump, Chemical Metering
52084 | TAB-PWA-FD-2701 | Feeder, Chemical | TAB-PWA-T-2701 | Chemical Feeder | Chemical Feeder |  | FD | http://www.toronto.ca/TWONTO#ejector |  | Tank, Chemical, Sodium Hypochlorite
52085 | TAB-PWA-FD-2702 | Feeder, Chemical | TAB-PWA-P-2711 | Chemical Feeder | Chemical Feeder |  | FD | http://www.toronto.ca/TWONTO#ejector |  | Pump, Chemical Metering
52086 | TAB-PWA-FD-2702 | Feeder, Chemical | TAB-PWA-T-2700 | Chemical Feeder | Chemical Feeder |  | FD | http://www.toronto.ca/TWONTO#ejector |  | Tank, Chemical, Sodium Hypochlorite
54942 | TAB-THK-FD-4011 | Feeder, Polymer Solution Preparation Feed System | TAB-THK-MX-4010 | Chemical Feeder,Powder | Chemical Feeder |  | FD | http://www.toronto.ca/TWONTO#polymer_preparation_system |  | Hopper Feed, Dry Polymer Feed Preparation
54943 | TAB-THK-FD-4031 | Feeder, Polymer Solution Preparation Feed System | TAB-THK-MX-4030 | Chemical Feeder,Powder | Chemical Feeder |  | FD | http://www.toronto.ca/TWONTO#polymer_preparation_system |  | Hopper Feed, Dry Polymer Feed Preparation
54991 | TAB-THK-MEQ-4032 | Eductor - Dry Polymer Blower Feed System | TAB-THK-MX-4030 | Chemical Feeder,Powder | Chemical Feeder |  | MEQ | http://www.toronto.ca/TWONTO#ejector |  | Hopper Feed, Dry Polymer Feed Preparation
54992 | TAB-THK-MX | Dry Polymer Feed Preparation System | TAB-THK-POL |  | Chemical Feeder |  |  | http://www.toronto.ca/TWONTO#collection_of_assets |  | Polymer System
54993 | TAB-THK-MX-4010 | Hopper Feed, Dry Polymer Feed Preparation | TAB-THK-MX | Chemical Feeder,Powder | Chemical Feeder |  | MX | http://www.toronto.ca/TWONTO#mixer_or_agitator |  | Dry Polymer Feed Preparation System
54994 | TAB-THK-MX-4020 | Hopper Feed, Dry Polymer Feed Preparation | TAB-THK-MX | Chemical Feeder,Powder | Chemical Feeder |  | MX | http://www.toronto.ca/TWONTO#mixer_or_agitator |  | Dry Polymer Feed Preparation System
56481 | THC-ACC-FD-3000 | Feeder,Chemical, Bypass,Hot Water Recirculation Pumps, Boiler Building | THC-ACC-P-3013 | Chemical Feeder,Gas | Chemical Feeder |  | FD | http://www.toronto.ca/TWONTO#ejector |  | Pump,Centrifugal,Plant Hot Water Supply,Recirc.,Boiler Building
66907 | THC-THK-FD-1101 | Feeder,Polymer Make-up System-1100,Thickening Building | THC-THK-T-1100 | Chemical Feeder,Powder | Chemical Feeder |  | FD | http://www.toronto.ca/TWONTO#polymer_preparation_system |  | Tank,Make-up,Polymer Make-up System-1100,Thickening Building
66908 | THC-THK-FD-1201 | Feeder,Polymer Make-up System-1200,Thickening Building | THC-THK-T-1200 | Chemical Feeder,Powder | Chemical Feeder |  | FD | http://www.toronto.ca/TWONTO#polymer_preparation_system |  | Tank,Make-up,Polymer Make-up System-1200,Thickening Building
67642 | THR-ACC-FD-7477 | Water Softener, Boilers Make Up Water | THR-ACC-BO | Chemical Feeder,Liquid | Chemical Feeder |  | FD | http://www.toronto.ca/TWONTO#storage_tank |  | Air Conditioning, Heating and Ventilation, Boiler
71839 | FHA-CLA-CHL-0201 | Chlorinator, Solution Feed Gas Dispenser, Vacuum Operated, Filtration Bldg., Chlorine Feed Room | FHA-CLA | Chemical Feeder,Gas | Chemical Feeder |  | CHL | http://www.toronto.ca/TWONTO#chlorinator_system |  | Pre-Chlorination
71841 | FHA-CLA-CHL-0301 | Chlorinator, Solution Feed Gas Dispenser, Vacuum Operated, Filtration Bldg., Chlorine Feed Room | FHA-CLA-CHL-0301-KQ | Chemical Feeder,Gas | Chemical Feeder |  | CHL | http://www.toronto.ca/TWONTO#chlorinator_system |  | Chlorination Location,Train #3
72706 | THR-DIS-CHL-1211 | Chlorinator, Chlorination Building, Disinfection, Chlorination System | THR-DIS-EV | Chemical Feeder,Gas | Chemical Feeder | 34313 | CHL | http://www.toronto.ca/TWONTO#chlorinator_system |  | Disinfection, Chlorine Evaporator
72707 | THR-DIS-CHL-1221 | Chlorinator, Chlorination Building, Disinfection, Chlorination System | THR-DIS-CHL | Chemical Feeder,Gas | Chemical Feeder | 34314 | CHL | http://www.toronto.ca/TWONTO#chlorinator_system |  | Disinfection, Chlorination System
72708 | THR-DIS-CHL-1221 | Chlorinator, Chlorination Building, Disinfection, Chlorination System | THR-DIS-EV | Chemical Feeder,Gas | Chemical Feeder | 34314 | CHL | http://www.toronto.ca/TWONTO#chlorinator_system |  | Disinfection, Chlorine Evaporator
72709 | THR-DIS-CHL-1231 | Chlorinator, Chlorination Building, Disinfection, Chlorination System | THR-S-E | Chemical Feeder,Gas | Chemical Feeder | 34315 | CHL | http://www.toronto.ca/TWONTO#chlorinator_system |  | SUSPENDED ENTITY
72710 | THR-DIS-CHL-1241 | Chlorinator, Chlorination Building, Disinfection, Chlorination System | THR-DIS-EV | Chemical Feeder,Gas | Chemical Feeder | 34316 | CHL | http://www.toronto.ca/TWONTO#chlorinator_system |  | Disinfection, Chlorine Evaporator
72711 | THR-DIS-CHL-1251 | Chlorinator, Chlorination Building, Disinfection, Chlorination System | THR-DIS-CHL | Chemical Feeder,Gas | Chemical Feeder | 34317 | CHL | http://www.toronto.ca/TWONTO#chlorinator_system |  | Disinfection, Chlorination System
72712 | THR-DIS-CHL-1251 | Chlorinator, Chlorination Building, Disinfection, Chlorination System | THR-S-E | Chemical Feeder,Gas | Chemical Feeder | 34317 | CHL | http://www.toronto.ca/TWONTO#chlorinator_system |  | SUSPENDED ENTITY
72729 | FHA-CLB-CHL-0101 | Chlorinator, Solution Feed Gas Dispenser, Vacuum Operated, Filtration Building, Cl2/SO2 Feeder Room | FHA-CLB | Chemical Feeder,Gas | Chemical Feeder |  | CHL | http://www.toronto.ca/TWONTO#chlorinator_system |  | Post-Chlorination
72730 | FHA-CLB-CHL-0201 | Chlorinator, Solution Feed Gas Dispenser, Vacuum Operated, Filtration Building, Cl2/SO2 Feeder Room | FHA-CLB | Chemical Feeder,Gas | Chemical Feeder |  | CHL | http://www.toronto.ca/TWONTO#chlorinator_system |  | Post-Chlorination
74665 | FHA-DCL-SO-0101 | Sulphonator, Solution Feed Gas Dispenser, Vacuum Operated, Filter Building Cl2/SO2 Feeder Room | FHA-DCL-SO-0101-KQ | Chemical Feeder,Gas | Chemical Feeder | 40800 | SO | http://www.toronto.ca/TWONTO#sulphonation_system |  | Sulphonator Location
74667 | FHA-DCL-SO-0301 | Sulphonator, Solution Feed Gas Dispenser, Vacuum Operated. Filter Building Cl2/SO2 Feeder Room | FHA-DCL | Chemical Feeder,Gas | Chemical Feeder | 39200 | SO | http://www.toronto.ca/TWONTO#sulphonation_system |  | De-Chorination
79450 | THR-THK-POL-8002 | Polymer Preparation Unit System, Unit #2 | THR-THK-POL | Chemical Feeder,Powder | Chemical Feeder |  | POL | http://www.toronto.ca/TWONTO#polymer_preparation_system |  | Polymer Systems, Sludge Thickening
80784 | TNT-CSO-POL-2301 | Polymer Make-Down Skid No.3 | TNT-CSO-LAB | Chemical Feeder | Chemical Feeder |  | POL | http://www.toronto.ca/TWONTO#polymer_preparation_system |  | Lab Bldg polymer System
80785 | TNT-CSO-POL-2401 | Polymer Make-Down Skid No.4 | TNT-CSO-LAB | Chemical Feeder | Chemical Feeder |  | POL | http://www.toronto.ca/TWONTO#polymer_preparation_system |  | Lab Bldg polymer System
80786 | TNT-CSO-POL-2501 | Polymer Make-Down Skid No.5 | TNT-CSO-LAB | Chemical Feeder | Chemical Feeder |  | POL | http://www.toronto.ca/TWONTO#polymer_preparation_system |  | Lab Bldg polymer System
83570 | FHA-SM-SB-0100 | Scrubber, Cl2 Filter Building, East Pipe Gallery | FHA-SES-SCRUBBER | Scrubber | Chemical Feeder |  | SB | http://www.toronto.ca/TWONTO#air_scrubber |  | Scrubber System
90723 | FHO-CLA-CHL-0201 | Chlorinator, Pre Chlorination Train 2, Chemical Building, L1, Machine Room | FHO-CLA | Chemical Feeder,Gas | Chemical Feeder |  | CHL | http://www.toronto.ca/TWONTO#chlorinator_system |  | Pre Chlorination System
90724 | FHO-CLA-CHL-0201 | Chlorinator, Pre Chlorination Train 2, Chemical Building, L1, Machine Room | FHO-CLA-CHL-0201-KQ | Chemical Feeder,Gas | Chemical Feeder |  | CHL | http://www.toronto.ca/TWONTO#chlorinator_system |  | Pre Chlorination Train 2
90829 | FHO-CLB-CHL-0101 | Chlorinator, Post Chlorination Train 1 West, Chemical Building, L1, Evaporator Room | FHO-CLB | Chemical Feeder,Gas | Chemical Feeder |  | CHL | http://www.toronto.ca/TWONTO#chlorinator_system |  | Post Chlorination System
90830 | FHO-CLB-CHL-0201 | Chlorinator, Post Chlorination Train 2 West, Chemical Building, L1, Evaporator Room | FHO-CLB | Chemical Feeder,Gas | Chemical Feeder |  | CHL | http://www.toronto.ca/TWONTO#chlorinator_system |  | Post Chlorination System
90831 | FHO-CLB-CHL-0201 | Chlorinator, Post Chlorination Train 2 West, Chemical Building, L1, Evaporator Room | FHO-CLB-CHL-0201-KQ | Chemical Feeder,Gas | Chemical Feeder |  | CHL | http://www.toronto.ca/TWONTO#chlorinator_system |  | Post Chlorination Train 2
90834 | FHO-CLB-CHL-0301 | Chlorinator, Post Chlorination East Train 3, Chemical Building, L1, Evaporator Room | FHO-CLC | Chemical Feeder,Gas | Chemical Feeder |  | CHL | http://www.toronto.ca/TWONTO#chlorinator_system |  | Trim Chlorination System
90835 | FHO-CLB-CHL-0301 | Chlorinator, Post Chlorination East Train 3, Chemical Building, L1, Evaporator Room | FHO-CLC-CHL-0201-KQ | Chemical Feeder,Gas | Chemical Feeder |  | CHL | http://www.toronto.ca/TWONTO#chlorinator_system |  | Trim ChlorinationTrain 2
90836 | FHO-CLB-CHL-0401 | Chlorinator, Post Chlorination East Train 4,Chemical Building, L1, Evaporator Room | FHO-DCL | Chemical Feeder,Gas | Chemical Feeder |  | CHL | http://www.toronto.ca/TWONTO#chlorinator_system |  | De-Chlorination
90837 | FHO-CLB-CHL-0401 | Chlorinator, Post Chlorination East Train 4,Chemical Building, L1, Evaporator Room | FHO-DCL-SO-0101-KQ | Chemical Feeder,Gas | Chemical Feeder |  | CHL | http://www.toronto.ca/TWONTO#chlorinator_system |  | Dechlorination Train 1
91074 | FHO-DCL-SO-0201 | Sulphonator, Dechlorination Train 2, Chemical Building, Main Floor, Machine Room | FHO-DCL | Chemical Feeder,Gas | Chemical Feeder |  | SO | http://www.toronto.ca/TWONTO#sulphonation_system |  | De-Chlorination
91075 | FHO-DCL-SO-0201 | Sulphonator, Dechlorination Train 2, Chemical Building, Main Floor, Machine Room | FHO-DCL-SO-0201-KQ | Chemical Feeder,Gas | Chemical Feeder |  | SO | http://www.toronto.ca/TWONTO#sulphonation_system |  | Dechlorination Train 2
91077 | FHO-DCL-SO-0301 | Sulphonator, Dechlorination Train 3, Chemical Building, Main Floor, Machine Room | FHO-DCL-SO-0301-KQ | Chemical Feeder,Gas | Chemical Feeder |  | SO | http://www.toronto.ca/TWONTO#sulphonation_system |  | Dechlorination Train 3
91376 | FHO-DOZ-T-5005-SUS | Tank, Chemical Pot Feeder | FHO-DOZ-P-5010 | Chemical Feeder | Chemical Feeder | 37567 | T | http://www.toronto.ca/TWONTO#chemical_storage_tank |  | Pump, Closed Loop Cooling Water Pump, Ozone Building, L1, Ozone Equipment Room
91377 | FHO-DOZ-T-5006-SUS | Tank, Chemical Pot Feeder | FHO-SUSPENDED | Chemical Feeder | Chemical Feeder | 37568 | T | http://www.toronto.ca/TWONTO#chemical_storage_tank |  | Suspended Entity List
93608 | FHO-PAC-FD-0101-SUS | Feeder, PAC skid 1 | FHO-PAC | Chemical Feeder,Powder | Chemical Feeder | 37696 | FD | chemical_dosing_system |  | PAC System
93609 | FHO-PAC-FD-0201-SUS | Feeder, PAC skid 2 | FHO-PAC | Chemical Feeder,Powder | Chemical Feeder | 37697 | FD | chemical_dosing_system |  | PAC System
93610 | FHO-PAC-FD-0201-SUS | Feeder, PAC skid 2 | FHO-SUSPENDED | Chemical Feeder,Powder | Chemical Feeder | 37697 | FD | chemical_dosing_system |  | Suspended Entity List
93611 | FHO-PAC-FD-0301-SUS | Feeder, PAC skid 3 | FHO-PAC | Chemical Feeder,Powder | Chemical Feeder | 37698 | FD | chemical_dosing_system |  | PAC System
93658 | FHO-PCL-P-0301-KQ | PACL Train 3 | FHO-OBSOLETE |  | Chemical Feeder |  | P | chemical_dosing_system |  | Removed From Service
93661 | FHO-PCL-P-0401-KQ | PACL Train 4 | FHO-OBSOLETE |  | Chemical Feeder |  | P | chemical_dosing_system |  | Removed From Service
93662 | FHO-PCL-P-0401-KQ | PACL Train 4 | FHO-PCL |  | Chemical Feeder |  | P | chemical_dosing_system |  | PACL System
96234 | FIS-CLA-CHL-0501-SUS | Chlorinator | FIS-CLA | Chemical Feeder,Gas | Chemical Feeder | 38160 | CHL | http://www.toronto.ca/TWONTO#chlorinator_system |  | Pre-Chorination System
96235 | FIS-CLA-CHL-0501-SUS | Chlorinator | FIS-SUSPENDED | Chemical Feeder,Gas | Chemical Feeder | 38160 | CHL | http://www.toronto.ca/TWONTO#chlorinator_system |  | Obsolete Entities/Processes
96249 | FIS-CLA-INJ-0201 | Eductor, Pre-Chlorine Train 2, Gaseous Chemical Building, Main Floor, Machine Room | FIS-CLA-CHL-0201 |  | Chemical Feeder |  | INJ | http://www.toronto.ca/TWONTO#ejector |  | Chlorinator, Pre Chlorination Train 2, Gaseous Chemical Building, Machine Room
96298 | FIS-CLB-CHL-0101 | Chlorinator, Post Chlorination Train 1, Gaseous Chemical Building, Machine Room | FIS-CLB | Chemical Feeder,Gas | Chemical Feeder |  | CHL | http://www.toronto.ca/TWONTO#chlorinator_system |  | Post-Chlorination
96308 | FIS-CLB-INJ-0201 | Eductor, Post-Chlorine, Filter Complex, Basement Floor, Filter Gallery | FIS-CLB-CHL-0201 |  | Chemical Feeder |  | INJ | http://www.toronto.ca/TWONTO#ejector |  | Chlorinator, Post Chlorination Train 2, Gaseous Chemical Building, Machine Room
96309 | FIS-CLB-INJ-0301 | Eductor, Trim-Chlorine, Metering & Sampling Building, Lower Level | FIS-CLB-CHL-0301 |  | Chemical Feeder |  | INJ | http://www.toronto.ca/TWONTO#ejector |  | Chlorinator, Post Chlorination Train 3, Gaseous Chemical Building, Machine Room
96385 | FIS-CLC-CHL-0101 | Chemical Feeder, Gas, Chlorine, Trim Chlorination, Chlorination System | FIS-CLB | Chemical Feeder,Gas | Chemical Feeder |  | CHL | http://www.toronto.ca/TWONTO#chlorinator_system |  | Post-Chlorination
96386 | FIS-CLC-CHL-0101 | Chemical Feeder, Gas, Chlorine, Trim Chlorination, Chlorination System | FIS-CLC | Chemical Feeder,Gas | Chemical Feeder |  | CHL | http://www.toronto.ca/TWONTO#chlorinator_system |  | Trim Chlorination System
96422 | FIS-DCL-INJ-0101 | Eductor, SO2, Chemical Mixing Building, Upper Level | FIS-DCL-SO-0101 |  | Chemical Feeder |  | INJ | http://www.toronto.ca/TWONTO#ejector |  | Sulphonator, Gaseous Chemical Building, Machine Room
96423 | FIS-DCL-INJ-0201 | Eductor, SO2, Chemical Mixing Building, Upper Level | FIS-DCL-SO-0201 |  | Chemical Feeder |  | INJ | http://www.toronto.ca/TWONTO#ejector |  | Sulphonator, Gaseous Chemical Building, Machine Room
96434 | FIS-DCL-SO-0101 | Sulphonator, Gaseous Chemical Building, Machine Room | FIS-DCL |  | Chemical Feeder |  | SO | http://www.toronto.ca/TWONTO#sulphonation_system |  | De-Chlorination
106388 | TAB-ACC-FD-1232 | Feeder, Chemical,Glycol Chemical feeder Line | TAB-ACC-P-1230 | Chemical Feeder | Chemical Feeder |  | FD | http://www.toronto.ca/TWONTO#ejector |  | Pump, Glycol Circulating, Floatation Bldg, PG 25-1
106391 | TAB-ACC-FD-2814 | Feeder, Chemical, Old Dewatering Bsmt | TAB-ACC-P-2814 | Chemical Feeder | Chemical Feeder |  | FD | http://www.toronto.ca/TWONTO#ejector |  | Pump, Circulating,Glycol , Dewatering Space Heating, P7-4
106392 | TAB-ACC-FD-3433 | Feeder, Chemical,Glycol Chemical feeder Line | TAB-ACC-P-3431 | Analyzer | Chemical Feeder |  | FD | http://www.toronto.ca/TWONTO#ejector |  | Pump, Circulating, Glycol,Filter Bldg, S-6 & S-7,PG38-1,
106393 | TAB-ACC-FD-3882 | Feeder, Chemical,Glycol Chemical feeder Line | TAB-ACC-P-3880 | Analyzer | Chemical Feeder |  | FD | http://www.toronto.ca/TWONTO#ejector |  | Pump,Clrculating, Glycol , PG29/30/31-1
109324 | TAB-DEW POLYMER PREP | Polymer Solution Preparation & Storage Systems | TAB-DEW-POLYMER |  | Chemical Feeder |  |  | http://www.toronto.ca/TWONTO#collection_of_assets |  | Dewatering Polymer System
109410 | TAB-DEW-FD-3002 | Dry Polymer Hopper #2 Feeder | TAB-DEW-T-3020 | Mixer | Chemical Feeder |  | FD | http://www.toronto.ca/TWONTO#ejector |  | Tank, Polymer Mixing # 2
109411 | TAB-DEW-FD-3005 | Dry Polymer Hopper #5 Feeder | TAB-DEW-T-3050 | Gearbox | Chemical Feeder |  | FD | http://www.toronto.ca/TWONTO#ejector |  | Tank, Polymer Mixing #5
109615 | TAB-DEW-MEQ-3002 | Dry Polymer Feeder #2 Eductor | TAB-DEW-FD-3002 | Conveyor | Chemical Feeder |  | MEQ | http://www.toronto.ca/TWONTO#ejector |  | Dry Polymer Hopper #2 Feeder
109616 | TAB-DEW-MEQ-3004 | Dry Polymer Feeder #4 Eductor | TAB-DEW-FD-3004 | Conveyor | Chemical Feeder |  | MEQ | http://www.toronto.ca/TWONTO#ejector |  | Dry Polymer Hopper #4 Feeder
110568 | TAB-DIG-FD-6480 | Filter & Feeder, Chemical | TAB-DIG-P-9724 | Chemical Feeder,Liquid | Chemical Feeder |  | FD | http://www.toronto.ca/TWONTO#ejector |  | Pump, CWP-3, Chill Water ReCirc.
110569 | TAB-DIG-FD-6494 | Feeder,Chemical | TAB-DIG-P-9726 | Chemical Feeder,Liquid | Chemical Feeder |  | FD | http://www.toronto.ca/TWONTO#ejector |  | Pump, Chilled Water Circulating, CWCP-1, Digester Gas Control Build, Basement
110570 | TAB-DIG-FD-6494 | Feeder,Chemical | TAB-DIG-P-9727 | Chemical Feeder,Liquid | Chemical Feeder |  | FD | http://www.toronto.ca/TWONTO#ejector |  | Pump, Chilled Water Circulating, CWCP-2, Digester Gas Control Build, Basement
112162 | TAB-DIS-CHL-1113 | Chlorinator #3 | TAB-SUSPENDED ENTITY |  | Chemical Feeder |  | CHL | http://www.toronto.ca/TWONTO#chlorinator_system |  | Suspended entities
112163 | TAB-DIS-CHL-1114 | Chlorinator #4 | TAB-SUSPENDED ENTITY |  | Chemical Feeder |  | CHL | http://www.toronto.ca/TWONTO#chlorinator_system |  | Suspended entities
112164 | TAB-DIS-CHL-1117 | Chlorinator #7 | TAB-SUSPENDED ENTITY |  | Chemical Feeder |  | CHL | http://www.toronto.ca/TWONTO#chlorinator_system |  | Suspended entities
112181 | TAB-DIS-F-0015 | Filter , Chlorine | TAB-DIS-CHL-5 | Filter | Chemical Feeder |  | F | http://www.toronto.ca/TWONTO#discrete_unit_of_treatment_filter |  | Chlorination Train #5
112182 | TAB-DIS-F-0016 | Filter , Chlorine | TAB-DIS-CHL-6 | Filter | Chemical Feeder |  | F | http://www.toronto.ca/TWONTO#discrete_unit_of_treatment_filter |  | Chlorination Train #6
112183 | TAB-DIS-F-0017 | Filter , Chlorine | TAB-DIS-CHL-7 | Filter | Chemical Feeder |  | F | http://www.toronto.ca/TWONTO#discrete_unit_of_treatment_filter |  | Chlorination Train #7
112184 | TAB-DIS-F-0018 | Filter , Chlorine | TAB-DIS-CHL-8 | Filter | Chemical Feeder |  | F | http://www.toronto.ca/TWONTO#discrete_unit_of_treatment_filter |  | Chlorination Train #8
112212 | TAB-DIS-NAOCL | Disinfection - Sodium Hypochlorite | TAB-DIS |  | Chemical Feeder |  |  | http://www.toronto.ca/TWONTO#collection_of_assets |  | Disinfection
112213 | TAB-DIS-NAOCL | Disinfection - Sodium Hypochlorite | TAB-PWA |  | Chemical Feeder |  |  | http://www.toronto.ca/TWONTO#collection_of_assets |  | Plant Water
119239 | TAB-THK-FD-4021 | Feeder, Polymer Solution Preparation Feed System | TAB-THK-MX-4020 | Chemical Feeder,Powder | Chemical Feeder |  | FD | http://www.toronto.ca/TWONTO#polymer_preparation_system |  | Hopper Feed, Dry Polymer Feed Preparation
119303 | TAB-THK-MEQ-4012 | Eductor - Dry Polymer Blower Feed System | TAB-THK-MX-4010 | Chemical Feeder,Powder | Chemical Feeder |  | MEQ | http://www.toronto.ca/TWONTO#ejector |  | Hopper Feed, Dry Polymer Feed Preparation
119304 | TAB-THK-MEQ-4022 | Eductor - Dry Polymer Blower Feed System | TAB-THK-MX-4020 | Chemical Feeder,Powder | Chemical Feeder |  | MEQ | http://www.toronto.ca/TWONTO#ejector |  | Hopper Feed, Dry Polymer Feed Preparation
119305 | TAB-THK-MX-4030 | Hopper Feed, Dry Polymer Feed Preparation | TAB-THK-MX | Chemical Feeder,Powder | Chemical Feeder |  | MX | http://www.toronto.ca/TWONTO#mixer_or_agitator |  | Dry Polymer Feed Preparation System
120628 | THC-ACC-FD-3000 | Feeder,Chemical, Bypass,Hot Water Recirculation Pumps, Boiler Building | THC-ACC-PIP-0001 | Chemical Feeder,Gas | Chemical Feeder |  | FD | http://www.toronto.ca/TWONTO#ejector |  | Piping system, HVAC associated with Boilers (Hot Water Facility Wide)
129828 | THR-ACC-FD-7477AS | Water Softener, Boilers Make Up Water East Side | THR-ACC-FD-7477 | Chemical Feeder,Liquid | Chemical Feeder | 36258 | FD | http://www.toronto.ca/TWONTO#storage_tank |  | Water Softener, Boilers Make Up Water
129829 | THR-ACC-FD-7477BS | Water Softener, Boilers Make Up Water West Side | THR-ACC-FD-7477 | Chemical Feeder,Liquid | Chemical Feeder | 36259 | FD | http://www.toronto.ca/TWONTO#storage_tank |  | Water Softener, Boilers Make Up Water
133824 | THR-DIS-CHL-1211 | Chlorinator, Chlorination Building, Disinfection, Chlorination System | THR-DIS-CHL | Chemical Feeder,Gas | Chemical Feeder | 34313 | CHL | http://www.toronto.ca/TWONTO#chlorinator_system |  | Disinfection, Chlorination System
133825 | THR-DIS-CHL-1211 | Chlorinator, Chlorination Building, Disinfection, Chlorination System | THR-S-E | Chemical Feeder,Gas | Chemical Feeder | 34313 | CHL | http://www.toronto.ca/TWONTO#chlorinator_system |  | SUSPENDED ENTITY
133826 | THR-DIS-CHL-1221 | Chlorinator, Chlorination Building, Disinfection, Chlorination System | THR-S-E | Chemical Feeder,Gas | Chemical Feeder | 34314 | CHL | http://www.toronto.ca/TWONTO#chlorinator_system |  | SUSPENDED ENTITY
133827 | THR-DIS-CHL-1231 | Chlorinator, Chlorination Building, Disinfection, Chlorination System | THR-DIS-CHL | Chemical Feeder,Gas | Chemical Feeder | 34315 | CHL | http://www.toronto.ca/TWONTO#chlorinator_system |  | Disinfection, Chlorination System
133828 | THR-DIS-CHL-1231 | Chlorinator, Chlorination Building, Disinfection, Chlorination System | THR-DIS-EV | Chemical Feeder,Gas | Chemical Feeder | 34315 | CHL | http://www.toronto.ca/TWONTO#chlorinator_system |  | Disinfection, Chlorine Evaporator
133829 | THR-DIS-CHL-1241 | Chlorinator, Chlorination Building, Disinfection, Chlorination System | THR-DIS-CHL | Chemical Feeder,Gas | Chemical Feeder | 34316 | CHL | http://www.toronto.ca/TWONTO#chlorinator_system |  | Disinfection, Chlorination System
133830 | THR-DIS-CHL-1241 | Chlorinator, Chlorination Building, Disinfection, Chlorination System | THR-S-E | Chemical Feeder,Gas | Chemical Feeder | 34316 | CHL | http://www.toronto.ca/TWONTO#chlorinator_system |  | SUSPENDED ENTITY
133831 | THR-DIS-CHL-1251 | Chlorinator, Chlorination Building, Disinfection, Chlorination System | THR-DIS-EV | Chemical Feeder,Gas | Chemical Feeder | 34317 | CHL | http://www.toronto.ca/TWONTO#chlorinator_system |  | Disinfection, Chlorine Evaporator
139126 | THR-THK-POL-8001 | Polymer Preparation Unit System, Unit #1 | THR-THK-POL | Chemical Feeder,Powder | Chemical Feeder |  | POL | http://www.toronto.ca/TWONTO#polymer_preparation_system |  | Polymer Systems, Sludge Thickening
140111 | TNT-CSO-POL-2101 | Polymer Make-Down Skid No.1 | TNT-CSO-LAB | Chemical Feeder | Chemical Feeder |  | POL | http://www.toronto.ca/TWONTO#polymer_preparation_system |  | Lab Bldg polymer System
140112 | TNT-CSO-POL-2201 | Polymer Make-Down Skid No.2 | TNT-CSO-LAB | Chemical Feeder | Chemical Feeder |  | POL | http://www.toronto.ca/TWONTO#polymer_preparation_system |  | Lab Bldg polymer System
19 | 20657 | TAB WA1 Internal telephones & Public address system | TAB-WA1 |  | Communications Equipment |  |  | http://www.toronto.ca/TWONTO#public_annoucement_speaker |  | Common to WA1 - Safety, Bldg. Services, , etc.
20 | 20663 | TAB WA2 Internal telephones & Public address system | TAB-WA2-ADM-0001 |  | Communications Equipment |  |  | http://www.toronto.ca/TWONTO#public_annoucement_speaker |  | Admin. Work- Work Area 2
21 | 20663 | TAB WA2 Internal telephones & Public address system | TAB-WA8 |  | Communications Equipment |  |  | http://www.toronto.ca/TWONTO#public_annoucement_speaker |  | Common to WA8 Bldg. Services
22 | 20665 | TAB WA4 Internal telephones & Public address system | 50588 |  | Communications Equipment |  |  | http://www.toronto.ca/TWONTO#public_annoucement_speaker |  | WA4 common to Work Area
23 | 20666 | TAB WA5 Internal telephones & Public address system | 50588 |  | Communications Equipment |  |  | http://www.toronto.ca/TWONTO#public_annoucement_speaker |  | WA4 common to Work Area
24 | 20666 | TAB WA5 Internal telephones & Public address system | TAB-ADM-STRC |  | Communications Equipment |  |  | http://www.toronto.ca/TWONTO#public_annoucement_speaker |  | Old Admin Building - General
25 | 20666 | TAB WA5 Internal telephones & Public address system | TAB-WA5-ELS |  | Communications Equipment |  |  | http://www.toronto.ca/TWONTO#public_annoucement_speaker |  | WA5 Electric Equipments
9451 | COM-26654 | Access Closet | TAB-SPC-COM | SCADA | Communications Equipment |  |  | http://www.toronto.ca/TWONTO#network_panel |  | Communications Equipment Location
64 | 20664 | TAB WA3 Internal telephones & Public address system | TAB-DEW-SERVICES |  | Communications Equipment |  |  | http://www.toronto.ca/TWONTO#public_annoucement_speaker |  | Dewatering Building Service & Safety Systems
65 | 20667 | TAB WA6 Internal telephones & Public address system | 50588 |  | Communications Equipment |  |  | http://www.toronto.ca/TWONTO#public_annoucement_speaker |  | WA4 common to Work Area
66 | 20667 | TAB WA6 Internal telephones & Public address system | TAB-WA6 |  | Communications Equipment |  |  | http://www.toronto.ca/TWONTO#public_annoucement_speaker |  | Common to Projects, Bldg. Services, Z Building
67 | 20668 | TAB WA7 Internal telephones & Public address system | TAB-GRK |  | Communications Equipment |  |  | http://www.toronto.ca/TWONTO#public_annoucement_speaker |  | Grounds Equipment, Building Services-WA7
68 | 20669 | TAB WA8 Internal telephones & Public address system | TAB-WA8 |  | Communications Equipment |  |  | http://www.toronto.ca/TWONTO#public_annoucement_speaker |  | Common to WA8 Bldg. Services
39849 | COM-26651 | Access Closet | TAB-ITS-WA3 | SCADA | Communications Equipment |  |  | http://www.toronto.ca/TWONTO#network_panel |  | Dewater Building Communications Equipment
94994 | FHO-SPC-COM-1800 | Access Closet, Admin Building, L1, Control Room, South/East | FHO-SPC |  | Communications Equipment |  | COM | http://www.toronto.ca/TWONTO#network_panel |  | Process Control Systems - Services Area
26453 | FHO-SPC-COM-1201 | Access Closet, Admin Building, S4, Main Electrical Room, South Wall | FHO-SPC |  | Communications Equipment |  | COM | http://www.toronto.ca/TWONTO#network_panel |  | Process Control Systems - Services Area
94975 | FHO-SPC-COM-1100 | Access Closet, Admin Building, S4, Main Electrical Room, South Wall | FHO-SPC |  | Communications Equipment |  | COM | http://www.toronto.ca/TWONTO#network_panel |  | Process Control Systems - Services Area
94977 | FHO-SPC-COM-1200 | Access Closet, Admin Building, S4, Main Electrical Room, South Wall | FHO-SPC |  | Communications Equipment |  | COM | http://www.toronto.ca/TWONTO#network_panel |  | Process Control Systems - Services Area
26455 | FHO-SPC-COM-1300 | Access Closet, Chemical Building, L1, Chemical Workshop | FHO-SPC |  | Communications Equipment |  | COM | http://www.toronto.ca/TWONTO#network_panel |  | Process Control Systems - Services Area
12112 | FCL-ELS-COM | Phone, Intercom, & Page System UPS | FCL-ELS |  | Communications Equipment |  |  | http://www.toronto.ca/TWONTO#collection_of_assets |  | Electrical Distribution
94986 | FHO-SPC-COM-1600 | Access Closet, Clarifier Building, S2, Main Foyer, N/W | FHO-SPC |  | Communications Equipment |  | COM | http://www.toronto.ca/TWONTO#network_panel |  | Process Control Systems - Services Area
94989 | FHO-SPC-COM-1700 | Access Closet, Filter Building, L1, Filter Gallery | FHO-SPC |  | Communications Equipment |  | COM | http://www.toronto.ca/TWONTO#network_panel |  | Process Control Systems - Services Area
17547 | FHA-GRK-COM-0002 | Scada & Computer Systems | FHA-GRK-PRTY-0001 | Public Address System | Communications Equipment |  | COM | http://www.toronto.ca/TWONTO#collection_of_assets |  | Buildings Maintenance
26464 | FHO-SPC-COM-2000 | Access Closet, Ozone Building, L1, Electrical Room, West Wall | FHO-SPC |  | Communications Equipment |  | COM | http://www.toronto.ca/TWONTO#network_panel |  | Process Control Systems - Services Area
94995 | FHO-SPC-COM-1900 | Access Closet, Ozone Building, L1, Ozone Equipment Room, West Wall | FHO-SPC |  | Communications Equipment |  | COM | http://www.toronto.ca/TWONTO#network_panel |  | Process Control Systems - Services Area
26457 | FHO-SPC-COM-1400 | Access Closet, Raw Water Building, S7, Electrical Room | FHO-SPC |  | Communications Equipment |  | COM | http://www.toronto.ca/TWONTO#network_panel |  | Process Control Systems - Services Area
94984 | FHO-SPC-COM-1500 | Access Closet, Surge Building, S2, Compressor Room | FHO-SPC |  | Communications Equipment |  | COM | http://www.toronto.ca/TWONTO#network_panel |  | Process Control Systems - Services Area
8081 | COL-PWH-AD-0001 | Auto Dialer, Dial Out on Alarm, AD-0001 | COL-PWH | Transmitter | Communications Equipment |  | AD | telephone_system |  | Wilson Heights pumping station
11167 | COL-PCF-AD-0001 | Auto Dialer, Dial Out on Alarm, AD-0001 | COL-PCF-MISC | Transmitter | Communications Equipment | 36265 | AD | telephone_system |  | Miscellaneous Equipment
24262 | FHO-GRK-PA-0001 | Intercom & Paging System | FHO-GRK-PRTY-0001 | Security System,Intercom | Communications Equipment |  | PA | http://www.toronto.ca/TWONTO#public_annoucement_speaker |  | Building Maintenance
118371 | TAB-SPC-COM-1600 | Communication Access Cabinet | TAB-PRM-INQ-P | SCADA | Communications Equipment |  | COM | http://www.toronto.ca/TWONTO#network_panel |  | P Building - Instrument Equipment
54011 | TAB-SPC-CAB-3200 | Communication Cabinet | TAB-STR-RPU | SCADA | Communications Equipment |  | CAB | http://www.toronto.ca/TWONTO#network_panel |  | Aeration Gallery - RPUs
118368 | TAB-SPC-CAB-3000 | Communication Cabinet | TAB-STR-RPU | SCADA | Communications Equipment |  | CAB | http://www.toronto.ca/TWONTO#network_panel |  | Aeration Gallery - RPUs
83088 | WTR-194-COM-0006A | Communication Panel | WTR-317-CH-0004 | Control Panel,Instrumentation | Communications Equipment |  | COM | http://www.toronto.ca/TWONTO#network_panel |  | Chamber,Revenue Meter,Keele Reservoir, Valve House, North of the Station
141978 | WTR-194-COM-0006A | Communication Panel | WTR-194-CH-0006A | Control Panel,Instrumentation | Communications Equipment |  | COM | http://www.toronto.ca/TWONTO#network_panel |  | Chamber,Revenue Meter,Keele-Steeles (Magmeter)
54014 | TAB-SPC-COM-2200 | Communication Unit | TAB-SLO-INQ | SCADA | Communications Equipment |  | COM | http://www.toronto.ca/TWONTO#network_panel |  | Sludge Loading & Odour Control - Bio-Solids - Instrument Equipment
118372 | TAB-SPC-COM-3805 | Communication Unit, Biofilter Control Room | TAB-SLO-INQ | SCADA | Communications Equipment |  | COM | http://www.toronto.ca/TWONTO#network_panel |  | Sludge Loading & Odour Control - Bio-Solids - Instrument Equipment
106109 | TAB-ACC-COM-3910 | Communication Unit, Bio-Solid Loading Bay, Mezzanine | TAB-ACC-INQ | SCADA | Communications Equipment |  | COM | http://www.toronto.ca/TWONTO#network_panel |  | Plant HVAC Equipment - Instrument Equipment
118373 | TAB-SPC-COM-3900 | Communication Unit, Bio-Solid Loading Bay, Mezzanine | TAB-SLO-INQ | SCADA | Communications Equipment |  | COM | http://www.toronto.ca/TWONTO#network_panel |  | Sludge Loading & Odour Control - Bio-Solids - Instrument Equipment
94973 | FHO-SPC-COM-0200 | Communication, Backup Core Closet Rack, Admin Building, L1, Server Room | FHO-SPC |  | Communications Equipment |  | COM | http://www.toronto.ca/TWONTO#network_panel |  | Process Control Systems - Services Area
26449 | FHO-SPC-COM-0100 | Communication, Primary Core Closet Rack, Admin Building, L1, Server Room | FHO-SPC |  | Communications Equipment |  | COM | http://www.toronto.ca/TWONTO#network_panel |  | Process Control Systems - Services Area
26451 | FHO-SPC-COM-0600 | Communication, SCADA Server Closet, Admin Building, L1, Server Room | FHO-SPC |  | Communications Equipment |  | COM | http://www.toronto.ca/TWONTO#network_panel |  | Process Control Systems - Services Area
94974 | FHO-SPC-COM-0700 | Communication, SCADA Server Closet, Admin Building, L1, Server Room | FHO-SPC |  | Communications Equipment |  | COM | http://www.toronto.ca/TWONTO#network_panel |  | Process Control Systems - Services Area
26450 | FHO-SPC-COM-0500 | Communication, Server Closet, Bussines Servers, Admin Building, L1, Server Room | FHO-SPC |  | Communications Equipment |  | COM | http://www.toronto.ca/TWONTO#network_panel |  | Process Control Systems - Services Area
3599 | COL-PCF-COM-0100A | Ethernet Switch, Remote Monitoring | COL-PCF-MISC | Transmitter | Communications Equipment |  | COM | http://www.toronto.ca/TWONTO#network_switch |  | Miscellaneous Equipment
11176 | COL-PCF-COM-0100A | Ethernet Switch, Remote Monitoring | COL-PCF | Transmitter | Communications Equipment |  | COM | http://www.toronto.ca/TWONTO#network_switch |  | Clark Pumping Station
29528 | FIS-GRK-PA-0001 | Phone Intercom & Page System | FIS-GRK | Public Address System | Communications Equipment |  | PA | http://www.toronto.ca/TWONTO#public_annoucement_speaker |  | FIS Buildings & Grounds
29529 | FIS-GRK-PA-0001 | Phone Intercom & Page System | FIS-GRK-0001 | Public Address System | Communications Equipment |  | PA | http://www.toronto.ca/TWONTO#public_annoucement_speaker |  | FIS, Building Maintenance
61852 | THC-GRK-COM-0001 | Intercom, Main Gate | THC-GRK-DR-0001 | Security System,Intercom | Communications Equipment |  | COM | radio_system |  | Overhead Door Motor,Plant Stores,East Door
30777 | FIS-SPC-CPU-0111 | Computer, Primary SCADA Server (FISPSM01), Filtration & Backwash, Admin Bldg, Server Room COM-0300 | FIS-ADM BLDG |  | Communications Equipment |  | CPU | http://www.toronto.ca/TWONTO#operator_interface_terminal |  | Building Location
30778 | FIS-SPC-CPU-0112 | Computer, WIN911 Paging Server (FISPSP01), Admin Building, Server Room COM-0300 | FIS-ADM BLDG |  | Communications Equipment |  | CPU | http://www.toronto.ca/TWONTO#public_annoucement_speaker |  | Building Location
30779 | FIS-SPC-CPU-0113 | Computer, Backup SCADA Server (FISPSB01), Filtration & Backwash, Admin Bldg, Server Room COM-0400 | FIS-FILTER BLDG |  | Communications Equipment |  | CPU | http://www.toronto.ca/TWONTO#operator_interface_terminal |  | Building Location
30780 | FIS-SPC-CPU-0212 | Computer, Primary SCADA Server (FISPSM02), Chemical Feed, Admin Bldg, Server Room COM-0300 | FIS-ADM BLDG |  | Communications Equipment |  | CPU | http://www.toronto.ca/TWONTO#operator_interface_terminal |  | Building Location
30781 | FIS-SPC-CPU-0213 | Computer, Primary SCADA Server (FISPSM03), Raw Water & Preliminary, Admin Bldg, Server Room COM-0300 | FIS-ADM BLDG |  | Communications Equipment |  | CPU | http://www.toronto.ca/TWONTO#operator_interface_terminal |  | Building Location
30782 | FIS-SPC-CPU-1110 | Computer, Client SCADA Server, Chemical Sampling Building | FIS-ADM BLDG |  | Communications Equipment |  | CPU | http://www.toronto.ca/TWONTO#operator_interface_terminal |  | Building Location
30783 | FIS-SPC-CPU-1810 | Computer, Client SCADA Server, Intake Valve Chamber, Upper Level | FIS-ADM BLDG |  | Communications Equipment |  | CPU | http://www.toronto.ca/TWONTO#operator_interface_terminal |  | Building Location
30826 | FIS-TPA-CP-4001 | Panel, Paging, Paging System, IT/SCADA Room | FIS-GRK-PA-0001 |  | Communications Equipment |  | CP | http://www.toronto.ca/TWONTO#public_annoucement_speaker |  | Phone Intercom & Page System
38272 | PA50256 | Paging/Intercom System, D Bldg Prelim Treatment | TAB-PLT-ELQ-D | Public Address System | Communications Equipment |  |  | http://www.toronto.ca/TWONTO#public_annoucement_speaker |  | D Building - Electrical Equipment
38273 | PA50270 | Paging/Intercom System, Old PS | TAB-PRM-INQ-OPS | Public Address System | Communications Equipment |  |  | http://www.toronto.ca/TWONTO#public_annoucement_speaker |  | Old PS Building - Instrumentation Equipment
38274 | PA50272 | Paging/Intercom System, M Bldg | TAB-RSP-INQ-M | Public Address System | Communications Equipment |  |  | http://www.toronto.ca/TWONTO#public_annoucement_speaker |  | M Building - Instrumentation Equipment
38275 | PA50282 | Paging/Intercom System, Dewater Bldg | TAB-ITS-WA3 |  | Communications Equipment |  |  | http://www.toronto.ca/TWONTO#public_annoucement_speaker |  | Dewater Building Communications Equipment
38276 | PA50287 | Paging/Intercom System, Biosolids Silo Bldg | TAB-SLO-STRC-BS |  | Communications Equipment |  |  | http://www.toronto.ca/TWONTO#public_annoucement_speaker |  | Biosolids Silo Bldg - Drains, Electrical Service(110/220V), Lighting, Plumbing
38277 | PA50288 | Paging/Intercom System, Old Biosolids Bldg | TAB-SLO-STRC-OBS |  | Communications Equipment |  |  | http://www.toronto.ca/TWONTO#public_annoucement_speaker |  | Old Biosolids Bldg - Drains, Electrical Service(110/220V), Lighting, Plumbing
38278 | PA50292 | Paging/Intercom System, Digestion Tanks 5-8 | TAB-DIG-STRC-T5-8 |  | Communications Equipment |  |  | http://www.toronto.ca/TWONTO#public_annoucement_speaker |  | Digester Tanks 5-8 - Drains, Electrical Service(110/220V), Lighting, Plumbing
38279 | PA50294 | Paging/Intercom System, Digestion Tanks 13-16 | TAB-DIG-STRC-T13-16 |  | Communications Equipment |  |  | http://www.toronto.ca/TWONTO#public_annoucement_speaker |  | Digester Tanks 13-16, Drains, Electrical Service(110/220V), Lighting, Plumbing
38280 | PA50298 | Paging/Intercom System, Old Admin Bldg | TAB-ADM-STRC |  | Communications Equipment |  |  | http://www.toronto.ca/TWONTO#public_annoucement_speaker |  | Old Admin Building - General
61853 | THC-GRK-COM-0001 | Intercom, Main Gate | THC-GRK-MAINT | Security System,Intercom | Communications Equipment |  | COM | radio_system |  | Building Maintenance
126862 | THC-OCS-OIT-2901 | Operator Interface Terminal,Biofilter RPU,Sludge Storage Building | THC-OCS-RPU-2901 | Control Panel,Operator | Communications Equipment |  | OIT | http://www.toronto.ca/TWONTO#operator_interface_terminal |  | RPU,Biofilter,Sludge Storage Building
126861 | THC-OCS-OIT-1601 | Operator Interface Terminal,Biofilter RPU,WAS Thickening Building | THC-OCS-RPU-1601 | Control Panel,Operator | Communications Equipment |  | OIT | http://www.toronto.ca/TWONTO#operator_interface_terminal |  | RPU,Biofilter,WAS Thickening Building
58694 | THC-DEW-OIT-2305 | Operator Interface Terminal,Dewatering,Cake Pump-6710 RPU,3rd Floor,Biosolids Building West | THC-DEW-RPU-2305 | Control Panel,Operator | Communications Equipment |  | OIT | http://www.toronto.ca/TWONTO#operator_interface_terminal |  | Remote Processing Unit,Dewatering,Cake Pump-6710 RPU,3rd Floor,Biosolids Building West
54472 | TAB-STR-PA-AG | Paging/Intercom System, Aeration Gallery | TAB-STR-STRC-AG |  | Communications Equipment |  |  | http://www.toronto.ca/TWONTO#public_annoucement_speaker |  | Aeration Gallery - Safety, Drains, Plumbing & PA System
54473 | TAB-STR-PA-AT | Paging/Intercom System, Aeration Tanks | TAB-STR-STRC-AT |  | Communications Equipment |  |  | http://www.toronto.ca/TWONTO#public_annoucement_speaker |  | Aeration Tanks - Safety, Drains, Plumbing & PA System
55278 | TAB-TPA-2203 | Speaker, Paging/Intercom System, PRS Bldg | TAB-PRS-INQ | Control Panel,Instrumentation | Communications Equipment |  | TPA | http://www.toronto.ca/TWONTO#public_annoucement_speaker |  | Instrumentation Equipment
55280 | TAB-TPA-PA-2204 | Speaker, Paging/Intercom System, PRS Bldg | TAB-PRS-INQ | Control Panel,Instrumentation | Communications Equipment |  | PA | http://www.toronto.ca/TWONTO#public_annoucement_speaker |  | Instrumentation Equipment
55281 | TAB-TPA-PA-2205 | Speaker, Paging/Intercom System, PRS Bldg | TAB-PRS-INQ | Control Panel,Instrumentation | Communications Equipment |  | PA | http://www.toronto.ca/TWONTO#public_annoucement_speaker |  | Instrumentation Equipment
55282 | TAB-TPA-PA-2206 | Speaker, Paging/Intercom System, PRS Bldg | TAB-PRS-INQ | Control Panel,Instrumentation | Communications Equipment |  | PA | http://www.toronto.ca/TWONTO#public_annoucement_speaker |  | Instrumentation Equipment
55283 | TAB-TPA-PA-2207 | Speaker, Paging/Intercom System, PRS Bldg | TAB-PRS-INQ | Control Panel,Instrumentation | Communications Equipment |  | PA | http://www.toronto.ca/TWONTO#public_annoucement_speaker |  | Instrumentation Equipment
55284 | TAB-TPA-PA-2210 | Speaker, Paging/Intercom System, Tunnel 'J' | TAB-PRS-INQ | Control Panel,Instrumentation | Communications Equipment |  | PA | http://www.toronto.ca/TWONTO#public_annoucement_speaker |  | Instrumentation Equipment
55285 | TAB-TPA-PA-2211 | Speaker, Paging/Intercom System, Tunnel 'J' | TAB-PRS-INQ | Control Panel,Instrumentation | Communications Equipment |  | PA | http://www.toronto.ca/TWONTO#public_annoucement_speaker |  | Instrumentation Equipment
122817 | THC-DEW-OIT-2305 | Operator Interface Terminal,Dewatering,Cake Pump-6710 RPU,3rd Floor,Biosolids Building West | THC-DEW-RPU-2205 | Control Panel,Operator | Communications Equipment |  | OIT | http://www.toronto.ca/TWONTO#operator_interface_terminal |  | Remote Processing Unit,Dewatering,Cake Pump-6710 RPU,Ground Floor,Biosolids Building West (TEMP)
58695 | THC-DEW-OIT-2306 | Operator Interface Terminal,Dewatering,Cake Pump-6810 RPU,3rd Floor,Biosolids Building West | THC-DEW-RPU-2306 | Control Panel,Operator | Communications Equipment |  | OIT | http://www.toronto.ca/TWONTO#operator_interface_terminal |  | Remote Processing Unit,Dewatering,Cake Pump-6810 RPU,3rd Floor,Biosolids Building West
122818 | THC-DEW-OIT-2306 | Operator Interface Terminal,Dewatering,Cake Pump-6810 RPU,3rd Floor,Biosolids Building West | THC-DEW-RPU-2206 | Control Panel,Operator | Communications Equipment |  | OIT | http://www.toronto.ca/TWONTO#operator_interface_terminal |  | Remote Processing Unit,Dewatering,Cake Pump-6810 RPU,Ground Floor,Biosolids Building West (TEMP)
121033 | THC-ACC-OIT-2901 | Operator Interface Terminal,HVAC RPU,AHU,Sludge Storage Building | THC-ACC-RPU-2901 | Control Panel,Operator | Communications Equipment |  | OIT | http://www.toronto.ca/TWONTO#operator_interface_terminal |  | RPU,Sludge Storage and Transfer
121032 | THC-ACC-OIT-1602 | Operator Interface Terminal,HVAC RPU,Centrifuge Room AHU,WAS Thickening Building | THC-ACC-RPU-1602 | Control Panel,Operator | Communications Equipment |  | OIT | http://www.toronto.ca/TWONTO#operator_interface_terminal |  | RPU,HVAC,WAS Thickening Building (2)
121034 | THC-ACC-OIT-2902 | Operator Interface Terminal,HVAC RPU,Remote Enclosure Ground Floor,WAS Thickening Building | THC-ACC-RPU-2901 | Control Panel,Operator | Communications Equipment |  | OIT | http://www.toronto.ca/TWONTO#operator_interface_terminal |  | RPU,Sludge Storage and Transfer
56934 | THC-ACC-OIT-1601 | Operator Interface Terminal,HVAC RPU,WAS Thickening Building | THC-ACC-RPU-1601 | Control Panel,Operator | Communications Equipment |  | OIT | http://www.toronto.ca/TWONTO#operator_interface_terminal |  | RPU,HVAC,WAS Thickening Building (1)
66964 | THC-THK-OIT-1609 | Operator Interface Terminal,Polymer Feed RPU-1605,WAS Thickening Building | THC-THK-RPU-1605 | Control Panel,Operator | Communications Equipment |  | OIT | http://www.toronto.ca/TWONTO#operator_interface_terminal |  | RPU,Polymer Make-up,WAS Thickening Building (1)
129213 | THC-THK-OIT-1608 | Operator Interface Terminal,Polymer Feed RPU-1605,WAS Thickening Building | THC-THK-RPU-1605 | Control Panel,Operator | Communications Equipment |  | OIT | http://www.toronto.ca/TWONTO#operator_interface_terminal |  | RPU,Polymer Make-up,WAS Thickening Building (1)
62426 | THC-ITS-PA-1310 | IDF Panel, Public Address System, Tunnel 13 &16 | THC-ITS-MDF-1000 | Network,Telecommunication | Communications Equipment |  | PA | http://www.toronto.ca/TWONTO#public_annoucement_speaker |  | Public Address System, Master Distribution , Control System, Admin Bldg,
62427 | THC-ITS-PA-1510 | IDF Panel, Public Address System, Tunnel 15 | THC-ITS-MDF-1000 | Network,Telecommunication | Communications Equipment |  | PA | http://www.toronto.ca/TWONTO#public_annoucement_speaker |  | Public Address System, Master Distribution , Control System, Admin Bldg,
62428 | THC-ITS-PA-1710 | IDF Panel, Public Address System, Tunnel 19 | THC-ITS-MDF-1000 | Network,Telecommunication | Communications Equipment |  | PA | http://www.toronto.ca/TWONTO#public_annoucement_speaker |  | Public Address System, Master Distribution , Control System, Admin Bldg,
62429 | THC-ITS-PA-1910 | IDF Panel, Public Address System, Tunnel 31 | THC-ITS-MDF-1000 | Network,Telecommunication | Communications Equipment |  | PA | http://www.toronto.ca/TWONTO#public_annoucement_speaker |  | Public Address System, Master Distribution , Control System, Admin Bldg,
62430 | THC-ITS-PA-2010 | IDF Panel, Public Address System, Tunnel 33 | THC-ITS-MDF-1000 | Network,Telecommunication | Communications Equipment |  | PA | http://www.toronto.ca/TWONTO#public_annoucement_speaker |  | Public Address System, Master Distribution , Control System, Admin Bldg,
62431 | THC-ITS-PA-2110 | IDF Panel, Public Address System, Bldg. U | THC-ITS-MDF-1000 | Network,Telecommunication | Communications Equipment |  | PA | http://www.toronto.ca/TWONTO#public_annoucement_speaker |  | Public Address System, Master Distribution , Control System, Admin Bldg,
62432 | THC-ITS-PA-2310 | IDF Panel, Public Address System, Bldg E | THC-ITS-MDF-1000 | Network,Telecommunication | Communications Equipment |  | PA | http://www.toronto.ca/TWONTO#public_annoucement_speaker |  | Public Address System, Master Distribution , Control System, Admin Bldg,
62433 | THC-ITS-PA-2410 | IDF Panel, Public Address System, Hygiene Bldg | THC-ITS-MDF-1000 | Network,Telecommunication | Communications Equipment |  | PA | http://www.toronto.ca/TWONTO#public_annoucement_speaker |  | Public Address System, Master Distribution , Control System, Admin Bldg,
62434 | THC-ITS-PA-2710 | IDF Panel, Public Address System, Aeration Tanks 13-16 Elec room | THC-ITS-MDF-1000 | Network,Telecommunication | Communications Equipment |  | PA | http://www.toronto.ca/TWONTO#public_annoucement_speaker |  | Public Address System, Master Distribution , Control System, Admin Bldg,
62435 | THC-ITS-PA-2711 | Speaker, Public Address System, Aeration Tanks A15 and A16 | THC-ITS-MDF-1000 | Network,Telecommunication | Communications Equipment |  | PA | http://www.toronto.ca/TWONTO#public_annoucement_speaker |  | Public Address System, Master Distribution , Control System, Admin Bldg,
62436 | THC-ITS-PA-2716 | Speaker, Public Address System, Aeration Tanks A15 and A16 | THC-ITS-MDF-1000 | Network,Telecommunication | Communications Equipment |  | PA | http://www.toronto.ca/TWONTO#public_annoucement_speaker |  | Public Address System, Master Distribution , Control System, Admin Bldg,
62437 | THC-ITS-PA-2970 | IDF Panel, Public Address System, Bldg. U | THC-ITS-MDF-1000 | Network,Telecommunication | Communications Equipment |  | PA | http://www.toronto.ca/TWONTO#public_annoucement_speaker |  | Public Address System, Master Distribution , Control System, Admin Bldg,
62438 | THC-ITS-PA-3140 | IDF Panel, Public Address System, Old Digesters | THC-ITS-MDF-1000 | Network,Telecommunication | Communications Equipment |  | PA | http://www.toronto.ca/TWONTO#public_annoucement_speaker |  | Public Address System, Master Distribution , Control System, Admin Bldg,
62439 | THC-ITS-PA-3210 | IDF Panel, Public Address System, Old Blower BLDG MCC Room | THC-ITS-MDF-1000 | Network,Telecommunication | Communications Equipment |  | PA | http://www.toronto.ca/TWONTO#public_annoucement_speaker |  | Public Address System, Master Distribution , Control System, Admin Bldg,
62440 | THC-ITS-PA-3241 | Speaker, Public Address System, Old Blower BLDG MCC Room | THC-ITS-MDF-1000 | Network,Telecommunication | Communications Equipment |  | PA | http://www.toronto.ca/TWONTO#public_annoucement_speaker |  | Public Address System, Master Distribution , Control System, Admin Bldg,
62441 | THC-ITS-PA-3242 | Speaker, Public Address System, Old Blower BLDG MCC Room | THC-ITS-MDF-1000 | Network,Telecommunication | Communications Equipment |  | PA | http://www.toronto.ca/TWONTO#public_annoucement_speaker |  | Public Address System, Master Distribution , Control System, Admin Bldg,
62442 | THC-ITS-PA-3243 | Speaker, Public Address System, Old Blower BLDG MCC Room | THC-ITS-MDF-1000 | Network,Telecommunication | Communications Equipment |  | PA | http://www.toronto.ca/TWONTO#public_annoucement_speaker |  | Public Address System, Master Distribution , Control System, Admin Bldg,
62443 | THC-ITS-PA-3244 | Speaker, Public Address System, Old Blower BLDG MCC Room | THC-ITS-MDF-1000 | Network,Telecommunication | Communications Equipment |  | PA | http://www.toronto.ca/TWONTO#public_annoucement_speaker |  | Public Address System, Master Distribution , Control System, Admin Bldg,
62475 | THC-ITS-PA-3310 | IDF Panel, Public Address System, Aeration Tanks 1-8 | THC-ITS-MDF-1000 | Network,Telecommunication | Communications Equipment |  | PA | http://www.toronto.ca/TWONTO#public_annoucement_speaker |  | Public Address System, Master Distribution , Control System, Admin Bldg,
62476 | THC-ITS-PA-3340 | IDF Panel, Public Address System, Aeration Tanks 1-8 | THC-ITS-MDF-1000 | Network,Telecommunication | Communications Equipment |  | PA | http://www.toronto.ca/TWONTO#public_annoucement_speaker |  | Public Address System, Master Distribution , Control System, Admin Bldg,
62477 | THC-ITS-PA-3510 | IDF Panel, Public Address System, , Bldg. M | THC-ITS-MDF-1000 | Network,Telecommunication | Communications Equipment |  | PA | http://www.toronto.ca/TWONTO#public_annoucement_speaker |  | Public Address System, Master Distribution , Control System, Admin Bldg,
62478 | THC-ITS-PA-3610 | IDF Panel, Public Address System, , Bldg. M | THC-ITS-MDF-1000 | Network,Telecommunication | Communications Equipment |  | PA | http://www.toronto.ca/TWONTO#public_annoucement_speaker |  | Public Address System, Master Distribution , Control System, Admin Bldg,
62479 | THC-ITS-PA-3640 | IDF Panel, Public Address System, , Bldg. M | THC-ITS-MDF-1000 | Network,Telecommunication | Communications Equipment |  | PA | http://www.toronto.ca/TWONTO#public_annoucement_speaker |  | Public Address System, Master Distribution , Control System, Admin Bldg,
62480 | THC-ITS-PA-3710 | IDF Panel, Public Address System, , Bldg. M | THC-ITS-MDF-1000 | Network,Telecommunication | Communications Equipment |  | PA | http://www.toronto.ca/TWONTO#public_annoucement_speaker |  | Public Address System, Master Distribution , Control System, Admin Bldg,
62481 | THC-ITS-PA-3740 | IDF Panel, Public Address System, , Bldg. M | THC-ITS-MDF-1000 | Network,Telecommunication | Communications Equipment |  | PA | http://www.toronto.ca/TWONTO#public_annoucement_speaker |  | Public Address System, Master Distribution , Control System, Admin Bldg,
62482 | THC-ITS-PA-3770 | IDF Panel, Public Address System, , Bldg. M | THC-ITS-MDF-1000 | Network,Telecommunication | Communications Equipment |  | PA | http://www.toronto.ca/TWONTO#public_annoucement_speaker |  | Public Address System, Master Distribution , Control System, Admin Bldg,
62483 | THC-ITS-PA-3840 | IDF Panel, Public Address System, , Bldg. M | THC-ITS-MDF-1000 | Network,Telecommunication | Communications Equipment |  | PA | http://www.toronto.ca/TWONTO#public_annoucement_speaker |  | Public Address System, Master Distribution , Control System, Admin Bldg,
62484 | THC-ITS-PA-3910 | IDF Panel, Public Address System, , Bldg. M | THC-ITS-MDF-1000 | Network,Telecommunication | Communications Equipment |  | PA | http://www.toronto.ca/TWONTO#public_annoucement_speaker |  | Public Address System, Master Distribution , Control System, Admin Bldg,
62485 | THC-ITS-PA-3940 | IDF Panel, Public Address System, , Bldg. M | THC-ITS-MDF-1000 | Network,Telecommunication | Communications Equipment |  | PA | http://www.toronto.ca/TWONTO#public_annoucement_speaker |  | Public Address System, Master Distribution , Control System, Admin Bldg,
66963 | THC-THK-OIT-1607 | Operator Interface Terminal,Polymer FeedRPU-1605,WAS Thickening Building | THC-THK-RPU-1605 | Control Panel,Operator | Communications Equipment |  | OIT | http://www.toronto.ca/TWONTO#operator_interface_terminal |  | RPU,Polymer Make-up,WAS Thickening Building (1)
66962 | THC-THK-OIT-1606 | Operator Interface Terminal,Polymer Make Up RPU-1605,WAS Thickening Building | THC-THK-RPU-1605 | Control Panel,Operator | Communications Equipment |  | OIT | http://www.toronto.ca/TWONTO#operator_interface_terminal |  | RPU,Polymer Make-up,WAS Thickening Building (1)
129212 | THC-THK-OIT-1605 | Operator Interface Terminal,Polymer Make Up RPU-1605,WAS Thickening Building | THC-THK-RPU-1605 | Control Panel,Operator | Communications Equipment |  | OIT | http://www.toronto.ca/TWONTO#operator_interface_terminal |  | RPU,Polymer Make-up,WAS Thickening Building (1)
83810 | WTR-316-COM-0006 | Panel, Communication | WTR-316-CH-0006 | Control Panel,Instrumentation | Communications Equipment |  | COM | http://www.toronto.ca/TWONTO#network_panel |  | Chamber,Revenue Meter,McCowan-Steeles (Magmeter)
54015 | TAB-SPC-COM-3602 | Panel, Communication, Termination Panel, Digester 5-12 Electrical Control Building | TAB-DIG-ELQ-T9-12 |  | Communications Equipment |  | COM | termination_panel |  | Digester Tanks 9-12, Electrical Equipment
29548 | FIS-ITS-COM-2200 | Panel, Telecom Enclosure, IT/SCADA Room | FIS COMMUNICATIONS |  | Communications Equipment |  | COM | http://www.toronto.ca/TWONTO#network_panel |  | FIS Communications
97335 | FIS-ITS-COM-2200 | Panel, Telecom Enclosure, IT/SCADA Room | FIS-MARINE-BUILDING |  | Communications Equipment |  | COM | http://www.toronto.ca/TWONTO#network_panel |  | FIS Marine Yard Building
126353 | THC-ITS-PA-0001 | PBX Phone System, Weridom 1, Control System, Admin Bldg, | THC-ITS | Network,Telecommunication | Communications Equipment |  | PA | telephone_system |  | Information Technology Systems, Plant wide
62425 | THC-ITS-PA-0003 | PBX Phone System, Weridom 1, Control System, Digester Bldg, | THC-ITS | Network,Telecommunication | Communications Equipment |  | PA | telephone_system |  | Information Technology Systems, Plant wide
62424 | THC-ITS-PA-0002 | PBX Phone System, Weridom 1, Control System, Incineration Bldg, | THC-ITS | Network,Telecommunication | Communications Equipment |  | PA | telephone_system |  | Information Technology Systems, Plant wide
134645 | THR-ELS-COM-0002 | Plant External & Internal Telephone System | THR-ELS-COMM | Public Address System | Communications Equipment |  | COM | telephone_system |  | Plant External & Internal Phone System
17625 | FHA-RADIO-0001 | Radio, Walkie Talkie | FHA-GRK-COM-0001 |  | Communications Equipment |  | RADIO | radio_system |  | Telephone and Paging System
17626 | FHA-RADIO-0006 | Radio, Walkie Talkie | FHA-GRK-COM-0001 |  | Communications Equipment |  | RADIO | radio_system |  | Telephone and Paging System
17627 | FHA-RADIO-0007 | Radio, Walkie Talkie | FHA-GRK-COM-0001 |  | Communications Equipment |  | RADIO | radio_system |  | Telephone and Paging System
17628 | FHA-RADIO-0008 | Radio, Walkie Talkie | FHA-GRK-COM-0001 |  | Communications Equipment |  | RADIO | radio_system |  | Telephone and Paging System
17629 | FHA-RADIO-0009 | Radio, Walkie Talkie | FHA-GRK-COM-0001 |  | Communications Equipment |  | RADIO | radio_system |  | Telephone and Paging System
78753 | FHA-RADIO-0002 | Radio, Walkie Talkie | FHA-GRK-COM-0001 |  | Communications Equipment |  | RADIO | radio_system |  | Telephone and Paging System
78754 | FHA-RADIO-0003 | Radio, Walkie Talkie | FHA-GRK-COM-0001 |  | Communications Equipment |  | RADIO | radio_system |  | Telephone and Paging System
78755 | FHA-RADIO-0004 | Radio, Walkie Talkie | FHA-GRK-COM-0001 |  | Communications Equipment |  | RADIO | radio_system |  | Telephone and Paging System
78756 | FHA-RADIO-0005 | Radio, Walkie Talkie | FHA-GRK-COM-0001 |  | Communications Equipment |  | RADIO | radio_system |  | Telephone and Paging System
78757 | FHA-RADIO-0010 | Radio, Walkie Talkie | FHA-GRK-COM-0001 |  | Communications Equipment |  | RADIO | radio_system |  | Telephone and Paging System
77572 | THR-PRM-COM-0010 | Reciever, Radio | THR-PRM-COM-1001 | Public Address System | Communications Equipment |  | COM | radio_system |  | Transmitter, Radio,Bridge 1002 Kiosk
77573 | THR-PRM-COM-0011 | Reciever, Radio | THR-PRM-COM-1101 | Public Address System | Communications Equipment |  | COM | radio_system |  | Transmitter, Radio,Bridge 1101 Kiosk
67281 | THC-TPA-PA-6010A | Paging Panel, Headworks, Electrical Room, Ground Floor | THC-PLT-BLDG-0001 | Public Address System | Communications Equipment |  | PA | http://www.toronto.ca/TWONTO#public_annoucement_speaker |  | New Head House, preliminary process
13638 | FCL-ITS-TEL | RL Clark Wi Fi Phones, | FCL-ITS |  | Communications Equipment |  |  | telephone_system |  | Integrated Technology Support
63302 | FCL-ITS-TEL | RL Clark Wi Fi Phones, | FCL-ELS-COM |  | Communications Equipment |  |  | telephone_system |  | Phone, Intercom, & Page System UPS
94972 | FHO-SPC-COM-0001 | Router, Admin Building, L1, Server Room | FHO-SPC |  | Communications Equipment |  | COM | http://www.toronto.ca/TWONTO#network_router |  | Process Control Systems - Services Area
130422 | THR-ACC-RPU-0006 | RPU, Engine Room South side near stairs, A-B SLC-5/05, 172.22.37.134, THRPSN11, Engine Room South side near stairs, Eng. Room roof ventilation | THR-ELS |  | Communications Equipment |  | RPU | http://www.toronto.ca/TWONTO#RPU_panel |  | Electrical Power System
66413 | THC-SPC-CPU-1202 | SCADA Operator Workstation, SE Plant Blowers Part 1 and Train #8 | THC-SPC-COM-1211 | SCADA | Communications Equipment |  | CPU | http://www.toronto.ca/TWONTO#operator_interface_terminal |  | SCADA Operator Workstation,Centrifuge Floor,WAS Thickening Building
66403 | THC-SPC-COM-1211 | SCADA Operator Workstation,Centrifuge Floor,WAS Thickening Building | THC-THK-CF-0200 | SCADA | Communications Equipment |  | COM | http://www.toronto.ca/TWONTO#operator_interface_terminal |  | Centrifuge,WAS Thickening
66414 | THC-SPC-CPU-1601 | SCADA Operator Workstation,Centrifuge Floor,WAS Thickening Building | THC-THK-CF-0200 | SCADA | Communications Equipment |  | CPU | http://www.toronto.ca/TWONTO#operator_interface_terminal |  | Centrifuge,WAS Thickening
129491 | THC-TPA-PA-6009 | Speaker, Headworks, 2nd Floor, Mech Room #1 Middle E | THC-TPA-PA-6010A | Public Address System | Communications Equipment |  | PA | http://www.toronto.ca/TWONTO#public_annoucement_speaker |  | Paging Panel, Headworks, Electrical Room, Ground Floor
67280 | THC-TPA-PA-6008 | Speaker, Headworks, 2nd Floor, Mech Room #1 Middle W | THC-TPA-PA-6010A | Public Address System | Communications Equipment |  | PA | http://www.toronto.ca/TWONTO#public_annoucement_speaker |  | Paging Panel, Headworks, Electrical Room, Ground Floor
67282 | THC-TPA-PA-6011 | Speaker, Headworks, 2nd Floor, Mech Room #1 N/E | THC-TPA-PA-6010A | Public Address System | Communications Equipment |  | PA | http://www.toronto.ca/TWONTO#public_annoucement_speaker |  | Paging Panel, Headworks, Electrical Room, Ground Floor
129492 | THC-TPA-PA-6010 | Speaker, Headworks, 2nd Floor, Mech Room #1 N/W | THC-TPA-PA-6010A | Public Address System | Communications Equipment |  | PA | http://www.toronto.ca/TWONTO#public_annoucement_speaker |  | Paging Panel, Headworks, Electrical Room, Ground Floor
129490 | THC-TPA-PA-6007 | Speaker, Headworks, 2nd Floor, Mech Room #1 S/E | THC-TPA-PA-6010A | Public Address System | Communications Equipment |  | PA | http://www.toronto.ca/TWONTO#public_annoucement_speaker |  | Paging Panel, Headworks, Electrical Room, Ground Floor
67283 | THC-TPA-PA-6013 | Speaker, Headworks, 2nd Floor, Mech Room #2 N/E | THC-TPA-PA-6010A | Public Address System | Communications Equipment |  | PA | http://www.toronto.ca/TWONTO#public_annoucement_speaker |  | Paging Panel, Headworks, Electrical Room, Ground Floor
129493 | THC-TPA-PA-6012 | Speaker, Headworks, 2nd Floor, Mech Room #2 S/W | THC-TPA-PA-6010A | Public Address System | Communications Equipment |  | PA | http://www.toronto.ca/TWONTO#public_annoucement_speaker |  | Paging Panel, Headworks, Electrical Room, Ground Floor
67291 | THC-TPA-PA-6030 | Speaker, Headworks, Ground Floor, Control Room | THC-TPA-PA-6010A | Public Address System | Communications Equipment |  | PA | http://www.toronto.ca/TWONTO#public_annoucement_speaker |  | Paging Panel, Headworks, Electrical Room, Ground Floor
129502 | THC-TPA-PA-6029 | Speaker, Headworks, Ground Floor, Corridor to Control Room | THC-TPA-PA-6010A | Public Address System | Communications Equipment |  | PA | http://www.toronto.ca/TWONTO#public_annoucement_speaker |  | Paging Panel, Headworks, Electrical Room, Ground Floor
67292 | THC-TPA-PA-6032 | Speaker, Headworks, Ground Floor, Electrical Room, N/E | THC-TPA-PA-6010A | Public Address System | Communications Equipment |  | PA | http://www.toronto.ca/TWONTO#public_annoucement_speaker |  | Paging Panel, Headworks, Electrical Room, Ground Floor
129503 | THC-TPA-PA-6031 | Speaker, Headworks, Ground Floor, Electrical Room, S | THC-TPA-PA-6010A | Public Address System | Communications Equipment |  | PA | http://www.toronto.ca/TWONTO#public_annoucement_speaker |  | Paging Panel, Headworks, Electrical Room, Ground Floor
67285 | THC-TPA-PA-6018 | Speaker, Headworks, Ground Floor, Screen Room S/W | THC-TPA-PA-6010A | Public Address System | Communications Equipment |  | PA | http://www.toronto.ca/TWONTO#public_annoucement_speaker |  | Paging Panel, Headworks, Electrical Room, Ground Floor
67289 | THC-TPA-PA-6026 | Speaker, Headworks, Ground Floor, Screen Room E | THC-TPA-PA-6010A | Public Address System | Communications Equipment |  | PA | http://www.toronto.ca/TWONTO#public_annoucement_speaker |  | Paging Panel, Headworks, Electrical Room, Ground Floor
67288 | THC-TPA-PA-6024 | Speaker, Headworks, Ground Floor, Screen Room N Middle | THC-TPA-PA-6010A | Public Address System | Communications Equipment |  | PA | http://www.toronto.ca/TWONTO#public_annoucement_speaker |  | Paging Panel, Headworks, Electrical Room, Ground Floor
73600 | THR-ELS-COM-0001 | Public Address Speaker System | THR-ELS-COMM | Public Address System | Communications Equipment |  | COM | http://www.toronto.ca/TWONTO#public_annoucement_speaker |  | Plant External & Internal Phone System
129498 | THC-TPA-PA-6022 | Speaker, Headworks, Ground Floor, Screen Room N Middle | THC-TPA-PA-6010A | Public Address System | Communications Equipment |  | PA | http://www.toronto.ca/TWONTO#public_annoucement_speaker |  | Paging Panel, Headworks, Electrical Room, Ground Floor
67286 | THC-TPA-PA-6020 | Speaker, Headworks, Ground Floor, Screen Room N/W | THC-TPA-PA-6010A | Public Address System | Communications Equipment |  | PA | http://www.toronto.ca/TWONTO#public_annoucement_speaker |  | Paging Panel, Headworks, Electrical Room, Ground Floor
78461 | FHA-GRK-COM-0001 | Telephone and Paging System | FHA-GRK-PRTY-0001 | Public Address System | Communications Equipment |  | COM | http://www.toronto.ca/TWONTO#public_annoucement_speaker |  | Buildings Maintenance
78476 | FHA-GRK-PA-0001 | Intercom & Paging Systems | FHA-GRK-PRTY-0001 | Public Address System | Communications Equipment |  | PA | http://www.toronto.ca/TWONTO#public_annoucement_speaker |  | Buildings Maintenance
129501 | THC-TPA-PA-6027 | Speaker, Headworks, Ground Floor, Screen Room N/W | THC-TPA-PA-6010A | Public Address System | Communications Equipment |  | PA | http://www.toronto.ca/TWONTO#public_annoucement_speaker |  | Paging Panel, Headworks, Electrical Room, Ground Floor
67287 | THC-TPA-PA-6021 | Speaker, Headworks, Ground Floor, Screen Room S Middle | THC-TPA-PA-6010A | Public Address System | Communications Equipment |  | PA | http://www.toronto.ca/TWONTO#public_annoucement_speaker |  | Paging Panel, Headworks, Electrical Room, Ground Floor
129499 | THC-TPA-PA-6023 | Speaker, Headworks, Ground Floor, Screen Room S Middle | THC-TPA-PA-6010A | Public Address System | Communications Equipment |  | PA | http://www.toronto.ca/TWONTO#public_annoucement_speaker |  | Paging Panel, Headworks, Electrical Room, Ground Floor
129500 | THC-TPA-PA-6025 | Speaker, Headworks, Ground Floor, Screen Room S/E | THC-TPA-PA-6010A | Public Address System | Communications Equipment |  | PA | http://www.toronto.ca/TWONTO#public_annoucement_speaker |  | Paging Panel, Headworks, Electrical Room, Ground Floor
129497 | THC-TPA-PA-6019 | Speaker, Headworks, Ground Floor, Screen Room W | THC-TPA-PA-6010A | Public Address System | Communications Equipment |  | PA | http://www.toronto.ca/TWONTO#public_annoucement_speaker |  | Paging Panel, Headworks, Electrical Room, Ground Floor
67290 | THC-TPA-PA-6028 | Speaker, Headworks, Ground Floor, Storage Room | THC-TPA-PA-6010A | Public Address System | Communications Equipment |  | PA | http://www.toronto.ca/TWONTO#public_annoucement_speaker |  | Paging Panel, Headworks, Electrical Room, Ground Floor
129505 | THC-TPA-PA-6036 | Speaker, Headworks, lower Level 1, Truck Load Bay, Middle E | THC-TPA-PA-6010A | Public Address System | Communications Equipment |  | PA | http://www.toronto.ca/TWONTO#public_annoucement_speaker |  | Paging Panel, Headworks, Electrical Room, Ground Floor
93416 | FHO-GRK-PA-0001 | Intercom & Paging System | FHO-GRK | Security System,Intercom | Communications Equipment |  | PA | http://www.toronto.ca/TWONTO#public_annoucement_speaker |  | Buildings & Grounds
129504 | THC-TPA-PA-6035 | Speaker, Headworks, lower Level 1, Truck Load Bay, Middle W | THC-TPA-PA-6010A | Public Address System | Communications Equipment |  | PA | http://www.toronto.ca/TWONTO#public_annoucement_speaker |  | Paging Panel, Headworks, Electrical Room, Ground Floor
67296 | THC-TPA-PA-6038 | Speaker, Headworks, lower Level 1, Truck Load Bay, N/E | THC-TPA-PA-6010A | Public Address System | Communications Equipment |  | PA | http://www.toronto.ca/TWONTO#public_annoucement_speaker |  | Paging Panel, Headworks, Electrical Room, Ground Floor
67295 | THC-TPA-PA-6037 | Speaker, Headworks, lower Level 1, Truck Load Bay, N/W | THC-TPA-PA-6010A | Public Address System | Communications Equipment |  | PA | http://www.toronto.ca/TWONTO#public_annoucement_speaker |  | Paging Panel, Headworks, Electrical Room, Ground Floor
67294 | THC-TPA-PA-6034 | Speaker, Headworks, lower Level 1, Truck Load Bay, S/E | THC-TPA-PA-6010A | Public Address System | Communications Equipment |  | PA | http://www.toronto.ca/TWONTO#public_annoucement_speaker |  | Paging Panel, Headworks, Electrical Room, Ground Floor
67293 | THC-TPA-PA-6033 | Speaker, Headworks, lower Level 1, Truck Load Bay, S/W | THC-TPA-PA-6010A | Public Address System | Communications Equipment |  | PA | http://www.toronto.ca/TWONTO#public_annoucement_speaker |  | Paging Panel, Headworks, Electrical Room, Ground Floor
67299 | THC-TPA-PA-6048 | Speaker, Headworks, Lower Level 2, Blower Room Middle | THC-TPA-PA-6010A | Public Address System | Communications Equipment |  | PA | http://www.toronto.ca/TWONTO#public_annoucement_speaker |  | Paging Panel, Headworks, Electrical Room, Ground Floor
129511 | THC-TPA-PA-6047 | Speaker, Headworks, Lower Level 2, Blower Room Middle | THC-TPA-PA-6010A | Public Address System | Communications Equipment |  | PA | http://www.toronto.ca/TWONTO#public_annoucement_speaker |  | Paging Panel, Headworks, Electrical Room, Ground Floor
129512 | THC-TPA-PA-6049 | Speaker, Headworks, Lower Level 2, Blower Room N | THC-TPA-PA-6010A | Public Address System | Communications Equipment |  | PA | http://www.toronto.ca/TWONTO#public_annoucement_speaker |  | Paging Panel, Headworks, Electrical Room, Ground Floor
67298 | THC-TPA-PA-6046 | Speaker, Headworks, Lower Level 2, Blower Room S | THC-TPA-PA-6010A | Public Address System | Communications Equipment |  | PA | http://www.toronto.ca/TWONTO#public_annoucement_speaker |  | Paging Panel, Headworks, Electrical Room, Ground Floor
129506 | THC-TPA-PA-6041 | Speaker, Headworks, Lower Level 2, Pipe Gallery N Middle | THC-TPA-PA-6010A | Public Address System | Communications Equipment |  | PA | http://www.toronto.ca/TWONTO#public_annoucement_speaker |  | Paging Panel, Headworks, Electrical Room, Ground Floor
129507 | THC-TPA-PA-6042 | Speaker, Headworks, Lower Level 2, Pipe Gallery N/E | THC-TPA-PA-6010A | Public Address System | Communications Equipment |  | PA | http://www.toronto.ca/TWONTO#public_annoucement_speaker |  | Paging Panel, Headworks, Electrical Room, Ground Floor
67301 | THC-TPA-PA-6060 | Speaker, Headworks, Lower Level 2, Pipe Gallery N/W | THC-TPA-PA-6010A | Public Address System | Communications Equipment |  | PA | http://www.toronto.ca/TWONTO#public_annoucement_speaker |  | Paging Panel, Headworks, Electrical Room, Ground Floor
67297 | THC-TPA-PA-6039 | Speaker, Headworks, Lower Level 2, Pipe Gallery W | THC-TPA-PA-6010A | Public Address System | Communications Equipment |  | PA | http://www.toronto.ca/TWONTO#public_annoucement_speaker |  | Paging Panel, Headworks, Electrical Room, Ground Floor
129513 | THC-TPA-PA-6050 | Speaker, Headworks, Lower Level 2, Underground Walkway S | THC-TPA-PA-6010A | Public Address System | Communications Equipment |  | PA | http://www.toronto.ca/TWONTO#public_annoucement_speaker |  | Paging Panel, Headworks, Electrical Room, Ground Floor
129510 | THC-TPA-PA-6045 | Speaker, Headworks, Lower Level 2, Vortex Gallery E | THC-TPA-PA-6010A | Public Address System | Communications Equipment |  | PA | http://www.toronto.ca/TWONTO#public_annoucement_speaker |  | Paging Panel, Headworks, Electrical Room, Ground Floor
129509 | THC-TPA-PA-6044 | Speaker, Headworks, Lower Level 2, Vortex Gallery S | THC-TPA-PA-6010A | Public Address System | Communications Equipment |  | PA | http://www.toronto.ca/TWONTO#public_annoucement_speaker |  | Paging Panel, Headworks, Electrical Room, Ground Floor
129508 | THC-TPA-PA-6043 | Speaker, Headworks, Lower Level 2, Vortex Gallery W | THC-TPA-PA-6010A | Public Address System | Communications Equipment |  | PA | http://www.toronto.ca/TWONTO#public_annoucement_speaker |  | Paging Panel, Headworks, Electrical Room, Ground Floor
67277 | THC-TPA-PA-6003 | Speaker, Headworks, Second Floor, Conveyor Platform Middle | THC-TPA-PA-6010A | Public Address System | Communications Equipment |  | PA | http://www.toronto.ca/TWONTO#public_annoucement_speaker |  | Paging Panel, Headworks, Electrical Room, Ground Floor
67278 | THC-TPA-PA-6005 | Speaker, Headworks, Second Floor, Conveyor Platform N/E | THC-TPA-PA-6010A | Public Address System | Communications Equipment |  | PA | http://www.toronto.ca/TWONTO#public_annoucement_speaker |  | Paging Panel, Headworks, Electrical Room, Ground Floor
129489 | THC-TPA-PA-6004 | Speaker, Headworks, Second Floor, Conveyor Platform N/E | THC-TPA-PA-6010A | Public Address System | Communications Equipment |  | PA | http://www.toronto.ca/TWONTO#public_annoucement_speaker |  | Paging Panel, Headworks, Electrical Room, Ground Floor
67275 | THC-TPA-PA-6001 | Speaker, Headworks, Second Floor, Conveyor Platform S | THC-TPA-PA-6010A | Public Address System | Communications Equipment |  | PA | http://www.toronto.ca/TWONTO#public_annoucement_speaker |  | Paging Panel, Headworks, Electrical Room, Ground Floor
67276 | THC-TPA-PA-6002 | Speaker, Headworks, Second Floor, Conveyor Platform S/E | THC-TPA-PA-6010A | Public Address System | Communications Equipment |  | PA | http://www.toronto.ca/TWONTO#public_annoucement_speaker |  | Paging Panel, Headworks, Electrical Room, Ground Floor
129496 | THC-TPA-PA-6017 | Speaker, Headworks, Stair "A", Ground Floor | THC-TPA-PA-6010A | Public Address System | Communications Equipment |  | PA | http://www.toronto.ca/TWONTO#public_annoucement_speaker |  | Paging Panel, Headworks, Electrical Room, Ground Floor
67284 | THC-TPA-PA-6016 | Speaker, Headworks, Stair "A", Lower Level 2 | THC-TPA-PA-6010A | Public Address System | Communications Equipment |  | PA | http://www.toronto.ca/TWONTO#public_annoucement_speaker |  | Paging Panel, Headworks, Electrical Room, Ground Floor
129495 | THC-TPA-PA-6015 | Speaker, Headworks, Stair "B", Ground Floor | THC-TPA-PA-6010A | Public Address System | Communications Equipment |  | PA | http://www.toronto.ca/TWONTO#public_annoucement_speaker |  | Paging Panel, Headworks, Electrical Room, Ground Floor
129494 | THC-TPA-PA-6014 | Speaker, Headworks, Stair "B", Lower Level 2 | THC-TPA-PA-6010A | Public Address System | Communications Equipment |  | PA | http://www.toronto.ca/TWONTO#public_annoucement_speaker |  | Paging Panel, Headworks, Electrical Room, Ground Floor
67300 | THC-TPA-PA-6052 | Speaker, Headworks, Stair "C", Ground Floor | THC-TPA-PA-6010A | Public Address System | Communications Equipment |  | PA | http://www.toronto.ca/TWONTO#public_annoucement_speaker |  | Paging Panel, Headworks, Electrical Room, Ground Floor
129514 | THC-TPA-PA-6051 | Speaker, Headworks, Stair "C", Lower Level 1 | THC-TPA-PA-6010A | Public Address System | Communications Equipment |  | PA | http://www.toronto.ca/TWONTO#public_annoucement_speaker |  | Paging Panel, Headworks, Electrical Room, Ground Floor
98319 | FIS-SPC-CPU-0214 | Computer, Backup SCADA Server (FISPSB02), Chemical Feed, Admin Bldg, Server Room COM-0400 | FIS-RAW WATER BLDG |  | Communications Equipment |  | CPU | http://www.toronto.ca/TWONTO#operator_interface_terminal |  | Building Location
98320 | FIS-SPC-CPU-0215 | Computer, Backup SCADA Server (FISPSB03), Raw Water & Preliminary, Admin Bldg, Server Room COM-0400 | FIS-CHEMICAL BLDG |  | Communications Equipment |  | CPU | http://www.toronto.ca/TWONTO#operator_interface_terminal |  | Building Location
98321 | FIS-SPC-CPU-1310 | Computer, Client SCADA Server, Filter Building, Filter Gallery | FIS-ADM BLDG |  | Communications Equipment |  | CPU | http://www.toronto.ca/TWONTO#operator_interface_terminal |  | Building Location
98322 | FIS-SPC-CPU-1410 | Computer, Client SCADA Server, Ammonia Building, Storage Room | FIS-METERING BLDG |  | Communications Equipment |  | CPU | http://www.toronto.ca/TWONTO#operator_interface_terminal |  | Building Location
98323 | FIS-SPC-CPU-1510 | Computer, Client SCADA Server (FISPSC04), Workshop Building, Switchgear Area | FIS-ADM BLDG |  | Communications Equipment |  | CPU | http://www.toronto.ca/TWONTO#operator_interface_terminal |  | Building Location
98324 | FIS-SPC-CPU-1610 | Computer, Client SCADA Server, Gaseous Chemical Building, Entrance | FIS-AMMONIA STORAGE |  | Communications Equipment |  | CPU | http://www.toronto.ca/TWONTO#operator_interface_terminal |  | Building Location
98325 | FIS-SPC-CPU-1710 | Computer, Client SCADA Server, Raw Water Pumping Station, South | FIS-FILTER BLDG |  | Communications Equipment |  | CPU | http://www.toronto.ca/TWONTO#operator_interface_terminal |  | Building Location
98326 | FIS-SPC-CPU-1911 | Computer, Client SCADA Server, Admin Building, Computer Room Console | FIS-ADM BLDG |  | Communications Equipment |  | CPU | http://www.toronto.ca/TWONTO#operator_interface_terminal |  | Building Location
98327 | FIS-SPC-CPU-1912 | Computer, Client SCADA Server, Admin Building, Computer Room Console | FIS-ADM BLDG |  | Communications Equipment |  | CPU | http://www.toronto.ca/TWONTO#operator_interface_terminal |  | Building Location
98328 | FIS-SPC-CPU-1913 | Computer, Client SCADA Server, Admin Building, Computer Room Console | FIS-ADM BLDG |  | Communications Equipment |  | CPU | http://www.toronto.ca/TWONTO#operator_interface_terminal |  | Building Location
98370 | FIS-TPA-CP-4001 | Panel, Paging, Paging System, IT/SCADA Room | FIS-MARINE-BUILDING |  | Communications Equipment |  | CP | http://www.toronto.ca/TWONTO#public_annoucement_speaker |  | FIS Marine Yard Building
105168 | PA50258 | Paging/Intercom System, P Bldg Prelim Treatment | TAB-PLT-P | Public Address System | Communications Equipment |  |  | http://www.toronto.ca/TWONTO#public_annoucement_speaker |  | P Building - Preliminary Treatment
105169 | PA50273 | Paging/Intercom System, T Bldg | TAB-RSP-ELQ | Public Address System | Communications Equipment |  |  | http://www.toronto.ca/TWONTO#public_annoucement_speaker |  | T Building - Electrical Equipment
105170 | PA50283 | Paging/Intercom System, Auxiliary Bldg | TAB-AUX-STRC |  | Communications Equipment |  |  | http://www.toronto.ca/TWONTO#public_annoucement_speaker |  | Auxiliary Building - Drains, Electrical Service(110/220V), Lighting, Plumbing
105171 | PA50285 | Paging/Intercom System, Pelletizer Bldg | TAB-SLD-STRC |  | Communications Equipment |  |  | http://www.toronto.ca/TWONTO#public_annoucement_speaker |  | Pelletizer Bldg - Building Services, Drains, Electrical Service(110/220V), Lighting, Plumbing
105172 | PA50286 | Paging/Intercom System, Truck Loading Facility | TAB-SLO-STRC-TLF |  | Communications Equipment |  |  | http://www.toronto.ca/TWONTO#public_annoucement_speaker |  | Truck Loading Facility - Drains, Electrical Service(110/220V), Lighting, Plumbing
105173 | PA50289 | Paging/Intercom System, Flotation/Z Bldg | TAB-THK-STRC |  | Communications Equipment |  |  | http://www.toronto.ca/TWONTO#public_annoucement_speaker |  | THK-STRC
105174 | PA50290 | Paging/Intercom System, Digestion Pipe Gallery | TAB-DIG-STRC |  | Communications Equipment |  |  | http://www.toronto.ca/TWONTO#public_annoucement_speaker |  | Digestion Pipe Gallery - Drains, Walls, Lighting, Bldg, Services, PA System, Plumbing, Safety Equipments
105175 | PA50291 | Paging/Intercom System, Digestion Tanks 1-4 | TAB-DIG-STRC-T1-4 |  | Communications Equipment |  |  | http://www.toronto.ca/TWONTO#public_annoucement_speaker |  | Digester Tanks 1-4 - Drains, Electrical Service(110/220V), Lighting, Plumbing
105176 | PA50293 | Paging/Intercom System, Digestion Tanks 9-12 | TAB-DIG-STRC-T9-12 |  | Communications Equipment |  |  | http://www.toronto.ca/TWONTO#public_annoucement_speaker |  | Digester Tanks 9-12 - Structure, Drains, Electrical Service(110/220V), Lighting, Plumbing, Grounds
105177 | PA50295 | Paging/Intercom System, Digestion Tanks 19-22 | TAB-DIG-STRC-19-22 |  | Communications Equipment |  |  | http://www.toronto.ca/TWONTO#public_annoucement_speaker |  | Digester Tanks 19-22 - Drains, Electrical Service(110/220V), UPS,Lighting, Plumbing
105179 | PA50748 | Paging/Intercom System, Boiler Rms/Z Bldg | TAB-WA6 |  | Communications Equipment |  |  | http://www.toronto.ca/TWONTO#public_annoucement_speaker |  | Common to Projects, Bldg. Services, Z Building
67279 | THC-TPA-PA-6006 | Speaker, Headworks, Stair "D", Ground Floor | THC-TPA-PA-6010A | Public Address System | Communications Equipment |  | PA | http://www.toronto.ca/TWONTO#public_annoucement_speaker |  | Paging Panel, Headworks, Electrical Room, Ground Floor
112774 | TAB-EL1-PA-300 | Panel, Paging, Electrical Room No. 4, P Bldg. | TAB-EL1-MCC-6634 | Control Panel,Security | Communications Equipment |  | PA | http://www.toronto.ca/TWONTO#public_annoucement_speaker |  | Motor Control Centre 600V - Galery 9
113413 | TAB-ELS-PA-0001 | Public Address System , Plant wide | 52349 | Public Address System | Communications Equipment |  | PA | http://www.toronto.ca/TWONTO#public_annoucement_speaker |  | TAB Power Distribution
113414 | TAB-ELS-PA-0001 | Public Address System , Plant wide | TAB-ELS-ESQ | Public Address System | Communications Equipment |  | PA | http://www.toronto.ca/TWONTO#public_annoucement_speaker |  | Electrical Safety Equipment
4436 | COL-PGA-COM-0001 | Switch,Networking,WAN,Grey Abbey SPS | COL-PGA | Computer Equipment | Communications Equipment |  | COM | http://www.toronto.ca/TWONTO#network_switch |  | Greyabbey Sewage Pumping Station
13821 | COL-PGA-COM-0001 | Switch,Networking,WAN,Grey Abbey SPS | COL-PGA-MISC | Computer Equipment | Communications Equipment |  | COM | http://www.toronto.ca/TWONTO#network_switch |  | Miscellaneous Equipment
27 | 32017 | TAB External Telephone System | 52349 |  | Communications Equipment |  |  | telephone_system |  | TAB Power Distribution
126379 | THC-ITS-TEL-6004 | Telephone Outlet and Phone, Headworks, Ground Floor, Control Room, E Wall N | THC-TPA-PA-6010A | Network,Telecommunication | Communications Equipment |  | TEL | telephone_system |  | Paging Panel, Headworks, Electrical Room, Ground Floor
118376 | TAB-SPC-CPU-0060 | BAS (Building Automation System) Server Computer, 'M' Building, Control Room | TAB-RSP-INQ-M | Building Service | Communications Equipment |  | CPU | http://www.toronto.ca/TWONTO#building_automation_system_controller |  | M Building - Instrumentation Equipment
118377 | TAB-SPC-CPU-0061 | BAS (Building Automation System) Server Computer, 'T' Building, Control Room | TAB-RSP-INQ | Building Service | Communications Equipment |  | CPU | http://www.toronto.ca/TWONTO#building_automation_system_controller |  | T Building - Instrumentation
118378 | TAB-SPC-CPU-0062 | BAS (Building Automation System) Server Computer, New 'D' Building, Control Room | TAB-PLT-INQ-D | Building Service | Communications Equipment |  | CPU | http://www.toronto.ca/TWONTO#building_automation_system_controller |  | D Building - Instrumentation Equipment
118379 | TAB-SPC-CPU-0063 | BAS (Building Automation System) Server Computer, 'Z' Building, Control Room | TAB-THK-INQ | Building Service | Communications Equipment |  | CPU | http://www.toronto.ca/TWONTO#building_automation_system_controller |  | Floatation - Instrumentation Equipment
119551 | TAB-TPA-PA-2200 | Speaker, Paging/Intercom System, PRS Bldg | TAB-PRS-INQ | Control Panel,Instrumentation | Communications Equipment |  | PA | http://www.toronto.ca/TWONTO#public_annoucement_speaker |  | Instrumentation Equipment
119552 | TAB-TPA-PA-2201 | Speaker, Paging/Intercom System, PRS Bldg | TAB-PRS-INQ | Control Panel,Instrumentation | Communications Equipment |  | PA | http://www.toronto.ca/TWONTO#public_annoucement_speaker |  | Instrumentation Equipment
119553 | TAB-TPA-PA-2202 | Speaker, Paging/Intercom System, PRS Bldg | TAB-PRS-INQ | Control Panel,Instrumentation | Communications Equipment |  | PA | http://www.toronto.ca/TWONTO#public_annoucement_speaker |  | Instrumentation Equipment
119554 | TAB-TPA-PA-2220 | Speaker, Paging/Intercom System, Tunnel 'H' | TAB-PRS-INQ | Control Panel,Instrumentation | Communications Equipment |  | PA | http://www.toronto.ca/TWONTO#public_annoucement_speaker |  | Instrumentation Equipment
119555 | TAB-TPA-PA-2221 | Speaker, Paging/Intercom System, Tunnel 'H' | TAB-PRS-INQ | Control Panel,Instrumentation | Communications Equipment |  | PA | http://www.toronto.ca/TWONTO#public_annoucement_speaker |  | Instrumentation Equipment
62491 | THC-ITS-TEL-6005 | Telephone Outlet and Phone, Headworks, Ground Floor, Electrical Room, E Wall N | THC-TPA-PA-6010A | Network,Telecommunication | Communications Equipment |  | TEL | telephone_system |  | Paging Panel, Headworks, Electrical Room, Ground Floor
126382 | THC-ITS-TEL-6010 | Telephone Outlet and Phone, Headworks, Ground Floor, Screen Room, S Wall E | THC-TPA-PA-6010A | Network,Telecommunication | Communications Equipment |  | TEL | telephone_system |  | Paging Panel, Headworks, Electrical Room, Ground Floor
62492 | THC-ITS-TEL-6007 | Telephone Outlet and Phone, Headworks, Lower Level 1, Truck Load Bay, E Wall N | THC-TPA-PA-6010A | Network,Telecommunication | Communications Equipment |  | TEL | telephone_system |  | Paging Panel, Headworks, Electrical Room, Ground Floor
126380 | THC-ITS-TEL-6006 | Telephone Outlet and Phone, Headworks, Lower Level 1, Truck Load Bay, W Wall S | THC-TPA-PA-6010A | Network,Telecommunication | Communications Equipment |  | TEL | telephone_system |  | Paging Panel, Headworks, Electrical Room, Ground Floor
126381 | THC-ITS-TEL-6008 | Telephone Outlet and Phone, Headworks, Lower Level 2, Blower Room, E Wall | THC-TPA-PA-6010A | Network,Telecommunication | Communications Equipment |  | TEL | telephone_system |  | Paging Panel, Headworks, Electrical Room, Ground Floor
126352 | THC-ITS-MDF-1000 | Public Address System, Master Distribution , Control System, Admin Bldg, | THC-ITS-PA-0001 | Network,Telecommunication | Communications Equipment |  | MDF | http://www.toronto.ca/TWONTO#public_annoucement_speaker |  | PBX Phone System, Weridom 1, Control System, Admin Bldg,
62493 | THC-ITS-TEL-6009 | Telephone Outlet and Phone, Headworks, Lower Level 2, Pipe Gallery, S Wall Middle | THC-TPA-PA-6010A | Network,Telecommunication | Communications Equipment |  | TEL | telephone_system |  | Paging Panel, Headworks, Electrical Room, Ground Floor
126354 | THC-ITS-PA-1210 | IDF Panel , Public Address System, Tunnel 12 | THC-ITS-MDF-1000 | Network,Telecommunication | Communications Equipment |  | PA | http://www.toronto.ca/TWONTO#public_annoucement_speaker |  | Public Address System, Master Distribution , Control System, Admin Bldg,
126355 | THC-ITS-PA-1410 | IDF Panel, Public Address System, Tunnel 14 | THC-ITS-MDF-1000 | Network,Telecommunication | Communications Equipment |  | PA | http://www.toronto.ca/TWONTO#public_annoucement_speaker |  | Public Address System, Master Distribution , Control System, Admin Bldg,
126356 | THC-ITS-PA-1610 | IDF Panel, Public Address System, Tunnel 18 | THC-ITS-MDF-1000 | Network,Telecommunication | Communications Equipment |  | PA | http://www.toronto.ca/TWONTO#public_annoucement_speaker |  | Public Address System, Master Distribution , Control System, Admin Bldg,
126357 | THC-ITS-PA-2210 | IDF Panel, Public Address System, Bldg K | THC-ITS-MDF-1000 | Network,Telecommunication | Communications Equipment |  | PA | http://www.toronto.ca/TWONTO#public_annoucement_speaker |  | Public Address System, Master Distribution , Control System, Admin Bldg,
126358 | THC-ITS-PA-24010 | IDF Panel, Public Address System, Hygiene Bldg | THC-ITS-MDF-1000 | Network,Telecommunication | Communications Equipment |  | PA | http://www.toronto.ca/TWONTO#public_annoucement_speaker |  | Public Address System, Master Distribution , Control System, Admin Bldg,
126359 | THC-ITS-PA-2510 | IDF Panel, Public Address System, Bldg J | THC-ITS-MDF-1000 | Network,Telecommunication | Communications Equipment |  | PA | http://www.toronto.ca/TWONTO#public_annoucement_speaker |  | Public Address System, Master Distribution , Control System, Admin Bldg,
126360 | THC-ITS-PA-2610 | IDF Panel, Public Address System, Aeration Tanks 9-12 | THC-ITS-MDF-1000 | Network,Telecommunication | Communications Equipment |  | PA | http://www.toronto.ca/TWONTO#public_annoucement_speaker |  | Public Address System, Master Distribution , Control System, Admin Bldg,
126361 | THC-ITS-PA-2810 | IDF Panel, Public Address System, New Blower BLDG | THC-ITS-MDF-1000 | Network,Telecommunication | Communications Equipment |  | PA | http://www.toronto.ca/TWONTO#public_annoucement_speaker |  | Public Address System, Master Distribution , Control System, Admin Bldg,
126362 | THC-ITS-PA-2910 | IDF Panel, Public Address System, Bldg. U | THC-ITS-MDF-1000 | Network,Telecommunication | Communications Equipment |  | PA | http://www.toronto.ca/TWONTO#public_annoucement_speaker |  | Public Address System, Master Distribution , Control System, Admin Bldg,
126363 | THC-ITS-PA-2940 | IDF Panel, Public Address System, Bldg. U | THC-ITS-MDF-1000 | Network,Telecommunication | Communications Equipment |  | PA | http://www.toronto.ca/TWONTO#public_annoucement_speaker |  | Public Address System, Master Distribution , Control System, Admin Bldg,
126366 | THC-ITS-PA-3110 | IDF Panel, Public Address System, Anaerobic filters ELEC Room | THC-ITS-MDF-1000 | Network,Telecommunication | Communications Equipment |  | PA | http://www.toronto.ca/TWONTO#public_annoucement_speaker |  | Public Address System, Master Distribution , Control System, Admin Bldg,
126367 | THC-ITS-PA-3240 | IDF Panel , Public Address System, Old Blower BLDG MCC Room | THC-ITS-MDF-1000 | Network,Telecommunication | Communications Equipment |  | PA | http://www.toronto.ca/TWONTO#public_annoucement_speaker |  | Public Address System, Master Distribution , Control System, Admin Bldg,
126368 | THC-ITS-PA-3245 | Speaker, Public Address System, Old Blower BLDG MCC Room | THC-ITS-MDF-1000 | Network,Telecommunication | Communications Equipment |  | PA | http://www.toronto.ca/TWONTO#public_annoucement_speaker |  | Public Address System, Master Distribution , Control System, Admin Bldg,
126369 | THC-ITS-PA-3246 | Speaker, Public Address System, Old Blower BLDG MCC Room | THC-ITS-MDF-1000 | Network,Telecommunication | Communications Equipment |  | PA | http://www.toronto.ca/TWONTO#public_annoucement_speaker |  | Public Address System, Master Distribution , Control System, Admin Bldg,
126370 | THC-ITS-PA-3247 | Speaker, Public Address System, , Bldg. A | THC-ITS-MDF-1000 | Network,Telecommunication | Communications Equipment |  | PA | http://www.toronto.ca/TWONTO#public_annoucement_speaker |  | Public Address System, Master Distribution , Control System, Admin Bldg,
126371 | THC-ITS-PA-3410 | IDF Panel, Public Address System, Head House | THC-ITS-MDF-1000 | Network,Telecommunication | Communications Equipment |  | PA | http://www.toronto.ca/TWONTO#public_annoucement_speaker |  | Public Address System, Master Distribution , Control System, Admin Bldg,
126372 | THC-ITS-PA-3440 | IDF Panel, Public Address System, Head House | THC-ITS-MDF-1000 | Network,Telecommunication | Communications Equipment |  | PA | http://www.toronto.ca/TWONTO#public_annoucement_speaker |  | Public Address System, Master Distribution , Control System, Admin Bldg,
126373 | THC-ITS-PA-3810 | IDF Panel, Public Address System, , Bldg. M | THC-ITS-MDF-1000 | Network,Telecommunication | Communications Equipment |  | PA | http://www.toronto.ca/TWONTO#public_annoucement_speaker |  | Public Address System, Master Distribution , Control System, Admin Bldg,
126374 | THC-ITS-PA-4010 | IDF Panel, Public Address System, , Bldg. M | THC-ITS-MDF-1000 | Network,Telecommunication | Communications Equipment |  | PA | http://www.toronto.ca/TWONTO#public_annoucement_speaker |  | Public Address System, Master Distribution , Control System, Admin Bldg,
62489 | THC-ITS-TEL-6002 | Telephone Outlet and Phone, Headworks, Second Floor, Mech Room #1, E Wall N | THC-TPA-PA-6010A | Network,Telecommunication | Communications Equipment |  | TEL | telephone_system |  | Paging Panel, Headworks, Electrical Room, Ground Floor
126378 | THC-ITS-TEL-6001 | Telephone Outlet and Phone, Headworks, Second Floor, Mech Room #1, E Wall S | THC-TPA-PA-6010A | Network,Telecommunication | Communications Equipment |  | TEL | telephone_system |  | Paging Panel, Headworks, Electrical Room, Ground Floor
62490 | THC-ITS-TEL-6003 | Telephone Outlet and Phone, Headworks, Second Floor, Mech Room #2, N Wall E | THC-TPA-PA-6010A | Network,Telecommunication | Communications Equipment |  | TEL | telephone_system |  | Paging Panel, Headworks, Electrical Room, Ground Floor
24027 | FHO-GRK-COM-0001 | Telephone System and P A System | FHO-GRK-PRTY-0001 |  | Communications Equipment |  | COM | http://www.toronto.ca/TWONTO#public_annoucement_speaker |  | Building Maintenance
60419 | THC-DIS-OIT-1801 | Terminal, Operator Interface, Control Panel, Chlorination Bldg | THC-DIS-RPU-1801 | Control Panel,Operator | Communications Equipment |  | OIT | http://www.toronto.ca/TWONTO#operator_interface_terminal |  | Remote Processing Unit, Control Panel
94987 | FHO-SPC-COM-1601 | Termination Panel, Clarifier Building, S2, Main Foyer, N/E | FHO-SPC |  | Communications Equipment |  | COM | termination_panel |  | Process Control Systems - Services Area
26452 | FHO-SPC-COM-1102 | Termination Panel, Admin Building, S4, Main Electrical Room, South | FHO-SPC |  | Communications Equipment |  | COM | termination_panel |  | Process Control Systems - Services Area
94976 | FHO-SPC-COM-1101 | Termination Panel, Admin Building, S4, Main Electrical Room, South Wall | FHO-SPC |  | Communications Equipment |  | COM | termination_panel |  | Process Control Systems - Services Area
26456 | FHO-SPC-COM-1301 | Termination Panel, Chemical Building, L1, Chemical Workshop | FHO-SPC |  | Communications Equipment |  | COM | termination_panel |  | Process Control Systems - Services Area
94981 | FHO-SPC-COM-1302 | Termination Panel, Chemical Building, L1, Chemical Workshop | FHO-SPC |  | Communications Equipment |  | COM | termination_panel |  | Process Control Systems - Services Area
94980 | FHO-SPC-COM-1205 | Termination Panel, Chemical Building, S2, former PAC Area | FHO-SPC |  | Communications Equipment |  | COM | termination_panel |  | Process Control Systems - Services Area
26454 | FHO-SPC-COM-1203 | Termination Panel, Chemical Building, S4, Chemical Gallery | FHO-SPC |  | Communications Equipment |  | COM | termination_panel |  | Process Control Systems - Services Area
94978 | FHO-SPC-COM-1202 | Termination Panel, Chemical Building, S4, Chemical Gallery | FHO-SPC |  | Communications Equipment |  | COM | termination_panel |  | Process Control Systems - Services Area
94979 | FHO-SPC-COM-1204 | Termination Panel, Chemical Building, S4, Chemical Gallery, North Wall | FHO-SPC |  | Communications Equipment |  | COM | termination_panel |  | Process Control Systems - Services Area
94988 | FHO-SPC-COM-1602 | Termination Panel, Clarifier Buildoing, S2, Corridor | FHO-SPC |  | Communications Equipment |  | COM | termination_panel |  | Process Control Systems - Services Area
26459 | FHO-SPC-COM-1702 | Termination Panel, Filter 1-8 Building, S2, Filter Pipe Gallery, East Wall | FHO-SPC |  | Communications Equipment |  | COM | termination_panel |  | Process Control Systems - Services Area
26461 | FHO-SPC-COM-1705 | Termination Panel, Filter 1-8 Building, S2, Filter Pipe Gallery, East Wall | FHO-SPC |  | Communications Equipment |  | COM | termination_panel |  | Process Control Systems - Services Area
94991 | FHO-SPC-COM-1703 | Termination Panel, Filter 1-8 Building, S2, Filter Pipe Gallery, East Wall | FHO-SPC |  | Communications Equipment |  | COM | termination_panel |  | Process Control Systems - Services Area
94992 | FHO-SPC-COM-1706 | Termination Panel, Filter 1-8 Building, S2, Filter Pipe Gallery, East Wall | FHO-SPC |  | Communications Equipment |  | COM | termination_panel |  | Process Control Systems - Services Area
26460 | FHO-SPC-COM-1704 | Termination Panel, Filter Building, L1, Filter Gallery | FHO-SPC |  | Communications Equipment |  | COM | termination_panel |  | Process Control Systems - Services Area
94990 | FHO-SPC-COM-1701 | Termination Panel, Filter Building, S2, Filter Pipe Gallery, West Wall | FHO-SPC |  | Communications Equipment |  | COM | termination_panel |  | Process Control Systems - Services Area
94993 | FHO-SPC-COM-1707 | Termination Panel, Filter Gallery1-8 HVAC, Filter Building, S2, HVAC Room | FHO-SPC |  | Communications Equipment |  | COM | termination_panel |  | Process Control Systems - Services Area
128803 | THC-SPC-COM-1803 | Termination Panel, Network,Phase IV - Aeration MCC Room | THC-SPC-COM-1802 | SCADA | Communications Equipment |  | COM | termination_panel |  | SCADA & Computer
128804 | THC-SPC-COM-1810 | Termination Panel, Network,Phase IV - Aeration MCC Room | THC-SPC-COM-1802 | SCADA | Communications Equipment |  | COM | termination_panel |  | SCADA & Computer
66407 | THC-SPC-COM-1806 | Termination Panel, Network,Phase IV Primary Treatment Area, TunnelT19 | THC-SPC-COM-1802 | SCADA | Communications Equipment |  | COM | termination_panel |  | SCADA & Computer
94998 | FHO-SPC-COM-2002 | Termination Panel, Ozone Building, L1, Electrical Room | FHO-SPC |  | Communications Equipment |  | COM | termination_panel |  | Process Control Systems - Services Area
94997 | FHO-SPC-COM-2001 | Termination Panel, Ozone Building, L1, Electrical Room, West Wall | FHO-SPC |  | Communications Equipment |  | COM | termination_panel |  | Process Control Systems - Services Area
94996 | FHO-SPC-COM-1902 | Termination Panel, Ozone Building, L1, Ozone Equipment Room | FHO-SPC |  | Communications Equipment |  | COM | termination_panel |  | Process Control Systems - Services Area
26462 | FHO-SPC-COM-1901 | Termination Panel, Ozone Building, L1, Ozone Equipment Room, West Wall | FHO-SPC |  | Communications Equipment |  | COM | termination_panel |  | Process Control Systems - Services Area
26463 | FHO-SPC-COM-1903 | Termination Panel, Ozone Building, L1, Ozone Equipment Room, West Wall | FHO-SPC |  | Communications Equipment |  | COM | termination_panel |  | Process Control Systems - Services Area
94983 | FHO-SPC-COM-1402 | Termination Panel, Raw Water Building, S10, Raw Water Pump Basement | FHO-SPC |  | Communications Equipment |  | COM | termination_panel |  | Process Control Systems - Services Area
94982 | FHO-SPC-COM-1401 | Termination Panel, Raw Water Building, S7, Electrical Room | FHO-SPC |  | Communications Equipment |  | COM | termination_panel |  | Process Control Systems - Services Area
26458 | FHO-SPC-COM-1502 | Termination Panel, Standby Power Building, S2, Electrical Room | FHO-SPC |  | Communications Equipment |  | COM | termination_panel |  | Process Control Systems - Services Area
94985 | FHO-SPC-COM-1501 | Termination Panel, Surge Building, S2, Compressor Room | FHO-SPC |  | Communications Equipment |  | COM | termination_panel |  | Process Control Systems - Services Area
137700 | THR-PRM-COM-0901 | Transmitter, Radio,Bridge 0902 Kiosk | THR-ELS-COMM | Public Address System | Communications Equipment |  | COM | radio_system |  | Plant External & Internal Phone System
137701 | THR-PRM-COM-1001 | Transmitter, Radio,Bridge 1002 Kiosk | THR-ELS-COMM | Public Address System | Communications Equipment |  | COM | radio_system |  | Plant External & Internal Phone System
137702 | THR-PRM-COM-1101 | Transmitter, Radio,Bridge 1101 Kiosk | THR-ELS-COMM | Public Address System | Communications Equipment |  | COM | radio_system |  | Plant External & Internal Phone System
68690 | THR-ACC-UPS-0006 | UPS for RPU(THR-ACC-RPU-0006), Engine Room South side near stairs, A-B SLC-5/05, 172.22.37.134, THRPSN11, Engine Room South side near stairs, Eng. Room roof ventilation | THR-ACC-RPU-0006 |  | Communications Equipment |  | UPS | http://www.toronto.ca/TWONTO#UPS |  | RPU, Engine Room South side near stairs, A-B SLC-5/05, 172.22.37.134, THRPSN11, Engine Room South side near stairs, Eng. Room roof ventilation
60459 | THC-DIS-UPS-1801 | UPS, Control Panel, Chlorination Bldg | THC-DIS-RPU-1801 | Control Panel,Operator | Communications Equipment |  | UPS | http://www.toronto.ca/TWONTO#UPS |  | Remote Processing Unit, Control Panel
126383 | THC-ITS-WAP-6010 | Wireless Phone Base Station, Headworks, Ground Floor, Control Room, N Wall E | THC-TPA-PA-6010A | Network,Telecommunication | Communications Equipment |  | WAP | telephone_system |  | Paging Panel, Headworks, Electrical Room, Ground Floor
126384 | THC-ITS-WAP-6011 | Wireless Phone Base Station, Headworks, Lower Level 1, Sump/Storage Room, E Wall | THC-TPA-PA-6010A | Network,Telecommunication | Communications Equipment |  | WAP | telephone_system |  | Paging Panel, Headworks, Electrical Room, Ground Floor
62496 | THC-ITS-WAP-6013 | Wireless Phone Base Station, Headworks, Lower Level 2, Pipe Gallery, N Wall Middle | THC-TPA-PA-6010A | Network,Telecommunication | Communications Equipment |  | WAP | telephone_system |  | Paging Panel, Headworks, Electrical Room, Ground Floor
62497 | THC-ITS-WAP-6014 | Wireless Phone Base Station, Headworks, Lower Level 2, Pipe Gallery, S Wall Middle | THC-TPA-PA-6010A | Network,Telecommunication | Communications Equipment |  | WAP | telephone_system |  | Paging Panel, Headworks, Electrical Room, Ground Floor
62494 | THC-ITS-WAP-6001 | Wireless Phone Base Station, Headworks, Second Floor, Mech Room #1, E Wall | THC-TPA-PA-6010A | Network,Telecommunication | Communications Equipment |  | WAP | telephone_system |  | Paging Panel, Headworks, Electrical Room, Ground Floor
62495 | THC-ITS-WAP-6002 | Wireless Phone Base Station, Headworks, Second Floor, Mech Room #2, N Wall E | THC-TPA-PA-6010A | Network,Telecommunication | Communications Equipment |  | WAP | telephone_system |  | Paging Panel, Headworks, Electrical Room, Ground Floor
9799 | DRN-53787 | Drains | TNT-GRK-PRTY-1000 | Building Service,Floor Drain | Drain |  |  | http://www.toronto.ca/TWONTO#drain |  | Building Services
9805 | DRN18469 | Drains, Floor, Digestion Tanks 1-4 | TAB-DIG-STRC-T1-4 | Drain | Drain |  |  | http://www.toronto.ca/TWONTO#drain |  | Digester Tanks 1-4 - Drains, Electrical Service(110/220V), Lighting, Plumbing
9806 | DRN18470 | Drains, Floor, Digestion Tanks 5-8 | TAB-DIG-STRC-T5-8 | Drain | Drain |  |  | http://www.toronto.ca/TWONTO#drain |  | Digester Tanks 5-8 - Drains, Electrical Service(110/220V), Lighting, Plumbing
9807 | DRN18472 | Drains, Floor, Digestion Tanks 13-16 | TAB-DIG-STRC-T13-16 | Drain | Drain |  |  | http://www.toronto.ca/TWONTO#drain |  | Digester Tanks 13-16, Drains, Electrical Service(110/220V), Lighting, Plumbing
9808 | DRN18473 | Drains, Floor, Digestion Tanks 19-22 | TAB-DIG-STRC-19-22 | Drain | Drain |  |  | http://www.toronto.ca/TWONTO#drain |  | Digester Tanks 19-22 - Drains, Electrical Service(110/220V), UPS,Lighting, Plumbing
16580 | FHA-DRN-53792 | Drains | FHA-GRK-PRTY-1000 | Building Service,Floor Drain | Drain |  | DRN | http://www.toronto.ca/TWONTO#drain |  | CMS Work Orders
16954 | FHA-FEQ-DT-0003 | Firesystem Sprinkler drain trap, RMF-Near polymer room by eyewash station | FHA-SES-FEQ-1 | Drain | Drain |  | DT | http://www.toronto.ca/TWONTO#drain |  | Fire Sprinkler System
16955 | FHA-FEQ-DT-0004 | Firesystem Sprinkler drain trap, Garage # 6 Attached with air handling equipment | FHA-SES-FEQ-1 | Drain | Drain |  | DT | http://www.toronto.ca/TWONTO#drain |  | Fire Sprinkler System
16956 | FHA-FEQ-DT-0007 | Firesystem Sprinkler drain trap, RMF North chemical corridor outside ammonia room | FHA-SES-FEQ-1 | Drain | Drain |  | DT | http://www.toronto.ca/TWONTO#drain |  | Fire Sprinkler System
16957 | FHA-FEQ-DT-0008 | Firesystem Sprinkler drain trap, RMF North chemical corridor outside room 'E' | FHA-SES-FEQ-1 | Drain | Drain |  | DT | http://www.toronto.ca/TWONTO#drain |  | Fire Sprinkler System
16958 | FHA-FEQ-DT-0009 | Firesystem Sprinkler drain trap, RMF South east corner room E | FHA-SES-FEQ-1 | Drain | Drain |  | DT | http://www.toronto.ca/TWONTO#drain |  | Fire Sprinkler System
16959 | FHA-FEQ-DT-0010 | Firesystem Sprinkler drain trap, RMF-East end of south chemical corridor | FHA-SES-FEQ-1 | Drain | Drain |  | DT | http://www.toronto.ca/TWONTO#drain |  | Fire Sprinkler System
16960 | FHA-FEQ-DT-0011 | Firesystem Sprinkler drain trap, RMF-East end of north chemical corridor by stairs and elevator | FHA-SES-FEQ-1 | Drain | Drain |  | DT | http://www.toronto.ca/TWONTO#drain |  | Fire Sprinkler System
16961 | FHA-FEQ-DT-0012 | Firesystem Sprinkler drain trap, RMF-In hoisting access room north chemical corridor | FHA-SES-FEQ-1 | Drain | Drain |  | DT | http://www.toronto.ca/TWONTO#drain |  | Fire Sprinkler System
17551 | FHA-GRK-DRN-0101 | Drains | FHA-GRK-PRTY-0001 | Building Service,Floor Drain | Drain |  | DRN | http://www.toronto.ca/TWONTO#drain |  | Buildings Maintenance
24285 | FHO-LAB-TPD-0001 | Electronic trap pirmer- Operators' Lab | FHO |  | Drain |  | TPD | http://www.toronto.ca/TWONTO#trap_priming_device |  | F.J. Horgan Water Treatment Plant
24286 | FHO-LAB-TPD-0001 | Electronic trap pirmer- Operators' Lab | FHO-LABCHEM |  | Drain |  | TPD | http://www.toronto.ca/TWONTO#trap_priming_device |  | Lab Chemical Inventory
40323 | DRN18421 | Drains, Floor, Flotation/Z Bldg | TAB-THK-STRC | Drain | Drain |  |  | http://www.toronto.ca/TWONTO#drain |  | THK-STRC
40324 | DRN18468 | Drains, Floor, Digestion Pipe Gallery | TAB-DIG-STRC | Drain | Drain |  |  | http://www.toronto.ca/TWONTO#drain |  | Digestion Pipe Gallery - Drains, Walls, Lighting, Bldg, Services, PA System, Plumbing, Safety Equipments
40325 | DRN18471 | Drains, Floor, Digestion Tanks 9-12 | TAB-DIG-STRC-T9-12 | Drain | Drain |  |  | http://www.toronto.ca/TWONTO#drain |  | Digester Tanks 9-12 - Structure, Drains, Electrical Service(110/220V), Lighting, Plumbing, Grounds
44914 | TAB-DIG-DT-0980 | Drain, Moisture/Sediment Trap, Digester 9-12 Gas Discharge, Digester 9-12 Control Building Second Floor | TAB-DIG-T-0900 | Drain | Drain |  | DT | sediment_trap |  | Tank, Digester tank, Digester 9
44915 | TAB-DIG-DT-0990 | Drain, Moisture/Sediment Trap, Digester 9-12 Gas Discharge, Digester 9-12 Control Building Second Floor | TAB-DIG-T-0900 | Drain | Drain |  | DT | sediment_trap |  | Tank, Digester tank, Digester 9
59272 | THC-DIG-DT-0001 | Isolation Facility, enclosure and Drip Trap, HP Dry Digested Gas (Hazardous Area ) | THC-DIG-PIP-0001 |  | Drain |  | DT | http://www.toronto.ca/TWONTO#condensate_trap |  | Piping,Digester Gas,Digesters to Plant Wide
59273 | THC-DIG-DT-0001 | Isolation Facility, enclosure and Drip Trap, HP Dry Digested Gas (Hazardous Area ) | THC-DIG-PIP-0003 |  | Drain |  | DT | http://www.toronto.ca/TWONTO#condensate_trap |  | Piping, HP Dry Digester Gas to Hot Water Boilers, Plant wide
61931 | THC-GRK-DRN-0001 | Drains | THC-GRK-MAINT | Building Service,Floor Drain | Drain |  | DRN | http://www.toronto.ca/TWONTO#drain |  | Building Maintenance
61932 | THC-GRK-DRN-0001 | Drains | THC-GRK-PRTY-0001 | Building Service,Floor Drain | Drain |  | DRN | http://www.toronto.ca/TWONTO#drain |  | Grounds and Property - THC
61948 | THC-GRK-G-0002 | Inflatable stop gate balloon, Storm drainage system | THC-SUSPENDED | Building Service,Floor Drain | Drain | 33977 | G | ? |  | Suspended entity
66829 | THC-STW | Storm Water | THC-GRK-DRN-0001 | Building Service,Floor Drain | Drain |  |  | http://www.toronto.ca/TWONTO#collection_of_assets |  | Drains
73251 | THR-DRN-AER | Aeration, Work Area 4 | THR-DRN-WA4 |  | Drain |  |  | http://www.toronto.ca/TWONTO#collection_of_assets |  | Drains, Work Area 4
73252 | THR-DRN-DIS | Disinfection, Work Area 4 | THR-DRN-WA1 |  | Drain |  |  | http://www.toronto.ca/TWONTO#collection_of_assets |  | Drains, Work Area 1
73255 | THR-DRN-RSPS | Returns Sludge Pumping Station, Work Area 4 | THR-DRN-WA4 |  | Drain |  |  | http://www.toronto.ca/TWONTO#collection_of_assets |  | Drains, Work Area 4
76292 | FHA-FEQ-DT-0001 | Firesystem Sprinkler drain trap,Garage #1 West wall | FHA-SES-FEQ-1 | Drain | Drain |  | DT | http://www.toronto.ca/TWONTO#drain |  | Fire Sprinkler System
76293 | FHA-FEQ-DT-0002 | Firesystem Sprinkler drain trap, RMF-Behind bins near the compressors | FHA-SES-FEQ-1 | Drain | Drain |  | DT | http://www.toronto.ca/TWONTO#drain |  | Fire Sprinkler System
76294 | FHA-FEQ-DT-0005 | Firesystem Sprinkler drain trap, RMF At top of west stairs by door to south chemical corridor | FHA-SES-FEQ-1 | Drain | Drain |  | DT | http://www.toronto.ca/TWONTO#drain |  | Fire Sprinkler System
76295 | FHA-FEQ-DT-0006 | Firesystem Sprinkler drain trap, RMF North chemical corridor outside sodium bisulphate room | FHA-SES-FEQ-1 | Drain | Drain |  | DT | http://www.toronto.ca/TWONTO#drain |  | Fire Sprinkler System
76296 | FHA-FEQ-DT-0013 | Firesystem Sprinkler drain trap, RMF-In between decant tanks #2 and #3 | FHA-SES-FEQ-1 | Drain | Drain |  | DT | http://www.toronto.ca/TWONTO#drain |  | Fire Sprinkler System
76297 | FHA-FEQ-DT-0014 | Firesystem Sprinkler drain trap, R MF-In between decant tanks #8 and #9 | FHA-SES-FEQ-1 | Drain | Drain |  | DT | http://www.toronto.ca/TWONTO#drain |  | Fire Sprinkler System
87535 | WTR-PRH-DRN-0001 | Drain, Auto, SCR-1200 ,Generator Room | WTR-PRH-SCR-1200 |  | Drain |  | DRN | http://www.toronto.ca/TWONTO#drain |  | Selective Catalytic Reduction, Reactor , Generator Room
90116 | YTF-GRK-DRN-1000 | Building Roof Drains | YTF-GRK-PRTY-1000 |  | Drain |  | DRN | http://www.toronto.ca/TWONTO#drain |  | Building Maintenance
93413 | FHO-GRK-DRN-0101 | Drains | FHO-GRK-PRTY-0001 | Building Service,Floor Drain | Drain |  | DRN | http://www.toronto.ca/TWONTO#drain |  | Building Maintenance
96543 | FIS-DRN-53798 | Drains | FIS-GRK-PRTY-1000 | Building Service,Floor Drain | Drain |  | DRN | http://www.toronto.ca/TWONTO#drain |  | CMS Work Orders
104791 | NON-DOS-STM-WC | NO DOS entity related work area for SWM Management / Watercourse | SWM-NON-DOS |  | Drain |  |  | http://www.toronto.ca/TWONTO#collection_of_assets |  | Non DOS Entity related work area for spill treatment and maintenance chambers
109385 | TAB-DEW-DRN | Drains, Floor, Dewatering Bldg | TAB-DEW-SERVICES | Piping | Drain |  |  | http://www.toronto.ca/TWONTO#drain |  | Dewatering Building Service & Safety Systems
110552 | TAB-DIG-DT-1080 | Drain, Moisture/Sediment Trap, Digester 9-12 Gas Discharge, Digester 9-12 Control Building Second Floor | TAB-DIG-T-1000 | Drain | Drain |  | DT | sediment_trap |  | Tank, Digester tank, Digester 10
110553 | TAB-DIG-DT-1090 | Drain, Moisture/Sediment Trap, Digester 9-12 Gas Discharge, Digester 9-12 Control Building Second Floor | TAB-DIG-T-1000 | Drain | Drain |  | DT | sediment_trap |  | Tank, Digester tank, Digester 10
110554 | TAB-DIG-DT-1180 | Drain, Moisture/Sediment Trap, Digester 9-12 Gas Discharge, Digester 9-12 Control Building Second Floor | TAB-DIG-T-1100 | Drain | Drain |  | DT | sediment_trap |  | Tank, Digester tank, Digester 11
110555 | TAB-DIG-DT-1280 | Drain, Moisture/Sediment Trap, Digester 9-12 Gas Discharge, Digester 9-12 Control Building Second Floor | TAB-DIG-T-1200 | Drain | Drain |  | DT | sediment_trap |  | Tank, Digester tank, Digester 12
110556 | TAB-DIG-DT-5070 | Drain, Continuous Flow Drip Trap, Digester Control Building Second Floor | TAB-DIG-T-0900 | Drain | Drain |  | DT | sediment_trap |  | Tank, Digester tank, Digester 9
125954 | THC-GRK-G-0001 | Inflatable stop gate balloon, Storm drainage system | THC-STW | Building Service,Floor Drain | Drain | 33976 | G | ? |  | Storm Water
125955 | THC-GRK-G-0001 | Inflatable stop gate balloon, Storm drainage system | THC-SUSPENDED | Building Service,Floor Drain | Drain | 33976 | G | ? |  | Suspended entity
125956 | THC-GRK-G-0002 | Inflatable stop gate balloon, Storm drainage system | THC-STW | Building Service,Floor Drain | Drain | 33977 | G | ? |  | Storm Water
129108 | THC-STW | Storm Water | THCLIQMNT | Building Service,Floor Drain | Drain |  |  | http://www.toronto.ca/TWONTO#collection_of_assets |  | THC Liquids Maintenance
134339 | THR-DRN-DIS | Disinfection, Work Area 4 | THR-DRN-WA4 |  | Drain |  |  | http://www.toronto.ca/TWONTO#collection_of_assets |  | Drains, Work Area 4
134341 | THR-DRN-FT | Final Tanks, Work Area 4 | THR-DRN-WA4 |  | Drain |  |  | http://www.toronto.ca/TWONTO#collection_of_assets |  | Drains, Work Area 4
138971 | THR-THK-DRN1 | Drains, Thickening, Work Area 1 | THR-GRK-GQ-WA1 |  | Drain |  |  | http://www.toronto.ca/TWONTO#drain |  | Building & Grounds Equipment, Work Area 1
138972 | THR-THK-DRN1 | Drains, Thickening, Work Area 1 | THR-THK-GRK1 |  | Drain |  |  | http://www.toronto.ca/TWONTO#drain |  | Thickening, Ground & Structural
145811 | WTR-PRH-DRN-1100 | Drain, Auto, SCR-1100, Generator Room | WTR-PRH-SCR-1100 |  | Drain |  | DRN | http://www.toronto.ca/TWONTO#drain |  | Selective Catalytic Reduction, Reactor, Generator Room
4013 | COL-PCU-DRV-0100 | Drive, Variable Speed Elec, Discharge Pump #1 | COL-PCU-AUX-ELEC | Drive,Variable Speed Electrical | Drive mechanism |  | DRV | http://www.toronto.ca/TWONTO#VSD |  | Electrical Equipment
4014 | COL-PCU-DRV-0100 | Drive, Variable Speed Elec, Discharge Pump #1 | COL-PCU-P-0100 | Drive,Variable Speed Electrical | Drive mechanism |  | DRV | http://www.toronto.ca/TWONTO#VSD |  | Pump, Centrifugal, Discharge Pump #1, Pump Floor
4015 | COL-PCU-DRV-0200 | Drive, Variable Speed Elec, Discharge Pump #2 | COL-PCU-P-0100 | Drive,Variable Speed Electrical | Drive mechanism |  | DRV | http://www.toronto.ca/TWONTO#VSD |  | Pump, Centrifugal, Discharge Pump #1, Pump Floor
4016 | COL-PCU-DRV-0300 | Drive, Variable Speed Elec, Discharge Pump #3 | COL-PCU-AUX-ELEC | Drive,Variable Speed Electrical | Drive mechanism |  | DRV | http://www.toronto.ca/TWONTO#VSD |  | Electrical Equipment
12308 | COL-PCU-DRV-0200 | Drive, Variable Speed Elec, Discharge Pump #2 | COL-PCU-AUX-ELEC | Drive,Variable Speed Electrical | Drive mechanism |  | DRV | http://www.toronto.ca/TWONTO#VSD |  | Electrical Equipment
12309 | COL-PCU-DRV-0300 | Drive, Variable Speed Elec, Discharge Pump #3 | COL-PCU-P-0100 | Drive,Variable Speed Electrical | Drive mechanism |  | DRV | http://www.toronto.ca/TWONTO#VSD |  | Pump, Centrifugal, Discharge Pump #1, Pump Floor
48698 | TAB-MCS-MEQ-0110 | Cleaning Machine, Floor | TAB-STR-STRC | Vehicle,Unlicensed | Drive mechanism |  | MEQ | http://www.toronto.ca/TWONTO#golf_cart |  | Blower Bldg Services - Drains, Electrical Service(110/220V), Lighting, Plumbing
63638 | THC-PLT-HD-0121 | Drive, Hydraulic, for Conveyor, Grit Tank 0100 | THC-PLT-CV-0120 |  | Drive mechanism |  | HD | http://www.toronto.ca/TWONTO#hydraulic_power_pack |  | Conveyor, Grit Tank 0100
63639 | THC-PLT-HD-0421 | Drive, Hydraulic, for Conveyor, Grit Tank 0400 | THC-PLT-CV-0420 |  | Drive mechanism |  | HD | http://www.toronto.ca/TWONTO#hydraulic_power_pack |  | Conveyor, Grit Tank 0400
64102 | THC-PRM-CLR-0930 | Sludge Bottom Scraper Mechanism, Primary Clarifier 1000, SW Plant | THC-PRM-T-0900 |  | Drive mechanism |  | CLR | http://www.toronto.ca/TWONTO#collector_mechanism |  | Tank, Primary Clarifier
64104 | THC-PRM-CLR-1030 | Sludge Bottom Scraper Mechanism, Tank 1000, Primary Clarifier | THC-PRM-T-1000 |  | Drive mechanism |  | CLR | http://www.toronto.ca/TWONTO#collector_mechanism |  | Tank, Primary Clarifier
64105 | THC-PRM-CLR-1030SUSP | Bridge Drive Mechanism, Tank 1000, Primary Clarifier | THC-PRM-T-1000 | Collector,Bridge | Drive mechanism | 43019 | CLR | http://www.toronto.ca/TWONTO#travelling_bridge_collector |  | Tank, Primary Clarifier
113779 | TAB-MCS-MEQ-0111 | Cleaning Machine, Floor | TAB-STR-STRC | Vehicle,Unlicensed | Drive mechanism |  | MEQ | http://www.toronto.ca/TWONTO#golf_cart |  | Blower Bldg Services - Drains, Electrical Service(110/220V), Lighting, Plumbing
127125 | THC-PLT-HD-0221 | Drive, Hydraulic, for Conveyor, Grit Tank 0200 | THC-PLT-CV-0220 |  | Drive mechanism |  | HD | http://www.toronto.ca/TWONTO#hydraulic_power_pack |  | Conveyor, Grit Tank 0200
127126 | THC-PLT-HD-0321 | Drive, Hydraulic, for Conveyor, Grit Tank 0300 | THC-PLT-CV-0320 |  | Drive mechanism |  | HD | http://www.toronto.ca/TWONTO#hydraulic_power_pack |  | Conveyor, Grit Tank 0300
127127 | THC-PLT-HD-0521 | Drive, Hydraulic, for Conveyor, Grit Tank 0500 | THC-PLT-CV-0520 |  | Drive mechanism |  | HD | http://www.toronto.ca/TWONTO#hydraulic_power_pack |  | Conveyor, Grit Tank 0500
127462 | THC-PRM-CLR-0900SUSP | Bridge Drive Mechanism, Tank 0900, Primary Clarifier | THC-PRM-T-0900 | Collector,Bridge | Drive mechanism | 43020 | CLR | http://www.toronto.ca/TWONTO#travelling_bridge_collector |  | Tank, Primary Clarifier
127464 | THC-PRM-CLR-1130SUSP | Bridge Drive Mechanism, Tank 1100, Primary Clarifier | THC-PRM-T-1100 | Collector,Bridge | Drive mechanism | 39553 | CLR | http://www.toronto.ca/TWONTO#travelling_bridge_collector |  | Tank, Primary Clarifier
20985 | FHO-CLA-EV-0101 | Evaporator, Pre Chlorination Train 1, Chemical Building, Main floor, Machine Room | FHO-CLA-CHL-0101 | Evaporator,Chlorine | Evaporator |  | EV | http://www.toronto.ca/TWONTO#chlorinator_system |  | Chlorinator, Pre Chlorination Train 1, Chemical Building, L1, Machine Room
20987 | FHO-CLA-EV-0201 | Evaporator, Pre Chlorination Train 2, Chemical Building, Main Floor, Machine Room | FHO-CLA-CHL-0201 | Evaporator,Chlorine | Evaporator |  | EV | http://www.toronto.ca/TWONTO#chlorinator_system |  | Chlorinator, Pre Chlorination Train 2, Chemical Building, L1, Machine Room
21090 | FHO-CLB-EV-0201 | Evaporator, Post Chlorination Train 2 West, Main Floor, Chemical Machine Room | FHO-CLB-CHL-0201-KQ | Evaporator,Chlorine | Evaporator |  | EV | http://www.toronto.ca/TWONTO#chlorinator_system |  | Post Chlorination Train 2
21094 | FHO-CLB-EV-0301 | Evaporator, Post Chlorination Train 3 East, Main Floor, Chemical Machine Room | FHO-CLB-CHL-0301 | Heater,Process | Evaporator |  | EV | http://www.toronto.ca/TWONTO#chlorinator_system |  | Chlorinator, Post Chlorination East Train 3, Chemical Building, L1, Evaporator Room
21095 | FHO-CLB-EV-0301 | Evaporator, Post Chlorination Train 3 East, Main Floor, Chemical Machine Room | FHO-CLC-CHL-0201-KQ | Heater,Process | Evaporator |  | EV | http://www.toronto.ca/TWONTO#chlorinator_system |  | Trim ChlorinationTrain 2
21096 | FHO-CLB-EV-0401 | Evaporator, Post Chlorination Train 4 East, Main Floor, Chemical Machine Room | FHO-CLB | Heater,Process | Evaporator |  | EV | http://www.toronto.ca/TWONTO#chlorinator_system |  | Post Chlorination System
21097 | FHO-CLB-EV-0401 | Evaporator, Post Chlorination Train 4 East, Main Floor, Chemical Machine Room | FHO-CLB-CHL-0401 | Heater,Process | Evaporator |  | EV | http://www.toronto.ca/TWONTO#chlorinator_system |  | Chlorinator, Post Chlorination East Train 4,Chemical Building, L1, Evaporator Room
21098 | FHO-CLB-EV-0401 | Evaporator, Post Chlorination Train 4 East, Main Floor, Chemical Machine Room | FHO-DCL-SO-0101-KQ | Heater,Process | Evaporator |  | EV | http://www.toronto.ca/TWONTO#chlorinator_system |  | Dechlorination Train 1
21258 | FHO-CLC-EV-0101 | Evaporator,Trim Chlorination Train 1, Chemical Building, Main Floor, Machine Room | FHO-CLC-CHL-0101 | Evaporator,Chlorine | Evaporator |  | EV | http://www.toronto.ca/TWONTO#chlorinator_system |  | Chlorinator, Trim Chlorination Train 1, Chemical Building, L1, Machine Room
21259 | FHO-CLC-EV-0101 | Evaporator,Trim Chlorination Train 1, Chemical Building, Main Floor, Machine Room | FHO-CLC-CHL-0101-KQ | Evaporator,Chlorine | Evaporator |  | EV | http://www.toronto.ca/TWONTO#chlorinator_system |  | Trim Chlorination Train 1
21310 | FHO-DCL-EV-0201 | Evaporator, Dechlorination Train 2, Chemical Building, Main Floor, Machine Room | FHO-DCL-SO-0101-KQ | Evaporator,SO2 | Evaporator |  | EV | http://www.toronto.ca/TWONTO#chlorinator_system |  | Dechlorination Train 1
21311 | FHO-DCL-EV-0201 | Evaporator, Dechlorination Train 2, Chemical Building, Main Floor, Machine Room | FHO-DCL-SO-0201 | Evaporator,SO2 | Evaporator |  | EV | http://www.toronto.ca/TWONTO#chlorinator_system |  | Sulphonator, Dechlorination Train 2, Chemical Building, Main Floor, Machine Room
21312 | FHO-DCL-EV-0201 | Evaporator, Dechlorination Train 2, Chemical Building, Main Floor, Machine Room | FHO-DCL-SO-0201-KQ | Evaporator,SO2 | Evaporator |  | EV | http://www.toronto.ca/TWONTO#chlorinator_system |  | Dechlorination Train 2
21315 | FHO-DCL-EV-0301 | Evaporator, Dechlorination Train 3, Chemical Building, Main Floor, Machine Room | FHO-DCL-SO-0301-KQ | Evaporator,SO2 | Evaporator |  | EV | http://www.toronto.ca/TWONTO#chlorinator_system |  | Dechlorination Train 3
21532 | FHO-DOZ-EV-0300 | Ambient Vapourizer, LOX Tanks Outlet, LOX Storage Area | FHO-LOX |  | Evaporator |  | EV | ambient_vapourizer |  | Liquid Oxygen System
21533 | FHO-DOZ-EV-0400 | Ambient Vapourizer, LOX Tanks Outlet, LOX Storage Area | FHO-LOX |  | Evaporator |  | EV | ambient_vapourizer |  | Liquid Oxygen System
46620 | TAB-DIS-EV-1301 | Evaporator #3 | TAB-DIS-CHL-3 | Evaporator | Evaporator |  | EV | http://www.toronto.ca/TWONTO#chlorinator_system |  | ChlorinatIon Train #3
46621 | TAB-DIS-EV-1401 | Evaporator #4 | TAB-DIS-CHL-4 | Evaporator | Evaporator |  | EV | http://www.toronto.ca/TWONTO#chlorinator_system |  | Chlorination Train #4
46622 | TAB-DIS-EV-1701 | Evaporator #7 | TAB-DIS-CHL-7 | Evaporator | Evaporator |  | EV | http://www.toronto.ca/TWONTO#chlorinator_system |  | Chlorination Train #7
46623 | TAB-DIS-EV-1801 | Evaporator #8 | TAB-DIS-CHL-8 | Evaporator | Evaporator |  | EV | http://www.toronto.ca/TWONTO#chlorinator_system |  | Chlorination Train #8
67037 | FCL-TRW-DIST-0001 | Distiller, Treated water | FCL-MCS |  | Evaporator |  | DIST | lab_equipment |  | Mechanical Services
67038 | FCL-TRW-DIST-0001 | Distiller, Treated water | FCL-MCS-3 |  | Evaporator |  | DIST | lab_equipment |  | Service Water and Backflow Prevention
72797 | THR-DIS-EV-1110 | Evaporator, Chlorine, Chlorination Building, Disinfection, Chlorination System | THR-DIS-EV | Evaporator,Chlorine | Evaporator | 34318 | EV | http://www.toronto.ca/TWONTO#chlorinator_system |  | Disinfection, Chlorine Evaporator
72798 | THR-DIS-EV-1120 | Evaporator, Chlorine, Chlorination Building, Disinfection, Chlorination System | THR-DIS-EV | Evaporator,Chlorine | Evaporator | 34319 | EV | http://www.toronto.ca/TWONTO#chlorinator_system |  | Disinfection, Chlorine Evaporator
72799 | THR-DIS-EV-1130 | Evaporator, Chlorine, Chlorination Building, Disinfection, Chlorination System | THR-S-E | Evaporator,Chlorine | Evaporator | 34320 | EV | http://www.toronto.ca/TWONTO#chlorinator_system |  | SUSPENDED ENTITY
72800 | THR-DIS-EV-1140 | Evaporator, Chlorine, Chlorination Building, Disinfection, Chlorination System | THR-S-E | Evaporator,Chlorine | Evaporator | 34321 | EV | http://www.toronto.ca/TWONTO#chlorinator_system |  | SUSPENDED ENTITY
90727 | FHO-CLA-EV-0101 | Evaporator, Pre Chlorination Train 1, Chemical Building, Main floor, Machine Room | FHO-CLA-CHL-0101-KQ | Evaporator,Chlorine | Evaporator |  | EV | http://www.toronto.ca/TWONTO#chlorinator_system |  | Pre Chlorination Train 1
90729 | FHO-CLA-EV-0201 | Evaporator, Pre Chlorination Train 2, Chemical Building, Main Floor, Machine Room | FHO-CLA-CHL-0201-KQ | Evaporator,Chlorine | Evaporator |  | EV | http://www.toronto.ca/TWONTO#chlorinator_system |  | Pre Chlorination Train 2
90839 | FHO-CLB-EV-0101 | Evaporator, Post Chlorination Train 1 West, Main Floor, Chemical Machine Room | FHO-CLB-CHL-0101 | Evaporator,Chlorine | Evaporator |  | EV | http://www.toronto.ca/TWONTO#chlorinator_system |  | Chlorinator, Post Chlorination Train 1 West, Chemical Building, L1, Evaporator Room
90840 | FHO-CLB-EV-0101 | Evaporator, Post Chlorination Train 1 West, Main Floor, Chemical Machine Room | FHO-CLB-CHL-0101-KQ | Evaporator,Chlorine | Evaporator |  | EV | http://www.toronto.ca/TWONTO#chlorinator_system |  | Post ChlorinationTrain 1
90843 | FHO-CLB-EV-0201 | Evaporator, Post Chlorination Train 2 West, Main Floor, Chemical Machine Room | FHO-CLB-CHL-0201 | Evaporator,Chlorine | Evaporator |  | EV | http://www.toronto.ca/TWONTO#chlorinator_system |  | Chlorinator, Post Chlorination Train 2 West, Chemical Building, L1, Evaporator Room
91041 | FHO-DCL-EV-0301 | Evaporator, Dechlorination Train 3, Chemical Building, Main Floor, Machine Room | FHO-DCL-SO-0301 | Evaporator,SO2 | Evaporator |  | EV | http://www.toronto.ca/TWONTO#chlorinator_system |  | Sulphonator, Dechlorination Train 3, Chemical Building, Main Floor, Machine Room
112178 | TAB-DIS-EV-1201 | Evaporator #2 | TAB-DIS-CHL-2 | Evaporator | Evaporator |  | EV | http://www.toronto.ca/TWONTO#chlorinator_system |  | Chlorination Train #2
112179 | TAB-DIS-EV-1501 | Evaporator #5 | TAB-DIS-CHL-5 | Evaporator | Evaporator |  | EV | http://www.toronto.ca/TWONTO#chlorinator_system |  | Chlorination Train #5
112180 | TAB-DIS-EV-1601 | Evaporator #6 | TAB-DIS-CHL-6 | Evaporator | Evaporator |  | EV | http://www.toronto.ca/TWONTO#chlorinator_system |  | Chlorination Train #6
126390 | THC-LAB-DIST-0001 | Distiler, Water, MEGA-PURE 3A Water Still, Series 675 | THC-LAB |  | Evaporator | 43529 | DIST | lab_equipment |  | Laboratory Equipment
133873 | THR-DIS-EV-1110 | Evaporator, Chlorine, Chlorination Building, Disinfection, Chlorination System | THR-S-E | Evaporator,Chlorine | Evaporator | 34318 | EV | http://www.toronto.ca/TWONTO#chlorinator_system |  | SUSPENDED ENTITY
133874 | THR-DIS-EV-1120 | Evaporator, Chlorine, Chlorination Building, Disinfection, Chlorination System | THR-S-E | Evaporator,Chlorine | Evaporator | 34319 | EV | http://www.toronto.ca/TWONTO#chlorinator_system |  | SUSPENDED ENTITY
133875 | THR-DIS-EV-1130 | Evaporator, Chlorine, Chlorination Building, Disinfection, Chlorination System | THR-DIS-EV | Evaporator,Chlorine | Evaporator | 34320 | EV | http://www.toronto.ca/TWONTO#chlorinator_system |  | Disinfection, Chlorine Evaporator
133876 | THR-DIS-EV-1140 | Evaporator, Chlorine, Chlorination Building, Disinfection, Chlorination System | THR-DIS-EV | Evaporator,Chlorine | Evaporator | 34321 | EV | http://www.toronto.ca/TWONTO#chlorinator_system |  | Disinfection, Chlorine Evaporator
49016 | TAB-OCS-DM-6601 | Damper, Booster Fan FN-6620/6630, Suction, Biofilter Area, P Bldg. | TAB-OCS-FN-6620 | Damper/Louver | Gas Collection |  | DM | http://www.toronto.ca/TWONTO#air_damper |  | Fan, Booster, Odourous Air from Truck Loading Bay, Biofilter Area, P Bldg.
49017 | TAB-OCS-DM-6612 | Damper, Booster Fan FN-6610, Discharge, Screen Effluent Channel Roof, P Bldg. | TAB-OCS-FN-6610 | Damper/Louver | Gas Collection |  | DM | http://www.toronto.ca/TWONTO#air_damper |  | Fan, Booster, Odourous Air from Screenings Area, Screen Effluent Channel Roof, P Bldg.
49018 | TAB-OCS-DM-6621 | Damper, Actuated, Booster Fan FN-6620, Suction, Biofilter Area, P Bldg. | TAB-OCS-FN-6620 | Damper/Louver | Gas Collection |  | DM | http://www.toronto.ca/TWONTO#air_damper |  | Fan, Booster, Odourous Air from Truck Loading Bay, Biofilter Area, P Bldg.
49019 | TAB-OCS-DM-6622 | Damper, Booster Fan FN-6620, Discharge, Biofilter Area, P Bldg. | TAB-OCS-FN-6620 | Damper/Louver | Gas Collection |  | DM | http://www.toronto.ca/TWONTO#air_damper |  | Fan, Booster, Odourous Air from Truck Loading Bay, Biofilter Area, P Bldg.
49020 | TAB-OCS-DM-6631 | Damper, Actuated, Booster Fan FN-6630 Suction, Biofilter Area, P Bldg. | TAB-OCS-FN-6630 | Damper/Louver | Gas Collection |  | DM | http://www.toronto.ca/TWONTO#air_damper |  | Fan, Booster, Odourous Air from Truck Loading Bay, Biofilter Area, P Bldg.
49021 | TAB-OCS-DM-6641 | Damper, Actuated, Booster Fan FN-6640 Suction, Grit Tank Bldg. Roof, P Bldg. | TAB-OCS-FN-6640 | Damper/Louver | Gas Collection |  | DM | http://www.toronto.ca/TWONTO#air_damper |  | Fan, Booster, Odourous Air from Grit Tanks, Grit Tank Bldg. Roof, P Bldg.
49022 | TAB-OCS-DM-6642 | Damper, Booster Fan FN-6640, Discharge, Grit Tank Bldg. Roof, P Bldg. | TAB-OCS-FN-6640 | Damper/Louver | Gas Collection |  | DM | http://www.toronto.ca/TWONTO#air_damper |  | Fan, Booster, Odourous Air from Grit Tanks, Grit Tank Bldg. Roof, P Bldg.
49023 | TAB-OCS-DM-6702 | Damper, Foul Air, Humidification Unit Bypass, Biofilter Area, P Bldg. | TAB-OCS-HU-6710 | Damper/Louver | Gas Collection |  | DM | http://www.toronto.ca/TWONTO#air_damper |  | Humidifier, Humidification Chamber, Biofilter Area, P Bldg.
49024 | TAB-OCS-DM-6703 | Damper, Foul Air, Humidification Unit Outlet, Biofilter Area, P Bldg. | TAB-OCS-HU-6710 | Damper/Louver | Gas Collection |  | DM | http://www.toronto.ca/TWONTO#air_damper |  | Humidifier, Humidification Chamber, Biofilter Area, P Bldg.
49025 | TAB-OCS-DM-6751 | Damper, Foul Air, Biofilter F-6750 Inlet, Biofilter Area, P Bldg. | TAB-OCS-F-6750 | Damper/Louver | Gas Collection |  | DM | http://www.toronto.ca/TWONTO#air_damper |  | Biofilter, Odour Control, Biofilter Area, P Bldg,.
49026 | TAB-OCS-DM-6752 | Damper, Foul Air, Biofilter F-6750 Outlet, Biofilter Area, P Bldg. | TAB-OCS-F-6750 | Damper/Louver | Gas Collection |  | DM | http://www.toronto.ca/TWONTO#air_damper |  | Biofilter, Odour Control, Biofilter Area, P Bldg,.
49027 | TAB-OCS-DM-6761 | Damper, Foul Air, Biofilter F-6760 Inlet, Biofilter Area, P Bldg. | TAB-OCS-F-6760 | Damper/Louver | Gas Collection |  | DM | http://www.toronto.ca/TWONTO#air_damper |  | Biofilter, Odour Control, Biofilter Area, P Bldg,.
49028 | TAB-OCS-DM-6782 | Damper, Biofilter Fan FN-6780, Discharge, Biofilter Area, P Bldg. | TAB-OCS-FN-6780 | Damper/Louver | Gas Collection |  | DM | http://www.toronto.ca/TWONTO#air_damper |  | Fan, Centrifugal, Air to Stack, Biofilter Area, P Bldg.
49069 | TAB-OCS-F-6740 | Biofilter, Odour Control, Biofilter Area, P Bldg,. | TAB-OCS-PBLDG | Filter | Gas Collection |  | F | media_based_filter |  | P Building - Odour control System, Fans
49070 | TAB-OCS-F-6760 | Biofilter, Odour Control, Biofilter Area, P Bldg,. | TAB-OCS-PBLDG | Filter | Gas Collection |  | F | media_based_filter |  | P Building - Odour control System, Fans
49091 | TAB-OCS-FN-6650 | Fan, Booster, Odourous Air from Primary Tanks, Grit Tank Bldg. Roof, P Bldg. | TAB-OCS-PBLDG | Fan | Gas Collection |  | FN | http://www.toronto.ca/TWONTO#blower |  | P Building - Odour control System, Fans
49099 | TAB-OCS-HTR-6641 | Heater, Heat Tracing, Odour Control Booster Fan FN-6640 Drain, P Bldg. | TAB-OCS-FN-6640 | Heater | Gas Collection |  | HTR | heat_trace |  | Fan, Booster, Odourous Air from Grit Tanks, Grit Tank Bldg. Roof, P Bldg.
49100 | TAB-OCS-HTR-6701 | Heater, Biofilter Humidification Unit HU-6710, Biofilter Area, P Bldg. | TAB-OCS-HU-6710 | Heater | Gas Collection |  | HTR | http://www.toronto.ca/TWONTO#heater |  | Humidifier, Humidification Chamber, Biofilter Area, P Bldg.
49101 | TAB-OCS-HTR-6703 | Controller, Temp, Heat Tracing, Separated Potable Water to Biofilter, Biofilter Area, P Bldg. | TAB-OCS-PBLDG | Heater | Gas Collection |  | HTR | heat_trace |  | P Building - Odour control System, Fans
49102 | TAB-OCS-HTR-6705 | Controller, Temp, Heat Tracing, Separated Potable Water to Biofilter, Biofilter Area, P Bldg. | TAB-OCS-PBLDG | Heater | Gas Collection |  | HTR | heat_trace |  | P Building - Odour control System, Fans
49103 | TAB-OCS-HTR-6706 | Controller, Temp, Heat Tracing, Separated Potable Water to Biofilter, Biofilter Area, P Bldg. | TAB-OCS-PBLDG | Heater | Gas Collection |  | HTR | heat_trace |  | P Building - Odour control System, Fans
49104 | TAB-OCS-HTR-6708 | Controller, Temp, Heat Tracing, Separated Potable Water to Biofilter, Biofilter Area, P Bldg. | TAB-OCS-PBLDG | Heater | Gas Collection |  | HTR | heat_trace |  | P Building - Odour control System, Fans
49105 | TAB-OCS-HTR-6751 | Controller, Temp, Heat Tracing, Separated Potable Water to Biofilter, Biofilter Area, P Bldg. | TAB-OCS-PBLDG | Heater | Gas Collection |  | HTR | heat_trace |  | P Building - Odour control System, Fans
49106 | TAB-OCS-HTR-6771 | Controller, Temp, Heat Tracing, Separated Potable Water to Biofilter, Biofilter Area, P Bldg. | TAB-OCS-PBLDG | Heater | Gas Collection |  | HTR | heat_trace |  | P Building - Odour control System, Fans
49107 | TAB-OCS-HTR-6781 | Controller, Temp, Heat Tracing, Separated Potable Water to Biofilter, Biofilter Area, P Bldg. | TAB-OCS-PBLDG | Heater | Gas Collection |  | HTR | heat_trace |  | P Building - Odour control System, Fans
49108 | TAB-OCS-HTR-6782 | Controller, Temp, Heat Tracing, Separated Potable Water to Biofilter, Biofilter Area, P Bldg. | TAB-OCS-PBLDG | Heater | Gas Collection |  | HTR | heat_trace |  | P Building - Odour control System, Fans
49115 | TAB-OCS-P-6720 | Pump, Recirculation, Humidification Unit, Biofilter Area, P Bldg. | TAB-OCS-HU-6710 | Pump | Gas Collection |  | P | http://www.toronto.ca/TWONTO#pump |  | Humidifier, Humidification Chamber, Biofilter Area, P Bldg.
49116 | TAB-OCS-P-6730 | Pump, Recirculation, Humidification Unit, Biofilter Area, P Bldg. | TAB-OCS-HU-6710 | Pump | Gas Collection |  | P | http://www.toronto.ca/TWONTO#pump |  | Humidifier, Humidification Chamber, Biofilter Area, P Bldg.
70007 | THR-CG-G | Co-Generation,,Gas Systems | THR-CG |  | Gas Collection |  |  | http://www.toronto.ca/TWONTO#collection_of_assets |  | Co-Generation
113954 | TAB-OCS-DM-6611 | Damper, Actuated, Booster Fan FN-6610, Suction, Screen Effluent Channel Roof, P Bldg. | TAB-OCS-FN-6610 | Damper/Louver | Gas Collection |  | DM | http://www.toronto.ca/TWONTO#air_damper |  | Fan, Booster, Odourous Air from Screenings Area, Screen Effluent Channel Roof, P Bldg.
113955 | TAB-OCS-DM-6632 | Damper, Booster Fan FN-6630, Discharge, Biofilter Area, P Bldg. | TAB-OCS-FN-6630 | Damper/Louver | Gas Collection |  | DM | http://www.toronto.ca/TWONTO#air_damper |  | Fan, Booster, Odourous Air from Truck Loading Bay, Biofilter Area, P Bldg.
113956 | TAB-OCS-DM-6651 | Damper, Actuated, Booster Fan FN-6650, Suction, Grit Tank Bldg. Roof, P Bldg. | TAB-OCS-FN-6650 | Damper/Louver | Gas Collection |  | DM | http://www.toronto.ca/TWONTO#air_damper |  | Fan, Booster, Odourous Air from Primary Tanks, Grit Tank Bldg. Roof, P Bldg.
113957 | TAB-OCS-DM-6652 | Damper, Booster Fan FN-6650, Discharge, Grit Tank Bldg. Roof, P Bldg. | TAB-OCS-FN-6650 | Damper/Louver | Gas Collection |  | DM | http://www.toronto.ca/TWONTO#air_damper |  | Fan, Booster, Odourous Air from Primary Tanks, Grit Tank Bldg. Roof, P Bldg.
113958 | TAB-OCS-DM-6701 | Damper, Foul Air, Humidification Unit Inlet, Biofilter Area, P Bldg. | TAB-OCS-HU-6710 | Damper/Louver | Gas Collection |  | DM | http://www.toronto.ca/TWONTO#air_damper |  | Humidifier, Humidification Chamber, Biofilter Area, P Bldg.
113959 | TAB-OCS-DM-6741 | Damper, Foul Air, Biofilter F-6740 Inlet, Biofilter Area, P Bldg. | TAB-OCS-F-6740 | Damper/Louver | Gas Collection |  | DM | http://www.toronto.ca/TWONTO#air_damper |  | Biofilter, Odour Control, Biofilter Area, P Bldg,.
113960 | TAB-OCS-DM-6742 | Damper, Foul Air, Biofilter F-6740 Outlet, Biofilter Area, P Bldg. | TAB-OCS-F-6740 | Damper/Louver | Gas Collection |  | DM | http://www.toronto.ca/TWONTO#air_damper |  | Biofilter, Odour Control, Biofilter Area, P Bldg,.
113961 | TAB-OCS-DM-6762 | Damper, Foul Air, Biofilter F-6760 Outlet, Biofilter Area, P Bldg. | TAB-OCS-F-6760 | Damper/Louver | Gas Collection |  | DM | http://www.toronto.ca/TWONTO#air_damper |  | Biofilter, Odour Control, Biofilter Area, P Bldg,.
113962 | TAB-OCS-DM-6771 | Damper, Motorized, Biofilter Fan FN-6770, Suction, Biofilter Area, P Bldg. | TAB-OCS-FN-6770 | Damper/Louver | Gas Collection |  | DM | http://www.toronto.ca/TWONTO#air_damper |  | Fan, Centrifugal, Air to Stack, Biofilter Area, P Bldg.
113963 | TAB-OCS-DM-6772 | Damper, Biofilter Fan FN-6770, Discharge, Biofilter Area, P Bldg. | TAB-OCS-FN-6770 | Damper/Louver | Gas Collection |  | DM | http://www.toronto.ca/TWONTO#air_damper |  | Fan, Centrifugal, Air to Stack, Biofilter Area, P Bldg.
113964 | TAB-OCS-DM-6781 | Damper, Motorized, Biofilter Fan FN-6780, Suction, Biofilter Area, P Bldg. | TAB-OCS-FN-6780 | Damper/Louver | Gas Collection |  | DM | http://www.toronto.ca/TWONTO#air_damper |  | Fan, Centrifugal, Air to Stack, Biofilter Area, P Bldg.
114010 | TAB-OCS-F-6750 | Biofilter, Odour Control, Biofilter Area, P Bldg,. | TAB-OCS-PBLDG | Filter | Gas Collection |  | F | media_based_filter |  | P Building - Odour control System, Fans
114032 | TAB-OCS-FN-6610 | Fan, Booster, Odourous Air from Screenings Area, Screen Effluent Channel Roof, P Bldg. | TAB-OCS-PBLDG | Fan | Gas Collection |  | FN | http://www.toronto.ca/TWONTO#blower |  | P Building - Odour control System, Fans
114033 | TAB-OCS-FN-6620 | Fan, Booster, Odourous Air from Truck Loading Bay, Biofilter Area, P Bldg. | TAB-OCS-PBLDG | Fan | Gas Collection |  | FN | http://www.toronto.ca/TWONTO#blower |  | P Building - Odour control System, Fans
114034 | TAB-OCS-FN-6630 | Fan, Booster, Odourous Air from Truck Loading Bay, Biofilter Area, P Bldg. | TAB-OCS-PBLDG | Fan | Gas Collection |  | FN | http://www.toronto.ca/TWONTO#blower |  | P Building - Odour control System, Fans
114035 | TAB-OCS-FN-6640 | Fan, Booster, Odourous Air from Grit Tanks, Grit Tank Bldg. Roof, P Bldg. | TAB-OCS-PBLDG | Fan | Gas Collection |  | FN | http://www.toronto.ca/TWONTO#blower |  | P Building - Odour control System, Fans
114036 | TAB-OCS-FN-6770 | Fan, Centrifugal, Air to Stack, Biofilter Area, P Bldg. | TAB-OCS-PBLDG | Fan | Gas Collection |  | FN | http://www.toronto.ca/TWONTO#blower |  | P Building - Odour control System, Fans
114037 | TAB-OCS-FN-6780 | Fan, Centrifugal, Air to Stack, Biofilter Area, P Bldg. | TAB-OCS-PBLDG | Fan | Gas Collection |  | FN | http://www.toronto.ca/TWONTO#blower |  | P Building - Odour control System, Fans
114044 | TAB-OCS-HTR-6611 | Heater, Heat Tracing, Odour Control Booster Fan FN-6610 Drain, P Bldg. | TAB-OCS-FN-6610 | Heater | Gas Collection |  | HTR | heat_trace |  | Fan, Booster, Odourous Air from Screenings Area, Screen Effluent Channel Roof, P Bldg.
114045 | TAB-OCS-HTR-6621 | Heater, Heat Tracing, Odour Control Booster Fan FN-6620 Drain, P Bldg. | TAB-OCS-FN-6620 | Heater | Gas Collection |  | HTR | heat_trace |  | Fan, Booster, Odourous Air from Truck Loading Bay, Biofilter Area, P Bldg.
114046 | TAB-OCS-HTR-6631 | Controller, Temperature, Heat Tracing, Odour Control Booster Fan FN-6630 Drain, P Bldg. | TAB-OCS-FN-6630 | Heater | Gas Collection |  | HTR | heat_trace |  | Fan, Booster, Odourous Air from Truck Loading Bay, Biofilter Area, P Bldg.
114047 | TAB-OCS-HTR-6651 | Heater, Heat Tracing, Odour Control Booster Fan FN-6650 Drain, P Bldg. | TAB-OCS-FN-6650 | Heater | Gas Collection |  | HTR | heat_trace |  | Fan, Booster, Odourous Air from Primary Tanks, Grit Tank Bldg. Roof, P Bldg.
114048 | TAB-OCS-HTR-6702 | Heater, Biofilter Humidification Unit HU-6710, Biofilter Area, P Bldg. | TAB-OCS-HU-6710 | Heater | Gas Collection |  | HTR | http://www.toronto.ca/TWONTO#heater |  | Humidifier, Humidification Chamber, Biofilter Area, P Bldg.
114049 | TAB-OCS-HTR-6704 | Controller, Temp, Heat Tracing, Separated Potable Water to Biofilter, Biofilter Area, P Bldg. | TAB-OCS-PBLDG | Heater | Gas Collection |  | HTR | heat_trace |  | P Building - Odour control System, Fans
114050 | TAB-OCS-HTR-6707 | Controller, Temp, Heat Tracing, Separated Potable Water to Biofilter, Biofilter Area, P Bldg. | TAB-OCS-PBLDG | Heater | Gas Collection |  | HTR | heat_trace |  | P Building - Odour control System, Fans
114051 | TAB-OCS-HTR-6740 | Controller, Temp, Heat Tracing, Separated Potable Water to Biofilter, Biofilter Area, P Bldg. | TAB-OCS-PBLDG | Heater | Gas Collection |  | HTR | heat_trace |  | P Building - Odour control System, Fans
114052 | TAB-OCS-HTR-6741 | Heater, Heat Tracing, Separated Potable Water to Biofilter, Biofilter Area, P Bldg. | TAB-OCS-PBLDG | Heater | Gas Collection |  | HTR | heat_trace |  | P Building - Odour control System, Fans
114053 | TAB-OCS-HTR-6761 | Controller, Temp, Heat Tracing, Separated Potable Water to Biofilter, Biofilter Area, P Bldg. | TAB-OCS-PBLDG | Heater | Gas Collection |  | HTR | heat_trace |  | P Building - Odour control System, Fans
114055 | TAB-OCS-HU-6710 | Humidifier, Humidification Chamber, Biofilter Area, P Bldg. | TAB-OCS-PBLDG | Heat Exchanger | Gas Collection |  | HU | http://www.toronto.ca/TWONTO#humidier |  | P Building - Odour control System, Fans
126135 | THC-INC-IG-0001 | Natural Gas System, Incinerator 1000 | THC-INC-FU-1000 |  | Gas Collection |  | IG | http://www.toronto.ca/TWONTO#incinerator |  | Furnace, Incinerator 1000
126136 | THC-INC-IG-0002 | Natural Gas System, Incinerator 2000 | THC-INC-FU-2000 |  | Gas Collection |  | IG | http://www.toronto.ca/TWONTO#incinerator |  | Furnace, Incinerator 2000
29 | 34558 | Security Gate, North | TAB-GRK-DR-34556 |  | Grounds |  |  | http://www.toronto.ca/TWONTO#door |  | Security Gate, North
30 | 34559 | Security Gate, South | TAB-GRK-DR-34557 |  | Grounds |  |  | http://www.toronto.ca/TWONTO#door |  | Security Gate, South
7599 | COL-PST-GRF-0001 | Ground Fault Indicator | COL-PST-MCC-0001 |  | Grounds |  | GRF | http://www.toronto.ca/TWONTO#ground_and_test_device |  | Motor Control Center
17545 | FHA-GQ-53791 | R C Harris Grounds and Roadways | FHA-GRK-PRTY-1000 |  | Grounds |  | GQ | http://www.toronto.ca/TWONTO#road_segment |  | CMS Work Orders
17559 | FHA-GRK-LWN-0101 | Lawn & Exterior Grounds Maintenance | FHA-GRK-PRTY-0002 | Groundskeeping | Grounds |  | LWN | activity |  | Grounds Maintenance
24260 | FHO-GRK-LWN-0101 | Lawn & Exterior Grounds Maintenance | FHO-GRK-PRTY-0002 | Groundskeeping | Grounds |  | LWN | activity |  | Grounds Maintenance
26670 | COL-PST-GRF-0001 | Ground Fault Indicator | COL-PST |  | Grounds |  | GRF | http://www.toronto.ca/TWONTO#ground_and_test_device |  | Strachan Pumping Station
26671 | COL-PST-GRF-0001 | Ground Fault Indicator | COL-PST-MISC |  | Grounds |  | GRF | http://www.toronto.ca/TWONTO#ground_and_test_device |  | Miscellaneous Equipment
29521 | FIS-GRK-GROUNDS MTC | Grounds | FIS-DRN-53798 |  | Grounds |  |  | space |  | Drains
29522 | FIS-GRK-GROUNDS MTC | Grounds | FIS-GRK-PRTY-1000 |  | Grounds |  |  | space |  | CMS Work Orders
29523 | FIS-GRK-LWN-0101 | Lawn & Exterior Grounds Maintenance | FIS-GRK-PRTY-1000 | Groundskeeping | Grounds |  | LWN | activity |  | CMS Work Orders
29531 | FIS-GRK-PRTY-1000 | CMS Work Orders | FIS-GRK |  | Grounds |  | PRTY | activity |  | FIS Buildings & Grounds
46846 | TAB-DRN-53219 | TAB-Drains (CMS Work Orders) | TAB-CMS |  | Grounds |  | DRN | http://www.toronto.ca/TWONTO#collection_of_assets |  | CMS Work Orders
49436 | TAB-PLQ-53220 | TAB Plumbing (CMS Work Orders) | TAB-CMS |  | Grounds |  | PLQ | activity |  | CMS Work Orders
54918 | TAB-STRC-53221 | TAB Walls,Ceilings,Roofs, Floors and Doors (CMS Work Orders) | TAB-CMS |  | Grounds |  | STRC | activity |  | CMS Work Orders
56920 | THC-ACC-IRG-5201 | Irigation System, control panel, Janitor room, Building X | THC-ACC-AC-5201 | Air Handling Unit | Grounds |  | IRG | http://www.toronto.ca/TWONTO#process_control_panel |  | Air Conditioning, Split, IT room
61963 | THC-GRK-PRTY-0001 | Grounds and Property - THC | THC-GRK |  | Grounds |  | PRTY | space |  | Buildings & Grounds
61965 | THC-GRK-PRTY-0100 | Grounds - CMS | THC-GRK-PRTY |  | Grounds |  | PRTY | space |  | Groundskeeping (CMS)
61966 | THC-GRK-PRTY-0100K | Grounds - CMS | THC-GRK-PRTY |  | Grounds | 32425 | PRTY | space |  | Groundskeeping (CMS)
61967 | THC-GRK-PRTY-0200 | Groundskeeping Tank Cleaning - CMS | THC-GRK-PRTY |  | Grounds |  | PRTY | activity |  | Groundskeeping (CMS)
62025 | THC-GRK-VEH-329026 | Vehicle, 2008 Clark C35L Fork Lift (WA1) | THC-GRK-VEHICLES | Forklift,Gas/Propane Dual Fuel | Grounds | 43530 | VEH | http://www.toronto.ca/TWONTO#forklift |  | Vehicles
62027 | THC-GRK-VEH-329072 | Vehicle, Model 2EPC6000 Fork Lift (WA1) | THC-GRK-VEHICLES | Forklift,Gas/Propane Dual Fuel | Grounds |  | VEH | http://www.toronto.ca/TWONTO#forklift |  | Vehicles
75800 | THR-GQ-EPS | Effluent Pumping Stations, Work Area 4 | THR-GQ-WA4 |  | Grounds |  |  | space |  | Grounds, Work Area 4
75802 | THR-GQ-WA2 | Grounds, Work Area 2 | THR-GRK-PRTY-WA2 |  | Grounds |  |  | space |  | WA2 Property, Humber T. P. for DOS Work Orders
75804 | THR-GRK-AI | Intrument Air Compressor Building | THR-GRK-PRTY4 |  | Grounds |  |  | space |  | Groundskeeping for Waste Water Worker
75806 | THR-GRK-DIG | Digester Grounds, Basement & Galleries, WTP Groundskeeping | THR-GRK-PRTY-0104 |  | Grounds |  |  | space |  | Groundskeeping, General Labour
75823 | THR-GRK-FPW | Filtered Plant Water and Ferrous Chloride Building | THR-GRK-PRTY-0404 |  | Grounds |  |  | space |  | Groundskeeping, General Labour
75824 | THR-GRK-FT | Final Tanks, Galleries T-16, T-18, T-21 and T-20 | THR-GRK-PRTY-0404 |  | Grounds |  |  | space |  | Groundskeeping, General Labour
75852 | THR-GRK-HPBB | High Pressure Blower Building, Mezzanine and Basement, WTP Groundskeeping | THR-GRK-PRTY-0204 |  | Grounds |  |  | space |  | Groundskeeping, General Labour
75921 | THR-GRK-OCS | Odour Control Building & Galleries, WTP Groundskeeping | THR-GRK-PRTY-0104 |  | Grounds |  |  | space |  | Groundskeeping, General Labour
75922 | THR-GRK-PRM1 | Primaries, North Primary Treatment Tanks, Work Area 2, WTP Groundskeeping | THR-GRK-PRTY-0204 |  | Grounds |  |  | space |  | Groundskeeping, General Labour
75923 | THR-GRK-PRTY-0101 | Groundskeeping, Snow Removal | THR-GRK-PRTY1 |  | Grounds |  | PRTY | activity |  | Groundskeeping for Waste Water Worker
75924 | THR-GRK-PRTY-0104 | Groundskeeping, General Labour | THR-GRK-PRTY1 |  | Grounds |  | PRTY | activity |  | Groundskeeping for Waste Water Worker
75925 | THR-GRK-PRTY-0202 | Groundskeeping, Grass Cutting | THR-GRK-PRTY2 |  | Grounds |  | PRTY | activity |  | Groundskeeping for Waste Water Worker
75926 | THR-GRK-PRTY-0204 | Groundskeeping, General Labour | THR-GRK-PRTY2 |  | Grounds |  | PRTY | activity |  | Groundskeeping for Waste Water Worker
75927 | THR-GRK-PRTY-0301 | Groundskeeping, Snow Removal | THR-GRK-PRTY3 |  | Grounds |  | PRTY | activity |  | Groundskeeping for Waste Water Worker
75928 | THR-GRK-PRTY-0302 | Groundskeeping, Grass Cutting | THR-GRK-PRTY3 |  | Grounds |  | PRTY | activity |  | Groundskeeping for Waste Water Worker
75929 | THR-GRK-PRTY-0303 | Groundskeeping, Tank Cleaning | THR-GRK-PRTY3 |  | Grounds |  | PRTY | activity |  | Groundskeeping for Waste Water Worker
75930 | THR-GRK-PRTY-0401 | Groundskeeping, Snow Removal | THR-GRK-PRTY4 |  | Grounds |  | PRTY | activity |  | Groundskeeping for Waste Water Worker
75931 | THR-GRK-PRTY-0402 | Groundskeeping, Grass Cutting | THR-GRK-PRTY4 |  | Grounds |  | PRTY | activity |  | Groundskeeping for Waste Water Worker
75932 | THR-GRK-PRTY-0403 | Groundskeeping, Tank Cleaning | THR-GRK-PRTY4 |  | Grounds |  | PRTY | activity |  | Groundskeeping for Waste Water Worker
75934 | THR-GRK-PRTY4 | Groundskeeping for Waste Water Worker | THR-GRK-WA4 |  | Grounds |  |  | activity |  | Building & Grounds Work Area 4
75935 | THR-GRK-STB | Sludge Thickening Building & Basement, WTP Groundskeeping | THR-GRK-PRTY-0104 |  | Grounds |  |  | activity |  | Groundskeeping, General Labour
75959 | THR-GRK-WA1 | Building & Grounds Work Area 1 | THR WORK AREA 1 |  | Grounds |  |  | space |  | Solid Handling
75960 | THR-GRK-WA3 | Buildings & Grounds, Work Area 3 | THR WORK AREA 3 |  | Grounds |  |  | space |  | Plant Services
75961 | THR-GRK-WA3 | Buildings & Grounds, Work Area 3 | THR-OCS-NEW |  | Grounds |  |  | space |  | Odour Control, Biofilter
79348 | THR-THK-GQ1 | Grounds, Thickening, Work Area 1 | THR-GRK-GQ-WA1 |  | Grounds |  |  | space |  | Building & Grounds Equipment, Work Area 1
79349 | THR-THK-GQ1 | Grounds, Thickening, Work Area 1 | THR-THK-GRK1 |  | Grounds |  |  | space |  | Thickening, Ground & Structural
81773 | TR-GRK-ES | Machine Shop, WTP Housekeeping | THR-STRC-WA3 |  | Grounds |  |  | space |  | Structural, Walls, Floors, Roofs, Ceiling, Work Area 3
89884 | YDE-HLG | Haulage | YDE |  | Grounds |  |  | activity |  | Dee Avenue Yard
89888 | YFI-GRD | Grounds | YFI |  | Grounds |  |  | space |  | Finch Yard
89889 | YFI-HLG | Haulage | YFI |  | Grounds |  |  | activity |  | Finch Yard
89893 | YKP-GRD | Collections - 435 Kipling Ave. Grounds | COL-PROTECH |  | Grounds |  |  | space |  | Project and Technical Contract & Services
89894 | YKP-HLG | Collections - 435 Kipling Ave. Haulage | COL-PROTECH |  | Grounds |  |  | space |  | Project and Technical Contract & Services
89895 | YME-HLG | Haulage | YME-DOS |  | Grounds |  |  | activity |  | Merton Yard
89901 | YNO-HLG | Haulage | YNO |  | Grounds |  |  | activity |  | Northline Yard
97313 | FIS-GRK-LWN-0101 | Lawn & Exterior Grounds Maintenance | FIS-GRK-0002 | Groundskeeping | Grounds |  | LWN | activity |  | Grounds Maintenance
98801 | GQ-53786 | Grounds | TNT-GRK-PRTY-1000 | Building Service | Grounds |  |  | space |  | Building Services
113539 | TAB-GQ-53215 | TAB Grounds (CMS Work Orders) | TAB-CMS |  | Grounds |  | GQ | space |  | CMS Work Orders
113547 | TAB-GRK-GQ-0002 | Flagpole, Main Gate, Leslie and Commissioners | TAB-GRK | Weather Station | Grounds |  | GQ | ? |  | Grounds Equipment, Building Services-WA7
125967 | THC-GRK-PRTY-0001 | Grounds and Property - THC | THC-GRK-MAINT |  | Grounds |  | PRTY | space |  | Building Maintenance
125968 | THC-GRK-PRTY-0001 | Grounds and Property - THC | THC-GRK-MCS |  | Grounds |  | PRTY | space |  | Mechanical Services
125969 | THC-GRK-PRTY-0100K | Grounds - CMS | THC-SUSPENDED |  | Grounds | 32425 | PRTY | space |  | Suspended entity
125970 | THC-GRK-PRTY-0300 | Groundskeeping General Labour - CMS | THC-GRK-PRTY |  | Grounds |  | PRTY | activity |  | Groundskeeping (CMS)
125971 | THC-GRK-PRTY-0400 | Grounds and property, general maintenance | THC-GRK-MAINT |  | Grounds |  | PRTY | activity |  | Building Maintenance
126006 | THC-GRK-VEH-396094 | Lawnmower Riding | THC-GRK-VEHICLES | Groundskeeping,Lawnmower,Ride on | Grounds | 34012 | VEH | http://www.toronto.ca/TWONTO#golf_cart |  | Vehicles
126007 | THC-GRK-VEH-396094 | Lawnmower Riding | THC-SUSPENDED | Groundskeeping,Lawnmower,Ride on | Grounds | 34012 | VEH | http://www.toronto.ca/TWONTO#golf_cart |  | Suspended entity
126506 | THC-MCS-P-5201 | Pump, Centrifugal, Pressure Wash System, Workshop, Building X | THC-ACC-AC-5201 | Air Handling Unit | Grounds |  | P | http://www.toronto.ca/TWONTO#pump |  | Air Conditioning, Split, IT room
136440 | THR-GQ-AER | Aeration, Work Area 4 | THR-GQ-WA4 |  | Grounds |  |  | space |  | Grounds, Work Area 4
136442 | THR-GQ-FT | Final Tanks, Work Area 4 | THR-GQ-WA4 |  | Grounds |  |  | space |  | Grounds, Work Area 4
136446 | THR-GQ-RSPS | Returns Sludge Pumping Station, Work Area 4 | THR-GQ-WA4 |  | Grounds |  |  | space |  | Grounds, Work Area 4
136448 | THR-GQ-WA1 | Grounds, Work Area 1 | THR-GRK-PRTY-WA1 |  | Grounds |  |  | space |  | WA1 Property, Humber T. P. for DOS Work Orders
136449 | THR-GQ-WA3 | Grounds, Work Area 3 | THR-GRK-PRTY-WA3 |  | Grounds |  |  | space |  | WA3 Property, Humber T. P. for DOS Work Orders
136450 | THR-GQ-WA4 | Grounds, Work Area 4 | THR-GRK-PRTY-WA4 |  | Grounds |  |  | space |  | WA4 Property, Humber T. P. for DOS Work Oders
136451 | THR-GQ-WA4 | Grounds, Work Area 4 | THR-GRK-WA4 |  | Grounds |  |  | space |  | Building & Grounds Work Area 4
136452 | THR-GRK-AER | Aeration Tanks, Galleries T-14 and T-17 | THR-GRK-PRTY-0404 |  | Grounds |  |  | space |  | Groundskeeping, General Labour
136453 | THR-GRK-AI | Intrument Air Compressor Building | THR-GRK-PRTY-0304 |  | Grounds |  |  | space |  | Groundskeeping, General Labour
136455 | THR-GRK-DGC | Digester Gas Compressor Building & Basement, WTP Groundskeeping | THR-GRK-PRTY-0104 |  | Grounds |  |  | space |  | Groundskeeping, General Labour
136456 | THR-GRK-DIS | Chlorine and Dechlorination Building, WTP Groundskeeping | THR-GRK-PRTY-0104 |  | Grounds |  |  | space |  | Groundskeeping, General Labour
136468 | THR-GRK-EMB | East Maintenance Building and Basement | THR-GRK-PRTY-0404 |  | Grounds |  |  | space |  | Groundskeeping, General Labour
136469 | THR-GRK-ER | Engine Room and Basement,North Boiler Room | THR-GRK-PRTY-0204 |  | Grounds |  |  | space |  | Groundskeeping, General Labour
136471 | THR-GRK-FP-0002S | Flag and Pole | THR-GRK-GQ-WA2 |  | Grounds | 46849 | FP | ? |  | Building & Grounds Equipment, Work Area 2
136475 | THR-GRK-GH | Guard House,Security, Building | THR-GRK-PRTY-0404 |  | Grounds |  |  | space |  | Groundskeeping, General Labour
136476 | THR-GRK-GH | Guard House,Security, Building | THR-GRK-WA3 |  | Grounds |  |  | space |  | Buildings & Grounds, Work Area 3
136503 | THR-GRK-GRIT | Grit Building, Basement and T-12 North | THR-GRK-PRTY-0204 |  | Grounds |  |  | space |  | Groundskeeping, General Labour
136504 | THR-GRK-HH | Headhouse, Basement and T-12 Mid Section, WTP Groundskeeping | THR-GRK-PRTY-0204 |  | Grounds |  |  | activity |  | Groundskeeping, General Labour
136505 | THR-GRK-HPBB | High Pressure Blower Building, Mezzanine and Basement, WTP Groundskeeping | THR-GRK-PRTY-0304 |  | Grounds |  |  | activity |  | Groundskeeping, General Labour
136534 | THR-GRK-PRM | Primaries, South Pumping Stations, Basement and T-12 South, WTP Groundskeeping | THR-GRK-PRTY-0204 |  | Grounds |  |  | activity |  | Groundskeeping, General Labour
136535 | THR-GRK-PRM1 | Primaries, North Primary Treatment Tanks, Work Area 2, WTP Groundskeeping | THR-GQ-WA2 |  | Grounds |  |  | activity |  | Grounds, Work Area 2
136536 | THR-GRK-PRTY-0102 | Groundskeeping, Grass Cutting | THR-GRK-PRTY1 |  | Grounds |  | PRTY | activity |  | Groundskeeping for Waste Water Worker
136537 | THR-GRK-PRTY-0103 | Groundskeeping, Tank Cleaning | THR-GRK-PRTY1 |  | Grounds |  | PRTY | activity |  | Groundskeeping for Waste Water Worker
136538 | THR-GRK-PRTY-0201 | Groundskeeping, Snow Removal | THR-GRK-PRTY2 |  | Grounds |  | PRTY | activity |  | Groundskeeping for Waste Water Worker
136539 | THR-GRK-PRTY-0203 | Groundskeeping, Tank Cleaning | THR-GRK-PRTY2 |  | Grounds |  | PRTY | activity |  | Groundskeeping for Waste Water Worker
136540 | THR-GRK-PRTY-0304 | Groundskeeping, General Labour | THR-GRK-PRTY3 |  | Grounds |  | PRTY | activity |  | Groundskeeping for Waste Water Worker
136541 | THR-GRK-PRTY-0404 | Groundskeeping, General Labour | THR-GRK-PRTY4 |  | Grounds |  | PRTY | activity |  | Groundskeeping for Waste Water Worker
136546 | THR-GRK-PRTY1 | Groundskeeping for Waste Water Worker | THR-GRK-WA1 |  | Grounds |  |  | activity |  | Building & Grounds Work Area 1
136547 | THR-GRK-PRTY2 | Groundskeeping for Waste Water Worker | THR-GRK-WA2 |  | Grounds |  |  | activity |  | Building & Grounds Work Area 2
136548 | THR-GRK-PRTY3 | Groundskeeping for Waste Water Worker | THR-GRK-GQ-WA3 |  | Grounds |  |  | activity |  | Building & Grounds Equipment, Work Area 3
136549 | THR-GRK-PRTY3 | Groundskeeping for Waste Water Worker | THR-GRK-PRTY-WA3 |  | Grounds |  |  | activity |  | WA3 Property, Humber T. P. for DOS Work Orders
136550 | THR-GRK-PRTY3 | Groundskeeping for Waste Water Worker | THR-GRK-WA3 |  | Grounds |  |  | activity |  | Buildings & Grounds, Work Area 3
136551 | THR-GRK-RSPS | Return Sludge Pumping Station, GalleriesT-13, 15, 19 and 20 | THR-GRK-PRTY-0404 |  | Grounds |  |  | space |  | Groundskeeping, General Labour
136552 | THR-GRK-SM | Machine Shop, WTP Housekeeping | THR-GRK-PRTY-WA2 |  | Grounds |  |  | activity |  | WA2 Property, Humber T. P. for DOS Work Orders
136553 | THR-GRK-SM | Machine Shop, WTP Housekeeping | THR-STRC-WA2 |  | Grounds |  |  | activity |  | Structural, Walls, Floors, Roofs, Ceiling, Work Area 2
136574 | THR-GRK-WA2 | Building & Grounds Work Area 2 | THR WORK AREA 2 |  | Grounds |  |  | space |  | Liquid Handling
147577 | YDE-GRD | Grounds | YDE |  | Grounds |  |  | space |  | Dee Avenue Yard
147579 | YDI-GRD | Grounds | YDI |  | Grounds |  |  | space |  | Disco Yard
147580 | YDI-HLG | Haulage | YDI |  | Grounds |  |  | activity |  | Disco Yard
147584 | YME-GRD | Grounds | YME-DOS |  | Grounds |  |  | space |  | Merton Yard
147591 | YNO-GRD | Grounds | YNO |  | Grounds |  |  | space |  | Northline Yard
147781 | YTF-GRD | Grounds | YTF-DOS |  | Grounds |  |  | space |  | Tiffield Yard - 60 Tiffield Road
147783 | YTF-HLG | Haulage | YTF-DOS |  | Grounds |  |  | activity |  | Tiffield Yard - 60 Tiffield Road
2650 | COL-120-HPU-0701 | Hydraulic Power Unit, Coxwell Control Chamber #7 | COL-120-CH-0700 | Actuator,Hydraulic | Hydraulic System |  | HPU | http://www.toronto.ca/TWONTO#hydraulic_power_pack |  | Coxwell Control Chamber #7
2958 | COL-MTI-HPU-2001 | Hydraulic Power Unit, Victoria St. Control Chamber #20 | COL-MTI-CH-2000 |  | Hydraulic System |  | HPU | http://www.toronto.ca/TWONTO#hydraulic_power_pack |  | Chamber,Victoria St. Control Chamber No.20, MTI
2959 | COL-MTI-HPU-2301B | Hydraulic Power Unit, Simcoe Control Chamber #23B | COL-MTI-CH-2300 | Actuator,Hydraulic | Hydraulic System |  | HPU | http://www.toronto.ca/TWONTO#hydraulic_power_pack |  | Chamber,Simcoe Control Chamber No.23,MTI
2960 | COL-MTI-HPU-2401 | Hydraulic Power Unit, Spadina Control Chamber #24 | COL-MTI-CH-2400 |  | Hydraulic System |  | HPU | http://www.toronto.ca/TWONTO#hydraulic_power_pack |  | Chamber,Spadina Control Chamber No.24, MTI
2961 | COL-MTI-HPU-2701B | Hydraulic Power Unit, Manifold Assembly, Strachan St. Control Chamber #27B | COL-MTI-CH-2700B |  | Hydraulic System |  | HPU | http://www.toronto.ca/TWONTO#hydraulic_power_pack |  | Chamber,Strachan St. Control Chamber No.27B, MTI
2962 | COL-MTI-HPU-2901 | Hydraulic Power Unit, Roxton St. Control Chamber #29 | COL-MTI-CH-2900 | Actuator,Hydraulic | Hydraulic System |  | HPU | http://www.toronto.ca/TWONTO#hydraulic_power_pack |  | Chamber,Roxton St. Control Chamber No.29, MTI
2963 | COL-MTI-HPU-3401 | Hydraulic Power Unit, Parkside St. Control Chamber #34 | COL-MTI-CH-3400 | Actuator,Hydraulic | Hydraulic System |  | HPU | http://www.toronto.ca/TWONTO#hydraulic_power_pack |  | Chamber,Parkside St. Control Chamber No.34, MTI
10146 | COL-MTI-HPU-0101 | Hydraulic Power Unit, Manifold Assembly, Hiawatha Control Chamber #1 | COL-MTI-CH-0100 |  | Hydraulic System |  | HPU | http://www.toronto.ca/TWONTO#hydraulic_power_pack |  | Chamber,Hiawatha Control Chamber No.1, MTI
10147 | COL-MTI-HPU-1401 | Hydraulic Power Unit, Parliament Dome Chamber #14 | COL-MTI-CH-1400 |  | Hydraulic System |  | HPU | http://www.toronto.ca/TWONTO#hydraulic_power_pack |  | Parliament Dome Chamber No.14,MTI
10148 | COL-MTI-HPU-1401C | Hydraulic Power Unit, Rosedale Valley Control Chamber #14C | COL-MTI-CH-1400C |  | Hydraulic System |  | HPU | http://www.toronto.ca/TWONTO#hydraulic_power_pack |  | Chamber,Rosedale Valley Control Chamber No.14C, MTI
10149 | COL-MTI-HPU-2001C | Hydraulic Power Unit, Manifold Assembly , Scott Control Chamber #20C | COL-MTI-CH-2000C |  | Hydraulic System |  | HPU | http://www.toronto.ca/TWONTO#hydraulic_power_pack |  | Chamber,Scott Control Chamber No.20C, MTI
10150 | COL-MTI-HPU-2301B | Hydraulic Power Unit, Simcoe Control Chamber #23B | COL-MTI-CH-2300B | Actuator,Hydraulic | Hydraulic System |  | HPU | http://www.toronto.ca/TWONTO#hydraulic_power_pack |  | Chamber,Simcoe Control Chamber No.23B, MTI
10151 | COL-MTI-HPU-2301D | Hydraulic Power Unit, Simcoe Control Chamber No.2300D, MTI | COL-MTI-CH-2300 | Actuator,Hydraulic | Hydraulic System |  | HPU | http://www.toronto.ca/TWONTO#hydraulic_power_pack |  | Chamber,Simcoe Control Chamber No.23,MTI
10411 | COL-MTI-T-1400C | Hyduraulic Power Unit Reservoir,Rosedale Valley Control Chamber No.14C, MTI | COL-MTI-CH-1400C |  | Hydraulic System |  | T | http://www.toronto.ca/TWONTO#hydraulic_power_pack |  | Chamber,Rosedale Valley Control Chamber No.14C, MTI
24259 | FHO-GRK-IRG-0201 | Lawn Sprinkler | FHO-GRK-PRTY-0001 | Irrigation System,Automated | Hydraulic System |  | IRG | sprinkler |  | Building Maintenance
39165 | SWM-SOS-HPU-0100 | Drive, Hydraulic system | SWM-SOS | Drive | Hydraulic System |  | HPU | http://www.toronto.ca/TWONTO#hydraulic_power_pack |  | Old Sheppard Park Storm Water Tank
43688 | TAB-DEW-HPU-6001 | Power Pack, Hydraulic, Sludge Cake Power Pack for Conveyor DEW-CV-6017 & Pump DEW-P-6001, DEW Level 2 | TAB-DEW-T-6001 | Tank | Hydraulic System |  | HPU | http://www.toronto.ca/TWONTO#hydraulic_power_pack |  | Tank, Dewatered Solids Silo DEW-T-6001 West, DEW Bsmt
43689 | TAB-DEW-HPU-6002 | Power Pack, Hydraulic, Sludge Cake Power Pack for Conveyor DEW-CV-6018 & Pump DEW-P-6002, DEW Level 2 | TAB-DEW-T-6002 | Tank | Hydraulic System |  | HPU | http://www.toronto.ca/TWONTO#hydraulic_power_pack |  | Tank, Dewatered Solids Silo DEW-T-6002 West, DEW Bsmt
43690 | TAB-DEW-HPU-6004 | Power Pack, Hydraulic, Sludge Cake Power Pack for Conveyor DEW-CV-6020 & Pump DEW-P-6004, DEW Level 2 | TAB-DEW-T-6004 | Tank | Hydraulic System |  | HPU | http://www.toronto.ca/TWONTO#hydraulic_power_pack |  | Tank, Dewatered Solids Silo DEW-T-6004 East, DEW Bsmt
43691 | TAB-DEW-HPU-6006 | Power Pack, Hydraulic, Sliding Frame for Silo DEW-T-6002, DEW Level Bsmt | TAB-DEW-T-6002 | Tank | Hydraulic System |  | HPU | http://www.toronto.ca/TWONTO#hydraulic_power_pack |  | Tank, Dewatered Solids Silo DEW-T-6002 West, DEW Bsmt
43692 | TAB-DEW-HPU-6007 | Power Pack, Hydraulic, Sliding Frame for Silo DEW-T-6003, DEW Level Bsmt | TAB-DEW-T-6003 | Tank | Hydraulic System |  | HPU | http://www.toronto.ca/TWONTO#hydraulic_power_pack |  | Tank, Dewatered Solids Silo DEW-T-6003 East, DEW Bsmt
43770 | TAB-DEW-P-0131 | Pump,DW Sludge | TAB-DEW SLUDGE CAKE | Pump | Hydraulic System | 33575 | P | http://www.toronto.ca/TWONTO#pump |  | Sludge Cake Pumping
43772 | TAB-DEW-P-0231 | Pump, Sludge Cake Transfer, Baby Schwing #2, Dewater. Bldg, 2/F SW | TAB-SUSPENDED ENTITY | Pump | Hydraulic System | 33574 | P | http://www.toronto.ca/TWONTO#pump |  | Suspended entities
43775 | TAB-DEW-P-0431 | Pump, Baby Schwing #4, Sludge Cake Transfer, Dewater. Bldg, 2/F SE Middle | TAB-DEW SLUDGE CAKE | Pump | Hydraulic System | 33572 | P | http://www.toronto.ca/TWONTO#pump |  | Sludge Cake Pumping
43776 | TAB-DEW-P-0431 | Pump, Baby Schwing #4, Sludge Cake Transfer, Dewater. Bldg, 2/F SE Middle | TAB-SUSPENDED ENTITY | Pump | Hydraulic System | 33572 | P | http://www.toronto.ca/TWONTO#pump |  | Suspended entities
43779 | TAB-DEW-P-0531 | Pump, Sludge Cake Transfer, Baby Schwing #5, Dewater. Bldg, 2/F NW middle | TAB-DEW SLUDGE CAKE | Pump | Hydraulic System | 33571 | P | http://www.toronto.ca/TWONTO#pump |  | Sludge Cake Pumping
43780 | TAB-DEW-P-0531 | Pump, Sludge Cake Transfer, Baby Schwing #5, Dewater. Bldg, 2/F NW middle | TAB-SUSPENDED ENTITY | Pump | Hydraulic System | 33571 | P | http://www.toronto.ca/TWONTO#pump |  | Suspended entities
43782 | TAB-DEW-P-0631 | Pump, Sludge Cake Transfer, Baby Schwing #6, Dewater. Bldg, 2/F NW | TAB-DEW SLUDGE CAKE | Pump | Hydraulic System | 33570 | P | http://www.toronto.ca/TWONTO#pump |  | Sludge Cake Pumping
43791 | TAB-DEW-P-2201 | Pump, Sludge Cake Transfer, Schwing #6, | TAB-SUSPENDED ENTITY | Pump,Positive Displacement,Piston | Hydraulic System |  | P | http://www.toronto.ca/TWONTO#pump |  | Suspended entities
43793 | TAB-DEW-P-2401 | Pump, Sludge Cake Transfer, Big Schwing #8, Dewater. Bldg, Bsmt S. | TAB-DEW SLUDGE CAKE | Pump | Hydraulic System |  | P | http://www.toronto.ca/TWONTO#pump |  | Sludge Cake Pumping
43794 | TAB-DEW-P-2401 | Pump, Sludge Cake Transfer, Big Schwing #8, Dewater. Bldg, Bsmt S. | TAB-SUSPENDED ENTITY | Pump | Hydraulic System |  | P | http://www.toronto.ca/TWONTO#pump |  | Suspended entities
43795 | TAB-DEW-P-2501 | Pump, Sludge Cake Transfer, Big Schwing #9, Dewater. Bldg, 2/F, Center E. | TAB-SUSPENDED ENTITY | Pump | Hydraulic System |  | P | http://www.toronto.ca/TWONTO#pump |  | Suspended entities
43796 | TAB-DEW-P-2601 | Pump, Sludge Cake Transfer, Big Schwing #10, Dewater. Bldg, 2/F, Center W. | TAB-DEW SLUDGE CAKE | Pump | Hydraulic System |  | P | http://www.toronto.ca/TWONTO#pump |  | Sludge Cake Pumping
43988 | TAB-DEW-PS-0131 | Power Pack, Hydraulic, DWS Pump#0131 | TAB-DEW-P-0131 | Power Pack,Hydraulic | Hydraulic System |  | PS | http://www.toronto.ca/TWONTO#hydraulic_power_pack |  | Pump,DW Sludge
43989 | TAB-DEW-PS-0431 | Power Pack, Hydraulic, DWS Pump#0431 | TAB-DEW-P-0431 | Power Pack,Hydraulic | Hydraulic System |  | PS | http://www.toronto.ca/TWONTO#hydraulic_power_pack |  | Pump, Baby Schwing #4, Sludge Cake Transfer, Dewater. Bldg, 2/F SE Middle
43990 | TAB-DEW-PS-0631 | Power Pack, Hydraulic, DWS Pump#0631 | TAB-DEW-P-0631 | Power Pack,Hydraulic | Hydraulic System |  | PS | http://www.toronto.ca/TWONTO#hydraulic_power_pack |  | Pump, Sludge Cake Transfer, Baby Schwing #6, Dewater. Bldg, 2/F NW
43991 | TAB-DEW-PS-0731 | Power Pack, Hydraulic, DWS Pump#0731 | TAB-DEW-P-0731 | Power Pack,Hydraulic | Hydraulic System |  | PS | http://www.toronto.ca/TWONTO#hydraulic_power_pack |  | Pump, Sludge Cake Transfer, Baby Schwing #7, Dewater. Bldg, 2/F NE
43992 | TAB-DEW-PS-2401 | Power Pack, Hydraulic, DWS Pump#2301 | TAB-DEW-P-2401 | Power Pack,Hydraulic | Hydraulic System |  | PS | http://www.toronto.ca/TWONTO#hydraulic_power_pack |  | Pump, Sludge Cake Transfer, Big Schwing #8, Dewater. Bldg, Bsmt S.
52862 | TAB-RSP-HPU-2203 | Power Unit, Hydraulic, Check Valve V-2203D, RSP M Building Area, Low Level Wet Well | TAB-RSP-V-2203D |  | Hydraulic System |  | HPU | http://www.toronto.ca/TWONTO#hydraulic_power_pack |  | Valve, Check, Raw Sewage Pump #3
52926 | TAB-RSP-PS-2201D | Power Supply, Hydraulic, Valve | TAB-RSP-P-2201 |  | Hydraulic System |  | PS | http://www.toronto.ca/TWONTO#hydraulic_power_pack |  | Pump, Raw Sewage #1
52927 | TAB-RSP-PS-2201D | Power Supply, Hydraulic, Valve | TAB-RSP-V-2201D |  | Hydraulic System |  | PS | http://www.toronto.ca/TWONTO#hydraulic_power_pack |  | Valve, Check, Raw Sewage Pump #1
52928 | TAB-RSP-PS-2202D | Power Supply, Hydraulic, Valve | TAB-RSP-P-2202 |  | Hydraulic System |  | PS | http://www.toronto.ca/TWONTO#hydraulic_power_pack |  | Pump, Raw Sewage #2
52929 | TAB-RSP-PS-2205D | Power Supply, Hydraulic,Valve | TAB-RSP-P-2205 |  | Hydraulic System |  | PS | http://www.toronto.ca/TWONTO#hydraulic_power_pack |  | Pump, Raw Sewage #5
52930 | TAB-RSP-PS-2206D | Power Supply, Hydraulic,Valve | TAB-RSP-P-2206 |  | Hydraulic System |  | PS | http://www.toronto.ca/TWONTO#hydraulic_power_pack |  | Pump, Raw Sewage #6
52963 | TAB-RSP-PS-2206D | Power Supply, Hydraulic,Valve | TAB-RSP-V-2206D |  | Hydraulic System |  | PS | http://www.toronto.ca/TWONTO#hydraulic_power_pack |  | Valve, Check, Raw Sewage Pump P-2206
52964 | TAB-RSP-PS-2207D | Power Supply, Hydraulic, Valve | TAB-RSP-P-2207 |  | Hydraulic System |  | PS | http://www.toronto.ca/TWONTO#hydraulic_power_pack |  | Pump, Raw Sewage #7
52965 | TAB-RSP-PS-2208D | Power Supply, Hydraulic, Valve | TAB-RSP-V-2208D |  | Hydraulic System |  | PS | http://www.toronto.ca/TWONTO#hydraulic_power_pack |  | Valve, Check, Raw Sewage Pump P-2208
52966 | TAB-RSP-PS-2209D | Power Supply, Hydraulic, Valve | TAB-RSP-V-2209D |  | Hydraulic System |  | PS | http://www.toronto.ca/TWONTO#hydraulic_power_pack |  | Valve, Check, Raw Sewage Pump P-2209
52967 | TAB-RSP-PS-2210D | Power Supply, Hydraulic, Valve | TAB-RSP-P-2210 |  | Hydraulic System |  | PS | http://www.toronto.ca/TWONTO#hydraulic_power_pack |  | Pump, Raw Sewage #10
58626 | THC-DEW-HPU | Hydraulic Power Pack,Sliding Frame, Solids Treatment, virtual entity used as Entity Link for PM Tasks management | THC-DEW-SLFR |  | Hydraulic System |  |  | http://www.toronto.ca/TWONTO#hydraulic_power_pack |  | Sliding Frame, Solids Treatment, virtual entity used as Entity Link for PM Tasks management
58627 | THC-DEW-HPU-6410 | Hydraulic Power Pack,Sliding Frame,BTU Hopper 6400,Solids Treatment | THC-DEW-T-6400 | Tank,Non-Pressurized | Hydraulic System |  | HPU | http://www.toronto.ca/TWONTO#hydraulic_power_pack |  | Tank,BTU 1000 Hopper,Solid Treatment
58628 | THC-DEW-HPU-6710 | Hydraulic Power Pack,DEW Biosolids Pump 6710 (Schwing),Solid Treatment | THC-DEW-P-6710 | Motor Starter | Hydraulic System |  | HPU | http://www.toronto.ca/TWONTO#hydraulic_power_pack |  | Pump,Dewatered Biosolids, Schwing type,Solid Treatment
65076 | THC-PRM-V-1111A | Valve, Solenoid, Collect, Valve 1111 | THC-PRM-V-1111 | Transmitter,Level | Hydraulic System |  | V | http://www.toronto.ca/TWONTO#solenoid |  | Valve, Hydraulic Cylinder, Bottom Scraper, Primary Clarifier 1100, NW Plant
65077 | THC-PRM-V-1112 | Valve, Hydraulic Cylinder, Bottom Scraper, Primary Clarifier 1100, NW Plant | THC-PRM-CLR-1130 | Actuator,Hydraulic,Cylinder | Hydraulic System |  | V | http://www.toronto.ca/TWONTO#hydraulic_power_pack |  | Sludge Bottom Scraper Mechanism, Primary Clarifier 1100, NW Plant
65078 | THC-PRM-V-1112B | Valve, Solenoid, Return, Valve 1112 | THC-PRM-V-1112 | Transmitter,Level | Hydraulic System |  | V | http://www.toronto.ca/TWONTO#solenoid |  | Valve, Hydraulic Cylinder, Bottom Scraper, Primary Clarifier 1100, NW Plant
65079 | THC-PRM-V-1113A | Valve, Solenoid, Collect, Valve 1113 | THC-PRM-V-1113 | Transmitter,Level | Hydraulic System |  | V | http://www.toronto.ca/TWONTO#solenoid |  | Valve, Hydraulic Cylinder, Bottom Scraper, Primary Clarifier 1100, NW Plant
65080 | THC-PRM-V-1114 | Valve, Hydraulic Cylinder, Bottom Scraper, Primary Clarifier 1100, NW Plant | THC-PRM-CLR-1130 | Actuator,Hydraulic,Cylinder | Hydraulic System |  | V | http://www.toronto.ca/TWONTO#hydraulic_power_pack |  | Sludge Bottom Scraper Mechanism, Primary Clarifier 1100, NW Plant
65092 | THC-PRM-V-1173 | Valve, Hydraulic Cylinder, Scum Skimmer, Tank 1100, Primary Clarifier, Phase IV | THC-PRM-CM-1150 | Actuator,Hydraulic,Cylinder | Hydraulic System |  | V | http://www.toronto.ca/TWONTO#hydraulic_power_pack |  | Scum Skimmer System, Tank 1100, Primary Clarifier
65109 | THC-PRM-V-1211 | Valve, Hydraulic Cylinder, Bottom Scraper, Primary Clarifier 1200, NW Plant | THC-PRM-T-1200 | Actuator,Hydraulic,Cylinder | Hydraulic System |  | V | http://www.toronto.ca/TWONTO#hydraulic_power_pack |  | Tank, Primary Clarifier
65110 | THC-PRM-V-1212 | Valve, Hydraulic Cylinder, Bottom Scraper, Primary Clarifier 1200, NW Plant | THC-PRM-CLR-1230SUSP | Actuator,Hydraulic,Cylinder | Hydraulic System |  | V | http://www.toronto.ca/TWONTO#hydraulic_power_pack |  | Sludge Bottom Scraper Mechanism, Tank 1200, Primary Clarifier
65113 | THC-PRM-V-1214 | Valve, Hydraulic Cylinder, Bottom Scraper, Primary Clarifier 1200, NW Plant | THC-PRM-CLR-1230 | Actuator,Hydraulic,Cylinder | Hydraulic System |  | V | http://www.toronto.ca/TWONTO#hydraulic_power_pack |  | Sludge Bottom Scraper Mechanism, Primary Clarifier 1200, NW Plant
65114 | THC-PRM-V-1214 | Valve, Hydraulic Cylinder, Bottom Scraper, Primary Clarifier 1200, NW Plant | THC-PRM-CLR-1230SUSP | Actuator,Hydraulic,Cylinder | Hydraulic System |  | V | http://www.toronto.ca/TWONTO#hydraulic_power_pack |  | Sludge Bottom Scraper Mechanism, Tank 1200, Primary Clarifier
65115 | THC-PRM-V-1214 | Valve, Hydraulic Cylinder, Bottom Scraper, Primary Clarifier 1200, NW Plant | THC-PRM-T-1200 | Actuator,Hydraulic,Cylinder | Hydraulic System |  | V | http://www.toronto.ca/TWONTO#hydraulic_power_pack |  | Tank, Primary Clarifier
65165 | THC-PRM-V-1272 | Valve, Hydraulic Cylinder, Scum Skimmer, Primary Clarifier 1200, NW Plant | THC-PRM-CM-1250 | Actuator,Hydraulic,Cylinder | Hydraulic System |  | V | http://www.toronto.ca/TWONTO#hydraulic_power_pack |  | Scum Skimmer System, Tank 1200, Primary Clarifier
65166 | THC-PRM-V-1272 | Valve, Hydraulic Cylinder, Scum Skimmer, Primary Clarifier 1200, NW Plant | THC-PRM-P-1270SP | Actuator,Hydraulic,Cylinder | Hydraulic System |  | V | http://www.toronto.ca/TWONTO#hydraulic_power_pack |  | Pump, Centrifugal, Primary Sludge, NW Plant
65167 | THC-PRM-V-1272 | Valve, Hydraulic Cylinder, Scum Skimmer, Primary Clarifier 1200, NW Plant | THC-PRM-T-1200 | Actuator,Hydraulic,Cylinder | Hydraulic System |  | V | http://www.toronto.ca/TWONTO#hydraulic_power_pack |  | Tank, Primary Clarifier
65171 | THC-PRM-V-1273 | Valve, Hydraulic Cylinder, Scum Skimmer, Primary Clarifier 1200, NW Plant | THC-PRM-CM-1250 | Actuator,Hydraulic,Cylinder | Hydraulic System |  | V | http://www.toronto.ca/TWONTO#hydraulic_power_pack |  | Scum Skimmer System, Tank 1200, Primary Clarifier
65172 | THC-PRM-V-1273 | Valve, Hydraulic Cylinder, Scum Skimmer, Primary Clarifier 1200, NW Plant | THC-PRM-CM-1250SUPS | Actuator,Hydraulic,Cylinder | Hydraulic System |  | V | http://www.toronto.ca/TWONTO#hydraulic_power_pack |  | Scum Skimmer System, Primary Clarifier 1200, NW Plant
76934 | THR-PLT-HPU-0511 | Hydraulic Power Unit for Sparger Lift, Grit Bldg. | THR-S-E | Tank,Reservoir | Hydraulic System | 34418 | HPU | http://www.toronto.ca/TWONTO#hydraulic_power_pack |  | SUSPENDED ENTITY
76956 | THR-PLT-LD-2132A | Lifting Device, Sparger Arm, Tank 100, Grit Bldg. | THR-PLT-LD-0100 | Lifting Device | Hydraulic System | 35252 | LD | http://www.toronto.ca/TWONTO#hydraulic_system |  | Lifting Devices, Sparger Arms, Tank 100, Grit Bldg.
76957 | THR-PLT-LD-2132B | Lifting Device, Sparger Arm, Tank 100, Grit Bldg. | THR-PLT-T-0100 | Lifting Device | Hydraulic System | 35253 | LD | http://www.toronto.ca/TWONTO#hydraulic_system |  | Tank, Grit Removal, Grit Tank, North Grit Building
76958 | THR-PLT-LD-2132C | Lifting Device, Sparger Arm, Tank 100, Grit Bldg. | THR-PLT-LD-0100 | Lifting Device | Hydraulic System | 35254 | LD | http://www.toronto.ca/TWONTO#hydraulic_system |  | Lifting Devices, Sparger Arms, Tank 100, Grit Bldg.
76959 | THR-PLT-LD-2132D | Lifting Device, Sparger Arm, Tank 100, Grit Bldg. | THR-PLT-T-0100 | Lifting Device | Hydraulic System | 35255 | LD | http://www.toronto.ca/TWONTO#hydraulic_system |  | Tank, Grit Removal, Grit Tank, North Grit Building
76960 | THR-PLT-LD-2132E | Lifting Device, Sparger Arm, Tank 100, Grit Bldg. | THR-PLT-LD-0100 | Lifting Device | Hydraulic System | 35256 | LD | http://www.toronto.ca/TWONTO#hydraulic_system |  | Lifting Devices, Sparger Arms, Tank 100, Grit Bldg.
76961 | THR-PLT-LD-2142B | Lifting Device, Sparger Arm, Tank 200, Grit Bldg. | THR-PLT-T-0200 | Lifting Device | Hydraulic System | 35258 | LD | http://www.toronto.ca/TWONTO#hydraulic_system |  | Tank, Grit Removal, Grit Tank, North Grit Building
76962 | THR-PLT-LD-2142D | Lifting Device, Sparger Arm, Tank 200, Grit Bldg. | THR-PLT-T-0200 | Lifting Device | Hydraulic System | 35260 | LD | http://www.toronto.ca/TWONTO#hydraulic_system |  | Tank, Grit Removal, Grit Tank, North Grit Building
76963 | THR-PLT-LD-2152A | Lifting Device, Sparger Arm, Tank 300, Grit Bldg. | THR-PLT-LD-0300 | Lifting Device | Hydraulic System | 35262 | LD | http://www.toronto.ca/TWONTO#hydraulic_system |  | Lifting Devices, Sparger Arms, Tank 300, Grit Bldg.
76964 | THR-PLT-LD-2152A | Lifting Device, Sparger Arm, Tank 300, Grit Bldg. | THR-PLT-T-0300 | Lifting Device | Hydraulic System | 35262 | LD | http://www.toronto.ca/TWONTO#hydraulic_system |  | Tank, Grit Removal, Grit Tanks, North Grit Building
76965 | THR-PLT-LD-2152B | Lifting Device, Sparger Arm, Tank 300, Grit Bldg. | THR-PLT-LD-0300 | Lifting Device | Hydraulic System | 35263 | LD | http://www.toronto.ca/TWONTO#hydraulic_system |  | Lifting Devices, Sparger Arms, Tank 300, Grit Bldg.
76966 | THR-PLT-LD-2152B | Lifting Device, Sparger Arm, Tank 300, Grit Bldg. | THR-PLT-T-0300 | Lifting Device | Hydraulic System | 35263 | LD | http://www.toronto.ca/TWONTO#hydraulic_system |  | Tank, Grit Removal, Grit Tanks, North Grit Building
76967 | THR-PLT-LD-2152E | Lifting Device, Sparger Arm, Tank 300, Grit Bldg. | THR-PLT-LD-0300 | Lifting Device | Hydraulic System | 35266 | LD | http://www.toronto.ca/TWONTO#hydraulic_system |  | Lifting Devices, Sparger Arms, Tank 300, Grit Bldg.
76968 | THR-PLT-LD-2152E | Lifting Device, Sparger Arm, Tank 300, Grit Bldg. | THR-PLT-T-0300 | Lifting Device | Hydraulic System | 35266 | LD | http://www.toronto.ca/TWONTO#hydraulic_system |  | Tank, Grit Removal, Grit Tanks, North Grit Building
93415 | FHO-GRK-IRG-0201 | Lawn Sprinkler | FHO-GRK-PRTY-0002 | Irrigation System,Automated | Hydraulic System |  | IRG | sprinkler |  | Grounds Maintenance
109538 | TAB-DEW-HPU-6003 | Power Pack, Hydraulic, Sludge Cake Power Pack for Conveyor DEW-CV-6019 & Pump DEW-P-6003, DEW Level 2 | TAB-DEW-T-6003 | Tank | Hydraulic System |  | HPU | http://www.toronto.ca/TWONTO#hydraulic_power_pack |  | Tank, Dewatered Solids Silo DEW-T-6003 East, DEW Bsmt
109539 | TAB-DEW-HPU-6004 | Power Pack, Hydraulic, Sludge Cake Power Pack for Conveyor DEW-CV-6020 & Pump DEW-P-6004, DEW Level 2 | TAB-DEW-T-6003 | Tank | Hydraulic System |  | HPU | http://www.toronto.ca/TWONTO#hydraulic_power_pack |  | Tank, Dewatered Solids Silo DEW-T-6003 East, DEW Bsmt
109540 | TAB-DEW-HPU-6005 | Power Pack, Hydraulic, Sliding Frame for Silo DEW-T-6001, DEW Level Bsmt | TAB-DEW-T-6001 | Tank | Hydraulic System |  | HPU | http://www.toronto.ca/TWONTO#hydraulic_power_pack |  | Tank, Dewatered Solids Silo DEW-T-6001 West, DEW Bsmt
109541 | TAB-DEW-HPU-6006 | Power Pack, Hydraulic, Sliding Frame for Silo DEW-T-6002, DEW Level Bsmt | TAB-DEW-T-6001 | Tank | Hydraulic System |  | HPU | http://www.toronto.ca/TWONTO#hydraulic_power_pack |  | Tank, Dewatered Solids Silo DEW-T-6001 West, DEW Bsmt
109542 | TAB-DEW-HPU-6008 | Power Pack, Hydraulic, Sliding Frame for Silo DEW-T-6004, DEW Level Bsmt | TAB-DEW-T-6003 | Tank | Hydraulic System |  | HPU | http://www.toronto.ca/TWONTO#hydraulic_power_pack |  | Tank, Dewatered Solids Silo DEW-T-6003 East, DEW Bsmt
109543 | TAB-DEW-HPU-6008 | Power Pack, Hydraulic, Sliding Frame for Silo DEW-T-6004, DEW Level Bsmt | TAB-DEW-T-6004 | Tank | Hydraulic System |  | HPU | http://www.toronto.ca/TWONTO#hydraulic_power_pack |  | Tank, Dewatered Solids Silo DEW-T-6004 East, DEW Bsmt
109638 | TAB-DEW-P-0131 | Pump,DW Sludge | TAB-SUSPENDED ENTITY | Pump | Hydraulic System | 33575 | P | http://www.toronto.ca/TWONTO#pump |  | Suspended entities
109640 | TAB-DEW-P-0231 | Pump, Sludge Cake Transfer, Baby Schwing #2, Dewater. Bldg, 2/F SW | TAB-DEW SLUDGE CAKE | Pump | Hydraulic System | 33574 | P | http://www.toronto.ca/TWONTO#pump |  | Sludge Cake Pumping
109642 | TAB-DEW-P-0331 | Pump, Baby Schwing #3, Sludge Cake Transfer, Dewater. Bldg, 2/F SE | TAB-DEW SLUDGE CAKE | Pump | Hydraulic System | 33573 | P | http://www.toronto.ca/TWONTO#pump |  | Sludge Cake Pumping
109643 | TAB-DEW-P-0331 | Pump, Baby Schwing #3, Sludge Cake Transfer, Dewater. Bldg, 2/F SE | TAB-SUSPENDED ENTITY | Pump | Hydraulic System | 33573 | P | http://www.toronto.ca/TWONTO#pump |  | Suspended entities
109646 | TAB-DEW-P-0631 | Pump, Sludge Cake Transfer, Baby Schwing #6, Dewater. Bldg, 2/F NW | TAB-SUSPENDED ENTITY | Pump | Hydraulic System | 33570 | P | http://www.toronto.ca/TWONTO#pump |  | Suspended entities
109650 | TAB-DEW-P-0831 | Pump, Sludge Cake Transfer, Baby Schwing #8, Dewater. Bldg, 2/F NE middle | TAB-DEW SLUDGE CAKE | Pump | Hydraulic System | 33568 | P | http://www.toronto.ca/TWONTO#pump |  | Sludge Cake Pumping
109651 | TAB-DEW-P-0831 | Pump, Sludge Cake Transfer, Baby Schwing #8, Dewater. Bldg, 2/F NE middle | TAB-SUSPENDED ENTITY | Pump | Hydraulic System | 33568 | P | http://www.toronto.ca/TWONTO#pump |  | Suspended entities
109657 | TAB-DEW-P-2201 | Pump, Sludge Cake Transfer, Schwing #6, | TAB-DEW SLUDGE CAKE | Pump,Positive Displacement,Piston | Hydraulic System |  | P | http://www.toronto.ca/TWONTO#pump |  | Sludge Cake Pumping
109659 | TAB-DEW-P-2501 | Pump, Sludge Cake Transfer, Big Schwing #9, Dewater. Bldg, 2/F, Center E. | TAB-DEW SLUDGE CAKE | Pump | Hydraulic System |  | P | http://www.toronto.ca/TWONTO#pump |  | Sludge Cake Pumping
109660 | TAB-DEW-P-2601 | Pump, Sludge Cake Transfer, Big Schwing #10, Dewater. Bldg, 2/F, Center W. | TAB-SUSPENDED ENTITY | Pump | Hydraulic System |  | P | http://www.toronto.ca/TWONTO#pump |  | Suspended entities
109719 | TAB-DEW-PS-0231 | Power Pack, Hydraulic, DWS Pump#0231 | TAB-DEW-P-0231 | Power Pack,Hydraulic | Hydraulic System |  | PS | http://www.toronto.ca/TWONTO#hydraulic_power_pack |  | Pump, Sludge Cake Transfer, Baby Schwing #2, Dewater. Bldg, 2/F SW
109720 | TAB-DEW-PS-0331 | Power Pack, Hydraulic, DWS Pump#0331 | TAB-DEW-P-0331 | Power Pack,Hydraulic | Hydraulic System |  | PS | http://www.toronto.ca/TWONTO#hydraulic_power_pack |  | Pump, Baby Schwing #3, Sludge Cake Transfer, Dewater. Bldg, 2/F SE
109721 | TAB-DEW-PS-0531 | Power Pack, Hydraulic, DWS Pump#0531 | TAB-DEW-P-0531 | Power Pack,Hydraulic | Hydraulic System |  | PS | http://www.toronto.ca/TWONTO#hydraulic_power_pack |  | Pump, Sludge Cake Transfer, Baby Schwing #5, Dewater. Bldg, 2/F NW middle
109722 | TAB-DEW-PS-0831 | Power Pack, Hydraulic, DWS Pump#0831 | TAB-DEW-P-0831 | Power Pack,Hydraulic | Hydraulic System |  | PS | http://www.toronto.ca/TWONTO#hydraulic_power_pack |  | Pump, Sludge Cake Transfer, Baby Schwing #8, Dewater. Bldg, 2/F NE middle
109723 | TAB-DEW-PS-2101 | Power Pack, Hydraulic, DWS Pump#2101 | TAB-DEW-P-2101 | Power Pack,Hydraulic | Hydraulic System |  | PS | http://www.toronto.ca/TWONTO#hydraulic_power_pack |  | Pump, Sludge Cake Transfer, Big Schwing #5, KSP-50
109724 | TAB-DEW-PS-2201 | Power Pack, Hydraulic, DWS Pump#2201 | TAB-DEW-P-2201 | Power Pack,Hydraulic | Hydraulic System |  | PS | http://www.toronto.ca/TWONTO#hydraulic_power_pack |  | Pump, Sludge Cake Transfer, Schwing #6,
109725 | TAB-DEW-PS-2301 | Power Pack, Hydraulic, DWS Pump#2301 | TAB-DEW-P-2301 | Power Pack,Hydraulic | Hydraulic System |  | PS | http://www.toronto.ca/TWONTO#hydraulic_power_pack |  | Pump, Sludge Cake Transfer #2301
113774 | TAB-MCS-MEQ-0101 | Grease Gun,Hydraulic, High Pressure | TAB-AUX |  | Hydraulic System |  | MEQ | grease_gun |  | Gas Services, Natural Gas, Digester Gas
113775 | TAB-MCS-MEQ-0102 | Grease Gun,Hydraulic, High Pressure | TAB-AUX |  | Hydraulic System |  | MEQ | grease_gun |  | Gas Services, Natural Gas, Digester Gas
113776 | TAB-MCS-MEQ-0103 | Grease Gun,Hydraulic, High Pressure | TAB-AUX |  | Hydraulic System |  | MEQ | grease_gun |  | Gas Services, Natural Gas, Digester Gas
113777 | TAB-MCS-MEQ-0104 | Grease Gun,Hydraulic, High Pressure | TAB-AUX |  | Hydraulic System |  | MEQ | grease_gun |  | Gas Services, Natural Gas, Digester Gas
113778 | TAB-MCS-MEQ-0105 | Oil Gun,Hydraulic, High Pressure | TAB-AUX |  | Hydraulic System |  | MEQ | grease_gun |  | Gas Services, Natural Gas, Digester Gas
117252 | TAB-RSP-HPU-2203 | Power Unit, Hydraulic, Check Valve V-2203D, RSP M Building Area, Low Level Wet Well | TAB-RSP-P-2203 |  | Hydraulic System |  | HPU | http://www.toronto.ca/TWONTO#hydraulic_power_pack |  | Pump, Raw Sewage #3
117253 | TAB-RSP-HPU-2204 | Power Unit, Hydraulic, Check Valve V-2204D, RSP M Building Area, Main Floor | TAB-RSP-V-2204D |  | Hydraulic System |  | HPU | http://www.toronto.ca/TWONTO#hydraulic_power_pack |  | Valve, Check, Raw Sewage Pump P-2204
117330 | TAB-RSP-PS-2202D | Power Supply, Hydraulic, Valve | TAB-RSP-V-2202D |  | Hydraulic System |  | PS | http://www.toronto.ca/TWONTO#hydraulic_power_pack |  | Valve, Check, Raw Sewage Pump #2
117331 | TAB-RSP-PS-2203D | Power Supply, Hydraulic, Valve | TAB-RSP-P-2203 |  | Hydraulic System |  | PS | http://www.toronto.ca/TWONTO#hydraulic_power_pack |  | Pump, Raw Sewage #3
117332 | TAB-RSP-PS-2204D | Power Supply, Hydraulic, Valve | TAB-RSP-P-2204 |  | Hydraulic System |  | PS | http://www.toronto.ca/TWONTO#hydraulic_power_pack |  | Pump, Raw Sewage #4
117333 | TAB-RSP-PS-2204D | Power Supply, Hydraulic, Valve | TAB-RSP-V-2204D |  | Hydraulic System |  | PS | http://www.toronto.ca/TWONTO#hydraulic_power_pack |  | Valve, Check, Raw Sewage Pump P-2204
117334 | TAB-RSP-PS-2205D | Power Supply, Hydraulic,Valve | TAB-RSP-V-2205D |  | Hydraulic System |  | PS | http://www.toronto.ca/TWONTO#hydraulic_power_pack |  | Valve, Check, Raw Sewage Pump P-2205
117335 | TAB-RSP-PS-2207D | Power Supply, Hydraulic, Valve | TAB-RSP-V-2207D |  | Hydraulic System |  | PS | http://www.toronto.ca/TWONTO#hydraulic_power_pack |  | Valve, Check, Raw Sewage Pump P-2207
117336 | TAB-RSP-PS-2208D | Power Supply, Hydraulic, Valve | TAB-RSP-P-2208 |  | Hydraulic System |  | PS | http://www.toronto.ca/TWONTO#hydraulic_power_pack |  | Pump, Raw Sewage #8
117337 | TAB-RSP-PS-2209D | Power Supply, Hydraulic, Valve | TAB-RSP-P-2209 |  | Hydraulic System |  | PS | http://www.toronto.ca/TWONTO#hydraulic_power_pack |  | Pump, Raw Sewage #9
117338 | TAB-RSP-PS-2210D | Power Supply, Hydraulic, Valve | TAB-RSP-V-2210D |  | Hydraulic System |  | PS | http://www.toronto.ca/TWONTO#hydraulic_power_pack |  | Valve, Check, Raw Sewage Pump P-2210
122754 | THC-DEW-HPU-6510 | Hydraulic Power Pack,Sliding Frame,BTU Hopper 6500,Solids Treatment | THC-DEW-T-6500 |  | Hydraulic System |  | HPU | http://www.toronto.ca/TWONTO#hydraulic_power_pack |  | Tank,BTU 2000 Hopper,Solid Treatment
122755 | THC-DEW-HPU-6810 | Hydraulic Power Pack,DEW Biosolids Pump 6810 (Schwing),Solid Treatment | THC-DEW-P-6810 | Motor Starter | Hydraulic System |  | HPU | http://www.toronto.ca/TWONTO#hydraulic_power_pack |  | Pump,Dewatered Biosolids,Solid Treatment
127201 | THC-PLT-P-5820 | Pump, Hydraulic Pack, Conveyors, Grit Tanks | THC-PLT-T-5810 | Pump,Positive Displacement,Piston | Hydraulic System | 40017 | P | http://www.toronto.ca/TWONTO#pump |  | Reservoire, Oil, Hydraulic Pack, Conveyors, Grit Tanks
127202 | THC-PLT-P-5830 | Pump, Hydraulic Pack, Conveyors, Grit Tanks | THC-PLT-T-5810 | Pump,Positive Displacement,Piston | Hydraulic System | 40018 | P | http://www.toronto.ca/TWONTO#pump |  | Reservoire, Oil, Hydraulic Pack, Conveyors, Grit Tanks
127416 | THC-PLT-V-5820 | Valve, PRV for pump P-5820, Hydraulic Pack, Conveyors, Grit Tanks | THC-PLT-P-5820 | Valve,Pressure Relief | Hydraulic System |  | V | http://www.toronto.ca/TWONTO#pressure_relief_valve |  | Pump, Hydraulic Pack, Conveyors, Grit Tanks
127417 | THC-PLT-V-5830 | Valve, PRV for pump P-5830, Hydraulic Pack, Conveyors, Grit Tanks | THC-PLT-P-5830 | Valve,Pressure Relief | Hydraulic System |  | V | http://www.toronto.ca/TWONTO#pressure_relief_valve |  | Pump, Hydraulic Pack, Conveyors, Grit Tanks
127818 | THC-PRM-V-1111 | Valve, Hydraulic Cylinder, Bottom Scraper, Primary Clarifier 1100, NW Plant | THC-PRM-CLR-1130 | Actuator,Hydraulic,Cylinder | Hydraulic System |  | V | http://www.toronto.ca/TWONTO#hydraulic_power_pack |  | Sludge Bottom Scraper Mechanism, Primary Clarifier 1100, NW Plant
127819 | THC-PRM-V-1111B | Valve, Solenoid, Return, Valve 1111 | THC-PRM-V-1111 | Transmitter,Level | Hydraulic System |  | V | http://www.toronto.ca/TWONTO#solenoid |  | Valve, Hydraulic Cylinder, Bottom Scraper, Primary Clarifier 1100, NW Plant
127820 | THC-PRM-V-1112A | Valve, Solenoid, Collect, Valve 1112 | THC-PRM-V-1112 | Transmitter,Level | Hydraulic System |  | V | http://www.toronto.ca/TWONTO#solenoid |  | Valve, Hydraulic Cylinder, Bottom Scraper, Primary Clarifier 1100, NW Plant
127821 | THC-PRM-V-1113 | Valve, Hydraulic Cylinder, Bottom Scraper, Primary Clarifier 1100, NW Plant | THC-PRM-CLR-1130 | Actuator,Hydraulic,Cylinder | Hydraulic System |  | V | http://www.toronto.ca/TWONTO#hydraulic_power_pack |  | Sludge Bottom Scraper Mechanism, Primary Clarifier 1100, NW Plant
127822 | THC-PRM-V-1113B | Valve, Solenoid, Return, Valve 1113 | THC-PRM-V-1113 | Transmitter,Level | Hydraulic System |  | V | http://www.toronto.ca/TWONTO#solenoid |  | Valve, Hydraulic Cylinder, Bottom Scraper, Primary Clarifier 1100, NW Plant
127823 | THC-PRM-V-1114A | Valve, Solenoid, Collect, Valve 1114 | THC-PRM-V-1114 | Transmitter,Level | Hydraulic System |  | V | http://www.toronto.ca/TWONTO#solenoid |  | Valve, Hydraulic Cylinder, Bottom Scraper, Primary Clarifier 1100, NW Plant
127824 | THC-PRM-V-1114B | Valve, Solenoid, Return, Valve 1114 | THC-PRM-V-1114 | Transmitter,Level | Hydraulic System |  | V | http://www.toronto.ca/TWONTO#solenoid |  | Valve, Hydraulic Cylinder, Bottom Scraper, Primary Clarifier 1100, NW Plant
127830 | THC-PRM-V-1171 | Valve, Hydraulic Cylinder, Scum Skimmer, Tank 1100, Primary Clarifier, Phase IV | THC-PRM-CM-1150 | Actuator,Hydraulic,Cylinder | Hydraulic System |  | V | http://www.toronto.ca/TWONTO#hydraulic_power_pack |  | Scum Skimmer System, Tank 1100, Primary Clarifier
127837 | THC-PRM-V-1172 | Valve, Hydraulic Cylinder, Scum Skimmer, Tank 1100, Primary Clarifier, Phase IV | THC-PRM-CM-1150 | Actuator,Hydraulic,Cylinder | Hydraulic System |  | V | http://www.toronto.ca/TWONTO#hydraulic_power_pack |  | Scum Skimmer System, Tank 1100, Primary Clarifier
127858 | THC-PRM-V-1211 | Valve, Hydraulic Cylinder, Bottom Scraper, Primary Clarifier 1200, NW Plant | THC-PRM-CLR-1230 | Actuator,Hydraulic,Cylinder | Hydraulic System |  | V | http://www.toronto.ca/TWONTO#hydraulic_power_pack |  | Sludge Bottom Scraper Mechanism, Primary Clarifier 1200, NW Plant
127859 | THC-PRM-V-1211 | Valve, Hydraulic Cylinder, Bottom Scraper, Primary Clarifier 1200, NW Plant | THC-PRM-CLR-1230SUSP | Actuator,Hydraulic,Cylinder | Hydraulic System |  | V | http://www.toronto.ca/TWONTO#hydraulic_power_pack |  | Sludge Bottom Scraper Mechanism, Tank 1200, Primary Clarifier
127862 | THC-PRM-V-1212 | Valve, Hydraulic Cylinder, Bottom Scraper, Primary Clarifier 1200, NW Plant | THC-PRM-CLR-1230 | Actuator,Hydraulic,Cylinder | Hydraulic System |  | V | http://www.toronto.ca/TWONTO#hydraulic_power_pack |  | Sludge Bottom Scraper Mechanism, Primary Clarifier 1200, NW Plant
127863 | THC-PRM-V-1212 | Valve, Hydraulic Cylinder, Bottom Scraper, Primary Clarifier 1200, NW Plant | THC-PRM-T-1200 | Actuator,Hydraulic,Cylinder | Hydraulic System |  | V | http://www.toronto.ca/TWONTO#hydraulic_power_pack |  | Tank, Primary Clarifier
127865 | THC-PRM-V-1213 | Valve, Hydraulic Cylinder, Bottom Scraper, Primary Clarifier 1200, NW Plant | THC-PRM-CLR-1230 | Actuator,Hydraulic,Cylinder | Hydraulic System |  | V | http://www.toronto.ca/TWONTO#hydraulic_power_pack |  | Sludge Bottom Scraper Mechanism, Primary Clarifier 1200, NW Plant
127866 | THC-PRM-V-1213 | Valve, Hydraulic Cylinder, Bottom Scraper, Primary Clarifier 1200, NW Plant | THC-PRM-CLR-1230SUSP | Actuator,Hydraulic,Cylinder | Hydraulic System |  | V | http://www.toronto.ca/TWONTO#hydraulic_power_pack |  | Sludge Bottom Scraper Mechanism, Tank 1200, Primary Clarifier
127867 | THC-PRM-V-1213 | Valve, Hydraulic Cylinder, Bottom Scraper, Primary Clarifier 1200, NW Plant | THC-PRM-T-1200 | Actuator,Hydraulic,Cylinder | Hydraulic System |  | V | http://www.toronto.ca/TWONTO#hydraulic_power_pack |  | Tank, Primary Clarifier
127876 | THC-PRM-V-1271 | Valve, Hydraulic Cylinder, Scum Skimmer, Primary Clarifier 1200, NW Plant | THC-PRM-CM-1250 | Actuator,Hydraulic,Cylinder | Hydraulic System |  | V | http://www.toronto.ca/TWONTO#hydraulic_power_pack |  | Scum Skimmer System, Tank 1200, Primary Clarifier
127877 | THC-PRM-V-1271 | Valve, Hydraulic Cylinder, Scum Skimmer, Primary Clarifier 1200, NW Plant | THC-PRM-CM-1250SUPS | Actuator,Hydraulic,Cylinder | Hydraulic System |  | V | http://www.toronto.ca/TWONTO#hydraulic_power_pack |  | Scum Skimmer System, Primary Clarifier 1200, NW Plant
127878 | THC-PRM-V-1271 | Valve, Hydraulic Cylinder, Scum Skimmer, Primary Clarifier 1200, NW Plant | THC-PRM-T-1200 | Actuator,Hydraulic,Cylinder | Hydraulic System |  | V | http://www.toronto.ca/TWONTO#hydraulic_power_pack |  | Tank, Primary Clarifier
127883 | THC-PRM-V-1272 | Valve, Hydraulic Cylinder, Scum Skimmer, Primary Clarifier 1200, NW Plant | THC-PRM-CM-1250SUPS | Actuator,Hydraulic,Cylinder | Hydraulic System |  | V | http://www.toronto.ca/TWONTO#hydraulic_power_pack |  | Scum Skimmer System, Primary Clarifier 1200, NW Plant
137334 | THR-PLT-HPU-0511 | Hydraulic Power Unit for Sparger Lift, Grit Bldg. | THR-PLT-GRITS | Tank,Reservoir | Hydraulic System | 34418 | HPU | http://www.toronto.ca/TWONTO#hydraulic_power_pack |  | Gate,Sluice,Preliminary Treatment, Grit Building
137359 | THR-PLT-LD-0100 | Lifting Devices, Sparger Arms, Tank 100, Grit Bldg. | THR-PLT-T-0100 | Lifting Device | Hydraulic System | 35249 | LD | http://www.toronto.ca/TWONTO#hydraulic_system |  | Tank, Grit Removal, Grit Tank, North Grit Building
137360 | THR-PLT-LD-0200 | Lifting Devices, Sparger Arms, Tank200, Grit Bldg. | THR-PLT-T-0200 | Lifting Device | Hydraulic System | 35250 | LD | http://www.toronto.ca/TWONTO#hydraulic_system |  | Tank, Grit Removal, Grit Tank, North Grit Building
137361 | THR-PLT-LD-0300 | Lifting Devices, Sparger Arms, Tank 300, Grit Bldg. | THR-PLT-T-0300 | Lifting Device | Hydraulic System | 35251 | LD | http://www.toronto.ca/TWONTO#hydraulic_system |  | Tank, Grit Removal, Grit Tanks, North Grit Building
137362 | THR-PLT-LD-2132A | Lifting Device, Sparger Arm, Tank 100, Grit Bldg. | THR-PLT-T-0100 | Lifting Device | Hydraulic System | 35252 | LD | http://www.toronto.ca/TWONTO#hydraulic_system |  | Tank, Grit Removal, Grit Tank, North Grit Building
137363 | THR-PLT-LD-2132B | Lifting Device, Sparger Arm, Tank 100, Grit Bldg. | THR-PLT-LD-0100 | Lifting Device | Hydraulic System | 35253 | LD | http://www.toronto.ca/TWONTO#hydraulic_system |  | Lifting Devices, Sparger Arms, Tank 100, Grit Bldg.
137364 | THR-PLT-LD-2132C | Lifting Device, Sparger Arm, Tank 100, Grit Bldg. | THR-PLT-T-0100 | Lifting Device | Hydraulic System | 35254 | LD | http://www.toronto.ca/TWONTO#hydraulic_system |  | Tank, Grit Removal, Grit Tank, North Grit Building
137365 | THR-PLT-LD-2132D | Lifting Device, Sparger Arm, Tank 100, Grit Bldg. | THR-PLT-LD-0100 | Lifting Device | Hydraulic System | 35255 | LD | http://www.toronto.ca/TWONTO#hydraulic_system |  | Lifting Devices, Sparger Arms, Tank 100, Grit Bldg.
137366 | THR-PLT-LD-2132E | Lifting Device, Sparger Arm, Tank 100, Grit Bldg. | THR-PLT-T-0100 | Lifting Device | Hydraulic System | 35256 | LD | http://www.toronto.ca/TWONTO#hydraulic_system |  | Tank, Grit Removal, Grit Tank, North Grit Building
137367 | THR-PLT-LD-2142A | Lifting Device, Sparger Arm, Tank 200, Grit Bldg. | THR-PLT-LD-0200 | Lifting Device | Hydraulic System | 35257 | LD | http://www.toronto.ca/TWONTO#hydraulic_system |  | Lifting Devices, Sparger Arms, Tank200, Grit Bldg.
137368 | THR-PLT-LD-2142A | Lifting Device, Sparger Arm, Tank 200, Grit Bldg. | THR-PLT-T-0200 | Lifting Device | Hydraulic System | 35257 | LD | http://www.toronto.ca/TWONTO#hydraulic_system |  | Tank, Grit Removal, Grit Tank, North Grit Building
137369 | THR-PLT-LD-2142B | Lifting Device, Sparger Arm, Tank 200, Grit Bldg. | THR-PLT-LD-0200 | Lifting Device | Hydraulic System | 35258 | LD | http://www.toronto.ca/TWONTO#hydraulic_system |  | Lifting Devices, Sparger Arms, Tank200, Grit Bldg.
137370 | THR-PLT-LD-2142C | Lifting Device, Sparger Arm, Tank 200, Grit Bldg. | THR-PLT-LD-0200 | Lifting Device | Hydraulic System | 35259 | LD | http://www.toronto.ca/TWONTO#hydraulic_system |  | Lifting Devices, Sparger Arms, Tank200, Grit Bldg.
137371 | THR-PLT-LD-2142C | Lifting Device, Sparger Arm, Tank 200, Grit Bldg. | THR-PLT-T-0200 | Lifting Device | Hydraulic System | 35259 | LD | http://www.toronto.ca/TWONTO#hydraulic_system |  | Tank, Grit Removal, Grit Tank, North Grit Building
137372 | THR-PLT-LD-2142D | Lifting Device, Sparger Arm, Tank 200, Grit Bldg. | THR-PLT-LD-0200 | Lifting Device | Hydraulic System | 35260 | LD | http://www.toronto.ca/TWONTO#hydraulic_system |  | Lifting Devices, Sparger Arms, Tank200, Grit Bldg.
137373 | THR-PLT-LD-2142E | Lifting Device, Sparger Arm, Tank 200, Grit Bldg. | THR-PLT-LD-0200 | Lifting Device | Hydraulic System | 35261 | LD | http://www.toronto.ca/TWONTO#hydraulic_system |  | Lifting Devices, Sparger Arms, Tank200, Grit Bldg.
137374 | THR-PLT-LD-2142E | Lifting Device, Sparger Arm, Tank 200, Grit Bldg. | THR-PLT-T-0200 | Lifting Device | Hydraulic System | 35261 | LD | http://www.toronto.ca/TWONTO#hydraulic_system |  | Tank, Grit Removal, Grit Tank, North Grit Building
137375 | THR-PLT-LD-2152C | Lifting Device, Sparger Arm, Tank 300, Grit Bldg. | THR-PLT-LD-0300 | Lifting Device | Hydraulic System | 35264 | LD | http://www.toronto.ca/TWONTO#hydraulic_system |  | Lifting Devices, Sparger Arms, Tank 300, Grit Bldg.
137376 | THR-PLT-LD-2152C | Lifting Device, Sparger Arm, Tank 300, Grit Bldg. | THR-PLT-T-0300 | Lifting Device | Hydraulic System | 35264 | LD | http://www.toronto.ca/TWONTO#hydraulic_system |  | Tank, Grit Removal, Grit Tanks, North Grit Building
137377 | THR-PLT-LD-2152D | Lifting Device, Sparger Arm, Tank 300, Grit Bldg. | THR-PLT-LD-0300 | Lifting Device | Hydraulic System | 35265 | LD | http://www.toronto.ca/TWONTO#hydraulic_system |  | Lifting Devices, Sparger Arms, Tank 300, Grit Bldg.
137378 | THR-PLT-LD-2152D | Lifting Device, Sparger Arm, Tank 300, Grit Bldg. | THR-PLT-T-0300 | Lifting Device | Hydraulic System | 35265 | LD | http://www.toronto.ca/TWONTO#hydraulic_system |  | Tank, Grit Removal, Grit Tanks, North Grit Building
76213 | THR-MCS-LD-9861 | (this is Gantry Crane(make;eme) ,2200lbs,, top of South Aeration Tanks(this is a Fall Arrest Davit and not to be load tested) | THR-LD-WA4 | Lifting Device,Hoist,Manual | Lifting Device |  | LD | http://www.toronto.ca/TWONTO#fall_arrest_Davit_arm |  | Lifting Devices, Chain Hoist, Come Along & Slings
55588 | TAB-WA2-SQ-1275 | 1/2" Steel Cable | TAB-SES-LD | Lifting Device,Sling | Lifting Device |  | SQ | lifting_device_cable |  | WA2 Lifting devices
55353 | TAB-WA1-LD-1251 | A Frame | TAB-WA1-SQ-1000 | Lifting Device | Lifting Device |  | LD | lifting_device_support |  | WA1 Lifting Devices and Slings
119587 | TAB-WA1-LD-1252 | A Frame | TAB-WA1-SQ-1000 | Lifting Device | Lifting Device |  | LD | lifting_device_support |  | WA1 Lifting Devices and Slings
119588 | TAB-WA1-LD-1253 | A Frame | TAB-WA1-SQ-1000 | Lifting Device | Lifting Device |  | LD | lifting_device_support |  | WA1 Lifting Devices and Slings
119589 | TAB-WA1-LD-1254 | A Frame | TAB-WA1-SQ-1000 | Lifting Device | Lifting Device |  | LD | lifting_device_support |  | WA1 Lifting Devices and Slings
76210 | THR-MCS-LD-9856 | A Frame for Reciirculation pump,2000Lbs,ER basement | THR-LD-WA3 | Lifting Device,Hoist,Manual | Lifting Device |  | LD | lifting_device_support |  | Lifting Devices, Chain Hoist, Come Along & Slings
136750 | THR-MCS-LD-9855 | A Frame for Reciirculation pump,2000Lbs,ER basement | THR-LD-WA3 | Lifting Device,Hoist,Manual | Lifting Device |  | LD | lifting_device_support |  | Lifting Devices, Chain Hoist, Come Along & Slings
136752 | THR-MCS-LD-9860 | A Frame, Gantry Crane(make;eme),1T, Machine shop Fan Room | THR-LD-WA3 | Lifting Device,Hoist,Manual | Lifting Device |  | LD | lifting_device_support |  | Lifting Devices, Chain Hoist, Come Along & Slings
136751 | THR-MCS-LD-9859 | A Frame,PORTA GANTRY,,1/2T, Polymer room, STB | THR-LD-WA1 | Lifting Device,Hoist,Manual | Lifting Device |  | LD | lifting_device_support |  | Lifting Devices, Chain Hoist, Come Along & Slings
90117 | YTF-GRK-MEQ-1000 | Accessability Lift | YTF-GRK-PRTY-1000 | Pump | Lifting Device |  | MEQ | http://www.toronto.ca/TWONTO#lifting_equipment_hoist |  | Building Maintenance
140594 | TNT-MCS-LD-0001 | A-Frame | TNT-MCS-LD | Lifting Device | Lifting Device |  | LD | lifting_device_support |  | Lifting Devices , cranes/ Portable crane/hoists, come alongs, slings, wire rope, chains
81369 | TNT-MCS-LD-0002 | Beam | TNT-MCS-LD | Lifting Device | Lifting Device |  | LD | lifting_device_support |  | Lifting Devices , cranes/ Portable crane/hoists, come alongs, slings, wire rope, chains
81370 | TNT-MCS-LD-0003 | Beam | TNT-MCS-LD | Lifting Device | Lifting Device |  | LD | lifting_device_support |  | Lifting Devices , cranes/ Portable crane/hoists, come alongs, slings, wire rope, chains
81371 | TNT-MCS-LD-0004 | Beam | TNT-MCS-LD | Lifting Device | Lifting Device |  | LD | lifting_device_support |  | Lifting Devices , cranes/ Portable crane/hoists, come alongs, slings, wire rope, chains
81373 | TNT-MCS-LD-0010 | Beam | TNT-MCS-LD | Lifting Device | Lifting Device |  | LD | lifting_device_support |  | Lifting Devices , cranes/ Portable crane/hoists, come alongs, slings, wire rope, chains
140595 | TNT-MCS-LD-0005 | Beam | TNT-MCS-LD | Lifting Device | Lifting Device |  | LD | lifting_device_support |  | Lifting Devices , cranes/ Portable crane/hoists, come alongs, slings, wire rope, chains
140596 | TNT-MCS-LD-0007 | Beam | TNT-MCS-LD | Lifting Device | Lifting Device |  | LD | lifting_device_support |  | Lifting Devices , cranes/ Portable crane/hoists, come alongs, slings, wire rope, chains
140597 | TNT-MCS-LD-0008 | Beam | TNT-MCS-LD | Lifting Device | Lifting Device |  | LD | lifting_device_support |  | Lifting Devices , cranes/ Portable crane/hoists, come alongs, slings, wire rope, chains
140598 | TNT-MCS-LD-0009 | Beam | TNT-MCS-LD | Lifting Device | Lifting Device |  | LD | lifting_device_support |  | Lifting Devices , cranes/ Portable crane/hoists, come alongs, slings, wire rope, chains
55520 | TAB-WA2-LD-1011 | Beam Clamp | TAB-SES-LD | Lifting Device,Spreader Beam | Lifting Device |  | LD | lifting_device_support |  | WA2 Lifting devices
62560 | THC-MCS-LD-1119-008 | BELOW THE HOOK ATTACHMENT DRUM LIFTER (insp Liftsafe) | THC-MCS-LD | Lifting Device | Lifting Device |  | LD | http://www.toronto.ca/TWONTO#fall_protection_sling |  | Mechanical Services, Lifting Device
126454 | THC-MCS-LD-0619-001 | BELOW THE HOOK ATTACHMENT DRUM LIFTER (insp Liftsafe) | THC-MCS-LD | Lifting Device | Lifting Device |  | LD | http://www.toronto.ca/TWONTO#fall_protection_sling |  | Mechanical Services, Lifting Device
62602 | THC-MCS-LD-1603288 | BELOW THE HOOK ATTACHMENT SKID LIFTER (insp Liftsafe) | THC-MCS-LD | Lifting Device | Lifting Device |  | LD | http://www.toronto.ca/TWONTO#fall_protection_sling |  | Mechanical Services, Lifting Device
62522 | THC-MCS-LD-0000000004 | BELOW THE HOOK ATTACHMENT SPREADER BAR (insp Liftsafe) | THC-MCS-LD | Lifting Device | Lifting Device |  | LD | http://www.toronto.ca/TWONTO#fall_protection_sling |  | Mechanical Services, Lifting Device
126408 | THC-MCS-LD-0000000002 | BELOW THE HOOK ATTACHMENT SPREADER BAR (insp Liftsafe) | THC-MCS-LD | Lifting Device | Lifting Device |  | LD | http://www.toronto.ca/TWONTO#fall_protection_sling |  | Mechanical Services, Lifting Device
126409 | THC-MCS-LD-0000000003 | BELOW THE HOOK ATTACHMENT SPREADER BAR (insp Liftsafe) | THC-MCS-LD | Lifting Device | Lifting Device |  | LD | http://www.toronto.ca/TWONTO#fall_protection_sling |  | Mechanical Services, Lifting Device
126410 | THC-MCS-LD-0000000005 | BELOW THE HOOK ATTACHMENT SPREADER BAR (insp Liftsafe) | THC-MCS-LD | Lifting Device | Lifting Device |  | LD | http://www.toronto.ca/TWONTO#fall_protection_sling |  | Mechanical Services, Lifting Device
126407 | THC-MCS-LD-0000000001 | BELOW THE HOOK ATTACHMENT SPREADER BAR\BAG LIFTER (insp Liftsafe) | THC-MCS-LD | Lifting Device | Lifting Device |  | LD | http://www.toronto.ca/TWONTO#fall_protection_sling |  | Mechanical Services, Lifting Device
136656 | THR-MCS-LD-0339 | Cable Hoist, Electric,3/4T, Work Area 1, | THR-LD-WA1 | Lifting Device | Lifting Device |  | LD | http://www.toronto.ca/TWONTO#lifting_equipment_hoist |  | Lifting Devices, Chain Hoist, Come Along & Slings
13678 | FCL-MCS-LD-0009 | Chain Block 1 Ton | FCL-MCS-LD | Lifting Device | Lifting Device |  | LD | http://www.toronto.ca/TWONTO#lifting_equipment_hoist |  | Lifting Devices
63409 | FCL-MCS-LD-0009 | Chain Block 1 Ton | FCL-MCS-7 | Lifting Device | Lifting Device |  | LD | http://www.toronto.ca/TWONTO#lifting_equipment_hoist |  | Vehicles
13676 | FCL-MCS-LD-0007 | Chain Block 3 Ton | FCL-MCS-7 | Lifting Device | Lifting Device |  | LD | http://www.toronto.ca/TWONTO#lifting_equipment_hoist |  | Vehicles
13677 | FCL-MCS-LD-0008 | Chain Block 3 Ton | FCL-MCS-7 | Lifting Device | Lifting Device |  | LD | http://www.toronto.ca/TWONTO#lifting_equipment_hoist |  | Vehicles
63407 | FCL-MCS-LD-0007 | Chain Block 3 Ton | FCL-MCS-LD | Lifting Device | Lifting Device |  | LD | http://www.toronto.ca/TWONTO#lifting_equipment_hoist |  | Lifting Devices
63408 | FCL-MCS-LD-0008 | Chain Block 3 Ton | FCL-MCS-LD | Lifting Device | Lifting Device |  | LD | http://www.toronto.ca/TWONTO#lifting_equipment_hoist |  | Lifting Devices
55755 | TAB-WA5-LD-6D01 | Chain Block, 1 ton Ingersol Rand | TAB-WA5-SQ | PPE | Lifting Device |  | LD | http://www.toronto.ca/TWONTO#lifting_equipment_hoist |  | WA5 Safety Equipment
119913 | TAB-WA4-LD-4294 | Chain Block, 1 1/2 Ton S/N 174294 | TAB-WA4-SQ-0010 | Lifting Device | Lifting Device |  | LD | http://www.toronto.ca/TWONTO#lifting_equipment_hoist |  | WA4 Fall arrest systems
55676 | TAB-WA4-LD-0303 | Chain Block, 1 Ton | TAB-WA4-SQ-0010 | Lifting Device | Lifting Device |  | LD | http://www.toronto.ca/TWONTO#lifting_equipment_hoist |  | WA4 Fall arrest systems
55678 | TAB-WA4-LD-0873 | Chain Block, 1 Ton S/N 080873 | TAB-WA4-SQ-0010 | Lifting Device | Lifting Device |  | LD | http://www.toronto.ca/TWONTO#lifting_equipment_hoist |  | WA4 Fall arrest systems
55675 | TAB-WA4-LD-0102 | Chain Block, 1/2 Ton | TAB-WA4-SQ-0010 | Lifting Device | Lifting Device |  | LD | http://www.toronto.ca/TWONTO#lifting_equipment_hoist |  | WA4 Fall arrest systems
55677 | TAB-WA4-LD-0404 | Chain Block, 1/2 Ton | TAB-WA4-SQ-0010 | Lifting Device | Lifting Device |  | LD | http://www.toronto.ca/TWONTO#lifting_equipment_hoist |  | WA4 Fall arrest systems
55679 | TAB-WA4-LD-6242 | Chain Block, 1/2 Ton | TNT-MCS-LD | Lifting Device | Lifting Device |  | LD | http://www.toronto.ca/TWONTO#lifting_equipment_hoist |  | Lifting Devices , cranes/ Portable crane/hoists, come alongs, slings, wire rope, chains
55680 | TAB-WA4-LD-7001 | Chain Block, 1/2 Ton | TAB-WA4-SQ-0010 | Lifting Device | Lifting Device |  | LD | http://www.toronto.ca/TWONTO#lifting_equipment_hoist |  | WA4 Fall arrest systems
55681 | TAB-WA4-LD-7006 | Chain Block, 1/2 Ton | TAB-WA4-SQ-0010 | Lifting Device | Lifting Device |  | LD | http://www.toronto.ca/TWONTO#lifting_equipment_hoist |  | WA4 Fall arrest systems
55682 | TAB-WA4-LD-7009 | Chain Block, 1/2 Ton | TAB-WA4-SQ-0010 | Lifting Device | Lifting Device |  | LD | http://www.toronto.ca/TWONTO#lifting_equipment_hoist |  | WA4 Fall arrest systems
55683 | TAB-WA4-LD-7017 | Chain Block, 1/2 Ton | TAB-WA4-SQ-0010 | Lifting Device | Lifting Device |  | LD | http://www.toronto.ca/TWONTO#lifting_equipment_hoist |  | WA4 Fall arrest systems
55684 | TAB-WA4-LD-8088 | Chain Block, 1/2 Ton | TAB-WA4-SQ-0010 | Lifting Device | Lifting Device |  | LD | http://www.toronto.ca/TWONTO#lifting_equipment_hoist |  | WA4 Fall arrest systems
119910 | TAB-WA4-LD-0245 | Chain Block, 1/2 Ton | TAB-WA4-SQ-0010 | Lifting Device | Lifting Device |  | LD | http://www.toronto.ca/TWONTO#lifting_equipment_hoist |  | WA4 Fall arrest systems
119914 | TAB-WA4-LD-6034 | Chain Block, 1/2 Ton | TAB-WA4-SQ-0010 | Lifting Device | Lifting Device |  | LD | http://www.toronto.ca/TWONTO#lifting_equipment_hoist |  | WA4 Fall arrest systems
119915 | TAB-WA4-LD-6242 | Chain Block, 1/2 Ton | TAB-WA4-SQ-0010 | Lifting Device | Lifting Device |  | LD | http://www.toronto.ca/TWONTO#lifting_equipment_hoist |  | WA4 Fall arrest systems
119916 | TAB-WA4-LD-6265 | Chain Block, 1/2 Ton | TAB-WA4-SQ-0010 | Lifting Device | Lifting Device |  | LD | http://www.toronto.ca/TWONTO#lifting_equipment_hoist |  | WA4 Fall arrest systems
55292 | TAB-WA1-LD-1202 | Chain Fall | TAB-WA1-SQ-1000 | Lifting Device | Lifting Device |  | LD | http://www.toronto.ca/TWONTO#lifting_equipment_hoist |  | WA1 Lifting Devices and Slings
55293 | TAB-WA1-LD-1203 | Chain Fall | TAB-WA1-SQ-1000 | Lifting Device | Lifting Device |  | LD | http://www.toronto.ca/TWONTO#lifting_equipment_hoist |  | WA1 Lifting Devices and Slings
55294 | TAB-WA1-LD-1204 | Chain Fall | TAB-WA1-SQ-1000 | Lifting Device | Lifting Device |  | LD | http://www.toronto.ca/TWONTO#lifting_equipment_hoist |  | WA1 Lifting Devices and Slings
119563 | TAB-WA1-LD-1205 | Chain Fall | TAB-WA1-SQ-1000 | Lifting Device | Lifting Device |  | LD | http://www.toronto.ca/TWONTO#lifting_equipment_hoist |  | WA1 Lifting Devices and Slings
62523 | THC-MCS-LD-0000000007 | CHAIN FALL (insp Liftsafe) | THC-MCS-LD | Lifting Device | Lifting Device |  | LD | http://www.toronto.ca/TWONTO#lifting_equipment_hoist |  | Mechanical Services, Lifting Device
62555 | THC-MCS-LD-1-B | CHAIN FALL (insp Liftsafe) | THC-MCS-LD | Lifting Device | Lifting Device |  | LD | http://www.toronto.ca/TWONTO#lifting_equipment_hoist |  | Mechanical Services, Lifting Device
62556 | THC-MCS-LD-1-B | CHAIN FALL (insp Liftsafe) | THC-MCS-LD-M | Lifting Device | Lifting Device |  | LD | http://www.toronto.ca/TWONTO#lifting_equipment_hoist |  | Lifting Devices & Elevators, Building M
62561 | THC-MCS-LD-11374 | CHAIN FALL (insp Liftsafe) | THC-MCS-LD | Lifting Device | Lifting Device |  | LD | http://www.toronto.ca/TWONTO#lifting_equipment_hoist |  | Mechanical Services, Lifting Device
62600 | THC-MCS-LD-140707035 | CHAIN FALL (insp Liftsafe) | THC-MCS-LD | Lifting Device | Lifting Device |  | LD | http://www.toronto.ca/TWONTO#lifting_equipment_hoist |  | Mechanical Services, Lifting Device
62601 | THC-MCS-LD-150708238 | CHAIN FALL (insp Liftsafe) | THC-MCS-LD | Lifting Device | Lifting Device |  | LD | http://www.toronto.ca/TWONTO#lifting_equipment_hoist |  | Mechanical Services, Lifting Device
62605 | THC-MCS-LD-20 | CHAIN FALL (insp Liftsafe) | THC-MCS-LD | Lifting Device | Lifting Device |  | LD | http://www.toronto.ca/TWONTO#lifting_equipment_hoist |  | Mechanical Services, Lifting Device
62606 | THC-MCS-LD-2084 | CHAIN FALL (insp Liftsafe) | THC-MCS-LD | Lifting Device | Lifting Device |  | LD | http://www.toronto.ca/TWONTO#lifting_equipment_hoist |  | Mechanical Services, Lifting Device
62611 | THC-MCS-LD-603618 | CHAIN FALL (insp Liftsafe) | THC-MCS-LD | Lifting Device | Lifting Device |  | LD | http://www.toronto.ca/TWONTO#lifting_equipment_hoist |  | Mechanical Services, Lifting Device
62616 | THC-MCS-LD-81879 | CHAIN FALL (insp Liftsafe) | THC-MCS-LD | Lifting Device | Lifting Device |  | LD | http://www.toronto.ca/TWONTO#lifting_equipment_hoist |  | Mechanical Services, Lifting Device
62622 | THC-MCS-LD-G1241122 | CHAIN FALL (insp Liftsafe) | THC-MCS-LD | Lifting Device | Lifting Device |  |  | http://www.toronto.ca/TWONTO#lifting_equipment_hoist |  | Mechanical Services, Lifting Device
62632 | THC-MCS-LD-WA0114 | CHAIN FALL (insp Liftsafe) | THC-MCS-LD | Lifting Device | Lifting Device |  |  | http://www.toronto.ca/TWONTO#lifting_equipment_hoist |  | Mechanical Services, Lifting Device
126457 | THC-MCS-LD-1456 | CHAIN FALL (insp Liftsafe) | THC-MCS-LD | Lifting Device | Lifting Device |  | LD | http://www.toronto.ca/TWONTO#lifting_equipment_hoist |  | Mechanical Services, Lifting Device
126458 | THC-MCS-LD-150506266 | CHAIN FALL (insp Liftsafe) | THC-MCS-LD | Lifting Device | Lifting Device |  | LD | http://www.toronto.ca/TWONTO#lifting_equipment_hoist |  | Mechanical Services, Lifting Device
126459 | THC-MCS-LD-150607146 | CHAIN FALL (insp Liftsafe) | THC-MCS-LD | Lifting Device | Lifting Device |  | LD | http://www.toronto.ca/TWONTO#lifting_equipment_hoist |  | Mechanical Services, Lifting Device
126460 | THC-MCS-LD-150708221 | CHAIN FALL (insp Liftsafe) | THC-MCS-LD | Lifting Device | Lifting Device |  | LD | http://www.toronto.ca/TWONTO#lifting_equipment_hoist |  | Mechanical Services, Lifting Device
126461 | THC-MCS-LD-16110025 | CHAIN FALL (insp Liftsafe) | THC-MCS-LD | Lifting Device | Lifting Device |  | LD | http://www.toronto.ca/TWONTO#lifting_equipment_hoist |  | Mechanical Services, Lifting Device
126467 | THC-MCS-LD-543313 | CHAIN FALL (insp Liftsafe) | THC-MCS-LD | Lifting Device | Lifting Device |  | LD | http://www.toronto.ca/TWONTO#lifting_equipment_hoist |  | Mechanical Services, Lifting Device
126468 | THC-MCS-LD-603615 | CHAIN FALL (insp Liftsafe) | THC-MCS-LD | Lifting Device | Lifting Device |  | LD | http://www.toronto.ca/TWONTO#lifting_equipment_hoist |  | Mechanical Services, Lifting Device
126473 | THC-MCS-LD-91987 | CHAIN FALL (insp Liftsafe) | THC-MCS-LD | Lifting Device | Lifting Device |  | LD | http://www.toronto.ca/TWONTO#lifting_equipment_hoist |  | Mechanical Services, Lifting Device
126486 | THC-MCS-LD-S4608XK | CHAIN FALL (insp Liftsafe) | THC-MCS-LD | Lifting Device | Lifting Device |  |  | http://www.toronto.ca/TWONTO#lifting_equipment_hoist |  | Mechanical Services, Lifting Device
24296 | FHO-MCS-CRN-0701 | Chain Fall, 5 Ton, Surge Building | FHO-MCS-LD | Crane,Overhead | Lifting Device |  | CRN | http://www.toronto.ca/TWONTO#lifting_equipment_hoist |  | Lifting Devices & Elevators
55295 | TAB-WA1-LD-1210 | Chain Hoist | TAB-WA1-SQ-1000 | Lifting Device,Hoist,Electrical | Lifting Device |  | LD | http://www.toronto.ca/TWONTO#lifting_equipment_hoist |  | WA1 Lifting Devices and Slings
55296 | TAB-WA1-LD-1211 | Chain Hoist | TAB-WA1-SQ-1000 | Lifting Device,Hoist,Electrical | Lifting Device |  | LD | http://www.toronto.ca/TWONTO#lifting_equipment_hoist |  | WA1 Lifting Devices and Slings
81421 | TNT-MCS-LD-0023 | Chain Hoist | TNT-MCS-LD | Lifting Device,Chain | Lifting Device |  | LD | http://www.toronto.ca/TWONTO#lifting_equipment_hoist |  | Lifting Devices , cranes/ Portable crane/hoists, come alongs, slings, wire rope, chains
81422 | TNT-MCS-LD-0024 | Chain Hoist | TNT-MCS-LD | Lifting Device,Chain | Lifting Device |  | LD | http://www.toronto.ca/TWONTO#lifting_equipment_hoist |  | Lifting Devices , cranes/ Portable crane/hoists, come alongs, slings, wire rope, chains
81423 | TNT-MCS-LD-0026 | Chain Hoist | TNT-MCS-LD | Lifting Device,Chain | Lifting Device |  | LD | http://www.toronto.ca/TWONTO#lifting_equipment_hoist |  | Lifting Devices , cranes/ Portable crane/hoists, come alongs, slings, wire rope, chains
81424 | TNT-MCS-LD-0029 | Chain Hoist | TNT-MCS-LD | Lifting Device,Chain | Lifting Device |  | LD | http://www.toronto.ca/TWONTO#lifting_equipment_hoist |  | Lifting Devices , cranes/ Portable crane/hoists, come alongs, slings, wire rope, chains
81425 | TNT-MCS-LD-0034 | Chain Hoist | TNT-MCS-LD | Lifting Device,Chain | Lifting Device |  | LD | http://www.toronto.ca/TWONTO#lifting_equipment_hoist |  | Lifting Devices , cranes/ Portable crane/hoists, come alongs, slings, wire rope, chains
81426 | TNT-MCS-LD-0035 | Chain Hoist | TNT-MCS-LD | Lifting Device,Chain | Lifting Device |  | LD | http://www.toronto.ca/TWONTO#lifting_equipment_hoist |  | Lifting Devices , cranes/ Portable crane/hoists, come alongs, slings, wire rope, chains
81427 | TNT-MCS-LD-0036 | Chain Hoist | TNT-MCS-LD | Lifting Device,Chain | Lifting Device |  | LD | http://www.toronto.ca/TWONTO#lifting_equipment_hoist |  | Lifting Devices , cranes/ Portable crane/hoists, come alongs, slings, wire rope, chains
140605 | TNT-MCS-LD-0022 | Chain Hoist | TNT-MCS-LD | Lifting Device,Chain | Lifting Device |  | LD | http://www.toronto.ca/TWONTO#lifting_equipment_hoist |  | Lifting Devices , cranes/ Portable crane/hoists, come alongs, slings, wire rope, chains
140606 | TNT-MCS-LD-0025 | Chain Hoist | TNT-MCS-LD | Lifting Device,Chain | Lifting Device |  | LD | http://www.toronto.ca/TWONTO#lifting_equipment_hoist |  | Lifting Devices , cranes/ Portable crane/hoists, come alongs, slings, wire rope, chains
140607 | TNT-MCS-LD-0027 | Chain Hoist | TNT-MCS-LD | Lifting Device,Chain | Lifting Device |  | LD | http://www.toronto.ca/TWONTO#lifting_equipment_hoist |  | Lifting Devices , cranes/ Portable crane/hoists, come alongs, slings, wire rope, chains
140608 | TNT-MCS-LD-0028 | Chain Hoist | TNT-MCS-LD | Lifting Device,Chain | Lifting Device |  | LD | http://www.toronto.ca/TWONTO#lifting_equipment_hoist |  | Lifting Devices , cranes/ Portable crane/hoists, come alongs, slings, wire rope, chains
140609 | TNT-MCS-LD-0030 | Chain Hoist | TNT-MCS-LD | Lifting Device,Chain | Lifting Device |  | LD | http://www.toronto.ca/TWONTO#lifting_equipment_hoist |  | Lifting Devices , cranes/ Portable crane/hoists, come alongs, slings, wire rope, chains
140610 | TNT-MCS-LD-0031 | Chain Hoist | TNT-MCS-LD | Lifting Device,Chain | Lifting Device |  | LD | http://www.toronto.ca/TWONTO#lifting_equipment_hoist |  | Lifting Devices , cranes/ Portable crane/hoists, come alongs, slings, wire rope, chains
140611 | TNT-MCS-LD-0032 | Chain Hoist | TNT-MCS-LD | Lifting Device,Chain | Lifting Device |  | LD | http://www.toronto.ca/TWONTO#lifting_equipment_hoist |  | Lifting Devices , cranes/ Portable crane/hoists, come alongs, slings, wire rope, chains
140612 | TNT-MCS-LD-0033 | Chain Hoist | TNT-MCS-LD | Lifting Device,Chain | Lifting Device |  | LD | http://www.toronto.ca/TWONTO#lifting_equipment_hoist |  | Lifting Devices , cranes/ Portable crane/hoists, come alongs, slings, wire rope, chains
140613 | TNT-MCS-LD-0037 | Chain Hoist | TNT-MCS-LD | Lifting Device,Chain | Lifting Device |  | LD | http://www.toronto.ca/TWONTO#lifting_equipment_hoist |  | Lifting Devices , cranes/ Portable crane/hoists, come alongs, slings, wire rope, chains
76206 | THR-MCS-LD-9850 | Chain Hoist Electric, Work Area 2 | THR-LD-WA2 | Lifting Device,Hoist,Manual | Lifting Device |  | LD | http://www.toronto.ca/TWONTO#lifting_equipment_hoist |  | Lifting Devices, Chain Hoist, Come Along & Slings
76207 | THR-MCS-LD-9851 | Chain Hoist Electric, Work Area 2-1/2T KITO | THR-LD-WA2 | Lifting Device,Hoist,Manual | Lifting Device |  | LD | http://www.toronto.ca/TWONTO#lifting_equipment_hoist |  | Lifting Devices, Chain Hoist, Come Along & Slings
76078 | THR-MCS-LD-0456 | Chain Hoist, (VGD) Manual 1/4 T, 5Ft, Work Area 3 | THR-LD-WA3 | Lifting Device,Hoist,Manual | Lifting Device |  | LD | http://www.toronto.ca/TWONTO#lifting_equipment_hoist |  | Lifting Devices, Chain Hoist, Come Along & Slings
76079 | THR-MCS-LD-0457 | Chain Hoist, (VGD) Manual 1/4 T, 5Ft, Work Area 3 | THR-LD-WA3 | Lifting Device,Hoist,Manual | Lifting Device |  | LD | http://www.toronto.ca/TWONTO#lifting_equipment_hoist |  | Lifting Devices, Chain Hoist, Come Along & Slings
76066 | THR-MCS-LD-0090 | Chain Hoist, ,CYCLONE | THR-LD-WA3 | Lifting Device,Hoist,Manual | Lifting Device |  | LD | http://www.toronto.ca/TWONTO#lifting_equipment_hoist |  | Lifting Devices, Chain Hoist, Come Along & Slings
76072 | THR-MCS-LD-0102 | Chain Hoist, 20800 LBS | THR-LD-WA3 | Lifting Device,Hoist,Manual | Lifting Device |  | LD | http://www.toronto.ca/TWONTO#lifting_equipment_hoist |  | Lifting Devices, Chain Hoist, Come Along & Slings
76211 | THR-MCS-LD-9857 | Chain Hoist, Electric, 650Ib,Ruger,Work Area 3,ER Basement | THR-LD-WA3 | Lifting Device,Hoist,Electrical | Lifting Device |  | LD | http://www.toronto.ca/TWONTO#lifting_equipment_hoist |  | Lifting Devices, Chain Hoist, Come Along & Slings
136674 | THR-MCS-LD-0551 | Chain Hoist, Electric, Digester 9-10, Work Area 1 | THR-LD-WA1 | Lifting Device,Hoist,Electrical | Lifting Device |  | LD | http://www.toronto.ca/TWONTO#lifting_equipment_hoist |  | Lifting Devices, Chain Hoist, Come Along & Slings
76146 | THR-MCS-LD-0626 | Chain Hoist, Electric, Work Area 1 | THR-LD-WA3 | Lifting Device,Hoist,Electrical | Lifting Device |  | LD | http://www.toronto.ca/TWONTO#lifting_equipment_hoist |  | Lifting Devices, Chain Hoist, Come Along & Slings
136677 | THR-MCS-LD-0626 | Chain Hoist, Electric, Work Area 1 | THR-LD-WA1 | Lifting Device,Hoist,Electrical | Lifting Device |  | LD | http://www.toronto.ca/TWONTO#lifting_equipment_hoist |  | Lifting Devices, Chain Hoist, Come Along & Slings
76203 | THR-MCS-LD-9513 | Chain Hoist, Electric, Work Area 3 | THR-LD-WA3 | Lifting Device,Hoist,Electrical | Lifting Device |  | LD | http://www.toronto.ca/TWONTO#lifting_equipment_hoist |  | Lifting Devices, Chain Hoist, Come Along & Slings
76068 | THR-MCS-LD-0093 | Chain Hoist, Electric,5T | THR-LD-WA3 | Lifting Device,Hoist,Manual | Lifting Device |  | LD | http://www.toronto.ca/TWONTO#lifting_equipment_hoist |  | Lifting Devices, Chain Hoist, Come Along & Slings
136646 | THR-MCS-LD-0097 | Chain Hoist, JET,1/2 T | THR-LD-WA3 | Lifting Device,Hoist,Manual | Lifting Device |  | LD | http://www.toronto.ca/TWONTO#lifting_equipment_hoist |  | Lifting Devices, Chain Hoist, Come Along & Slings
136647 | THR-MCS-LD-0100 | Chain Hoist, JET,3/4T | THR-LD-WA3 | Lifting Device,Hoist,Manual | Lifting Device |  | LD | http://www.toronto.ca/TWONTO#lifting_equipment_hoist |  | Lifting Devices, Chain Hoist, Come Along & Slings
76071 | THR-MCS-LD-0099 | Chain Hoist, LIFT ALL, | THR-LD-WA3 | Lifting Device,Hoist,Manual | Lifting Device |  | LD | http://www.toronto.ca/TWONTO#lifting_equipment_hoist |  | Lifting Devices, Chain Hoist, Come Along & Slings
136736 | THR-MCS-LD-8225 | Chain Hoist, Manual, Chlorine Bldg. | THR-LD-WA1 | Lifting Device | Lifting Device |  | LD | http://www.toronto.ca/TWONTO#lifting_equipment_hoist |  | Lifting Devices, Chain Hoist, Come Along & Slings
136737 | THR-MCS-LD-8225 | Chain Hoist, Manual, Chlorine Bldg. | THR-LD-WA4 | Lifting Device | Lifting Device |  | LD | http://www.toronto.ca/TWONTO#lifting_equipment_hoist |  | Lifting Devices, Chain Hoist, Come Along & Slings
136707 | THR-MCS-LD-1979 | Chain Hoist, Manual, East Maintenence, Work Area 4 | THR-LD-WA4 | Lifting Device,Hoist,Manual | Lifting Device |  | LD | http://www.toronto.ca/TWONTO#lifting_equipment_hoist |  | Lifting Devices, Chain Hoist, Come Along & Slings
76196 | THR-MCS-LD-7920 | Chain Hoist, Manual, Engine Room Basement, Hot Water Pumps | THR-LD-WA3 | Lifting Device,Hoist,Manual | Lifting Device |  | LD | http://www.toronto.ca/TWONTO#lifting_equipment_hoist |  | Lifting Devices, Chain Hoist, Come Along & Slings
136733 | THR-MCS-LD-7920 | Chain Hoist, Manual, Engine Room Basement, Hot Water Pumps | THR-LD-WA2 | Lifting Device,Hoist,Manual | Lifting Device |  | LD | http://www.toronto.ca/TWONTO#lifting_equipment_hoist |  | Lifting Devices, Chain Hoist, Come Along & Slings
136643 | THR-MCS-LD-0091 | Chain Hoist, Manual, Engine Room Basement, West Wall, Glycol Skid | THR-LD-WA3 | Lifting Device,Hoist,Manual | Lifting Device |  | LD | http://www.toronto.ca/TWONTO#lifting_equipment_hoist |  | Lifting Devices, Chain Hoist, Come Along & Slings
76133 | THR-MCS-LD-0528 | Chain Hoist, Manual, Machine Shop | THR-LD-WA3 | Lifting Device | Lifting Device |  | LD | http://www.toronto.ca/TWONTO#lifting_equipment_hoist |  | Lifting Devices, Chain Hoist, Come Along & Slings
136661 | THR-MCS-LD-0512B | Chain Hoist, Manual, Overhead | THR-CRN-WA1 | Lifting Device,Hoist,Manual | Lifting Device |  | LD | http://www.toronto.ca/TWONTO#lifting_equipment_hoist |  | Cranes, Overhead Lifting Devices,WA1
136662 | THR-MCS-LD-0512B | Chain Hoist, Manual, Overhead | THR-CRN-WA3 | Lifting Device,Hoist,Manual | Lifting Device |  | LD | http://www.toronto.ca/TWONTO#lifting_equipment_hoist |  | Cranes, Overhead Lifting Devices,WA3
136712 | THR-MCS-LD-2423 | Chain Hoist, Manual, STB, Work Area 1 | THR-LD-WA1 | Lifting Device | Lifting Device |  | LD | http://www.toronto.ca/TWONTO#lifting_equipment_hoist |  | Lifting Devices, Chain Hoist, Come Along & Slings
76080 | THR-MCS-LD-0510 | Chain Hoist, Manual, with Monorail, Primary Pumping Station 1, Work Area 2-Susp | THR-LD-WA2 | Lifting Device,Chain | Lifting Device | 36028 | LD | http://www.toronto.ca/TWONTO#lifting_equipment_hoist |  | Lifting Devices, Chain Hoist, Come Along & Slings
136660 | THR-MCS-LD-0510 | Chain Hoist, Manual, with Monorail, Primary Pumping Station 1, Work Area 2-Susp | THR-LD-WA3 | Lifting Device,Chain | Lifting Device | 36028 | LD | http://www.toronto.ca/TWONTO#lifting_equipment_hoist |  | Lifting Devices, Chain Hoist, Come Along & Slings
76131 | THR-MCS-LD-0511 | Chain Hoist, Manual, with Monorail, Primary Pumping Station 2, Work Area 2-Susp | THR-LD-WA2 | Lifting Device,Hoist,Manual | Lifting Device | 36029 | LD | http://www.toronto.ca/TWONTO#lifting_equipment_hoist |  | Lifting Devices, Chain Hoist, Come Along & Slings
76132 | THR-MCS-LD-0511 | Chain Hoist, Manual, with Monorail, Primary Pumping Station 2, Work Area 2-Susp | THR-LD-WA3 | Lifting Device,Hoist,Manual | Lifting Device | 36029 | LD | http://www.toronto.ca/TWONTO#lifting_equipment_hoist |  | Lifting Devices, Chain Hoist, Come Along & Slings
136649 | THR-MCS-LD-0201 | Chain Hoist, Manual, Work Area 1 | THR-LD-WA1 | Lifting Device,Hoist,Manual | Lifting Device |  | LD | http://www.toronto.ca/TWONTO#lifting_equipment_hoist |  | Lifting Devices, Chain Hoist, Come Along & Slings
76157 | THR-MCS-LD-1108 | Chain Hoist, Manual, Work Area 2 | THR-S-E | Lifting Device,Hoist,Manual | Lifting Device | 34732 | LD | http://www.toronto.ca/TWONTO#lifting_equipment_hoist |  | SUSPENDED ENTITY
76161 | THR-MCS-LD-1537S | Chain Hoist, Manual, Work Area 2 | THR-LD-WA3 | Lifting Device,Hoist,Manual | Lifting Device | 36133 | LD | http://www.toronto.ca/TWONTO#lifting_equipment_hoist |  | Lifting Devices, Chain Hoist, Come Along & Slings
76162 | THR-MCS-LD-1539 | Chain Hoist, Manual, Work Area 2 | THR-LD-WA2 | Lifting Device,Hoist,Manual | Lifting Device |  | LD | http://www.toronto.ca/TWONTO#lifting_equipment_hoist |  | Lifting Devices, Chain Hoist, Come Along & Slings
76163 | THR-MCS-LD-1541 | Chain Hoist, Manual, Work Area 2 | THR-LD-WA2 | Lifting Device,Hoist,Manual | Lifting Device |  | LD | http://www.toronto.ca/TWONTO#lifting_equipment_hoist |  | Lifting Devices, Chain Hoist, Come Along & Slings
76164 | THR-MCS-LD-1542 | Chain Hoist, Manual, Work Area 2 | THR-LD-WA2 | Lifting Device,Hoist,Manual | Lifting Device |  | LD | http://www.toronto.ca/TWONTO#lifting_equipment_hoist |  | Lifting Devices, Chain Hoist, Come Along & Slings
76165 | THR-MCS-LD-1543 | Chain Hoist, Manual, Work Area 2 | THR-LD-WA2 | Lifting Device,Hoist,Manual | Lifting Device |  | LD | http://www.toronto.ca/TWONTO#lifting_equipment_hoist |  | Lifting Devices, Chain Hoist, Come Along & Slings
76166 | THR-MCS-LD-1544 | Chain Hoist, Manual, Work Area 2 | THR-LD-WA2 | Lifting Device,Hoist,Manual | Lifting Device |  | LD | http://www.toronto.ca/TWONTO#lifting_equipment_hoist |  | Lifting Devices, Chain Hoist, Come Along & Slings
76182 | THR-MCS-LD-5907 | Chain Hoist, Manual, Work Area 2 | THR-LD-WA2 | Lifting Device,Hoist,Manual | Lifting Device |  | LD | http://www.toronto.ca/TWONTO#lifting_equipment_hoist |  | Lifting Devices, Chain Hoist, Come Along & Slings
76183 | THR-MCS-LD-5907 | Chain Hoist, Manual, Work Area 2 | THR-LD-WA3 | Lifting Device,Hoist,Manual | Lifting Device |  | LD | http://www.toronto.ca/TWONTO#lifting_equipment_hoist |  | Lifting Devices, Chain Hoist, Come Along & Slings
76204 | THR-MCS-LD-9848 | Chain Hoist, Manual, Work Area 2 | THR-LD-WA2 | Lifting Device,Hoist,Manual | Lifting Device |  | LD | http://www.toronto.ca/TWONTO#lifting_equipment_hoist |  | Lifting Devices, Chain Hoist, Come Along & Slings
76205 | THR-MCS-LD-9848 | Chain Hoist, Manual, Work Area 2 | THR-LD-WA3 | Lifting Device,Hoist,Manual | Lifting Device |  | LD | http://www.toronto.ca/TWONTO#lifting_equipment_hoist |  | Lifting Devices, Chain Hoist, Come Along & Slings
136639 | THR-MCS-LD-0002 | Chain Hoist, Manual, Work Area 2 | THR-LD-WA2 | Lifting Device,Hoist,Manual | Lifting Device |  | LD | http://www.toronto.ca/TWONTO#lifting_equipment_hoist |  | Lifting Devices, Chain Hoist, Come Along & Slings
136689 | THR-MCS-LD-1108 | Chain Hoist, Manual, Work Area 2 | THR-LD-WA2 | Lifting Device,Hoist,Manual | Lifting Device | 34732 | LD | http://www.toronto.ca/TWONTO#lifting_equipment_hoist |  | Lifting Devices, Chain Hoist, Come Along & Slings
136690 | THR-MCS-LD-1108 | Chain Hoist, Manual, Work Area 2 | THR-LD-WA3 | Lifting Device,Hoist,Manual | Lifting Device | 34732 | LD | http://www.toronto.ca/TWONTO#lifting_equipment_hoist |  | Lifting Devices, Chain Hoist, Come Along & Slings
136697 | THR-MCS-LD-1537 | Chain Hoist, Manual, Work Area 2 | THR-LD-WA2 | Lifting Device,Hoist,Manual | Lifting Device |  | LD | http://www.toronto.ca/TWONTO#lifting_equipment_hoist |  | Lifting Devices, Chain Hoist, Come Along & Slings
136698 | THR-MCS-LD-1537S | Chain Hoist, Manual, Work Area 2 | THR-LD-WA2 | Lifting Device,Hoist,Manual | Lifting Device | 36133 | LD | http://www.toronto.ca/TWONTO#lifting_equipment_hoist |  | Lifting Devices, Chain Hoist, Come Along & Slings
136699 | THR-MCS-LD-1537S | Chain Hoist, Manual, Work Area 2 | THR-S-E | Lifting Device,Hoist,Manual | Lifting Device | 36133 | LD | http://www.toronto.ca/TWONTO#lifting_equipment_hoist |  | SUSPENDED ENTITY
136700 | THR-MCS-LD-1538 | Chain Hoist, Manual, Work Area 2 | THR-LD-WA2 | Lifting Device,Hoist,Manual | Lifting Device |  | LD | http://www.toronto.ca/TWONTO#lifting_equipment_hoist |  | Lifting Devices, Chain Hoist, Come Along & Slings
136701 | THR-MCS-LD-1540 | Chain Hoist, Manual, Work Area 2 | THR-LD-WA2 | Lifting Device,Hoist,Manual | Lifting Device |  | LD | http://www.toronto.ca/TWONTO#lifting_equipment_hoist |  | Lifting Devices, Chain Hoist, Come Along & Slings
136702 | THR-MCS-LD-1545 | Chain Hoist, Manual, Work Area 2 | THR-LD-WA2 | Lifting Device,Hoist,Manual | Lifting Device |  | LD | http://www.toronto.ca/TWONTO#lifting_equipment_hoist |  | Lifting Devices, Chain Hoist, Come Along & Slings
136703 | THR-MCS-LD-1546 | Chain Hoist, Manual, Work Area 2 | THR-LD-WA2 | Lifting Device,Hoist,Manual | Lifting Device |  | LD | http://www.toronto.ca/TWONTO#lifting_equipment_hoist |  | Lifting Devices, Chain Hoist, Come Along & Slings
136704 | THR-MCS-LD-1547 | Chain Hoist, Manual, Work Area 2 | THR-LD-WA2 | Lifting Device,Hoist,Manual | Lifting Device |  | LD | http://www.toronto.ca/TWONTO#lifting_equipment_hoist |  | Lifting Devices, Chain Hoist, Come Along & Slings
136738 | THR-MCS-LD-8435S | Chain Hoist, Manual, Work Area 2 | THR-LD-WA2 | Lifting Device,Hoist,Manual | Lifting Device | 46670 | LD | http://www.toronto.ca/TWONTO#lifting_equipment_hoist |  | Lifting Devices, Chain Hoist, Come Along & Slings
136739 | THR-MCS-LD-8435S | Chain Hoist, Manual, Work Area 2 | THR-LD-WA3 | Lifting Device,Hoist,Manual | Lifting Device | 46670 | LD | http://www.toronto.ca/TWONTO#lifting_equipment_hoist |  | Lifting Devices, Chain Hoist, Come Along & Slings
76077 | THR-MCS-LD-0455 | Chain Hoist, Manual, Work Area 3 | THR-LD-WA3 | Lifting Device,Hoist,Manual | Lifting Device |  | LD | http://www.toronto.ca/TWONTO#lifting_equipment_hoist |  | Lifting Devices, Chain Hoist, Come Along & Slings
76144 | THR-MCS-LD-0604 | Chain Hoist, Manual, Work Area 3 | THR-LD-WA3 | Lifting Device,Hoist,Manual | Lifting Device |  | LD | http://www.toronto.ca/TWONTO#lifting_equipment_hoist |  | Lifting Devices, Chain Hoist, Come Along & Slings
76153 | THR-MCS-LD-0924 | Chain Hoist, Manual, Work Area 3 | THR-LD-WA3 | Lifting Device,Hoist,Manual | Lifting Device |  | LD | http://www.toronto.ca/TWONTO#lifting_equipment_hoist |  | Lifting Devices, Chain Hoist, Come Along & Slings
76181 | THR-MCS-LD-5634 | Chain Hoist, Manual, Work Area 3 | THR-LD-WA3 | Lifting Device,Hoist,Manual | Lifting Device |  | LD | http://www.toronto.ca/TWONTO#lifting_equipment_hoist |  | Lifting Devices, Chain Hoist, Come Along & Slings
136651 | THR-MCS-LD-0327 | Chain Hoist, Manual, Work Area 3 | THR-LD-WA3 | Lifting Device,Hoist,Manual | Lifting Device |  | LD | http://www.toronto.ca/TWONTO#lifting_equipment_hoist |  | Lifting Devices, Chain Hoist, Come Along & Slings
136724 | THR-MCS-LD-5062 | Chain Hoist, Manual, Work Area 3 | THR-LD-WA3 | Lifting Device,Hoist,Manual | Lifting Device |  | LD | http://www.toronto.ca/TWONTO#lifting_equipment_hoist |  | Lifting Devices, Chain Hoist, Come Along & Slings
136729 | THR-MCS-LD-7200 | Chain Hoist, Manual, Work Area 3 | THR-LD-WA3 | Lifting Device,Hoist,Manual | Lifting Device |  | LD | http://www.toronto.ca/TWONTO#lifting_equipment_hoist |  | Lifting Devices, Chain Hoist, Come Along & Slings
136731 | THR-MCS-LD-7784 | Chain Hoist, Manual, Work Area 3 | THR-LD-WA3 | Lifting Device,Hoist,Manual | Lifting Device |  | LD | http://www.toronto.ca/TWONTO#lifting_equipment_hoist |  | Lifting Devices, Chain Hoist, Come Along & Slings
136747 | THR-MCS-LD-9702 | Chain Hoist, Manual, Work Area 3 | THR-LD-WA3 | Lifting Device,Hoist,Manual | Lifting Device |  | LD | http://www.toronto.ca/TWONTO#lifting_equipment_hoist |  | Lifting Devices, Chain Hoist, Come Along & Slings
76145 | THR-MCS-LD-0611 | Chain Hoist, Manual, Work Area 4 | THR-LD-WA4 | Lifting Device,Hoist,Manual | Lifting Device |  | LD | http://www.toronto.ca/TWONTO#lifting_equipment_hoist |  | Lifting Devices, Chain Hoist, Come Along & Slings
76150 | THR-MCS-LD-0657 | Chain Hoist, Manual, Work Area 4 | THR-LD-WA3 | Lifting Device,Hoist,Manual | Lifting Device |  | LD | http://www.toronto.ca/TWONTO#lifting_equipment_hoist |  | Lifting Devices, Chain Hoist, Come Along & Slings
76152 | THR-MCS-LD-0811 | Chain Hoist, Manual, Work Area 4 | THR-LD-WA4 | Lifting Device,Hoist,Manual | Lifting Device |  | LD | http://www.toronto.ca/TWONTO#lifting_equipment_hoist |  | Lifting Devices, Chain Hoist, Come Along & Slings
76159 | THR-MCS-LD-1349 | Chain Hoist, Manual, Work Area 4 | THR-LD-WA3 | Lifting Device,Hoist,Manual | Lifting Device |  | LD | http://www.toronto.ca/TWONTO#lifting_equipment_hoist |  | Lifting Devices, Chain Hoist, Come Along & Slings
76202 | THR-MCS-LD-9075 | Chain Hoist, Manual, Work Area 4 | THR-LD-WA3 | Lifting Device,Hoist,Manual | Lifting Device |  | LD | http://www.toronto.ca/TWONTO#lifting_equipment_hoist |  | Lifting Devices, Chain Hoist, Come Along & Slings
136680 | THR-MCS-LD-0657 | Chain Hoist, Manual, Work Area 4 | THR-LD-WA4 | Lifting Device,Hoist,Manual | Lifting Device |  | LD | http://www.toronto.ca/TWONTO#lifting_equipment_hoist |  | Lifting Devices, Chain Hoist, Come Along & Slings
136693 | THR-MCS-LD-1349 | Chain Hoist, Manual, Work Area 4 | THR-CRN-WA3 | Lifting Device,Hoist,Manual | Lifting Device |  | LD | http://www.toronto.ca/TWONTO#lifting_equipment_hoist |  | Cranes, Overhead Lifting Devices,WA3
136694 | THR-MCS-LD-1349 | Chain Hoist, Manual, Work Area 4 | THR-LD-WA4 | Lifting Device,Hoist,Manual | Lifting Device |  | LD | http://www.toronto.ca/TWONTO#lifting_equipment_hoist |  | Lifting Devices, Chain Hoist, Come Along & Slings
136746 | THR-MCS-LD-9075 | Chain Hoist, Manual, Work Area 4 | THR-LD-WA4 | Lifting Device,Hoist,Manual | Lifting Device |  | LD | http://www.toronto.ca/TWONTO#lifting_equipment_hoist |  | Lifting Devices, Chain Hoist, Come Along & Slings
136730 | THR-MCS-LD-7300 | Chain Hoist, Manual,1/2 T, STB, Work Area 1 | THR-LD-WA1 | Lifting Device | Lifting Device |  | LD | http://www.toronto.ca/TWONTO#lifting_equipment_hoist |  | Lifting Devices, Chain Hoist, Come Along & Slings
76075 | THR-MCS-LD-0337 | Chain Hoist, Manual,1/2tT, Work Area 1, | THR-LD-WA1 | Lifting Device | Lifting Device |  | LD | http://www.toronto.ca/TWONTO#lifting_equipment_hoist |  | Lifting Devices, Chain Hoist, Come Along & Slings
136652 | THR-MCS-LD-0334 | Chain Hoist, Manual,1/2tT, Work Area 1, | THR-LD-WA1 | Lifting Device | Lifting Device |  | LD | http://www.toronto.ca/TWONTO#lifting_equipment_hoist |  | Lifting Devices, Chain Hoist, Come Along & Slings
136653 | THR-MCS-LD-0335 | Chain Hoist, Manual,1/2tT, Work Area 1, | THR-LD-WA1 | Lifting Device | Lifting Device |  | LD | http://www.toronto.ca/TWONTO#lifting_equipment_hoist |  | Lifting Devices, Chain Hoist, Come Along & Slings
136654 | THR-MCS-LD-0336 | Chain Hoist, Manual,1/2tT, Work Area 1, | THR-LD-WA1 | Lifting Device | Lifting Device |  | LD | http://www.toronto.ca/TWONTO#lifting_equipment_hoist |  | Lifting Devices, Chain Hoist, Come Along & Slings
76187 | THR-MCS-LD-6194 | Chain Hoist, Manual,3/4T, STB, Work Area 1 | THR-LD-WA1 | Lifting Device | Lifting Device |  | LD | http://www.toronto.ca/TWONTO#lifting_equipment_hoist |  | Lifting Devices, Chain Hoist, Come Along & Slings
136655 | THR-MCS-LD-0338 | Chain Hoist, Manual,3/4T, Work Area 1, | THR-LD-WA1 | Lifting Device | Lifting Device |  | LD | http://www.toronto.ca/TWONTO#lifting_equipment_hoist |  | Lifting Devices, Chain Hoist, Come Along & Slings
136657 | THR-MCS-LD-0340 | CHAIN Hoist, Manual,400 Lbs, Work Area 1, | THR-LD-WA1 | Lifting Device | Lifting Device |  | LD | http://www.toronto.ca/TWONTO#lifting_equipment_hoist |  | Lifting Devices, Chain Hoist, Come Along & Slings
136641 | THR-MCS-LD-0088 | Chain Hoist, Manual,5100 LBS, Work Area 3 | THR-LD-WA3 | Lifting Device,Hoist,Manual | Lifting Device |  | LD | http://www.toronto.ca/TWONTO#lifting_equipment_hoist |  | Lifting Devices, Chain Hoist, Come Along & Slings
76067 | THR-MCS-LD-0092 | Chain Hoist, Power Fist | THR-LD-WA3 | Lifting Device,Hoist,Manual | Lifting Device |  | LD | http://www.toronto.ca/TWONTO#lifting_equipment_hoist |  | Lifting Devices, Chain Hoist, Come Along & Slings
136644 | THR-MCS-LD-0095 | Chain Hoist, Power Fist | THR-LD-WA3 | Lifting Device,Hoist,Manual | Lifting Device |  | LD | http://www.toronto.ca/TWONTO#lifting_equipment_hoist |  | Lifting Devices, Chain Hoist, Come Along & Slings
76069 | THR-MCS-LD-0094 | Chain Hoist, VERMETTE | THR-LD-WA3 | Lifting Device,Hoist,Manual | Lifting Device |  | LD | http://www.toronto.ca/TWONTO#lifting_equipment_hoist |  | Lifting Devices, Chain Hoist, Come Along & Slings
136645 | THR-MCS-LD-0096 | Chain Hoist, VERMETTE | THR-LD-WA3 | Lifting Device,Hoist,Manual | Lifting Device |  | LD | http://www.toronto.ca/TWONTO#lifting_equipment_hoist |  | Lifting Devices, Chain Hoist, Come Along & Slings
101468 | LD50897 | Chain Hoist, Vulcan, 1 t, Tag # 7, WA2 | TAB-SES-LD | Lifting Device | Lifting Device |  |  | http://www.toronto.ca/TWONTO#lifting_equipment_hoist |  | WA2 Lifting devices
136648 | THR-MCS-LD-0101 | Chain Hoist, WESTWARD,2T | THR-LD-WA3 | Lifting Device,Hoist,Manual | Lifting Device |  | LD | http://www.toronto.ca/TWONTO#lifting_equipment_hoist |  | Lifting Devices, Chain Hoist, Come Along & Slings
55302 | TAB-WA1-LD-1223 | Chain Pulley Block | TAB-WA1-SQ-1000 | Lifting Device | Lifting Device |  | LD | http://www.toronto.ca/TWONTO#lifting_equipment_hoist |  | WA1 Lifting Devices and Slings
55303 | TAB-WA1-LD-1225 | Chain Pulley Block | TAB-WA1-SQ-1000 | Lifting Device | Lifting Device |  | LD | http://www.toronto.ca/TWONTO#lifting_equipment_hoist |  | WA1 Lifting Devices and Slings
55304 | TAB-WA1-LD-1228 | Chain Pulley Block | TAB-WA1-SQ-1000 | Lifting Device | Lifting Device |  | LD | http://www.toronto.ca/TWONTO#lifting_equipment_hoist |  | WA1 Lifting Devices and Slings
55305 | TAB-WA1-LD-1231 | Chain Pulley Block | TAB-WA1-SQ-1000 | Lifting Device | Lifting Device |  | LD | http://www.toronto.ca/TWONTO#lifting_equipment_hoist |  | WA1 Lifting Devices and Slings
55306 | TAB-WA1-LD-1232 | Chain Pulley Block | TAB-WA1-SQ-1000 | Lifting Device | Lifting Device |  | LD | http://www.toronto.ca/TWONTO#lifting_equipment_hoist |  | WA1 Lifting Devices and Slings
55307 | TAB-WA1-LD-1233 | Chain Pulley Block | TAB-WA1-SQ-1000 | Lifting Device | Lifting Device |  | LD | http://www.toronto.ca/TWONTO#lifting_equipment_hoist |  | WA1 Lifting Devices and Slings
119574 | TAB-WA1-LD-1224 | Chain Pulley Block | TAB-WA1-SQ-1000 | Lifting Device | Lifting Device |  | LD | http://www.toronto.ca/TWONTO#lifting_equipment_hoist |  | WA1 Lifting Devices and Slings
119575 | TAB-WA1-LD-1226 | Chain Pulley Block | TAB-WA1-SQ-1000 | Lifting Device | Lifting Device |  | LD | http://www.toronto.ca/TWONTO#lifting_equipment_hoist |  | WA1 Lifting Devices and Slings
119576 | TAB-WA1-LD-1227 | Chain Pulley Block | TAB-WA1-SQ-1000 | Lifting Device | Lifting Device |  | LD | http://www.toronto.ca/TWONTO#lifting_equipment_hoist |  | WA1 Lifting Devices and Slings
119577 | TAB-WA1-LD-1229 | Chain Pulley Block | TAB-WA1-SQ-1000 | Lifting Device | Lifting Device |  | LD | http://www.toronto.ca/TWONTO#lifting_equipment_hoist |  | WA1 Lifting Devices and Slings
119578 | TAB-WA1-LD-1230 | Chain Pulley Block | TAB-WA1-SQ-1000 | Lifting Device | Lifting Device |  | LD | http://www.toronto.ca/TWONTO#lifting_equipment_hoist |  | WA1 Lifting Devices and Slings
119579 | TAB-WA1-LD-1234 | Chain Pulley Block | TAB-WA1-SQ-1000 | Lifting Device | Lifting Device |  | LD | http://www.toronto.ca/TWONTO#lifting_equipment_hoist |  | WA1 Lifting Devices and Slings
55469 | TAB-WA1-SQ-1173 | Chain Sling | TAB-WA1-SQ-1000 | Lifting Device,Sling | Lifting Device |  | SQ | chain_sling |  | WA1 Lifting Devices and Slings
55470 | TAB-WA1-SQ-1178 | Chain Sling | TAB-WA1-SQ-1000 | Lifting Device,Sling | Lifting Device |  | SQ | chain_sling |  | WA1 Lifting Devices and Slings
119708 | TAB-WA1-SQ-1174 | Chain Sling | TAB-WA1-SQ-1000 | Lifting Device,Sling | Lifting Device |  | SQ | chain_sling |  | WA1 Lifting Devices and Slings
119709 | TAB-WA1-SQ-1175 | Chain Sling | TAB-WA1-SQ-1000 | Lifting Device,Sling | Lifting Device |  | SQ | chain_sling |  | WA1 Lifting Devices and Slings
119710 | TAB-WA1-SQ-1176 | Chain Sling | TAB-WA1-SQ-1000 | Lifting Device,Sling | Lifting Device |  | SQ | chain_sling |  | WA1 Lifting Devices and Slings
119711 | TAB-WA1-SQ-1177 | Chain Sling | TAB-WA1-SQ-1000 | Lifting Device,Sling | Lifting Device |  | SQ | chain_sling |  | WA1 Lifting Devices and Slings
139505 | THR-WA3-LD-0038 | Chain Sling,LIFTALL,2100Ibs,WA3 (1/2" X 6') | THR-LD-WIRE-WA3 | Lifting Device,Sling | Lifting Device |  | LD | chain_sling |  | Slings, Wire Rope, Work Area 3
62625 | THC-MCS-LD-IR12188 | CHAIN SLING/WIRE MESH (insp Liftsafe) | THC-MCS-LD | Lifting Device | Lifting Device |  |  | chain_sling |  | Mechanical Services, Lifting Device
126411 | THC-MCS-LD-0000000006 | CHAIN SLING/WIRE MESH (insp Liftsafe) | THC-MCS-LD | Lifting Device | Lifting Device |  | LD | chain_sling |  | Mechanical Services, Lifting Device
77591 | THR-PRM-CRN-0511 | Chainfall, Morris-3T, Overhead, Monorail, Manual, PS # 2 | THR-CRN-WA2 | Crane,Overhead,Travelling | Lifting Device |  | CRN | http://www.toronto.ca/TWONTO#lifting_equipment_hoist |  | Cranes, Overhead Lifting Devices,WA2
77592 | THR-PRM-CRN-0511 | Chainfall, Morris-3T, Overhead, Monorail, Manual, PS # 2 | THR-LD-WA2 | Crane,Overhead,Travelling | Lifting Device |  | CRN | http://www.toronto.ca/TWONTO#lifting_equipment_hoist |  | Lifting Devices, Chain Hoist, Come Along & Slings
77589 | THR-PRM-CRN-0510 | Chainfall, Morris- 3T, Overhead, Monorail, Manual, PS # 1 | THR-CRN-WA2 | Crane,Overhead,Travelling | Lifting Device |  | CRN | http://www.toronto.ca/TWONTO#lifting_equipment_hoist |  | Cranes, Overhead Lifting Devices,WA2
77590 | THR-PRM-CRN-0510 | Chainfall, Morris- 3T, Overhead, Monorail, Manual, PS # 1 | THR-LD-WA2 | Crane,Overhead,Travelling | Lifting Device |  | CRN | http://www.toronto.ca/TWONTO#lifting_equipment_hoist |  | Lifting Devices, Chain Hoist, Come Along & Slings
55516 | TAB-WA2-LD-1005 | Cleton Come Along | TAB-SES-LD | Lifting Device | Lifting Device |  | LD | winch |  | WA2 Lifting devices
119759 | TAB-WA2-LD-1006 | Cleton Come Along | TAB-SES-LD | Lifting Device | Lifting Device |  | LD | winch |  | WA2 Lifting devices
24319 | FHO-MCS-LD-0216 | CM Hoist Trolley, Surge Building | FHO-MCS-LD | Lifting Device,Hoist,Manual | Lifting Device |  | LD | http://www.toronto.ca/TWONTO#lifting_equipment_hoist |  | Lifting Devices & Elevators
24320 | FHO-MCS-LD-0217 | CM Hoist Trolley, Surge Building | FHO-MCS-LD | Lifting Device,Hoist,Manual | Lifting Device |  | LD | http://www.toronto.ca/TWONTO#lifting_equipment_hoist |  | Lifting Devices & Elevators
24315 | FHO-MCS-LD-0209 | CM Puller (Come Along) | FHO-MCS-LD | Lifting Device,Hoist,Manual | Lifting Device |  | LD | winch |  | Lifting Devices & Elevators
55517 | TAB-WA2-LD-1007 | Come Along | TAB-SES-LD | Lifting Device | Lifting Device |  | LD | winch |  | WA2 Lifting devices
119760 | TAB-WA2-LD-1008 | Come Along | TAB-SES-LD | Lifting Device | Lifting Device |  | LD | winch |  | WA2 Lifting devices
76175 | THR-MCS-LD-4305 | Come Along, 1 1/2T, STB, Work Area 1 | THR-LD-WA1 | Lifting Device,Hoist,Electrical | Lifting Device |  | LD | winch |  | Lifting Devices, Chain Hoist, Come Along & Slings
76070 | THR-MCS-LD-0098 | Come Along, 3/4 T,JET | THR-LD-WA3 | Lifting Device,Chain | Lifting Device |  | LD | winch |  | Lifting Devices, Chain Hoist, Come Along & Slings
136679 | THR-MCS-LD-0644 | Come Along, 5T, Work Area 3 | THR-LD-WA3 | Lifting Device,Chain | Lifting Device |  | LD | winch |  | Lifting Devices, Chain Hoist, Come Along & Slings
76149 | THR-MCS-LD-0642 | Come Along, 6T, Work Area 3 (Suspended) | THR-LD-WA3 | Lifting Device,Chain | Lifting Device | 35926 | LD | winch |  | Lifting Devices, Chain Hoist, Come Along & Slings
119861 | TAB-WA3-LD-7069 | Come Along, Gray Tools | TAB-DEW-SAFETY | PPE | Lifting Device |  | LD | winch |  | Safety Equipment
136642 | THR-MCS-LD-0089 | Come Along, Machine Shop | THR-LD-WA3 | Lifting Device,Chain | Lifting Device |  | LD | winch |  | Lifting Devices, Chain Hoist, Come Along & Slings
76158 | THR-MCS-LD-1280 | Come Along, Manual, Work Area 2 | THR-LD-WA2 | Lifting Device,Chain | Lifting Device | 34734 | LD | winch |  | Lifting Devices, Chain Hoist, Come Along & Slings
136692 | THR-MCS-LD-1280 | Come Along, Manual, Work Area 2 | THR-S-E | Lifting Device,Chain | Lifting Device | 34734 | LD | winch |  | SUSPENDED ENTITY
136713 | THR-MCS-LD-2551S | Come Along, Manual, Work Area 2 | THR-LD-WA2 | Lifting Device,Chain | Lifting Device | 46669 | LD | winch |  | Lifting Devices, Chain Hoist, Come Along & Slings
136714 | THR-MCS-LD-2570 | Come Along, Manual, Work Area 2 | THR-LD-WA2 | Lifting Device,Chain | Lifting Device | 34736 | LD | winch |  | Lifting Devices, Chain Hoist, Come Along & Slings
136715 | THR-MCS-LD-2570 | Come Along, Manual, Work Area 2 | THR-S-E | Lifting Device,Chain | Lifting Device | 34736 | LD | winch |  | SUSPENDED ENTITY
136716 | THR-MCS-LD-2756 | Come Along, Manual, Work Area 2 | THR-LD-WA2 | Lifting Device,Chain | Lifting Device |  | LD | winch |  | Lifting Devices, Chain Hoist, Come Along & Slings
76160 | THR-MCS-LD-1395 | Come Along, Work Area 1 | THR-LD-WA3 | Lifting Device,Chain | Lifting Device |  | LD | winch |  | Lifting Devices, Chain Hoist, Come Along & Slings
136691 | THR-MCS-LD-1276 | Come Along, Work Area 1 | THR-LD-WA1 | Lifting Device,Hoist,Electrical | Lifting Device |  | LD | winch |  | Lifting Devices, Chain Hoist, Come Along & Slings
136696 | THR-MCS-LD-1395 | Come Along, Work Area 1 | THR-LD-WA1 | Lifting Device,Chain | Lifting Device |  | LD | winch |  | Lifting Devices, Chain Hoist, Come Along & Slings
76156 | THR-MCS-LD-1037 | Come Along, Work Area 1 (SUSPENDED-FAILED TEST AND SCRAPPED) | THR-LD-WA3 | Lifting Device | Lifting Device | 35369 | LD | winch |  | Lifting Devices, Chain Hoist, Come Along & Slings
136687 | THR-MCS-LD-1037 | Come Along, Work Area 1 (SUSPENDED-FAILED TEST AND SCRAPPED) | THR-LD-WA1 | Lifting Device | Lifting Device | 35369 | LD | winch |  | Lifting Devices, Chain Hoist, Come Along & Slings
56030 | TGHR-MCS-LD-2154 | Come Along, Work Area 2 | THR-SES-LD | Lifting Device,Chain | Lifting Device |  | LD | winch |  | Lifting Device, Safety Equipment
76138 | THR-MCS-LD-0541 | Come Along, Work Area 2 | THR-LD-WA2 | Lifting Device,Chain | Lifting Device |  | LD | winch |  | Lifting Devices, Chain Hoist, Come Along & Slings
76139 | THR-MCS-LD-0541 | Come Along, Work Area 2 | THR-SES-LD | Lifting Device,Chain | Lifting Device |  | LD | winch |  | Lifting Device, Safety Equipment
76140 | THR-MCS-LD-0543 | Come Along, Work Area 2 | THR-LD-WA2 | Lifting Device,Chain | Lifting Device |  | LD | winch |  | Lifting Devices, Chain Hoist, Come Along & Slings
76147 | THR-MCS-LD-0628 | Come Along, Work Area 2 | THR-LD-WA3 | Lifting Device,Chain | Lifting Device | 35380 | LD | winch |  | Lifting Devices, Chain Hoist, Come Along & Slings
76169 | THR-MCS-LD-2004 | Come Along, Work Area 2 | THR-S-E | Lifting Device,Chain | Lifting Device | 34735 | LD | winch |  | SUSPENDED ENTITY
76173 | THR-MCS-LD-3861 | Come Along, Work Area 2 | THR-LD-WA2 | Lifting Device,Chain | Lifting Device |  | LD | winch |  | Lifting Devices, Chain Hoist, Come Along & Slings
76176 | THR-MCS-LD-4621 | Come Along, Work Area 2 | THR-LD-WA3 | Lifting Device,Chain | Lifting Device |  | LD | winch |  | Lifting Devices, Chain Hoist, Come Along & Slings
76179 | THR-MCS-LD-5428 | Come Along, Work Area 2 | THR-LD-WA3 | Lifting Device,Chain | Lifting Device | 34737 | LD | winch |  | Lifting Devices, Chain Hoist, Come Along & Slings
76180 | THR-MCS-LD-5428 | Come Along, Work Area 2 | THR-S-E | Lifting Device,Chain | Lifting Device | 34737 | LD | winch |  | SUSPENDED ENTITY
76185 | THR-MCS-LD-6099S | Come Along, Work Area 2 | THR-SES-LD | Lifting Device,Chain | Lifting Device | 47393 | LD | winch |  | Lifting Device, Safety Equipment
76186 | THR-MCS-LD-6100S | Come Along, Work Area 2 | THR-SES-LD | Lifting Device,Chain | Lifting Device | 47392 | LD | winch |  | Lifting Device, Safety Equipment
76188 | THR-MCS-LD-6245S | Come Along, Work Area 2 | THR-LD-WA2 | Lifting Device,Chain | Lifting Device | 41081 | LD | winch |  | Lifting Devices, Chain Hoist, Come Along & Slings
76189 | THR-MCS-LD-6245S | Come Along, Work Area 2 | THR-SES-LD | Lifting Device,Chain | Lifting Device | 41081 | LD | winch |  | Lifting Device, Safety Equipment
76190 | THR-MCS-LD-6246S | Come Along, Work Area 2 | THR-LD-WA2 | Lifting Device,Chain | Lifting Device | 47395 | LD | winch |  | Lifting Devices, Chain Hoist, Come Along & Slings
76191 | THR-MCS-LD-6246S | Come Along, Work Area 2 | THR-SES-LD | Lifting Device,Chain | Lifting Device | 47395 | LD | winch |  | Lifting Device, Safety Equipment
76192 | THR-MCS-LD-6652 | Come Along, Work Area 2 | THR-LD-WA2 | Lifting Device,Chain | Lifting Device | 34738 | LD | winch |  | Lifting Devices, Chain Hoist, Come Along & Slings
76193 | THR-MCS-LD-6652 | Come Along, Work Area 2 | THR-S-E | Lifting Device,Chain | Lifting Device | 34738 | LD | winch |  | SUSPENDED ENTITY
76194 | THR-MCS-LD-6694 | Come Along, Work Area 2 | THR-LD-WA2 | Lifting Device,Chain | Lifting Device | 34739 | LD | winch |  | Lifting Devices, Chain Hoist, Come Along & Slings
76197 | THR-MCS-LD-8102 | Come Along, Work Area 2 | THR-LD-WA2 | Lifting Device,Chain | Lifting Device | 34740 | LD | winch |  | Lifting Devices, Chain Hoist, Come Along & Slings
76217 | THR-MCS-LD-9868 | Come Along, Work Area 2 | THR-LD-WA2 | Lifting Device,Chain | Lifting Device |  | LD | winch |  | Lifting Devices, Chain Hoist, Come Along & Slings
76218 | THR-MCS-LD-9870S | Come Along, Work Area 2 | THR-LD-WA2 | Lifting Device,Chain | Lifting Device | 47394 | LD | winch |  | Lifting Devices, Chain Hoist, Come Along & Slings
120243 | TGHR-MCS-LD-2154 | Come Along, Work Area 2 | THR-LD-WA2 | Lifting Device,Chain | Lifting Device |  | LD | winch |  | Lifting Devices, Chain Hoist, Come Along & Slings
136669 | THR-MCS-LD-0542S | Come Along, Work Area 2 | THR-LD-WA2 | Lifting Device,Chain | Lifting Device | 41080 | LD | winch |  | Lifting Devices, Chain Hoist, Come Along & Slings
136670 | THR-MCS-LD-0542S | Come Along, Work Area 2 | THR-SES-LD | Lifting Device,Chain | Lifting Device | 41080 | LD | winch |  | Lifting Device, Safety Equipment
136671 | THR-MCS-LD-0543 | Come Along, Work Area 2 | THR-SES-LD | Lifting Device,Chain | Lifting Device |  | LD | winch |  | Lifting Device, Safety Equipment
136678 | THR-MCS-LD-0628 | Come Along, Work Area 2 | THR-LD-WA2 | Lifting Device,Chain | Lifting Device | 35380 | LD | winch |  | Lifting Devices, Chain Hoist, Come Along & Slings
136708 | THR-MCS-LD-2004 | Come Along, Work Area 2 | THR-LD-WA2 | Lifting Device,Chain | Lifting Device | 34735 | LD | winch |  | Lifting Devices, Chain Hoist, Come Along & Slings
136721 | THR-MCS-LD-4621 | Come Along, Work Area 2 | THR-LD-WA2 | Lifting Device,Chain | Lifting Device |  | LD | winch |  | Lifting Devices, Chain Hoist, Come Along & Slings
136725 | THR-MCS-LD-5428 | Come Along, Work Area 2 | THR-LD-WA2 | Lifting Device,Chain | Lifting Device | 34737 | LD | winch |  | Lifting Devices, Chain Hoist, Come Along & Slings
136726 | THR-MCS-LD-6099S | Come Along, Work Area 2 | THR-LD-WA2 | Lifting Device,Chain | Lifting Device | 47393 | LD | winch |  | Lifting Devices, Chain Hoist, Come Along & Slings
136727 | THR-MCS-LD-6100S | Come Along, Work Area 2 | THR-LD-WA2 | Lifting Device,Chain | Lifting Device | 47392 | LD | winch |  | Lifting Devices, Chain Hoist, Come Along & Slings
136728 | THR-MCS-LD-6694 | Come Along, Work Area 2 | THR-LD-WA3 | Lifting Device,Chain | Lifting Device | 34739 | LD | winch |  | Lifting Devices, Chain Hoist, Come Along & Slings
136734 | THR-MCS-LD-8102 | Come Along, Work Area 2 | THR-LD-WA3 | Lifting Device,Chain | Lifting Device | 34740 | LD | winch |  | Lifting Devices, Chain Hoist, Come Along & Slings
136735 | THR-MCS-LD-8102 | Come Along, Work Area 2 | THR-S-E | Lifting Device,Chain | Lifting Device | 34740 | LD | winch |  | SUSPENDED ENTITY
136744 | THR-MCS-LD-9058 | Come Along, Work Area 2 | THR-LD-WA2 | Lifting Device,Chain | Lifting Device |  | LD | winch |  | Lifting Devices, Chain Hoist, Come Along & Slings
136745 | THR-MCS-LD-9058 | Come Along, Work Area 2 | THR-LD-WA3 | Lifting Device,Chain | Lifting Device |  | LD | winch |  | Lifting Devices, Chain Hoist, Come Along & Slings
136756 | THR-MCS-LD-9869 | Come Along, Work Area 2 | THR-LD-WA2 | Lifting Device,Chain | Lifting Device |  | LD | winch |  | Lifting Devices, Chain Hoist, Come Along & Slings
76170 | THR-MCS-LD-2129 | Come Along, Work Area 2 (SN. 40202129, 1000LBS) | THR-SES-LD | Lifting Device,Chain | Lifting Device |  | LD | winch |  | Lifting Device, Safety Equipment
136709 | THR-MCS-LD-2129 | Come Along, Work Area 2 (SN. 40202129, 1000LBS) | THR-LD-WA2 | Lifting Device,Chain | Lifting Device |  | LD | winch |  | Lifting Devices, Chain Hoist, Come Along & Slings
136710 | THR-MCS-LD-2154 | Come Along, Work Area 2 (SN. 40202154, 1000LBS) | THR-LD-WA2 | Lifting Device,Chain | Lifting Device |  | LD | winch |  | Lifting Devices, Chain Hoist, Come Along & Slings
136711 | THR-MCS-LD-2154 | Come Along, Work Area 2 (SN. 40202154, 1000LBS) | THR-SES-LD | Lifting Device,Chain | Lifting Device |  | LD | winch |  | Lifting Device, Safety Equipment
76171 | THR-MCS-LD-2134 | Come Along, Work Area 2 (Sno 30352134, 1500lbs) | THR-LD-WA2 | Lifting Device,Chain | Lifting Device |  | LD | winch |  | Lifting Devices, Chain Hoist, Come Along & Slings
136718 | THR-MCS-LD-3461 | Come Along, Work Area 2 (Sno. 20683461, 1500lbs) | THR-LD-WA2 | Lifting Device,Chain | Lifting Device |  | LD | winch |  | Lifting Devices, Chain Hoist, Come Along & Slings
136719 | THR-MCS-LD-3461 | Come Along, Work Area 2 (Sno. 20683461, 1500lbs) | THR-SES-LD | Lifting Device,Chain | Lifting Device |  | LD | winch |  | Lifting Device, Safety Equipment
76073 | THR-MCS-LD-0235 | Come Along, Work Area 3 | THR-LD-WA3 | Lifting Device,Hoist,Manual | Lifting Device |  | LD | winch |  | Lifting Devices, Chain Hoist, Come Along & Slings
76148 | THR-MCS-LD-0641 | Come Along, Work Area 3 | THR-LD-WA3 | Lifting Device,Chain | Lifting Device |  | LD | winch |  | Lifting Devices, Chain Hoist, Come Along & Slings
76172 | THR-MCS-LD-2904 | Come Along, Work Area 3 | THR-LD-WA3 | Lifting Device,Hoist,Manual | Lifting Device |  | LD | winch |  | Lifting Devices, Chain Hoist, Come Along & Slings
76195 | THR-MCS-LD-6760 | Come Along, Work Area 3 | THR-LD-WA3 | Lifting Device,Chain | Lifting Device |  | LD | winch |  | Lifting Devices, Chain Hoist, Come Along & Slings
136650 | THR-MCS-LD-0253 | Come Along, Work Area 3 | THR-LD-WA3 | Lifting Device,Hoist,Manual | Lifting Device |  | LD | winch |  | Lifting Devices, Chain Hoist, Come Along & Slings
136664 | THR-MCS-LD-0530 | Come Along, Work Area 3 | THR-LD-WA3 | Lifting Device | Lifting Device |  | LD | winch |  | Lifting Devices, Chain Hoist, Come Along & Slings
136717 | THR-MCS-LD-2903 | Come Along, Work Area 3 | THR-LD-WA3 | Lifting Device,Hoist,Manual | Lifting Device |  | LD | winch |  | Lifting Devices, Chain Hoist, Come Along & Slings
76076 | THR-MCS-LD-0393 | Come Along, Work Area 4 | THR-LD-WA4 | Lifting Device,Chain | Lifting Device |  | LD | winch |  | Lifting Devices, Chain Hoist, Come Along & Slings
76143 | THR-MCS-LD-0603 | Come Along, Work Area 4 | THR-LD-WA3 | Lifting Device,Chain | Lifting Device |  | LD | winch |  | Lifting Devices, Chain Hoist, Come Along & Slings
76155 | THR-MCS-LD-0985 | Come Along, Work Area 4 | THR-LD-WA3 | Lifting Device,Chain | Lifting Device |  | LD | winch |  | Lifting Devices, Chain Hoist, Come Along & Slings
136658 | THR-MCS-LD-0393 | Come Along, Work Area 4 | THR-LD-WA3 | Lifting Device,Chain | Lifting Device |  | LD | winch |  | Lifting Devices, Chain Hoist, Come Along & Slings
136676 | THR-MCS-LD-0603 | Come Along, Work Area 4 | THR-LD-WA4 | Lifting Device,Chain | Lifting Device |  | LD | winch |  | Lifting Devices, Chain Hoist, Come Along & Slings
136686 | THR-MCS-LD-0985 | Come Along, Work Area 4 | THR-LD-WA4 | Lifting Device,Chain | Lifting Device |  | LD | winch |  | Lifting Devices, Chain Hoist, Come Along & Slings
76167 | THR-MCS-LD-1718 | Come Along,1/2T, Work Area 1 | THR-LD-WA1 | Lifting Device,Hoist,Manual | Lifting Device |  | LD | winch |  | Lifting Devices, Chain Hoist, Come Along & Slings
136705 | THR-MCS-LD-1713 | Come Along,1/2T, Work Area 1 | THR-LD-WA1 | Lifting Device,Hoist,Manual | Lifting Device |  | LD | winch |  | Lifting Devices, Chain Hoist, Come Along & Slings
136706 | THR-MCS-LD-1713 | Come Along,1/2T, Work Area 1 | THR-LD-WA3 | Lifting Device,Hoist,Manual | Lifting Device |  | LD | winch |  | Lifting Devices, Chain Hoist, Come Along & Slings
136754 | THR-MCS-LD-9865 | Come Along,1/2T, Work Area 1 | THR-LD-WA1 | Lifting Device,Hoist,Manual | Lifting Device |  | LD | winch |  | Lifting Devices, Chain Hoist, Come Along & Slings
76174 | THR-MCS-LD-4008 | Come Along,3/4T, Work Area 1 | THR-LD-WA1 | Lifting Device | Lifting Device |  | LD | winch |  | Lifting Devices, Chain Hoist, Come Along & Slings
76215 | THR-MCS-LD-9864 | Come Along,3/4T, Work Area 1 | THR-LD-WA1 | Lifting Device,Hoist,Manual | Lifting Device |  | LD | winch |  | Lifting Devices, Chain Hoist, Come Along & Slings
119564 | TAB-WA1-LD-1206 | Come-along | TAB-WA1-SQ-1000 | Lifting Device | Lifting Device |  | LD | winch |  | WA1 Lifting Devices and Slings
119565 | TAB-WA1-LD-1207 | Come-along | TAB-WA1-SQ-1000 | Lifting Device | Lifting Device |  | LD | winch |  | WA1 Lifting Devices and Slings
55754 | TAB-WA5-LD-0175 | Come-Along, 1 1/2 ton Kleton | TAB-WA5-SQ | Lifting Device,Chain | Lifting Device |  | LD | winch |  | WA5 Safety Equipment
119996 | TAB-WA5-LD-5150 | Come-Along, 1 1/2 ton Mini-Mite | TAB-WA5-SQ | Lifting Device,Chain | Lifting Device |  | LD | winch |  | WA5 Safety Equipment
119995 | TAB-WA5-LD-0790 | Come-Along, 1 1/2 ton Tiger | TAB-WA5-SQ | Lifting Device,Chain | Lifting Device |  | LD | winch |  | WA5 Safety Equipment
24295 | FHO-MCS-CRN-0501 | Crane, Overhead, Travelling, 15 Ton, S9, Raw Water Pump Room | FHO-MCS-LD | Crane,Overhead | Lifting Device |  | CRN | http://www.toronto.ca/TWONTO#crane |  | Lifting Devices & Elevators
93441 | FHO-MCS-CRN-0601 | Crane, Overhead, Travelling, 2 Ton, Chemical Building, S2, Chlorine Storage Room | FHO-MCS-LD | Crane,Overhead | Lifting Device |  | CRN | http://www.toronto.ca/TWONTO#crane |  | Lifting Devices & Elevators
24292 | FHO-MCS-CRN-0101 | Crane, Overhead, Travelling, 20 Ton, S2, TRW Pump Station | FHO-MCS-LD | Crane,Overhead | Lifting Device |  | CRN | http://www.toronto.ca/TWONTO#crane |  | Lifting Devices & Elevators
24294 | FHO-MCS-CRN-0401 | Crane, Overhead, Travelling, 3 Ton, S2, Filter Pipe Gallery | FHO-MCS-LD | Crane,Overhead | Lifting Device |  | CRN | http://www.toronto.ca/TWONTO#crane |  | Lifting Devices & Elevators
93440 | FHO-MCS-CRN-0201 | Crane, Overhead, Travelling, 3 Ton, S6, Ring Header Room | FHO-MCS-LD | Crane,Overhead | Lifting Device |  | CRN | http://www.toronto.ca/TWONTO#crane |  | Lifting Devices & Elevators
24293 | FHO-MCS-CRN-0301 | Crane, Overhead, Travelling, 7.5 Ton, S2, Wash Water Pump Room | FHO-MCS-LD | Crane,Overhead | Lifting Device |  | CRN | http://www.toronto.ca/TWONTO#crane |  | Lifting Devices & Elevators
93442 | FHO-MCS-CRN-0801 | Crane, Overhead, Travelling, 8 Ton, Ozone Building, S2, Service Platform 2 | FHO-MCS-LD | Crane,Overhead | Lifting Device |  | CRN | http://www.toronto.ca/TWONTO#crane |  | Lifting Devices & Elevators
93444 | FHO-MCS-CRN-1501 | Crane, Overhead, Travelling, Ozone Building, S3, Filter Pipe Gallery | FHO-MCS-LD | Crane,Overhead | Lifting Device |  | CRN | http://www.toronto.ca/TWONTO#crane |  | Lifting Devices & Elevators
114362 | TAB-PLT-CRN-0061 | Crane,11kW,Fed From MCC-6963,Grit&Screenings Handling Areas,Screen Build,P Building | TAB-MCS-CRN-P BLDG | Lifting Device | Lifting Device |  | CRN | http://www.toronto.ca/TWONTO#crane |  | Cranes - P Building
114360 | TAB-PLT-CRN-0025 | Crane,Overhead,11kW,Fed From MCC-6926,Ground Floor,Grit Building,P Building | TAB-MCS-CRN-P BLDG | Lifting Device | Lifting Device |  | CRN | http://www.toronto.ca/TWONTO#crane |  | Cranes - P Building
13687 | FCL-MCS-LD-1000 | Davit Arm | FCL-MCS-DAVIT | Lifting Device | Lifting Device |  | LD | http://www.toronto.ca/TWONTO#fall_arrest_Davit_arm |  | Davit Arms
13689 | FCL-MCS-LD-1003 | Davit Arm | FCL-MCS-DAVIT | Lifting Device | Lifting Device |  | LD | http://www.toronto.ca/TWONTO#fall_arrest_Davit_arm |  | Davit Arms
29640 | FIS-MCS-LD-0023 | Davit Arm | FIS-MCS | Lifting Device | Lifting Device |  | LD | http://www.toronto.ca/TWONTO#fall_arrest_Davit_arm |  | Mechanical Services
29641 | FIS-MCS-LD-0050 | Davit Arm | FIS-MCS | Lifting Device | Lifting Device |  | LD | http://www.toronto.ca/TWONTO#fall_arrest_Davit_arm |  | Mechanical Services
63421 | FCL-MCS-LD-1004 | Davit Arm | FCL-MCS-DAVIT | Lifting Device | Lifting Device |  | LD | http://www.toronto.ca/TWONTO#fall_arrest_Davit_arm |  | Davit Arms
63423 | FCL-MCS-LD-1007 | Davit Arm | FCL-MCS-DAVIT | Lifting Device | Lifting Device |  | LD | http://www.toronto.ca/TWONTO#fall_arrest_Davit_arm |  | Davit Arms
97362 | FIS-MCS-LD-0044 | Davit Arm | FIS-MCS | Lifting Device | Lifting Device |  | LD | http://www.toronto.ca/TWONTO#fall_arrest_Davit_arm |  | Mechanical Services
13690 | FCL-MCS-LD-1006 | Davit Arm Polymer Room | FCL-MCS-DAVIT | Lifting Device | Lifting Device |  | LD | http://www.toronto.ca/TWONTO#fall_arrest_Davit_arm |  | Davit Arms
63422 | FCL-MCS-LD-1005 | Davit Arm Polymer Room | FCL-MCS-DAVIT | Lifting Device | Lifting Device |  | LD | http://www.toronto.ca/TWONTO#fall_arrest_Davit_arm |  | Davit Arms
136684 | THR-MCS-LD-0950 | Davit Arm with Hoist, Electric, Effluent Bldg. | THR-LD-WA4 | Lifting Device,Hoist,Manual | Lifting Device |  | LD | http://www.toronto.ca/TWONTO#fall_arrest_Davit_arm |  | Lifting Devices, Chain Hoist, Come Along & Slings
136685 | THR-MCS-LD-0960 | Davit Arm with Hoist, Electric, Effluent Bldg. | THR-LD-WA4 | Lifting Device,Hoist,Manual | Lifting Device |  | LD | http://www.toronto.ca/TWONTO#fall_arrest_Davit_arm |  | Lifting Devices, Chain Hoist, Come Along & Slings
76065 | THR-MCS-LD--9867 | Davit Arm with Hoist, Manual, Main Sub Station | THR-LD-WA3 | Lifting Device,Hoist,Manual | Lifting Device |  |  | http://www.toronto.ca/TWONTO#fall_arrest_Davit_arm |  | Lifting Devices, Chain Hoist, Come Along & Slings
136681 | THR-MCS-LD-0910 | Davit Arm with Hoist, Manual, Mixer-0910 | THR-LD-WA4 | Lifting Device,Hoist,Manual | Lifting Device |  | LD | http://www.toronto.ca/TWONTO#fall_arrest_Davit_arm |  | Lifting Devices, Chain Hoist, Come Along & Slings
136682 | THR-MCS-LD-0920 | Davit Arm with Hoist, Manual, Mixer-0920 | THR-LD-WA4 | Lifting Device,Hoist,Manual | Lifting Device |  | LD | http://www.toronto.ca/TWONTO#fall_arrest_Davit_arm |  | Lifting Devices, Chain Hoist, Come Along & Slings
76154 | THR-MCS-LD-0930 | Davit Arm with Hoist, Manual, Mixer-0930 | THR-LD-WA4 | Lifting Device,Hoist,Manual | Lifting Device |  | LD | http://www.toronto.ca/TWONTO#fall_arrest_Davit_arm |  | Lifting Devices, Chain Hoist, Come Along & Slings
136683 | THR-MCS-LD-0940 | Davit Arm with Hoist, Manual, Mixer-0940 | THR-LD-WA4 | Lifting Device,Hoist,Manual | Lifting Device |  | LD | http://www.toronto.ca/TWONTO#fall_arrest_Davit_arm |  | Lifting Devices, Chain Hoist, Come Along & Slings
76216 | THR-MCS-LD-9866 | Davit Arm with Hoist, Manual,Portable, Main Sub Station | THR-LD-WA3 | Lifting Device,Hoist,Manual | Lifting Device |  | LD | http://www.toronto.ca/TWONTO#fall_arrest_Davit_arm |  | Lifting Devices, Chain Hoist, Come Along & Slings
136755 | THR-MCS-LD-9867 | Davit Arm with Hoist, Manual,Portable, Main Sub Station | THR-LD-WA3 | Lifting Device,Hoist,Manual | Lifting Device |  | LD | http://www.toronto.ca/TWONTO#fall_arrest_Davit_arm |  | Lifting Devices, Chain Hoist, Come Along & Slings
29642 | FIS-MCS-LD-3000 | Davit arm, Portable, Pump-lifting, Transfer pump stations | FIS-MCS | Safety | Lifting Device |  | LD | http://www.toronto.ca/TWONTO#fall_arrest_Davit_arm |  | Mechanical Services
97354 | FIS-MCS-LD-0004 | Davit Arm, Stores | FIS-MCS | Lifting Device | Lifting Device |  | LD | http://www.toronto.ca/TWONTO#fall_arrest_Davit_arm |  | Mechanical Services
29649 | FIS-MCS-MEQ-3008 | Davit base, wall-mounted, pump-lifting, Transfer pump station 7 | FIS-MCS | Safety | Lifting Device |  | MEQ | davit_base |  | Mechanical Services
29646 | FIS-MCS-MEQ-3003 | Davit base, flush-mounted, man-entry, Access Building 5/7 | FIS-MCS | Safety | Lifting Device |  | MEQ | davit_base |  | Mechanical Services
97363 | FIS-MCS-MEQ-3004 | Davit base, flush-mounted, man-entry, Access Building 9/11 | FIS-MCS | Safety | Lifting Device |  | MEQ | davit_base |  | Mechanical Services
29644 | FIS-MCS-MEQ-3001 | Davit base, wall-mounted, man-entry, Control Chamber A | FIS-MCS | Safety | Lifting Device |  | MEQ | davit_base |  | Mechanical Services
29645 | FIS-MCS-MEQ-3002 | Davit base, wall-mounted, man-entry, Control Chamber B | FIS-MCS | Safety | Lifting Device |  | MEQ | davit_base |  | Mechanical Services
97364 | FIS-MCS-MEQ-3005 | Davit base, wall-mounted, man-entry, Transfer pump station 5 | FIS-MCS | Safety | Lifting Device |  | MEQ | davit_base |  | Mechanical Services
29648 | FIS-MCS-MEQ-3007 | Davit base, wall-mounted, man-entry, Transfer pump station 7 | FIS-MCS | Safety | Lifting Device |  | MEQ | davit_base |  | Mechanical Services
97365 | FIS-MCS-MEQ-3009 | Davit base, wall-mounted, man-entry, Transfer pump station 9 | FIS-MCS | Safety | Lifting Device |  | MEQ | davit_base |  | Mechanical Services
29647 | FIS-MCS-MEQ-3006 | Davit base, wall-mounted, pump-lifting, Transfer pump station 5 | FIS-MCS | Safety | Lifting Device |  | MEQ | davit_base |  | Mechanical Services
97366 | FIS-MCS-MEQ-3010 | Davit base, wall-mounted, pump-lifting, Transfer pump station 9 | FIS-MCS | Safety | Lifting Device |  | MEQ | davit_base |  | Mechanical Services
81436 | TNT-MCS-LD-4001 | Davit, Lifting, Drain Pumps, Dry Pit Pumping Station | TNT-MCS-LD | Lifting Device | Lifting Device |  | LD | http://www.toronto.ca/TWONTO#fall_arrest_Davit_arm |  | Lifting Devices , cranes/ Portable crane/hoists, come alongs, slings, wire rope, chains
55308 | TAB-WA1-LD-1235 | Devit Arm | TAB-WA1-SQ-1000 | Lifting Device | Lifting Device |  | LD | http://www.toronto.ca/TWONTO#fall_arrest_Davit_arm |  | WA1 Lifting Devices and Slings
55309 | TAB-WA1-LD-1236 | Devit Arm | TAB-WA1-SQ-1000 | Lifting Device | Lifting Device |  | LD | http://www.toronto.ca/TWONTO#fall_arrest_Davit_arm |  | WA1 Lifting Devices and Slings
119580 | TAB-WA1-LD-1237 | Devit Arm | TAB-WA1-SQ-1000 | Lifting Device | Lifting Device |  | LD | http://www.toronto.ca/TWONTO#fall_arrest_Davit_arm |  | WA1 Lifting Devices and Slings
119581 | TAB-WA1-LD-1238 | Devit Arm | TAB-WA1-SQ-1000 | Lifting Device | Lifting Device |  | LD | http://www.toronto.ca/TWONTO#fall_arrest_Davit_arm |  | WA1 Lifting Devices and Slings
119582 | TAB-WA1-LD-1239 | Devit Arm | TAB-WA1-SQ-1000 | Lifting Device | Lifting Device |  | LD | http://www.toronto.ca/TWONTO#fall_arrest_Davit_arm |  | WA1 Lifting Devices and Slings
119583 | TAB-WA1-LD-1240 | Devit Arm | TAB-WA1-SQ-1000 | Lifting Device | Lifting Device |  | LD | http://www.toronto.ca/TWONTO#fall_arrest_Davit_arm |  | WA1 Lifting Devices and Slings
119584 | TAB-WA1-LD-1241 | Devit Arm | TAB-WA1-SQ-1000 | Lifting Device | Lifting Device |  | LD | http://www.toronto.ca/TWONTO#fall_arrest_Davit_arm |  | WA1 Lifting Devices and Slings
62524 | THC-MCS-LD-0000000008 | DIE CART/PUMP CART (insp Liftsafe) | THC-MCS-LD | Lifting Device | Lifting Device |  | LD | lift_truck |  | Mechanical Services, Lifting Device
126412 | THC-MCS-LD-0000000009 | DIE CART/PUMP CART (insp Liftsafe) | THC-MCS-LD | Lifting Device | Lifting Device |  | LD | lift_truck |  | Mechanical Services, Lifting Device
126413 | THC-MCS-LD-0000000010 | DIE CART/PUMP CART (insp Liftsafe) | THC-MCS-LD | Lifting Device | Lifting Device |  | LD | lift_truck |  | Mechanical Services, Lifting Device
126414 | THC-MCS-LD-0000000011 | DIE CART/PUMP CART (insp Liftsafe) | THC-MCS-LD | Lifting Device | Lifting Device |  | LD | lift_truck |  | Mechanical Services, Lifting Device
126415 | THC-MCS-LD-0000000012 | DIE CART/PUMP CART (insp Liftsafe) | THC-MCS-LD | Lifting Device | Lifting Device |  | LD | lift_truck |  | Mechanical Services, Lifting Device
126471 | THC-MCS-LD-781 | DIE CART/PUMP CART (insp Liftsafe) | THC-MCS-LD | Lifting Device | Lifting Device |  | LD | lift_truck |  | Mechanical Services, Lifting Device
126482 | THC-MCS-LD-L-10097 | DIE CART/PUMP CART (insp Liftsafe) | THC-MCS-LD | Lifting Device | Lifting Device |  | L | lift_truck |  | Mechanical Services, Lifting Device
119810 | TAB-WA2-SQ-1257 | DOS - Type Chain Sling - 2 - Leg | TAB-SES-LD | Lifting Device,Sling | Lifting Device |  | SQ | chain_sling |  | WA2 Lifting devices
139540 | THR-WA3-LD-0117S | Drum Sling, Nylon, 1000 LBS - SEMAP -Work Area 3 | THR-LD-NYLN-WA3 | Lifting Device,Sling | Lifting Device | 40285 | LD | synthetic_web_sling |  | Slings, Nylon, Work Area 3
80025 | THR-WA3-LD-0062 | Drum Sling, Nylon, 1000 LBS - SEMAP -Work Area 3 ( 2" X 4') | THR-LD-NYLN-WA3 | Lifting Device,Sling | Lifting Device |  | LD | synthetic_web_sling |  | Slings, Nylon, Work Area 3
119811 | TAB-WA2-SQ-1258 | EE - 902 1/2" Steel Cable | TAB-SES-LD | Lifting Device,Sling | Lifting Device |  | SQ | lifting_device_cable |  | WA2 Lifting devices
55581 | TAB-WA2-SQ-1259 | EE1 - 601 D 1/2" Steel Cable | TAB-SES-LD | Lifting Device,Sling | Lifting Device |  | SQ | lifting_device_cable |  | WA2 Lifting devices
119812 | TAB-WA2-SQ-1260 | EE1 - 602D T3 1/2" Steel Cable | TAB-SES-LD | Lifting Device,Sling | Lifting Device |  | SQ | lifting_device_cable |  | WA2 Lifting devices
119813 | TAB-WA2-SQ-1261 | EE1 - 801 DNylon Sling | TAB-SES-LD | Lifting Device,Sling | Lifting Device |  | SQ | synthetic_web_sling |  | WA2 Lifting devices
119814 | TAB-WA2-SQ-1262 | EE1 - 801 DNylon Sling | TAB-SES-LD | Lifting Device,Sling | Lifting Device |  | SQ | synthetic_web_sling |  | WA2 Lifting devices
119815 | TAB-WA2-SQ-1263 | EE1 - 801D T3 1/2" Steel Cable | TAB-SES-LD | Lifting Device,Sling | Lifting Device |  | SQ | lifting_device_cable |  | WA2 Lifting devices
119816 | TAB-WA2-SQ-1264 | EE1 - 802 D1/2" Steel Cable | TAB-SES-LD | Lifting Device,Sling | Lifting Device |  | SQ | lifting_device_cable |  | WA2 Lifting devices
119817 | TAB-WA2-SQ-1265 | EE1 - 802 D1/2" Steel Cable | TAB-SES-LD | Lifting Device,Sling | Lifting Device |  | SQ | lifting_device_cable |  | WA2 Lifting devices
55582 | TAB-WA2-SQ-1266 | EE1 - 901 1/2" Steel Cable | TAB-SES-LD | Lifting Device,Sling | Lifting Device |  | SQ | lifting_device_cable |  | WA2 Lifting devices
55583 | TAB-WA2-SQ-1267 | EE1 - 901 1/2" Steel Cable | TAB-SES-LD | Lifting Device,Sling | Lifting Device |  | SQ | lifting_device_cable |  | WA2 Lifting devices
55584 | TAB-WA2-SQ-1268 | EE1 - 901 1/2" Steel Cable | TAB-SES-LD | Lifting Device,Sling | Lifting Device |  | SQ | lifting_device_cable |  | WA2 Lifting devices
55585 | TAB-WA2-SQ-1269 | EE1 - 901 T3 1/2" Steel Cable | TAB-SES-LD | Lifting Device,Sling | Lifting Device |  | SQ | lifting_device_cable |  | WA2 Lifting devices
119818 | TAB-WA2-SQ-1270 | EE1 - 902 1/2" Steel Cable | TAB-SES-LD | Lifting Device,Sling | Lifting Device |  | SQ | lifting_device_cable |  | WA2 Lifting devices
119819 | TAB-WA2-SQ-1271 | EE2 - 801 T4 1/2" Steel Cable | TAB-SES-LD | Lifting Device,Sling | Lifting Device |  | SQ | lifting_device_cable |  | WA2 Lifting devices
55586 | TAB-WA2-SQ-1272 | EE2 - 802 1/2" Steel Cable | TAB-SES-LD | Lifting Device,Sling | Lifting Device |  | SQ | lifting_device_cable |  | WA2 Lifting devices
55587 | TAB-WA2-SQ-1273 | EE2 - 802 1/2" Steel Cable | TAB-SES-LD | Lifting Device,Sling | Lifting Device |  | SQ | lifting_device_cable |  | WA2 Lifting devices
55550 | TAB-WA2-SQ-1201 | EE2 - 802 D Nylon Sling | TAB-SES-LD | Lifting Device,Sling | Lifting Device |  | SQ | synthetic_web_sling |  | WA2 Lifting devices
119820 | TAB-WA2-SQ-1274 | EE2 - 802 T3 1/2" Steel Cable | TAB-SES-LD | Lifting Device,Sling | Lifting Device |  | SQ | lifting_device_cable |  | WA2 Lifting devices
119785 | TAB-WA2-SQ-1202 | EE2 - 802D Nylon Sling | TAB-SES-LD | Lifting Device,Sling | Lifting Device |  | SQ | synthetic_web_sling |  | WA2 Lifting devices
55551 | TAB-WA2-SQ-1203 | EE2 - 901 T4 Nylon Sling | TAB-SES-LD | Lifting Device,Sling | Lifting Device |  | SQ | synthetic_web_sling |  | WA2 Lifting devices
55552 | TAB-WA2-SQ-1205 | EE2 - 901 T4 Nylon Sling | TAB-SES-LD | Lifting Device,Sling | Lifting Device |  | SQ | synthetic_web_sling |  | WA2 Lifting devices
119786 | TAB-WA2-SQ-1204 | EE2 - 901 T4 Nylon Sling | TAB-SES-LD | Lifting Device,Sling | Lifting Device |  | SQ | synthetic_web_sling |  | WA2 Lifting devices
119787 | TAB-WA2-SQ-1206 | EE2 - 901 T4 Nylon Sling | TAB-SES-LD | Lifting Device,Sling | Lifting Device |  | SQ | synthetic_web_sling |  | WA2 Lifting devices
119788 | TAB-WA2-SQ-1207 | EE2 - 901 T4 Nylon Sling | TAB-SES-LD | Lifting Device,Sling | Lifting Device |  | SQ | synthetic_web_sling |  | WA2 Lifting devices
119789 | TAB-WA2-SQ-1208 | EE2 - 901 T4 Nylon Sling | TAB-SES-LD | Lifting Device,Sling | Lifting Device |  | SQ | synthetic_web_sling |  | WA2 Lifting devices
55553 | TAB-WA2-SQ-1209 | EE2 - 902 Nylon Sling | TAB-SES-LD | Lifting Device,Sling | Lifting Device |  | SQ | synthetic_web_sling |  | WA2 Lifting devices
55554 | TAB-WA2-SQ-1210 | EE2 - 902 T3 Nylon Sling | TAB-SES-LD | Lifting Device,Sling | Lifting Device |  | SQ | synthetic_web_sling |  | WA2 Lifting devices
55555 | TAB-WA2-SQ-1211 | EE2 - 902 T3 Nylon Sling | TAB-SES-LD | Lifting Device,Sling | Lifting Device |  | SQ | synthetic_web_sling |  | WA2 Lifting devices
55556 | TAB-WA2-SQ-1213 | EE2 - 902 T3 Nylon Sling | TAB-SES-LD | Lifting Device,Sling | Lifting Device |  | SQ | synthetic_web_sling |  | WA2 Lifting devices
55557 | TAB-WA2-SQ-1216 | EE2 - 902 T3 Nylon Sling | TAB-SES-LD | Lifting Device,Sling | Lifting Device |  | SQ | synthetic_web_sling |  | WA2 Lifting devices
55558 | TAB-WA2-SQ-1218 | EE2 - 902 T3 Nylon Sling | TAB-SES-LD | Lifting Device,Sling | Lifting Device |  | SQ | synthetic_web_sling |  | WA2 Lifting devices
55559 | TAB-WA2-SQ-1219 | EE2 - 902 T3 Nylon Sling | TAB-SES-LD | Lifting Device,Sling | Lifting Device |  | SQ | synthetic_web_sling |  | WA2 Lifting devices
55560 | TAB-WA2-SQ-1220 | EE2 - 902 T3 Nylon Sling | TAB-SES-LD | Lifting Device,Sling | Lifting Device |  | SQ | synthetic_web_sling |  | WA2 Lifting devices
55561 | TAB-WA2-SQ-1221 | EE2 - 902 T3 Nylon Sling | TAB-SES-LD | Lifting Device,Sling | Lifting Device |  | SQ | synthetic_web_sling |  | WA2 Lifting devices
55562 | TAB-WA2-SQ-1222 | EE2 - 902 T3 Nylon Sling | TAB-SES-LD | Lifting Device,Sling | Lifting Device |  | SQ | synthetic_web_sling |  | WA2 Lifting devices
55563 | TAB-WA2-SQ-1223 | EE2 - 902 T3 Nylon Sling | TAB-SES-LD | Lifting Device,Sling | Lifting Device |  | SQ | synthetic_web_sling |  | WA2 Lifting devices
119790 | TAB-WA2-SQ-1212 | EE2 - 902 T3 Nylon Sling | TAB-SES-LD | Lifting Device,Sling | Lifting Device |  | SQ | synthetic_web_sling |  | WA2 Lifting devices
119791 | TAB-WA2-SQ-1214 | EE2 - 902 T3 Nylon Sling | TAB-SES-LD | Lifting Device,Sling | Lifting Device |  | SQ | synthetic_web_sling |  | WA2 Lifting devices
119792 | TAB-WA2-SQ-1215 | EE2 - 902 T3 Nylon Sling | TAB-SES-LD | Lifting Device,Sling | Lifting Device |  | SQ | synthetic_web_sling |  | WA2 Lifting devices
119793 | TAB-WA2-SQ-1217 | EE2 - 902 T3 Nylon Sling | TAB-SES-LD | Lifting Device,Sling | Lifting Device |  | SQ | synthetic_web_sling |  | WA2 Lifting devices
119794 | TAB-WA2-SQ-1224 | EE2 - 902 T3 Nylon Sling | TAB-SES-LD | Lifting Device,Sling | Lifting Device |  | SQ | synthetic_web_sling |  | WA2 Lifting devices
119795 | TAB-WA2-SQ-1225 | EE2 - 902 T3 Nylon Sling | TAB-SES-LD | Lifting Device,Sling | Lifting Device |  | SQ | synthetic_web_sling |  | WA2 Lifting devices
119796 | TAB-WA2-SQ-1226 | EE2 - 902 T3 Nylon Sling | TAB-SES-LD | Lifting Device,Sling | Lifting Device |  | SQ | synthetic_web_sling |  | WA2 Lifting devices
55564 | TAB-WA2-SQ-1228 | EE2 - 903 Nylon Sling | TAB-SES-LD | Lifting Device,Sling | Lifting Device |  | SQ | synthetic_web_sling |  | WA2 Lifting devices
55565 | TAB-WA2-SQ-1229 | EE2 - 903 Nylon Sling | TAB-SES-LD | Lifting Device,Sling | Lifting Device |  | SQ | synthetic_web_sling |  | WA2 Lifting devices
55566 | TAB-WA2-SQ-1231 | EE2 - 903 Nylon Sling | TAB-SES-LD | Lifting Device,Sling | Lifting Device |  | SQ | synthetic_web_sling |  | WA2 Lifting devices
55567 | TAB-WA2-SQ-1232 | EE2 - 903 Nylon Sling | TAB-SES-LD | Lifting Device,Sling | Lifting Device |  | SQ | synthetic_web_sling |  | WA2 Lifting devices
55568 | TAB-WA2-SQ-1233 | EE2 - 903 Nylon Sling | TAB-SES-LD | Lifting Device,Sling | Lifting Device |  | SQ | synthetic_web_sling |  | WA2 Lifting devices
119797 | TAB-WA2-SQ-1227 | EE2 - 903 Nylon Sling | TAB-SES-LD | Lifting Device,Sling | Lifting Device |  | SQ | synthetic_web_sling |  | WA2 Lifting devices
119798 | TAB-WA2-SQ-1230 | EE2 - 903 Nylon Sling | TAB-SES-LD | Lifting Device,Sling | Lifting Device |  | SQ | synthetic_web_sling |  | WA2 Lifting devices
55569 | TAB-WA2-SQ-1235 | EF2 - 901 T4 Nylon Sling | TAB-SES-LD | Lifting Device,Sling | Lifting Device |  | SQ | synthetic_web_sling |  | WA2 Lifting devices
55570 | TAB-WA2-SQ-1236 | EF2 - 901 T4 Nylon Sling | TAB-SES-LD | Lifting Device,Sling | Lifting Device |  | SQ | synthetic_web_sling |  | WA2 Lifting devices
55571 | TAB-WA2-SQ-1237 | EF2 - 901 T4 Nylon Sling | TAB-SES-LD | Lifting Device,Sling | Lifting Device |  | SQ | synthetic_web_sling |  | WA2 Lifting devices
55572 | TAB-WA2-SQ-1238 | EF2 - 901 T4 Nylon Sling | TAB-SES-LD | Lifting Device,Sling | Lifting Device |  | SQ | synthetic_web_sling |  | WA2 Lifting devices
55573 | TAB-WA2-SQ-1240 | EF2 - 901 T4 Nylon Sling | TAB-SES-LD | Lifting Device,Sling | Lifting Device |  | SQ | synthetic_web_sling |  | WA2 Lifting devices
55574 | TAB-WA2-SQ-1245 | EF2 - 901 T4 Nylon Sling | TAB-SES-LD | Lifting Device,Sling | Lifting Device |  | SQ | synthetic_web_sling |  | WA2 Lifting devices
55575 | TAB-WA2-SQ-1246 | EF2 - 901 T4 Nylon Sling | TAB-SES-LD | Lifting Device,Sling | Lifting Device |  | SQ | synthetic_web_sling |  | WA2 Lifting devices
55576 | TAB-WA2-SQ-1248 | EF2 - 901 T4 Nylon Sling | TAB-SES-LD | Lifting Device,Sling | Lifting Device |  | SQ | synthetic_web_sling |  | WA2 Lifting devices
119799 | TAB-WA2-SQ-1234 | EF2 - 901 T4 Nylon Sling | TAB-SES-LD | Lifting Device,Sling | Lifting Device |  | SQ | synthetic_web_sling |  | WA2 Lifting devices
119800 | TAB-WA2-SQ-1239 | EF2 - 901 T4 Nylon Sling | TAB-SES-LD | Lifting Device,Sling | Lifting Device |  | SQ | synthetic_web_sling |  | WA2 Lifting devices
119801 | TAB-WA2-SQ-1241 | EF2 - 901 T4 Nylon Sling | TAB-SES-LD | Lifting Device,Sling | Lifting Device |  | SQ | synthetic_web_sling |  | WA2 Lifting devices
119802 | TAB-WA2-SQ-1242 | EF2 - 901 T4 Nylon Sling | TAB-SES-LD | Lifting Device,Sling | Lifting Device |  | SQ | synthetic_web_sling |  | WA2 Lifting devices
119803 | TAB-WA2-SQ-1243 | EF2 - 901 T4 Nylon Sling | TAB-SES-LD | Lifting Device,Sling | Lifting Device |  | SQ | synthetic_web_sling |  | WA2 Lifting devices
119804 | TAB-WA2-SQ-1244 | EF2 - 901 T4 Nylon Sling | TAB-SES-LD | Lifting Device,Sling | Lifting Device |  | SQ | synthetic_web_sling |  | WA2 Lifting devices
119805 | TAB-WA2-SQ-1247 | EF2 - 901 T4 Nylon Sling | TAB-SES-LD | Lifting Device,Sling | Lifting Device |  | SQ | synthetic_web_sling |  | WA2 Lifting devices
119806 | TAB-WA2-SQ-1249 | EF2 - 901 T4 Nylon Sling | TAB-SES-LD | Lifting Device,Sling | Lifting Device |  | SQ | synthetic_web_sling |  | WA2 Lifting devices
24310 | FHO-MCS-LD-0117 | Electric Chain Hoist | FHO-MCS-LD | Lifting Device,Hoist,Manual | Lifting Device |  | LD | http://www.toronto.ca/TWONTO#lifting_equipment_hoist |  | Lifting Devices & Elevators
55515 | TAB-WA2-LD-1003 | Electric Chain Hoist | TAB-SES-LD | Lifting Device,Hoist,Electrical | Lifting Device |  | LD | http://www.toronto.ca/TWONTO#lifting_equipment_hoist |  | WA2 Lifting devices
81428 | TNT-MCS-LD-0038 | Electric Chain Hoist | TNT-MCS-LD | Lifting Device,Hoist,Electrical | Lifting Device |  | LD | http://www.toronto.ca/TWONTO#lifting_equipment_hoist |  | Lifting Devices , cranes/ Portable crane/hoists, come alongs, slings, wire rope, chains
81429 | TNT-MCS-LD-0039 | Electric Chain Hoist | TNT-MCS-LD | Lifting Device,Hoist,Electrical | Lifting Device |  | LD | http://www.toronto.ca/TWONTO#lifting_equipment_hoist |  | Lifting Devices , cranes/ Portable crane/hoists, come alongs, slings, wire rope, chains
81430 | TNT-MCS-LD-0040 | Electric Chain Hoist | TNT-MCS-LD | Lifting Device,Hoist,Electrical | Lifting Device |  | LD | http://www.toronto.ca/TWONTO#lifting_equipment_hoist |  | Lifting Devices , cranes/ Portable crane/hoists, come alongs, slings, wire rope, chains
24307 | FHO-MCS-LD-0112 | Electric Chain Hoist, PAC Tent | FHO-MCS-LD | Lifting Device,Hoist,Manual | Lifting Device |  | LD | http://www.toronto.ca/TWONTO#lifting_equipment_hoist |  | Lifting Devices & Elevators
93458 | FHO-MCS-LD-0113 | Electric Chain Hoist, PAC Tent | FHO-MCS-LD | Lifting Device,Hoist,Manual | Lifting Device |  | LD | http://www.toronto.ca/TWONTO#lifting_equipment_hoist |  | Lifting Devices & Elevators
93459 | FHO-MCS-LD-0114 | Electric Chain Hoist, PAC Tent | FHO-MCS-LD | Lifting Device,Hoist,Manual | Lifting Device |  | LD | http://www.toronto.ca/TWONTO#lifting_equipment_hoist |  | Lifting Devices & Elevators
62557 | THC-MCS-LD-10041452 | ELECTRIC HOIST (insp Liftsafe) | THC-MCS-LD | Lifting Device | Lifting Device |  | LD | http://www.toronto.ca/TWONTO#lifting_equipment_hoist |  | Mechanical Services, Lifting Device
62598 | THC-MCS-LD-1312302753 | ELECTRIC HOIST (insp Liftsafe) | THC-MCS-LD | Lifting Device | Lifting Device |  | LD | http://www.toronto.ca/TWONTO#lifting_equipment_hoist |  | Mechanical Services, Lifting Device
62609 | THC-MCS-LD-494100 | ELECTRIC HOIST (insp Liftsafe) | THC-MCS-LD | Lifting Device | Lifting Device |  | LD | http://www.toronto.ca/TWONTO#lifting_equipment_hoist |  | Mechanical Services, Lifting Device
62610 | THC-MCS-LD-5123985 | ELECTRIC HOIST (insp Liftsafe) | THC-MCS-LD | Lifting Device | Lifting Device |  | LD | http://www.toronto.ca/TWONTO#lifting_equipment_hoist |  | Mechanical Services, Lifting Device
62612 | THC-MCS-LD-61215972 | ELECTRIC HOIST (insp Liftsafe) | THC-MCS-LD | Lifting Device | Lifting Device |  | LD | http://www.toronto.ca/TWONTO#lifting_equipment_hoist |  | Mechanical Services, Lifting Device
62613 | THC-MCS-LD-61817106 | ELECTRIC HOIST (insp Liftsafe) | THC-MCS-LD | Lifting Device | Lifting Device |  | LD | http://www.toronto.ca/TWONTO#lifting_equipment_hoist |  | Mechanical Services, Lifting Device
62621 | THC-MCS-LD-EC1E3710VX | ELECTRIC HOIST (insp Liftsafe) | THC-MCS-LD | Lifting Device | Lifting Device |  |  | http://www.toronto.ca/TWONTO#lifting_equipment_hoist |  | Mechanical Services, Lifting Device
62623 | THC-MCS-LD-GJMA0102AF | ELECTRIC HOIST (insp Liftsafe) | THC-MCS-LD | Lifting Device | Lifting Device |  |  | http://www.toronto.ca/TWONTO#lifting_equipment_hoist |  | Mechanical Services, Lifting Device
62626 | THC-MCS-LD-JMA3846WB | ELECTRIC HOIST (insp Liftsafe) | THC-MCS-LD | Lifting Device | Lifting Device |  |  | http://www.toronto.ca/TWONTO#lifting_equipment_hoist |  | Mechanical Services, Lifting Device
126416 | THC-MCS-LD-0000000013 | ELECTRIC HOIST (insp Liftsafe) | THC-MCS-LD | Lifting Device | Lifting Device |  | LD | http://www.toronto.ca/TWONTO#lifting_equipment_hoist |  | Mechanical Services, Lifting Device
126464 | THC-MCS-LD-173869 | ELECTRIC HOIST (insp Liftsafe) | THC-MCS-LD | Lifting Device | Lifting Device |  | LD | http://www.toronto.ca/TWONTO#lifting_equipment_hoist |  | Mechanical Services, Lifting Device
126465 | THC-MCS-LD-206218 | ELECTRIC HOIST (insp Liftsafe) | THC-MCS-LD | Lifting Device | Lifting Device |  | LD | http://www.toronto.ca/TWONTO#lifting_equipment_hoist |  | Mechanical Services, Lifting Device
126466 | THC-MCS-LD-21153 | ELECTRIC HOIST (insp Liftsafe) | THC-MCS-LD | Lifting Device | Lifting Device |  | LD | http://www.toronto.ca/TWONTO#lifting_equipment_hoist |  | Mechanical Services, Lifting Device
126469 | THC-MCS-LD-61510249 | ELECTRIC HOIST (insp Liftsafe) | THC-MCS-LD | Lifting Device | Lifting Device |  | LD | http://www.toronto.ca/TWONTO#lifting_equipment_hoist |  | Mechanical Services, Lifting Device
126470 | THC-MCS-LD-61803715 | ELECTRIC HOIST (insp Liftsafe) | THC-MCS-LD | Lifting Device | Lifting Device |  | LD | http://www.toronto.ca/TWONTO#lifting_equipment_hoist |  | Mechanical Services, Lifting Device
126481 | THC-MCS-LD-JMA3845WB | ELECTRIC HOIST (insp Liftsafe) | THC-MCS-LD | Lifting Device | Lifting Device |  |  | http://www.toronto.ca/TWONTO#lifting_equipment_hoist |  | Mechanical Services, Lifting Device
126483 | THC-MCS-LD-L6L95SJ | ELECTRIC HOIST (insp Liftsafe) | THC-MCS-LD | Lifting Device | Lifting Device |  |  | http://www.toronto.ca/TWONTO#lifting_equipment_hoist |  | Mechanical Services, Lifting Device
126484 | THC-MCS-LD-LC-001EB | ELECTRIC HOIST (insp Liftsafe) | THC-MCS-LD | Lifting Device | Lifting Device |  |  | http://www.toronto.ca/TWONTO#lifting_equipment_hoist |  | Mechanical Services, Lifting Device
29631 | FIS-MCS-LD-0010 | Electric hoist 800 lbs | FIS-MCS | Lifting Device | Lifting Device |  | LD | http://www.toronto.ca/TWONTO#lifting_equipment_hoist |  | Mechanical Services
29632 | FIS-MCS-LD-0011 | Electric hoist 800 lbs | FIS-MCS | Lifting Device | Lifting Device |  | LD | http://www.toronto.ca/TWONTO#lifting_equipment_hoist |  | Mechanical Services
85646 | WTR-PHL-LD-0001 | Electric Pallet Truck (EFET33N) | WTR-CENTRAL-SES | Lifting Device,Electric Pallet Truck | Lifting Device |  | LD | lift_truck |  | Safety & Lifting Devices
62525 | THC-MCS-LD-0000000014 | ENGINE HOIST (insp Liftsafe) | THC-MCS-LD | Lifting Device | Lifting Device |  | LD | http://www.toronto.ca/TWONTO#lifting_equipment_hoist |  | Mechanical Services, Lifting Device
76212 | THR-MCS-LD-9858 | Engine Hoist.,2T,Head House, Work Area 2 | THR-LD-WA2 | Lifting Device,Hoist,Manual | Lifting Device |  | LD | http://www.toronto.ca/TWONTO#lifting_equipment_hoist |  | Lifting Devices, Chain Hoist, Come Along & Slings
81431 | TNT-MCS-LD-0041 | Engine lift | TNT-MCS-LD | Lifting Device | Lifting Device |  | LD | http://www.toronto.ca/TWONTO#lifting_equipment_hoist |  | Lifting Devices , cranes/ Portable crane/hoists, come alongs, slings, wire rope, chains
13675 | FCL-MCS-LD-0006 | Engine Lift 2 Ton | FCL-MCS-7 | Lifting Device | Lifting Device |  | LD | http://www.toronto.ca/TWONTO#lifting_equipment_hoist |  | Vehicles
63406 | FCL-MCS-LD-0006 | Engine Lift 2 Ton | FCL-MCS-LD | Lifting Device | Lifting Device |  | LD | http://www.toronto.ca/TWONTO#lifting_equipment_hoist |  | Lifting Devices
76074 | THR-MCS-LD-0270 | Engine Lifter, Digeter 9-10 Lower Level | THR-LD-WA1 | Lifting Device | Lifting Device |  | LD | http://www.toronto.ca/TWONTO#lifting_equipment_hoist |  | Lifting Devices, Chain Hoist, Come Along & Slings
136732 | THR-MCS-LD-7866 | Engine Lifter, Digeter 9-10 Lower Level | THR-LD-WA1 | Lifting Device | Lifting Device |  | LD | http://www.toronto.ca/TWONTO#lifting_equipment_hoist |  | Lifting Devices, Chain Hoist, Come Along & Slings
136659 | THR-MCS-LD-0404 | Engine Lifter, EMS, (ZP404) Work Area 4 | THR-LD-WA4 | Lifting Device,Hoist,Manual | Lifting Device |  | LD | http://www.toronto.ca/TWONTO#lifting_equipment_hoist |  | Lifting Devices, Chain Hoist, Come Along & Slings
76168 | THR-MCS-LD-2000 | Engine Lifter, Mobile, Work Area 1 | THR-LD-WA1 | Lifting Device,Hoist,Electrical | Lifting Device |  | LD | http://www.toronto.ca/TWONTO#lifting_equipment_hoist |  | Lifting Devices, Chain Hoist, Come Along & Slings
66346 | THC-SES-MEQ-8005 | FALL ARREST- BEAM STRAP (insp Liftsafe) | THC-MCS-LD | PPE | Lifting Device |  | MEQ | lifting_device_support |  | Mechanical Services, Lifting Device
66336 | THC-SES-MEQ-123927 | FALL ARREST- HARNESS (insp Liftsafe) | THC-MCS-LD | PPE | Lifting Device |  | MEQ | http://www.toronto.ca/TWONTO#fall_arrest_harness |  | Mechanical Services, Lifting Device
66337 | THC-SES-MEQ-127852 | FALL ARREST- HARNESS (insp Liftsafe) | THC-MCS-LD | PPE | Lifting Device |  | MEQ | http://www.toronto.ca/TWONTO#fall_arrest_harness |  | Mechanical Services, Lifting Device
66338 | THC-SES-MEQ-23D9B0 | FALL ARREST- HARNESS (insp Liftsafe) | THC-MCS-LD | PPE | Lifting Device |  | MEQ | http://www.toronto.ca/TWONTO#fall_arrest_harness |  | Mechanical Services, Lifting Device
66339 | THC-SES-MEQ-553225 | FALL ARREST- HARNESS (insp Liftsafe) | THC-MCS-LD | PPE | Lifting Device |  | MEQ | http://www.toronto.ca/TWONTO#fall_arrest_harness |  | Mechanical Services, Lifting Device
66348 | THC-SES-MEQ-957990 | FALL ARREST- HARNESS (insp Liftsafe) | THC-MCS-LD | PPE | Lifting Device |  | MEQ | http://www.toronto.ca/TWONTO#fall_arrest_harness |  | Mechanical Services, Lifting Device
66350 | THC-SES-MEQ-B3AB8E | FALL ARREST- HARNESS (insp Liftsafe) | THC-MCS-LD | PPE | Lifting Device |  |  | http://www.toronto.ca/TWONTO#fall_arrest_harness |  | Mechanical Services, Lifting Device
66351 | THC-SES-MEQ-B7E368 | FALL ARREST- HARNESS (insp Liftsafe) | THC-MCS-LD | PPE | Lifting Device |  |  | http://www.toronto.ca/TWONTO#fall_arrest_harness |  | Mechanical Services, Lifting Device
66353 | THC-SES-MEQ-F9B860 | FALL ARREST- HARNESS (insp Liftsafe) | THC-MCS-LD | PPE | Lifting Device |  |  | http://www.toronto.ca/TWONTO#fall_arrest_harness |  | Mechanical Services, Lifting Device
66355 | THC-SES-MEQ-H359276 | FALL ARREST- HARNESS (insp Liftsafe) | THC-MCS-LD | PPE | Lifting Device |  |  | http://www.toronto.ca/TWONTO#fall_arrest_harness |  | Mechanical Services, Lifting Device
128754 | THC-SES-MEQ-442225 | FALL ARREST- HARNESS (insp Liftsafe) | THC-MCS-LD | PPE | Lifting Device |  | MEQ | http://www.toronto.ca/TWONTO#fall_arrest_harness |  | Mechanical Services, Lifting Device
128757 | THC-SES-MEQ-805655 | FALL ARREST- HARNESS (insp Liftsafe) | THC-MCS-LD | PPE | Lifting Device |  | MEQ | http://www.toronto.ca/TWONTO#fall_arrest_harness |  | Mechanical Services, Lifting Device
128758 | THC-SES-MEQ-81EB102 | FALL ARREST- HARNESS (insp Liftsafe) | THC-MCS-LD | PPE | Lifting Device |  | MEQ | http://www.toronto.ca/TWONTO#fall_arrest_harness |  | Mechanical Services, Lifting Device
66345 | THC-SES-MEQ-702723 | FALL ARREST- HARNESS (insp Liftsafe) - B.S | THC-MCS-LD | PPE | Lifting Device |  | MEQ | http://www.toronto.ca/TWONTO#fall_arrest_harness |  | Mechanical Services, Lifting Device
128763 | THC-SES-MEQ-B8C69F | FALL ARREST- HARNESS (insp Liftsafe) - Ben H | THC-MCS-LD | PPE | Lifting Device |  |  | http://www.toronto.ca/TWONTO#fall_arrest_harness |  | Mechanical Services, Lifting Device
128762 | THC-SES-MEQ-ACBB51 | FALL ARREST- HARNESS (insp Liftsafe) - BRUNO M | THC-MCS-LD | PPE | Lifting Device |  |  | http://www.toronto.ca/TWONTO#fall_arrest_harness |  | Mechanical Services, Lifting Device
128764 | THC-SES-MEQ-BEE502E | FALL ARREST- HARNESS (insp Liftsafe) - Joe L | THC-MCS-LD | PPE | Lifting Device |  |  | http://www.toronto.ca/TWONTO#fall_arrest_harness |  | Mechanical Services, Lifting Device
128752 | THC-SES-MEQ-308B7F | FALL ARREST- HARNESS (insp Liftsafe) - Khristopher M | THC-MCS-LD | PPE | Lifting Device |  | MEQ | http://www.toronto.ca/TWONTO#fall_arrest_harness |  | Mechanical Services, Lifting Device
66347 | THC-SES-MEQ-8B4942 | FALL ARREST- HARNESS (insp Liftsafe) - PAUL B | THC-MCS-LD | PPE | Lifting Device |  | MEQ | http://www.toronto.ca/TWONTO#fall_arrest_harness |  | Mechanical Services, Lifting Device
128765 | THC-SES-MEQ-EDD866 | FALL ARREST- HARNESS (insp Liftsafe) - Pedro C | THC-MCS-LD | PPE | Lifting Device |  |  | http://www.toronto.ca/TWONTO#fall_arrest_harness |  | Mechanical Services, Lifting Device
66357 | THC-SES-MEQ-Q1090800 | FALL ARREST- HARNESS (insp Liftsafe) - RAUL P | THC-MCS-LD | PPE | Lifting Device |  |  | http://www.toronto.ca/TWONTO#fall_arrest_harness |  | Mechanical Services, Lifting Device
128753 | THC-SES-MEQ-3108DD | FALL ARREST- HARNESS (insp Liftsafe) - SAM KESWICK | THC-MCS-LD | PPE | Lifting Device |  | MEQ | http://www.toronto.ca/TWONTO#fall_arrest_harness |  | Mechanical Services, Lifting Device
128769 | THC-SES-MEQ-Q1191557 | FALL ARREST- HARNESS (insp Liftsafe) - SCOTT KIRKTON | THC-MCS-LD | PPE | Lifting Device |  |  | http://www.toronto.ca/TWONTO#fall_arrest_harness |  | Mechanical Services, Lifting Device
66352 | THC-SES-MEQ-BD6F1F | FALL ARREST- HARNESS (insp Liftsafe) - SHAWN | THC-MCS-LD | PPE | Lifting Device |  |  | http://www.toronto.ca/TWONTO#fall_arrest_harness |  | Mechanical Services, Lifting Device
128768 | THC-SES-MEQ-H683023 | FALL ARREST- HARNESS (insp Liftsafe) - SONYA | THC-MCS-LD | PPE | Lifting Device |  |  | http://www.toronto.ca/TWONTO#fall_arrest_harness |  | Mechanical Services, Lifting Device
128766 | THC-SES-MEQ-EE52B4 | FALL ARREST- HARNESS (insp Liftsafe) - STEVE P. | THC-MCS-LD | PPE | Lifting Device |  |  | http://www.toronto.ca/TWONTO#fall_arrest_harness |  | Mechanical Services, Lifting Device
66356 | THC-SES-MEQ-H705144 | FALL ARREST- HARNESS (insp Liftsafe)- John Guy | THC-MCS-LD | PPE | Lifting Device |  |  | http://www.toronto.ca/TWONTO#fall_arrest_harness |  | Mechanical Services, Lifting Device
66358 | THC-SES-MEQ-Q1168827 | FALL ARREST- HARNESS (insp Liftsafe)- Not assigned | THC-MCS-LD | PPE | Lifting Device |  |  | http://www.toronto.ca/TWONTO#fall_arrest_harness |  | Mechanical Services, Lifting Device
66359 | THC-SES-MEQ-Q1191588 | FALL ARREST- HARNESS (insp Liftsafe)-Brad S | THC-MCS-LD | PPE | Lifting Device |  |  | http://www.toronto.ca/TWONTO#fall_arrest_harness |  | Mechanical Services, Lifting Device
128759 | THC-SES-MEQ-905710 | FALL ARREST- HARNESS (insp Liftsafe)-LEO | THC-MCS-LD | PPE | Lifting Device |  | MEQ | http://www.toronto.ca/TWONTO#fall_arrest_harness |  | Mechanical Services, Lifting Device
66354 | THC-SES-MEQ-H177984 | FALL ARREST- HARNESS+LANYARD (insp Liftsafe) | THC-MCS-LD | PPE | Lifting Device |  |  | http://www.toronto.ca/TWONTO#fall_arrest_harness |  | Mechanical Services, Lifting Device
66349 | THC-SES-MEQ-95895 | FALL ARREST- LANYARD (insp Liftsafe) | THC-MCS-LD | PPE | Lifting Device |  | MEQ | fall_arrest_lanyard |  | Mechanical Services, Lifting Device
128756 | THC-SES-MEQ-748F3991 | FALL ARREST- LANYARD (insp Liftsafe) | THC-MCS-LD | PPE | Lifting Device |  | MEQ | fall_arrest_lanyard |  | Mechanical Services, Lifting Device
128761 | THC-SES-MEQ-95829 | FALL ARREST- LANYARD (insp Liftsafe) | THC-MCS-LD | PPE | Lifting Device |  | MEQ | fall_arrest_lanyard |  | Mechanical Services, Lifting Device
128767 | THC-SES-MEQ-FPD20819\4 | FALL ARREST- LANYARD (insp Liftsafe) | THC-MCS-LD | PPE | Lifting Device |  |  | fall_arrest_lanyard |  | Mechanical Services, Lifting Device
128770 | THC-SES-MEQ-Q19092319 | FALL ARREST- LANYARD (insp Liftsafe) - BRAD S | THC-MCS-LD | PPE | Lifting Device |  |  | fall_arrest_lanyard |  | Mechanical Services, Lifting Device
66344 | THC-SES-MEQ-5B2950 | FALL ARREST- LANYARD (insp Liftsafe) - BRAD S. | THC-MCS-LD | PPE | Lifting Device |  | MEQ | fall_arrest_lanyard |  | Mechanical Services, Lifting Device
128760 | THC-SES-MEQ-95497 | FALL ARREST- LANYARD (insp Liftsafe) - VITALY | THC-MCS-LD | PPE | Lifting Device |  | MEQ | fall_arrest_lanyard |  | Mechanical Services, Lifting Device
24335 | FHO-MCS-LD-0401 | Fork Lift, Electric Model 2 FB CA20 | FHO-MCS | Forklift,Electric | Lifting Device |  | LD | http://www.toronto.ca/TWONTO#forklift |  | Mechanical Services
93482 | FHO-MCS-LD-0401 | Fork Lift, Electric Model 2 FB CA20 | FHO-MCS-LD | Forklift,Electric | Lifting Device |  | LD | http://www.toronto.ca/TWONTO#forklift |  | Lifting Devices & Elevators
140614 | TNT-MCS-LD-0042 | Gantry Beam | TNT-MCS-LD | Lifting Device,Spreader Beam | Lifting Device |  | LD | lifting_device_support |  | Lifting Devices , cranes/ Portable crane/hoists, come alongs, slings, wire rope, chains
120037 | TAB-WA6-LD-1001 | GANTRY CRANE | TAB-WA6-LD-1000 | Lifting Device,Spreader Beam | Lifting Device |  | LD | http://www.toronto.ca/TWONTO#crane |  | WA6 portable cranes/hoists, come alongs, slings, wire rope, chains, etc.,
13674 | FCL-MCS-LD-0005 | Gantry Crane w/ Trolley 2 Ton | FCL-MCS-LD | Lifting Device | Lifting Device |  | LD | http://www.toronto.ca/TWONTO#crane |  | Lifting Devices
63405 | FCL-MCS-LD-0005 | Gantry Crane w/ Trolley 2 Ton | FCL-MCS-7 | Lifting Device | Lifting Device |  | LD | http://www.toronto.ca/TWONTO#crane |  | Vehicles
76214 | THR-MCS-LD-9862 | Gantry Crane(make;eme) ,2200lbs,, top of South Aeration Tanks(this is a Fall Arrest Davit and not to be load tested) | THR-LD-WA4 | Lifting Device,Hoist,Manual | Lifting Device |  | LD | http://www.toronto.ca/TWONTO#crane |  | Lifting Devices, Chain Hoist, Come Along & Slings
136753 | THR-MCS-LD-9863 | Gantry Crane(make;eme),,2200lbs,, top of South Aeration Tanks(this is a Fall Arrest Davit and not to be load tested) | THR-LD-WA4 | Lifting Device,Hoist,Manual | Lifting Device |  | LD | http://www.toronto.ca/TWONTO#crane |  | Lifting Devices, Chain Hoist, Come Along & Slings
76199 | THR-MCS-LD-8661 | Gantry, 4400LB/2000 KG, Grit Building, Work Area 2 | THR-LD-WA2 | Lifting Device,Hoist | Lifting Device |  | LD | lifting_device_support |  | Lifting Devices, Chain Hoist, Come Along & Slings
136743 | THR-MCS-LD-8661 | Gantry, 4400LB/2000 KG, Grit Building, Work Area 2 | THR-SES-LD | Lifting Device,Hoist | Lifting Device |  | LD | lifting_device_support |  | Lifting Device, Safety Equipment
76151 | THR-MCS-LD-0678 | Gantry, A-Frame for Chain Hoist | THR-LD-WA3 | Lifting Device | Lifting Device |  | LD | lifting_device_support |  | Lifting Devices, Chain Hoist, Come Along & Slings
76137 | THR-MCS-LD-0534 | Gantry, Fixed, Primary Tank, Work Area (REMOVED FROM SERVICE) | THR-S-E | Lifting Device | Lifting Device | 34751 | LD | lifting_device_support |  | SUSPENDED ENTITY
136667 | THR-MCS-LD-0534 | Gantry, Fixed, Primary Tank, Work Area (REMOVED FROM SERVICE) | THR-LD-WA2 | Lifting Device | Lifting Device | 34751 | LD | lifting_device_support |  | Lifting Devices, Chain Hoist, Come Along & Slings
136668 | THR-MCS-LD-0534 | Gantry, Fixed, Primary Tank, Work Area (REMOVED FROM SERVICE) | THR-LD-WA3 | Lifting Device | Lifting Device | 34751 | LD | lifting_device_support |  | Lifting Devices, Chain Hoist, Come Along & Slings
76198 | THR-MCS-LD-8659 | Gantry, Portable, 2000LB/907KG Work Area 2 | THR-SES-LD | Lifting Device,Hoist | Lifting Device |  | LD | lifting_device_support |  | Lifting Device, Safety Equipment
136740 | THR-MCS-LD-8659 | Gantry, Portable, 2000LB/907KG Work Area 2 | THR-LD-WA2 | Lifting Device,Hoist | Lifting Device |  | LD | lifting_device_support |  | Lifting Devices, Chain Hoist, Come Along & Slings
136741 | THR-MCS-LD-8660 | Gantry, Portable, 2200LB/1000 KG, Grit Tank Basement, Work Area 2 | THR-LD-WA2 | Lifting Device,Hoist | Lifting Device |  | LD | lifting_device_support |  | Lifting Devices, Chain Hoist, Come Along & Slings
136742 | THR-MCS-LD-8660 | Gantry, Portable, 2200LB/1000 KG, Grit Tank Basement, Work Area 2 | THR-SES-LD | Lifting Device,Hoist | Lifting Device |  | LD | lifting_device_support |  | Lifting Device, Safety Equipment
136673 | THR-MCS-LD-0550 | Gantry, Portable, Digester 9-10, Work Area 1 | THR-LD-WA1 | Lifting Device,Hoist,Electrical | Lifting Device |  | LD | lifting_device_support |  | Lifting Devices, Chain Hoist, Come Along & Slings
76142 | THR-MCS-LD-0553 | Gantry, Portable, East Maintenance Shop, Work Area 4 | THR-LD-WA4 | Lifting Device,Hoist,Electrical | Lifting Device |  | LD | lifting_device_support |  | Lifting Devices, Chain Hoist, Come Along & Slings
76200 | THR-MCS-LD-8662 | Gantry, Portable, EME-1100LB/1000 KG, Bar Screen Area- HH | THR-LD-WA2 | Lifting Device,Hoist | Lifting Device |  | LD | lifting_device_support |  | Lifting Devices, Chain Hoist, Come Along & Slings
76201 | THR-MCS-LD-8662 | Gantry, Portable, EME-1100LB/1000 KG, Bar Screen Area- HH | THR-SES-LD | Lifting Device,Hoist | Lifting Device |  | LD | lifting_device_support |  | Lifting Device, Safety Equipment
76141 | THR-MCS-LD-0548 | Gantry, Portable,1500Lbs, Digester, Work Area 1 | THR-LD-WA1 | Lifting Device,Hoist,Electrical | Lifting Device |  | LD | lifting_device_support |  | Lifting Devices, Chain Hoist, Come Along & Slings
136672 | THR-MCS-LD-0549 | Gantry, Portable,1T, Digester, Work Area 1 | THR-LD-WA1 | Lifting Device,Hoist,Electrical | Lifting Device |  | LD | lifting_device_support |  | Lifting Devices, Chain Hoist, Come Along & Slings
126423 | THC-MCS-LD-0000000030 | GENERAL EQUIPMENT - GANTRY (insp Liftsafe) | THC-MCS-LD | Lifting Device | Lifting Device |  | LD | http://www.toronto.ca/TWONTO#collection_of_assets |  | Mechanical Services, Lifting Device
62532 | THC-MCS-LD-0000000028 | GENERAL EQUIPMENT - LIFT TABLE WITH MANUAL WINCH (insp Liftsafe) | THC-MCS-LD | Lifting Device | Lifting Device |  | LD | http://www.toronto.ca/TWONTO#collection_of_assets |  | Mechanical Services, Lifting Device
62617 | THC-MCS-LD-A7530 | GENERAL EQUIPMENT - WIRE ROPE (insp Liftsafe) | THC-MCS-LD | Lifting Device | Lifting Device |  |  | http://www.toronto.ca/TWONTO#collection_of_assets |  | Mechanical Services, Lifting Device
126472 | THC-MCS-LD-9101539633 | GENERAL EQUIPMENT (insp Liftsafe) | THC-MCS-LD | Lifting Device | Lifting Device |  | LD | http://www.toronto.ca/TWONTO#collection_of_assets |  | Mechanical Services, Lifting Device
55297 | TAB-WA1-LD-1213 | Hoist | TAB-WA1-SQ-1000 | Lifting Device,Hoist | Lifting Device |  | LD | http://www.toronto.ca/TWONTO#lifting_equipment_hoist |  | WA1 Lifting Devices and Slings
55298 | TAB-WA1-LD-1214 | Hoist | TAB-WA1-SQ-1000 | Lifting Device,Hoist | Lifting Device |  | LD | http://www.toronto.ca/TWONTO#lifting_equipment_hoist |  | WA1 Lifting Devices and Slings
55299 | TAB-WA1-LD-1215 | Hoist | TAB-WA1-SQ-1000 | Lifting Device,Hoist | Lifting Device |  | LD | http://www.toronto.ca/TWONTO#lifting_equipment_hoist |  | WA1 Lifting Devices and Slings
55300 | TAB-WA1-LD-1216 | Hoist | TAB-WA1-SQ-1000 | Lifting Device,Hoist | Lifting Device |  | LD | http://www.toronto.ca/TWONTO#lifting_equipment_hoist |  | WA1 Lifting Devices and Slings
55301 | TAB-WA1-LD-1222 | Hoist | TAB-WA1-SQ-1000 | Lifting Device,Hoist | Lifting Device |  | LD | http://www.toronto.ca/TWONTO#lifting_equipment_hoist |  | WA1 Lifting Devices and Slings
119562 | TAB-WA1-LD-1201 | Hoist | TAB-WA1-SQ-1000 | Lifting Device,Hoist | Lifting Device |  | LD | http://www.toronto.ca/TWONTO#lifting_equipment_hoist |  | WA1 Lifting Devices and Slings
119568 | TAB-WA1-LD-1212 | Hoist | TAB-WA1-SQ-1000 | Lifting Device,Hoist | Lifting Device |  | LD | http://www.toronto.ca/TWONTO#lifting_equipment_hoist |  | WA1 Lifting Devices and Slings
119569 | TAB-WA1-LD-1217 | Hoist | TAB-WA1-SQ-1000 | Lifting Device,Hoist | Lifting Device |  | LD | http://www.toronto.ca/TWONTO#lifting_equipment_hoist |  | WA1 Lifting Devices and Slings
119570 | TAB-WA1-LD-1218 | Hoist | TAB-WA1-SQ-1000 | Lifting Device,Hoist | Lifting Device |  | LD | http://www.toronto.ca/TWONTO#lifting_equipment_hoist |  | WA1 Lifting Devices and Slings
119571 | TAB-WA1-LD-1219 | Hoist | TAB-WA1-SQ-1000 | Lifting Device,Hoist | Lifting Device |  | LD | http://www.toronto.ca/TWONTO#lifting_equipment_hoist |  | WA1 Lifting Devices and Slings
119572 | TAB-WA1-LD-1220 | Hoist | TAB-WA1-SQ-1000 | Lifting Device,Hoist | Lifting Device |  | LD | http://www.toronto.ca/TWONTO#lifting_equipment_hoist |  | WA1 Lifting Devices and Slings
119573 | TAB-WA1-LD-1221 | Hoist | TAB-WA1-SQ-1000 | Lifting Device,Hoist | Lifting Device |  | LD | http://www.toronto.ca/TWONTO#lifting_equipment_hoist |  | WA1 Lifting Devices and Slings
17588 | FHA-MCS-LD-1201 | Hoist Chain - CAP.: 1Ton | FHA-MCS-LD | Lifting Device,Hoist,Manual | Lifting Device | 34060 | LD | http://www.toronto.ca/TWONTO#lifting_equipment_hoist |  | Lifting Devices
78728 | FHA-MCS-LD-1101 | Hoist Chain Type - CAP.: 1/2 Ton - 15 ft. Lift | FHA-MCS-LD | Lifting Device,Hoist,Manual | Lifting Device | 34059 | LD | http://www.toronto.ca/TWONTO#lifting_equipment_hoist |  | Lifting Devices
78724 | FHA-MCS-LD-0101 | Hoist Chain Type - CAP: 1/2 TON - 8 FT Lift | FHA-MCS-LD | Lifting Device,Hoist,Manual | Lifting Device | 34057 | LD | http://www.toronto.ca/TWONTO#lifting_equipment_hoist |  | Lifting Devices
78725 | FHA-MCS-LD-0301 | Hoist Chain Type - CAP: 3 Ton - 10 ft Lift | FHA-MCS-LD | Lifting Device,Hoist,Manual | Lifting Device | 34058 | LD | http://www.toronto.ca/TWONTO#lifting_equipment_hoist |  | Lifting Devices
119909 | TAB-WA4-LD-0007 | Hoist, Come-Along 1/2 Ton S/N 000007 | TAB-WA4-SQ-0010 | Lifting Device | Lifting Device |  | LD | http://www.toronto.ca/TWONTO#lifting_equipment_hoist |  | WA4 Fall arrest systems
119911 | TAB-WA4-LD-2503 | Hoist, Come-Along 1/2 Ton S/N 0002503 | TAB-WA4-SQ-0010 | Lifting Device | Lifting Device |  | LD | http://www.toronto.ca/TWONTO#lifting_equipment_hoist |  | WA4 Fall arrest systems
119912 | TAB-WA4-LD-3616 | Hoist, Come-Along 1/2 Ton S/N 0003616 | TAB-WA4-SQ-0010 | Lifting Device | Lifting Device |  | LD | http://www.toronto.ca/TWONTO#lifting_equipment_hoist |  | WA4 Fall arrest systems
119917 | TAB-WA4-LD-7012 | Hoist, Come-Along 3/4 Ton S/N 1207012 | TAB-WA4-SQ-0010 | Lifting Device | Lifting Device |  | LD | http://www.toronto.ca/TWONTO#lifting_equipment_hoist |  | WA4 Fall arrest systems
119994 | TAB-WA5-LD-005L | Hoist, Kito | TAB-WA5-SQ | PPE | Lifting Device |  | LD | http://www.toronto.ca/TWONTO#lifting_equipment_hoist |  | WA5 Safety Equipment
55756 | TAB-WA5-LD-8069 | Hoist, Kone | TAB-WA5-SQ | PPE | Lifting Device |  | LD | http://www.toronto.ca/TWONTO#lifting_equipment_hoist |  | WA5 Safety Equipment
119594 | TAB-WA1-LD-1260 | Hydraulic Lifter | TAB-WA1-SQ-1000 | Lifting Device | Lifting Device |  | LD | lift_truck |  | WA1 Lifting Devices and Slings
119595 | TAB-WA1-LD-1261 | Hydraulic Lifter | TAB-WA1-SQ-1000 | Lifting Device | Lifting Device |  | LD | lift_truck |  | WA1 Lifting Devices and Slings
55354 | TAB-WA1-LD-1258 | Hydraulic Pallet Truck | TAB-WA1-SQ-1000 | Lifting Device | Lifting Device |  | LD | lift_truck |  | WA1 Lifting Devices and Slings
119590 | TAB-WA1-LD-1255 | Hydraulic Pallet Truck | TAB-WA1-SQ-1000 | Lifting Device | Lifting Device |  | LD | lift_truck |  | WA1 Lifting Devices and Slings
119591 | TAB-WA1-LD-1256 | Hydraulic Pallet Truck | TAB-WA1-SQ-1000 | Lifting Device | Lifting Device |  | LD | lift_truck |  | WA1 Lifting Devices and Slings
119592 | TAB-WA1-LD-1257 | Hydraulic Pallet Truck | TAB-WA1-SQ-1000 | Lifting Device | Lifting Device |  | LD | lift_truck |  | WA1 Lifting Devices and Slings
119593 | TAB-WA1-LD-1259 | Hydraulic Pallet Truck | TAB-WA1-SQ-1000 | Lifting Device | Lifting Device |  | LD | lift_truck |  | WA1 Lifting Devices and Slings
136688 | THR-MCS-LD-1083 | IP Clamp, Work Area 2 | THR-LD-WA2 | Lifting Device | Lifting Device |  | LD | lifting_device_support |  | Lifting Devices, Chain Hoist, Come Along & Slings
136723 | THR-MCS-LD-4750 | IP Clamp, Work Area 2 | THR-LD-WA2 | Lifting Device,Chain | Lifting Device |  | LD | lifting_device_support |  | Lifting Devices, Chain Hoist, Come Along & Slings
55514 | TAB-WA2-LD-1002 | JET Model FA1 - 25 Electric Chain Hoist | TAB-SES-LD | Lifting Device,Hoist,Electrical | Lifting Device |  | LD | http://www.toronto.ca/TWONTO#lifting_equipment_hoist |  | WA2 Lifting devices
76134 | THR-MCS-LD-0528A | Jib Crane, 0.5 T, ,for Chain Hoist LD-528 | THR-CRN-WA3 | Lifting Device,Hoist,Manual | Lifting Device |  | LD | http://www.toronto.ca/TWONTO#crane |  | Cranes, Overhead Lifting Devices,WA3
76135 | THR-MCS-LD-0528A | Jib Crane, 0.5 T, ,for Chain Hoist LD-528 | THR-LD-WA3 | Lifting Device,Hoist,Manual | Lifting Device |  | LD | http://www.toronto.ca/TWONTO#crane |  | Lifting Devices, Chain Hoist, Come Along & Slings
76184 | THR-MCS-LD-6069 | Jib Crane, Chlorine Bldg. Workshop, Work Area 4 | THR-LD-WA4 | Lifting Device,Hoist,Manual | Lifting Device |  | LD | http://www.toronto.ca/TWONTO#crane |  | Lifting Devices, Chain Hoist, Come Along & Slings
136663 | THR-MCS-LD-0525S | Jib Crane, for Chain Hoist | THR-LD-WA3 | Lifting Device,Hoist,Manual | Lifting Device | 35769 | LD | http://www.toronto.ca/TWONTO#crane |  | Lifting Devices, Chain Hoist, Come Along & Slings
140615 | TNT-MCS-LD-0043 | Kinshofer Lifting Device | TNT-MCS-LD | Lifting Device,Spreader Beam | Lifting Device |  | LD | ? |  | Lifting Devices , cranes/ Portable crane/hoists, come alongs, slings, wire rope, chains
55518 | TAB-WA2-LD-1009 | KITO 0623 Come Along | TAB-SES-LD | Lifting Device | Lifting Device |  | LD | winch |  | WA2 Lifting devices
55513 | TAB-WA2-LD-1001 | KITO Chain Hoist | TAB-SES-LD | Lifting Device,Hoist,Manual | Lifting Device |  | LD | http://www.toronto.ca/TWONTO#lifting_equipment_hoist |  | WA2 Lifting devices
119758 | TAB-WA2-LD-1004 | KITO Electric Chain Hoist | TAB-SES-LD | Lifting Device,Hoist,Electrical | Lifting Device |  | LD | http://www.toronto.ca/TWONTO#lifting_equipment_hoist |  | WA2 Lifting devices
119997 | TAB-WA5-LDR-0210 | Ladder, Nylon, Featherlite | TAB-WA5-SQ | PPE | Lifting Device |  | LDR | http://www.toronto.ca/TWONTO#portable_ladder |  | WA5 Safety Equipment
120003 | TAB-WA5-LDR-6410 | Ladder, Nylon, Featherlite | TAB-WA5-SQ | PPE | Lifting Device |  | LDR | http://www.toronto.ca/TWONTO#portable_ladder |  | WA5 Safety Equipment
55757 | TAB-WA5-LDR-6606 | Ladder,Nylon, Featherlite | TAB-WA5-SQ | PPE | Lifting Device |  | LDR | http://www.toronto.ca/TWONTO#portable_ladder |  | WA5 Safety Equipment
119998 | TAB-WA5-LDR-4412 | Ladder,Nylon, Featherlite | TAB-WA5-SQ | PPE | Lifting Device |  | LDR | http://www.toronto.ca/TWONTO#portable_ladder |  | WA5 Safety Equipment
119999 | TAB-WA5-LDR-4608 | Ladder,Nylon, Featherlite | TAB-WA5-SQ | PPE | Lifting Device |  | LDR | http://www.toronto.ca/TWONTO#portable_ladder |  | WA5 Safety Equipment
120002 | TAB-WA5-LDR-6406 | Ladder,Nylon, Featherlite | TAB-WA5-SQ | PPE | Lifting Device |  | LDR | http://www.toronto.ca/TWONTO#portable_ladder |  | WA5 Safety Equipment
120004 | TAB-WA5-LDR-6812 | Ladder,Nylon, Featherlite | TAB-WA5-SQ | PPE | Lifting Device |  | LDR | http://www.toronto.ca/TWONTO#portable_ladder |  | WA5 Safety Equipment
120005 | TAB-WA5-LDR-8340 | Ladder,Nylon, Featherlite | TAB-WA5-SQ | PPE | Lifting Device |  | LDR | http://www.toronto.ca/TWONTO#portable_ladder |  | WA5 Safety Equipment
120006 | TAB-WA5-LFR-6812 | Ladder,Nylon, Featherlite | TAB-WA5-SQ | PPE | Lifting Device |  | LFR | http://www.toronto.ca/TWONTO#portable_ladder |  | WA5 Safety Equipment
120000 | TAB-WA5-LDR-6208 | Ladder,Nylon, Werner | TAB-WA5-SQ | PPE | Lifting Device |  | LDR | http://www.toronto.ca/TWONTO#portable_ladder |  | WA5 Safety Equipment
120001 | TAB-WA5-LDR-6258 | Ladder,Nylon, Werner | TAB-WA5-SQ | PPE | Lifting Device |  | LDR | http://www.toronto.ca/TWONTO#portable_ladder |  | WA5 Safety Equipment
56921 | THC-ACC-LD-0311 | Leveller,SE Truck Dock,Incineration Building M | THC-MCS-LD-M | Lifting Device,Dock | Lifting Device |  | LD | lifting_device_support |  | Lifting Devices & Elevators, Building M
78726 | FHA-MCS-LD-0501 SU | Lever Puller - Link Hoist Chain Type - CAP: 3 Ton - 5 FT Lift | FHA-MCS-LD | Lifting Device,Hoist,Manual | Lifting Device | 34052 | LD | http://www.toronto.ca/TWONTO#lifting_equipment_hoist |  | Lifting Devices
29630 | FIS-MCS-LD-0006 | Lift 1500 lbs | FIS-MCS | Lifting Device | Lifting Device |  | LD | lift_truck |  | Mechanical Services
126449 | THC-MCS-LD-0030 | Lift table, for MCC breaker removal | THC-MCS-LD-T | Lifting Device,Hoist,Electrical | Lifting Device |  | LD | lift_truck |  | Lifting Devices, Building T
126450 | THC-MCS-LD-0031 | Lift table, for MCC breaker removal, Bldg. S | THC-MCS-LD-T | Lifting Device,Hoist,Electrical | Lifting Device |  | LD | lift_truck |  | Lifting Devices, Building T
136675 | THR-MCS-LD-0557 | Lift Table, Machine Shop | THR-LD-WA3 | Lifting Device | Lifting Device |  | LD | lift_truck |  | Lifting Devices, Chain Hoist, Come Along & Slings
8539 | COL-RBB-LD-0002 | Lifting Device | COL-RBB-MISC |  | Lifting Device |  | LD | http://www.toronto.ca/TWONTO#collection_of_assets |  | Miscellaneous Equipment
8693 | COL-RBC-LD-0001 | Lifting Device | COL-RBC-MISC |  | Lifting Device |  | LD | http://www.toronto.ca/TWONTO#collection_of_assets |  | Miscellaneous Equipment
8722 | COL-RBG-LD-0001 | Lifting Device | COL-RBG-MISC |  | Lifting Device |  | LD | http://www.toronto.ca/TWONTO#collection_of_assets |  | Miscellaneous Equipment
31431 | COL-RBB-LD-0001 | Lifting Device | COL-RBB-MISC |  | Lifting Device |  | LD | http://www.toronto.ca/TWONTO#collection_of_assets |  | Miscellaneous Equipment
63403 | FCL-MCS-LD-0004 | Lifting Device, 2 Wheel Cart | FCL-MCS-7 | Lifting Device | Lifting Device |  | LD | lift_truck |  | Vehicles
63404 | FCL-MCS-LD-0004 | Lifting Device, 2 Wheel Cart | FCL-MCS-LD | Lifting Device | Lifting Device |  | LD | lift_truck |  | Lifting Devices
17591 | FHA-MCS-LD-1701 | Lifting Device, Hoist, Chain Type, 0.5 Ton, Stores | FHA-MCS-LD | Lifting Device,Hoist,Manual | Lifting Device |  | LD | http://www.toronto.ca/TWONTO#lifting_equipment_hoist |  | Lifting Devices
17596 | FHA-MCS-LD-2401 | Lifting Device, Hoist, Chain Type, 0.5 Ton, Stores | FHA-MCS-LD | Lifting Device,Hoist,Manual | Lifting Device |  | LD | http://www.toronto.ca/TWONTO#lifting_equipment_hoist |  | Lifting Devices
17597 | FHA-MCS-LD-2501 | Lifting Device, Hoist, Chain Type, 0.5 Ton, Stores | FHA-MCS-LD | Lifting Device,Hoist,Manual | Lifting Device |  | LD | http://www.toronto.ca/TWONTO#lifting_equipment_hoist |  | Lifting Devices
78730 | FHA-MCS-LD-1601 | Lifting Device, Hoist, Chain Type, 0.5 Ton, Stores | FHA-MCS-LD | Lifting Device,Hoist,Manual | Lifting Device |  | LD | http://www.toronto.ca/TWONTO#lifting_equipment_hoist |  | Lifting Devices
17592 | FHA-MCS-LD-1801 | Lifting Device, Hoist, Chain Type, 1 Ton, Filter Building, Pipe Gallery Middle, West Side | FHA-MCS-LD | Lifting Device,Hoist,Manual | Lifting Device |  | LD | http://www.toronto.ca/TWONTO#lifting_equipment_hoist |  | Lifting Devices
17598 | FHA-MCS-LD-2701 | Lifting Device, Hoist, Chain Type, 1 Ton, Stores | FHA-MCS-LD | Lifting Device,Hoist,Manual | Lifting Device |  | LD | http://www.toronto.ca/TWONTO#lifting_equipment_hoist |  | Lifting Devices
17590 | FHA-MCS-LD-1401 | Lifting Device, Hoist, Chain Type, 1.5 Ton, RMF, Central Thickening Gallery | FHA-MCS-LD | Lifting Device,Hoist,Manual | Lifting Device |  | LD | http://www.toronto.ca/TWONTO#lifting_equipment_hoist |  | Lifting Devices
17586 | FHA-MCS-LD-0201 | Lifting Device, Hoist, Chain Type, 1.5 Ton, Stores | FHA-MCS-LD | Lifting Device,Chain | Lifting Device |  | LD | http://www.toronto.ca/TWONTO#lifting_equipment_hoist |  | Lifting Devices
17595 | FHA-MCS-LD-2201 | Lifting Device, Hoist, Chain Type, 1.8 Ton, RMF, 4th Floor, Pipe Gallery | FHA-MCS-LD | Lifting Device,Hoist,Manual | Lifting Device |  | LD | http://www.toronto.ca/TWONTO#lifting_equipment_hoist |  | Lifting Devices
78729 | FHA-MCS-LD-1501 | Lifting Device, Hoist, Chain Type, 1.8 Ton, RMF, Decant Tank Gallery | FHA-MCS-LD | Lifting Device,Hoist,Manual | Lifting Device |  | LD | http://www.toronto.ca/TWONTO#lifting_equipment_hoist |  | Lifting Devices
17587 | FHA-MCS-LD-1001 | Lifting Device, Hoist, Chain Type, Stores | FHA-MCS-LD | Lifting Device,Hoist,Manual | Lifting Device |  | LD | http://www.toronto.ca/TWONTO#lifting_equipment_hoist |  | Lifting Devices
78727 | FHA-MCS-LD-0901 | Lifting Device, Hoist, Chain Type, Stores | FHA-MCS-LD | Lifting Device,Hoist,Manual | Lifting Device |  | LD | http://www.toronto.ca/TWONTO#lifting_equipment_hoist |  | Lifting Devices
93481 | FHO-MCS-LD-0304 | Lifting device, Jack pallet hydraulic Model # PTW 80 | FHO-MCS-LD | Lifting Device | Lifting Device |  | LD | lift_truck |  | Lifting Devices & Elevators
93480 | FHO-MCS-LD-0303 | Lifting Device, JLG Manlift JLG 20 DUL -Sr# 013000 7854 | FHO-MCS-LD | Lifting Device | Lifting Device |  | LD | http://www.toronto.ca/TWONTO#man_lift |  | Lifting Devices & Elevators
17600 | FHA-MCS-LD-2901 | Lifting Device, Puller, 1.5 Ton, Service Building, Stores | FHA-MCS-LD | Lifting Device,Hoist,Manual | Lifting Device |  | LD | winch |  | Lifting Devices
17594 | FHA-MCS-LD-2101 | Lifting Device, Puller, 1.5 Ton, Stores | FHA-MCS-LD | Lifting Device,Hoist,Manual | Lifting Device |  | LD | winch |  | Lifting Devices
78731 | FHA-MCS-LD-1901 | Lifting Device, Puller, 3 Ton, Filter Building, Pipe Gallery, West | FHA-MCS-LD | Lifting Device,Hoist,Manual | Lifting Device |  | LD | winch |  | Lifting Devices
17601 | FHA-MCS-LD-3001 | Lifting Device, Puller, 3 Ton, Service Building, Stores | FHA-MCS-LD | Lifting Device,Hoist,Manual | Lifting Device |  | LD | winch |  | Lifting Devices
17593 | FHA-MCS-LD-2001 | Lifting Device, Puller, 3 Ton, Stores | FHA-MCS-LD | Lifting Device,Hoist,Manual | Lifting Device |  | LD | winch |  | Lifting Devices
93479 | FHO-MCS-LD-0302 | Lifting device, Scissor Lift - Skyjack Model SJ3226 -Sr # 275042 | FHO-MCS-LD | Lifting Device,Scissor Lift | Lifting Device |  | LD | http://www.toronto.ca/TWONTO#man_lift |  | Lifting Devices & Elevators
24333 | FHO-MCS-LD-0301 | Lifting Device, Scissor Lift, Hefty Herman Model 2034 HT- Sr # 8100491 | FHO-MCS-LD | Lifting Device,Scissor Lift | Lifting Device |  | LD | http://www.toronto.ca/TWONTO#man_lift |  | Lifting Devices & Elevators
93477 | FHO-MCS-LD-0301 | Lifting Device, Scissor Lift, Hefty Herman Model 2034 HT- Sr # 8100491 | FHO-MCS | Lifting Device,Scissor Lift | Lifting Device |  | LD | http://www.toronto.ca/TWONTO#man_lift |  | Mechanical Services
93478 | FHO-MCS-LD-0301 | Lifting Device, Scissor Lift, Hefty Herman Model 2034 HT- Sr # 8100491 | FHO-MCS-MEQ | Lifting Device,Scissor Lift | Lifting Device |  | LD | http://www.toronto.ca/TWONTO#man_lift |  | Machine Shop & Equipment
17589 | FHA-MCS-LD-1301 | Lifting Device, Trolley, 1.5 Ton, RMF, Central Thickening Gallery on Gantry | FHA-MCS-LD | Lifting Device,Hoist,Manual | Lifting Device |  | LD | lifting_device_support |  | Lifting Devices
78733 | FHA-MCS-LD-2601 | Lifting Device, Trolley, 3 Ton, Stores | FHA-MCS-LD | Lifting Device,Hoist,Manual | Lifting Device |  | LD | lifting_device_support |  | Lifting Devices
48656 | TAB-MCS-LD-5803 | Lifting Device, Trolley, Gear type, 2 Ton, Truck Loading, 2nd Floor | TAB-MCS-CRN | Lifting Device,Hoist,Electrical | Lifting Device |  | LD | lifting_device_support |  | TAB Cranes and Lifting Devices
48657 | TAB-MCS-LD-5805 | Lifting Device, Trolley, Gear type, 2 Ton, Truck Loading, 2nd Floor | TAB-MCS-CRN | Lifting Device,Hoist,Electrical | Lifting Device |  | LD | lifting_device_support |  | TAB Cranes and Lifting Devices
48697 | TAB-MCS-LD-5806 | Lifting Device, Trolley, Gear type, 2 Ton, Truck Loading, 2nd Floor | TAB-MCS-CRN | Lifting Device,Hoist,Electrical | Lifting Device |  | LD | lifting_device_support |  | TAB Cranes and Lifting Devices
113771 | TAB-MCS-LD-5801 | Lifting Device, Trolley, Gear type, 2 Ton, Truck Loading, 2nd Floor | TAB-MCS-CRN | Lifting Device,Hoist,Electrical | Lifting Device |  | LD | lifting_device_support |  | TAB Cranes and Lifting Devices
113772 | TAB-MCS-LD-5802 | Lifting Device, Trolley, Gear type, 2 Ton, Truck Loading, 2nd Floor | TAB-MCS-CRN | Lifting Device,Hoist,Electrical | Lifting Device |  | LD | lifting_device_support |  | TAB Cranes and Lifting Devices
113773 | TAB-MCS-LD-5804 | Lifting Device, Trolley, Gear type, 2 Ton, Truck Loading, 2nd Floor | TAB-MCS-CRN | Lifting Device,Hoist,Electrical | Lifting Device |  | LD | lifting_device_support |  | TAB Cranes and Lifting Devices
81368 | TNT-MCS-LD | Lifting Devices , cranes/ Portable crane/hoists, come alongs, slings, wire rope, chains | TNT-MCS | Lifting Device | Lifting Device |  |  | http://www.toronto.ca/TWONTO#collection_of_assets |  | Miscellaneous, including Storm Water Tanks
76045 | THR-LD-WA1 | Lifting Devices, Chain Hoist, Come Along & Slings | THR-MCS-WA1 | Lifting Device,Sling | Lifting Device |  |  | http://www.toronto.ca/TWONTO#collection_of_assets |  | Cranes, Lifting Devices, Machine Tools, Overhead Doors
76046 | THR-LD-WA2 | Lifting Devices, Chain Hoist, Come Along & Slings | THR-MCS-WA2 | Lifting Device,Sling | Lifting Device |  |  | http://www.toronto.ca/TWONTO#collection_of_assets |  | Cranes, Lifting Devices, Machine Tools, Overhead Doors
76047 | THR-LD-WA3 | Lifting Devices, Chain Hoist, Come Along & Slings | THR-MCS-WA3 | Lifting Device,Sling | Lifting Device |  |  | http://www.toronto.ca/TWONTO#collection_of_assets |  | Cranes, Lifting Devices, Machine Tools, Overhead doors, Welding Shops
76048 | THR-LD-WA4 | Lifting Devices, Chain Hoist, Come Along & Slings | THR-GRK-WA4 | Lifting Device,Sling | Lifting Device |  |  | http://www.toronto.ca/TWONTO#collection_of_assets |  | Building & Grounds Work Area 4
136621 | THR-LD-WA1 | Lifting Devices, Chain Hoist, Come Along & Slings | THR-GRK-WA1 | Lifting Device,Sling | Lifting Device |  |  | http://www.toronto.ca/TWONTO#collection_of_assets |  | Building & Grounds Work Area 1
136622 | THR-LD-WA2 | Lifting Devices, Chain Hoist, Come Along & Slings | THR-GRK-WA2 | Lifting Device,Sling | Lifting Device |  |  | http://www.toronto.ca/TWONTO#collection_of_assets |  | Building & Grounds Work Area 2
136623 | THR-LD-WA4 | Lifting Devices, Chain Hoist, Come Along & Slings | THR-MCS-WA4 | Lifting Device,Sling | Lifting Device |  |  | http://www.toronto.ca/TWONTO#collection_of_assets |  | Cranes, Lifting Devices, Machine Tools, Mechanical/Welding Shops
62529 | THC-MCS-LD-0000000022 | LIFTING SUPPORT STRUCTURE - A FRAME (insp Liftsafe) | THC-MCS-LD | Lifting Device | Lifting Device |  | LD | lifting_device_support |  | Mechanical Services, Lifting Device
126420 | THC-MCS-LD-0000000025 | LIFTING SUPPORT STRUCTURE - CMJ (insp Liftsafe) | THC-MCS-LD | Lifting Device | Lifting Device |  | LD | lifting_device_support |  | Mechanical Services, Lifting Device
126421 | THC-MCS-LD-0000000026 | LIFTING SUPPORT STRUCTURE - COLUMN MOUNTED JIB (insp Liftsafe) | THC-MCS-LD | Lifting Device | Lifting Device |  | LD | lifting_device_support |  | Mechanical Services, Lifting Device
62530 | THC-MCS-LD-0000000023 | LIFTING SUPPORT STRUCTURE - FLOOR JIB (insp Liftsafe) | THC-MCS-LD | Lifting Device | Lifting Device |  | LD | lifting_device_support |  | Mechanical Services, Lifting Device
62533 | THC-MCS-LD-0000000029 | LIFTING SUPPORT STRUCTURE - GANTRY (insp Liftsafe) | THC-MCS-LD | Lifting Device | Lifting Device |  | LD | lifting_device_support |  | Mechanical Services, Lifting Device
62630 | THC-MCS-LD-SO-S55845 | LIFTING SUPPORT STRUCTURE - GANTRY (insp Liftsafe) | THC-MCS-LD | Lifting Device | Lifting Device |  |  | lifting_device_support |  | Mechanical Services, Lifting Device
126419 | THC-MCS-LD-0000000020 | LIFTING SUPPORT STRUCTURE - GANTRY (insp Liftsafe) | THC-MCS-LD | Lifting Device | Lifting Device |  | LD | lifting_device_support |  | Mechanical Services, Lifting Device
126422 | THC-MCS-LD-0000000027 | LIFTING SUPPORT STRUCTURE - JIB WITH KBK 2 RAIL (insp Liftsafe) | THC-MCS-LD | Lifting Device | Lifting Device |  | LD | lifting_device_support |  | Mechanical Services, Lifting Device
62526 | THC-MCS-LD-0000000016 | LIFTING SUPPORT STRUCTURE - MONORAIL (insp Liftsafe) | THC-MCS-LD | Lifting Device | Lifting Device |  | LD | lifting_device_support |  | Mechanical Services, Lifting Device
62527 | THC-MCS-LD-0000000017 | LIFTING SUPPORT STRUCTURE - MONORAIL (insp Liftsafe) | THC-MCS-LD | Lifting Device | Lifting Device |  | LD | lifting_device_support |  | Mechanical Services, Lifting Device
62528 | THC-MCS-LD-0000000021 | LIFTING SUPPORT STRUCTURE - MONORAIL (insp Liftsafe) | THC-MCS-LD | Lifting Device | Lifting Device |  | LD | lifting_device_support |  | Mechanical Services, Lifting Device
62531 | THC-MCS-LD-0000000024 | LIFTING SUPPORT STRUCTURE - MONORAIL (insp Liftsafe) | THC-MCS-LD | Lifting Device | Lifting Device |  | LD | lifting_device_support |  | Mechanical Services, Lifting Device
126417 | THC-MCS-LD-0000000018 | LIFTING SUPPORT STRUCTURE - MONORAIL (insp Liftsafe) | THC-MCS-LD | Lifting Device | Lifting Device |  | LD | lifting_device_support |  | Mechanical Services, Lifting Device
126418 | THC-MCS-LD-0000000019 | LIFTING SUPPORT STRUCTURE - MONORAIL (insp Liftsafe) | THC-MCS-LD | Lifting Device | Lifting Device |  | LD | lifting_device_support |  | Mechanical Services, Lifting Device
129200 | THC-THK-M-1100 | LIFTING SUPPORT STRUCTURE - MONORAIL (insp Liftsafe) Motor,Polymer Bag Hoist,Polymer Makeup System 1,Thickening Building | THC-THK-T-1100 | Lifting Device | Lifting Device |  | M | lifting_device_support |  | Tank,Make-up,Polymer Make-up System-1100,Thickening Building
125391 | THC-ELS-WR-2405 | LIFTING SUPPORT STRUCTURE MONORAIL and ELECTRIC HOIST427682 (insp Liftsafe) | THC-MCS-LD | Lifting Device | Lifting Device |  | WR | lifting_device_support |  | Mechanical Services, Lifting Device
29629 | FIS-MCS-LD-0005 | Long Ram Jack 1 Ton | FIS-MCS | Lifting Device | Lifting Device |  | LD | hydraulic_jack |  | Mechanical Services
24308 | FHO-MCS-LD-0115 | Manual Chain Hoist | FHO-MCS-LD | Lifting Device,Hoist,Manual | Lifting Device |  | LD | http://www.toronto.ca/TWONTO#lifting_equipment_hoist |  | Lifting Devices & Elevators
24309 | FHO-MCS-LD-0116 | Manual Chain Hoist | FHO-MCS-LD | Lifting Device,Hoist,Manual | Lifting Device |  | LD | http://www.toronto.ca/TWONTO#lifting_equipment_hoist |  | Lifting Devices & Elevators
24311 | FHO-MCS-LD-0118 | Manual Chain Hoist | FHO-MCS-LD | Lifting Device,Hoist,Manual | Lifting Device |  | LD | http://www.toronto.ca/TWONTO#lifting_equipment_hoist |  | Lifting Devices & Elevators
24313 | FHO-MCS-LD-0120 | Manual Chain Hoist | FHO-MCS-LD | Lifting Device,Hoist,Manual | Lifting Device |  | LD | http://www.toronto.ca/TWONTO#lifting_equipment_hoist |  | Lifting Devices & Elevators
24314 | FHO-MCS-LD-0121 | Manual Chain Hoist | FHO-MCS-LD | Lifting Device,Hoist,Manual | Lifting Device |  | LD | http://www.toronto.ca/TWONTO#lifting_equipment_hoist |  | Lifting Devices & Elevators
93463 | FHO-MCS-LD-0119 | Manual Chain Hoist | FHO-MCS-LD | Lifting Device,Hoist,Manual | Lifting Device |  | LD | http://www.toronto.ca/TWONTO#lifting_equipment_hoist |  | Lifting Devices & Elevators
76209 | THR-MCS-LD-9853 | Manual Chain Host,Engine Room, North Wall | THR-LD-WA3 | Lifting Device,Hoist,Manual | Lifting Device |  | LD | http://www.toronto.ca/TWONTO#lifting_equipment_hoist |  | Lifting Devices, Chain Hoist, Come Along & Slings
97361 | FIS-MCS-LD-0022 | Manual hoist -Chain fall 0.5 Ton | FIS-MCS | Lifting Device | Lifting Device |  | LD | http://www.toronto.ca/TWONTO#lifting_equipment_hoist |  | Mechanical Services
29639 | FIS-MCS-LD-0021 | Manual hoist -Chain fall 0.75 Ton | FIS-MCS | Lifting Device | Lifting Device |  | LD | http://www.toronto.ca/TWONTO#lifting_equipment_hoist |  | Mechanical Services
29634 | FIS-MCS-LD-0016 | Manual hoist -Chain fall 1 Ton | FIS-MCS | Lifting Device | Lifting Device |  | LD | http://www.toronto.ca/TWONTO#lifting_equipment_hoist |  | Mechanical Services
29635 | FIS-MCS-LD-0017 | Manual hoist -Chain fall 1 Ton | FIS-MCS | Lifting Device | Lifting Device |  | LD | http://www.toronto.ca/TWONTO#lifting_equipment_hoist |  | Mechanical Services
29636 | FIS-MCS-LD-0018 | Manual hoist -Chain fall 1 Ton | FIS-MCS | Lifting Device | Lifting Device |  | LD | http://www.toronto.ca/TWONTO#lifting_equipment_hoist |  | Mechanical Services
29637 | FIS-MCS-LD-0019 | Manual hoist -Chain fall 1 Ton | FIS-MCS | Lifting Device | Lifting Device |  | LD | http://www.toronto.ca/TWONTO#lifting_equipment_hoist |  | Mechanical Services
29638 | FIS-MCS-LD-0020 | Manual hoist -Chain fall 1 Ton | FIS-MCS | Lifting Device | Lifting Device |  | LD | http://www.toronto.ca/TWONTO#lifting_equipment_hoist |  | Mechanical Services
29633 | FIS-MCS-LD-0015 | Manual hoist -Chain fall 2 Ton | FIS-MCS | Lifting Device | Lifting Device |  | LD | http://www.toronto.ca/TWONTO#lifting_equipment_hoist |  | Mechanical Services
97359 | FIS-MCS-LD-0013 | Manual hoist -Chain fall 2 Ton | FIS-MCS | Lifting Device | Lifting Device |  | LD | http://www.toronto.ca/TWONTO#lifting_equipment_hoist |  | Mechanical Services
97360 | FIS-MCS-LD-0014 | Manual hoist -Chain fall 2 Ton | FIS-MCS | Lifting Device | Lifting Device |  | LD | http://www.toronto.ca/TWONTO#lifting_equipment_hoist |  | Mechanical Services
97358 | FIS-MCS-LD-0012 | Manual hoist -Chain fall 3 Ton | FIS-MCS | Lifting Device | Lifting Device |  | LD | http://www.toronto.ca/TWONTO#lifting_equipment_hoist |  | Mechanical Services
76208 | THR-MCS-LD-9852 | Mono Rail Push Trolley, Work Area 2 | THR-LD-WA2 | Lifting Device,Hoist,Manual | Lifting Device |  | LD | lifting_device_support |  | Lifting Devices, Chain Hoist, Come Along & Slings
136748 | THR-MCS-LD-9849 | Mono Rail Push Trolley, Work Area 2 | THR-LD-WA2 | Lifting Device,Hoist,Manual | Lifting Device |  | LD | lifting_device_support |  | Lifting Devices, Chain Hoist, Come Along & Slings
24297 | FHO-MCS-CRN-1001 | Monorail, Electric Hoist, 2 T, Ozone Building, L1, Loading Room 1 | FHO-MCS-LD | Crane,Overhead | Lifting Device |  | CRN | http://www.toronto.ca/TWONTO#lifting_equipment_hoist |  | Lifting Devices & Elevators
24298 | FHO-MCS-CRN-1101 | Monorail, Electric Hoist, 2 T, Ozone Building, L1, Loading Room 2 | FHO-MCS-LD | Crane,Overhead | Lifting Device |  | CRN | http://www.toronto.ca/TWONTO#lifting_equipment_hoist |  | Lifting Devices & Elevators
93443 | FHO-MCS-CRN-0901 | Monorail, Electric Hoist, 2 T, Ozone Building, S2. Service Platform# 4 | FHO-MCS-LD | Crane,Overhead | Lifting Device |  | CRN | http://www.toronto.ca/TWONTO#lifting_equipment_hoist |  | Lifting Devices & Elevators
81432 | TNT-MCS-LD-0044 | Over Head Crane | TNT-MCS-LD | Lifting Device | Lifting Device |  | LD | http://www.toronto.ca/TWONTO#crane |  | Lifting Devices , cranes/ Portable crane/hoists, come alongs, slings, wire rope, chains
81433 | TNT-MCS-LD-0045 | Over Head Crane | TNT-MCS-LD | Lifting Device | Lifting Device |  | LD | http://www.toronto.ca/TWONTO#crane |  | Lifting Devices , cranes/ Portable crane/hoists, come alongs, slings, wire rope, chains
76136 | THR-MCS-LD-0532 | Overhead on Pole and Swing I-Beam With Electric Hoist, OCS | THR-CRN-WA1 | Crane,Overhead,Travelling | Lifting Device |  | LD | http://www.toronto.ca/TWONTO#lifting_equipment_hoist |  | Cranes, Overhead Lifting Devices,WA1
136665 | THR-MCS-LD-0532 | Overhead on Pole and Swing I-Beam With Electric Hoist, OCS | THR-DR-WA3 | Crane,Overhead,Travelling | Lifting Device |  | LD | http://www.toronto.ca/TWONTO#lifting_equipment_hoist |  | Overhead Doors, Work Area3
136666 | THR-MCS-LD-0532 | Overhead on Pole and Swing I-Beam With Electric Hoist, OCS | THR-LD-WA1 | Crane,Overhead,Travelling | Lifting Device |  | LD | http://www.toronto.ca/TWONTO#lifting_equipment_hoist |  | Lifting Devices, Chain Hoist, Come Along & Slings
55789 | TAB-WA6-LD-1003 | PALLET JACK TRUCK | TAB-WA6-LD-1000 | Lifting Device,Electric Pallet Truck | Lifting Device |  | LD | lift_truck |  | WA6 portable cranes/hoists, come alongs, slings, wire rope, chains, etc.,
120038 | TAB-WA6-LD-1002 | PALLET JACK TRUCK | TAB-WA6-LD-1000 | Lifting Device,Electric Pallet Truck | Lifting Device |  | LD | lift_truck |  | WA6 portable cranes/hoists, come alongs, slings, wire rope, chains, etc.,
24318 | FHO-MCS-LD-0215 | Pallet Pump Truck, Mobile Elevating Device | FHO-MCS-LD | Lifting Device,Hoist,Manual | Lifting Device |  | LD | lift_truck |  | Lifting Devices & Elevators
93468 | FHO-MCS-LD-0214 | Pallet Pump Truck, Mobile Elevating Device | FHO-MCS-LD | Lifting Device,Hoist,Manual | Lifting Device |  | LD | lift_truck |  | Lifting Devices & Elevators
93449 | FHO-MCS-FLT | Plant wide -Mobile Elevating devices | FHO-MCS |  | Lifting Device |  |  | http://www.toronto.ca/TWONTO#collection_of_assets |  | Mechanical Services
81732 | TNT-WA9-LD-1000? | portable cranes/hoists, come alongs, slings, wire rope, chains | TAB-SUSPENDED ENTITY | Lifting Device | Lifting Device |  | LD | http://www.toronto.ca/TWONTO#collection_of_assets |  | Suspended entities
81733 | TNT-WA9-LD-1000? | portable cranes/hoists, come alongs, slings, wire rope, chains | TNT-GRK | Lifting Device | Lifting Device |  | LD | http://www.toronto.ca/TWONTO#collection_of_assets |  | Groundskeeping, Building services, Safety Equipment
78732 | FHA-MCS-LD-2301 | Puller - CAP: .25 TON | FHA-MCS-LD | Lifting Device,Hoist,Manual | Lifting Device | 34054 | LD | winch |  | Lifting Devices
17599 | FHA-MCS-LD-2801 | Puller - CAP: 1.5 TON | FHA-MCS-LD | Lifting Device,Hoist,Manual | Lifting Device | 34055 | LD | winch |  | Lifting Devices
62559 | THC-MCS-LD-11157199 | PULLER/LEVER HOIST - STEEL BODY (insp Liftsafe) | THC-MCS-LD | Lifting Device | Lifting Device |  | LD | http://www.toronto.ca/TWONTO#lifting_equipment_hoist |  | Mechanical Services, Lifting Device
62599 | THC-MCS-LD-14040247 | PULLER/LEVER HOIST - STEEL BODY (insp Liftsafe) | THC-MCS-LD | Lifting Device | Lifting Device |  | LD | http://www.toronto.ca/TWONTO#lifting_equipment_hoist |  | Mechanical Services, Lifting Device
62607 | THC-MCS-LD-36650015 | PULLER/LEVER HOIST - STEEL BODY (insp Liftsafe) | THC-MCS-LD | Lifting Device | Lifting Device |  | LD | http://www.toronto.ca/TWONTO#lifting_equipment_hoist |  | Mechanical Services, Lifting Device
62628 | THC-MCS-LD-P2675 | PULLER/LEVER HOIST - STEEL BODY (insp Liftsafe) | THC-MCS-LD | Lifting Device | Lifting Device |  |  | http://www.toronto.ca/TWONTO#lifting_equipment_hoist |  | Mechanical Services, Lifting Device
81434 | TNT-MCS-LD-0046 | Pump Truck | TNT-MCS-LD | Lifting Device,Electric Pallet Truck | Lifting Device |  | LD | lift_truck |  | Lifting Devices , cranes/ Portable crane/hoists, come alongs, slings, wire rope, chains
81435 | TNT-MCS-LD-0047 | Pump Truck | TNT-MCS-LD | Lifting Device,Electric Pallet Truck | Lifting Device |  | LD | lift_truck |  | Lifting Devices , cranes/ Portable crane/hoists, come alongs, slings, wire rope, chains
119567 | TAB-WA1-LD-1209 | Rescue Tripod | TAB-WA1-SQ-1000 | Lifting Device | Lifting Device |  | LD | http://www.toronto.ca/TWONTO#fall_arrest_Davit_arm |  | WA1 Lifting Devices and Slings
119566 | TAB-WA1-LD-1208 | Rescue Winch | TAB-WA1-SQ-1000 | Lifting Device,Hoist,Manual | Lifting Device |  | LD | winch |  | WA1 Lifting Devices and Slings
78691 | THR-SES-LD-RWD | Retractable Winches, Davit Arms, WA2 | THR-LD-WA2 | Lifting Device,Sling | Lifting Device |  |  | http://www.toronto.ca/TWONTO#collection_of_assets |  | Lifting Devices, Chain Hoist, Come Along & Slings
55577 | TAB-WA2-SQ-1250 | RIG - IT - RITE Nylon Sling | TAB-SES-LD | Lifting Device,Sling | Lifting Device |  | SQ | synthetic_web_sling |  | WA2 Lifting devices
55578 | TAB-WA2-SQ-1251 | RIG - IT - RITE Nylon Sling | TAB-SES-LD | Lifting Device,Sling | Lifting Device |  | SQ | synthetic_web_sling |  | WA2 Lifting devices
55579 | TAB-WA2-SQ-1252 | RIG - IT - RITE Nylon Sling | TAB-SES-LD | Lifting Device,Sling | Lifting Device |  | SQ | synthetic_web_sling |  | WA2 Lifting devices
97355 | FIS-MCS-LD-0007 | Self retracting line with winch 900 lbs | FIS-MCS | Lifting Device | Lifting Device |  | LD | self_retracting_line |  | Mechanical Services
97356 | FIS-MCS-LD-0008 | Self retracting line with winch 900 lbs | FIS-MCS | Lifting Device | Lifting Device |  | LD | self_retracting_line |  | Mechanical Services
97357 | FIS-MCS-LD-0009 | Self retracting line with winch 900 lbs | FIS-MCS | Lifting Device | Lifting Device |  | LD | self_retracting_line |  | Mechanical Services
55381 | TAB-WA1-SQ-1001 | Sling | TAB-WA1-SQ-1000 | Lifting Device,Sling | Lifting Device |  | SQ | http://www.toronto.ca/TWONTO#fall_protection_sling |  | WA1 Lifting Devices and Slings
55382 | TAB-WA1-SQ-1002 | Sling | TAB-WA1-SQ | Lifting Device,Sling | Lifting Device |  | SQ | http://www.toronto.ca/TWONTO#fall_protection_sling |  | Safety Equipment & Supplies Common to WA1
55383 | TAB-WA1-SQ-1003 | Sling | TAB-WA1-SQ-1000 | Lifting Device,Sling | Lifting Device |  | SQ | http://www.toronto.ca/TWONTO#fall_protection_sling |  | WA1 Lifting Devices and Slings
55384 | TAB-WA1-SQ-1004 | Sling | TAB-WA1-SQ | Lifting Device,Sling | Lifting Device |  | SQ | http://www.toronto.ca/TWONTO#fall_protection_sling |  | Safety Equipment & Supplies Common to WA1
55385 | TAB-WA1-SQ-1005 | Sling | TAB-WA1-SQ | Lifting Device,Sling | Lifting Device |  | SQ | http://www.toronto.ca/TWONTO#fall_protection_sling |  | Safety Equipment & Supplies Common to WA1
55386 | TAB-WA1-SQ-1006 | Sling | TAB-WA1-SQ-1000 | Lifting Device,Sling | Lifting Device |  | SQ | http://www.toronto.ca/TWONTO#fall_protection_sling |  | WA1 Lifting Devices and Slings
55387 | TAB-WA1-SQ-1007 | Sling | TAB-WA1-SQ | Lifting Device,Sling | Lifting Device |  | SQ | http://www.toronto.ca/TWONTO#fall_protection_sling |  | Safety Equipment & Supplies Common to WA1
55388 | TAB-WA1-SQ-1008 | Sling | TAB-WA1-SQ-1000 | Lifting Device,Sling | Lifting Device |  | SQ | http://www.toronto.ca/TWONTO#fall_protection_sling |  | WA1 Lifting Devices and Slings
55389 | TAB-WA1-SQ-1009 | Sling | TAB-WA1-SQ-1000 | Lifting Device,Sling | Lifting Device |  | SQ | http://www.toronto.ca/TWONTO#fall_protection_sling |  | WA1 Lifting Devices and Slings
55390 | TAB-WA1-SQ-1010 | Sling | TAB-WA1-SQ-1000 | Lifting Device,Sling | Lifting Device |  | SQ | http://www.toronto.ca/TWONTO#fall_protection_sling |  | WA1 Lifting Devices and Slings
55391 | TAB-WA1-SQ-1011 | Sling | TAB-WA1-SQ-1000 | Lifting Device,Sling | Lifting Device |  | SQ | http://www.toronto.ca/TWONTO#fall_protection_sling |  | WA1 Lifting Devices and Slings
55392 | TAB-WA1-SQ-1012 | Sling | TAB-WA1-SQ-1000 | Lifting Device,Sling | Lifting Device |  | SQ | http://www.toronto.ca/TWONTO#fall_protection_sling |  | WA1 Lifting Devices and Slings
55393 | TAB-WA1-SQ-1013 | Sling | TAB-WA1-SQ-1000 | Lifting Device,Sling | Lifting Device |  | SQ | http://www.toronto.ca/TWONTO#fall_protection_sling |  | WA1 Lifting Devices and Slings
55394 | TAB-WA1-SQ-1018 | Sling | TAB-WA1-SQ-1000 | Lifting Device,Sling | Lifting Device |  | SQ | http://www.toronto.ca/TWONTO#fall_protection_sling |  | WA1 Lifting Devices and Slings
55395 | TAB-WA1-SQ-1019 | Sling | TAB-WA1-SQ-1000 | Lifting Device,Sling | Lifting Device |  | SQ | http://www.toronto.ca/TWONTO#fall_protection_sling |  | WA1 Lifting Devices and Slings
55396 | TAB-WA1-SQ-1020 | Sling | TAB-WA1-SQ-1000 | Lifting Device,Sling | Lifting Device |  | SQ | http://www.toronto.ca/TWONTO#fall_protection_sling |  | WA1 Lifting Devices and Slings
55397 | TAB-WA1-SQ-1021 | Sling | TAB-WA1-SQ-1000 | Lifting Device,Sling | Lifting Device |  | SQ | http://www.toronto.ca/TWONTO#fall_protection_sling |  | WA1 Lifting Devices and Slings
55398 | TAB-WA1-SQ-1026 | Sling | TAB-WA1-SQ-1000 | Lifting Device,Sling | Lifting Device |  | SQ | http://www.toronto.ca/TWONTO#fall_protection_sling |  | WA1 Lifting Devices and Slings
55399 | TAB-WA1-SQ-1027 | Sling | TAB-WA1-SQ-1000 | Lifting Device,Sling | Lifting Device |  | SQ | http://www.toronto.ca/TWONTO#fall_protection_sling |  | WA1 Lifting Devices and Slings
55400 | TAB-WA1-SQ-1028 | Sling | TAB-WA1-SQ-1000 | Lifting Device,Sling | Lifting Device |  | SQ | http://www.toronto.ca/TWONTO#fall_protection_sling |  | WA1 Lifting Devices and Slings
55401 | TAB-WA1-SQ-1030 | Sling | TAB-WA1-SQ-1000 | Lifting Device,Sling | Lifting Device |  | SQ | http://www.toronto.ca/TWONTO#fall_protection_sling |  | WA1 Lifting Devices and Slings
55402 | TAB-WA1-SQ-1035 | Sling | TAB-WA1-SQ-1000 | Lifting Device,Sling | Lifting Device |  | SQ | http://www.toronto.ca/TWONTO#fall_protection_sling |  | WA1 Lifting Devices and Slings
55403 | TAB-WA1-SQ-1036 | Sling | TAB-WA1-SQ-1000 | Lifting Device,Sling | Lifting Device |  | SQ | http://www.toronto.ca/TWONTO#fall_protection_sling |  | WA1 Lifting Devices and Slings
55404 | TAB-WA1-SQ-1038 | Sling | TAB-WA1-SQ-1000 | Lifting Device,Sling | Lifting Device |  | SQ | http://www.toronto.ca/TWONTO#fall_protection_sling |  | WA1 Lifting Devices and Slings
55405 | TAB-WA1-SQ-1041 | Sling | TAB-WA1-SQ-1000 | Lifting Device,Sling | Lifting Device |  | SQ | http://www.toronto.ca/TWONTO#fall_protection_sling |  | WA1 Lifting Devices and Slings
55406 | TAB-WA1-SQ-1043 | Sling | TAB-WA1-SQ-1000 | Lifting Device,Sling | Lifting Device |  | SQ | http://www.toronto.ca/TWONTO#fall_protection_sling |  | WA1 Lifting Devices and Slings
55407 | TAB-WA1-SQ-1044 | Sling | TAB-WA1-SQ-1000 | Lifting Device,Sling | Lifting Device |  | SQ | http://www.toronto.ca/TWONTO#fall_protection_sling |  | WA1 Lifting Devices and Slings
55408 | TAB-WA1-SQ-1046 | Sling | TAB-WA1-SQ-1000 | Lifting Device,Sling | Lifting Device |  | SQ | http://www.toronto.ca/TWONTO#fall_protection_sling |  | WA1 Lifting Devices and Slings
55409 | TAB-WA1-SQ-1049 | Sling | TAB-WA1-SQ-1000 | Lifting Device,Sling | Lifting Device |  | SQ | http://www.toronto.ca/TWONTO#fall_protection_sling |  | WA1 Lifting Devices and Slings
55410 | TAB-WA1-SQ-1053 | Sling | TAB-WA1-SQ-1000 | Lifting Device,Sling | Lifting Device |  | SQ | http://www.toronto.ca/TWONTO#fall_protection_sling |  | WA1 Lifting Devices and Slings
55411 | TAB-WA1-SQ-1054 | Sling | TAB-WA1-SQ-1000 | Lifting Device,Sling | Lifting Device |  | SQ | http://www.toronto.ca/TWONTO#fall_protection_sling |  | WA1 Lifting Devices and Slings
55412 | TAB-WA1-SQ-1055 | Sling | TAB-WA1-SQ-1000 | Lifting Device,Sling | Lifting Device |  | SQ | http://www.toronto.ca/TWONTO#fall_protection_sling |  | WA1 Lifting Devices and Slings
55413 | TAB-WA1-SQ-1060 | Sling | TAB-WA1-SQ-1000 | Lifting Device,Sling | Lifting Device |  | SQ | http://www.toronto.ca/TWONTO#fall_protection_sling |  | WA1 Lifting Devices and Slings
55414 | TAB-WA1-SQ-1061 | Sling | TAB-WA1-SQ-1000 | Lifting Device,Sling | Lifting Device |  | SQ | http://www.toronto.ca/TWONTO#fall_protection_sling |  | WA1 Lifting Devices and Slings
55415 | TAB-WA1-SQ-1062 | Sling | TAB-WA1-SQ-1000 | Lifting Device,Sling | Lifting Device |  | SQ | http://www.toronto.ca/TWONTO#fall_protection_sling |  | WA1 Lifting Devices and Slings
55416 | TAB-WA1-SQ-1067 | Sling | TAB-WA1-SQ-1000 | Lifting Device,Sling | Lifting Device |  | SQ | http://www.toronto.ca/TWONTO#fall_protection_sling |  | WA1 Lifting Devices and Slings
55417 | TAB-WA1-SQ-1068 | Sling | TAB-WA1-SQ-1000 | Lifting Device,Sling | Lifting Device |  | SQ | http://www.toronto.ca/TWONTO#fall_protection_sling |  | WA1 Lifting Devices and Slings
55418 | TAB-WA1-SQ-1069 | Sling | TAB-WA1-SQ-1000 | Lifting Device,Sling | Lifting Device |  | SQ | http://www.toronto.ca/TWONTO#fall_protection_sling |  | WA1 Lifting Devices and Slings
55419 | TAB-WA1-SQ-1074 | Sling | TAB-WA1-SQ-1000 | Lifting Device,Sling | Lifting Device |  | SQ | http://www.toronto.ca/TWONTO#fall_protection_sling |  | WA1 Lifting Devices and Slings
55420 | TAB-WA1-SQ-1075 | Sling | TAB-WA1-SQ-1000 | Lifting Device,Sling | Lifting Device |  | SQ | http://www.toronto.ca/TWONTO#fall_protection_sling |  | WA1 Lifting Devices and Slings
55421 | TAB-WA1-SQ-1076 | Sling | TAB-WA1-SQ-1000 | Lifting Device,Sling | Lifting Device |  | SQ | http://www.toronto.ca/TWONTO#fall_protection_sling |  | WA1 Lifting Devices and Slings
55422 | TAB-WA1-SQ-1077 | Sling | TAB-WA1-SQ-1000 | Lifting Device,Sling | Lifting Device |  | SQ | http://www.toronto.ca/TWONTO#fall_protection_sling |  | WA1 Lifting Devices and Slings
55423 | TAB-WA1-SQ-1082 | Sling | TAB-WA1-SQ-1000 | Lifting Device,Sling | Lifting Device |  | SQ | http://www.toronto.ca/TWONTO#fall_protection_sling |  | WA1 Lifting Devices and Slings
55424 | TAB-WA1-SQ-1083 | Sling | TAB-WA1-SQ-1000 | Lifting Device,Sling | Lifting Device |  | SQ | http://www.toronto.ca/TWONTO#fall_protection_sling |  | WA1 Lifting Devices and Slings
55425 | TAB-WA1-SQ-1085 | Sling | TAB-WA1-SQ-1000 | Lifting Device,Sling | Lifting Device |  | SQ | http://www.toronto.ca/TWONTO#fall_protection_sling |  | WA1 Lifting Devices and Slings
55426 | TAB-WA1-SQ-1088 | Sling | TAB-WA1-SQ-1000 | Lifting Device,Sling | Lifting Device |  | SQ | http://www.toronto.ca/TWONTO#fall_protection_sling |  | WA1 Lifting Devices and Slings
55427 | TAB-WA1-SQ-1092 | Sling | TAB-WA1-SQ-1000 | Lifting Device,Sling | Lifting Device |  | SQ | http://www.toronto.ca/TWONTO#fall_protection_sling |  | WA1 Lifting Devices and Slings
55428 | TAB-WA1-SQ-1093 | Sling | TAB-WA1-SQ-1000 | Lifting Device,Sling | Lifting Device |  | SQ | http://www.toronto.ca/TWONTO#fall_protection_sling |  | WA1 Lifting Devices and Slings
55429 | TAB-WA1-SQ-1094 | Sling | TAB-WA1-SQ-1000 | Lifting Device,Sling | Lifting Device |  | SQ | http://www.toronto.ca/TWONTO#fall_protection_sling |  | WA1 Lifting Devices and Slings
55430 | TAB-WA1-SQ-1095 | Sling | TAB-WA1-SQ-1000 | Lifting Device,Sling | Lifting Device |  | SQ | http://www.toronto.ca/TWONTO#fall_protection_sling |  | WA1 Lifting Devices and Slings
55431 | TAB-WA1-SQ-1100 | Sling | TAB-WA1-SQ-1000 | Lifting Device,Sling | Lifting Device |  | SQ | http://www.toronto.ca/TWONTO#fall_protection_sling |  | WA1 Lifting Devices and Slings
55432 | TAB-WA1-SQ-1101 | Sling | TAB-WA1-SQ-1000 | Lifting Device,Sling | Lifting Device |  | SQ | http://www.toronto.ca/TWONTO#fall_protection_sling |  | WA1 Lifting Devices and Slings
55433 | TAB-WA1-SQ-1106 | Sling | TAB-WA1-SQ-1000 | Lifting Device,Sling | Lifting Device |  | SQ | http://www.toronto.ca/TWONTO#fall_protection_sling |  | WA1 Lifting Devices and Slings
55434 | TAB-WA1-SQ-1107 | Sling | TAB-WA1-SQ-1000 | Lifting Device,Sling | Lifting Device |  | SQ | http://www.toronto.ca/TWONTO#fall_protection_sling |  | WA1 Lifting Devices and Slings
55435 | TAB-WA1-SQ-1114 | Sling | TAB-WA1-SQ-1000 | Lifting Device,Sling | Lifting Device |  | SQ | http://www.toronto.ca/TWONTO#fall_protection_sling |  | WA1 Lifting Devices and Slings
55436 | TAB-WA1-SQ-1115 | Sling | TAB-WA1-SQ-1000 | Lifting Device,Sling | Lifting Device |  | SQ | http://www.toronto.ca/TWONTO#fall_protection_sling |  | WA1 Lifting Devices and Slings
55437 | TAB-WA1-SQ-1116 | Sling | TAB-WA1-SQ-1000 | Lifting Device,Sling | Lifting Device |  | SQ | http://www.toronto.ca/TWONTO#fall_protection_sling |  | WA1 Lifting Devices and Slings
55438 | TAB-WA1-SQ-1117 | Sling | TAB-WA1-SQ-1000 | Lifting Device,Sling | Lifting Device |  | SQ | http://www.toronto.ca/TWONTO#fall_protection_sling |  | WA1 Lifting Devices and Slings
55439 | TAB-WA1-SQ-1119 | Sling | TAB-WA1-SQ-1000 | Lifting Device,Sling | Lifting Device |  | SQ | http://www.toronto.ca/TWONTO#fall_protection_sling |  | WA1 Lifting Devices and Slings
55440 | TAB-WA1-SQ-1120 | Sling | TAB-WA1-SQ-1000 | Lifting Device,Sling | Lifting Device |  | SQ | http://www.toronto.ca/TWONTO#fall_protection_sling |  | WA1 Lifting Devices and Slings
55441 | TAB-WA1-SQ-1121 | Sling | TAB-WA1-SQ-1000 | Lifting Device,Sling | Lifting Device |  | SQ | http://www.toronto.ca/TWONTO#fall_protection_sling |  | WA1 Lifting Devices and Slings
55442 | TAB-WA1-SQ-1122 | Sling | TAB-WA1-SQ-1000 | Lifting Device,Sling | Lifting Device |  | SQ | http://www.toronto.ca/TWONTO#fall_protection_sling |  | WA1 Lifting Devices and Slings
55443 | TAB-WA1-SQ-1129 | Sling | TAB-WA1-SQ-1000 | Lifting Device,Sling | Lifting Device |  | SQ | http://www.toronto.ca/TWONTO#fall_protection_sling |  | WA1 Lifting Devices and Slings
55444 | TAB-WA1-SQ-1131 | Sling | TAB-WA1-SQ-1000 | Lifting Device,Sling | Lifting Device |  | SQ | http://www.toronto.ca/TWONTO#fall_protection_sling |  | WA1 Lifting Devices and Slings
55445 | TAB-WA1-SQ-1132 | Sling | TAB-WA1-SQ-1000 | Lifting Device,Sling | Lifting Device |  | SQ | http://www.toronto.ca/TWONTO#fall_protection_sling |  | WA1 Lifting Devices and Slings
55446 | TAB-WA1-SQ-1133 | Sling | TAB-WA1-SQ-1000 | Lifting Device,Sling | Lifting Device |  | SQ | http://www.toronto.ca/TWONTO#fall_protection_sling |  | WA1 Lifting Devices and Slings
55447 | TAB-WA1-SQ-1134 | Sling | TAB-WA1-SQ-1000 | Lifting Device,Sling | Lifting Device |  | SQ | http://www.toronto.ca/TWONTO#fall_protection_sling |  | WA1 Lifting Devices and Slings
55448 | TAB-WA1-SQ-1137 | Sling | TAB-WA1-SQ-1000 | Lifting Device,Sling | Lifting Device |  | SQ | http://www.toronto.ca/TWONTO#fall_protection_sling |  | WA1 Lifting Devices and Slings
55449 | TAB-WA1-SQ-1138 | Sling | TAB-WA1-SQ-1000 | Lifting Device,Sling | Lifting Device |  | SQ | http://www.toronto.ca/TWONTO#fall_protection_sling |  | WA1 Lifting Devices and Slings
55450 | TAB-WA1-SQ-1139 | Sling | TAB-WA1-SQ-1000 | Lifting Device,Sling | Lifting Device |  | SQ | http://www.toronto.ca/TWONTO#fall_protection_sling |  | WA1 Lifting Devices and Slings
55451 | TAB-WA1-SQ-1141 | Sling | TAB-WA1-SQ-1000 | Lifting Device,Sling | Lifting Device |  | SQ | http://www.toronto.ca/TWONTO#fall_protection_sling |  | WA1 Lifting Devices and Slings
55452 | TAB-WA1-SQ-1142 | Sling | TAB-WA1-SQ-1000 | Lifting Device,Sling | Lifting Device |  | SQ | http://www.toronto.ca/TWONTO#fall_protection_sling |  | WA1 Lifting Devices and Slings
55453 | TAB-WA1-SQ-1143 | Sling | TAB-WA1-SQ-1000 | Lifting Device,Sling | Lifting Device |  | SQ | http://www.toronto.ca/TWONTO#fall_protection_sling |  | WA1 Lifting Devices and Slings
55454 | TAB-WA1-SQ-1144 | Sling | TAB-WA1-SQ-1000 | Lifting Device,Sling | Lifting Device |  | SQ | http://www.toronto.ca/TWONTO#fall_protection_sling |  | WA1 Lifting Devices and Slings
55455 | TAB-WA1-SQ-1147 | Sling | TAB-WA1-SQ-1000 | Lifting Device,Sling | Lifting Device |  | SQ | http://www.toronto.ca/TWONTO#fall_protection_sling |  | WA1 Lifting Devices and Slings
55456 | TAB-WA1-SQ-1148 | Sling | TAB-WA1-SQ-1000 | Lifting Device,Sling | Lifting Device |  | SQ | http://www.toronto.ca/TWONTO#fall_protection_sling |  | WA1 Lifting Devices and Slings
55457 | TAB-WA1-SQ-1150 | Sling | TAB-WA1-SQ-1000 | Lifting Device,Sling | Lifting Device |  | SQ | http://www.toronto.ca/TWONTO#fall_protection_sling |  | WA1 Lifting Devices and Slings
55458 | TAB-WA1-SQ-1151 | Sling | TAB-WA1-SQ-1000 | Lifting Device,Sling | Lifting Device |  | SQ | http://www.toronto.ca/TWONTO#fall_protection_sling |  | WA1 Lifting Devices and Slings
55459 | TAB-WA1-SQ-1152 | Sling | TAB-WA1-SQ-1000 | Lifting Device,Sling | Lifting Device |  | SQ | http://www.toronto.ca/TWONTO#fall_protection_sling |  | WA1 Lifting Devices and Slings
55460 | TAB-WA1-SQ-1157 | Sling | TAB-WA1-SQ-1000 | Lifting Device,Sling | Lifting Device |  | SQ | http://www.toronto.ca/TWONTO#fall_protection_sling |  | WA1 Lifting Devices and Slings
55461 | TAB-WA1-SQ-1159 | Sling | TAB-WA1-SQ-1000 | Lifting Device,Sling | Lifting Device |  | SQ | http://www.toronto.ca/TWONTO#fall_protection_sling |  | WA1 Lifting Devices and Slings
55462 | TAB-WA1-SQ-1162 | Sling | TAB-WA1-SQ-1000 | Lifting Device,Sling | Lifting Device |  | SQ | http://www.toronto.ca/TWONTO#fall_protection_sling |  | WA1 Lifting Devices and Slings
55463 | TAB-WA1-SQ-1164 | Sling | TAB-WA1-SQ-1000 | Lifting Device,Sling | Lifting Device |  | SQ | http://www.toronto.ca/TWONTO#fall_protection_sling |  | WA1 Lifting Devices and Slings
55464 | TAB-WA1-SQ-1165 | Sling | TAB-WA1-SQ-1000 | Lifting Device,Sling | Lifting Device |  | SQ | http://www.toronto.ca/TWONTO#fall_protection_sling |  | WA1 Lifting Devices and Slings
55465 | TAB-WA1-SQ-1167 | Sling | TAB-WA1-SQ-1000 | Lifting Device,Sling | Lifting Device |  | SQ | http://www.toronto.ca/TWONTO#fall_protection_sling |  | WA1 Lifting Devices and Slings
55466 | TAB-WA1-SQ-1170 | Sling | TAB-WA1-SQ-1000 | Lifting Device,Sling | Lifting Device |  | SQ | http://www.toronto.ca/TWONTO#fall_protection_sling |  | WA1 Lifting Devices and Slings
55467 | TAB-WA1-SQ-1171 | Sling | TAB-WA1-SQ-1000 | Lifting Device,Sling | Lifting Device |  | SQ | http://www.toronto.ca/TWONTO#fall_protection_sling |  | WA1 Lifting Devices and Slings
55468 | TAB-WA1-SQ-1172 | Sling | TAB-WA1-SQ-1000 | Lifting Device,Sling | Lifting Device |  | SQ | http://www.toronto.ca/TWONTO#fall_protection_sling |  | WA1 Lifting Devices and Slings
81442 | TNT-MCS-SQ-1004 | Sling | TNT-MCS-LD | Lifting Device,Sling | Lifting Device |  | SQ | http://www.toronto.ca/TWONTO#fall_protection_sling |  | Lifting Devices , cranes/ Portable crane/hoists, come alongs, slings, wire rope, chains
81443 | TNT-MCS-SQ-1005 | Sling | TNT-MCS-LD | Lifting Device,Sling | Lifting Device |  | SQ | http://www.toronto.ca/TWONTO#fall_protection_sling |  | Lifting Devices , cranes/ Portable crane/hoists, come alongs, slings, wire rope, chains
81444 | TNT-MCS-SQ-1006 | Sling | TNT-MCS-LD | Lifting Device,Sling | Lifting Device |  | SQ | http://www.toronto.ca/TWONTO#fall_protection_sling |  | Lifting Devices , cranes/ Portable crane/hoists, come alongs, slings, wire rope, chains
81445 | TNT-MCS-SQ-1007 | Sling | TNT-MCS-LD | Lifting Device,Sling | Lifting Device |  | SQ | http://www.toronto.ca/TWONTO#fall_protection_sling |  | Lifting Devices , cranes/ Portable crane/hoists, come alongs, slings, wire rope, chains
81446 | TNT-MCS-SQ-1011 | Sling | TNT-MCS-LD | Lifting Device,Sling | Lifting Device |  | SQ | http://www.toronto.ca/TWONTO#fall_protection_sling |  | Lifting Devices , cranes/ Portable crane/hoists, come alongs, slings, wire rope, chains
81447 | TNT-MCS-SQ-1012 | Sling | TNT-MCS-LD | Lifting Device,Sling | Lifting Device |  | SQ | http://www.toronto.ca/TWONTO#fall_protection_sling |  | Lifting Devices , cranes/ Portable crane/hoists, come alongs, slings, wire rope, chains
81448 | TNT-MCS-SQ-1013 | Sling | TNT-MCS-LD | Lifting Device,Sling | Lifting Device |  | SQ | http://www.toronto.ca/TWONTO#fall_protection_sling |  | Lifting Devices , cranes/ Portable crane/hoists, come alongs, slings, wire rope, chains
81449 | TNT-MCS-SQ-1014 | Sling | TNT-MCS-LD | Lifting Device,Sling | Lifting Device |  | SQ | http://www.toronto.ca/TWONTO#fall_protection_sling |  | Lifting Devices , cranes/ Portable crane/hoists, come alongs, slings, wire rope, chains
81450 | TNT-MCS-SQ-1018 | Sling | TNT-MCS-LD | Lifting Device,Sling | Lifting Device |  | SQ | http://www.toronto.ca/TWONTO#fall_protection_sling |  | Lifting Devices , cranes/ Portable crane/hoists, come alongs, slings, wire rope, chains
81451 | TNT-MCS-SQ-1019 | Sling | TNT-MCS-LD | Lifting Device,Sling | Lifting Device |  | SQ | http://www.toronto.ca/TWONTO#fall_protection_sling |  | Lifting Devices , cranes/ Portable crane/hoists, come alongs, slings, wire rope, chains
81452 | TNT-MCS-SQ-1023 | Sling | TNT-MCS-LD | Lifting Device,Sling | Lifting Device |  | SQ | http://www.toronto.ca/TWONTO#fall_protection_sling |  | Lifting Devices , cranes/ Portable crane/hoists, come alongs, slings, wire rope, chains
81453 | TNT-MCS-SQ-1024 | Sling | TNT-MCS-LD | Lifting Device,Sling | Lifting Device |  | SQ | http://www.toronto.ca/TWONTO#fall_protection_sling |  | Lifting Devices , cranes/ Portable crane/hoists, come alongs, slings, wire rope, chains
81454 | TNT-MCS-SQ-1025 | Sling | TNT-MCS-LD | Lifting Device,Sling | Lifting Device |  | SQ | http://www.toronto.ca/TWONTO#fall_protection_sling |  | Lifting Devices , cranes/ Portable crane/hoists, come alongs, slings, wire rope, chains
81455 | TNT-MCS-SQ-1026 | Sling | TNT-MCS-LD | Lifting Device,Sling | Lifting Device |  | SQ | http://www.toronto.ca/TWONTO#fall_protection_sling |  | Lifting Devices , cranes/ Portable crane/hoists, come alongs, slings, wire rope, chains
81456 | TNT-MCS-SQ-1027 | Sling | TNT-MCS-LD | Lifting Device,Sling | Lifting Device |  | SQ | http://www.toronto.ca/TWONTO#fall_protection_sling |  | Lifting Devices , cranes/ Portable crane/hoists, come alongs, slings, wire rope, chains
81502 | TNT-MCS-SQ-1030 | Sling | TNT-MCS-LD | Lifting Device,Sling | Lifting Device |  | SQ | http://www.toronto.ca/TWONTO#fall_protection_sling |  | Lifting Devices , cranes/ Portable crane/hoists, come alongs, slings, wire rope, chains
81503 | TNT-MCS-SQ-1033 | Sling | TNT-MCS-LD | Lifting Device,Sling | Lifting Device |  | SQ | http://www.toronto.ca/TWONTO#fall_protection_sling |  | Lifting Devices , cranes/ Portable crane/hoists, come alongs, slings, wire rope, chains
81504 | TNT-MCS-SQ-1035 | Sling | TNT-MCS-LD | Lifting Device,Sling | Lifting Device |  | SQ | http://www.toronto.ca/TWONTO#fall_protection_sling |  | Lifting Devices , cranes/ Portable crane/hoists, come alongs, slings, wire rope, chains
81505 | TNT-MCS-SQ-1036 | Sling | TNT-MCS-LD | Lifting Device,Sling | Lifting Device |  | SQ | http://www.toronto.ca/TWONTO#fall_protection_sling |  | Lifting Devices , cranes/ Portable crane/hoists, come alongs, slings, wire rope, chains
81506 | TNT-MCS-SQ-1038 | Sling | TNT-MCS-LD | Lifting Device,Sling | Lifting Device |  | SQ | http://www.toronto.ca/TWONTO#fall_protection_sling |  | Lifting Devices , cranes/ Portable crane/hoists, come alongs, slings, wire rope, chains
81507 | TNT-MCS-SQ-1040 | Sling | TNT-MCS-LD | Lifting Device,Sling | Lifting Device |  | SQ | http://www.toronto.ca/TWONTO#fall_protection_sling |  | Lifting Devices , cranes/ Portable crane/hoists, come alongs, slings, wire rope, chains
81508 | TNT-MCS-SQ-1043 | Sling | TNT-MCS-LD | Lifting Device,Sling | Lifting Device |  | SQ | http://www.toronto.ca/TWONTO#fall_protection_sling |  | Lifting Devices , cranes/ Portable crane/hoists, come alongs, slings, wire rope, chains
119614 | TAB-WA1-SQ-1001 | Sling | TAB-WA1-SQ | Lifting Device,Sling | Lifting Device |  | SQ | http://www.toronto.ca/TWONTO#fall_protection_sling |  | Safety Equipment & Supplies Common to WA1
119615 | TAB-WA1-SQ-1002 | Sling | TAB-WA1-SQ-1000 | Lifting Device,Sling | Lifting Device |  | SQ | http://www.toronto.ca/TWONTO#fall_protection_sling |  | WA1 Lifting Devices and Slings
119616 | TAB-WA1-SQ-1003 | Sling | TAB-WA1-SQ | Lifting Device,Sling | Lifting Device |  | SQ | http://www.toronto.ca/TWONTO#fall_protection_sling |  | Safety Equipment & Supplies Common to WA1
119617 | TAB-WA1-SQ-1004 | Sling | TAB-WA1-SQ-1000 | Lifting Device,Sling | Lifting Device |  | SQ | http://www.toronto.ca/TWONTO#fall_protection_sling |  | WA1 Lifting Devices and Slings
119618 | TAB-WA1-SQ-1005 | Sling | TAB-WA1-SQ-1000 | Lifting Device,Sling | Lifting Device |  | SQ | http://www.toronto.ca/TWONTO#fall_protection_sling |  | WA1 Lifting Devices and Slings
119619 | TAB-WA1-SQ-1006 | Sling | TAB-WA1-SQ | Lifting Device,Sling | Lifting Device |  | SQ | http://www.toronto.ca/TWONTO#fall_protection_sling |  | Safety Equipment & Supplies Common to WA1
119620 | TAB-WA1-SQ-1007 | Sling | TAB-WA1-SQ-1000 | Lifting Device,Sling | Lifting Device |  | SQ | http://www.toronto.ca/TWONTO#fall_protection_sling |  | WA1 Lifting Devices and Slings
119621 | TAB-WA1-SQ-1008 | Sling | TAB-WA1-SQ | Lifting Device,Sling | Lifting Device |  | SQ | http://www.toronto.ca/TWONTO#fall_protection_sling |  | Safety Equipment & Supplies Common to WA1
119622 | TAB-WA1-SQ-1009 | Sling | TAB-WA1-SQ | Lifting Device,Sling | Lifting Device |  | SQ | http://www.toronto.ca/TWONTO#fall_protection_sling |  | Safety Equipment & Supplies Common to WA1
119623 | TAB-WA1-SQ-1010 | Sling | TAB-WA1-SQ | Lifting Device,Sling | Lifting Device |  | SQ | http://www.toronto.ca/TWONTO#fall_protection_sling |  | Safety Equipment & Supplies Common to WA1
119624 | TAB-WA1-SQ-1014 | Sling | TAB-WA1-SQ-1000 | Lifting Device,Sling | Lifting Device |  | SQ | http://www.toronto.ca/TWONTO#fall_protection_sling |  | WA1 Lifting Devices and Slings
119625 | TAB-WA1-SQ-1015 | Sling | TAB-WA1-SQ-1000 | Lifting Device,Sling | Lifting Device |  | SQ | http://www.toronto.ca/TWONTO#fall_protection_sling |  | WA1 Lifting Devices and Slings
119626 | TAB-WA1-SQ-1016 | Sling | TAB-WA1-SQ-1000 | Lifting Device,Sling | Lifting Device |  | SQ | http://www.toronto.ca/TWONTO#fall_protection_sling |  | WA1 Lifting Devices and Slings
119627 | TAB-WA1-SQ-1017 | Sling | TAB-WA1-SQ-1000 | Lifting Device,Sling | Lifting Device |  | SQ | http://www.toronto.ca/TWONTO#fall_protection_sling |  | WA1 Lifting Devices and Slings
119628 | TAB-WA1-SQ-1022 | Sling | TAB-WA1-SQ-1000 | Lifting Device,Sling | Lifting Device |  | SQ | http://www.toronto.ca/TWONTO#fall_protection_sling |  | WA1 Lifting Devices and Slings
119629 | TAB-WA1-SQ-1023 | Sling | TAB-WA1-SQ-1000 | Lifting Device,Sling | Lifting Device |  | SQ | http://www.toronto.ca/TWONTO#fall_protection_sling |  | WA1 Lifting Devices and Slings
119630 | TAB-WA1-SQ-1024 | Sling | TAB-WA1-SQ-1000 | Lifting Device,Sling | Lifting Device |  | SQ | http://www.toronto.ca/TWONTO#fall_protection_sling |  | WA1 Lifting Devices and Slings
119631 | TAB-WA1-SQ-1025 | Sling | TAB-WA1-SQ-1000 | Lifting Device,Sling | Lifting Device |  | SQ | http://www.toronto.ca/TWONTO#fall_protection_sling |  | WA1 Lifting Devices and Slings
119632 | TAB-WA1-SQ-1029 | Sling | TAB-WA1-SQ-1000 | Lifting Device,Sling | Lifting Device |  | SQ | http://www.toronto.ca/TWONTO#fall_protection_sling |  | WA1 Lifting Devices and Slings
119633 | TAB-WA1-SQ-1031 | Sling | TAB-WA1-SQ-1000 | Lifting Device,Sling | Lifting Device |  | SQ | http://www.toronto.ca/TWONTO#fall_protection_sling |  | WA1 Lifting Devices and Slings
119634 | TAB-WA1-SQ-1032 | Sling | TAB-WA1-SQ-1000 | Lifting Device,Sling | Lifting Device |  | SQ | http://www.toronto.ca/TWONTO#fall_protection_sling |  | WA1 Lifting Devices and Slings
119635 | TAB-WA1-SQ-1033 | Sling | TAB-WA1-SQ-1000 | Lifting Device,Sling | Lifting Device |  | SQ | http://www.toronto.ca/TWONTO#fall_protection_sling |  | WA1 Lifting Devices and Slings
119636 | TAB-WA1-SQ-1034 | Sling | TAB-WA1-SQ-1000 | Lifting Device,Sling | Lifting Device |  | SQ | http://www.toronto.ca/TWONTO#fall_protection_sling |  | WA1 Lifting Devices and Slings
119637 | TAB-WA1-SQ-1037 | Sling | TAB-WA1-SQ-1000 | Lifting Device,Sling | Lifting Device |  | SQ | http://www.toronto.ca/TWONTO#fall_protection_sling |  | WA1 Lifting Devices and Slings
119638 | TAB-WA1-SQ-1039 | Sling | TAB-WA1-SQ-1000 | Lifting Device,Sling | Lifting Device |  | SQ | http://www.toronto.ca/TWONTO#fall_protection_sling |  | WA1 Lifting Devices and Slings
119639 | TAB-WA1-SQ-1040 | Sling | TAB-WA1-SQ-1000 | Lifting Device,Sling | Lifting Device |  | SQ | http://www.toronto.ca/TWONTO#fall_protection_sling |  | WA1 Lifting Devices and Slings
119640 | TAB-WA1-SQ-1042 | Sling | TAB-WA1-SQ-1000 | Lifting Device,Sling | Lifting Device |  | SQ | http://www.toronto.ca/TWONTO#fall_protection_sling |  | WA1 Lifting Devices and Slings
119641 | TAB-WA1-SQ-1045 | Sling | TAB-WA1-SQ-1000 | Lifting Device,Sling | Lifting Device |  | SQ | http://www.toronto.ca/TWONTO#fall_protection_sling |  | WA1 Lifting Devices and Slings
119642 | TAB-WA1-SQ-1047 | Sling | TAB-WA1-SQ-1000 | Lifting Device,Sling | Lifting Device |  | SQ | http://www.toronto.ca/TWONTO#fall_protection_sling |  | WA1 Lifting Devices and Slings
119643 | TAB-WA1-SQ-1048 | Sling | TAB-WA1-SQ-1000 | Lifting Device,Sling | Lifting Device |  | SQ | http://www.toronto.ca/TWONTO#fall_protection_sling |  | WA1 Lifting Devices and Slings
119644 | TAB-WA1-SQ-1050 | Sling | TAB-WA1-SQ-1000 | Lifting Device,Sling | Lifting Device |  | SQ | http://www.toronto.ca/TWONTO#fall_protection_sling |  | WA1 Lifting Devices and Slings
119645 | TAB-WA1-SQ-1051 | Sling | TAB-WA1-SQ-1000 | Lifting Device,Sling | Lifting Device |  | SQ | http://www.toronto.ca/TWONTO#fall_protection_sling |  | WA1 Lifting Devices and Slings
119646 | TAB-WA1-SQ-1052 | Sling | TAB-WA1-SQ-1000 | Lifting Device,Sling | Lifting Device |  | SQ | http://www.toronto.ca/TWONTO#fall_protection_sling |  | WA1 Lifting Devices and Slings
119647 | TAB-WA1-SQ-1056 | Sling | TAB-WA1-SQ-1000 | Lifting Device,Sling | Lifting Device |  | SQ | http://www.toronto.ca/TWONTO#fall_protection_sling |  | WA1 Lifting Devices and Slings
119648 | TAB-WA1-SQ-1057 | Sling | TAB-WA1-SQ-1000 | Lifting Device,Sling | Lifting Device |  | SQ | http://www.toronto.ca/TWONTO#fall_protection_sling |  | WA1 Lifting Devices and Slings
119649 | TAB-WA1-SQ-1058 | Sling | TAB-WA1-SQ-1000 | Lifting Device,Sling | Lifting Device |  | SQ | http://www.toronto.ca/TWONTO#fall_protection_sling |  | WA1 Lifting Devices and Slings
119650 | TAB-WA1-SQ-1059 | Sling | TAB-WA1-SQ-1000 | Lifting Device,Sling | Lifting Device |  | SQ | http://www.toronto.ca/TWONTO#fall_protection_sling |  | WA1 Lifting Devices and Slings
119651 | TAB-WA1-SQ-1063 | Sling | TAB-WA1-SQ-1000 | Lifting Device,Sling | Lifting Device |  | SQ | http://www.toronto.ca/TWONTO#fall_protection_sling |  | WA1 Lifting Devices and Slings
119652 | TAB-WA1-SQ-1064 | Sling | TAB-WA1-SQ-1000 | Lifting Device,Sling | Lifting Device |  | SQ | http://www.toronto.ca/TWONTO#fall_protection_sling |  | WA1 Lifting Devices and Slings
119653 | TAB-WA1-SQ-1065 | Sling | TAB-WA1-SQ-1000 | Lifting Device,Sling | Lifting Device |  | SQ | http://www.toronto.ca/TWONTO#fall_protection_sling |  | WA1 Lifting Devices and Slings
119654 | TAB-WA1-SQ-1066 | Sling | TAB-WA1-SQ-1000 | Lifting Device,Sling | Lifting Device |  | SQ | http://www.toronto.ca/TWONTO#fall_protection_sling |  | WA1 Lifting Devices and Slings
119655 | TAB-WA1-SQ-1070 | Sling | TAB-WA1-SQ-1000 | Lifting Device,Sling | Lifting Device |  | SQ | http://www.toronto.ca/TWONTO#fall_protection_sling |  | WA1 Lifting Devices and Slings
119656 | TAB-WA1-SQ-1071 | Sling | TAB-WA1-SQ-1000 | Lifting Device,Sling | Lifting Device |  | SQ | http://www.toronto.ca/TWONTO#fall_protection_sling |  | WA1 Lifting Devices and Slings
119657 | TAB-WA1-SQ-1072 | Sling | TAB-WA1-SQ-1000 | Lifting Device,Sling | Lifting Device |  | SQ | http://www.toronto.ca/TWONTO#fall_protection_sling |  | WA1 Lifting Devices and Slings
119658 | TAB-WA1-SQ-1073 | Sling | TAB-WA1-SQ-1000 | Lifting Device,Sling | Lifting Device |  | SQ | http://www.toronto.ca/TWONTO#fall_protection_sling |  | WA1 Lifting Devices and Slings
119659 | TAB-WA1-SQ-1078 | Sling | TAB-WA1-SQ-1000 | Lifting Device,Sling | Lifting Device |  | SQ | http://www.toronto.ca/TWONTO#fall_protection_sling |  | WA1 Lifting Devices and Slings
119660 | TAB-WA1-SQ-1079 | Sling | TAB-WA1-SQ-1000 | Lifting Device,Sling | Lifting Device |  | SQ | http://www.toronto.ca/TWONTO#fall_protection_sling |  | WA1 Lifting Devices and Slings
119661 | TAB-WA1-SQ-1080 | Sling | TAB-WA1-SQ-1000 | Lifting Device,Sling | Lifting Device |  | SQ | http://www.toronto.ca/TWONTO#fall_protection_sling |  | WA1 Lifting Devices and Slings
119662 | TAB-WA1-SQ-1081 | Sling | TAB-WA1-SQ-1000 | Lifting Device,Sling | Lifting Device |  | SQ | http://www.toronto.ca/TWONTO#fall_protection_sling |  | WA1 Lifting Devices and Slings
119663 | TAB-WA1-SQ-1084 | Sling | TAB-WA1-SQ-1000 | Lifting Device,Sling | Lifting Device |  | SQ | http://www.toronto.ca/TWONTO#fall_protection_sling |  | WA1 Lifting Devices and Slings
119664 | TAB-WA1-SQ-1086 | Sling | TAB-WA1-SQ-1000 | Lifting Device,Sling | Lifting Device |  | SQ | http://www.toronto.ca/TWONTO#fall_protection_sling |  | WA1 Lifting Devices and Slings
119665 | TAB-WA1-SQ-1087 | Sling | TAB-WA1-SQ-1000 | Lifting Device,Sling | Lifting Device |  | SQ | http://www.toronto.ca/TWONTO#fall_protection_sling |  | WA1 Lifting Devices and Slings
119666 | TAB-WA1-SQ-1089 | Sling | TAB-WA1-SQ-1000 | Lifting Device,Sling | Lifting Device |  | SQ | http://www.toronto.ca/TWONTO#fall_protection_sling |  | WA1 Lifting Devices and Slings
119667 | TAB-WA1-SQ-1090 | Sling | TAB-WA1-SQ-1000 | Lifting Device,Sling | Lifting Device |  | SQ | http://www.toronto.ca/TWONTO#fall_protection_sling |  | WA1 Lifting Devices and Slings
119668 | TAB-WA1-SQ-1091 | Sling | TAB-WA1-SQ-1000 | Lifting Device,Sling | Lifting Device |  | SQ | http://www.toronto.ca/TWONTO#fall_protection_sling |  | WA1 Lifting Devices and Slings
119669 | TAB-WA1-SQ-1096 | Sling | TAB-WA1-SQ-1000 | Lifting Device,Sling | Lifting Device |  | SQ | http://www.toronto.ca/TWONTO#fall_protection_sling |  | WA1 Lifting Devices and Slings
119670 | TAB-WA1-SQ-1097 | Sling | TAB-WA1-SQ-1000 | Lifting Device,Sling | Lifting Device |  | SQ | http://www.toronto.ca/TWONTO#fall_protection_sling |  | WA1 Lifting Devices and Slings
119671 | TAB-WA1-SQ-1098 | Sling | TAB-WA1-SQ-1000 | Lifting Device,Sling | Lifting Device |  | SQ | http://www.toronto.ca/TWONTO#fall_protection_sling |  | WA1 Lifting Devices and Slings
119672 | TAB-WA1-SQ-1099 | Sling | TAB-WA1-SQ-1000 | Lifting Device,Sling | Lifting Device |  | SQ | http://www.toronto.ca/TWONTO#fall_protection_sling |  | WA1 Lifting Devices and Slings
119673 | TAB-WA1-SQ-1102 | Sling | TAB-WA1-SQ-1000 | Lifting Device,Sling | Lifting Device |  | SQ | http://www.toronto.ca/TWONTO#fall_protection_sling |  | WA1 Lifting Devices and Slings
119674 | TAB-WA1-SQ-1103 | Sling | TAB-WA1-SQ-1000 | Lifting Device,Sling | Lifting Device |  | SQ | http://www.toronto.ca/TWONTO#fall_protection_sling |  | WA1 Lifting Devices and Slings
119675 | TAB-WA1-SQ-1104 | Sling | TAB-WA1-SQ-1000 | Lifting Device,Sling | Lifting Device |  | SQ | http://www.toronto.ca/TWONTO#fall_protection_sling |  | WA1 Lifting Devices and Slings
119676 | TAB-WA1-SQ-1105 | Sling | TAB-WA1-SQ-1000 | Lifting Device,Sling | Lifting Device |  | SQ | http://www.toronto.ca/TWONTO#fall_protection_sling |  | WA1 Lifting Devices and Slings
119677 | TAB-WA1-SQ-1108 | Sling | TAB-WA1-SQ-1000 | Lifting Device,Sling | Lifting Device |  | SQ | http://www.toronto.ca/TWONTO#fall_protection_sling |  | WA1 Lifting Devices and Slings
119678 | TAB-WA1-SQ-1109 | Sling | TAB-WA1-SQ-1000 | Lifting Device,Sling | Lifting Device |  | SQ | http://www.toronto.ca/TWONTO#fall_protection_sling |  | WA1 Lifting Devices and Slings
119679 | TAB-WA1-SQ-1110 | Sling | TAB-WA1-SQ-1000 | Lifting Device,Sling | Lifting Device |  | SQ | http://www.toronto.ca/TWONTO#fall_protection_sling |  | WA1 Lifting Devices and Slings
119680 | TAB-WA1-SQ-1111 | Sling | TAB-WA1-SQ-1000 | Lifting Device,Sling | Lifting Device |  | SQ | http://www.toronto.ca/TWONTO#fall_protection_sling |  | WA1 Lifting Devices and Slings
119681 | TAB-WA1-SQ-1112 | Sling | TAB-WA1-SQ-1000 | Lifting Device,Sling | Lifting Device |  | SQ | http://www.toronto.ca/TWONTO#fall_protection_sling |  | WA1 Lifting Devices and Slings
119682 | TAB-WA1-SQ-1113 | Sling | TAB-WA1-SQ-1000 | Lifting Device,Sling | Lifting Device |  | SQ | http://www.toronto.ca/TWONTO#fall_protection_sling |  | WA1 Lifting Devices and Slings
119683 | TAB-WA1-SQ-1118 | Sling | TAB-WA1-SQ-1000 | Lifting Device,Sling | Lifting Device |  | SQ | http://www.toronto.ca/TWONTO#fall_protection_sling |  | WA1 Lifting Devices and Slings
119684 | TAB-WA1-SQ-1123 | Sling | TAB-WA1-SQ-1000 | Lifting Device,Sling | Lifting Device |  | SQ | http://www.toronto.ca/TWONTO#fall_protection_sling |  | WA1 Lifting Devices and Slings
119685 | TAB-WA1-SQ-1124 | Sling | TAB-WA1-SQ-1000 | Lifting Device,Sling | Lifting Device |  | SQ | http://www.toronto.ca/TWONTO#fall_protection_sling |  | WA1 Lifting Devices and Slings
119686 | TAB-WA1-SQ-1125 | Sling | TAB-WA1-SQ-1000 | Lifting Device,Sling | Lifting Device |  | SQ | http://www.toronto.ca/TWONTO#fall_protection_sling |  | WA1 Lifting Devices and Slings
119687 | TAB-WA1-SQ-1126 | Sling | TAB-WA1-SQ-1000 | Lifting Device,Sling | Lifting Device |  | SQ | http://www.toronto.ca/TWONTO#fall_protection_sling |  | WA1 Lifting Devices and Slings
119688 | TAB-WA1-SQ-1127 | Sling | TAB-WA1-SQ-1000 | Lifting Device,Sling | Lifting Device |  | SQ | http://www.toronto.ca/TWONTO#fall_protection_sling |  | WA1 Lifting Devices and Slings
119689 | TAB-WA1-SQ-1128 | Sling | TAB-WA1-SQ-1000 | Lifting Device,Sling | Lifting Device |  | SQ | http://www.toronto.ca/TWONTO#fall_protection_sling |  | WA1 Lifting Devices and Slings
119690 | TAB-WA1-SQ-1130 | Sling | TAB-WA1-SQ-1000 | Lifting Device,Sling | Lifting Device |  | SQ | http://www.toronto.ca/TWONTO#fall_protection_sling |  | WA1 Lifting Devices and Slings
119691 | TAB-WA1-SQ-1135 | Sling | TAB-WA1-SQ-1000 | Lifting Device,Sling | Lifting Device |  | SQ | http://www.toronto.ca/TWONTO#fall_protection_sling |  | WA1 Lifting Devices and Slings
119692 | TAB-WA1-SQ-1136 | Sling | TAB-WA1-SQ-1000 | Lifting Device,Sling | Lifting Device |  | SQ | http://www.toronto.ca/TWONTO#fall_protection_sling |  | WA1 Lifting Devices and Slings
119693 | TAB-WA1-SQ-1140 | Sling | TAB-WA1-SQ-1000 | Lifting Device,Sling | Lifting Device |  | SQ | http://www.toronto.ca/TWONTO#fall_protection_sling |  | WA1 Lifting Devices and Slings
119694 | TAB-WA1-SQ-1145 | Sling | TAB-WA1-SQ-1000 | Lifting Device,Sling | Lifting Device |  | SQ | http://www.toronto.ca/TWONTO#fall_protection_sling |  | WA1 Lifting Devices and Slings
119695 | TAB-WA1-SQ-1146 | Sling | TAB-WA1-SQ-1000 | Lifting Device,Sling | Lifting Device |  | SQ | http://www.toronto.ca/TWONTO#fall_protection_sling |  | WA1 Lifting Devices and Slings
119696 | TAB-WA1-SQ-1149 | Sling | TAB-WA1-SQ-1000 | Lifting Device,Sling | Lifting Device |  | SQ | http://www.toronto.ca/TWONTO#fall_protection_sling |  | WA1 Lifting Devices and Slings
119697 | TAB-WA1-SQ-1153 | Sling | TAB-WA1-SQ-1000 | Lifting Device,Sling | Lifting Device |  | SQ | http://www.toronto.ca/TWONTO#fall_protection_sling |  | WA1 Lifting Devices and Slings
119698 | TAB-WA1-SQ-1154 | Sling | TAB-WA1-SQ-1000 | Lifting Device,Sling | Lifting Device |  | SQ | http://www.toronto.ca/TWONTO#fall_protection_sling |  | WA1 Lifting Devices and Slings
119699 | TAB-WA1-SQ-1155 | Sling | TAB-WA1-SQ-1000 | Lifting Device,Sling | Lifting Device |  | SQ | http://www.toronto.ca/TWONTO#fall_protection_sling |  | WA1 Lifting Devices and Slings
119700 | TAB-WA1-SQ-1156 | Sling | TAB-WA1-SQ-1000 | Lifting Device,Sling | Lifting Device |  | SQ | http://www.toronto.ca/TWONTO#fall_protection_sling |  | WA1 Lifting Devices and Slings
119701 | TAB-WA1-SQ-1158 | Sling | TAB-WA1-SQ-1000 | Lifting Device,Sling | Lifting Device |  | SQ | http://www.toronto.ca/TWONTO#fall_protection_sling |  | WA1 Lifting Devices and Slings
119702 | TAB-WA1-SQ-1160 | Sling | TAB-WA1-SQ-1000 | Lifting Device,Sling | Lifting Device |  | SQ | http://www.toronto.ca/TWONTO#fall_protection_sling |  | WA1 Lifting Devices and Slings
119703 | TAB-WA1-SQ-1161 | Sling | TAB-WA1-SQ-1000 | Lifting Device,Sling | Lifting Device |  | SQ | http://www.toronto.ca/TWONTO#fall_protection_sling |  | WA1 Lifting Devices and Slings
119704 | TAB-WA1-SQ-1163 | Sling | TAB-WA1-SQ-1000 | Lifting Device,Sling | Lifting Device |  | SQ | http://www.toronto.ca/TWONTO#fall_protection_sling |  | WA1 Lifting Devices and Slings
119705 | TAB-WA1-SQ-1166 | Sling | TAB-WA1-SQ-1000 | Lifting Device,Sling | Lifting Device |  | SQ | http://www.toronto.ca/TWONTO#fall_protection_sling |  | WA1 Lifting Devices and Slings
119706 | TAB-WA1-SQ-1168 | Sling | TAB-WA1-SQ-1000 | Lifting Device,Sling | Lifting Device |  | SQ | http://www.toronto.ca/TWONTO#fall_protection_sling |  | WA1 Lifting Devices and Slings
119707 | TAB-WA1-SQ-1169 | Sling | TAB-WA1-SQ-1000 | Lifting Device,Sling | Lifting Device |  | SQ | http://www.toronto.ca/TWONTO#fall_protection_sling |  | WA1 Lifting Devices and Slings
140619 | TNT-MCS-SQ-1001 | Sling | TNT-MCS-LD | Lifting Device,Sling | Lifting Device |  | SQ | http://www.toronto.ca/TWONTO#fall_protection_sling |  | Lifting Devices , cranes/ Portable crane/hoists, come alongs, slings, wire rope, chains
140620 | TNT-MCS-SQ-1002 | Sling | TNT-MCS-LD | Lifting Device,Sling | Lifting Device |  | SQ | http://www.toronto.ca/TWONTO#fall_protection_sling |  | Lifting Devices , cranes/ Portable crane/hoists, come alongs, slings, wire rope, chains
140621 | TNT-MCS-SQ-1003 | Sling | TNT-MCS-LD | Lifting Device,Sling | Lifting Device |  | SQ | http://www.toronto.ca/TWONTO#fall_protection_sling |  | Lifting Devices , cranes/ Portable crane/hoists, come alongs, slings, wire rope, chains
140622 | TNT-MCS-SQ-1008 | Sling | TNT-MCS-LD | Lifting Device,Sling | Lifting Device |  | SQ | http://www.toronto.ca/TWONTO#fall_protection_sling |  | Lifting Devices , cranes/ Portable crane/hoists, come alongs, slings, wire rope, chains
140623 | TNT-MCS-SQ-1009 | Sling | TNT-MCS-LD | Lifting Device,Sling | Lifting Device |  | SQ | http://www.toronto.ca/TWONTO#fall_protection_sling |  | Lifting Devices , cranes/ Portable crane/hoists, come alongs, slings, wire rope, chains
140624 | TNT-MCS-SQ-1010 | Sling | TNT-MCS-LD | Lifting Device,Sling | Lifting Device |  | SQ | http://www.toronto.ca/TWONTO#fall_protection_sling |  | Lifting Devices , cranes/ Portable crane/hoists, come alongs, slings, wire rope, chains
140625 | TNT-MCS-SQ-1015 | Sling | TNT-MCS-LD | Lifting Device,Sling | Lifting Device |  | SQ | http://www.toronto.ca/TWONTO#fall_protection_sling |  | Lifting Devices , cranes/ Portable crane/hoists, come alongs, slings, wire rope, chains
140626 | TNT-MCS-SQ-1016 | Sling | TNT-MCS-LD | Lifting Device,Sling | Lifting Device |  | SQ | http://www.toronto.ca/TWONTO#fall_protection_sling |  | Lifting Devices , cranes/ Portable crane/hoists, come alongs, slings, wire rope, chains
140627 | TNT-MCS-SQ-1017 | Sling | TNT-MCS-LD | Lifting Device,Sling | Lifting Device |  | SQ | http://www.toronto.ca/TWONTO#fall_protection_sling |  | Lifting Devices , cranes/ Portable crane/hoists, come alongs, slings, wire rope, chains
140628 | TNT-MCS-SQ-1020 | Sling | TNT-MCS-LD | Lifting Device,Sling | Lifting Device |  | SQ | http://www.toronto.ca/TWONTO#fall_protection_sling |  | Lifting Devices , cranes/ Portable crane/hoists, come alongs, slings, wire rope, chains
140629 | TNT-MCS-SQ-1021 | Sling | TNT-MCS-LD | Lifting Device,Sling | Lifting Device |  | SQ | http://www.toronto.ca/TWONTO#fall_protection_sling |  | Lifting Devices , cranes/ Portable crane/hoists, come alongs, slings, wire rope, chains
140630 | TNT-MCS-SQ-1022 | Sling | TNT-MCS-LD | Lifting Device,Sling | Lifting Device |  | SQ | http://www.toronto.ca/TWONTO#fall_protection_sling |  | Lifting Devices , cranes/ Portable crane/hoists, come alongs, slings, wire rope, chains
140631 | TNT-MCS-SQ-1028 | Sling | TNT-MCS-LD | Lifting Device,Sling | Lifting Device |  | SQ | http://www.toronto.ca/TWONTO#fall_protection_sling |  | Lifting Devices , cranes/ Portable crane/hoists, come alongs, slings, wire rope, chains
140632 | TNT-MCS-SQ-1029 | Sling | TNT-MCS-LD | Lifting Device,Sling | Lifting Device |  | SQ | http://www.toronto.ca/TWONTO#fall_protection_sling |  | Lifting Devices , cranes/ Portable crane/hoists, come alongs, slings, wire rope, chains
140633 | TNT-MCS-SQ-1031 | Sling | TNT-MCS-LD | Lifting Device,Sling | Lifting Device |  | SQ | http://www.toronto.ca/TWONTO#fall_protection_sling |  | Lifting Devices , cranes/ Portable crane/hoists, come alongs, slings, wire rope, chains
140634 | TNT-MCS-SQ-1032 | Sling | TNT-MCS-LD | Lifting Device,Sling | Lifting Device |  | SQ | http://www.toronto.ca/TWONTO#fall_protection_sling |  | Lifting Devices , cranes/ Portable crane/hoists, come alongs, slings, wire rope, chains
140635 | TNT-MCS-SQ-1034 | Sling | TNT-MCS-LD | Lifting Device,Sling | Lifting Device |  | SQ | http://www.toronto.ca/TWONTO#fall_protection_sling |  | Lifting Devices , cranes/ Portable crane/hoists, come alongs, slings, wire rope, chains
140636 | TNT-MCS-SQ-1037 | Sling | TNT-MCS-LD | Lifting Device,Sling | Lifting Device |  | SQ | http://www.toronto.ca/TWONTO#fall_protection_sling |  | Lifting Devices , cranes/ Portable crane/hoists, come alongs, slings, wire rope, chains
140637 | TNT-MCS-SQ-1039 | Sling | TNT-MCS-LD | Lifting Device,Sling | Lifting Device |  | SQ | http://www.toronto.ca/TWONTO#fall_protection_sling |  | Lifting Devices , cranes/ Portable crane/hoists, come alongs, slings, wire rope, chains
140638 | TNT-MCS-SQ-1041 | Sling | TNT-MCS-LD | Lifting Device,Sling | Lifting Device |  | SQ | http://www.toronto.ca/TWONTO#fall_protection_sling |  | Lifting Devices , cranes/ Portable crane/hoists, come alongs, slings, wire rope, chains
140639 | TNT-MCS-SQ-1042 | Sling | TNT-MCS-LD | Lifting Device,Sling | Lifting Device |  | SQ | http://www.toronto.ca/TWONTO#fall_protection_sling |  | Lifting Devices , cranes/ Portable crane/hoists, come alongs, slings, wire rope, chains
79768 | THR-WA1-LD-0024 | Sling, Braided Wire Rope, Work Area 1 ( WIRE ROPE SLING SIZE; 3/8" X 6') | THR-LD-WIRE-WA1 | Lifting Device,Sling | Lifting Device |  | LD | wire-rope_sling |  | Slings, Wire Rope, Work Area 1
139380 | THR-WA1-LD-0025 | Sling, Braided Wire Rope, Work Area 1 ( WIRE ROPE SLING SIZE; 3/8" X 6') | THR-LD-WIRE-WA1 | Lifting Device,Sling | Lifting Device |  | LD | wire-rope_sling |  | Slings, Wire Rope, Work Area 1
79796 | THR-WA1-LD-799-2 | Sling, Braided Wire Rope, Work Area 1 (NYLON SLING SIZE; 2" X 4', CAPACITY 6400 LBS., SN 1045799-2) A | THR-LD-WIRE-WA1 | Lifting Device,Sling | Lifting Device |  | LD | wire-rope_sling |  | Slings, Wire Rope, Work Area 1
139376 | THR-WA1-LD-0015 | Sling, Braided Wire Rope, Work Area 1 (WIRE ROPE SLING SIZE; 3/8" X2') | THR-LD-WIRE-WA1 | Lifting Device,Sling | Lifting Device |  | LD | wire-rope_sling |  | Slings, Wire Rope, Work Area 1
79894 | THR-WA2-LD-0020 | Sling, Chain, Work Area 2 | THR-LD-WIRE-WA2 | Lifting Device,Sling | Lifting Device |  | LD | chain_sling |  | Slings, Wire Rope, Work Area 2
79896 | THR-WA2-LD-0021 | Sling, Chain, Work Area 2 | THR-LD-WIRE-WA2 | Lifting Device,Sling | Lifting Device |  | LD | chain_sling |  | Slings, Wire Rope, Work Area 2
79898 | THR-WA2-LD-0023 | Sling, Chain, Work Area 2 | THR-LD-NYLN-WA2 | Lifting Device,Sling | Lifting Device |  | LD | chain_sling |  | Slings, Nylon, Work Area 2
79900 | THR-WA2-LD-0024 | Sling, Chain, Work Area 2 | THR-LD-NYLN-WA2 | Lifting Device,Sling | Lifting Device |  | LD | chain_sling |  | Slings, Nylon, Work Area 2
79901 | THR-WA2-LD-0025 | Sling, Chain, Work Area 2 | THR-LD-NYLN-WA2 | Lifting Device,Sling | Lifting Device |  | LD | chain_sling |  | Slings, Nylon, Work Area 2
139432 | THR-WA2-LD-0022 | Sling, Chain, Work Area 2 | THR-LD-WIRE-WA2 | Lifting Device,Sling | Lifting Device |  | LD | chain_sling |  | Slings, Wire Rope, Work Area 2
79895 | THR-WA2-LD-0020S | Sling, Chain, Work Area 2 (SUSPENDED) | THR-S-E | Lifting Device,Sling | Lifting Device |  | LD | chain_sling |  | SUSPENDED ENTITY
79897 | THR-WA2-LD-0021S | Sling, Chain, Work Area 2 (SUSPENDED) | THR-S-E | Lifting Device,Sling | Lifting Device |  | LD | chain_sling |  | SUSPENDED ENTITY
79899 | THR-WA2-LD-0023S | Sling, Chain, Work Area 2 (SUSPENDED) | THR-LD-NYLN-WA2 | Lifting Device,Sling | Lifting Device |  | LD | chain_sling |  | Slings, Nylon, Work Area 2
79902 | THR-WA2-LD-0025S | Sling, Chain, Work Area 2 (SUSPENDED) | THR-LD-NYLN-WA2 | Lifting Device,Sling | Lifting Device |  | LD | chain_sling |  | Slings, Nylon, Work Area 2
79903 | THR-WA2-LD-0025S | Sling, Chain, Work Area 2 (SUSPENDED) | THR-S-E | Lifting Device,Sling | Lifting Device |  | LD | chain_sling |  | SUSPENDED ENTITY
139430 | THR-WA2-LD-0020S | Sling, Chain, Work Area 2 (SUSPENDED) | THR-LD-WIRE-WA2 | Lifting Device,Sling | Lifting Device |  | LD | chain_sling |  | Slings, Wire Rope, Work Area 2
139431 | THR-WA2-LD-0021S | Sling, Chain, Work Area 2 (SUSPENDED) | THR-LD-WIRE-WA2 | Lifting Device,Sling | Lifting Device |  | LD | chain_sling |  | Slings, Wire Rope, Work Area 2
139433 | THR-WA2-LD-0022S | Sling, Chain, Work Area 2 (SUSPENDED) | THR-LD-WIRE-WA2 | Lifting Device,Sling | Lifting Device |  | LD | chain_sling |  | Slings, Wire Rope, Work Area 2
139434 | THR-WA2-LD-0022S | Sling, Chain, Work Area 2 (SUSPENDED) | THR-S-E | Lifting Device,Sling | Lifting Device |  | LD | chain_sling |  | SUSPENDED ENTITY
139435 | THR-WA2-LD-0023S | Sling, Chain, Work Area 2 (SUSPENDED) | THR-S-E | Lifting Device,Sling | Lifting Device |  | LD | chain_sling |  | SUSPENDED ENTITY
80044 | THR-WA3-LD-0121 | Sling, Chain, Work Area 3 | THR-LD-WIRE-WA3 | Lifting Device,Sling | Lifting Device |  | LD | chain_sling |  | Slings, Wire Rope, Work Area 3
139526 | THR-WA3-LD-0073S | Sling, Grab Rope + Hooks 100', 1/2" DIA, Work Area 3 | THR-LD-WIRE-WA3 | Lifting Device,Sling | Lifting Device | 40277 | LD | http://www.toronto.ca/TWONTO#fall_protection_sling |  | Slings, Wire Rope, Work Area 3
80043 | THR-WA3-LD-0119 | Sling, Nylon(Anchor), Work Area 3 | THR-LD-NYLN-WA3 | Lifting Device,Sling | Lifting Device |  | LD | synthetic_web_sling |  | Slings, Nylon, Work Area 3
139541 | THR-WA3-LD-0118S | Sling, Nylon(Anchor), Work Area 3 | THR-LD-NYLN-WA3 | Lifting Device,Sling | Lifting Device | 40286 | LD | synthetic_web_sling |  | Slings, Nylon, Work Area 3
55620 | TAB-WA3-LD-2360 | Sling, Nylon, 10 FT | TAB-DEW-SAFETY | PPE | Lifting Device |  | LD | synthetic_web_sling |  | Safety Equipment
55621 | TAB-WA3-LD-2368 | Sling, Nylon, 10 FT | TAB-DEW-SAFETY | PPE | Lifting Device |  | LD | synthetic_web_sling |  | Safety Equipment
55622 | TAB-WA3-LD-2369 | Sling, Nylon, 10 FT | TAB-DEW-SAFETY | PPE | Lifting Device |  | LD | synthetic_web_sling |  | Safety Equipment
55640 | TAB-WA3-LD-8512 | Sling, Nylon, 10 FT | TAB-DEW-SAFETY | PPE | Lifting Device |  | LD | synthetic_web_sling |  | Safety Equipment
55615 | TAB-WA3-LD-1352 | Sling, Nylon, 12 FT | TAB-DEW-SAFETY | PPE | Lifting Device |  | LD | synthetic_web_sling |  | Safety Equipment
55616 | TAB-WA3-LD-1355 | Sling, Nylon, 12 FT | TAB-DEW-SAFETY | PPE | Lifting Device |  | LD | synthetic_web_sling |  | Safety Equipment
55619 | TAB-WA3-LD-2356 | Sling, Nylon, 12 FT | TAB-DEW-SAFETY | PPE | Lifting Device |  | LD | synthetic_web_sling |  | Safety Equipment
55653 | TAB-WA3-LF-2357 | Sling, Nylon, 12 FT | TAB-DEW-SAFETY | PPE | Lifting Device |  | LF | synthetic_web_sling |  | Safety Equipment
119852 | TAB-WA3-LD-1354 | Sling, Nylon, 12 FT | TAB-DEW-SAFETY | PPE | Lifting Device |  | LD | synthetic_web_sling |  | Safety Equipment
119853 | TAB-WA3-LD-1357 | Sling, Nylon, 12 FT | TAB-DEW-SAFETY | PPE | Lifting Device |  | LD | synthetic_web_sling |  | Safety Equipment
119855 | TAB-WA3-LD-2358 | Sling, Nylon, 12 FT | TAB-DEW-SAFETY | PPE | Lifting Device |  | LD | synthetic_web_sling |  | Safety Equipment
139525 | THR-WA3-LD-0072S | Sling, Nylon, 2'x1", 3100 LBS, Work Area 3 | THR-LD-NYLN-WA3 | Lifting Device,Sling | Lifting Device | 40276 | LD | synthetic_web_sling |  | Slings, Nylon, Work Area 3
55617 | TAB-WA3-LD-1902 | Sling, Nylon, 3 FT | TAB-DEW-SAFETY | PPE | Lifting Device |  | LD | synthetic_web_sling |  | Safety Equipment
119854 | TAB-WA3-LD-1416 | Sling, Nylon, 3 FT | TAB-DEW-SAFETY | PPE | Lifting Device |  | LD | synthetic_web_sling |  | Safety Equipment
80027 | THR-WA3-LD-0066 | Sling, Nylon, 3'L, W2"--6200 lbs-Work Area 3 ( 2" X 3') | THR-LD-NYLN-WA3 | Lifting Device,Sling | Lifting Device |  | LD | synthetic_web_sling |  | Slings, Nylon, Work Area 3
80028 | THR-WA3-LD-0067 | Sling, Nylon, 3'L, W2"--6200 lbs-Work Area 3 ( 2" X 3') | THR-LD-NYLN-WA3 | Lifting Device,Sling | Lifting Device |  | LD | synthetic_web_sling |  | Slings, Nylon, Work Area 3
80029 | THR-WA3-LD-0068 | Sling, Nylon, 3'L, W2"--6200 lbs-Work Area 3 ( 2" X 3') | THR-LD-NYLN-WA3 | Lifting Device,Sling | Lifting Device |  | LD | synthetic_web_sling |  | Slings, Nylon, Work Area 3
139522 | THR-WA3-LD-0065 | Sling, Nylon, 3'L, W2"--6200 lbs-Work Area 3 ( 2" X 3') | THR-LD-NYLN-WA3 | Lifting Device,Sling | Lifting Device |  | LD | synthetic_web_sling |  | Slings, Nylon, Work Area 3
55632 | TAB-WA3-LD-3247 | Sling, Nylon, 4 FT | TAB-DEW-SAFETY | PPE | Lifting Device |  | LD | synthetic_web_sling |  | Safety Equipment
55636 | TAB-WA3-LD-6616 | Sling, Nylon, 4 FT | TAB-DEW-SAFETY | PPE | Lifting Device |  | LD | synthetic_web_sling |  | Safety Equipment
119860 | TAB-WA3-LD-3252 | Sling, Nylon, 4 FT | TAB-DEW-SAFETY | PPE | Lifting Device |  | LD | synthetic_web_sling |  | Safety Equipment
80030 | THR-WA3-LD-0070 | Sling, Nylon, 4'x 2", 36000 lbs -Work Area 3 ( 2" X 4',) | THR-LD-NYLN-WA3 | Lifting Device,Sling | Lifting Device |  | LD | synthetic_web_sling |  | Slings, Nylon, Work Area 3
139524 | THR-WA3-LD-0071 | Sling, Nylon, 4'x2", 3200 LBS, Work Area 3 ( 2" X 4',) | THR-LD-NYLN-WA3 | Lifting Device,Sling | Lifting Device |  | LD | synthetic_web_sling |  | Slings, Nylon, Work Area 3
55618 | TAB-WA3-LD-2300 | Sling, Nylon, 6 FT | TAB-DEW-SAFETY | PPE | Lifting Device |  | LD | synthetic_web_sling |  | Safety Equipment
55627 | TAB-WA3-LD-2380 | Sling, Nylon, 6 FT | TAB-DEW-SAFETY | PPE | Lifting Device |  | LD | synthetic_web_sling |  | Safety Equipment
55628 | TAB-WA3-LD-2381 | Sling, Nylon, 6 FT | TAB-DEW-SAFETY | PPE | Lifting Device |  | LD | synthetic_web_sling |  | Safety Equipment
55629 | TAB-WA3-LD-2383 | Sling, Nylon, 6 FT | TAB-DEW-SAFETY | PPE | Lifting Device |  | LD | synthetic_web_sling |  | Safety Equipment
55630 | TAB-WA3-LD-2388 | Sling, Nylon, 6 FT | TAB-DEW-SAFETY | PPE | Lifting Device |  | LD | synthetic_web_sling |  | Safety Equipment
55631 | TAB-WA3-LD-3207 | Sling, Nylon, 6 FT | TAB-DEW-SAFETY | PPE | Lifting Device |  | LD | synthetic_web_sling |  | Safety Equipment
119859 | TAB-WA3-LD-2384 | Sling, Nylon, 6 FT | TAB-DEW-SAFETY | PPE | Lifting Device |  | LD | synthetic_web_sling |  | Safety Equipment
119862 | TAB-WA3-LD-9537 | Sling, Nylon, 6 FT | TAB-DEW-SAFETY | PPE | Lifting Device |  | LD | synthetic_web_sling |  | Safety Equipment
55623 | TAB-WA3-LD-2370 | Sling, Nylon, 8 FT | TAB-DEW-SAFETY | PPE | Lifting Device |  | LD | synthetic_web_sling |  | Safety Equipment
55624 | TAB-WA3-LD-2371 | Sling, Nylon, 8 FT | TAB-DEW-SAFETY | PPE | Lifting Device |  | LD | synthetic_web_sling |  | Safety Equipment
55625 | TAB-WA3-LD-2372 | Sling, Nylon, 8 FT | TAB-DEW-SAFETY | PPE | Lifting Device |  | LD | synthetic_web_sling |  | Safety Equipment
55626 | TAB-WA3-LD-2378 | Sling, Nylon, 8 FT | TAB-DEW-SAFETY | PPE | Lifting Device |  | LD | synthetic_web_sling |  | Safety Equipment
55633 | TAB-WA3-LD-4951 | Sling, Nylon, 8 FT | TAB-DEW-SAFETY | PPE | Lifting Device |  | LD | synthetic_web_sling |  | Safety Equipment
55634 | TAB-WA3-LD-4958 | Sling, Nylon, 8 FT | TAB-DEW-SAFETY | PPE | Lifting Device |  | LD | synthetic_web_sling |  | Safety Equipment
55635 | TAB-WA3-LD-5518 | Sling, Nylon, 8 FT | TAB-DEW-SAFETY | PPE | Lifting Device |  | LD | synthetic_web_sling |  | Safety Equipment
55637 | TAB-WA3-LD-7410 | Sling, Nylon, 8 FT | TAB-DEW-SAFETY | PPE | Lifting Device |  | LD | synthetic_web_sling |  | Safety Equipment
55638 | TAB-WA3-LD-7411 | Sling, Nylon, 8 FT | TAB-DEW-SAFETY | PPE | Lifting Device |  | LD | synthetic_web_sling |  | Safety Equipment
55639 | TAB-WA3-LD-8508 | Sling, Nylon, 8 FT | TAB-DEW-SAFETY | PPE | Lifting Device |  | LD | synthetic_web_sling |  | Safety Equipment
119856 | TAB-WA3-LD-2363 | Sling, Nylon, 8 FT | TAB-DEW-SAFETY | PPE | Lifting Device |  | LD | synthetic_web_sling |  | Safety Equipment
119857 | TAB-WA3-LD-2376 | Sling, Nylon, 8 FT | TAB-DEW-SAFETY | PPE | Lifting Device |  | LD | synthetic_web_sling |  | Safety Equipment
119858 | TAB-WA3-LD-2377 | Sling, Nylon, 8 FT | TAB-DEW-SAFETY | PPE | Lifting Device |  | LD | synthetic_web_sling |  | Safety Equipment
119940 | TAB-WA4-SQ-1222 | Sling, Nylon, Black & McDonald EE2-902, 10 Ft. (S/N 46725-134) | TAB-WA4-SQ-0010 |  | Lifting Device |  | SQ | synthetic_web_sling |  | WA4 Fall arrest systems
119934 | TAB-WA4-SQ-1212 | Sling, Nylon, Guillevin (S/N 90623-41) 3 Ft. | TAB-WA4-SQ-0010 |  | Lifting Device |  | SQ | synthetic_web_sling |  | WA4 Fall arrest systems
119941 | TAB-WA4-SQ-1224 | Sling, Nylon, Rig It Rite Ttpe 3, 12 Ft. (S/N NOV-12351) | TAB-WA4-SQ-0010 |  | Lifting Device |  | SQ | synthetic_web_sling |  | WA4 Fall arrest systems
55701 | TAB-WA4-SQ-1211 | Sling, Nylon, Sling Tech (S/N 28213) 3 Ft. | TAB-WA4-SQ-0010 |  | Lifting Device |  | SQ | synthetic_web_sling |  | WA4 Fall arrest systems
55699 | TAB-WA4-SQ-1204 | Sling, Nylon, Sling Tech (S/N 42630-01) 2 Ft. | TAB-WA4-SQ-0010 |  | Lifting Device |  | SQ | synthetic_web_sling |  | WA4 Fall arrest systems
119929 | TAB-WA4-SQ-1205 | Sling, Nylon, Sling Tech (S/N 74170-06) 2 Ft. | TAB-WA4-SQ-0010 |  | Lifting Device |  | SQ | synthetic_web_sling |  | WA4 Fall arrest systems
55698 | TAB-WA4-SQ-1201 | Sling, Nylon, Sling Tech (S/N 77812-05) 2 Ft. | TAB-WA4-SQ-0010 |  | Lifting Device |  | SQ | synthetic_web_sling |  | WA4 Fall arrest systems
119933 | TAB-WA4-SQ-1210 | Sling, Nylon, Sling Tech (S/N VCO 151412-01) 3 Ft. | TAB-WA4-SQ-0010 |  | Lifting Device |  | SQ | synthetic_web_sling |  | WA4 Fall arrest systems
119931 | TAB-WA4-SQ-1207 | Sling, Nylon, Sling Tech (S/N VCO 151412-03) 3 Ft. | TAB-WA4-SQ-0010 |  | Lifting Device |  | SQ | synthetic_web_sling |  | WA4 Fall arrest systems
55700 | TAB-WA4-SQ-1209 | Sling, Nylon, Sling Tech (S/N VCO 151412-04) 3 Ft. | TAB-WA4-SQ-0010 |  | Lifting Device |  | SQ | synthetic_web_sling |  | WA4 Fall arrest systems
119930 | TAB-WA4-SQ-1206 | Sling, Nylon, Sling Tech (S/N VCO 151412-05) 3 Ft. | TAB-WA4-SQ-0010 |  | Lifting Device |  | SQ | synthetic_web_sling |  | WA4 Fall arrest systems
119932 | TAB-WA4-SQ-1208 | Sling, Nylon, Sling Tech (S/N VCO 151412-06) 3 Ft. | TAB-WA4-SQ-0010 |  | Lifting Device |  | SQ | synthetic_web_sling |  | WA4 Fall arrest systems
119927 | TAB-WA4-SQ-1202 | Sling, Nylon, Sling Tech (S/N VCO-151412-13) 2 Ft. | TAB-WA4-SQ-0010 |  | Lifting Device |  | SQ | synthetic_web_sling |  | WA4 Fall arrest systems
119928 | TAB-WA4-SQ-1203 | Sling, Nylon, Sling Tech (S/N VCO-151412-14) 2 Ft. | TAB-WA4-SQ-0010 |  | Lifting Device |  | SQ | synthetic_web_sling |  | WA4 Fall arrest systems
55702 | TAB-WA4-SQ-1213 | Sling, Nylon, Sling Tech EE1-902-T3, 3 Ft. | TAB-WA4-SQ-0010 |  | Lifting Device |  | SQ | synthetic_web_sling |  | WA4 Fall arrest systems
55706 | TAB-WA4-SQ-1223 | Sling, Nylon, Sling Tech EE2-902-T3, 12 Ft. (S/N 59374-15) | TAB-WA4-SQ-0010 |  | Lifting Device |  | SQ | synthetic_web_sling |  | WA4 Fall arrest systems
55703 | TAB-WA4-SQ-1217 | Sling, Nylon, Sling Tech EE2-902-T3, 5 Ft. (S/N 84506-06 | TAB-WA4-SQ-0010 |  | Lifting Device |  | SQ | synthetic_web_sling |  | WA4 Fall arrest systems
55705 | TAB-WA4-SQ-1219 | Sling, Nylon, Sling Tech EE2-902-T3, 6 Ft. (S/N 59374-05) | TAB-WA4-SQ-0010 |  | Lifting Device |  | SQ | synthetic_web_sling |  | WA4 Fall arrest systems
55704 | TAB-WA4-SQ-1218 | Sling, Nylon, Sling Tech EE2-902-T3, 6 Ft. (S/N RE2-902 | TAB-WA4-SQ-0010 |  | Lifting Device |  | SQ | synthetic_web_sling |  | WA4 Fall arrest systems
119939 | TAB-WA4-SQ-1221 | Sling, Nylon, Sling Tech EE2-902-T3, 8 Ft. | TAB-WA4-SQ-0010 |  | Lifting Device |  | SQ | synthetic_web_sling |  | WA4 Fall arrest systems
119935 | TAB-WA4-SQ-1214 | Sling, Nylon, Sling Tech EE-902-T3, 3 Ft. | TAB-WA4-SQ-0010 |  | Lifting Device |  | SQ | synthetic_web_sling |  | WA4 Fall arrest systems
119936 | TAB-WA4-SQ-1215 | Sling, Nylon, Sling Tech EE-903-T3, 4 Ft. (S/N 25759) | TAB-WA4-SQ-0010 |  | Lifting Device |  | SQ | synthetic_web_sling |  | WA4 Fall arrest systems
119937 | TAB-WA4-SQ-1216 | Sling, Nylon, Tuff Edge Type 3 EE2-802T, 4 Ft. (S/N 936432-17) | TAB-WA4-SQ-0010 |  | Lifting Device |  | SQ | synthetic_web_sling |  | WA4 Fall arrest systems
80026 | THR-WA3-LD-0063S | Sling, Nylon, Uni Rope-4'-22000 LBS,Work Area 3 (Suspended) | THR-LD-NYLN-WA3 | Lifting Device,Sling | Lifting Device | 35925 | LD | synthetic_web_sling |  | Slings, Nylon, Work Area 3
139521 | THR-WA3-LD-0064 | Sling, Nylon, Uni Rope-4'-22000 LBS,Work Area 3 ( 2" X 4') | THR-LD-NYLN-WA3 | Lifting Device,Sling | Lifting Device |  | LD | synthetic_web_sling |  | Slings, Nylon, Work Area 3
119938 | TAB-WA4-SQ-1220 | Sling, Nylon, Uni-web EE1-902-T3, 6 Ft. | TAB-WA4-SQ-0010 |  | Lifting Device |  | SQ | synthetic_web_sling |  | WA4 Fall arrest systems
79892 | THR-WA1-LD-98-22 | Sling, Nylon, Work Area 1 (NYLON BELT SLING SIZE; 1' X 2', CAPACITY 3200 LBS, SN 1073598-22) A | THR-LD-NYLN-WA1 | Lifting Device,Sling | Lifting Device |  | LD | synthetic_web_sling |  | Slings, Nylon, Work Area 1
139422 | THR-WA1-LD-98-22 | Sling, Nylon, Work Area 1 (NYLON BELT SLING SIZE; 1' X 2', CAPACITY 3200 LBS, SN 1073598-22) A | THR-LD-WIRE-WA1 | Lifting Device,Sling | Lifting Device |  | LD | synthetic_web_sling |  | Slings, Wire Rope, Work Area 1
79792 | THR-WA1-LD-75-12 | Sling, Nylon, Work Area 1 (NYLON BELT SLING SIZE; 1' X 2', CAPACITY 3200 LBS, SN 895875-12) A | THR-LD-NYLN-WA1 | Lifting Device,Sling | Lifting Device |  | LD | synthetic_web_sling |  | Slings, Nylon, Work Area 1
79793 | THR-WA1-LD-75-14 | Sling, Nylon, Work Area 1 (NYLON BELT SLING SIZE; 1' X 2', CAPACITY 3200 LBS, SN 895875-14) A | THR-LD-NYLN-WA1 | Lifting Device,Sling | Lifting Device |  | LD | synthetic_web_sling |  | Slings, Nylon, Work Area 1
79802 | THR-WA1-LD-875-5 | Sling, Nylon, Work Area 1 (NYLON BELT SLING SIZE; 1' X 2', CAPACITY 3200 LBS, SN 895875-5) A | THR-LD-NYLN-WA1 | Lifting Device,Sling | Lifting Device |  | LD | synthetic_web_sling |  | Slings, Nylon, Work Area 1
79882 | THR-WA1-LD-875-9 | Sling, Nylon, Work Area 1 (NYLON BELT SLING SIZE; 1' X 2', CAPACITY 3200 LBS, SN 895875-9) A | THR-LD-NYLN-WA1 | Lifting Device,Sling | Lifting Device |  | LD | synthetic_web_sling |  | Slings, Nylon, Work Area 1
79790 | THR-WA1-LD-598-3 | Sling, Nylon, Work Area 1 (NYLON BELT SLING SIZE; 1" X 2`, CAPACITY 3200 LBS. SN 1073598-3) A | THR-LD-NYLN-WA1 | Lifting Device,Sling | Lifting Device |  | LD | synthetic_web_sling |  | Slings, Nylon, Work Area 1
139401 | THR-WA1-LD-329-19 | Sling, Nylon, Work Area 1 (NYLON BELT SLING SIZE; 1" X 3', CAPACITY 3200 LBS,SN 1453329-19) A | THR-LD-NYLN-WA1 | Lifting Device,Sling | Lifting Device |  | LD | synthetic_web_sling |  | Slings, Nylon, Work Area 1
139402 | THR-WA1-LD-329-2 | Sling, Nylon, Work Area 1 (NYLON BELT SLING SIZE; 1" X 3', CAPACITY 3200 LBS,SN 1453329-2) A | THR-LD-NYLN-WA1 | Lifting Device,Sling | Lifting Device |  | LD | synthetic_web_sling |  | Slings, Nylon, Work Area 1
139399 | THR-WA1-LD-29-22 | Sling, Nylon, Work Area 1 (NYLON BELT SLING SIZE; 1" X 3', CAPACITY 3200 LBS,SN 1453329-22) A | THR-LD-NYLN-WA1 | Lifting Device,Sling | Lifting Device |  | LD | synthetic_web_sling |  | Slings, Nylon, Work Area 1
139400 | THR-WA1-LD-29-28 | Sling, Nylon, Work Area 1 (NYLON BELT SLING SIZE; 1" X 3', CAPACITY 3200 LBS,SN 1453329-28) A | THR-LD-NYLN-WA1 | Lifting Device,Sling | Lifting Device |  | LD | synthetic_web_sling |  | Slings, Nylon, Work Area 1
79884 | THR-WA1-LD-92-10 | Sling, Nylon, Work Area 1 (NYLON BELT SLING SIZE; 1" X 3', CAPACITY 3200 LBS,SN 1497892-10) A | THR-LD-NYLN-WA1 | Lifting Device,Sling | Lifting Device |  | LD | synthetic_web_sling |  | Slings, Nylon, Work Area 1
79776 | THR-WA1-LD-0033 | Sling, Nylon, Work Area 1 (NYLON BELT SLING SIZE; 1" X 4', CAPACITY 1800 LBS,) A | THR-LD-NYLN-WA1 | Lifting Device,Sling | Lifting Device |  | LD | synthetic_web_sling |  | Slings, Nylon, Work Area 1
139384 | THR-WA1-LD-0033 | Sling, Nylon, Work Area 1 (NYLON BELT SLING SIZE; 1" X 4', CAPACITY 1800 LBS,) A | THR-LD-WIRE-WA1 | Lifting Device,Sling | Lifting Device |  | LD | synthetic_web_sling |  | Slings, Wire Rope, Work Area 1
139393 | THR-WA1-LD-03-20 | Sling, Nylon, Work Area 1 (NYLON BELT SLING SIZE; 1" X 4', CAPACITY 1800 LBS,SN 1156503-20) A | THR-LD-NYLN-WA1 | Lifting Device,Sling | Lifting Device |  | LD | synthetic_web_sling |  | Slings, Nylon, Work Area 1
79885 | THR-WA1-LD-92-17 | Sling, Nylon, Work Area 1 (NYLON BELT SLING SIZE; 1" X 4', CAPACITY 1800 LBS,SN 1497892-17) A | THR-LD-NYLN-WA1 | Lifting Device,Sling | Lifting Device |  | LD | synthetic_web_sling |  | Slings, Nylon, Work Area 1
79886 | THR-WA1-LD-92-24 | Sling, Nylon, Work Area 1 (NYLON BELT SLING SIZE; 1" X 4', CAPACITY 1800 LBS,SN 1497892-24) A | THR-LD-NYLN-WA1 | Lifting Device,Sling | Lifting Device |  | LD | synthetic_web_sling |  | Slings, Nylon, Work Area 1
79883 | THR-WA1-LD-892-4 | Sling, Nylon, Work Area 1 (NYLON BELT SLING SIZE; 1" X 4', CAPACITY 1800 LBS,SN 1497892-4) A | THR-LD-NYLN-WA1 | Lifting Device,Sling | Lifting Device |  | LD | synthetic_web_sling |  | Slings, Nylon, Work Area 1
79887 | THR-WA1-LD-92-52 | Sling, Nylon, Work Area 1 (NYLON BELT SLING SIZE; 1" X 4', CAPACITY 1800 LBS,SN 1497892-52) A | THR-LD-NYLN-WA1 | Lifting Device,Sling | Lifting Device |  | LD | synthetic_web_sling |  | Slings, Nylon, Work Area 1
139416 | THR-WA1-LD-90-13 | Sling, Nylon, Work Area 1 (NYLON BELT SLING SIZE; 1" X 4', CAPACITY 1800 LBS,SN 841990-13) A | THR-LD-NYLN-WA1 | Lifting Device,Sling | Lifting Device |  | LD | synthetic_web_sling |  | Slings, Nylon, Work Area 1
139423 | THR-WA1-LD-990-5 | Sling, Nylon, Work Area 1 (NYLON BELT SLING SIZE; 1" X 4', CAPACITY 1800 LBS,SN 841990-5) A | THR-LD-NYLN-WA1 | Lifting Device,Sling | Lifting Device |  | LD | synthetic_web_sling |  | Slings, Nylon, Work Area 1
139398 | THR-WA1-LD-281-2 | Sling, Nylon, Work Area 1 (NYLON BELT SLING SIZE; 1" X 6', CAPACITY 3200 LBS,SN 1115281-2) A | THR-LD-NYLN-WA1 | Lifting Device,Sling | Lifting Device |  | LD | synthetic_web_sling |  | Slings, Nylon, Work Area 1
79785 | THR-WA1-LD-492-1 | Sling, Nylon, Work Area 1 (NYLON BELT SLING SIZE; 1" X 6', CAPACITY 3200 LBS,SN 1382492-1) A | THR-LD-NYLN-WA1 | Lifting Device,Sling | Lifting Device |  | LD | synthetic_web_sling |  | Slings, Nylon, Work Area 1
139406 | THR-WA1-LD-56-19 | Sling, Nylon, Work Area 1 (NYLON BELT SLING SIZE; 2" X 10` 6400 LBS. CAPACITY, SN 413856-19) A | THR-LD-NYLN-WA1 | Lifting Device,Sling | Lifting Device |  | LD | synthetic_web_sling |  | Slings, Nylon, Work Area 1
79800 | THR-WA1-LD-86-58 | Sling, Nylon, Work Area 1 (NYLON BELT SLING SIZE; 2" X 12', CAPACITY 6400 LBS, SN 5033486-58) A | THR-LD-NYLN-WA1 | Lifting Device,Sling | Lifting Device |  | LD | synthetic_web_sling |  | Slings, Nylon, Work Area 1
139415 | THR-WA1-LD-86-58 | Sling, Nylon, Work Area 1 (NYLON BELT SLING SIZE; 2" X 12', CAPACITY 6400 LBS, SN 5033486-58) A | THR-LD-WIRE-WA1 | Lifting Device,Sling | Lifting Device |  | LD | synthetic_web_sling |  | Slings, Wire Rope, Work Area 1
139404 | THR-WA1-LD-457-1 | Sling, Nylon, Work Area 1 (NYLON BELT SLING SIZE; 2" X 12`, CAPACITY 6400 LBS, SN 1553457-1) A | THR-LD-NYLN-WA1 | Lifting Device,Sling | Lifting Device |  | LD | synthetic_web_sling |  | Slings, Nylon, Work Area 1
139407 | THR-WA1-LD-57-10 | Sling, Nylon, Work Area 1 (NYLON BELT SLING SIZE; 2" X 12`, CAPACITY 6400 LBS, SN 1553457-10) A | THR-LD-NYLN-WA1 | Lifting Device,Sling | Lifting Device |  | LD | synthetic_web_sling |  | Slings, Nylon, Work Area 1
79756 | THR-WA1-57-11 | Sling, Nylon, Work Area 1 (NYLON BELT SLING SIZE; 2" X 12`, CAPACITY 6400 LBS, SN 1553457-11) A | THR-LD-NYLN-WA1 | Lifting Device,Sling | Lifting Device |  |  | synthetic_web_sling |  | Slings, Nylon, Work Area 1
139366 | THR-WA1-57-15 | Sling, Nylon, Work Area 1 (NYLON BELT SLING SIZE; 2" X 12`, CAPACITY 6400 LBS, SN 1553457-15) A | THR-LD-NYLN-WA1 | Lifting Device,Sling | Lifting Device |  |  | synthetic_web_sling |  | Slings, Nylon, Work Area 1
139408 | THR-WA1-LD-57-18 | Sling, Nylon, Work Area 1 (NYLON BELT SLING SIZE; 2" X 12`, CAPACITY 6400 LBS, SN 1553457-18) A | THR-LD-NYLN-WA1 | Lifting Device,Sling | Lifting Device |  | LD | synthetic_web_sling |  | Slings, Nylon, Work Area 1
79789 | THR-WA1-LD-57-26 | Sling, Nylon, Work Area 1 (NYLON BELT SLING SIZE; 2" X 12`, CAPACITY 6400 LBS, SN 1553457-26) A | THR-LD-NYLN-WA1 | Lifting Device,Sling | Lifting Device |  | LD | synthetic_web_sling |  | Slings, Nylon, Work Area 1
139405 | THR-WA1-LD-457-3 | Sling, Nylon, Work Area 1 (NYLON BELT SLING SIZE; 2" X 12`, CAPACITY 6400 LBS, SN 1553457-3) A | THR-LD-NYLN-WA1 | Lifting Device,Sling | Lifting Device |  | LD | synthetic_web_sling |  | Slings, Nylon, Work Area 1
139365 | THR-WA1-457-7 | Sling, Nylon, Work Area 1 (NYLON BELT SLING SIZE; 2" X 12`, CAPACITY 6400 LBS, SN 1553457-7) A | THR-LD-NYLN-WA1 | Lifting Device,Sling | Lifting Device |  |  | synthetic_web_sling |  | Slings, Nylon, Work Area 1
79784 | THR-WA1-LD-486-5 | Sling, Nylon, Work Area 1 (NYLON BELT SLING SIZE; 2" X 12`, CAPACITY 6400 LBS, SN 5033486-5) A | THR-LD-NYLN-WA1 | Lifting Device,Sling | Lifting Device |  | LD | synthetic_web_sling |  | Slings, Nylon, Work Area 1
79788 | THR-WA1-LD-549-5 | Sling, Nylon, Work Area 1 (NYLON BELT SLING SIZE; 2" X 2', CAPACITY 6400 LBS, SN 1234549-5) A | THR-LD-NYLN-WA1 | Lifting Device,Sling | Lifting Device |  | LD | synthetic_web_sling |  | Slings, Nylon, Work Area 1
139395 | THR-WA1-LD-11-18 | Sling, Nylon, Work Area 1 (NYLON BELT SLING SIZE; 2" X 2', CAPACITY 6400 LBS, SN 1392011-18) A | THR-LD-NYLN-WA1 | Lifting Device,Sling | Lifting Device |  | LD | synthetic_web_sling |  | Slings, Nylon, Work Area 1
139388 | THR-WA1-LD-011-2 | Sling, Nylon, Work Area 1 (NYLON BELT SLING SIZE; 2" X 2', CAPACITY 6400 LBS, SN 1392011-2) A | THR-LD-NYLN-WA1 | Lifting Device,Sling | Lifting Device |  | LD | synthetic_web_sling |  | Slings, Nylon, Work Area 1
139389 | THR-WA1-LD-011-9 | Sling, Nylon, Work Area 1 (NYLON BELT SLING SIZE; 2" X 2', CAPACITY 6400 LBS, SN 1392011-9) A | THR-LD-NYLN-WA1 | Lifting Device,Sling | Lifting Device |  | LD | synthetic_web_sling |  | Slings, Nylon, Work Area 1
79786 | THR-WA1-LD-535-1 | Sling, Nylon, Work Area 1 (NYLON BELT SLING SIZE; 2" X 2', CAPACITY 6400 LBS, SN 1421535-1) A | THR-LD-NYLN-WA1 | Lifting Device,Sling | Lifting Device |  | LD | synthetic_web_sling |  | Slings, Nylon, Work Area 1
79787 | THR-WA1-LD-535-2 | Sling, Nylon, Work Area 1 (NYLON BELT SLING SIZE; 2" X 2', CAPACITY 6400 LBS, SN 1421535-2) A | THR-LD-NYLN-WA1 | Lifting Device,Sling | Lifting Device |  | LD | synthetic_web_sling |  | Slings, Nylon, Work Area 1
79797 | THR-WA1-LD-799-3 | Sling, Nylon, Work Area 1 (NYLON BELT SLING SIZE; 2" X 4', CAPACITY 6400 LBS, SN 1045799-3) A | THR-LD-NYLN-WA1 | Lifting Device,Sling | Lifting Device |  | LD | synthetic_web_sling |  | Slings, Nylon, Work Area 1
139413 | THR-WA1-LD-799-9 | Sling, Nylon, Work Area 1 (NYLON BELT SLING SIZE; 2" X 4', CAPACITY 6400 LBS, SN 1045799-9) A | THR-LD-NYLN-WA1 | Lifting Device,Sling | Lifting Device |  | LD | synthetic_web_sling |  | Slings, Nylon, Work Area 1
79791 | THR-WA1-LD-63-33 | Sling, Nylon, Work Area 1 (NYLON BELT SLING SIZE; 2" X 6' CAPACITY 6400LBS SN 010263-33) A | THR-LD-WIRE-WA1 | Lifting Device,Sling | Lifting Device |  | LD | synthetic_web_sling |  | Slings, Wire Rope, Work Area 1
139410 | THR-WA1-LD-63-33 | Sling, Nylon, Work Area 1 (NYLON BELT SLING SIZE; 2" X 6' CAPACITY 6400LBS SN 010263-33) A | THR-LD-NYLN-WA1 | Lifting Device,Sling | Lifting Device |  | LD | synthetic_web_sling |  | Slings, Nylon, Work Area 1
139392 | THR-WA1-LD-02-37 | Sling, Nylon, Work Area 1 (NYLON BELT SLING SIZE; 2" X 6' CAPACITY 6400Lbs SN 033302-37)) A | THR-LD-NYLN-WA1 | Lifting Device,Sling | Lifting Device |  | LD | synthetic_web_sling |  | Slings, Nylon, Work Area 1
139391 | THR-WA1-LD-02-33 | Sling, Nylon, Work Area 1 (NYLON BELT SLING SIZE; 2" X 6', CAPACITY 6400 LBS.SN 033302-32) A | THR-LD-NYLN-WA1 | Lifting Device,Sling | Lifting Device |  | LD | synthetic_web_sling |  | Slings, Nylon, Work Area 1
139390 | THR-WA1-LD-02-32 | Sling, Nylon, Work Area 1 (NYLON BELT SLING SIZE; 2" X 6', CAPACITY 6400 LBS.SN 033302-332 A | THR-LD-NYLN-WA1 | Lifting Device,Sling | Lifting Device |  | LD | synthetic_web_sling |  | Slings, Nylon, Work Area 1
139414 | THR-WA1-LD-811-1 | Sling, Nylon, Work Area 1 (NYLON BELT SLING SIZE; 2" X 6', CAPACITY 6400 LBS.SN 039811-1) A | THR-LD-NYLN-WA1 | Lifting Device,Sling | Lifting Device |  | LD | synthetic_web_sling |  | Slings, Nylon, Work Area 1
79799 | THR-WA1-LD-86-45 | Sling, Nylon, Work Area 1 (NYLON BELT SLING SIZE; 2" X 6', CAPACITY 6400 LBS.SN 1543386-45) A | THR-LD-NYLN-WA1 | Lifting Device,Sling | Lifting Device |  | LD | synthetic_web_sling |  | Slings, Nylon, Work Area 1
79888 | THR-WA1-LD-95-15 | Sling, Nylon, Work Area 1 (NYLON BELT SLING SIZE; 2" X 8' CAPACITY 6400Lbs SN 1538295-15) | THR-LD-NYLN-WA1 | Lifting Device,Sling | Lifting Device |  | LD | synthetic_web_sling |  | Slings, Nylon, Work Area 1
79889 | THR-WA1-LD-95-15 | Sling, Nylon, Work Area 1 (NYLON BELT SLING SIZE; 2" X 8' CAPACITY 6400Lbs SN 1538295-15) | THR-LD-WIRE-WA1 | Lifting Device,Sling | Lifting Device |  | LD | synthetic_web_sling |  | Slings, Wire Rope, Work Area 1
79890 | THR-WA1-LD-95-21 | Sling, Nylon, Work Area 1 (NYLON BELT SLING SIZE; 2" X 8' CAPACITY 6400Lbs SN 1538295-21) | THR-LD-NYLN-WA1 | Lifting Device,Sling | Lifting Device |  | LD | synthetic_web_sling |  | Slings, Nylon, Work Area 1
139420 | THR-WA1-LD-95-45 | Sling, Nylon, Work Area 1 (NYLON BELT SLING SIZE; 2" X 8' CAPACITY 6400Lbs SN 1538295-45) | THR-LD-NYLN-WA1 | Lifting Device,Sling | Lifting Device |  | LD | synthetic_web_sling |  | Slings, Nylon, Work Area 1
139385 | THR-WA1-LD-0034 | Sling, Nylon, Work Area 1 (NYLON BELT SLING SIZE; 2" X 8', CAPACITY 6300 LBS,) | THR-LD-NYLN-WA1 | Lifting Device,Sling | Lifting Device |  | LD | synthetic_web_sling |  | Slings, Nylon, Work Area 1
79777 | THR-WA1-LD-0039 | Sling, Nylon, Work Area 1 (NYLON BELT SLING SIZE; 3" X 10` CAPACITY 4800Lbs SN )) | THR-LD-NYLN-WA1 | Lifting Device,Sling | Lifting Device |  | LD | synthetic_web_sling |  | Slings, Nylon, Work Area 1
139386 | THR-WA1-LD-0038 | Sling, Nylon, Work Area 1 (NYLON BELT SLING SIZE; 3" X 10`, CAPACITY 4800 LBS SN )) | THR-LD-NYLN-WA1 | Lifting Device,Sling | Lifting Device |  | LD | synthetic_web_sling |  | Slings, Nylon, Work Area 1
79770 | THR-WA1-LD-0027 | Sling, Nylon, Work Area 1 (NYLON BELT SLING SIZE; 3" X 6', CAPACITY 4800 LBS, SN ) | THR-LD-NYLN-WA1 | Lifting Device,Sling | Lifting Device |  | LD | synthetic_web_sling |  | Slings, Nylon, Work Area 1
139381 | THR-WA1-LD-0027 | Sling, Nylon, Work Area 1 (NYLON BELT SLING SIZE; 3" X 6', CAPACITY 4800 LBS, SN ) | THR-LD-WIRE-WA1 | Lifting Device,Sling | Lifting Device |  | LD | synthetic_web_sling |  | Slings, Wire Rope, Work Area 1
79769 | THR-WA1-LD-0026 | Sling, Nylon, Work Area 1 (NYLON BELT SLING SIZE; 3" X 6', CAPACITY 4800 LBS,SN ) | THR-LD-NYLN-WA1 | Lifting Device,Sling | Lifting Device |  | LD | synthetic_web_sling |  | Slings, Nylon, Work Area 1
139396 | THR-WA1-LD-115-1 | Sling, Nylon, Work Area 1 (NYLON BELT SLING SIZE; 4" X 4` 11500 LBS. CAPACITY, SN 532115-1) | THR-LD-NYLN-WA1 | Lifting Device,Sling | Lifting Device |  | LD | synthetic_web_sling |  | Slings, Nylon, Work Area 1
79778 | THR-WA1-LD-0040 | Sling, Nylon, Work Area 1 (NYLON BELT SLING SIZE; 6" X 12`) (NA) | THR-LD-NYLN-WA1 | Lifting Device,Sling | Lifting Device |  | LD | synthetic_web_sling |  | Slings, Nylon, Work Area 1
79779 | THR-WA1-LD-0050 | Sling, Nylon, Work Area 1 (NYLON BELT SLING SIZE; 6" X 13` CAPACITY 16800Lbs ) | THR-LD-NYLN-WA1 | Lifting Device,Sling | Lifting Device |  | LD | synthetic_web_sling |  | Slings, Nylon, Work Area 1
79780 | THR-WA1-LD-0051 | Sling, Nylon, Work Area 1 (NYLON BELT SLING SIZE; 6" X 13` CAPACITY 16800Lbs ) | THR-LD-NYLN-WA1 | Lifting Device,Sling | Lifting Device |  | LD | synthetic_web_sling |  | Slings, Nylon, Work Area 1
79782 | THR-WA1-LD-115-2 | Sling, Nylon, Work Area 1 (NYLON SLING 4" X 4', CAPACITY 11500 LBS, SN 523115-2) | THR-LD-WIRE-WA1 | Lifting Device,Sling | Lifting Device |  | LD | synthetic_web_sling |  | Slings, Wire Rope, Work Area 1
139397 | THR-WA1-LD-115-2 | Sling, Nylon, Work Area 1 (NYLON SLING 4" X 4', CAPACITY 11500 LBS, SN 523115-2) | THR-LD-NYLN-WA1 | Lifting Device,Sling | Lifting Device |  | LD | synthetic_web_sling |  | Slings, Nylon, Work Area 1
79781 | THR-WA1-LD-0700 | Sling, Nylon, Work Area 1 (NYLON SLING 6' X 13', CAPACITY 16800 LBS SN 1350700.) | THR-LD-WIRE-WA1 | Lifting Device,Sling | Lifting Device |  | LD | synthetic_web_sling |  | Slings, Wire Rope, Work Area 1
139394 | THR-WA1-LD-0700 | Sling, Nylon, Work Area 1 (NYLON SLING 6' X 13', CAPACITY 16800 LBS SN 1350700.) | THR-LD-NYLN-WA1 | Lifting Device,Sling | Lifting Device |  | LD | synthetic_web_sling |  | Slings, Nylon, Work Area 1
79783 | THR-WA1-LD-3702 | Sling, Nylon, Work Area 1 (NYLON SLING 6" X 13' , CAPACITY 16500 LBS SN 20733702) | THR-LD-WIRE-WA1 | Lifting Device,Sling | Lifting Device |  | LD | synthetic_web_sling |  | Slings, Wire Rope, Work Area 1
139403 | THR-WA1-LD-3702 | Sling, Nylon, Work Area 1 (NYLON SLING 6" X 13' , CAPACITY 16500 LBS SN 20733702) | THR-LD-NYLN-WA1 | Lifting Device,Sling | Lifting Device |  | LD | synthetic_web_sling |  | Slings, Nylon, Work Area 1
79795 | THR-WA1-LD-79-24 | Sling, Nylon, Work Area 1 (NYLON SLING SIZE; 1" X 2', CAPACITY 3200 LBS. SN 513179-24) (NA) | THR-LD-WIRE-WA1 | Lifting Device,Sling | Lifting Device |  | LD | synthetic_web_sling |  | Slings, Wire Rope, Work Area 1
139411 | THR-WA1-LD-799-1 | Sling, Nylon, Work Area 1 (NYLON SLING SIZE; 2" X 4', CAPACITY 6400 LBS, SN 1045799-1) A | THR-LD-WIRE-WA1 | Lifting Device,Sling | Lifting Device |  | LD | synthetic_web_sling |  | Slings, Wire Rope, Work Area 1
139412 | THR-WA1-LD-799-5 | Sling, Nylon, Work Area 1 (NYLON SLING SIZE; 2" X 4', CAPACITY 6400 LBS, SN 1045799-5) A | THR-LD-WIRE-WA1 | Lifting Device,Sling | Lifting Device |  | LD | synthetic_web_sling |  | Slings, Wire Rope, Work Area 1
79798 | THR-WA1-LD-799-7 | Sling, Nylon, Work Area 1 (NYLON SLING SIZE; 2" X 4', CAPACITY 6400 LBS, SN 1045799-7) A | THR-LD-WIRE-WA1 | Lifting Device,Sling | Lifting Device |  | LD | synthetic_web_sling |  | Slings, Wire Rope, Work Area 1
139417 | THR-WA1-LD-95-12 | Sling, Nylon, Work Area 1 (NYLON SLING SIZE; 2" X 4', CAPACITY 6400 LBS, SN 1547395-12) A | THR-LD-WIRE-WA1 | Lifting Device,Sling | Lifting Device |  | LD | synthetic_web_sling |  | Slings, Wire Rope, Work Area 1
139418 | THR-WA1-LD-95-24 | Sling, Nylon, Work Area 1 (NYLON SLING SIZE; 2" X 4', CAPACITY 6400 LBS, SN 1547395-24) A | THR-LD-WIRE-WA1 | Lifting Device,Sling | Lifting Device |  | LD | synthetic_web_sling |  | Slings, Wire Rope, Work Area 1
139419 | THR-WA1-LD-95-36 | Sling, Nylon, Work Area 1 (NYLON SLING SIZE; 2" X 4', CAPACITY 6400 LBS, SN 1547395-36) A | THR-LD-WIRE-WA1 | Lifting Device,Sling | Lifting Device |  | LD | synthetic_web_sling |  | Slings, Wire Rope, Work Area 1
139421 | THR-WA1-LD-95-47 | Sling, Nylon, Work Area 1 (NYLON SLING SIZE; 2" X 4', CAPACITY 6400 LBS, SN 1547395-47) A | THR-LD-WIRE-WA1 | Lifting Device,Sling | Lifting Device |  | LD | synthetic_web_sling |  | Slings, Wire Rope, Work Area 1